## TOC
Table of Contents
Worksheet Title | Overview
Output Names | Lists the output names for DOE-2 and EnergyPlus
Methodology | Lists steps taken to create EnergyImpact table and charts
Chart kWh_WB | Contains comparison chart and pivot table for total kWh consumption (whole building)
Chart kWh_Htg_Clg | Contains comparison chart and pivot table for heating and cooling kWh consumption only
Chart kWh_EU | Contains comparison chart and pivot table for end use kWh consumption
EnergyImpact | Contains the consolidated impact table that is used as the source data for charts
results-summary_new | Contains the raw EnergyPlus outputs for "New" vintage (does not include hotels)
results-summary_new_htl | Contains the raw EnergyPlus outputs for "New" vintage hotels
results-summary_ex | Contains the raw EnergyPlus outputs for "Ex" vintage (does not include hotels)
results-summary_ex_htl | Contains the raw EnergyPlus outputs for "Ex" vintage hotels
sim_annual | Contains consumption data for DOE-2 runs
script | Contains the transform script used to convert the E+ out (results-summary.csv) to the sim_annual format (for reference)

## Output Names
DOE-2
Category
kwh_tot
kwh_ltg
kwh_task
kwh_equip
kwh_htg
kwh_clg
kwh_twr
kwh_aux
kwh_vent
EnergyPlus
Category
Total (kWh)
Heating (kWh)
Cooling (kWh)
Interior Lighting (kWh)
Exterior Lighting (kWh)
Interior Equipment (kWh)
Exterior Equipment (kWh)
Fans (kWh)
Pumps (kWh)
Heat Rejection (kWh)
Humidification (kWh)
Heat Recovery (kWh)
Water Systems (kWh)
Refrigeration (kWh)
Generators (kWh)

## Methodology
This sheet lists the steps taken to create the charts
1. Import the E+ results data into the workbook. Source data comes from the following four sheets:
  results-summary_new
  results-summary_new_htl
  results-summary_ex
  results-summary_ex_htl
2. Copy/paste end use impact values from the E+ data into the 'EnergyImpact' sheet that will serve as the source data for the charts
3. Add end use impact data from 'sim_annual' to 'EnergyImpact'. This will serve as the baseline data for comparing end use consumption. In this case, the end use values for the measure "MsrNResSpltPkgAC-65to134-S13" is used.
4. Set chart source data to the 'EnergyImpact' table in 'Chart kWh, EU' and 'Chart therm, EU'
5. Customize slicers and filters to present data as needed

## Chart kWh_WB
"New" vintage for E+ is the newest Title 24 (version 2025)
"New" vintage for DOE-2 is Title 24 (version 2022)
Instructions:
Filter BldgType and Vint in the pivot table below to update the chart
E+ outputs only have "New" and "Ex" vintages
Selecting multiple BldgTypes and/or BldgVintages will display the average of those results
BldgType | OfL
BldgVint | New
EnergyImpactID | (All)
BldgHVAC | (All)
BldgLoc | Average of kwh_tot | Average of Total (kWh)
CZ01 | 1401127.4297 | 1763382.29
CZ02 | 1483042.2479 | 2352790.16
CZ03 | 1409436.5834 | 2005446.29
CZ04 | 1485327.8417 | 2353253.2
CZ05 | 1424555.2571 | 2080433.98
CZ06 | 1518202.1985 | 2395265.91
CZ07 | 1477378.2742 | 2610671.41
CZ08 | 1554753.1457 | 2652064.59
CZ09 | 1547589.7489 | 2759928.79
CZ10 | 1579522.1449 | 2931455.03
CZ11 | 1621234.0738 | 2950226.56
CZ12 | 1556726.4268 | 2773431.45
CZ13 | 1629794.5666 | 2980125
CZ14 | 1609934.7992 | 3217533.6
CZ15 | 1800892.6928 | 3694443.47
CZ16 | 1650791.6168 | 3211356.62
Grand Total | 1546894.3155 | 2670738.0219

## Chart kWh_Htg_Clg
"New" vintage for E+ is the newest Title 24 (version 2025)
"New" vintage for DOE-2 is Title 24 (version 2022)
Instructions:
Filter BldgType and Vint in the pivot table below to update the chart
E+ outputs only have "New" and "Ex" vintages
Selecting multiple BldgTypes and/or BldgVintages will display the average of those results
BldgType | Htl
BldgVint | (Multiple Items)
EnergyImpactID | (All)
BldgHVAC | (All)
BldgLoc | Average of kwh_htg | Average of kwh_clg | Average of Heating (kWh) | Average of Cooling (kWh)
CZ01 | 348098.65 | 50560.24 | 116291.2 | 24260.9
CZ02 | 184043.8187 | 150482.2 | 112117.12 | 78007.06
CZ03 | 185078.3724 | 115733.3 | 63059.03 | 61256.5
CZ04 | 118685.6272 | 187834.7 | 81137.6 | 93553.47
CZ05 | 173092.0061 | 124851.9 | 59779.8 | 68570.31
CZ06 | 77338.9029 | 210599.2 | 78952.42 | 114755.51
CZ07 | 61878.2598 | 189845.1 | 74440.82 | 114354.37
CZ08 | 50501.4214 | 254766.6 | 85548.61 | 130475.96
CZ09 | 72916.9176 | 251697.4 | 103342.81 | 146042.65
CZ10 | 85320.6917 | 272541.8 | 130755.15 | 166004.76
CZ11 | 149683.2692 | 270702.7 | 184868.37 | 171904.97
CZ12 | 146594.1702 | 220319.4 | 146820.89 | 138893.41
CZ13 | 127042.7783 | 305280.3 | 156917.63 | 188002.42
CZ14 | 141646.3671 | 272040.3 | 155147.11 | 225265.21
CZ15 | 36175.5087 | 494093.1 | 186706.3 | 311096.25
CZ16 | 348384.618 | 130893.9 | 205151.66 | 152701.85
Grand Total | 144155.0862 | 218890.1337 | 121314.7825 | 136571.6

## Chart kWh_EU
"New" vintage for E+ is the newest Title 24 (version 2025)
"New" vintage for DOE-2 is Title 24 (version 2022)
Instructions:
Filter BldgType and Vint in the pivot table below to update the chart
E+ outputs only have "New" and "Ex" vintages
Selecting multiple BldgTypes and/or BldgVintages will display the average of those results
BldgType | Gro
BldgVint | (Multiple Items)
EnergyImpactID | (All)
BldgHVAC | (All)
BldgLoc | Average of kwh_ltg | Average of kwh_equip | Average of kwh_aux | Average of kwh_vent | Average of Interior Lighting (kWh) | Average of Interior Equipment (kWh) | Average of Fans (kWh) | Average of Pumps (kWh) | Average of Water Systems (kWh) | Average of Refrigeration (kWh)
CZ01 | 232299.7 | 248013.8 | 219.2566 | 41410.2 | 249305.1 | 177647.52 | 197023.81 | 0 | 70697.61 | 924933.24
CZ02 | 232299.7 | 248013.8 | 219.3383 | 49255.2 | 249305.1 | 177647.52 | 203090.06 | 0 | 64998.84 | 1174434.89
CZ03 | 232299.7 | 248013.8 | 219.3648 | 44522.8 | 249305.1 | 177647.52 | 198557.15 | 0 | 64751.04 | 1188983.3
CZ04 | 232299.7 | 248013.8 | 219.4058 | 45453.56 | 249305.1 | 177647.52 | 196294.16 | 0 | 62544.39 | 1245135.88
CZ05 | 232299.7 | 248013.8 | 219.3479 | 45422.18 | 249305.1 | 177647.52 | 192948.26 | 0 | 64757.38 | 1209622.99
CZ06 | 232299.7 | 248013.8 | 219.4325 | 45280.69 | 249305.1 | 177647.52 | 175810.17 | 0 | 59685.16 | 1521565.15
CZ07 | 232299.7 | 248013.8 | 219.407 | 44754.23 | 249305.1 | 177647.52 | 170302.15 | 0 | 58943.86 | 1499190.41
CZ08 | 232299.7 | 248013.8 | 219.4484 | 44428.29 | 249305.1 | 177647.52 | 179216.63 | 0 | 58840.93 | 1466124.64
CZ09 | 232299.7 | 248013.8 | 219.4324 | 42487.71 | 249305.1 | 177647.52 | 188263.09 | 0 | 58039.25 | 1496106.19
CZ10 | 232299.7 | 248013.8 | 219.4259 | 46356.78 | 249305.1 | 177647.52 | 180949.21 | 0 | 57573.1 | 1449797.71
CZ11 | 232299.7 | 248013.8 | 219.4111 | 48403.18 | 249305.1 | 177647.52 | 210991.94 | 0 | 58882.46 | 1295087.73
CZ12 | 232299.7 | 248013.8 | 219.3969 | 51376.08 | 249305.1 | 177647.52 | 199743.72 | 0 | 60511.08 | 1273003.12
CZ13 | 232299.7 | 248013.8 | 219.403 | 52866.4 | 249305.1 | 177647.52 | 197352.42 | 0 | 57190.41 | 1348798.81
CZ14 | 232299.7 | 248013.8 | 219.3652 | 45981.16 | 249305.1 | 177647.52 | 201955.38 | 0 | 54275.79 | 1456604.33
CZ15 | 232299.7 | 248013.8 | 219.4185 | 55980.4 | 249305.1 | 177647.52 | 172592.31 | 0 | 48251.97 | 1590024.63
CZ16 | 232299.7 | 248013.8 | 219.2762 | 44990.07 | 249305.1 | 177647.52 | 230605.37 | 0 | 63946.44 | 1310962.26
Grand Total | 232299.7 | 248013.8 | 219.3832 | 46810.5581 | 249305.1 | 177647.52 | 193480.9894 | 0 | 60243.1069 | 1340648.455

## EnergyImpact
EnergyImpactID | VersionSource | BldgType | BldgVint | BldgLoc | BldgHVAC | NormUnit | NumUnit | MeasArea | kwh_tot | kwh_ltg | kwh_task | kwh_equip | kwh_htg | kwh_clg | kwh_twr | kwh_aux | kwh_vent | Total (kWh) | Heating (kWh) | Cooling (kWh) | Interior Lighting (kWh) | Exterior Lighting (kWh) | Interior Equipment (kWh) | Exterior Equipment (kWh) | Fans (kWh) | Pumps (kWh) | Heat Rejection (kWh) | Humidification (kWh) | Heat Recovery (kWh) | Water Systems (kWh) | Refrigeration (kWh) | Generators (kWh)
CZ01/Asm/defaults/instance-out.sql | results-summary-ex | Asm | Ex | CZ01 | [13 empty] | 1044978.25 | 548397.54 | 21032.49 | 153888.09 | 0 | 145958.35 | 0 | 149745.49 | 199.02 | 0 | 0 | 0 | 25757.26 | 0 | 0
CZ01/ECC/defaults/instance-out.sql | results-summary-ex | ECC | Ex | CZ01 | [13 empty] | 2799915.73 | 333420.4 | 134156.52 | 350734.07 | 0 | 1004942.32 | 0 | 389395.27 | 57004.76 | 0 | 0 | 0 | 530262.4 | 0 | 0
CZ01/EPr/defaults/instance-out.sql | results-summary-ex | EPr | Ex | CZ01 | [13 empty] | 454479.71 | 27879.56 | 10150.83 | 63471.11 | 0 | 124743.49 | 0 | 141108.53 | 0 | 0 | 0 | 0 | 87126.18 | 0 | 0
CZ01/ERC/defaults/instance-out.sql | results-summary-ex | ERC | Ex | CZ01 | [13 empty] | 16357.09 | 2591.63 | 21.49 | 2170.58 | 0 | 2139.72 | 0 | 5753.78 | 0 | 0 | 0 | 0 | 3679.89 | 0 | 0
CZ01/ESe/defaults/instance-out.sql | results-summary-ex | ESe | Ex | CZ01 | [13 empty] | 1328502.5 | 197927.57 | 20941.7 | 197273.03 | 0 | 322422.45 | 0 | 336593.81 | 153.85 | 0 | 0 | 0 | 253190.1 | 0 | 0
CZ01/EUn/defaults/instance-out.sql | results-summary-ex | EUn | Ex | CZ01 | [13 empty] | 8513841.23 | 1006752.64 | 258461.68 | 1274541.22 | 0 | 3680441 | 0 | 1467864.76 | 20258.48 | 0 | 0 | 0 | 805521.46 | 0 | 0
CZ01/Fin/defaults/instance-out.sql | results-summary-ex | Fin | Ex | CZ01 | [13 empty] | 76068.45 | 3264.7 | 121.54 | 21323.7 | 0 | 14732.48 | 0 | 30833.15 | 0 | 0 | 0 | 0 | 5792.88 | 0 | 0
CZ01/Gro/defaults/instance-out.sql | results-summary-ex | Gro | Ex | CZ01 | [13 empty] | 1841897.23 | 221955.58 | 334.37 | 249305.1 | 0 | 177647.52 | 0 | 197023.81 | 0 | 0 | 0 | 0 | 70697.61 | 924933.24 | 0
CZ01/Hsp/defaults/instance-out.sql | results-summary-ex | Hsp | Ex | CZ01 | [13 empty] | 3414394.13 | 520987.48 | 256326.43 | 857863.39 | 0 | 1185036.94 | 0 | 209116.03 | 85446.08 | 0 | 0 | 0 | 299617.77 | 0 | 0
CZ01/Lib/defaults/instance-out.sql | results-summary-ex | Lib | Ex | CZ01 | [13 empty] | 133061.74 | 8597.28 | 156.16 | 29298.95 | 0 | 23374.05 | 0 | 57615.1 | 0 | 0 | 0 | 0 | 14020.2 | 0 | 0
CZ01/MBT/defaults/instance-out.sql | results-summary-ex | MBT | Ex | CZ01 | [13 empty] | 8524877.67 | 4050644.77 | 111335.16 | 711184.77 | 0 | 2172017.22 | 0 | 1255822.13 | 30340.78 | 0 | 0 | 0 | 193532.83 | 0 | 0
CZ01/MLI/defaults/instance-out.sql | results-summary-ex | MLI | Ex | CZ01 | [13 empty] | 1311966.79 | 642817.2 | 15824.75 | 283897.7 | 0 | 240539.88 | 0 | 73623.92 | 566.62 | 0 | 0 | 0 | 54696.71 | 0 | 0
CZ01/Mtl/defaults/instance-out.sql | results-summary-ex | Mtl | Ex | CZ01 | [13 empty] | 243710.49 | 144519.95 | 5716.92 | 51355.88 | 0 | 22461.47 | 0 | 17768.38 | 48.87 | 0 | 0 | 0 | 1839.02 | 0 | 0
CZ01/Nrs/defaults/instance-out.sql | results-summary-ex | Nrs | Ex | CZ01 | [13 empty] | 971437.88 | 183632.11 | 28782.11 | 201226.15 | 0 | 347903.8 | 0 | 72344.75 | 112.4 | 0 | 0 | 0 | 137436.56 | 0 | 0
CZ01/OfL/defaults/instance-out.sql | results-summary-ex | OfL | Ex | CZ01 | [13 empty] | 2518746.76 | 776368.7 | 129579.75 | 463682.79 | 0 | 831153.37 | 0 | 162514.81 | 29444.8 | 0 | 0 | 0 | 126002.53 | 0 | 0
CZ01/OfS/defaults/instance-out.sql | results-summary-ex | OfS | Ex | CZ01 | [13 empty] | 136984.64 | 7426.87 | 325.15 | 23792.96 | 0 | 29466.65 | 0 | 70923.88 | 0 | 0 | 0 | 0 | 5049.13 | 0 | 0
CZ01/Rel/defaults/instance-out.sql | results-summary-ex | Rel | Ex | CZ01 | [13 empty] | 656510.4 | 198949.41 | 521.13 | 91928.76 | 0 | 78770.29 | 0 | 268283.01 | 0 | 0 | 0 | 0 | 18057.81 | 0 | 0
CZ01/RFF/defaults/instance-out.sql | results-summary-ex | RFF | Ex | CZ01 | [13 empty] | 113792.21 | 3471.66 | 4004.96 | 13249.86 | 0 | 37905.78 | 0 | 32349.78 | 0 | 0 | 0 | 0 | 22810.18 | 0 | 0
CZ01/RSD/defaults/instance-out.sql | results-summary-ex | RSD | Ex | CZ01 | [13 empty] | 273133.05 | 33555.98 | 10901.61 | 36053.39 | 0 | 76552.65 | 0 | 35910.12 | 12.5 | 0 | 0 | 0 | 80146.8 | 0 | 0
CZ01/Rt3/defaults/instance-out.sql | results-summary-ex | Rt3 | Ex | CZ01 | [13 empty] | 1840158.73 | 277674.02 | 32799.32 | 774617.57 | 0 | 436518 | 0 | 125663.9 | 313.7 | 0 | 0 | 0 | 192572.21 | 0 | 0
CZ01/RtL/defaults/instance-out.sql | results-summary-ex | RtL | Ex | CZ01 | [13 empty] | 2274622.07 | 44413.5 | 12982.91 | 767684.28 | 0 | 509362.99 | 0 | 753516.79 | 0 | 0 | 0 | 0 | 186661.59 | 0 | 0
CZ01/RtS/defaults/instance-out.sql | results-summary-ex | RtS | Ex | CZ01 | [13 empty] | 140157.3 | 11913.6 | 126.12 | 44615.1 | 0 | 24449.53 | 0 | 47896.4 | 0 | 0 | 0 | 0 | 11156.54 | 0 | 0
CZ01/SCn/defaults/instance-out.sql | results-summary-ex | SCn | Ex | CZ01 | [13 empty] | 4777783.03 | 2883672.99 | 37341.6 | 850055.03 | 0 | 449066.39 | 0 | 467572.49 | 2723.16 | 0 | 0 | 0 | 87351.37 | 0 | 0
CZ01/SUn/defaults/instance-out.sql | results-summary-ex | SUn | Ex | CZ01 | [13 empty] | 1386474.33 | 0 | 0 | 850055.03 | 0 | 449066.39 | 0 | 0 | 0 | 0 | 0 | 0 | 87352.91 | 0 | 0
CZ01/WRf/defaults/instance-out.sql | results-summary-ex | WRf | Ex | CZ01 | [13 empty] | 7690107.15 | 0 | 0 | 850055.03 | 0 | 224533.19 | 0 | 1100.74 | 0 | 0 | 0 | 0 | 87366.61 | 6527051.58 | 0
CZ02/Asm/defaults/instance-out.sql | results-summary-ex | Asm | Ex | CZ02 | [13 empty] | 1262681.8 | 587488.62 | 153743.51 | 153888.09 | 0 | 145958.35 | 0 | 197185.37 | 714.26 | 0 | 0 | 0 | 23703.59 | 0 | 0
CZ02/ECC/defaults/instance-out.sql | results-summary-ex | ECC | Ex | CZ02 | [13 empty] | 3590006.36 | 461432.48 | 723991.53 | 350734.07 | 0 | 1004942.32 | 0 | 486488.83 | 76109.75 | 0 | 0 | 0 | 486307.37 | 0 | 0
CZ02/EPr/defaults/instance-out.sql | results-summary-ex | EPr | Ex | CZ02 | [13 empty] | 445732.3 | 15609.28 | 29324.94 | 63471.11 | 0 | 124743.49 | 0 | 132654.03 | 0 | 0 | 0 | 0 | 79929.46 | 0 | 0
CZ02/ERC/defaults/instance-out.sql | results-summary-ex | ERC | Ex | CZ02 | [13 empty] | 15446.39 | 1176.15 | 686.8 | 2170.58 | 0 | 2139.72 | 0 | 5848.15 | 0 | 0 | 0 | 0 | 3424.98 | 0 | 0
CZ02/ESe/defaults/instance-out.sql | results-summary-ex | ESe | Ex | CZ02 | [13 empty] | 1401716.26 | 164829.57 | 99064.92 | 197273.03 | 0 | 322422.45 | 0 | 385438.28 | 105.45 | 0 | 0 | 0 | 232582.57 | 0 | 0
CZ02/EUn/defaults/instance-out.sql | results-summary-ex | EUn | Ex | CZ02 | [13 empty] | 10680271.68 | 1270688.56 | 1937632.44 | 1274541.22 | 0 | 3680441 | 0 | 1681702.93 | 95759.53 | 0 | 0 | 0 | 739506 | 0 | 0
CZ02/Fin/defaults/instance-out.sql | results-summary-ex | Fin | Ex | CZ02 | [13 empty] | 77468.15 | 1923.23 | 4785.98 | 21323.7 | 0 | 14732.48 | 0 | 29331.2 | 0 | 0 | 0 | 0 | 5371.57 | 0 | 0
CZ02/Gro/defaults/instance-out.sql | results-summary-ex | Gro | Ex | CZ02 | [13 empty] | 2009741.3 | 119054.86 | 21210.03 | 249305.1 | 0 | 177647.52 | 0 | 203090.06 | 0 | 0 | 0 | 0 | 64998.84 | 1174434.89 | 0
CZ02/Hsp/defaults/instance-out.sql | results-summary-ex | Hsp | Ex | CZ02 | [13 empty] | 4883806.54 | 943797.23 | 1131405.85 | 857863.39 | 0 | 1185036.94 | 0 | 383983.77 | 106444.71 | 0 | 0 | 0 | 275274.66 | 0 | 0
CZ02/Lib/defaults/instance-out.sql | results-summary-ex | Lib | Ex | CZ02 | [13 empty] | 132879.67 | 4574.42 | 8407.02 | 29298.95 | 0 | 23374.05 | 0 | 54318.46 | 0 | 0 | 0 | 0 | 12906.77 | 0 | 0
CZ02/MBT/defaults/instance-out.sql | results-summary-ex | MBT | Ex | CZ02 | [13 empty] | 7661106.84 | 2704602.87 | 479576.88 | 711184.77 | 0 | 2172017.22 | 0 | 1376823.84 | 39061.97 | 0 | 0 | 0 | 177839.28 | 0 | 0
CZ02/MLI/defaults/instance-out.sql | results-summary-ex | MLI | Ex | CZ02 | [13 empty] | 1748836.95 | 838997.08 | 146771.06 | 283897.7 | 0 | 240539.88 | 0 | 187785.89 | 553.79 | 0 | 0 | 0 | 50291.55 | 0 | 0
CZ02/Mtl/defaults/instance-out.sql | results-summary-ex | Mtl | Ex | CZ02 | [13 empty] | 268291.17 | 133060.63 | 32175.72 | 51355.88 | 0 | 22461.47 | 0 | 27443.68 | 58.83 | 0 | 0 | 0 | 1734.97 | 0 | 0
CZ02/Nrs/defaults/instance-out.sql | results-summary-ex | Nrs | Ex | CZ02 | [13 empty] | 1066271.81 | 188199.94 | 98324.21 | 201226.15 | 0 | 347903.8 | 0 | 104166.71 | 154.13 | 0 | 0 | 0 | 126296.85 | 0 | 0
CZ02/OfL/defaults/instance-out.sql | results-summary-ex | OfL | Ex | CZ02 | [13 empty] | 3337459.93 | 810363.05 | 827152.85 | 463682.79 | 0 | 831153.37 | 0 | 225827.75 | 63475.5 | 0 | 0 | 0 | 115804.62 | 0 | 0
CZ02/OfS/defaults/instance-out.sql | results-summary-ex | OfS | Ex | CZ02 | [13 empty] | 141082.24 | 3668.04 | 9507.66 | 23792.96 | 0 | 29466.65 | 0 | 69958.8 | 0 | 0 | 0 | 0 | 4688.12 | 0 | 0
CZ02/Rel/defaults/instance-out.sql | results-summary-ex | Rel | Ex | CZ02 | [13 empty] | 594971.43 | 113262.15 | 35045.53 | 91928.76 | 0 | 78770.29 | 0 | 259331.41 | 0 | 0 | 0 | 0 | 16633.28 | 0 | 0
CZ02/RFF/defaults/instance-out.sql | results-summary-ex | RFF | Ex | CZ02 | [13 empty] | 119653.88 | 1920.66 | 9117.64 | 13249.86 | 0 | 37905.78 | 0 | 36453.1 | 0 | 0 | 0 | 0 | 21006.84 | 0 | 0
CZ02/RSD/defaults/instance-out.sql | results-summary-ex | RSD | Ex | CZ02 | [13 empty] | 296180.19 | 41647.43 | 26224.33 | 36053.39 | 0 | 76552.65 | 0 | 41978.6 | 38.85 | 0 | 0 | 0 | 73684.94 | 0 | 0
CZ02/Rt3/defaults/instance-out.sql | results-summary-ex | Rt3 | Ex | CZ02 | [13 empty] | 2347633.66 | 522921.88 | 211786.83 | 774617.57 | 0 | 436518 | 0 | 223956.72 | 873.53 | 0 | 0 | 0 | 176959.14 | 0 | 0
CZ02/RtL/defaults/instance-out.sql | results-summary-ex | RtL | Ex | CZ02 | [13 empty] | 2280796.1 | 32093.01 | 119389.65 | 767684.28 | 0 | 509362.99 | 0 | 680733.59 | 0 | 0 | 0 | 0 | 171532.58 | 0 | 0
CZ02/RtS/defaults/instance-out.sql | results-summary-ex | RtS | Ex | CZ02 | [13 empty] | 143248.62 | 7866.94 | 7163.54 | 44615.1 | 0 | 24449.53 | 0 | 48854.11 | 0 | 0 | 0 | 0 | 10299.4 | 0 | 0
CZ02/SCn/defaults/instance-out.sql | results-summary-ex | SCn | Ex | CZ02 | [13 empty] | 4508989.9 | 1947647.98 | 680489.29 | 850055.03 | 0 | 449066.39 | 0 | 477950.53 | 23488.22 | 0 | 0 | 0 | 80292.46 | 0 | 0
CZ02/SUn/defaults/instance-out.sql | results-summary-ex | SUn | Ex | CZ02 | [13 empty] | 1379414.78 | 0 | 0 | 850055.03 | 0 | 449066.39 | 0 | 0 | 0 | 0 | 0 | 0 | 80293.36 | 0 | 0
CZ02/WRf/defaults/instance-out.sql | results-summary-ex | WRf | Ex | CZ02 | [13 empty] | 9522734.81 | 0 | 0 | 850055.03 | 0 | 224533.19 | 0 | 1100.74 | 0 | 0 | 0 | 0 | 80297.77 | 8366748.08 | 0
CZ03/Asm/defaults/instance-out.sql | results-summary-ex | Asm | Ex | CZ03 | [13 empty] | 937932.29 | 380308.89 | 88638.11 | 153888.09 | 0 | 145958.35 | 0 | 144991.98 | 531.17 | 0 | 0 | 0 | 23615.7 | 0 | 0
CZ03/ECC/defaults/instance-out.sql | results-summary-ex | ECC | Ex | CZ03 | [13 empty] | 3000572.97 | 171065.97 | 516071.94 | 350734.07 | 0 | 1004942.32 | 0 | 397260.77 | 75567.67 | 0 | 0 | 0 | 484930.23 | 0 | 0
CZ03/EPr/defaults/instance-out.sql | results-summary-ex | EPr | Ex | CZ03 | [13 empty] | 432745.15 | 7850.78 | 20064.46 | 63471.11 | 0 | 124743.49 | 0 | 136913.67 | 0 | 0 | 0 | 0 | 79701.64 | 0 | 0
CZ03/ERC/defaults/instance-out.sql | results-summary-ex | ERC | Ex | CZ03 | [13 empty] | 14427.77 | 681.23 | 277.75 | 2170.58 | 0 | 2139.72 | 0 | 5741.36 | 0 | 0 | 0 | 0 | 3417.13 | 0 | 0
CZ03/ESe/defaults/instance-out.sql | results-summary-ex | ESe | Ex | CZ03 | [13 empty] | 1267977.74 | 89356.09 | 59357.47 | 197273.03 | 0 | 322422.45 | 0 | 367751.55 | 89.69 | 0 | 0 | 0 | 231727.47 | 0 | 0
CZ03/EUn/defaults/instance-out.sql | results-summary-ex | EUn | Ex | CZ03 | [13 empty] | 9326969.24 | 661641.17 | 1346537.02 | 1274541.22 | 0 | 3680441 | 0 | 1539624.49 | 87240.85 | 0 | 0 | 0 | 736943.5 | 0 | 0
CZ03/Fin/defaults/instance-out.sql | results-summary-ex | Fin | Ex | CZ03 | [13 empty] | 74609.14 | 890.41 | 2183.58 | 21323.7 | 0 | 14732.48 | 0 | 30125.53 | 0 | 0 | 0 | 0 | 5353.43 | 0 | 0
CZ03/Gro/defaults/instance-out.sql | results-summary-ex | Gro | Ex | CZ03 | [13 empty] | 1975501.77 | 88070.46 | 8187.2 | 249305.1 | 0 | 177647.52 | 0 | 198557.15 | 0 | 0 | 0 | 0 | 64751.04 | 1188983.3 | 0
CZ03/Hsp/defaults/instance-out.sql | results-summary-ex | Hsp | Ex | CZ03 | [13 empty] | 3979676.25 | 498089.7 | 784916.28 | 857863.39 | 0 | 1185036.94 | 0 | 279790.64 | 99755.27 | 0 | 0 | 0 | 274224.03 | 0 | 0
CZ03/Lib/defaults/instance-out.sql | results-summary-ex | Lib | Ex | CZ03 | [13 empty] | 125744.08 | 2221.45 | 3680.89 | 29298.95 | 0 | 23374.05 | 0 | 54297.42 | 0 | 0 | 0 | 0 | 12871.32 | 0 | 0
CZ03/MBT/defaults/instance-out.sql | results-summary-ex | MBT | Ex | CZ03 | [13 empty] | 6871528.95 | 2078806.1 | 333166.86 | 711184.77 | 0 | 2172017.22 | 0 | 1361817.66 | 37372.79 | 0 | 0 | 0 | 177163.55 | 0 | 0
CZ03/MLI/defaults/instance-out.sql | results-summary-ex | MLI | Ex | CZ03 | [13 empty] | 1279825.55 | 517584.97 | 83511.82 | 283897.7 | 0 | 240539.88 | 0 | 103711.87 | 479.43 | 0 | 0 | 0 | 50099.87 | 0 | 0
CZ03/Mtl/defaults/instance-out.sql | results-summary-ex | Mtl | Ex | CZ03 | [13 empty] | 227998.53 | 102273.68 | 26273.71 | 51355.88 | 0 | 22461.47 | 0 | 23842 | 47 | 0 | 0 | 0 | 1744.79 | 0 | 0
CZ03/Nrs/defaults/instance-out.sql | results-summary-ex | Nrs | Ex | CZ03 | [13 empty] | 945729.5 | 105966.12 | 77525.15 | 201226.15 | 0 | 347903.8 | 0 | 87176.33 | 110.98 | 0 | 0 | 0 | 125820.97 | 0 | 0
CZ03/OfL/defaults/instance-out.sql | results-summary-ex | OfL | Ex | CZ03 | [13 empty] | 2888858.43 | 589355.21 | 631107.27 | 463682.79 | 0 | 831153.37 | 0 | 194665.19 | 63527.95 | 0 | 0 | 0 | 115366.64 | 0 | 0
CZ03/OfS/defaults/instance-out.sql | results-summary-ex | OfS | Ex | CZ03 | [13 empty] | 134308.02 | 1894.6 | 4301.9 | 23792.96 | 0 | 29466.65 | 0 | 70179.39 | 0 | 0 | 0 | 0 | 4672.53 | 0 | 0
CZ03/Rel/defaults/instance-out.sql | results-summary-ex | Rel | Ex | CZ03 | [13 empty] | 540558.92 | 70247.07 | 14728.38 | 91928.76 | 0 | 78770.29 | 0 | 268313.51 | 0 | 0 | 0 | 0 | 16570.91 | 0 | 0
CZ03/RFF/defaults/instance-out.sql | results-summary-ex | RFF | Ex | CZ03 | [13 empty] | 115934.02 | 755.42 | 7356.47 | 13249.86 | 0 | 37905.78 | 0 | 35738.5 | 0 | 0 | 0 | 0 | 20928 | 0 | 0
CZ03/RSD/defaults/instance-out.sql | results-summary-ex | RSD | Ex | CZ03 | [13 empty] | 262549.41 | 20107.39 | 19549.5 | 36053.39 | 0 | 76552.65 | 0 | 36864.38 | 18.02 | 0 | 0 | 0 | 73404.07 | 0 | 0
CZ03/Rt3/defaults/instance-out.sql | results-summary-ex | Rt3 | Ex | CZ03 | [13 empty] | 2099616.87 | 366823.82 | 162178.13 | 774617.57 | 0 | 436518 | 0 | 182551.85 | 650.29 | 0 | 0 | 0 | 176277.21 | 0 | 0
CZ03/RtL/defaults/instance-out.sql | results-summary-ex | RtL | Ex | CZ03 | [13 empty] | 2236345.26 | 15648.26 | 63133.4 | 767684.28 | 0 | 509362.99 | 0 | 709634.46 | 0 | 0 | 0 | 0 | 170881.86 | 0 | 0
CZ03/RtS/defaults/instance-out.sql | results-summary-ex | RtS | Ex | CZ03 | [13 empty] | 135657.99 | 4439.64 | 3138.13 | 44615.1 | 0 | 24449.53 | 0 | 48753.53 | 0 | 0 | 0 | 0 | 10262.05 | 0 | 0
CZ03/SCn/defaults/instance-out.sql | results-summary-ex | SCn | Ex | CZ03 | [13 empty] | 3586087.27 | 1429386.21 | 406595.57 | 850055.03 | 0 | 449066.39 | 0 | 353171.59 | 17820.15 | 0 | 0 | 0 | 79992.34 | 0 | 0
CZ03/SUn/defaults/instance-out.sql | results-summary-ex | SUn | Ex | CZ03 | [13 empty] | 1379114.59 | 0 | 0 | 850055.03 | 0 | 449066.39 | 0 | 0 | 0 | 0 | 0 | 0 | 79993.17 | 0 | 0
CZ03/WRf/defaults/instance-out.sql | results-summary-ex | WRf | Ex | CZ03 | [13 empty] | 9554147.9 | 0 | 0 | 850055.03 | 0 | 224533.19 | 0 | 1100.74 | 0 | 0 | 0 | 0 | 80000.47 | 8398458.47 | 0
CZ04/Asm/defaults/instance-out.sql | results-summary-ex | Asm | Ex | CZ04 | [13 empty] | 1137353.95 | 466080.84 | 162568.43 | 153888.09 | 0 | 145958.35 | 0 | 185207.08 | 824.13 | 0 | 0 | 0 | 22827.03 | 0 | 0
CZ04/ECC/defaults/instance-out.sql | results-summary-ex | ECC | Ex | CZ04 | [13 empty] | 3375311.21 | 242531.97 | 784244.83 | 350734.07 | 0 | 1004942.32 | 0 | 443540.38 | 81660.52 | 0 | 0 | 0 | 467657.12 | 0 | 0
CZ04/EPr/defaults/instance-out.sql | results-summary-ex | EPr | Ex | CZ04 | [13 empty] | 435241.07 | 6620.54 | 34488.07 | 63471.11 | 0 | 124743.49 | 0 | 129042.94 | 0 | 0 | 0 | 0 | 76874.92 | 0 | 0
CZ04/ERC/defaults/instance-out.sql | results-summary-ex | ERC | Ex | CZ04 | [13 empty] | 14422.97 | 544 | 870.71 | 2170.58 | 0 | 2139.72 | 0 | 5381.38 | 0 | 0 | 0 | 0 | 3316.57 | 0 | 0
CZ04/ESe/defaults/instance-out.sql | results-summary-ex | ESe | Ex | CZ04 | [13 empty] | 1317735.56 | 89199.91 | 112151.55 | 197273.03 | 0 | 322422.45 | 0 | 372814.96 | 134.86 | 0 | 0 | 0 | 223738.8 | 0 | 0
CZ04/EUn/defaults/instance-out.sql | results-summary-ex | EUn | Ex | CZ04 | [13 empty] | 10522590.65 | 972730.24 | 2081393.06 | 1274541.22 | 0 | 3680441 | 0 | 1694939.4 | 107398.43 | 0 | 0 | 0 | 711147.32 | 0 | 0
CZ04/Fin/defaults/instance-out.sql | results-summary-ex | Fin | Ex | CZ04 | [13 empty] | 75906.14 | 725.63 | 5829.02 | 21323.7 | 0 | 14732.48 | 0 | 28105.12 | 0 | 0 | 0 | 0 | 5190.18 | 0 | 0
CZ04/Gro/defaults/instance-out.sql | results-summary-ex | Gro | Ex | CZ04 | [13 empty] | 2032168.82 | 73682.35 | 27559.43 | 249305.1 | 0 | 177647.52 | 0 | 196294.16 | 0 | 0 | 0 | 0 | 62544.39 | 1245135.88 | 0
CZ04/Hsp/defaults/instance-out.sql | results-summary-ex | Hsp | Ex | CZ04 | [13 empty] | 4820890.36 | 800249.85 | 1202309.32 | 857863.39 | 0 | 1185036.94 | 0 | 402769.29 | 107855.95 | 0 | 0 | 0 | 264805.63 | 0 | 0
CZ04/Lib/defaults/instance-out.sql | results-summary-ex | Lib | Ex | CZ04 | [13 empty] | 129491.63 | 1843.57 | 10515.58 | 29298.95 | 0 | 23374.05 | 0 | 52028.33 | 0 | 0 | 0 | 0 | 12431.16 | 0 | 0
CZ04/MBT/defaults/instance-out.sql | results-summary-ex | MBT | Ex | CZ04 | [13 empty] | 6951073.04 | 1895455.06 | 555561.29 | 711184.77 | 0 | 2172017.22 | 0 | 1405650.77 | 40127.79 | 0 | 0 | 0 | 171076.14 | 0 | 0
CZ04/MLI/defaults/instance-out.sql | results-summary-ex | MLI | Ex | CZ04 | [13 empty] | 1500957.11 | 621010.66 | 146062.8 | 283897.7 | 0 | 240539.88 | 0 | 160573.3 | 477.32 | 0 | 0 | 0 | 48395.45 | 0 | 0
CZ04/Mtl/defaults/instance-out.sql | results-summary-ex | Mtl | Ex | CZ04 | [13 empty] | 238861.34 | 97866.41 | 36905.59 | 51355.88 | 0 | 22461.47 | 0 | 28538.83 | 49.74 | 0 | 0 | 0 | 1683.42 | 0 | 0
CZ04/Nrs/defaults/instance-out.sql | results-summary-ex | Nrs | Ex | CZ04 | [13 empty] | 1020370.52 | 128251.03 | 112931.89 | 201226.15 | 0 | 347903.8 | 0 | 108423.98 | 131.92 | 0 | 0 | 0 | 121501.75 | 0 | 0
CZ04/OfL/defaults/instance-out.sql | results-summary-ex | OfL | Ex | CZ04 | [13 empty] | 3291188.7 | 665742.88 | 912330.35 | 463682.79 | 0 | 831153.37 | 0 | 236782.17 | 70090.47 | 0 | 0 | 0 | 111406.68 | 0 | 0
CZ04/OfS/defaults/instance-out.sql | results-summary-ex | OfS | Ex | CZ04 | [13 empty] | 138432.36 | 1312.79 | 11679.43 | 23792.96 | 0 | 29466.65 | 0 | 67648.01 | 0 | 0 | 0 | 0 | 4532.52 | 0 | 0
CZ04/Rel/defaults/instance-out.sql | results-summary-ex | Rel | Ex | CZ04 | [13 empty] | 543838.85 | 62009.07 | 42819.37 | 91928.76 | 0 | 78770.29 | 0 | 252290.81 | 0 | 0 | 0 | 0 | 16020.55 | 0 | 0
CZ04/RFF/defaults/instance-out.sql | results-summary-ex | RFF | Ex | CZ04 | [13 empty] | 118916.99 | 583.9 | 10684.57 | 13249.86 | 0 | 37905.78 | 0 | 36262.88 | 0 | 0 | 0 | 0 | 20230 | 0 | 0
CZ04/RSD/defaults/instance-out.sql | results-summary-ex | RSD | Ex | CZ04 | [13 empty] | 290534.05 | 35044.55 | 30035.11 | 36053.39 | 0 | 76552.65 | 0 | 41906.79 | 39.05 | 0 | 0 | 0 | 70902.5 | 0 | 0
CZ04/Rt3/defaults/instance-out.sql | results-summary-ex | Rt3 | Ex | CZ04 | [13 empty] | 2225188.38 | 395610.94 | 226328.34 | 774617.57 | 0 | 436518 | 0 | 221255.44 | 626.04 | 0 | 0 | 0 | 170232.04 | 0 | 0
CZ04/RtL/defaults/instance-out.sql | results-summary-ex | RtL | Ex | CZ04 | [13 empty] | 2261277.44 | 12595.75 | 143324.18 | 767684.28 | 0 | 509362.99 | 0 | 663292.42 | 0 | 0 | 0 | 0 | 165017.83 | 0 | 0
CZ04/RtS/defaults/instance-out.sql | results-summary-ex | RtS | Ex | CZ04 | [13 empty] | 139288.96 | 3768.58 | 9059.32 | 44615.1 | 0 | 24449.53 | 0 | 47465.98 | 0 | 0 | 0 | 0 | 9930.46 | 0 | 0
CZ04/SCn/defaults/instance-out.sql | results-summary-ex | SCn | Ex | CZ04 | [13 empty] | 3919266.5 | 1335237.24 | 779095.69 | 850055.03 | 0 | 449066.39 | 0 | 400833.95 | 27724.86 | 0 | 0 | 0 | 77253.34 | 0 | 0
CZ04/SUn/defaults/instance-out.sql | results-summary-ex | SUn | Ex | CZ04 | [13 empty] | 1376376.79 | 0 | 0 | 850055.03 | 0 | 449066.39 | 0 | 0 | 0 | 0 | 0 | 0 | 77255.37 | 0 | 0
CZ04/WRf/defaults/instance-out.sql | results-summary-ex | WRf | Ex | CZ04 | [13 empty] | 10108189.61 | 0 | 0 | 850055.03 | 0 | 224533.19 | 0 | 1100.74 | 0 | 0 | 0 | 0 | 77260.37 | 8955240.28 | 0
CZ05/Asm/defaults/instance-out.sql | results-summary-ex | Asm | Ex | CZ05 | [13 empty] | 963167.66 | 391058.63 | 100193.8 | 153888.09 | 0 | 145958.35 | 0 | 147945.38 | 505.45 | 0 | 0 | 0 | 23617.95 | 0 | 0
CZ05/ECC/defaults/instance-out.sql | results-summary-ex | ECC | Ex | CZ05 | [13 empty] | 3087049.5 | 174913.71 | 592966.58 | 350734.07 | 0 | 1004942.32 | 0 | 406160.45 | 72376.08 | 0 | 0 | 0 | 484956.3 | 0 | 0
CZ05/EPr/defaults/instance-out.sql | results-summary-ex | EPr | Ex | CZ05 | [13 empty] | 430709.51 | 7453.94 | 23839.46 | 63471.11 | 0 | 124743.49 | 0 | 131493.67 | 0 | 0 | 0 | 0 | 79707.84 | 0 | 0
CZ05/ERC/defaults/instance-out.sql | results-summary-ex | ERC | Ex | CZ05 | [13 empty] | 14124.72 | 620 | 402.72 | 2170.58 | 0 | 2139.72 | 0 | 5374.35 | 0 | 0 | 0 | 0 | 3417.35 | 0 | 0
CZ05/ESe/defaults/instance-out.sql | results-summary-ex | ESe | Ex | CZ05 | [13 empty] | 1282992.76 | 94782.56 | 77272.51 | 197273.03 | 0 | 322422.45 | 0 | 359336.34 | 152.29 | 0 | 0 | 0 | 231753.59 | 0 | 0
CZ05/EUn/defaults/instance-out.sql | results-summary-ex | EUn | Ex | CZ05 | [13 empty] | 9701445.12 | 720584.51 | 1611805.1 | 1274541.22 | 0 | 3680441 | 0 | 1587274.88 | 89727.93 | 0 | 0 | 0 | 737070.49 | 0 | 0
CZ05/Fin/defaults/instance-out.sql | results-summary-ex | Fin | Ex | CZ05 | [13 empty] | 73966.48 | 930.03 | 3158.21 | 21323.7 | 0 | 14732.48 | 0 | 28468.18 | 0 | 0 | 0 | 0 | 5353.88 | 0 | 0
CZ05/Gro/defaults/instance-out.sql | results-summary-ex | Gro | Ex | CZ05 | [13 empty] | 1982852.79 | 77255.28 | 11316.24 | 249305.1 | 0 | 177647.52 | 0 | 192948.26 | 0 | 0 | 0 | 0 | 64757.38 | 1209622.99 | 0
CZ05/Hsp/defaults/instance-out.sql | results-summary-ex | Hsp | Ex | CZ05 | [13 empty] | 4287788.76 | 603719.64 | 940000.33 | 857863.39 | 0 | 1185036.94 | 0 | 330067.11 | 96834.13 | 0 | 0 | 0 | 274267.23 | 0 | 0
CZ05/Lib/defaults/instance-out.sql | results-summary-ex | Lib | Ex | CZ05 | [13 empty] | 124528.29 | 2116.62 | 5291.44 | 29298.95 | 0 | 23374.05 | 0 | 51574.19 | 0 | 0 | 0 | 0 | 12873.05 | 0 | 0
CZ05/MBT/defaults/instance-out.sql | results-summary-ex | MBT | Ex | CZ05 | [13 empty] | 7040356.62 | 2194829.48 | 379433.38 | 711184.77 | 0 | 2172017.22 | 0 | 1370711.56 | 34995.17 | 0 | 0 | 0 | 177185.05 | 0 | 0
CZ05/MLI/defaults/instance-out.sql | results-summary-ex | MLI | Ex | CZ05 | [13 empty] | 1524438.6 | 681487.6 | 125314.76 | 283897.7 | 0 | 240539.88 | 0 | 142535.43 | 556.1 | 0 | 0 | 0 | 50107.12 | 0 | 0
CZ05/Mtl/defaults/instance-out.sql | results-summary-ex | Mtl | Ex | CZ05 | [13 empty] | 233151.14 | 98331.08 | 32326.81 | 51355.88 | 0 | 22461.47 | 0 | 26879.6 | 57.44 | 0 | 0 | 0 | 1738.86 | 0 | 0
CZ05/Nrs/defaults/instance-out.sql | results-summary-ex | Nrs | Ex | CZ05 | [13 empty] | 984063.44 | 117367.76 | 95712.42 | 201226.15 | 0 | 347903.8 | 0 | 95871.44 | 150.52 | 0 | 0 | 0 | 125831.35 | 0 | 0
CZ05/OfL/defaults/instance-out.sql | results-summary-ex | OfL | Ex | CZ05 | [13 empty] | 2979153.97 | 561678.52 | 733326.2 | 463682.79 | 0 | 831153.37 | 0 | 213236.63 | 60700.22 | 0 | 0 | 0 | 115376.24 | 0 | 0
CZ05/OfS/defaults/instance-out.sql | results-summary-ex | OfS | Ex | CZ05 | [13 empty] | 132226.03 | 1458.22 | 6275.95 | 23792.96 | 0 | 29466.65 | 0 | 66559.18 | 0 | 0 | 0 | 0 | 4673.07 | 0 | 0
CZ05/Rel/defaults/instance-out.sql | results-summary-ex | Rel | Ex | CZ05 | [13 empty] | 536144.36 | 69123.84 | 21096.11 | 91928.76 | 0 | 78770.29 | 0 | 258654.16 | 0 | 0 | 0 | 0 | 16571.2 | 0 | 0
CZ05/RFF/defaults/instance-out.sql | results-summary-ex | RFF | Ex | CZ05 | [13 empty] | 115935.39 | 825.54 | 8154.41 | 13249.86 | 0 | 37905.78 | 0 | 34869.45 | 0 | 0 | 0 | 0 | 20930.36 | 0 | 0
CZ05/RSD/defaults/instance-out.sql | results-summary-ex | RSD | Ex | CZ05 | [13 empty] | 272985.2 | 26669.93 | 22162.75 | 36053.39 | 0 | 76552.65 | 0 | 38103.61 | 29.66 | 0 | 0 | 0 | 73413.2 | 0 | 0
CZ05/Rt3/defaults/instance-out.sql | results-summary-ex | Rt3 | Ex | CZ05 | [13 empty] | 2275915.85 | 468293.08 | 210172.8 | 774617.57 | 0 | 436518 | 0 | 209264.44 | 752.24 | 0 | 0 | 0 | 176297.72 | 0 | 0
CZ05/RtL/defaults/instance-out.sql | results-summary-ex | RtL | Ex | CZ05 | [13 empty] | 2227133.27 | 16146.5 | 84886.07 | 767684.28 | 0 | 509362.99 | 0 | 678155.07 | 0 | 0 | 0 | 0 | 170898.37 | 0 | 0
CZ05/RtS/defaults/instance-out.sql | results-summary-ex | RtS | Ex | CZ05 | [13 empty] | 134326.02 | 3698.57 | 4559.51 | 44615.1 | 0 | 24449.53 | 0 | 46739.83 | 0 | 0 | 0 | 0 | 10263.48 | 0 | 0
CZ05/SCn/defaults/instance-out.sql | results-summary-ex | SCn | Ex | CZ05 | [13 empty] | 3650037.84 | 1389575.16 | 477053.25 | 850055.03 | 0 | 449066.39 | 0 | 385735.94 | 18550.32 | 0 | 0 | 0 | 80001.76 | 0 | 0
CZ05/SUn/defaults/instance-out.sql | results-summary-ex | SUn | Ex | CZ05 | [13 empty] | 1379123.06 | 0 | 0 | 850055.03 | 0 | 449066.39 | 0 | 0 | 0 | 0 | 0 | 0 | 80001.64 | 0 | 0
CZ05/WRf/defaults/instance-out.sql | results-summary-ex | WRf | Ex | CZ05 | [13 empty] | 9678572.16 | 0 | 0 | 850055.03 | 0 | 224533.19 | 0 | 1100.74 | 0 | 0 | 0 | 0 | 80012.97 | 8522870.23 | 0
CZ06/Asm/defaults/instance-out.sql | results-summary-ex | Asm | Ex | CZ06 | [13 empty] | 1278227.38 | 487622.14 | 216256.58 | 153888.09 | 0 | 145958.35 | 0 | 251588.99 | 1102.21 | 0 | 0 | 0 | 21811.02 | 0 | 0
CZ06/ECC/defaults/instance-out.sql | results-summary-ex | ECC | Ex | CZ06 | [13 empty] | 3375548.11 | 122059.77 | 935179.96 | 350734.07 | 0 | 1004942.32 | 0 | 434146.45 | 81900.25 | 0 | 0 | 0 | 446585.3 | 0 | 0
CZ06/EPr/defaults/instance-out.sql | results-summary-ex | EPr | Ex | CZ06 | [13 empty] | 419247.77 | 1032.34 | 33100.96 | 63471.11 | 0 | 124743.49 | 0 | 123476.23 | 0 | 0 | 0 | 0 | 73423.64 | 0 | 0
CZ06/ERC/defaults/instance-out.sql | results-summary-ex | ERC | Ex | CZ06 | [13 empty] | 13080.98 | 107.15 | 708.5 | 2170.58 | 0 | 2139.72 | 0 | 4760.52 | 0 | 0 | 0 | 0 | 3194.5 | 0 | 0
CZ06/ESe/defaults/instance-out.sql | results-summary-ex | ESe | Ex | CZ06 | [13 empty] | 1235188.49 | 46231.85 | 110576.18 | 197273.03 | 0 | 322422.45 | 0 | 345103.73 | 106.15 | 0 | 0 | 0 | 213475.11 | 0 | 0
CZ06/EUn/defaults/instance-out.sql | results-summary-ex | EUn | Ex | CZ06 | [13 empty] | 10557108.04 | 569710.71 | 2534536.53 | 1274541.22 | 0 | 3680441 | 0 | 1687268.29 | 131939.4 | 0 | 0 | 0 | 678670.9 | 0 | 0
CZ06/Fin/defaults/instance-out.sql | results-summary-ex | Fin | Ex | CZ06 | [13 empty] | 72531.57 | 81.77 | 5289.51 | 21323.7 | 0 | 14732.48 | 0 | 26125.02 | 0 | 0 | 0 | 0 | 4979.08 | 0 | 0
CZ06/Gro/defaults/instance-out.sql | results-summary-ex | Gro | Ex | CZ06 | [13 empty] | 2228563.2 | 23153.67 | 21396.43 | 249305.1 | 0 | 177647.52 | 0 | 175810.17 | 0 | 0 | 0 | 0 | 59685.16 | 1521565.15 | 0
CZ06/Hsp/defaults/instance-out.sql | results-summary-ex | Hsp | Ex | CZ06 | [13 empty] | 4571228.09 | 407814.91 | 1415344.51 | 857863.39 | 0 | 1185036.94 | 0 | 346616.38 | 105921.15 | 0 | 0 | 0 | 252630.81 | 0 | 0
CZ06/Lib/defaults/instance-out.sql | results-summary-ex | Lib | Ex | CZ06 | [13 empty] | 121963.75 | 301.61 | 8993.7 | 29298.95 | 0 | 23374.05 | 0 | 48097.06 | 0 | 0 | 0 | 0 | 11898.38 | 0 | 0
CZ06/MBT/defaults/instance-out.sql | results-summary-ex | MBT | Ex | CZ06 | [13 empty] | 5904105.02 | 784113.77 | 587174.68 | 711184.77 | 0 | 2172017.22 | 0 | 1447824.31 | 38581.01 | 0 | 0 | 0 | 163209.25 | 0 | 0
CZ06/MLI/defaults/instance-out.sql | results-summary-ex | MLI | Ex | CZ06 | [13 empty] | 1346302.38 | 485849.77 | 168249.84 | 283897.7 | 0 | 240539.88 | 0 | 121172.74 | 399.52 | 0 | 0 | 0 | 46192.92 | 0 | 0
CZ06/Mtl/defaults/instance-out.sql | results-summary-ex | Mtl | Ex | CZ06 | [13 empty] | 252871.06 | 90872.26 | 52825.49 | 51355.88 | 0 | 22461.47 | 0 | 33667.01 | 53.5 | 0 | 0 | 0 | 1635.45 | 0 | 0
CZ06/Nrs/defaults/instance-out.sql | results-summary-ex | Nrs | Ex | CZ06 | [13 empty] | 1033620.29 | 109955.88 | 148923.8 | 201226.15 | 0 | 347903.8 | 0 | 109539.96 | 132.84 | 0 | 0 | 0 | 115937.85 | 0 | 0
CZ06/OfL/defaults/instance-out.sql | results-summary-ex | OfL | Ex | CZ06 | [13 empty] | 3329104.15 | 438785.36 | 1163035.73 | 463682.79 | 0 | 831153.37 | 0 | 246155.66 | 79991.39 | 0 | 0 | 0 | 106299.84 | 0 | 0
CZ06/OfS/defaults/instance-out.sql | results-summary-ex | OfS | Ex | CZ06 | [13 empty] | 131341.96 | 98.48 | 10632.05 | 23792.96 | 0 | 29466.65 | 0 | 62999.93 | 0 | 0 | 0 | 0 | 4351.89 | 0 | 0
CZ06/Rel/defaults/instance-out.sql | results-summary-ex | Rel | Ex | CZ06 | [13 empty] | 469954.99 | 12528.8 | 32542.37 | 91928.76 | 0 | 78770.29 | 0 | 238874.11 | 0 | 0 | 0 | 0 | 15310.65 | 0 | 0
CZ06/RFF/defaults/instance-out.sql | results-summary-ex | RFF | Ex | CZ06 | [13 empty] | 115092.32 | 48.24 | 11065.31 | 13249.86 | 0 | 37905.78 | 0 | 33497.78 | 0 | 0 | 0 | 0 | 19325.37 | 0 | 0
CZ06/RSD/defaults/instance-out.sql | results-summary-ex | RSD | Ex | CZ06 | [13 empty] | 267864.65 | 19822.58 | 29917.31 | 36053.39 | 0 | 76552.65 | 0 | 37829.55 | 28.25 | 0 | 0 | 0 | 67660.92 | 0 | 0
CZ06/Rt3/defaults/instance-out.sql | results-summary-ex | Rt3 | Ex | CZ06 | [13 empty] | 2501904.14 | 547707.48 | 326155.88 | 774617.57 | 0 | 436518 | 0 | 253741.25 | 759.17 | 0 | 0 | 0 | 162404.8 | 0 | 0
CZ06/RtL/defaults/instance-out.sql | results-summary-ex | RtL | Ex | CZ06 | [13 empty] | 2193120.47 | 1981.57 | 132738.58 | 767684.28 | 0 | 509362.99 | 0 | 623928.88 | 0 | 0 | 0 | 0 | 157424.17 | 0 | 0
CZ06/RtS/defaults/instance-out.sql | results-summary-ex | RtS | Ex | CZ06 | [13 empty] | 129745.94 | 648.86 | 8199.53 | 44615.1 | 0 | 24449.53 | 0 | 42332.19 | 0 | 0 | 0 | 0 | 9500.73 | 0 | 0
CZ06/SCn/defaults/instance-out.sql | results-summary-ex | SCn | Ex | CZ06 | [13 empty] | 3118964.38 | 572048.16 | 815919.07 | 850055.03 | 0 | 449066.39 | 0 | 328784.08 | 29372.84 | 0 | 0 | 0 | 73718.82 | 0 | 0
CZ06/SUn/defaults/instance-out.sql | results-summary-ex | SUn | Ex | CZ06 | [13 empty] | 1372842.23 | 0 | 0 | 850055.03 | 0 | 449066.39 | 0 | 0 | 0 | 0 | 0 | 0 | 73720.81 | 0 | 0
CZ06/WRf/defaults/instance-out.sql | results-summary-ex | WRf | Ex | CZ06 | [13 empty] | 10995861.51 | 0 | 0 | 850055.03 | 0 | 224533.19 | 0 | 1100.74 | 0 | 0 | 0 | 0 | 73729.2 | 9846443.35 | 0
CZ07/Asm/defaults/instance-out.sql | results-summary-ex | Asm | Ex | CZ07 | [13 empty] | 1165377.17 | 419596.11 | 204181.44 | 153888.09 | 0 | 145958.35 | 0 | 219181.37 | 1033.45 | 0 | 0 | 0 | 21538.36 | 0 | 0
CZ07/ECC/defaults/instance-out.sql | results-summary-ex | ECC | Ex | CZ07 | [13 empty] | 3506117.04 | 194765.37 | 977087.1 | 350734.07 | 0 | 1004942.32 | 0 | 454193.13 | 83875.4 | 0 | 0 | 0 | 440519.66 | 0 | 0
CZ07/EPr/defaults/instance-out.sql | results-summary-ex | EPr | Ex | CZ07 | [13 empty] | 418959.65 | 1073.9 | 37668.7 | 63471.11 | 0 | 124743.49 | 0 | 119557.6 | 0 | 0 | 0 | 0 | 72444.85 | 0 | 0
CZ07/ERC/defaults/instance-out.sql | results-summary-ex | ERC | Ex | CZ07 | [13 empty] | 13080.34 | 104.28 | 914.21 | 2170.58 | 0 | 2139.72 | 0 | 4591.71 | 0 | 0 | 0 | 0 | 3159.83 | 0 | 0
CZ07/ESe/defaults/instance-out.sql | results-summary-ex | ESe | Ex | CZ07 | [13 empty] | 1235536.95 | 44604.95 | 117164.2 | 197273.03 | 0 | 322422.45 | 0 | 343162.9 | 140.62 | 0 | 0 | 0 | 210768.81 | 0 | 0
CZ07/EUn/defaults/instance-out.sql | results-summary-ex | EUn | Ex | CZ07 | [13 empty] | 11140703.36 | 926604.93 | 2680825.25 | 1274541.22 | 0 | 3680441 | 0 | 1769353.27 | 139168.36 | 0 | 0 | 0 | 669769.33 | 0 | 0
CZ07/Fin/defaults/instance-out.sql | results-summary-ex | Fin | Ex | CZ07 | [13 empty] | 72837.99 | 68.69 | 6526.41 | 21323.7 | 0 | 14732.48 | 0 | 25262.52 | 0 | 0 | 0 | 0 | 4924.18 | 0 | 0
CZ07/Gro/defaults/instance-out.sql | results-summary-ex | Gro | Ex | CZ07 | [13 empty] | 2205764.83 | 22514.57 | 27861.22 | 249305.1 | 0 | 177647.52 | 0 | 170302.15 | 0 | 0 | 0 | 0 | 58943.86 | 1499190.41 | 0
CZ07/Hsp/defaults/instance-out.sql | results-summary-ex | Hsp | Ex | CZ07 | [13 empty] | 4934295.62 | 588058.57 | 1545655.24 | 857863.39 | 0 | 1185036.94 | 0 | 398544.14 | 109668.12 | 0 | 0 | 0 | 249469.23 | 0 | 0
CZ07/Lib/defaults/instance-out.sql | results-summary-ex | Lib | Ex | CZ07 | [13 empty] | 122314.2 | 322.55 | 11389.03 | 29298.95 | 0 | 23374.05 | 0 | 46184.56 | 0 | 0 | 0 | 0 | 11745.05 | 0 | 0
CZ07/MBT/defaults/instance-out.sql | results-summary-ex | MBT | Ex | CZ07 | [13 empty] | 5966237.59 | 793100.24 | 640736.68 | 711184.77 | 0 | 2172017.22 | 0 | 1448328.92 | 39705.91 | 0 | 0 | 0 | 161163.85 | 0 | 0
CZ07/MLI/defaults/instance-out.sql | results-summary-ex | MLI | Ex | CZ07 | [13 empty] | 1504420.95 | 585779.07 | 192210.44 | 283897.7 | 0 | 240539.88 | 0 | 155967.62 | 410.22 | 0 | 0 | 0 | 45616.02 | 0 | 0
CZ07/Mtl/defaults/instance-out.sql | results-summary-ex | Mtl | Ex | CZ07 | [13 empty] | 254463.31 | 90162.56 | 53267.23 | 51355.88 | 0 | 22461.47 | 0 | 35532.12 | 66.97 | 0 | 0 | 0 | 1617.08 | 0 | 0
CZ07/Nrs/defaults/instance-out.sql | results-summary-ex | Nrs | Ex | CZ07 | [13 empty] | 1022109.33 | 98124.93 | 147482.95 | 201226.15 | 0 | 347903.8 | 0 | 112740.5 | 150.85 | 0 | 0 | 0 | 114480.13 | 0 | 0
CZ07/OfL/defaults/instance-out.sql | results-summary-ex | OfL | Ex | CZ07 | [13 empty] | 3466703.39 | 535318.62 | 1184594.91 | 463682.79 | 0 | 831153.37 | 0 | 265765.31 | 81216.67 | 0 | 0 | 0 | 104971.73 | 0 | 0
CZ07/OfS/defaults/instance-out.sql | results-summary-ex | OfS | Ex | CZ07 | [13 empty] | 130836.04 | 65.4 | 13659.23 | 23792.96 | 0 | 29466.65 | 0 | 59547.07 | 0 | 0 | 0 | 0 | 4304.74 | 0 | 0
CZ07/Rel/defaults/instance-out.sql | results-summary-ex | Rel | Ex | CZ07 | [13 empty] | 468979.67 | 12093.42 | 41995.46 | 91928.76 | 0 | 78770.29 | 0 | 229064.75 | 0 | 0 | 0 | 0 | 15126.98 | 0 | 0
CZ07/RFF/defaults/instance-out.sql | results-summary-ex | RFF | Ex | CZ07 | [13 empty] | 115181.64 | 45.84 | 12143.9 | 13249.86 | 0 | 37905.78 | 0 | 32745.3 | 0 | 0 | 0 | 0 | 19090.96 | 0 | 0
CZ07/RSD/defaults/instance-out.sql | results-summary-ex | RSD | Ex | CZ07 | [13 empty] | 280652.05 | 28273.17 | 33592.81 | 36053.39 | 0 | 76552.65 | 0 | 39320.66 | 38.3 | 0 | 0 | 0 | 66821.07 | 0 | 0
CZ07/Rt3/defaults/instance-out.sql | results-summary-ex | Rt3 | Ex | CZ07 | [13 empty] | 2468961.07 | 510457.36 | 323970.68 | 774617.57 | 0 | 436518 | 0 | 262274.4 | 749.16 | 0 | 0 | 0 | 160373.9 | 0 | 0
CZ07/RtL/defaults/instance-out.sql | results-summary-ex | RtL | Ex | CZ07 | [13 empty] | 2201163.48 | 1690.49 | 161985.03 | 767684.28 | 0 | 509362.99 | 0 | 604978.7 | 0 | 0 | 0 | 0 | 155461.98 | 0 | 0
CZ07/RtS/defaults/instance-out.sql | results-summary-ex | RtS | Ex | CZ07 | [13 empty] | 131133.82 | 622.24 | 10289.04 | 44615.1 | 0 | 24449.53 | 0 | 41768.64 | 0 | 0 | 0 | 0 | 9389.27 | 0 | 0
CZ07/SCn/defaults/instance-out.sql | results-summary-ex | SCn | Ex | CZ07 | [13 empty] | 3315682.99 | 556409.23 | 947545.69 | 850055.03 | 0 | 449066.39 | 0 | 408616.67 | 31190.91 | 0 | 0 | 0 | 72799.07 | 0 | 0
CZ07/SUn/defaults/instance-out.sql | results-summary-ex | SUn | Ex | CZ07 | [13 empty] | 1371915.16 | 0 | 0 | 850055.03 | 0 | 449066.39 | 0 | 0 | 0 | 0 | 0 | 0 | 72793.74 | 0 | 0
CZ07/WRf/defaults/instance-out.sql | results-summary-ex | WRf | Ex | CZ07 | [13 empty] | 11311233.84 | 0 | 0 | 850055.03 | 0 | 224533.19 | 0 | 1100.74 | 0 | 0 | 0 | 0 | 72808.55 | 10162736.33 | 0
CZ08/Asm/defaults/instance-out.sql | results-summary-ex | Asm | Ex | CZ08 | [13 empty] | 1350305.42 | 534914.28 | 246009.06 | 153888.09 | 0 | 145958.35 | 0 | 246759.87 | 1270.3 | 0 | 0 | 0 | 21505.46 | 0 | 0
CZ08/ECC/defaults/instance-out.sql | results-summary-ex | ECC | Ex | CZ08 | [13 empty] | 3647946.91 | 216051.69 | 1084087.36 | 350734.07 | 0 | 1004942.32 | 0 | 463873.59 | 88534.76 | 0 | 0 | 0 | 439723.11 | 0 | 0
CZ08/EPr/defaults/instance-out.sql | results-summary-ex | EPr | Ex | CZ08 | [13 empty] | 427704.23 | 1838.73 | 43457.55 | 63471.11 | 0 | 124743.49 | 0 | 121886.33 | 0 | 0 | 0 | 0 | 72307.02 | 0 | 0
CZ08/ERC/defaults/instance-out.sql | results-summary-ex | ERC | Ex | CZ08 | [13 empty] | 13602.73 | 157.16 | 1191.79 | 2170.58 | 0 | 2139.72 | 0 | 4788.71 | 0 | 0 | 0 | 0 | 3154.77 | 0 | 0
CZ08/ESe/defaults/instance-out.sql | results-summary-ex | ESe | Ex | CZ08 | [13 empty] | 1282485.54 | 54758.48 | 149237.27 | 197273.03 | 0 | 322422.45 | 0 | 348245.48 | 149.65 | 0 | 0 | 0 | 210399.19 | 0 | 0
CZ08/EUn/defaults/instance-out.sql | results-summary-ex | EUn | Ex | CZ08 | [13 empty] | 11493472.76 | 976254.98 | 2950570.69 | 1274541.22 | 0 | 3680441 | 0 | 1800884.65 | 142198.34 | 0 | 0 | 0 | 668581.89 | 0 | 0
CZ08/Fin/defaults/instance-out.sql | results-summary-ex | Fin | Ex | CZ08 | [13 empty] | 75094.61 | 184.9 | 8166.31 | 21323.7 | 0 | 14732.48 | 0 | 25770.55 | 0 | 0 | 0 | 0 | 4916.67 | 0 | 0
CZ08/Gro/defaults/instance-out.sql | results-summary-ex | Gro | Ex | CZ08 | [13 empty] | 2198738.99 | 28755.67 | 38848.51 | 249305.1 | 0 | 177647.52 | 0 | 179216.63 | 0 | 0 | 0 | 0 | 58840.93 | 1466124.64 | 0
CZ08/Hsp/defaults/instance-out.sql | results-summary-ex | Hsp | Ex | CZ08 | [13 empty] | 5322102.83 | 783876.19 | 1669496.29 | 857863.39 | 0 | 1185036.94 | 0 | 463600.06 | 113188.55 | 0 | 0 | 0 | 249041.42 | 0 | 0
CZ08/Lib/defaults/instance-out.sql | results-summary-ex | Lib | Ex | CZ08 | [13 empty] | 127045.12 | 511.65 | 14248.31 | 29298.95 | 0 | 23374.05 | 0 | 47889.91 | 0 | 0 | 0 | 0 | 11722.27 | 0 | 0
CZ08/MBT/defaults/instance-out.sql | results-summary-ex | MBT | Ex | CZ08 | [13 empty] | 6297495.1 | 999770.55 | 751103.37 | 711184.77 | 0 | 2172017.22 | 0 | 1460615.52 | 41918.27 | 0 | 0 | 0 | 160885.4 | 0 | 0
CZ08/MLI/defaults/instance-out.sql | results-summary-ex | MLI | Ex | CZ08 | [13 empty] | 1566714.29 | 618322.26 | 212749.3 | 283897.7 | 0 | 240539.88 | 0 | 165203.42 | 462.66 | 0 | 0 | 0 | 45539.07 | 0 | 0
CZ08/Mtl/defaults/instance-out.sql | results-summary-ex | Mtl | Ex | CZ08 | [13 empty] | 247816.09 | 83926.53 | 53437.14 | 51355.88 | 0 | 22461.47 | 0 | 34967.37 | 55 | 0 | 0 | 0 | 1612.71 | 0 | 0
CZ08/Nrs/defaults/instance-out.sql | results-summary-ex | Nrs | Ex | CZ08 | [13 empty] | 1069489.54 | 123147.08 | 158109.8 | 201226.15 | 0 | 347903.8 | 0 | 124656.24 | 162.83 | 0 | 0 | 0 | 114283.63 | 0 | 0
CZ08/OfL/defaults/instance-out.sql | results-summary-ex | OfL | Ex | CZ08 | [13 empty] | 3595959.07 | 571229.13 | 1267976.81 | 463682.79 | 0 | 831153.37 | 0 | 273815.67 | 83317.87 | 0 | 0 | 0 | 104783.43 | 0 | 0
CZ08/OfS/defaults/instance-out.sql | results-summary-ex | OfS | Ex | CZ08 | [13 empty] | 136864.96 | 184.57 | 16308.39 | 23792.96 | 0 | 29466.65 | 0 | 62814.02 | 0 | 0 | 0 | 0 | 4298.37 | 0 | 0
CZ08/Rel/defaults/instance-out.sql | results-summary-ex | Rel | Ex | CZ08 | [13 empty] | 493493.65 | 20013.34 | 57913.96 | 91928.76 | 0 | 78770.29 | 0 | 229766.41 | 0 | 0 | 0 | 0 | 15100.89 | 0 | 0
CZ08/RFF/defaults/instance-out.sql | results-summary-ex | RFF | Ex | CZ08 | [13 empty] | 117748.54 | 110.72 | 13391.39 | 13249.86 | 0 | 37905.78 | 0 | 34031.79 | 0 | 0 | 0 | 0 | 19059 | 0 | 0
CZ08/RSD/defaults/instance-out.sql | results-summary-ex | RSD | Ex | CZ08 | [13 empty] | 302568.61 | 40165.73 | 38894.81 | 36053.39 | 0 | 76552.65 | 0 | 44140.46 | 53.47 | 0 | 0 | 0 | 66708.09 | 0 | 0
CZ08/Rt3/defaults/instance-out.sql | results-summary-ex | Rt3 | Ex | CZ08 | [13 empty] | 2299222.64 | 363465.53 | 307529.49 | 774617.57 | 0 | 436518 | 0 | 256521.73 | 480.27 | 0 | 0 | 0 | 160090.04 | 0 | 0
CZ08/RtL/defaults/instance-out.sql | results-summary-ex | RtL | Ex | CZ08 | [13 empty] | 2235275.63 | 3058.13 | 196437.95 | 767684.28 | 0 | 509362.99 | 0 | 603535.07 | 0 | 0 | 0 | 0 | 155197.2 | 0 | 0
CZ08/RtS/defaults/instance-out.sql | results-summary-ex | RtS | Ex | CZ08 | [13 empty] | 134912.88 | 923.78 | 12918.44 | 44615.1 | 0 | 24449.53 | 0 | 42632.16 | 0 | 0 | 0 | 0 | 9373.87 | 0 | 0
CZ08/SCn/defaults/instance-out.sql | results-summary-ex | SCn | Ex | CZ08 | [13 empty] | 3819597.86 | 761884.77 | 1188541.03 | 850055.03 | 0 | 449066.39 | 0 | 459443.24 | 37941.79 | 0 | 0 | 0 | 72665.61 | 0 | 0
CZ08/SUn/defaults/instance-out.sql | results-summary-ex | SUn | Ex | CZ08 | [13 empty] | 1371788.22 | 0 | 0 | 850055.03 | 0 | 449066.39 | 0 | 0 | 0 | 0 | 0 | 0 | 72666.8 | 0 | 0
CZ08/WRf/defaults/instance-out.sql | results-summary-ex | WRf | Ex | CZ08 | [13 empty] | 11000054.58 | 0 | 0 | 850055.03 | 0 | 224533.19 | 0 | 1100.74 | 0 | 0 | 0 | 0 | 72678.64 | 9851686.98 | 0
CZ09/Asm/defaults/instance-out.sql | results-summary-ex | Asm | Ex | CZ09 | [13 empty] | 1375136.54 | 536642.39 | 264220.53 | 153888.09 | 0 | 145958.35 | 0 | 251952.02 | 1258.13 | 0 | 0 | 0 | 21217.03 | 0 | 0
CZ09/ECC/defaults/instance-out.sql | results-summary-ex | ECC | Ex | CZ09 | [13 empty] | 4086089.9 | 412641.59 | 1245672.63 | 350734.07 | 0 | 1004942.32 | 0 | 547763.69 | 90688.92 | 0 | 0 | 0 | 433646.68 | 0 | 0
CZ09/EPr/defaults/instance-out.sql | results-summary-ex | EPr | Ex | CZ09 | [13 empty] | 433530.87 | 1161.42 | 49921.86 | 63471.11 | 0 | 124743.49 | 0 | 122915.67 | 0 | 0 | 0 | 0 | 71317.32 | 0 | 0
CZ09/ERC/defaults/instance-out.sql | results-summary-ex | ERC | Ex | CZ09 | [13 empty] | 13884.52 | 94.82 | 1472.49 | 2170.58 | 0 | 2139.72 | 0 | 4887.42 | 0 | 0 | 0 | 0 | 3119.49 | 0 | 0
CZ09/ESe/defaults/instance-out.sql | results-summary-ex | ESe | Ex | CZ09 | [13 empty] | 1357262.62 | 77947.4 | 180092.02 | 197273.03 | 0 | 322422.45 | 0 | 371898.62 | 130.65 | 0 | 0 | 0 | 207498.46 | 0 | 0
CZ09/EUn/defaults/instance-out.sql | results-summary-ex | EUn | Ex | CZ09 | [13 empty] | 12013132.43 | 1141122.64 | 3223298.76 | 1274541.22 | 0 | 3680441 | 0 | 1886039.49 | 148322.24 | 0 | 0 | 0 | 659367.09 | 0 | 0
CZ09/Fin/defaults/instance-out.sql | results-summary-ex | Fin | Ex | CZ09 | [13 empty] | 76533.75 | 114.55 | 9644.27 | 21323.7 | 0 | 14732.48 | 0 | 25861.4 | 0 | 0 | 0 | 0 | 4857.34 | 0 | 0
CZ09/Gro/defaults/instance-out.sql | results-summary-ex | Gro | Ex | CZ09 | [13 empty] | 2241168.74 | 23127.61 | 48679.97 | 249305.1 | 0 | 177647.52 | 0 | 188263.09 | 0 | 0 | 0 | 0 | 58039.25 | 1496106.19 | 0
CZ09/Hsp/defaults/instance-out.sql | results-summary-ex | Hsp | Ex | CZ09 | [13 empty] | 5755038.67 | 959346.12 | 1855201.46 | 857863.39 | 0 | 1185036.94 | 0 | 535952.73 | 116034.38 | 0 | 0 | 0 | 245603.66 | 0 | 0
CZ09/Lib/defaults/instance-out.sql | results-summary-ex | Lib | Ex | CZ09 | [13 empty] | 131118.48 | 320.33 | 17393.11 | 29298.95 | 0 | 23374.05 | 0 | 49162.8 | 0 | 0 | 0 | 0 | 11569.26 | 0 | 0
CZ09/MBT/defaults/instance-out.sql | results-summary-ex | MBT | Ex | CZ09 | [13 empty] | 6357691 | 920981.78 | 845069.57 | 711184.77 | 0 | 2172017.22 | 0 | 1506495.45 | 43266.42 | 0 | 0 | 0 | 158675.78 | 0 | 0
CZ09/MLI/defaults/instance-out.sql | results-summary-ex | MLI | Ex | CZ09 | [13 empty] | 1580972.93 | 588712.27 | 229838.73 | 283897.7 | 0 | 240539.88 | 0 | 192621.28 | 444.45 | 0 | 0 | 0 | 44918.61 | 0 | 0
CZ09/Mtl/defaults/instance-out.sql | results-summary-ex | Mtl | Ex | CZ09 | [13 empty] | 272910.91 | 97590.4 | 61983.11 | 51355.88 | 0 | 22461.47 | 0 | 37851.74 | 74.57 | 0 | 0 | 0 | 1593.73 | 0 | 0
CZ09/Nrs/defaults/instance-out.sql | results-summary-ex | Nrs | Ex | CZ09 | [13 empty] | 1130986.24 | 149568.13 | 179815.35 | 201226.15 | 0 | 347903.8 | 0 | 139552.2 | 199.85 | 0 | 0 | 0 | 112720.76 | 0 | 0
CZ09/OfL/defaults/instance-out.sql | results-summary-ex | OfL | Ex | CZ09 | [13 empty] | 3779933.39 | 628039.85 | 1377793.33 | 463682.79 | 0 | 831153.37 | 0 | 289689.13 | 86218.19 | 0 | 0 | 0 | 103356.73 | 0 | 0
CZ09/OfS/defaults/instance-out.sql | results-summary-ex | OfS | Ex | CZ09 | [13 empty] | 141826.2 | 144.13 | 19403.85 | 23792.96 | 0 | 29466.65 | 0 | 64771.25 | 0 | 0 | 0 | 0 | 4247.35 | 0 | 0
CZ09/Rel/defaults/instance-out.sql | results-summary-ex | Rel | Ex | CZ09 | [13 empty] | 500105.21 | 14908.67 | 68223.82 | 91928.76 | 0 | 78770.29 | 0 | 231371.38 | 0 | 0 | 0 | 0 | 14902.3 | 0 | 0
CZ09/RFF/defaults/instance-out.sql | results-summary-ex | RFF | Ex | CZ09 | [13 empty] | 120677.43 | 49.64 | 14973 | 13249.86 | 0 | 37905.78 | 0 | 35693.69 | 0 | 0 | 0 | 0 | 18805.46 | 0 | 0
CZ09/RSD/defaults/instance-out.sql | results-summary-ex | RSD | Ex | CZ09 | [13 empty] | 317838.31 | 47987.14 | 43657.26 | 36053.39 | 0 | 76552.65 | 0 | 47726.45 | 63.87 | 0 | 0 | 0 | 65797.53 | 0 | 0
CZ09/Rt3/defaults/instance-out.sql | results-summary-ex | Rt3 | Ex | CZ09 | [13 empty] | 2510506.1 | 491773.24 | 368096.37 | 774617.57 | 0 | 436518 | 0 | 280982.8 | 624.52 | 0 | 0 | 0 | 157893.59 | 0 | 0
CZ09/RtL/defaults/instance-out.sql | results-summary-ex | RtL | Ex | CZ09 | [13 empty] | 2270985.21 | 2256.11 | 228473.63 | 767684.28 | 0 | 509362.99 | 0 | 610144.08 | 0 | 0 | 0 | 0 | 153064.11 | 0 | 0
CZ09/RtS/defaults/instance-out.sql | results-summary-ex | RtS | Ex | CZ09 | [13 empty] | 137725.12 | 658.67 | 15558.54 | 44615.1 | 0 | 24449.53 | 0 | 43190.25 | 0 | 0 | 0 | 0 | 9253.03 | 0 | 0
CZ09/SCn/defaults/instance-out.sql | results-summary-ex | SCn | Ex | CZ09 | [13 empty] | 4448658.28 | 892446.83 | 1542726.22 | 850055.03 | 0 | 449066.39 | 0 | 595097.85 | 47593.05 | 0 | 0 | 0 | 71672.9 | 0 | 0
CZ09/SUn/defaults/instance-out.sql | results-summary-ex | SUn | Ex | CZ09 | [13 empty] | 1370795.43 | 0 | 0 | 850055.03 | 0 | 449066.39 | 0 | 0 | 0 | 0 | 0 | 0 | 71674.01 | 0 | 0
CZ09/WRf/defaults/instance-out.sql | results-summary-ex | WRf | Ex | CZ09 | [13 empty] | 10994918.97 | 0 | 0 | 850055.03 | 0 | 224533.19 | 0 | 1100.74 | 0 | 0 | 0 | 0 | 71681.67 | 9847548.34 | 0
CZ10/Asm/defaults/instance-out.sql | results-summary-ex | Asm | Ex | CZ10 | [13 empty] | 1529683.29 | 625380.45 | 318804.74 | 153888.09 | 0 | 145958.35 | 0 | 263351.22 | 1251.38 | 0 | 0 | 0 | 21049.05 | 0 | 0
CZ10/ECC/defaults/instance-out.sql | results-summary-ex | ECC | Ex | CZ10 | [13 empty] | 4021546.13 | 343022.75 | 1281831.83 | 350734.07 | 0 | 1004942.32 | 0 | 520093.17 | 92297.91 | 0 | 0 | 0 | 428624.08 | 0 | 0
CZ10/EPr/defaults/instance-out.sql | results-summary-ex | EPr | Ex | CZ10 | [13 empty] | 444302.84 | 5421.09 | 62672.95 | 63471.11 | 0 | 124743.49 | 0 | 117490.71 | 0 | 0 | 0 | 0 | 70503.48 | 0 | 0
CZ10/ERC/defaults/instance-out.sql | results-summary-ex | ERC | Ex | CZ10 | [13 empty] | 14573.19 | 355.23 | 2096.58 | 2170.58 | 0 | 2139.72 | 0 | 4720.82 | 0 | 0 | 0 | 0 | 3090.25 | 0 | 0
CZ10/ESe/defaults/instance-out.sql | results-summary-ex | ESe | Ex | CZ10 | [13 empty] | 1421809.75 | 91043.07 | 232648 | 197273.03 | 0 | 322422.45 | 0 | 372543.08 | 184.65 | 0 | 0 | 0 | 205695.48 | 0 | 0
CZ10/EUn/defaults/instance-out.sql | results-summary-ex | EUn | Ex | CZ10 | [13 empty] | 12688654.58 | 1495004.38 | 3460672.58 | 1274541.22 | 0 | 3680441 | 0 | 1984479.51 | 140504.88 | 0 | 0 | 0 | 653011.01 | 0 | 0
CZ10/Fin/defaults/instance-out.sql | results-summary-ex | Fin | Ex | CZ10 | [13 empty] | 77687.34 | 431.17 | 12252.74 | 21323.7 | 0 | 14732.48 | 0 | 24124.15 | 0 | 0 | 0 | 0 | 4823.1 | 0 | 0
CZ10/Gro/defaults/instance-out.sql | results-summary-ex | Gro | Ex | CZ10 | [13 empty] | 2229369.51 | 44106.31 | 69990.56 | 249305.1 | 0 | 177647.52 | 0 | 180949.21 | 0 | 0 | 0 | 0 | 57573.1 | 1449797.71 | 0
CZ10/Hsp/defaults/instance-out.sql | results-summary-ex | Hsp | Ex | CZ10 | [13 empty] | 6451486.36 | 1387756.38 | 2032887.85 | 857863.39 | 0 | 1185036.94 | 0 | 621607.99 | 122770.57 | 0 | 0 | 0 | 243563.25 | 0 | 0
CZ10/Lib/defaults/instance-out.sql | results-summary-ex | Lib | Ex | CZ10 | [13 empty] | 134477.65 | 1402.07 | 22612.45 | 29298.95 | 0 | 23374.05 | 0 | 46347.82 | 0 | 0 | 0 | 0 | 11442.32 | 0 | 0
CZ10/MBT/defaults/instance-out.sql | results-summary-ex | MBT | Ex | CZ10 | [13 empty] | 7114754.04 | 1441962.1 | 1078932.08 | 711184.77 | 0 | 2172017.22 | 0 | 1509243.52 | 44045.56 | 0 | 0 | 0 | 157368.78 | 0 | 0
CZ10/MLI/defaults/instance-out.sql | results-summary-ex | MLI | Ex | CZ10 | [13 empty] | 1856353.64 | 777931.27 | 287486.07 | 283897.7 | 0 | 240539.88 | 0 | 221456.47 | 485.17 | 0 | 0 | 0 | 44557.08 | 0 | 0
CZ10/Mtl/defaults/instance-out.sql | results-summary-ex | Mtl | Ex | CZ10 | [13 empty] | 281725.88 | 101376.52 | 66599.29 | 51355.88 | 0 | 22461.47 | 0 | 38271.58 | 62.65 | 0 | 0 | 0 | 1598.5 | 0 | 0
CZ10/Nrs/defaults/instance-out.sql | results-summary-ex | Nrs | Ex | CZ10 | [13 empty] | 1191957.45 | 184977.58 | 201117.09 | 201226.15 | 0 | 347903.8 | 0 | 144744.69 | 198.94 | 0 | 0 | 0 | 111789.2 | 0 | 0
CZ10/OfL/defaults/instance-out.sql | results-summary-ex | OfL | Ex | CZ10 | [13 empty] | 3825930.84 | 691930.87 | 1362880.23 | 463682.79 | 0 | 831153.37 | 0 | 293327.04 | 80451.92 | 0 | 0 | 0 | 102504.62 | 0 | 0
CZ10/OfS/defaults/instance-out.sql | results-summary-ex | OfS | Ex | CZ10 | [13 empty] | 142192.09 | 750.52 | 24355.85 | 23792.96 | 0 | 29466.65 | 0 | 59608.61 | 0 | 0 | 0 | 0 | 4217.5 | 0 | 0
CZ10/Rel/defaults/instance-out.sql | results-summary-ex | Rel | Ex | CZ10 | [13 empty] | 549414.1 | 39195.82 | 105526.67 | 91928.76 | 0 | 78770.29 | 0 | 219209.35 | 0 | 0 | 0 | 0 | 14783.2 | 0 | 0
CZ10/RFF/defaults/instance-out.sql | results-summary-ex | RFF | Ex | CZ10 | [13 empty] | 123297.82 | 487.87 | 17786 | 13249.86 | 0 | 37905.78 | 0 | 35209.1 | 0 | 0 | 0 | 0 | 18659.22 | 0 | 0
CZ10/RSD/defaults/instance-out.sql | results-summary-ex | RSD | Ex | CZ10 | [13 empty] | 342832.67 | 61021.04 | 51474.3 | 36053.39 | 0 | 76552.65 | 0 | 52378.83 | 78.42 | 0 | 0 | 0 | 65274.03 | 0 | 0
CZ10/Rt3/defaults/instance-out.sql | results-summary-ex | Rt3 | Ex | CZ10 | [13 empty] | 2795360.91 | 671600.51 | 453078 | 774617.57 | 0 | 436518 | 0 | 302271.49 | 645.29 | 0 | 0 | 0 | 156630.05 | 0 | 0
CZ10/RtL/defaults/instance-out.sql | results-summary-ex | RtL | Ex | CZ10 | [13 empty] | 2323094.6 | 7540.18 | 302063.29 | 767684.28 | 0 | 509362.99 | 0 | 584609.93 | 0 | 0 | 0 | 0 | 151833.93 | 0 | 0
CZ10/RtS/defaults/instance-out.sql | results-summary-ex | RtS | Ex | CZ10 | [13 empty] | 146694.59 | 2460.35 | 22005.06 | 44615.1 | 0 | 24449.53 | 0 | 43981.24 | 0 | 0 | 0 | 0 | 9183.31 | 0 | 0
CZ10/SCn/defaults/instance-out.sql | results-summary-ex | SCn | Ex | CZ10 | [13 empty] | 4659629.21 | 1108994.57 | 1514466.07 | 850055.03 | 0 | 449066.39 | 0 | 623577.21 | 42386.17 | 0 | 0 | 0 | 71083.77 | 0 | 0
CZ10/SUn/defaults/instance-out.sql | results-summary-ex | SUn | Ex | CZ10 | [13 empty] | 1370196.58 | 0 | 0 | 850055.03 | 0 | 449066.39 | 0 | 0 | 0 | 0 | 0 | 0 | 71075.16 | 0 | 0
CZ10/WRf/defaults/instance-out.sql | results-summary-ex | WRf | Ex | CZ10 | [13 empty] | 11624769.91 | 0 | 0 | 850055.03 | 0 | 224533.19 | 0 | 1100.74 | 0 | 0 | 0 | 0 | 71090.14 | 10477990.81 | 0
CZ11/Asm/defaults/instance-out.sql | results-summary-ex | Asm | Ex | CZ11 | [13 empty] | 1650880.26 | 757351.45 | 327866.82 | 153888.09 | 0 | 145958.35 | 0 | 243120.13 | 1172.57 | 0 | 0 | 0 | 21522.84 | 0 | 0
CZ11/ECC/defaults/instance-out.sql | results-summary-ex | ECC | Ex | CZ11 | [13 empty] | 4136266.57 | 455647.13 | 1243216.26 | 350734.07 | 0 | 1004942.32 | 0 | 556587.25 | 87629.15 | 0 | 0 | 0 | 437510.4 | 0 | 0
CZ11/EPr/defaults/instance-out.sql | results-summary-ex | EPr | Ex | CZ11 | [13 empty] | 481680.71 | 14884.76 | 71552.66 | 63471.11 | 0 | 124743.49 | 0 | 135047.28 | 0 | 0 | 0 | 0 | 71981.41 | 0 | 0
CZ11/ERC/defaults/instance-out.sql | results-summary-ex | ERC | Ex | CZ11 | [13 empty] | 17512.03 | 1015.57 | 2697.77 | 2170.58 | 0 | 2139.72 | 0 | 6346.53 | 0 | 0 | 0 | 0 | 3141.86 | 0 | 0
CZ11/ESe/defaults/instance-out.sql | results-summary-ex | ESe | Ex | CZ11 | [13 empty] | 1510366.18 | 148705.77 | 242127.65 | 197273.03 | 0 | 322422.45 | 0 | 389291.59 | 214.97 | 0 | 0 | 0 | 210330.72 | 0 | 0
CZ11/EUn/defaults/instance-out.sql | results-summary-ex | EUn | Ex | CZ11 | [13 empty] | 13367189.94 | 2082164.51 | 3508840.84 | 1274541.22 | 0 | 3680441 | 0 | 2024674.94 | 129049.45 | 0 | 0 | 0 | 667477.98 | 0 | 0
CZ11/Fin/defaults/instance-out.sql | results-summary-ex | Fin | Ex | CZ11 | [13 empty] | 85369.6 | 1541.71 | 13885.76 | 21323.7 | 0 | 14732.48 | 0 | 28966.17 | 0 | 0 | 0 | 0 | 4919.78 | 0 | 0
CZ11/Gro/defaults/instance-out.sql | results-summary-ex | Gro | Ex | CZ11 | [13 empty] | 2178715.97 | 104040.81 | 82760.41 | 249305.1 | 0 | 177647.52 | 0 | 210991.94 | 0 | 0 | 0 | 0 | 58882.46 | 1295087.73 | 0
CZ11/Hsp/defaults/instance-out.sql | results-summary-ex | Hsp | Ex | CZ11 | [13 empty] | 6498910.13 | 1517918.35 | 1974793.06 | 857863.39 | 0 | 1185036.94 | 0 | 592494.9 | 121701.47 | 0 | 0 | 0 | 249102.03 | 0 | 0
CZ11/Lib/defaults/instance-out.sql | results-summary-ex | Lib | Ex | CZ11 | [13 empty] | 153128.42 | 4018.9 | 27416.47 | 29298.95 | 0 | 23374.05 | 0 | 57351.64 | 0 | 0 | 0 | 0 | 11668.41 | 0 | 0
CZ11/MBT/defaults/instance-out.sql | results-summary-ex | MBT | Ex | CZ11 | [13 empty] | 8191677.16 | 2388360.69 | 1208667.19 | 711184.77 | 0 | 2172017.22 | 0 | 1504313.35 | 46169.47 | 0 | 0 | 0 | 160964.47 | 0 | 0
CZ11/MLI/defaults/instance-out.sql | results-summary-ex | MLI | Ex | CZ11 | [13 empty] | 2274819.76 | 1119825.99 | 324072.74 | 283897.7 | 0 | 240539.88 | 0 | 260336.96 | 585.83 | 0 | 0 | 0 | 45560.66 | 0 | 0
CZ11/Mtl/defaults/instance-out.sql | results-summary-ex | Mtl | Ex | CZ11 | [13 empty] | 341757.42 | 151853.55 | 73843.05 | 51355.88 | 0 | 22461.47 | 0 | 40556.6 | 74.14 | 0 | 0 | 0 | 1612.73 | 0 | 0
CZ11/Nrs/defaults/instance-out.sql | results-summary-ex | Nrs | Ex | CZ11 | [13 empty] | 1334382.24 | 302370.57 | 215193.1 | 201226.15 | 0 | 347903.8 | 0 | 153122.69 | 234.38 | 0 | 0 | 0 | 114331.54 | 0 | 0
CZ11/OfL/defaults/instance-out.sql | results-summary-ex | OfL | Ex | CZ11 | [13 empty] | 4086876.24 | 978127.9 | 1344161.58 | 463682.79 | 0 | 831153.37 | 0 | 289345.76 | 75566.38 | 0 | 0 | 0 | 104838.46 | 0 | 0
CZ11/OfS/defaults/instance-out.sql | results-summary-ex | OfS | Ex | CZ11 | [13 empty] | 161546.73 | 2965.8 | 29465.49 | 23792.96 | 0 | 29466.65 | 0 | 71555.86 | 0 | 0 | 0 | 0 | 4299.96 | 0 | 0
CZ11/Rel/defaults/instance-out.sql | results-summary-ex | Rel | Ex | CZ11 | [13 empty] | 658382.84 | 105722.03 | 124222.26 | 91928.76 | 0 | 78770.29 | 0 | 242626.86 | 0 | 0 | 0 | 0 | 15112.64 | 0 | 0
CZ11/RFF/defaults/instance-out.sql | results-summary-ex | RFF | Ex | CZ11 | [13 empty] | 127438.58 | 1666.03 | 18624.26 | 13249.86 | 0 | 37905.78 | 0 | 36919.53 | 0 | 0 | 0 | 0 | 19073.12 | 0 | 0
CZ11/RSD/defaults/instance-out.sql | results-summary-ex | RSD | Ex | CZ11 | [13 empty] | 376358.58 | 83823.3 | 55974.69 | 36053.39 | 0 | 76552.65 | 0 | 57116.72 | 80.56 | 0 | 0 | 0 | 66757.26 | 0 | 0
CZ11/Rt3/defaults/instance-out.sql | results-summary-ex | Rt3 | Ex | CZ11 | [13 empty] | 2730892.85 | 676081.6 | 418783.41 | 774617.57 | 0 | 436518 | 0 | 264034.37 | 649.22 | 0 | 0 | 0 | 160208.67 | 0 | 0
CZ11/RtL/defaults/instance-out.sql | results-summary-ex | RtL | Ex | CZ11 | [13 empty] | 2435798.91 | 25492.65 | 320731.19 | 767684.28 | 0 | 509362.99 | 0 | 657224.47 | 0 | 0 | 0 | 0 | 155303.32 | 0 | 0
CZ11/RtS/defaults/instance-out.sql | results-summary-ex | RtS | Ex | CZ11 | [13 empty] | 157515.14 | 6557.3 | 23770.1 | 44615.1 | 0 | 24449.53 | 0 | 48743.14 | 0 | 0 | 0 | 0 | 9379.97 | 0 | 0
CZ11/SCn/defaults/instance-out.sql | results-summary-ex | SCn | Ex | CZ11 | [13 empty] | 6087409 | 2214348.86 | 1696712 | 850055.03 | 0 | 449066.39 | 0 | 759445.27 | 45093.91 | 0 | 0 | 0 | 72687.55 | 0 | 0
CZ11/SUn/defaults/instance-out.sql | results-summary-ex | SUn | Ex | CZ11 | [13 empty] | 1371810.56 | 0 | 0 | 850055.03 | 0 | 449066.39 | 0 | 0 | 0 | 0 | 0 | 0 | 72689.14 | 0 | 0
CZ11/WRf/defaults/instance-out.sql | results-summary-ex | WRf | Ex | CZ11 | [13 empty] | 9952204.42 | 0 | 0 | 850055.03 | 0 | 224533.19 | 0 | 1100.74 | 0 | 0 | 0 | 0 | 72688.66 | 8803826.81 | 0
CZ12/Asm/defaults/instance-out.sql | results-summary-ex | Asm | Ex | CZ12 | [13 empty] | 1585047.67 | 728418.62 | 294214.85 | 153888.09 | 0 | 145958.35 | 0 | 239298.81 | 1165.48 | 0 | 0 | 0 | 22103.46 | 0 | 0
CZ12/ECC/defaults/instance-out.sql | results-summary-ex | ECC | Ex | CZ12 | [13 empty] | 4330694.43 | 641413.63 | 1194557.13 | 350734.07 | 0 | 1004942.32 | 0 | 601838.7 | 86435.77 | 0 | 0 | 0 | 450772.81 | 0 | 0
CZ12/EPr/defaults/instance-out.sql | results-summary-ex | EPr | Ex | CZ12 | [13 empty] | 460227.38 | 13618.35 | 57657.38 | 63471.11 | 0 | 124743.49 | 0 | 126596.66 | 0 | 0 | 0 | 0 | 74140.39 | 0 | 0
CZ12/ERC/defaults/instance-out.sql | results-summary-ex | ERC | Ex | CZ12 | [13 empty] | 16156.88 | 916.58 | 1975.32 | 2170.58 | 0 | 2139.72 | 0 | 5735.65 | 0 | 0 | 0 | 0 | 3219.03 | 0 | 0
CZ12/ESe/defaults/instance-out.sql | results-summary-ex | ESe | Ex | CZ12 | [13 empty] | 1484993.01 | 167569.91 | 202985.54 | 197273.03 | 0 | 322422.45 | 0 | 378315.26 | 137.19 | 0 | 0 | 0 | 216289.65 | 0 | 0
CZ12/EUn/defaults/instance-out.sql | results-summary-ex | EUn | Ex | CZ12 | [13 empty] | 12726345.99 | 1861206.56 | 3143898.83 | 1274541.22 | 0 | 3680441 | 0 | 1955234.15 | 124080.61 | 0 | 0 | 0 | 686943.63 | 0 | 0
CZ12/Fin/defaults/instance-out.sql | results-summary-ex | Fin | Ex | CZ12 | [13 empty] | 81002.32 | 1608.49 | 11026.03 | 21323.7 | 0 | 14732.48 | 0 | 27271.32 | 0 | 0 | 0 | 0 | 5040.3 | 0 | 0
CZ12/Gro/defaults/instance-out.sql | results-summary-ex | Gro | Ex | CZ12 | [13 empty] | 2124750.43 | 101898.2 | 62641.7 | 249305.1 | 0 | 177647.52 | 0 | 199743.72 | 0 | 0 | 0 | 0 | 60511.08 | 1273003.12 | 0
CZ12/Hsp/defaults/instance-out.sql | results-summary-ex | Hsp | Ex | CZ12 | [13 empty] | 6032705 | 1313521.15 | 1759383.59 | 857863.39 | 0 | 1185036.94 | 0 | 543618.54 | 117188.96 | 0 | 0 | 0 | 256092.43 | 0 | 0
CZ12/Lib/defaults/instance-out.sql | results-summary-ex | Lib | Ex | CZ12 | [13 empty] | 142919.56 | 3695.11 | 21133.3 | 29298.95 | 0 | 23374.05 | 0 | 53412.91 | 0 | 0 | 0 | 0 | 12005.24 | 0 | 0
CZ12/MBT/defaults/instance-out.sql | results-summary-ex | MBT | Ex | CZ12 | [13 empty] | 7816919.59 | 2324784.7 | 952663.92 | 711184.77 | 0 | 2172017.22 | 0 | 1447454.26 | 43346.92 | 0 | 0 | 0 | 165467.78 | 0 | 0
CZ12/MLI/defaults/instance-out.sql | results-summary-ex | MLI | Ex | CZ12 | [13 empty] | 2089850.86 | 986766.17 | 273230.01 | 283897.7 | 0 | 240539.88 | 0 | 258018.99 | 573.34 | 0 | 0 | 0 | 46824.76 | 0 | 0
CZ12/Mtl/defaults/instance-out.sql | results-summary-ex | Mtl | Ex | CZ12 | [13 empty] | 298149.67 | 127923.29 | 58957.27 | 51355.88 | 0 | 22461.47 | 0 | 35732.97 | 63.92 | 0 | 0 | 0 | 1654.88 | 0 | 0
CZ12/Nrs/defaults/instance-out.sql | results-summary-ex | Nrs | Ex | CZ12 | [13 empty] | 1216479.88 | 238887.29 | 175305.06 | 201226.15 | 0 | 347903.8 | 0 | 135435.76 | 199.42 | 0 | 0 | 0 | 117522.39 | 0 | 0
CZ12/OfL/defaults/instance-out.sql | results-summary-ex | OfL | Ex | CZ12 | [13 empty] | 3808203.49 | 850033.2 | 1211458.9 | 463682.79 | 0 | 831153.37 | 0 | 271544.98 | 72561.39 | 0 | 0 | 0 | 107768.86 | 0 | 0
CZ12/OfS/defaults/instance-out.sql | results-summary-ex | OfS | Ex | CZ12 | [13 empty] | 149264.64 | 3112.31 | 22466.03 | 23792.96 | 0 | 29466.65 | 0 | 66023.17 | 0 | 0 | 0 | 0 | 4403.5 | 0 | 0
CZ12/Rel/defaults/instance-out.sql | results-summary-ex | Rel | Ex | CZ12 | [13 empty] | 618015.17 | 100269.05 | 94418.65 | 91928.76 | 0 | 78770.29 | 0 | 237111.1 | 0 | 0 | 0 | 0 | 15517.31 | 0 | 0
CZ12/RFF/defaults/instance-out.sql | results-summary-ex | RFF | Ex | CZ12 | [13 empty] | 122556.07 | 1792.13 | 15294.33 | 13249.86 | 0 | 37905.78 | 0 | 34725.75 | 0 | 0 | 0 | 0 | 19588.22 | 0 | 0
CZ12/RSD/defaults/instance-out.sql | results-summary-ex | RSD | Ex | CZ12 | [13 empty] | 333650.51 | 57291.81 | 44343.49 | 36053.39 | 0 | 76552.65 | 0 | 50751.67 | 55.44 | 0 | 0 | 0 | 68602.07 | 0 | 0
CZ12/Rt3/defaults/instance-out.sql | results-summary-ex | Rt3 | Ex | CZ12 | [13 empty] | 2550093.97 | 568989.58 | 352872.42 | 774617.57 | 0 | 436518 | 0 | 251755.46 | 670.01 | 0 | 0 | 0 | 164670.93 | 0 | 0
CZ12/RtL/defaults/instance-out.sql | results-summary-ex | RtL | Ex | CZ12 | [13 empty] | 2360841.42 | 28287.65 | 262450.22 | 767684.28 | 0 | 509362.99 | 0 | 633433.38 | 0 | 0 | 0 | 0 | 159622.9 | 0 | 0
CZ12/RtS/defaults/instance-out.sql | results-summary-ex | RtS | Ex | CZ12 | [13 empty] | 149663.31 | 6897.31 | 18294.02 | 44615.1 | 0 | 24449.53 | 0 | 45782.37 | 0 | 0 | 0 | 0 | 9624.98 | 0 | 0
CZ12/SCn/defaults/instance-out.sql | results-summary-ex | SCn | Ex | CZ12 | [13 empty] | 5273002.83 | 1866990.52 | 1351182.68 | 850055.03 | 0 | 449066.39 | 0 | 642151 | 38832.86 | 0 | 0 | 0 | 74724.35 | 0 | 0
CZ12/SUn/defaults/instance-out.sql | results-summary-ex | SUn | Ex | CZ12 | [13 empty] | 1373843.06 | 0 | 0 | 850055.03 | 0 | 449066.39 | 0 | 0 | 0 | 0 | 0 | 0 | 74721.64 | 0 | 0
CZ12/WRf/defaults/instance-out.sql | results-summary-ex | WRf | Ex | CZ12 | [13 empty] | 9932442.46 | 0 | 0 | 850055.03 | 0 | 224533.19 | 0 | 1100.74 | 0 | 0 | 0 | 0 | 74725.18 | 8782028.32 | 0
CZ13/Asm/defaults/instance-out.sql | results-summary-ex | Asm | Ex | CZ13 | [13 empty] | 1648436.75 | 721152.57 | 357800.24 | 153888.09 | 0 | 145958.35 | 0 | 247472.05 | 1247.83 | 0 | 0 | 0 | 20917.61 | 0 | 0
CZ13/ECC/defaults/instance-out.sql | results-summary-ex | ECC | Ex | CZ13 | [13 empty] | 4232503.69 | 391969.02 | 1382834.1 | 350734.07 | 0 | 1004942.32 | 0 | 585532.43 | 91955.48 | 0 | 0 | 0 | 424536.25 | 0 | 0
CZ13/EPr/defaults/instance-out.sql | results-summary-ex | EPr | Ex | CZ13 | [13 empty] | 476000.37 | 9630.72 | 78472.6 | 63471.11 | 0 | 124743.49 | 0 | 129822 | 0 | 0 | 0 | 0 | 69860.45 | 0 | 0
CZ13/ERC/defaults/instance-out.sql | results-summary-ex | ERC | Ex | CZ13 | [13 empty] | 16995.5 | 613.26 | 3004.89 | 2170.58 | 0 | 2139.72 | 0 | 6000.28 | 0 | 0 | 0 | 0 | 3066.76 | 0 | 0
CZ13/ESe/defaults/instance-out.sql | results-summary-ex | ESe | Ex | CZ13 | [13 empty] | 1474203.94 | 114166.5 | 262936.66 | 197273.03 | 0 | 322422.45 | 0 | 372964.76 | 217.72 | 0 | 0 | 0 | 204222.84 | 0 | 0
CZ13/EUn/defaults/instance-out.sql | results-summary-ex | EUn | Ex | CZ13 | [13 empty] | 13524593.91 | 1915193.67 | 3811786.4 | 1274541.22 | 0 | 3680441 | 0 | 2056779.41 | 137908.38 | 0 | 0 | 0 | 647943.85 | 0 | 0
CZ13/Fin/defaults/instance-out.sql | results-summary-ex | Fin | Ex | CZ13 | [13 empty] | 84400.01 | 1036.67 | 15075.05 | 21323.7 | 0 | 14732.48 | 0 | 27437.45 | 0 | 0 | 0 | 0 | 4794.68 | 0 | 0
CZ13/Gro/defaults/instance-out.sql | results-summary-ex | Gro | Ex | CZ13 | [13 empty] | 2203779.79 | 82069.69 | 91415.83 | 249305.1 | 0 | 177647.52 | 0 | 197352.42 | 0 | 0 | 0 | 0 | 57190.41 | 1348798.81 | 0
CZ13/Hsp/defaults/instance-out.sql | results-summary-ex | Hsp | Ex | CZ13 | [13 empty] | 6566444.55 | 1404826.34 | 2139588.87 | 857863.39 | 0 | 1185036.94 | 0 | 613995.14 | 123253.2 | 0 | 0 | 0 | 241880.67 | 0 | 0
CZ13/Lib/defaults/instance-out.sql | results-summary-ex | Lib | Ex | CZ13 | [13 empty] | 151082.33 | 2323.57 | 30199.49 | 29298.95 | 0 | 23374.05 | 0 | 54546.43 | 0 | 0 | 0 | 0 | 11339.84 | 0 | 0
CZ13/MBT/defaults/instance-out.sql | results-summary-ex | MBT | Ex | CZ13 | [13 empty] | 7936518.95 | 2003441.23 | 1333735.21 | 711184.77 | 0 | 2172017.22 | 0 | 1512914.86 | 46938.17 | 0 | 0 | 0 | 156287.48 | 0 | 0
CZ13/MLI/defaults/instance-out.sql | results-summary-ex | MLI | Ex | CZ13 | [13 empty] | 2105707.4 | 935257.26 | 340465.3 | 283897.7 | 0 | 240539.88 | 0 | 260750.31 | 548.39 | 0 | 0 | 0 | 44248.55 | 0 | 0
CZ13/Mtl/defaults/instance-out.sql | results-summary-ex | Mtl | Ex | CZ13 | [13 empty] | 315873.06 | 119394.59 | 79030.55 | 51355.88 | 0 | 22461.47 | 0 | 41983.72 | 62.6 | 0 | 0 | 0 | 1584.26 | 0 | 0
CZ13/Nrs/defaults/instance-out.sql | results-summary-ex | Nrs | Ex | CZ13 | [13 empty] | 1287952.98 | 243984.98 | 228737.12 | 201226.15 | 0 | 347903.8 | 0 | 154858.14 | 215.05 | 0 | 0 | 0 | 111027.73 | 0 | 0
CZ13/OfL/defaults/instance-out.sql | results-summary-ex | OfL | Ex | CZ13 | [13 empty] | 4027695.6 | 823476.59 | 1435964.13 | 463682.79 | 0 | 831153.37 | 0 | 294754.26 | 76854.82 | 0 | 0 | 0 | 101809.64 | 0 | 0
CZ13/OfS/defaults/instance-out.sql | results-summary-ex | OfS | Ex | CZ13 | [13 empty] | 157633.79 | 2017 | 31935.2 | 23792.96 | 0 | 29466.65 | 0 | 66229.33 | 0 | 0 | 0 | 0 | 4192.64 | 0 | 0
CZ13/Rel/defaults/instance-out.sql | results-summary-ex | Rel | Ex | CZ13 | [13 empty] | 632518.68 | 83448.34 | 134606.68 | 91928.76 | 0 | 78770.29 | 0 | 229075.49 | 0 | 0 | 0 | 0 | 14689.12 | 0 | 0
CZ13/RFF/defaults/instance-out.sql | results-summary-ex | RFF | Ex | CZ13 | [13 empty] | 126314.09 | 1030.01 | 20352.4 | 13249.86 | 0 | 37905.78 | 0 | 35238.86 | 0 | 0 | 0 | 0 | 18537.19 | 0 | 0
CZ13/RSD/defaults/instance-out.sql | results-summary-ex | RSD | Ex | CZ13 | [13 empty] | 374068.45 | 79028.44 | 60185.94 | 36053.39 | 0 | 76552.65 | 0 | 57333.64 | 78.08 | 0 | 0 | 0 | 64836.29 | 0 | 0
CZ13/Rt3/defaults/instance-out.sql | results-summary-ex | Rt3 | Ex | CZ13 | [13 empty] | 2695952.43 | 598736.28 | 455052.91 | 774617.57 | 0 | 436518 | 0 | 274852.12 | 606.31 | 0 | 0 | 0 | 155569.24 | 0 | 0
CZ13/RtL/defaults/instance-out.sql | results-summary-ex | RtL | Ex | CZ13 | [13 empty] | 2426053.04 | 18388.16 | 352596.4 | 767684.28 | 0 | 509362.99 | 0 | 627210.37 | 0 | 0 | 0 | 0 | 150810.85 | 0 | 0
CZ13/RtS/defaults/instance-out.sql | results-summary-ex | RtS | Ex | CZ13 | [13 empty] | 155786.84 | 4785.22 | 26140.14 | 44615.1 | 0 | 24449.53 | 0 | 46671.62 | 0 | 0 | 0 | 0 | 9125.24 | 0 | 0
CZ13/SCn/defaults/instance-out.sql | results-summary-ex | SCn | Ex | CZ13 | [13 empty] | 5586470.11 | 1626602.75 | 1783298.84 | 850055.03 | 0 | 449066.39 | 0 | 760846.93 | 46010.8 | 0 | 0 | 0 | 70589.37 | 0 | 0
CZ13/SUn/defaults/instance-out.sql | results-summary-ex | SUn | Ex | CZ13 | [13 empty] | 1369706.08 | 0 | 0 | 850055.03 | 0 | 449066.39 | 0 | 0 | 0 | 0 | 0 | 0 | 70584.66 | 0 | 0
CZ13/WRf/defaults/instance-out.sql | results-summary-ex | WRf | Ex | CZ13 | [13 empty] | 10526705.79 | 0 | 0 | 850055.03 | 0 | 224533.19 | 0 | 1100.74 | 0 | 0 | 0 | 0 | 70594.37 | 9380422.46 | 0
CZ14/Asm/defaults/instance-out.sql | results-summary-ex | Asm | Ex | CZ14 | [13 empty] | 1678027.26 | 681647.94 | 416443.49 | 153888.09 | 0 | 145958.35 | 0 | 259208.9 | 1017.02 | 0 | 0 | 0 | 19863.46 | 0 | 0
CZ14/ECC/defaults/instance-out.sql | results-summary-ex | ECC | Ex | CZ14 | [13 empty] | 4495159.95 | 394389.46 | 1623637.11 | 350734.07 | 0 | 1004942.32 | 0 | 622007.18 | 97784.93 | 0 | 0 | 0 | 401664.89 | 0 | 0
CZ14/EPr/defaults/instance-out.sql | results-summary-ex | EPr | Ex | CZ14 | [13 empty] | 491052.12 | 4977.43 | 100594.29 | 63471.11 | 0 | 124743.49 | 0 | 131150.3 | 0 | 0 | 0 | 0 | 66115.49 | 0 | 0
CZ14/ERC/defaults/instance-out.sql | results-summary-ex | ERC | Ex | CZ14 | [13 empty] | 17652.66 | 339.89 | 4076.86 | 2170.58 | 0 | 2139.72 | 0 | 5991.31 | 0 | 0 | 0 | 0 | 2934.29 | 0 | 0
CZ14/ESe/defaults/instance-out.sql | results-summary-ex | ESe | Ex | CZ14 | [13 empty] | 1526280.64 | 96303.63 | 334367.84 | 197273.03 | 0 | 322422.45 | 0 | 382062.77 | 190.74 | 0 | 0 | 0 | 193660.18 | 0 | 0
CZ14/EUn/defaults/instance-out.sql | results-summary-ex | EUn | Ex | CZ14 | [13 empty] | 14917719.66 | 2249911.97 | 4606339.18 | 1274541.22 | 0 | 3680441 | 0 | 2342235.32 | 150280.46 | 0 | 0 | 0 | 613970.54 | 0 | 0
CZ14/Fin/defaults/instance-out.sql | results-summary-ex | Fin | Ex | CZ14 | [13 empty] | 88547.63 | 618.81 | 19587.77 | 21323.7 | 0 | 14732.48 | 0 | 27705.4 | 0 | 0 | 0 | 0 | 4579.47 | 0 | 0
CZ14/Gro/defaults/instance-out.sql | results-summary-ex | Gro | Ex | CZ14 | [13 empty] | 2313368.7 | 52439.44 | 121141.13 | 249305.1 | 0 | 177647.52 | 0 | 201955.38 | 0 | 0 | 0 | 0 | 54275.79 | 1456604.33 | 0
CZ14/Hsp/defaults/instance-out.sql | results-summary-ex | Hsp | Ex | CZ14 | [13 empty] | 7243482.28 | 1590289.55 | 2512629.34 | 857863.39 | 0 | 1185036.94 | 0 | 744035.38 | 124202.2 | 0 | 0 | 0 | 229425.48 | 0 | 0
CZ14/Lib/defaults/instance-out.sql | results-summary-ex | Lib | Ex | CZ14 | [13 empty] | 157802.9 | 1363.79 | 39378.91 | 29298.95 | 0 | 23374.05 | 0 | 53626.3 | 0 | 0 | 0 | 0 | 10760.91 | 0 | 0
CZ14/MBT/defaults/instance-out.sql | results-summary-ex | MBT | Ex | CZ14 | [13 empty] | 8141417.35 | 1699080.06 | 1723340.78 | 711184.77 | 0 | 2172017.22 | 0 | 1639445.41 | 48096.61 | 0 | 0 | 0 | 148252.49 | 0 | 0
CZ14/MLI/defaults/instance-out.sql | results-summary-ex | MLI | Ex | CZ14 | [13 empty] | 2717028.99 | 1304302.01 | 474236.42 | 283897.7 | 0 | 240539.88 | 0 | 371487.56 | 579.6 | 0 | 0 | 0 | 41985.82 | 0 | 0
CZ14/Mtl/defaults/instance-out.sql | results-summary-ex | Mtl | Ex | CZ14 | [13 empty] | 342562.06 | 118863.74 | 98668.44 | 51355.88 | 0 | 22461.47 | 0 | 49602.66 | 69.5 | 0 | 0 | 0 | 1540.37 | 0 | 0
CZ14/Nrs/defaults/instance-out.sql | results-summary-ex | Nrs | Ex | CZ14 | [13 empty] | 1392298.63 | 268289.19 | 287491.95 | 201226.15 | 0 | 347903.8 | 0 | 181828.58 | 238.02 | 0 | 0 | 0 | 105320.94 | 0 | 0
CZ14/OfL/defaults/instance-out.sql | results-summary-ex | OfL | Ex | CZ14 | [13 empty] | 4283984.38 | 837059.7 | 1643337.04 | 463682.79 | 0 | 831153.37 | 0 | 328354.74 | 83813.3 | 0 | 0 | 0 | 96583.43 | 0 | 0
CZ14/OfS/defaults/instance-out.sql | results-summary-ex | OfS | Ex | CZ14 | [13 empty] | 168087.14 | 885.65 | 41745.35 | 23792.96 | 0 | 29466.65 | 0 | 68188.74 | 0 | 0 | 0 | 0 | 4007.79 | 0 | 0
CZ14/Rel/defaults/instance-out.sql | results-summary-ex | Rel | Ex | CZ14 | [13 empty] | 648339.89 | 50251.88 | 180605.17 | 91928.76 | 0 | 78770.29 | 0 | 232828.63 | 0 | 0 | 0 | 0 | 13955.17 | 0 | 0
CZ14/RFF/defaults/instance-out.sql | results-summary-ex | RFF | Ex | CZ14 | [13 empty] | 130321.83 | 421.73 | 24793.16 | 13249.86 | 0 | 37905.78 | 0 | 36335.37 | 0 | 0 | 0 | 0 | 17615.94 | 0 | 0
CZ14/RSD/defaults/instance-out.sql | results-summary-ex | RSD | Ex | CZ14 | [13 empty] | 410326.65 | 97313.74 | 73903.28 | 36053.39 | 0 | 76552.65 | 0 | 64873.13 | 93.49 | 0 | 0 | 0 | 61536.96 | 0 | 0
CZ14/Rt3/defaults/instance-out.sql | results-summary-ex | Rt3 | Ex | CZ14 | [13 empty] | 2865985.6 | 630542.11 | 563592.54 | 774617.57 | 0 | 436518 | 0 | 312444.36 | 677.64 | 0 | 0 | 0 | 147593.38 | 0 | 0
CZ14/RtL/defaults/instance-out.sql | results-summary-ex | RtL | Ex | CZ14 | [13 empty] | 2511966.89 | 11616.59 | 453006.07 | 767684.28 | 0 | 509362.99 | 0 | 627219.87 | 0 | 0 | 0 | 0 | 143077.08 | 0 | 0
CZ14/RtS/defaults/instance-out.sql | results-summary-ex | RtS | Ex | CZ14 | [13 empty] | 159473.54 | 2062.03 | 33590.92 | 44615.1 | 0 | 24449.53 | 0 | 46068.83 | 0 | 0 | 0 | 0 | 8687.13 | 0 | 0
CZ14/SCn/defaults/instance-out.sql | results-summary-ex | SCn | Ex | CZ14 | [13 empty] | 6160903.18 | 1612497.66 | 2195279.05 | 850055.03 | 0 | 449066.39 | 0 | 934852.82 | 52185.34 | 0 | 0 | 0 | 66966.9 | 0 | 0
CZ14/SUn/defaults/instance-out.sql | results-summary-ex | SUn | Ex | CZ14 | [13 empty] | 1366092.56 | 0 | 0 | 850055.03 | 0 | 449066.39 | 0 | 0 | 0 | 0 | 0 | 0 | 66971.14 | 0 | 0
CZ14/WRf/defaults/instance-out.sql | results-summary-ex | WRf | Ex | CZ14 | [13 empty] | 10168677.74 | 0 | 0 | 850055.03 | 0 | 224533.19 | 0 | 1100.74 | 0 | 0 | 0 | 0 | 66980.14 | 9026008.64 | 0
CZ15/Asm/defaults/instance-out.sql | results-summary-ex | Asm | Ex | CZ15 | [13 empty] | 1990206.85 | 783311.7 | 610699.62 | 153888.09 | 0 | 145958.35 | 0 | 277128.29 | 1519.14 | 0 | 0 | 0 | 17701.65 | 0 | 0
CZ15/ECC/defaults/instance-out.sql | results-summary-ex | ECC | Ex | CZ15 | [13 empty] | 5887298 | 910402.13 | 2342686.01 | 350734.07 | 0 | 1004942.32 | 0 | 815090.88 | 107170.49 | 0 | 0 | 0 | 356272.1 | 0 | 0
CZ15/EPr/defaults/instance-out.sql | results-summary-ex | EPr | Ex | CZ15 | [13 empty] | 499629.04 | 1553.28 | 134231.06 | 63471.11 | 0 | 124743.49 | 0 | 116923.98 | 0 | 0 | 0 | 0 | 58706.11 | 0 | 0
CZ15/ERC/defaults/instance-out.sql | results-summary-ex | ERC | Ex | CZ15 | [13 empty] | 17768.35 | 95.2 | 5608.75 | 2170.58 | 0 | 2139.72 | 0 | 5082.69 | 0 | 0 | 0 | 0 | 2671.4 | 0 | 0
CZ15/ESe/defaults/instance-out.sql | results-summary-ex | ESe | Ex | CZ15 | [13 empty] | 1655630.28 | 130484.06 | 478423.46 | 197273.03 | 0 | 322422.45 | 0 | 354851.78 | 223.78 | 0 | 0 | 0 | 171951.73 | 0 | 0
CZ15/EUn/defaults/instance-out.sql | results-summary-ex | EUn | Ex | CZ15 | [13 empty] | 17232873.76 | 2862342.99 | 6190078.33 | 1274541.22 | 0 | 3680441 | 0 | 2502437.94 | 178267.32 | 0 | 0 | 0 | 544764.97 | 0 | 0
CZ15/Fin/defaults/instance-out.sql | results-summary-ex | Fin | Ex | CZ15 | [13 empty] | 90536.45 | 109.26 | 26901.52 | 21323.7 | 0 | 14732.48 | 0 | 23335.46 | 0 | 0 | 0 | 0 | 4134.03 | 0 | 0
CZ15/Gro/defaults/instance-out.sql | results-summary-ex | Gro | Ex | CZ15 | [13 empty] | 2428915.1 | 16488.28 | 174605.3 | 249305.1 | 0 | 177647.52 | 0 | 172592.31 | 0 | 0 | 0 | 0 | 48251.97 | 1590024.63 | 0
CZ15/Hsp/defaults/instance-out.sql | results-summary-ex | Hsp | Ex | CZ15 | [13 empty] | 8022687.43 | 1702626.62 | 3151522.23 | 857863.39 | 0 | 1185036.94 | 0 | 793637.46 | 128289.09 | 0 | 0 | 0 | 203711.71 | 0 | 0
CZ15/Lib/defaults/instance-out.sql | results-summary-ex | Lib | Ex | CZ15 | [13 empty] | 163169.14 | 361.88 | 53478.26 | 29298.95 | 0 | 23374.05 | 0 | 47043.85 | 0 | 0 | 0 | 0 | 9612.16 | 0 | 0
CZ15/MBT/defaults/instance-out.sql | results-summary-ex | MBT | Ex | CZ15 | [13 empty] | 8058647.14 | 1038037.6 | 2354580.93 | 711184.77 | 0 | 2172017.22 | 0 | 1600314.32 | 50855.15 | 0 | 0 | 0 | 131657.15 | 0 | 0
CZ15/MLI/defaults/instance-out.sql | results-summary-ex | MLI | Ex | CZ15 | [13 empty] | 4259995.19 | 2302357.4 | 863700.3 | 283897.7 | 0 | 240539.88 | 0 | 531438.85 | 727.71 | 0 | 0 | 0 | 37333.34 | 0 | 0
CZ15/Mtl/defaults/instance-out.sql | results-summary-ex | Mtl | Ex | CZ15 | [13 empty] | 369846.3 | 107902.99 | 133099.03 | 51355.88 | 0 | 22461.47 | 0 | 53516.21 | 82.14 | 0 | 0 | 0 | 1428.58 | 0 | 0
CZ15/Nrs/defaults/instance-out.sql | results-summary-ex | Nrs | Ex | CZ15 | [13 empty] | 1531936.56 | 295862.89 | 391628.96 | 201226.15 | 0 | 347903.8 | 0 | 201446.2 | 327.61 | 0 | 0 | 0 | 93540.95 | 0 | 0
CZ15/OfL/defaults/instance-out.sql | results-summary-ex | OfL | Ex | CZ15 | [13 empty] | 4769678.72 | 827284.47 | 2126383.02 | 463682.79 | 0 | 831153.37 | 0 | 340656.66 | 94713.56 | 0 | 0 | 0 | 85804.85 | 0 | 0
CZ15/OfS/defaults/instance-out.sql | results-summary-ex | OfS | Ex | CZ15 | [13 empty] | 171392.43 | 112.95 | 55363.78 | 23792.96 | 0 | 29466.65 | 0 | 59029.94 | 0 | 0 | 0 | 0 | 3626.15 | 0 | 0
CZ15/Rel/defaults/instance-out.sql | results-summary-ex | Rel | Ex | CZ15 | [13 empty] | 638379.72 | 14732.06 | 248980.64 | 91928.76 | 0 | 78770.29 | 0 | 191512.61 | 0 | 0 | 0 | 0 | 12455.36 | 0 | 0
CZ15/RFF/defaults/instance-out.sql | results-summary-ex | RFF | Ex | CZ15 | [13 empty] | 131328.1 | 79.19 | 31905.63 | 13249.86 | 0 | 37905.78 | 0 | 32478.77 | 0 | 0 | 0 | 0 | 15708.88 | 0 | 0
CZ15/RSD/defaults/instance-out.sql | results-summary-ex | RSD | Ex | CZ15 | [13 empty] | 428273.65 | 100566.85 | 94318.26 | 36053.39 | 0 | 76552.65 | 0 | 65972.57 | 106.17 | 0 | 0 | 0 | 54703.75 | 0 | 0
CZ15/Rt3/defaults/instance-out.sql | results-summary-ex | Rt3 | Ex | CZ15 | [13 empty] | 3192235 | 697303.6 | 805148.85 | 774617.57 | 0 | 436518 | 0 | 346886.28 | 666.02 | 0 | 0 | 0 | 131094.68 | 0 | 0
CZ15/RtL/defaults/instance-out.sql | results-summary-ex | RtL | Ex | CZ15 | [13 empty] | 2563988.09 | 1814.64 | 633488.96 | 767684.28 | 0 | 509362.99 | 0 | 524559.4 | 0 | 0 | 0 | 0 | 127077.82 | 0 | 0
CZ15/RtS/defaults/instance-out.sql | results-summary-ex | RtS | Ex | CZ15 | [13 empty] | 164909.58 | 294.69 | 47774.56 | 44615.1 | 0 | 24449.53 | 0 | 39994.93 | 0 | 0 | 0 | 0 | 7780.76 | 0 | 0
CZ15/SCn/defaults/instance-out.sql | results-summary-ex | SCn | Ex | CZ15 | [13 empty] | 7381227.85 | 1500727.58 | 3240186.21 | 850055.03 | 0 | 449066.39 | 0 | 1211894.14 | 69794.81 | 0 | 0 | 0 | 59503.69 | 0 | 0
CZ15/SUn/defaults/instance-out.sql | results-summary-ex | SUn | Ex | CZ15 | [13 empty] | 1358628.95 | 0 | 0 | 850055.03 | 0 | 449066.39 | 0 | 0 | 0 | 0 | 0 | 0 | 59507.53 | 0 | 0
CZ15/WRf/defaults/instance-out.sql | results-summary-ex | WRf | Ex | CZ15 | [13 empty] | 10879441.03 | 0 | 0 | 850055.03 | 0 | 224533.19 | 0 | 1100.74 | 0 | 0 | 0 | 0 | 59507.3 | 9744244.77 | 0
CZ16/Asm/defaults/instance-out.sql | results-summary-ex | Asm | Ex | CZ16 | [13 empty] | 1708462.75 | 810594.59 | 276401.69 | 153888.09 | 0 | 145958.35 | 0 | 297354.95 | 922.39 | 0 | 0 | 0 | 23342.68 | 0 | 0
CZ16/ECC/defaults/instance-out.sql | results-summary-ex | ECC | Ex | CZ16 | [13 empty] | 4903877.68 | 829231.24 | 1387405.71 | 350734.07 | 0 | 1004942.32 | 0 | 772915.59 | 82800.49 | 0 | 0 | 0 | 475848.25 | 0 | 0
CZ16/EPr/defaults/instance-out.sql | results-summary-ex | EPr | Ex | CZ16 | [13 empty] | 497429.7 | 21791.14 | 62887.82 | 63471.11 | 0 | 124743.49 | 0 | 146294.17 | 0 | 0 | 0 | 0 | 78241.98 | 0 | 0
CZ16/ERC/defaults/instance-out.sql | results-summary-ex | ERC | Ex | CZ16 | [13 empty] | 18487.04 | 1471.04 | 2264.87 | 2170.58 | 0 | 2139.72 | 0 | 7076.55 | 0 | 0 | 0 | 0 | 3364.28 | 0 | 0
CZ16/ESe/defaults/instance-out.sql | results-summary-ex | ESe | Ex | CZ16 | [13 empty] | 1647819.5 | 244558.5 | 222313.81 | 197273.03 | 0 | 322422.45 | 0 | 432498.27 | 170.28 | 0 | 0 | 0 | 228583.17 | 0 | 0
CZ16/EUn/defaults/instance-out.sql | results-summary-ex | EUn | Ex | CZ16 | [13 empty] | 15189517.91 | 2952547.94 | 3896100.06 | 1274541.22 | 0 | 3680441 | 0 | 2526943.2 | 133150.6 | 0 | 0 | 0 | 725793.89 | 0 | 0
CZ16/Fin/defaults/instance-out.sql | results-summary-ex | Fin | Ex | CZ16 | [13 empty] | 87072.2 | 3029.44 | 12244.99 | 21323.7 | 0 | 14732.48 | 0 | 30447.62 | 0 | 0 | 0 | 0 | 5293.97 | 0 | 0
CZ16/Gro/defaults/instance-out.sql | results-summary-ex | Gro | Ex | CZ16 | [13 empty] | 2242183.87 | 140119.37 | 69597.8 | 249305.1 | 0 | 177647.52 | 0 | 230605.37 | 0 | 0 | 0 | 0 | 63946.44 | 1310962.26 | 0
CZ16/Hsp/defaults/instance-out.sql | results-summary-ex | Hsp | Ex | CZ16 | [13 empty] | 7215461.07 | 1838202.86 | 2177313.44 | 857863.39 | 0 | 1185036.94 | 0 | 773052.16 | 113252.5 | 0 | 0 | 0 | 270739.79 | 0 | 0
CZ16/Lib/defaults/instance-out.sql | results-summary-ex | Lib | Ex | CZ16 | [13 empty] | 157987.27 | 6469.58 | 23493.17 | 29298.95 | 0 | 23374.05 | 0 | 62711.14 | 0 | 0 | 0 | 0 | 12640.37 | 0 | 0
CZ16/MBT/defaults/instance-out.sql | results-summary-ex | MBT | Ex | CZ16 | [13 empty] | 9027968.96 | 3153057.3 | 1098031.41 | 711184.77 | 0 | 2172017.22 | 0 | 1677864.53 | 40897.49 | 0 | 0 | 0 | 174916.22 | 0 | 0
CZ16/MLI/defaults/instance-out.sql | results-summary-ex | MLI | Ex | CZ16 | [13 empty] | 3373296.52 | 1885444.22 | 419944.45 | 283897.7 | 0 | 240539.88 | 0 | 493231.96 | 768.17 | 0 | 0 | 0 | 49470.14 | 0 | 0
CZ16/Mtl/defaults/instance-out.sql | results-summary-ex | Mtl | Ex | CZ16 | [13 empty] | 383310.14 | 190023.04 | 67438.05 | 51355.88 | 0 | 22461.47 | 0 | 50220.39 | 81.46 | 0 | 0 | 0 | 1729.84 | 0 | 0
CZ16/Nrs/defaults/instance-out.sql | results-summary-ex | Nrs | Ex | CZ16 | [13 empty] | 1444518.12 | 391146.5 | 198736.13 | 201226.15 | 0 | 347903.8 | 0 | 181039.4 | 246.75 | 0 | 0 | 0 | 124219.39 | 0 | 0
CZ16/OfL/defaults/instance-out.sql | results-summary-ex | OfL | Ex | CZ16 | [13 empty] | 4308808.64 | 1113782.93 | 1367491.63 | 463682.79 | 0 | 831153.37 | 0 | 341940.63 | 76854.17 | 0 | 0 | 0 | 113903.1 | 0 | 0
CZ16/OfS/defaults/instance-out.sql | results-summary-ex | OfS | Ex | CZ16 | [13 empty] | 165857.29 | 5521.39 | 26060.02 | 23792.96 | 0 | 29466.65 | 0 | 76395.52 | 0 | 0 | 0 | 0 | 4620.74 | 0 | 0
CZ16/Rel/defaults/instance-out.sql | results-summary-ex | Rel | Ex | CZ16 | [13 empty] | 707078.33 | 146366.27 | 105622.34 | 91928.76 | 0 | 78770.29 | 0 | 268012.89 | 0 | 0 | 0 | 0 | 16377.78 | 0 | 0
CZ16/RFF/defaults/instance-out.sql | results-summary-ex | RFF | Ex | CZ16 | [13 empty] | 128713.76 | 3272.44 | 16339.46 | 13249.86 | 0 | 37905.78 | 0 | 37271.45 | 0 | 0 | 0 | 0 | 20674.77 | 0 | 0
CZ16/RSD/defaults/instance-out.sql | results-summary-ex | RSD | Ex | CZ16 | [13 empty] | 387200.71 | 86790.6 | 49123.25 | 36053.39 | 0 | 76552.65 | 0 | 66136.93 | 47.53 | 0 | 0 | 0 | 72496.37 | 0 | 0
CZ16/Rt3/defaults/instance-out.sql | results-summary-ex | Rt3 | Ex | CZ16 | [13 empty] | 2874893.94 | 782866.35 | 378458.11 | 774617.57 | 0 | 436518 | 0 | 327410.04 | 953.85 | 0 | 0 | 0 | 174070.02 | 0 | 0
CZ16/RtL/defaults/instance-out.sql | results-summary-ex | RtL | Ex | CZ16 | [13 empty] | 2513151.07 | 62279.93 | 287396.69 | 767684.28 | 0 | 509362.99 | 0 | 717685.12 | 0 | 0 | 0 | 0 | 168742.06 | 0 | 0
CZ16/RtS/defaults/instance-out.sql | results-summary-ex | RtS | Ex | CZ16 | [13 empty] | 156996.44 | 10218.74 | 19509.08 | 44615.1 | 0 | 24449.53 | 0 | 48062.43 | 0 | 0 | 0 | 0 | 10141.55 | 0 | 0
CZ16/SCn/defaults/instance-out.sql | results-summary-ex | SCn | Ex | CZ16 | [13 empty] | 6068876.82 | 2452140.93 | 1380554.32 | 850055.03 | 0 | 449066.39 | 0 | 819481.32 | 38612.59 | 0 | 0 | 0 | 78966.24 | 0 | 0
CZ16/SUn/defaults/instance-out.sql | results-summary-ex | SUn | Ex | CZ16 | [13 empty] | 1378087.41 | 0 | 0 | 850055.03 | 0 | 449066.39 | 0 | 0 | 0 | 0 | 0 | 0 | 78965.99 | 0 | 0
CZ16/WRf/defaults/instance-out.sql | results-summary-ex | WRf | Ex | CZ16 | [13 empty] | 8628879.46 | 4441.45 | 0 | 850055.03 | 0 | 224533.19 | 0 | 1100.74 | 0 | 0 | 0 | 0 | 78974.21 | 7469774.84 | 0
CZ01/Htl/defaults/instance-out.sql | results-summary-ex | Htl | Ex | CZ01 | [13 empty] | 528651.81 | 116291.2 | 24260.9 | 125722.95 | 0 | 205621.82 | 0 | 43775.76 | 114.1 | 0 | 0 | 0 | 12865.08 | 0 | 0
CZ02/Htl/defaults/instance-out.sql | results-summary-ex | Htl | Ex | CZ02 | [13 empty] | 593265.95 | 112117.12 | 78007.06 | 125722.95 | 0 | 205621.82 | 0 | 59810.66 | 122.69 | 0 | 0 | 0 | 11863.65 | 0 | 0
CZ03/Htl/defaults/instance-out.sql | results-summary-ex | Htl | Ex | CZ03 | [13 empty] | 516216.68 | 63059.03 | 61256.5 | 125722.95 | 0 | 205621.82 | 0 | 48650.84 | 93.69 | 0 | 0 | 0 | 11811.86 | 0 | 0
CZ04/Htl/defaults/instance-out.sql | results-summary-ex | Htl | Ex | CZ04 | [13 empty] | 579737.58 | 81137.6 | 93553.47 | 125722.95 | 0 | 205621.82 | 0 | 62137.67 | 97.67 | 0 | 0 | 0 | 11466.42 | 0 | 0
CZ05/Htl/defaults/instance-out.sql | results-summary-ex | Htl | Ex | CZ05 | [13 empty] | 522587.79 | 59779.8 | 68570.31 | 125722.95 | 0 | 205621.82 | 0 | 50952.15 | 105.88 | 0 | 0 | 0 | 11834.87 | 0 | 0
CZ06/Htl/defaults/instance-out.sql | results-summary-ex | Htl | Ex | CZ06 | [13 empty] | 609165.29 | 78952.42 | 114755.51 | 125722.95 | 0 | 205621.82 | 0 | 72976.89 | 117.38 | 0 | 0 | 0 | 11018.32 | 0 | 0
CZ07/Htl/defaults/instance-out.sql | results-summary-ex | Htl | Ex | CZ07 | [13 empty] | 603542.42 | 74440.82 | 114354.37 | 125722.95 | 0 | 205621.82 | 0 | 72404.86 | 121.33 | 0 | 0 | 0 | 10876.27 | 0 | 0
CZ08/Htl/defaults/instance-out.sql | results-summary-ex | Htl | Ex | CZ08 | [13 empty] | 635008.01 | 85548.61 | 130475.96 | 125722.95 | 0 | 205621.82 | 0 | 76616.41 | 128.53 | 0 | 0 | 0 | 10893.74 | 0 | 0
CZ09/Htl/defaults/instance-out.sql | results-summary-ex | Htl | Ex | CZ09 | [13 empty] | 675969.07 | 103342.81 | 146042.65 | 125722.95 | 0 | 205621.82 | 0 | 84352.71 | 142.32 | 0 | 0 | 0 | 10743.81 | 0 | 0
CZ10/Htl/defaults/instance-out.sql | results-summary-ex | Htl | Ex | CZ10 | [13 empty] | 727994.94 | 130755.15 | 166004.76 | 125722.95 | 0 | 205621.82 | 0 | 89131.75 | 149.92 | 0 | 0 | 0 | 10608.59 | 0 | 0
CZ11/Htl/defaults/instance-out.sql | results-summary-ex | Htl | Ex | CZ11 | [13 empty] | 787463.92 | 184868.37 | 171904.97 | 125722.95 | 0 | 205621.82 | 0 | 88354.24 | 153.36 | 0 | 0 | 0 | 10838.2 | 0 | 0
CZ12/Htl/defaults/instance-out.sql | results-summary-ex | Htl | Ex | CZ12 | [13 empty] | 705499.42 | 146820.89 | 138893.41 | 125722.95 | 0 | 205621.82 | 0 | 77201.27 | 134.35 | 0 | 0 | 0 | 11104.73 | 0 | 0
CZ13/Htl/defaults/instance-out.sql | results-summary-ex | Htl | Ex | CZ13 | [13 empty] | 777071.37 | 156917.63 | 188002.42 | 125722.95 | 0 | 205621.82 | 0 | 90168.12 | 140.81 | 0 | 0 | 0 | 10497.63 | 0 | 0
CZ14/Htl/defaults/instance-out.sql | results-summary-ex | Htl | Ex | CZ14 | [13 empty] | 824042.96 | 155147.11 | 225265.21 | 125722.95 | 0 | 205621.82 | 0 | 102101.79 | 166.86 | 0 | 0 | 0 | 10017.23 | 0 | 0
CZ15/Htl/defaults/instance-out.sql | results-summary-ex | Htl | Ex | CZ15 | [13 empty] | 951793.4 | 186706.3 | 311096.25 | 125722.95 | 0 | 205621.82 | 0 | 113356.86 | 238.88 | 0 | 0 | 0 | 9050.35 | 0 | 0
CZ16/Htl/defaults/instance-out.sql | results-summary-ex | Htl | Ex | CZ16 | [13 empty] | 803723.33 | 205151.66 | 152701.85 | 125722.95 | 0 | 205621.82 | 0 | 102560.52 | 149.59 | 0 | 0 | 0 | 11814.95 | 0 | 0
CZ01/Asm/defaults/instance-out.sql | results-summary_new | Asm | New | CZ01 | [13 empty] | 909751.75 | 502578.32 | 10220.94 | 76925.07 | 0 | 145958.35 | 0 | 148083.58 | 227.45 | 0 | 0 | 0 | 25758.04 | 0 | 0
CZ01/ECC/defaults/instance-out.sql | results-summary_new | ECC | New | CZ01 | [13 empty] | 2567027.91 | 362882.37 | 101800.05 | 163686.57 | 0 | 1004942.32 | 0 | 358606.14 | 44940.44 | 0 | 0 | 0 | 530170.03 | 0 | 0
CZ01/EPr/defaults/instance-out.sql | results-summary_new | EPr | New | CZ01 | [13 empty] | 394217.13 | 38927.93 | 8354.42 | 30282.85 | 0 | 124743.49 | 0 | 104793.17 | 0 | 0 | 0 | 0 | 87115.27 | 0 | 0
CZ01/ERC/defaults/instance-out.sql | results-summary_new | ERC | New | CZ01 | [13 empty] | 14593.46 | 3707.33 | 18.99 | 991.78 | 0 | 2139.72 | 0 | 4055.85 | 0 | 0 | 0 | 0 | 3679.78 | 0 | 0
CZ01/ESe/defaults/instance-out.sql | results-summary_new | ESe | New | CZ01 | [13 empty] | 1165023.33 | 213047.88 | 14511.45 | 94437.9 | 0 | 322422.45 | 0 | 267248.49 | 178.8 | 0 | 0 | 0 | 253176.35 | 0 | 0
CZ01/EUn/defaults/instance-out.sql | results-summary_new | EUn | New | CZ01 | [13 empty] | 7489260.54 | 821734.31 | 173004.9 | 643032.05 | 0 | 3680441 | 0 | 1353250.46 | 12412.62 | 0 | 0 | 0 | 805385.2 | 0 | 0
CZ01/Fin/defaults/instance-out.sql | results-summary_new | Fin | New | CZ01 | [13 empty] | 52994.55 | 4161.21 | 78.41 | 10745.16 | 0 | 14732.48 | 0 | 17484.55 | 0 | 0 | 0 | 0 | 5792.74 | 0 | 0
CZ01/Gro/defaults/instance-out.sql | results-summary_new | Gro | New | CZ01 | [13 empty] | 1737628 | 248684.55 | 192.6 | 157166.11 | 0 | 177647.52 | 0 | 159066.04 | 0 | 0 | 0 | 0 | 70697.17 | 924174.02 | 0
CZ01/Hsp/defaults/instance-out.sql | results-summary_new | Hsp | New | CZ01 | [13 empty] | 2935419.66 | 367425.22 | 205857.81 | 626942.71 | 0 | 1185036.94 | 0 | 177696.87 | 72840.92 | 0 | 0 | 0 | 299619.18 | 0 | 0
CZ01/Lib/defaults/instance-out.sql | results-summary_new | Lib | New | CZ01 | [13 empty] | 99902.16 | 11648.75 | 107.45 | 14789.42 | 0 | 23374.05 | 0 | 35962.54 | 0 | 0 | 0 | 0 | 14019.95 | 0 | 0
CZ01/MBT/defaults/instance-out.sql | results-summary_new | MBT | New | CZ01 | [13 empty] | 8273679.25 | 4207502.38 | 89940.72 | 439484.63 | 0 | 2172017.22 | 0 | 1148714.93 | 22478.1 | 0 | 0 | 0 | 193541.26 | 0 | 0
CZ01/MLI/defaults/instance-out.sql | results-summary_new | MLI | New | CZ01 | [13 empty] | 1050216.38 | 527534.95 | 10295.25 | 154009.8 | 0 | 240539.88 | 0 | 62799.35 | 341.9 | 0 | 0 | 0 | 54695.25 | 0 | 0
CZ01/Mtl/defaults/instance-out.sql | results-summary_new | Mtl | New | CZ01 | [13 empty] | 179463.19 | 107629.91 | 1706.36 | 34396.45 | 0 | 22461.47 | 0 | 11404.73 | 40.42 | 0 | 0 | 0 | 1823.87 | 0 | 0
CZ01/Nrs/defaults/instance-out.sql | results-summary_new | Nrs | New | CZ01 | [13 empty] | 805000.62 | 139298.85 | 19188.62 | 103288.37 | 0 | 347903.8 | 0 | 57782.46 | 105.46 | 0 | 0 | 0 | 137433.06 | 0 | 0
CZ01/OfL/defaults/instance-out.sql | results-summary_new | OfL | New | CZ01 | [13 empty] | 1763382.29 | 325162.84 | 81332.18 | 239542.44 | 0 | 831153.37 | 0 | 134573.6 | 25621.26 | 0 | 0 | 0 | 125996.6 | 0 | 0
CZ01/OfS/defaults/instance-out.sql | results-summary_new | OfS | New | CZ01 | [13 empty] | 100778.75 | 10430.61 | 204.28 | 12134.67 | 0 | 29466.65 | 0 | 43493.48 | 0 | 0 | 0 | 0 | 5049.08 | 0 | 0
CZ01/Rel/defaults/instance-out.sql | results-summary_new | Rel | New | CZ01 | [13 empty] | 570886.01 | 204225.53 | 416.36 | 46142.66 | 0 | 78770.29 | 0 | 223271.68 | 0 | 0 | 0 | 0 | 18059.48 | 0 | 0
CZ01/RFF/defaults/instance-out.sql | results-summary_new | RFF | New | CZ01 | [13 empty] | 97805.85 | 6385.22 | 3122.06 | 6627.45 | 0 | 37905.78 | 0 | 20955.53 | 0 | 0 | 0 | 0 | 22809.82 | 0 | 0
CZ01/RSD/defaults/instance-out.sql | results-summary_new | RSD | New | CZ01 | [13 empty] | 252718.54 | 39378.55 | 8937.72 | 16228.18 | 0 | 76552.65 | 0 | 31465.43 | 9.56 | 0 | 0 | 0 | 80146.45 | 0 | 0
CZ01/Rt3/defaults/instance-out.sql | results-summary_new | Rt3 | New | CZ01 | [13 empty] | 1485071.53 | 334542.41 | 16001.47 | 394508.4 | 0 | 436518 | 0 | 110598.61 | 344.61 | 0 | 0 | 0 | 192558.02 | 0 | 0
CZ01/RtL/defaults/instance-out.sql | results-summary_new | RtL | New | CZ01 | [13 empty] | 1690305.44 | 60899.27 | 10382 | 395367.09 | 0 | 509362.99 | 0 | 527632.78 | 0 | 0 | 0 | 0 | 186661.31 | 0 | 0
CZ01/RtS/defaults/instance-out.sql | results-summary_new | RtS | New | CZ01 | [13 empty] | 109110.45 | 19117.14 | 78.1 | 23259.39 | 0 | 24449.53 | 0 | 31049.86 | 0 | 0 | 0 | 0 | 11156.44 | 0 | 0
CZ01/SCn/defaults/instance-out.sql | results-summary_new | SCn | New | CZ01 | [13 empty] | 4177496.23 | 2511621.4 | 60069.03 | 571539.04 | 0 | 449066.39 | 0 | 494417.75 | 3428.68 | 0 | 0 | 0 | 87353.94 | 0 | 0
CZ01/SUn/defaults/instance-out.sql | results-summary_new | SUn | New | CZ01 | [13 empty] | 1107958.33 | 0 | 0 | 571539.04 | 0 | 449066.39 | 0 | 0 | 0 | 0 | 0 | 0 | 87352.91 | 0 | 0
CZ01/WRf/defaults/instance-out.sql | results-summary_new | WRf | New | CZ01 | [13 empty] | 5391136.13 | 0 | 0 | 571539.04 | 0 | 224533.19 | 0 | 1100.74 | 0 | 0 | 0 | 0 | 87362.82 | 4506600.34 | 0
CZ02/Asm/defaults/instance-out.sql | results-summary_new | Asm | New | CZ02 | [13 empty] | 1107546.09 | 546982.66 | 136820.78 | 76925.07 | 0 | 145958.35 | 0 | 176390.78 | 752.91 | 0 | 0 | 0 | 23715.53 | 0 | 0
CZ02/ECC/defaults/instance-out.sql | results-summary_new | ECC | New | CZ02 | [13 empty] | 3211247.49 | 495484.43 | 555691.5 | 163686.57 | 0 | 1004942.32 | 0 | 448699.61 | 56499.02 | 0 | 0 | 0 | 486244.02 | 0 | 0
CZ02/EPr/defaults/instance-out.sql | results-summary_new | EPr | New | CZ02 | [13 empty] | 374133.35 | 20476.41 | 22589.02 | 30282.85 | 0 | 124743.49 | 0 | 96108.12 | 0 | 0 | 0 | 0 | 79933.46 | 0 | 0
CZ02/ERC/defaults/instance-out.sql | results-summary_new | ERC | New | CZ02 | [13 empty] | 12552.53 | 1565.32 | 464.49 | 991.78 | 0 | 2139.72 | 0 | 3966.26 | 0 | 0 | 0 | 0 | 3424.95 | 0 | 0
CZ02/ESe/defaults/instance-out.sql | results-summary_new | ESe | New | CZ02 | [13 empty] | 1278970.75 | 196425.04 | 80652.5 | 94437.9 | 0 | 322422.45 | 0 | 352339.82 | 109.57 | 0 | 0 | 0 | 232583.47 | 0 | 0
CZ02/EUn/defaults/instance-out.sql | results-summary_new | EUn | New | CZ02 | [13 empty] | 8887752.59 | 887749.43 | 1376971.41 | 643032.05 | 0 | 3680441 | 0 | 1497594.45 | 62676.95 | 0 | 0 | 0 | 739287.29 | 0 | 0
CZ02/Fin/defaults/instance-out.sql | results-summary_new | Fin | New | CZ02 | [13 empty] | 52824.4 | 2315.06 | 2610.63 | 10745.16 | 0 | 14732.48 | 0 | 17049.56 | 0 | 0 | 0 | 0 | 5371.51 | 0 | 0
CZ02/Gro/defaults/instance-out.sql | results-summary_new | Gro | New | CZ02 | [13 empty] | 1875943.85 | 134570.77 | 12232.72 | 157166.11 | 0 | 177647.52 | 0 | 160113.74 | 0 | 0 | 0 | 0 | 64996.33 | 1169216.67 | 0
CZ02/Hsp/defaults/instance-out.sql | results-summary_new | Hsp | New | CZ02 | [13 empty] | 4550171.6 | 1039307.58 | 994512.61 | 626942.71 | 0 | 1185036.94 | 0 | 332042.68 | 97053.85 | 0 | 0 | 0 | 275275.24 | 0 | 0
CZ02/Lib/defaults/instance-out.sql | results-summary_new | Lib | New | CZ02 | [13 empty] | 95487.58 | 5974.44 | 4656.61 | 14789.42 | 0 | 23374.05 | 0 | 33787.17 | 0 | 0 | 0 | 0 | 12905.89 | 0 | 0
CZ02/MBT/defaults/instance-out.sql | results-summary_new | MBT | New | CZ02 | [13 empty] | 7222030.97 | 2796002.36 | 376759.03 | 439484.63 | 0 | 2172017.22 | 0 | 1231574.95 | 28349.79 | 0 | 0 | 0 | 177843 | 0 | 0
CZ02/MLI/defaults/instance-out.sql | results-summary_new | MLI | New | CZ02 | [13 empty] | 1310088.89 | 657244.82 | 108458.05 | 154009.8 | 0 | 240539.88 | 0 | 99149.13 | 395.31 | 0 | 0 | 0 | 50291.89 | 0 | 0
CZ02/Mtl/defaults/instance-out.sql | results-summary_new | Mtl | New | CZ02 | [13 empty] | 163231.3 | 73859.09 | 14866.4 | 34396.45 | 0 | 22461.47 | 0 | 15862.89 | 50.09 | 0 | 0 | 0 | 1734.92 | 0 | 0
CZ02/Nrs/defaults/instance-out.sql | results-summary_new | Nrs | New | CZ02 | [13 empty] | 825063.5 | 107840.25 | 66764.27 | 103288.37 | 0 | 347903.8 | 0 | 72794.94 | 179.44 | 0 | 0 | 0 | 126292.41 | 0 | 0
CZ02/OfL/defaults/instance-out.sql | results-summary_new | OfL | New | CZ02 | [13 empty] | 2352790.16 | 377668.23 | 560488.05 | 239542.44 | 0 | 831153.37 | 0 | 183819.45 | 44320.43 | 0 | 0 | 0 | 115798.21 | 0 | 0
CZ02/OfS/defaults/instance-out.sql | results-summary_new | OfS | New | CZ02 | [13 empty] | 96679.56 | 4931.05 | 4801.42 | 12134.67 | 0 | 29466.65 | 0 | 40657.71 | 0 | 0 | 0 | 0 | 4688.07 | 0 | 0
CZ02/Rel/defaults/instance-out.sql | results-summary_new | Rel | New | CZ02 | [13 empty] | 491604.87 | 116801.55 | 28889.05 | 46142.66 | 0 | 78770.29 | 0 | 204366.53 | 0 | 0 | 0 | 0 | 16634.81 | 0 | 0
CZ02/RFF/defaults/instance-out.sql | results-summary_new | RFF | New | CZ02 | [13 empty] | 106880.95 | 4308.97 | 7083.03 | 6627.45 | 0 | 37905.78 | 0 | 29948.74 | 0 | 0 | 0 | 0 | 21006.99 | 0 | 0
CZ02/RSD/defaults/instance-out.sql | results-summary_new | RSD | New | CZ02 | [13 empty] | 263152.34 | 41366.98 | 21378.13 | 16228.18 | 0 | 76552.65 | 0 | 33911.91 | 31.34 | 0 | 0 | 0 | 73683.15 | 0 | 0
CZ02/Rt3/defaults/instance-out.sql | results-summary_new | Rt3 | New | CZ02 | [13 empty] | 2116401.72 | 748913.61 | 170078.94 | 394508.4 | 0 | 436518 | 0 | 188366.38 | 1053.01 | 0 | 0 | 0 | 176963.38 | 0 | 0
CZ02/RtL/defaults/instance-out.sql | results-summary_new | RtL | New | CZ02 | [13 empty] | 1683521.28 | 40489.43 | 87529.97 | 395367.09 | 0 | 509362.99 | 0 | 479243.19 | 0 | 0 | 0 | 0 | 171528.6 | 0 | 0
CZ02/RtS/defaults/instance-out.sql | results-summary_new | RtS | New | CZ02 | [13 empty] | 121141.79 | 14634.29 | 5331.7 | 23259.39 | 0 | 24449.53 | 0 | 43167.64 | 0 | 0 | 0 | 0 | 10299.24 | 0 | 0
CZ02/SCn/defaults/instance-out.sql | results-summary_new | SCn | New | CZ02 | [13 empty] | 3713415.98 | 1625011.19 | 488914.22 | 571539.04 | 0 | 449066.39 | 0 | 482220.17 | 16375.88 | 0 | 0 | 0 | 80289.11 | 0 | 0
CZ02/SUn/defaults/instance-out.sql | results-summary_new | SUn | New | CZ02 | [13 empty] | 1100898.78 | 0 | 0 | 571539.04 | 0 | 449066.39 | 0 | 0 | 0 | 0 | 0 | 0 | 80293.36 | 0 | 0
CZ02/WRf/defaults/instance-out.sql | results-summary_new | WRf | New | CZ02 | [13 empty] | 9037220.67 | 0 | 0 | 571539.04 | 0 | 224533.19 | 0 | 1100.74 | 0 | 0 | 0 | 0 | 80301.04 | 8159746.66 | 0
CZ03/Asm/defaults/instance-out.sql | results-summary_new | Asm | New | CZ03 | [13 empty] | 784212.69 | 346006.98 | 69674.87 | 76925.07 | 0 | 145958.35 | 0 | 121621.23 | 405.02 | 0 | 0 | 0 | 23621.16 | 0 | 0
CZ03/ECC/defaults/instance-out.sql | results-summary_new | ECC | New | CZ03 | [13 empty] | 2678176.68 | 221889.03 | 383608.87 | 163686.57 | 0 | 1004942.32 | 0 | 363234.99 | 55909.96 | 0 | 0 | 0 | 484904.94 | 0 | 0
CZ03/EPr/defaults/instance-out.sql | results-summary_new | EPr | New | CZ03 | [13 empty] | 364553.48 | 12189.7 | 15583.51 | 30282.85 | 0 | 124743.49 | 0 | 102048.04 | 0 | 0 | 0 | 0 | 79705.88 | 0 | 0
CZ03/ERC/defaults/instance-out.sql | results-summary_new | ERC | New | CZ03 | [13 empty] | 12202.4 | 1147.92 | 192.66 | 991.78 | 0 | 2139.72 | 0 | 4313.2 | 0 | 0 | 0 | 0 | 3417.12 | 0 | 0
CZ03/ESe/defaults/instance-out.sql | results-summary_new | ESe | New | CZ03 | [13 empty] | 1135003.43 | 113102.58 | 43493.23 | 94437.9 | 0 | 322422.45 | 0 | 329676.88 | 139.48 | 0 | 0 | 0 | 231730.92 | 0 | 0
CZ03/EUn/defaults/instance-out.sql | results-summary_new | EUn | New | CZ03 | [13 empty] | 7897276.3 | 453379.21 | 950950.13 | 643032.05 | 0 | 3680441 | 0 | 1374880.41 | 57850.33 | 0 | 0 | 0 | 736743.18 | 0 | 0
CZ03/Fin/defaults/instance-out.sql | results-summary_new | Fin | New | CZ03 | [13 empty] | 51038.38 | 1155.61 | 1139.55 | 10745.16 | 0 | 14732.48 | 0 | 17912.27 | 0 | 0 | 0 | 0 | 5353.31 | 0 | 0
CZ03/Gro/defaults/instance-out.sql | results-summary_new | Gro | New | CZ03 | [13 empty] | 1861346.82 | 110476.19 | 4239.95 | 157166.11 | 0 | 177647.52 | 0 | 162436.3 | 0 | 0 | 0 | 0 | 64751.02 | 1184629.73 | 0
CZ03/Hsp/defaults/instance-out.sql | results-summary_new | Hsp | New | CZ03 | [13 empty] | 3720415.32 | 610559.27 | 687121.6 | 626942.71 | 0 | 1185036.94 | 0 | 246194.56 | 90326.23 | 0 | 0 | 0 | 274234.01 | 0 | 0
CZ03/Lib/defaults/instance-out.sql | results-summary_new | Lib | New | CZ03 | [13 empty] | 91140.84 | 3236.87 | 1981.87 | 14789.42 | 0 | 23374.05 | 0 | 34887.48 | 0 | 0 | 0 | 0 | 12871.15 | 0 | 0
CZ03/MBT/defaults/instance-out.sql | results-summary_new | MBT | New | CZ03 | [13 empty] | 6531158.04 | 2234035.27 | 259188.67 | 439484.63 | 0 | 2172017.22 | 0 | 1221435.76 | 27833.12 | 0 | 0 | 0 | 177163.37 | 0 | 0
CZ03/MLI/defaults/instance-out.sql | results-summary_new | MLI | New | CZ03 | [13 empty] | 1027050.54 | 444085.39 | 62681.91 | 154009.8 | 0 | 240539.88 | 0 | 75318.76 | 314.72 | 0 | 0 | 0 | 50100.08 | 0 | 0
CZ03/Mtl/defaults/instance-out.sql | results-summary_new | Mtl | New | CZ03 | [13 empty] | 132444.19 | 53858.87 | 8498.52 | 34396.45 | 0 | 22461.47 | 0 | 11476.43 | 36.53 | 0 | 0 | 0 | 1715.95 | 0 | 0
CZ03/Nrs/defaults/instance-out.sql | results-summary_new | Nrs | New | CZ03 | [13 empty] | 762131.31 | 73239.9 | 50172.4 | 103288.37 | 0 | 347903.8 | 0 | 61622.84 | 94.82 | 0 | 0 | 0 | 125809.17 | 0 | 0
CZ03/OfL/defaults/instance-out.sql | results-summary_new | OfL | New | CZ03 | [13 empty] | 2005446.29 | 224288.41 | 400280.73 | 239542.44 | 0 | 831153.37 | 0 | 149640.78 | 45183.35 | 0 | 0 | 0 | 115357.2 | 0 | 0
CZ03/OfS/defaults/instance-out.sql | results-summary_new | OfS | New | CZ03 | [13 empty] | 93604.64 | 3228.25 | 2003.99 | 12134.67 | 0 | 29466.65 | 0 | 42098.55 | 0 | 0 | 0 | 0 | 4672.53 | 0 | 0
CZ03/Rel/defaults/instance-out.sql | results-summary_new | Rel | New | CZ03 | [13 empty] | 446550.57 | 76201.28 | 12058.05 | 46142.66 | 0 | 78770.29 | 0 | 216806.19 | 0 | 0 | 0 | 0 | 16572.08 | 0 | 0
CZ03/RFF/defaults/instance-out.sql | results-summary_new | RFF | New | CZ03 | [13 empty] | 102262.8 | 2251.72 | 5647.81 | 6627.45 | 0 | 37905.78 | 0 | 28901.9 | 0 | 0 | 0 | 0 | 20928.14 | 0 | 0
CZ03/RSD/defaults/instance-out.sql | results-summary_new | RSD | New | CZ03 | [13 empty] | 237660.2 | 24963.32 | 15841.59 | 16228.18 | 0 | 76552.65 | 0 | 30655.57 | 15.39 | 0 | 0 | 0 | 73403.49 | 0 | 0
CZ03/Rt3/defaults/instance-out.sql | results-summary_new | Rt3 | New | CZ03 | [13 empty] | 1997061.89 | 660693.54 | 144662.58 | 394508.4 | 0 | 436518 | 0 | 183157.8 | 1240.49 | 0 | 0 | 0 | 176281.08 | 0 | 0
CZ03/RtL/defaults/instance-out.sql | results-summary_new | RtL | New | CZ03 | [13 empty] | 1648190.55 | 18307.11 | 46881.46 | 395367.09 | 0 | 509362.99 | 0 | 507390.8 | 0 | 0 | 0 | 0 | 170881.1 | 0 | 0
CZ03/RtS/defaults/instance-out.sql | results-summary_new | RtS | New | CZ03 | [13 empty] | 111853.72 | 9540.13 | 2153.11 | 23259.39 | 0 | 24449.53 | 0 | 42189.51 | 0 | 0 | 0 | 0 | 10262.05 | 0 | 0
CZ03/SCn/defaults/instance-out.sql | results-summary_new | SCn | New | CZ03 | [13 empty] | 3326666.76 | 1343895.86 | 379089.18 | 571539.04 | 0 | 449066.39 | 0 | 488630.16 | 14453.09 | 0 | 0 | 0 | 79993.04 | 0 | 0
CZ03/SUn/defaults/instance-out.sql | results-summary_new | SUn | New | CZ03 | [13 empty] | 1100598.59 | 0 | 0 | 571539.04 | 0 | 449066.39 | 0 | 0 | 0 | 0 | 0 | 0 | 79993.17 | 0 | 0
CZ03/WRf/defaults/instance-out.sql | results-summary_new | WRf | New | CZ03 | [13 empty] | 9148659.18 | 0 | 0 | 571539.04 | 0 | 224533.19 | 0 | 1100.74 | 0 | 0 | 0 | 0 | 80002.36 | 8271483.86 | 0
CZ04/Asm/defaults/instance-out.sql | results-summary_new | Asm | New | CZ04 | [13 empty] | 989278.65 | 437369.55 | 142630.43 | 76925.07 | 0 | 145958.35 | 0 | 162822.53 | 736.19 | 0 | 0 | 0 | 22836.53 | 0 | 0
CZ04/ECC/defaults/instance-out.sql | results-summary_new | ECC | New | CZ04 | [13 empty] | 2969212.69 | 264377.3 | 606406.55 | 163686.57 | 0 | 1004942.32 | 0 | 399717.41 | 62472.69 | 0 | 0 | 0 | 467609.84 | 0 | 0
CZ04/EPr/defaults/instance-out.sql | results-summary_new | EPr | New | CZ04 | [13 empty] | 361654.89 | 9890.43 | 26142.63 | 30282.85 | 0 | 124743.49 | 0 | 93725.99 | 0 | 0 | 0 | 0 | 76869.49 | 0 | 0
CZ04/ERC/defaults/instance-out.sql | results-summary_new | ERC | New | CZ04 | [13 empty] | 11553.25 | 833.13 | 579.24 | 991.78 | 0 | 2139.72 | 0 | 3692.82 | 0 | 0 | 0 | 0 | 3316.55 | 0 | 0
CZ04/ESe/defaults/instance-out.sql | results-summary_new | ESe | New | CZ04 | [13 empty] | 1172495.04 | 104722.92 | 90442.87 | 94437.9 | 0 | 322422.45 | 0 | 336560.53 | 184.4 | 0 | 0 | 0 | 223723.97 | 0 | 0
CZ04/EUn/defaults/instance-out.sql | results-summary_new | EUn | New | CZ04 | [13 empty] | 8777975.14 | 664034.36 | 1511286.12 | 643032.05 | 0 | 3680441 | 0 | 1496462.53 | 71701.88 | 0 | 0 | 0 | 711017.19 | 0 | 0
CZ04/Fin/defaults/instance-out.sql | results-summary_new | Fin | New | CZ04 | [13 empty] | 51245.5 | 899.97 | 3180.63 | 10745.16 | 0 | 14732.48 | 0 | 16497.09 | 0 | 0 | 0 | 0 | 5190.15 | 0 | 0
CZ04/Gro/defaults/instance-out.sql | results-summary_new | Gro | New | CZ04 | [13 empty] | 1895530.73 | 90773.58 | 16106.81 | 157166.11 | 0 | 177647.52 | 0 | 156662.59 | 0 | 0 | 0 | 0 | 62544.27 | 1234629.86 | 0
CZ04/Hsp/defaults/instance-out.sql | results-summary_new | Hsp | New | CZ04 | [13 empty] | 4442008.01 | 857173.64 | 1060111.82 | 626942.71 | 0 | 1185036.94 | 0 | 349629.28 | 98311.3 | 0 | 0 | 0 | 264802.31 | 0 | 0
CZ04/Lib/defaults/instance-out.sql | results-summary_new | Lib | New | CZ04 | [13 empty] | 90900.83 | 2595.73 | 5768.97 | 14789.42 | 0 | 23374.05 | 0 | 31943.03 | 0 | 0 | 0 | 0 | 12429.63 | 0 | 0
CZ04/MBT/defaults/instance-out.sql | results-summary_new | MBT | New | CZ04 | [13 empty] | 6494242.54 | 1992775.43 | 436836.44 | 439484.63 | 0 | 2172017.22 | 0 | 1252637.88 | 29409.02 | 0 | 0 | 0 | 171081.91 | 0 | 0
CZ04/MLI/defaults/instance-out.sql | results-summary_new | MLI | New | CZ04 | [13 empty] | 1248625.09 | 575458.77 | 123032.97 | 154009.8 | 0 | 240539.88 | 0 | 106850.43 | 338.51 | 0 | 0 | 0 | 48394.71 | 0 | 0
CZ04/Mtl/defaults/instance-out.sql | results-summary_new | Mtl | New | CZ04 | [13 empty] | 143064.66 | 50400.56 | 17764.01 | 34396.45 | 0 | 22461.47 | 0 | 16308.92 | 45.17 | 0 | 0 | 0 | 1688.09 | 0 | 0
CZ04/Nrs/defaults/instance-out.sql | results-summary_new | Nrs | New | CZ04 | [13 empty] | 800490.88 | 74234.6 | 78598.94 | 103288.37 | 0 | 347903.8 | 0 | 74824.78 | 147.09 | 0 | 0 | 0 | 121493.29 | 0 | 0
CZ04/OfL/defaults/instance-out.sql | results-summary_new | OfL | New | CZ04 | [13 empty] | 2353253.2 | 300788.53 | 631234.01 | 239542.44 | 0 | 831153.37 | 0 | 190732.26 | 48400.03 | 0 | 0 | 0 | 111402.56 | 0 | 0
CZ04/OfS/defaults/instance-out.sql | results-summary_new | OfS | New | CZ04 | [13 empty] | 92981.34 | 2049.2 | 5872.61 | 12134.67 | 0 | 29466.65 | 0 | 38925.58 | 0 | 0 | 0 | 0 | 4532.62 | 0 | 0
CZ04/Rel/defaults/instance-out.sql | results-summary_new | Rel | New | CZ04 | [13 empty] | 442470.19 | 66739.6 | 35040.54 | 46142.66 | 0 | 78770.29 | 0 | 199754.88 | 0 | 0 | 0 | 0 | 16022.22 | 0 | 0
CZ04/RFF/defaults/instance-out.sql | results-summary_new | RFF | New | CZ04 | [13 empty] | 104729.64 | 1790.01 | 8452.92 | 6627.45 | 0 | 37905.78 | 0 | 29723.24 | 0 | 0 | 0 | 0 | 20230.25 | 0 | 0
CZ04/RSD/defaults/instance-out.sql | results-summary_new | RSD | New | CZ04 | [13 empty] | 255013.82 | 33938.5 | 24124.97 | 16228.18 | 0 | 76552.65 | 0 | 33231.87 | 35.61 | 0 | 0 | 0 | 70902.04 | 0 | 0
CZ04/Rt3/defaults/instance-out.sql | results-summary_new | Rt3 | New | CZ04 | [13 empty] | 1908730.25 | 543793.03 | 184369.56 | 394508.4 | 0 | 436518 | 0 | 178744.32 | 562.22 | 0 | 0 | 0 | 170234.74 | 0 | 0
CZ04/RtL/defaults/instance-out.sql | results-summary_new | RtL | New | CZ04 | [13 empty] | 1658695.07 | 14640.73 | 105115.52 | 395367.09 | 0 | 509362.99 | 0 | 469186.27 | 0 | 0 | 0 | 0 | 165022.47 | 0 | 0
CZ04/RtS/defaults/instance-out.sql | results-summary_new | RtS | New | CZ04 | [13 empty] | 113066.22 | 7866.67 | 6849.37 | 23259.39 | 0 | 24449.53 | 0 | 40711 | 0 | 0 | 0 | 0 | 9930.27 | 0 | 0
CZ04/SCn/defaults/instance-out.sql | results-summary_new | SCn | New | CZ04 | [13 empty] | 3271313.61 | 1150649.76 | 558848.38 | 571539.04 | 0 | 449066.39 | 0 | 444372.07 | 19581.27 | 0 | 0 | 0 | 77256.7 | 0 | 0
CZ04/SUn/defaults/instance-out.sql | results-summary_new | SUn | New | CZ04 | [13 empty] | 1097860.79 | 0 | 0 | 571539.04 | 0 | 449066.39 | 0 | 0 | 0 | 0 | 0 | 0 | 77255.37 | 0 | 0
CZ04/WRf/defaults/instance-out.sql | results-summary_new | WRf | New | CZ04 | [13 empty] | 9527393.22 | 0 | 0 | 571539.04 | 0 | 224533.19 | 0 | 1100.74 | 0 | 0 | 0 | 0 | 77262.42 | 8652957.83 | 0
CZ05/Asm/defaults/instance-out.sql | results-summary_new | Asm | New | CZ05 | [13 empty] | 851021.78 | 382926.39 | 87753.4 | 76925.07 | 0 | 145958.35 | 0 | 133319.02 | 516.13 | 0 | 0 | 0 | 23623.42 | 0 | 0
CZ05/ECC/defaults/instance-out.sql | results-summary_new | ECC | New | CZ05 | [13 empty] | 2738571.1 | 226247.42 | 436168.39 | 163686.57 | 0 | 1004942.32 | 0 | 369444.31 | 53135.66 | 0 | 0 | 0 | 484946.44 | 0 | 0
CZ05/EPr/defaults/instance-out.sql | results-summary_new | EPr | New | CZ05 | [13 empty] | 362032.53 | 11635.97 | 18356.89 | 30282.85 | 0 | 124743.49 | 0 | 97316.44 | 0 | 0 | 0 | 0 | 79696.88 | 0 | 0
CZ05/ERC/defaults/instance-out.sql | results-summary_new | ERC | New | CZ05 | [13 empty] | 11865.9 | 1058.44 | 284.53 | 991.78 | 0 | 2139.72 | 0 | 3974.12 | 0 | 0 | 0 | 0 | 3417.32 | 0 | 0
CZ05/ESe/defaults/instance-out.sql | results-summary_new | ESe | New | CZ05 | [13 empty] | 1135504.8 | 111023.26 | 55988.88 | 94437.9 | 0 | 322422.45 | 0 | 319695.9 | 186.79 | 0 | 0 | 0 | 231749.62 | 0 | 0
CZ05/EUn/defaults/instance-out.sql | results-summary_new | EUn | New | CZ05 | [13 empty] | 8172649.2 | 521052.57 | 1118765.79 | 643032.05 | 0 | 3680441 | 0 | 1414659.6 | 57924 | 0 | 0 | 0 | 736774.19 | 0 | 0
CZ05/Fin/defaults/instance-out.sql | results-summary_new | Fin | New | CZ05 | [13 empty] | 50097.01 | 1050.77 | 1615.48 | 10745.16 | 0 | 14732.48 | 0 | 16599.28 | 0 | 0 | 0 | 0 | 5353.82 | 0 | 0
CZ05/Gro/defaults/instance-out.sql | results-summary_new | Gro | New | CZ05 | [13 empty] | 1861106.99 | 94970.7 | 5560 | 157166.11 | 0 | 177647.52 | 0 | 157012.61 | 0 | 0 | 0 | 0 | 64757.04 | 1203993 | 0
CZ05/Hsp/defaults/instance-out.sql | results-summary_new | Hsp | New | CZ05 | [13 empty] | 3964939.18 | 690099.83 | 818563.77 | 626942.71 | 0 | 1185036.94 | 0 | 282885.13 | 87156.8 | 0 | 0 | 0 | 274253.99 | 0 | 0
CZ05/Lib/defaults/instance-out.sql | results-summary_new | Lib | New | CZ05 | [13 empty] | 89443.64 | 2866.11 | 2880.4 | 14789.42 | 0 | 23374.05 | 0 | 32661.4 | 0 | 0 | 0 | 0 | 12872.27 | 0 | 0
CZ05/MBT/defaults/instance-out.sql | results-summary_new | MBT | New | CZ05 | [13 empty] | 6684908.31 | 2349659.14 | 291586.23 | 439484.63 | 0 | 2172017.22 | 0 | 1229669.7 | 25302.08 | 0 | 0 | 0 | 177189.31 | 0 | 0
CZ05/MLI/defaults/instance-out.sql | results-summary_new | MLI | New | CZ05 | [13 empty] | 1124615.52 | 511019.65 | 85513.78 | 154009.8 | 0 | 240539.88 | 0 | 83060.77 | 363.3 | 0 | 0 | 0 | 50108.33 | 0 | 0
CZ05/Mtl/defaults/instance-out.sql | results-summary_new | Mtl | New | CZ05 | [13 empty] | 139998.32 | 56012.18 | 12175.94 | 34396.45 | 0 | 22461.47 | 0 | 13180.86 | 45.75 | 0 | 0 | 0 | 1725.68 | 0 | 0
CZ05/Nrs/defaults/instance-out.sql | results-summary_new | Nrs | New | CZ05 | [13 empty] | 782600.53 | 78908.54 | 60366.43 | 103288.37 | 0 | 347903.8 | 0 | 66152.08 | 155.38 | 0 | 0 | 0 | 125825.94 | 0 | 0
CZ05/OfL/defaults/instance-out.sql | results-summary_new | OfL | New | CZ05 | [13 empty] | 2080433.98 | 220023.09 | 465329.61 | 239542.44 | 0 | 831153.37 | 0 | 166193.35 | 42823.07 | 0 | 0 | 0 | 115369.05 | 0 | 0
CZ05/OfS/defaults/instance-out.sql | results-summary_new | OfS | New | CZ05 | [13 empty] | 92076.06 | 2706.59 | 2926.74 | 12134.67 | 0 | 29466.65 | 0 | 40168.63 | 0 | 0 | 0 | 0 | 4672.78 | 0 | 0
CZ05/Rel/defaults/instance-out.sql | results-summary_new | Rel | New | CZ05 | [13 empty] | 439611.86 | 73459.09 | 17067.27 | 46142.66 | 0 | 78770.29 | 0 | 207599.84 | 0 | 0 | 0 | 0 | 16572.71 | 0 | 0
CZ05/RFF/defaults/instance-out.sql | results-summary_new | RFF | New | CZ05 | [13 empty] | 102006.93 | 2402.97 | 6235.59 | 6627.45 | 0 | 37905.78 | 0 | 27904.86 | 0 | 0 | 0 | 0 | 20930.29 | 0 | 0
CZ05/RSD/defaults/instance-out.sql | results-summary_new | RSD | New | CZ05 | [13 empty] | 246219.06 | 30561.99 | 17756.9 | 16228.18 | 0 | 76552.65 | 0 | 31686.58 | 20.55 | 0 | 0 | 0 | 73412.2 | 0 | 0
CZ05/Rt3/defaults/instance-out.sql | results-summary_new | Rt3 | New | CZ05 | [13 empty] | 2221409.23 | 811771.45 | 197319.26 | 394508.4 | 0 | 436518 | 0 | 203608.68 | 1374.09 | 0 | 0 | 0 | 176309.33 | 0 | 0
CZ05/RtL/defaults/instance-out.sql | results-summary_new | RtL | New | CZ05 | [13 empty] | 1636690.07 | 17343.85 | 61944.97 | 395367.09 | 0 | 509362.99 | 0 | 481772.65 | 0 | 0 | 0 | 0 | 170898.52 | 0 | 0
CZ05/RtS/defaults/instance-out.sql | results-summary_new | RtS | New | CZ05 | [13 empty] | 109497.79 | 8001.54 | 3091.1 | 23259.39 | 0 | 24449.53 | 0 | 40432.89 | 0 | 0 | 0 | 0 | 10263.34 | 0 | 0
CZ05/SCn/defaults/instance-out.sql | results-summary_new | SCn | New | CZ05 | [13 empty] | 3223404.91 | 1223745.89 | 405299.22 | 571539.04 | 0 | 449066.39 | 0 | 479216.99 | 14537.85 | 0 | 0 | 0 | 79999.53 | 0 | 0
CZ05/SUn/defaults/instance-out.sql | results-summary_new | SUn | New | CZ05 | [13 empty] | 1100607.06 | 0 | 0 | 571539.04 | 0 | 449066.39 | 0 | 0 | 0 | 0 | 0 | 0 | 80001.64 | 0 | 0
CZ05/WRf/defaults/instance-out.sql | results-summary_new | WRf | New | CZ05 | [13 empty] | 9126079.95 | 0 | 0 | 571539.04 | 0 | 224533.19 | 0 | 1100.74 | 0 | 0 | 0 | 0 | 80008.35 | 8248898.63 | 0
CZ06/Asm/defaults/instance-out.sql | results-summary_new | Asm | New | CZ06 | [13 empty] | 945556.31 | 358017.07 | 163041.83 | 76925.07 | 0 | 145958.35 | 0 | 178751.1 | 1044.62 | 0 | 0 | 0 | 21818.26 | 0 | 0
CZ06/ECC/defaults/instance-out.sql | results-summary_new | ECC | New | CZ06 | [13 empty] | 2922731.2 | 125414.36 | 729665.58 | 163686.57 | 0 | 1004942.32 | 0 | 387439.44 | 65095.48 | 0 | 0 | 0 | 446487.45 | 0 | 0
CZ06/EPr/defaults/instance-out.sql | results-summary_new | EPr | New | CZ06 | [13 empty] | 346660.66 | 1778.14 | 25214.65 | 30282.85 | 0 | 124743.49 | 0 | 91221.89 | 0 | 0 | 0 | 0 | 73419.63 | 0 | 0
CZ06/ERC/defaults/instance-out.sql | results-summary_new | ERC | New | CZ06 | [13 empty] | 10631.81 | 208.08 | 503.08 | 991.78 | 0 | 2139.72 | 0 | 3594.59 | 0 | 0 | 0 | 0 | 3194.56 | 0 | 0
CZ06/ESe/defaults/instance-out.sql | results-summary_new | ESe | New | CZ06 | [13 empty] | 1074750.74 | 43368.36 | 85540.23 | 94437.9 | 0 | 322422.45 | 0 | 315395.5 | 123.14 | 0 | 0 | 0 | 213463.17 | 0 | 0
CZ06/EUn/defaults/instance-out.sql | results-summary_new | EUn | New | CZ06 | [13 empty] | 8742445.16 | 327448.63 | 1842874.84 | 643032.05 | 0 | 3680441 | 0 | 1481290.61 | 88891.22 | 0 | 0 | 0 | 678466.82 | 0 | 0
CZ06/Fin/defaults/instance-out.sql | results-summary_new | Fin | New | CZ06 | [13 empty] | 48456.84 | 74.5 | 2826.07 | 10745.16 | 0 | 14732.48 | 0 | 15099.56 | 0 | 0 | 0 | 0 | 4979.07 | 0 | 0
CZ06/Gro/defaults/instance-out.sql | results-summary_new | Gro | New | CZ06 | [13 empty] | 2100010.91 | 33324.91 | 10989.61 | 157166.11 | 0 | 177647.52 | 0 | 146198.64 | 0 | 0 | 0 | 0 | 59685.29 | 1514998.83 | 0
CZ06/Hsp/defaults/instance-out.sql | results-summary_new | Hsp | New | CZ06 | [13 empty] | 4223064.64 | 479517.73 | 1273217.67 | 626942.71 | 0 | 1185036.94 | 0 | 308347.85 | 97369.85 | 0 | 0 | 0 | 252631.89 | 0 | 0
CZ06/Lib/defaults/instance-out.sql | results-summary_new | Lib | New | CZ06 | [13 empty] | 84506.26 | 351.56 | 4857.41 | 14789.42 | 0 | 23374.05 | 0 | 29236.62 | 0 | 0 | 0 | 0 | 11897.2 | 0 | 0
CZ06/MBT/defaults/instance-out.sql | results-summary_new | MBT | New | CZ06 | [13 empty] | 5396634.11 | 860881.38 | 444556.41 | 439484.63 | 0 | 2172017.22 | 0 | 1287967.64 | 28520.93 | 0 | 0 | 0 | 163205.89 | 0 | 0
CZ06/MLI/defaults/instance-out.sql | results-summary_new | MLI | New | CZ06 | [13 empty] | 1215441.97 | 522367.84 | 146210.61 | 154009.8 | 0 | 240539.88 | 0 | 105816.16 | 307.1 | 0 | 0 | 0 | 46190.58 | 0 | 0
CZ06/Mtl/defaults/instance-out.sql | results-summary_new | Mtl | New | CZ06 | [13 empty] | 134066.42 | 34711.72 | 23310.02 | 34396.45 | 0 | 22461.47 | 0 | 17474.51 | 86.06 | 0 | 0 | 0 | 1626.2 | 0 | 0
CZ06/Nrs/defaults/instance-out.sql | results-summary_new | Nrs | New | CZ06 | [13 empty] | 784009.94 | 49582.2 | 95103.47 | 103288.37 | 0 | 347903.8 | 0 | 72104.32 | 110.12 | 0 | 0 | 0 | 115917.66 | 0 | 0
CZ06/OfL/defaults/instance-out.sql | results-summary_new | OfL | New | CZ06 | [13 empty] | 2395265.91 | 180570.55 | 782759.82 | 239542.44 | 0 | 831153.37 | 0 | 200829.95 | 54117.42 | 0 | 0 | 0 | 106292.36 | 0 | 0
CZ06/OfS/defaults/instance-out.sql | results-summary_new | OfS | New | CZ06 | [13 empty] | 87914.57 | 189.86 | 5256.63 | 12134.67 | 0 | 29466.65 | 0 | 36514.99 | 0 | 0 | 0 | 0 | 4351.79 | 0 | 0
CZ06/Rel/defaults/instance-out.sql | results-summary_new | Rel | New | CZ06 | [13 empty] | 373453.98 | 14072.19 | 26031.58 | 46142.66 | 0 | 78770.29 | 0 | 193125.84 | 0 | 0 | 0 | 0 | 15311.42 | 0 | 0
CZ06/RFF/defaults/instance-out.sql | results-summary_new | RFF | New | CZ06 | [13 empty] | 101325.75 | 271.71 | 8992.87 | 6627.45 | 0 | 37905.78 | 0 | 28202.31 | 0 | 0 | 0 | 0 | 19325.63 | 0 | 0
CZ06/RSD/defaults/instance-out.sql | results-summary_new | RSD | New | CZ06 | [13 empty] | 237614.16 | 21208.83 | 24763.36 | 16228.18 | 0 | 76552.65 | 0 | 31160.27 | 39.75 | 0 | 0 | 0 | 67661.11 | 0 | 0
CZ06/Rt3/defaults/instance-out.sql | results-summary_new | Rt3 | New | CZ06 | [13 empty] | 2395670.26 | 852758.91 | 311991.26 | 394508.4 | 0 | 436518 | 0 | 235790.95 | 1698.56 | 0 | 0 | 0 | 162404.18 | 0 | 0
CZ06/RtL/defaults/instance-out.sql | results-summary_new | RtL | New | CZ06 | [13 empty] | 1603603.22 | 1124.34 | 96223.32 | 395367.09 | 0 | 509362.99 | 0 | 444099.73 | 0 | 0 | 0 | 0 | 157425.75 | 0 | 0
CZ06/RtS/defaults/instance-out.sql | results-summary_new | RtS | New | CZ06 | [13 empty] | 102153.74 | 2181.34 | 6089.39 | 23259.39 | 0 | 24449.53 | 0 | 36673.58 | 0 | 0 | 0 | 0 | 9500.52 | 0 | 0
CZ06/SCn/defaults/instance-out.sql | results-summary_new | SCn | New | CZ06 | [13 empty] | 2736112.7 | 511543.04 | 640540.24 | 571539.04 | 0 | 449066.39 | 0 | 470929.89 | 18776.84 | 0 | 0 | 0 | 73717.27 | 0 | 0
CZ06/SUn/defaults/instance-out.sql | results-summary_new | SUn | New | CZ06 | [13 empty] | 1094326.24 | 0 | 0 | 571539.04 | 0 | 449066.39 | 0 | 0 | 0 | 0 | 0 | 0 | 73720.82 | 0 | 0
CZ06/WRf/defaults/instance-out.sql | results-summary_new | WRf | New | CZ06 | [13 empty] | 10760200.27 | 0 | 0 | 571539.04 | 0 | 224533.19 | 0 | 1100.74 | 0 | 0 | 0 | 0 | 73731.72 | 9889295.58 | 0
CZ07/Asm/defaults/instance-out.sql | results-summary_new | Asm | New | CZ07 | [13 empty] | 997137.52 | 392467.76 | 176706.5 | 76925.07 | 0 | 145958.35 | 0 | 182349.3 | 1178.95 | 0 | 0 | 0 | 21551.6 | 0 | 0
CZ07/ECC/defaults/instance-out.sql | results-summary_new | ECC | New | CZ07 | [13 empty] | 3027827.05 | 180597.33 | 766307.93 | 163686.57 | 0 | 1004942.32 | 0 | 404487.76 | 67286.52 | 0 | 0 | 0 | 440518.62 | 0 | 0
CZ07/EPr/defaults/instance-out.sql | results-summary_new | EPr | New | CZ07 | [13 empty] | 345531.15 | 1764.07 | 28226.1 | 30282.85 | 0 | 124743.49 | 0 | 88079.8 | 0 | 0 | 0 | 0 | 72434.84 | 0 | 0
CZ07/ERC/defaults/instance-out.sql | results-summary_new | ERC | New | CZ07 | [13 empty] | 10587.42 | 205.13 | 650.42 | 991.78 | 0 | 2139.72 | 0 | 3440.54 | 0 | 0 | 0 | 0 | 3159.82 | 0 | 0
CZ07/ESe/defaults/instance-out.sql | results-summary_new | ESe | New | CZ07 | [13 empty] | 1073804.06 | 43169.7 | 93352.25 | 94437.9 | 0 | 322422.45 | 0 | 309514.01 | 145.56 | 0 | 0 | 0 | 210762.19 | 0 | 0
CZ07/EUn/defaults/instance-out.sql | results-summary_new | EUn | New | CZ07 | [13 empty] | 9186630.74 | 574095.49 | 1978027.45 | 643032.05 | 0 | 3680441 | 0 | 1546786.55 | 94643.77 | 0 | 0 | 0 | 669604.43 | 0 | 0
CZ07/Fin/defaults/instance-out.sql | results-summary_new | Fin | New | CZ07 | [13 empty] | 48754.56 | 60.98 | 3532.41 | 10745.16 | 0 | 14732.48 | 0 | 14759.36 | 0 | 0 | 0 | 0 | 4924.17 | 0 | 0
CZ07/Gro/defaults/instance-out.sql | results-summary_new | Gro | New | CZ07 | [13 empty] | 2077311.01 | 31993.45 | 14971.81 | 157166.11 | 0 | 177647.52 | 0 | 142535.56 | 0 | 0 | 0 | 0 | 58943.57 | 1494052.99 | 0
CZ07/Hsp/defaults/instance-out.sql | results-summary_new | Hsp | New | CZ07 | [13 empty] | 4502478.5 | 615774.44 | 1375755.11 | 626942.71 | 0 | 1185036.94 | 0 | 349567.69 | 99939.69 | 0 | 0 | 0 | 249461.92 | 0 | 0
CZ07/Lib/defaults/instance-out.sql | results-summary_new | Lib | New | CZ07 | [13 empty] | 84620.21 | 357.28 | 6139.73 | 14789.42 | 0 | 23374.05 | 0 | 28216.53 | 0 | 0 | 0 | 0 | 11743.18 | 0 | 0
CZ07/MBT/defaults/instance-out.sql | results-summary_new | MBT | New | CZ07 | [13 empty] | 5415343.87 | 832787.1 | 493769.91 | 439484.63 | 0 | 2172017.22 | 0 | 1286264.08 | 29852.02 | 0 | 0 | 0 | 161168.91 | 0 | 0
CZ07/MLI/defaults/instance-out.sql | results-summary_new | MLI | New | CZ07 | [13 empty] | 1285081.4 | 558603.62 | 156293.05 | 154009.8 | 0 | 240539.88 | 0 | 129691.22 | 324.98 | 0 | 0 | 0 | 45618.85 | 0 | 0
CZ07/Mtl/defaults/instance-out.sql | results-summary_new | Mtl | New | CZ07 | [13 empty] | 128404.12 | 28729.25 | 22614.91 | 34396.45 | 0 | 22461.47 | 0 | 18532.26 | 53.46 | 0 | 0 | 0 | 1616.33 | 0 | 0
CZ07/Nrs/defaults/instance-out.sql | results-summary_new | Nrs | New | CZ07 | [13 empty] | 799405.27 | 56908.95 | 99372.96 | 103288.37 | 0 | 347903.8 | 0 | 77328.15 | 129.01 | 0 | 0 | 0 | 114474.02 | 0 | 0
CZ07/OfL/defaults/instance-out.sql | results-summary_new | OfL | New | CZ07 | [13 empty] | 2610671.41 | 289404.51 | 863449.05 | 239542.44 | 0 | 831153.37 | 0 | 226559.46 | 55595.72 | 0 | 0 | 0 | 104966.86 | 0 | 0
CZ07/OfS/defaults/instance-out.sql | results-summary_new | OfS | New | CZ07 | [13 empty] | 87809.02 | 136.84 | 6898.99 | 12134.67 | 0 | 29466.65 | 0 | 34867.24 | 0 | 0 | 0 | 0 | 4304.63 | 0 | 0
CZ07/Rel/defaults/instance-out.sql | results-summary_new | Rel | New | CZ07 | [13 empty] | 371225.32 | 13461.85 | 33078.83 | 46142.66 | 0 | 78770.29 | 0 | 184643.84 | 0 | 0 | 0 | 0 | 15127.85 | 0 | 0
CZ07/RFF/defaults/instance-out.sql | results-summary_new | RFF | New | CZ07 | [13 empty] | 101028.06 | 247.96 | 9821.08 | 6627.45 | 0 | 37905.78 | 0 | 27334.39 | 0 | 0 | 0 | 0 | 19091.41 | 0 | 0
CZ07/RSD/defaults/instance-out.sql | results-summary_new | RSD | New | CZ07 | [13 empty] | 244977.54 | 25811.82 | 27561.34 | 16228.18 | 0 | 76552.65 | 0 | 31952.83 | 49.32 | 0 | 0 | 0 | 66821.39 | 0 | 0
CZ07/Rt3/defaults/instance-out.sql | results-summary_new | Rt3 | New | CZ07 | [13 empty] | 2165236.01 | 659133.44 | 285764.71 | 394508.4 | 0 | 436518 | 0 | 227905.13 | 1028.24 | 0 | 0 | 0 | 160378.09 | 0 | 0
CZ07/RtL/defaults/instance-out.sql | results-summary_new | RtL | New | CZ07 | [13 empty] | 1609231.11 | 947.9 | 115280.54 | 395367.09 | 0 | 509362.99 | 0 | 432812.59 | 0 | 0 | 0 | 0 | 155460 | 0 | 0
CZ07/RtS/defaults/instance-out.sql | results-summary_new | RtS | New | CZ07 | [13 empty] | 101986.76 | 1896.74 | 7745.36 | 23259.39 | 0 | 24449.53 | 0 | 35247 | 0 | 0 | 0 | 0 | 9388.74 | 0 | 0
CZ07/SCn/defaults/instance-out.sql | results-summary_new | SCn | New | CZ07 | [13 empty] | 2768145.2 | 500865.93 | 677028.8 | 571539.04 | 0 | 449066.39 | 0 | 476356.71 | 20494.56 | 0 | 0 | 0 | 72793.79 | 0 | 0
CZ07/SUn/defaults/instance-out.sql | results-summary_new | SUn | New | CZ07 | [13 empty] | 1093399.16 | 0 | 0 | 571539.04 | 0 | 449066.39 | 0 | 0 | 0 | 0 | 0 | 0 | 72793.74 | 0 | 0
CZ07/WRf/defaults/instance-out.sql | results-summary_new | WRf | New | CZ07 | [13 empty] | 10687847.03 | 0 | 0 | 571539.04 | 0 | 224533.19 | 0 | 1100.74 | 0 | 0 | 0 | 0 | 72805.98 | 9817868.08 | 0
CZ08/Asm/defaults/instance-out.sql | results-summary_new | Asm | New | CZ08 | [13 empty] | 1080981.84 | 441814.53 | 201006.47 | 76925.07 | 0 | 145958.35 | 0 | 192575.89 | 1189.86 | 0 | 0 | 0 | 21511.66 | 0 | 0
CZ08/ECC/defaults/instance-out.sql | results-summary_new | ECC | New | CZ08 | [13 empty] | 3146126.08 | 205836.68 | 847380.19 | 163686.57 | 0 | 1004942.32 | 0 | 413519.22 | 71100.33 | 0 | 0 | 0 | 439660.78 | 0 | 0
CZ08/EPr/defaults/instance-out.sql | results-summary_new | EPr | New | CZ08 | [13 empty] | 350838.76 | 2924.21 | 32529.12 | 30282.85 | 0 | 124743.49 | 0 | 88053.35 | 0 | 0 | 0 | 0 | 72305.75 | 0 | 0
CZ08/ERC/defaults/instance-out.sql | results-summary_new | ERC | New | CZ08 | [13 empty] | 10911.15 | 272.41 | 839.1 | 991.78 | 0 | 2139.72 | 0 | 3513.42 | 0 | 0 | 0 | 0 | 3154.71 | 0 | 0
CZ08/ESe/defaults/instance-out.sql | results-summary_new | ESe | New | CZ08 | [13 empty] | 1131746.62 | 58357.33 | 124336.91 | 94437.9 | 0 | 322422.45 | 0 | 321621.95 | 176.89 | 0 | 0 | 0 | 210393.2 | 0 | 0
CZ08/EUn/defaults/instance-out.sql | results-summary_new | EUn | New | CZ08 | [13 empty] | 9413086.08 | 604904.56 | 2155651.31 | 643032.05 | 0 | 3680441 | 0 | 1564343.65 | 96236.94 | 0 | 0 | 0 | 668476.57 | 0 | 0
CZ08/Fin/defaults/instance-out.sql | results-summary_new | Fin | New | CZ08 | [13 empty] | 49787.64 | 168.76 | 4428.9 | 10745.16 | 0 | 14732.48 | 0 | 14795.69 | 0 | 0 | 0 | 0 | 4916.65 | 0 | 0
CZ08/Gro/defaults/instance-out.sql | results-summary_new | Gro | New | CZ08 | [13 empty] | 2056556.63 | 38321.68 | 22346.53 | 157166.11 | 0 | 177647.52 | 0 | 143311.79 | 0 | 0 | 0 | 0 | 58840.27 | 1458922.73 | 0
CZ08/Hsp/defaults/instance-out.sql | results-summary_new | Hsp | New | CZ08 | [13 empty] | 4920259.16 | 840952.16 | 1505119.48 | 626942.71 | 0 | 1185036.94 | 0 | 408281.4 | 104899.17 | 0 | 0 | 0 | 249027.3 | 0 | 0
CZ08/Lib/defaults/instance-out.sql | results-summary_new | Lib | New | CZ08 | [13 empty] | 86546.67 | 606.47 | 7678.99 | 14789.42 | 0 | 23374.05 | 0 | 28376.53 | 0 | 0 | 0 | 0 | 11721.2 | 0 | 0
CZ08/MBT/defaults/instance-out.sql | results-summary_new | MBT | New | CZ08 | [13 empty] | 5726504.44 | 1045410.13 | 585353.76 | 439484.63 | 0 | 2172017.22 | 0 | 1292416.24 | 30941.52 | 0 | 0 | 0 | 160880.93 | 0 | 0
CZ08/MLI/defaults/instance-out.sql | results-summary_new | MLI | New | CZ08 | [13 empty] | 1391643.8 | 632528.3 | 181539.66 | 154009.8 | 0 | 240539.88 | 0 | 137150.57 | 337.7 | 0 | 0 | 0 | 45537.9 | 0 | 0
CZ08/Mtl/defaults/instance-out.sql | results-summary_new | Mtl | New | CZ08 | [13 empty] | 143876.33 | 38694.24 | 26931.56 | 34396.45 | 0 | 22461.47 | 0 | 19703.16 | 77.85 | 0 | 0 | 0 | 1611.61 | 0 | 0
CZ08/Nrs/defaults/instance-out.sql | results-summary_new | Nrs | New | CZ08 | [13 empty] | 833665.21 | 74126.83 | 109587.99 | 103288.37 | 0 | 347903.8 | 0 | 84326.04 | 161.57 | 0 | 0 | 0 | 114270.6 | 0 | 0
CZ08/OfL/defaults/instance-out.sql | results-summary_new | OfL | New | CZ08 | [13 empty] | 2652064.59 | 292346.68 | 903957.31 | 239542.44 | 0 | 831153.37 | 0 | 223703.44 | 56580.24 | 0 | 0 | 0 | 104781.12 | 0 | 0
CZ08/OfS/defaults/instance-out.sql | results-summary_new | OfS | New | CZ08 | [13 empty] | 90705.03 | 366.92 | 8289.31 | 12134.67 | 0 | 29466.65 | 0 | 36149.33 | 0 | 0 | 0 | 0 | 4298.15 | 0 | 0
CZ08/Rel/defaults/instance-out.sql | results-summary_new | Rel | New | CZ08 | [13 empty] | 390960.85 | 21579.96 | 46583.77 | 46142.66 | 0 | 78770.29 | 0 | 182782.71 | 0 | 0 | 0 | 0 | 15101.46 | 0 | 0
CZ08/RFF/defaults/instance-out.sql | results-summary_new | RFF | New | CZ08 | [13 empty] | 104334.89 | 466.82 | 11045.11 | 6627.45 | 0 | 37905.78 | 0 | 29230.67 | 0 | 0 | 0 | 0 | 19059.05 | 0 | 0
CZ08/RSD/defaults/instance-out.sql | results-summary_new | RSD | New | CZ08 | [13 empty] | 261562.68 | 35591.72 | 31482.16 | 16228.18 | 0 | 76552.65 | 0 | 34935.59 | 65.1 | 0 | 0 | 0 | 66707.27 | 0 | 0
CZ08/Rt3/defaults/instance-out.sql | results-summary_new | Rt3 | New | CZ08 | [13 empty] | 2108244.48 | 606555.77 | 292319.89 | 394508.4 | 0 | 436518 | 0 | 217761.37 | 483.74 | 0 | 0 | 0 | 160097.31 | 0 | 0
CZ08/RtL/defaults/instance-out.sql | results-summary_new | RtL | New | CZ08 | [13 empty] | 1629653.63 | 2259.07 | 142375.3 | 395367.09 | 0 | 509362.99 | 0 | 425097.41 | 0 | 0 | 0 | 0 | 155191.77 | 0 | 0
CZ08/RtS/defaults/instance-out.sql | results-summary_new | RtS | New | CZ08 | [13 empty] | 106894.96 | 2670.89 | 10125.66 | 23259.39 | 0 | 24449.53 | 0 | 37015.79 | 0 | 0 | 0 | 0 | 9373.7 | 0 | 0
CZ08/SCn/defaults/instance-out.sql | results-summary_new | SCn | New | CZ08 | [13 empty] | 2936503.32 | 588035.95 | 797045.55 | 571539.04 | 0 | 449066.39 | 0 | 433555.75 | 24595.75 | 0 | 0 | 0 | 72664.89 | 0 | 0
CZ08/SUn/defaults/instance-out.sql | results-summary_new | SUn | New | CZ08 | [13 empty] | 1093272.22 | 0 | 0 | 571539.04 | 0 | 449066.39 | 0 | 0 | 0 | 0 | 0 | 0 | 72666.8 | 0 | 0
CZ08/WRf/defaults/instance-out.sql | results-summary_new | WRf | New | CZ08 | [13 empty] | 10726612.8 | 0 | 0 | 571539.04 | 0 | 224533.19 | 0 | 1100.74 | 0 | 0 | 0 | 0 | 72675.35 | 9856764.49 | 0
CZ09/Asm/defaults/instance-out.sql | results-summary_new | Asm | New | CZ09 | [13 empty] | 1103889.03 | 445613.43 | 216022.3 | 76925.07 | 0 | 145958.35 | 0 | 196869.46 | 1275.09 | 0 | 0 | 0 | 21225.32 | 0 | 0
CZ09/ECC/defaults/instance-out.sql | results-summary_new | ECC | New | CZ09 | [13 empty] | 3526186.19 | 380845.8 | 981606.46 | 163686.57 | 0 | 1004942.32 | 0 | 488841.42 | 72678.02 | 0 | 0 | 0 | 433585.6 | 0 | 0
CZ09/EPr/defaults/instance-out.sql | results-summary_new | EPr | New | CZ09 | [13 empty] | 350136.22 | 1834.38 | 36514.04 | 30282.85 | 0 | 124743.49 | 0 | 85467.57 | 0 | 0 | 0 | 0 | 71293.88 | 0 | 0
CZ09/ERC/defaults/instance-out.sql | results-summary_new | ERC | New | CZ09 | [13 empty] | 10593.99 | 166.47 | 962.12 | 991.78 | 0 | 2139.72 | 0 | 3214.46 | 0 | 0 | 0 | 0 | 3119.44 | 0 | 0
CZ09/ESe/defaults/instance-out.sql | results-summary_new | ESe | New | CZ09 | [13 empty] | 1198401.13 | 77425.21 | 152143.54 | 94437.9 | 0 | 322422.45 | 0 | 344353.94 | 128.01 | 0 | 0 | 0 | 207490.08 | 0 | 0
CZ09/EUn/defaults/instance-out.sql | results-summary_new | EUn | New | CZ09 | [13 empty] | 9752570.97 | 715156.78 | 2330626.78 | 643032.05 | 0 | 3680441 | 0 | 1627564.45 | 96565.55 | 0 | 0 | 0 | 659184.37 | 0 | 0
CZ09/Fin/defaults/instance-out.sql | results-summary_new | Fin | New | CZ09 | [13 empty] | 49921.92 | 116.15 | 5038.45 | 10745.16 | 0 | 14732.48 | 0 | 14432.27 | 0 | 0 | 0 | 0 | 4857.41 | 0 | 0
CZ09/Gro/defaults/instance-out.sql | results-summary_new | Gro | New | CZ09 | [13 empty] | 2082462.83 | 33458.04 | 27709.4 | 157166.11 | 0 | 177647.52 | 0 | 141891.12 | 0 | 0 | 0 | 0 | 58039.34 | 1486551.3 | 0
CZ09/Hsp/defaults/instance-out.sql | results-summary_new | Hsp | New | CZ09 | [13 empty] | 5224272.64 | 959351.14 | 1648101.55 | 626942.71 | 0 | 1185036.94 | 0 | 451278.73 | 107956.96 | 0 | 0 | 0 | 245604.6 | 0 | 0
CZ09/Lib/defaults/instance-out.sql | results-summary_new | Lib | New | CZ09 | [13 empty] | 87077.42 | 426.4 | 9047.96 | 14789.42 | 0 | 23374.05 | 0 | 27872.65 | 0 | 0 | 0 | 0 | 11566.94 | 0 | 0
CZ09/MBT/defaults/instance-out.sql | results-summary_new | MBT | New | CZ09 | [13 empty] | 5723216.84 | 943473.07 | 655053.69 | 439484.63 | 0 | 2172017.22 | 0 | 1323210.69 | 31303.3 | 0 | 0 | 0 | 158674.25 | 0 | 0
CZ09/MLI/defaults/instance-out.sql | results-summary_new | MLI | New | CZ09 | [13 empty] | 1458622.34 | 660395.98 | 203165.92 | 154009.8 | 0 | 240539.88 | 0 | 155240.82 | 353.42 | 0 | 0 | 0 | 44916.51 | 0 | 0
CZ09/Mtl/defaults/instance-out.sql | results-summary_new | Mtl | New | CZ09 | [13 empty] | 140809.66 | 35110.11 | 27879.46 | 34396.45 | 0 | 22461.47 | 0 | 19282.89 | 77.19 | 0 | 0 | 0 | 1602.09 | 0 | 0
CZ09/Nrs/defaults/instance-out.sql | results-summary_new | Nrs | New | CZ09 | [13 empty] | 849758.49 | 76744.67 | 119394.82 | 103288.37 | 0 | 347903.8 | 0 | 89510.63 | 212.72 | 0 | 0 | 0 | 112703.49 | 0 | 0
CZ09/OfL/defaults/instance-out.sql | results-summary_new | OfL | New | CZ09 | [13 empty] | 2759928.79 | 328611.06 | 960322.44 | 239542.44 | 0 | 831153.37 | 0 | 240595.21 | 56360.41 | 0 | 0 | 0 | 103343.85 | 0 | 0
CZ09/OfS/defaults/instance-out.sql | results-summary_new | OfS | New | CZ09 | [13 empty] | 89212.46 | 249.03 | 9162.71 | 12134.67 | 0 | 29466.65 | 0 | 33952.06 | 0 | 0 | 0 | 0 | 4247.33 | 0 | 0
CZ09/Rel/defaults/instance-out.sql | results-summary_new | Rel | New | CZ09 | [13 empty] | 391148.97 | 17199.14 | 53831.38 | 46142.66 | 0 | 78770.29 | 0 | 180302.38 | 0 | 0 | 0 | 0 | 14903.12 | 0 | 0
CZ09/RFF/defaults/instance-out.sql | results-summary_new | RFF | New | CZ09 | [13 empty] | 106492.18 | 293.8 | 12341.05 | 6627.45 | 0 | 37905.78 | 0 | 30518.49 | 0 | 0 | 0 | 0 | 18805.61 | 0 | 0
CZ09/RSD/defaults/instance-out.sql | results-summary_new | RSD | New | CZ09 | [13 empty] | 254527.87 | 29383.97 | 32055.4 | 16228.18 | 0 | 76552.65 | 0 | 34450.34 | 59.19 | 0 | 0 | 0 | 65798.13 | 0 | 0
CZ09/Rt3/defaults/instance-out.sql | results-summary_new | Rt3 | New | CZ09 | [13 empty] | 2184840.24 | 636376.94 | 330625.44 | 394508.4 | 0 | 436518 | 0 | 228554.54 | 362.04 | 0 | 0 | 0 | 157894.88 | 0 | 0
CZ09/RtL/defaults/instance-out.sql | results-summary_new | RtL | New | CZ09 | [13 empty] | 1652618.85 | 1550.92 | 163898.37 | 395367.09 | 0 | 509362.99 | 0 | 429376.94 | 0 | 0 | 0 | 0 | 153062.54 | 0 | 0
CZ09/RtS/defaults/instance-out.sql | results-summary_new | RtS | New | CZ09 | [13 empty] | 108801.08 | 2041.6 | 12353.56 | 23259.39 | 0 | 24449.53 | 0 | 37444.24 | 0 | 0 | 0 | 0 | 9252.77 | 0 | 0
CZ09/SCn/defaults/instance-out.sql | results-summary_new | SCn | New | CZ09 | [13 empty] | 3140924.83 | 600196.12 | 980297.32 | 571539.04 | 0 | 449066.39 | 0 | 438771.16 | 29381.37 | 0 | 0 | 0 | 71673.44 | 0 | 0
CZ09/SUn/defaults/instance-out.sql | results-summary_new | SUn | New | CZ09 | [13 empty] | 1092279.43 | 0 | 0 | 571539.04 | 0 | 449066.39 | 0 | 0 | 0 | 0 | 0 | 0 | 71674.01 | 0 | 0
CZ09/WRf/defaults/instance-out.sql | results-summary_new | WRf | New | CZ09 | [13 empty] | 10784804.42 | 0 | 0 | 571539.04 | 0 | 224533.19 | 0 | 1100.74 | 0 | 0 | 0 | 0 | 71675.1 | 9915956.36 | 0
CZ10/Asm/defaults/instance-out.sql | results-summary_new | Asm | New | CZ10 | [13 empty] | 1321106.42 | 568853.9 | 284745.5 | 76925.07 | 0 | 145958.35 | 0 | 222263.6 | 1304.14 | 0 | 0 | 0 | 21055.86 | 0 | 0
CZ10/ECC/defaults/instance-out.sql | results-summary_new | ECC | New | CZ10 | [13 empty] | 3483095.81 | 311577.62 | 1030137.39 | 163686.57 | 0 | 1004942.32 | 0 | 468777.56 | 75429.68 | 0 | 0 | 0 | 428544.67 | 0 | 0
CZ10/EPr/defaults/instance-out.sql | results-summary_new | EPr | New | CZ10 | [13 empty] | 368368.02 | 7574.01 | 48741.64 | 30282.85 | 0 | 124743.49 | 0 | 86541.48 | 0 | 0 | 0 | 0 | 70484.55 | 0 | 0
CZ10/ERC/defaults/instance-out.sql | results-summary_new | ERC | New | CZ10 | [13 empty] | 11648.63 | 509.92 | 1534.21 | 991.78 | 0 | 2139.72 | 0 | 3382.77 | 0 | 0 | 0 | 0 | 3090.23 | 0 | 0
CZ10/ESe/defaults/instance-out.sql | results-summary_new | ESe | New | CZ10 | [13 empty] | 1241909.81 | 87661.21 | 198523.67 | 94437.9 | 0 | 322422.45 | 0 | 332969.29 | 208.27 | 0 | 0 | 0 | 205687.03 | 0 | 0
CZ10/EUn/defaults/instance-out.sql | results-summary_new | EUn | New | CZ10 | [13 empty] | 10511183.93 | 1049574.21 | 2644228.58 | 643032.05 | 0 | 3680441 | 0 | 1740378.8 | 100716.65 | 0 | 0 | 0 | 652812.65 | 0 | 0
CZ10/Fin/defaults/instance-out.sql | results-summary_new | Fin | New | CZ10 | [13 empty] | 53432.15 | 477.04 | 7539.16 | 10745.16 | 0 | 14732.48 | 0 | 15115.24 | 0 | 0 | 0 | 0 | 4823.07 | 0 | 0
CZ10/Gro/defaults/instance-out.sql | results-summary_new | Gro | New | CZ10 | [13 empty] | 2078775.15 | 54268.16 | 45562.84 | 157166.11 | 0 | 177647.52 | 0 | 144717.31 | 0 | 0 | 0 | 0 | 57572.78 | 1441840.44 | 0
CZ10/Hsp/defaults/instance-out.sql | results-summary_new | Hsp | New | CZ10 | [13 empty] | 5763606.59 | 1280899.37 | 1785358.67 | 626942.71 | 0 | 1185036.94 | 0 | 530345.07 | 111452.81 | 0 | 0 | 0 | 243571.02 | 0 | 0
CZ10/Lib/defaults/instance-out.sql | results-summary_new | Lib | New | CZ10 | [13 empty] | 94339.26 | 1834.39 | 13910.95 | 14789.42 | 0 | 23374.05 | 0 | 28988.87 | 0 | 0 | 0 | 0 | 11441.58 | 0 | 0
CZ10/MBT/defaults/instance-out.sql | results-summary_new | MBT | New | CZ10 | [13 empty] | 6485634.74 | 1456881.5 | 889884.31 | 439484.63 | 0 | 2172017.22 | 0 | 1336970.67 | 33025.54 | 0 | 0 | 0 | 157370.87 | 0 | 0
CZ10/MLI/defaults/instance-out.sql | results-summary_new | MLI | New | CZ10 | [13 empty] | 1671420.17 | 813032.69 | 249936.73 | 154009.8 | 0 | 240539.88 | 0 | 168955.22 | 394.52 | 0 | 0 | 0 | 44551.32 | 0 | 0
CZ10/Mtl/defaults/instance-out.sql | results-summary_new | Mtl | New | CZ10 | [13 empty] | 177327.52 | 54792.61 | 38754.55 | 34396.45 | 0 | 22461.47 | 0 | 25278.03 | 66.13 | 0 | 0 | 0 | 1578.29 | 0 | 0
CZ10/Nrs/defaults/instance-out.sql | results-summary_new | Nrs | New | CZ10 | [13 empty] | 925712.63 | 114177.75 | 146651.99 | 103288.37 | 0 | 347903.8 | 0 | 101677.73 | 236.08 | 0 | 0 | 0 | 111776.91 | 0 | 0
CZ10/OfL/defaults/instance-out.sql | results-summary_new | OfL | New | CZ10 | [13 empty] | 2931455.03 | 433352.15 | 1016034.8 | 239542.44 | 0 | 831153.37 | 0 | 251020.23 | 57850.98 | 0 | 0 | 0 | 102501.07 | 0 | 0
CZ10/OfS/defaults/instance-out.sql | results-summary_new | OfS | New | CZ10 | [13 empty] | 97433.97 | 1185.02 | 14263.82 | 12134.67 | 0 | 29466.65 | 0 | 36166.43 | 0 | 0 | 0 | 0 | 4217.4 | 0 | 0
CZ10/Rel/defaults/instance-out.sql | results-summary_new | Rel | New | CZ10 | [13 empty] | 448104.55 | 42413.46 | 89141.97 | 46142.66 | 0 | 78770.29 | 0 | 176852.12 | 0 | 0 | 0 | 0 | 14784.04 | 0 | 0
CZ10/RFF/defaults/instance-out.sql | results-summary_new | RFF | New | CZ10 | [13 empty] | 108524.97 | 1170.36 | 14656.5 | 6627.45 | 0 | 37905.78 | 0 | 29505.91 | 0 | 0 | 0 | 0 | 18658.99 | 0 | 0
CZ10/RSD/defaults/instance-out.sql | results-summary_new | RSD | New | CZ10 | [13 empty] | 285968.6 | 46946.39 | 40450.87 | 16228.18 | 0 | 76552.65 | 0 | 40446.95 | 69.73 | 0 | 0 | 0 | 65273.82 | 0 | 0
CZ10/Rt3/defaults/instance-out.sql | results-summary_new | Rt3 | New | CZ10 | [13 empty] | 2307837.76 | 700581.57 | 384733.68 | 394508.4 | 0 | 436518 | 0 | 234320.68 | 547.25 | 0 | 0 | 0 | 156628.17 | 0 | 0
CZ10/RtL/defaults/instance-out.sql | results-summary_new | RtL | New | CZ10 | [13 empty] | 1713344.31 | 9318.18 | 226407.09 | 395367.09 | 0 | 509362.99 | 0 | 421059.75 | 0 | 0 | 0 | 0 | 151829.22 | 0 | 0
CZ10/RtS/defaults/instance-out.sql | results-summary_new | RtS | New | CZ10 | [13 empty] | 116047.63 | 4354.35 | 17731.83 | 23259.39 | 0 | 24449.53 | 0 | 37069.36 | 0 | 0 | 0 | 0 | 9183.18 | 0 | 0
CZ10/SCn/defaults/instance-out.sql | results-summary_new | SCn | New | CZ10 | [13 empty] | 3479296.95 | 818308.74 | 1057826.7 | 571539.04 | 0 | 449066.39 | 0 | 481396.67 | 30083.16 | 0 | 0 | 0 | 71076.25 | 0 | 0
CZ10/SUn/defaults/instance-out.sql | results-summary_new | SUn | New | CZ10 | [13 empty] | 1091682.33 | 0 | 0 | 571539.04 | 0 | 449066.39 | 0 | 0 | 0 | 0 | 0 | 0 | 71076.91 | 0 | 0
CZ10/WRf/defaults/instance-out.sql | results-summary_new | WRf | New | CZ10 | [13 empty] | 10349210.83 | 0 | 0 | 571539.04 | 0 | 224533.19 | 0 | 1100.74 | 0 | 0 | 0 | 0 | 71091.1 | 9480946.76 | 0
CZ11/Asm/defaults/instance-out.sql | results-summary_new | Asm | New | CZ11 | [13 empty] | 1507973.63 | 737075.17 | 305041.11 | 76925.07 | 0 | 145958.35 | 0 | 219996.66 | 1449.64 | 0 | 0 | 0 | 21527.64 | 0 | 0
CZ11/ECC/defaults/instance-out.sql | results-summary_new | ECC | New | CZ11 | [13 empty] | 3415134.27 | 357113.66 | 911558.83 | 163686.57 | 0 | 1004942.32 | 0 | 470528.4 | 69921.55 | 0 | 0 | 0 | 437382.93 | 0 | 0
CZ11/EPr/defaults/instance-out.sql | results-summary_new | EPr | New | CZ11 | [13 empty] | 393159.05 | 19765.18 | 53803.11 | 30282.85 | 0 | 124743.49 | 0 | 92611.29 | 0 | 0 | 0 | 0 | 71953.14 | 0 | 0
CZ11/ERC/defaults/instance-out.sql | results-summary_new | ERC | New | CZ11 | [13 empty] | 13483.05 | 1356.73 | 1840.58 | 991.78 | 0 | 2139.72 | 0 | 4012.4 | 0 | 0 | 0 | 0 | 3141.84 | 0 | 0
CZ11/ESe/defaults/instance-out.sql | results-summary_new | ESe | New | CZ11 | [13 empty] | 1210215.09 | 125274.64 | 179834.61 | 94437.9 | 0 | 322422.45 | 0 | 277754.61 | 182.4 | 0 | 0 | 0 | 210308.49 | 0 | 0
CZ11/EUn/defaults/instance-out.sql | results-summary_new | EUn | New | CZ11 | [13 empty] | 10846706.03 | 1429839.67 | 2595881.78 | 643032.05 | 0 | 3680441 | 0 | 1745107.7 | 85089.22 | 0 | 0 | 0 | 667314.62 | 0 | 0
CZ11/Fin/defaults/instance-out.sql | results-summary_new | Fin | New | CZ11 | [13 empty] | 57391.54 | 2133.4 | 8157.8 | 10745.16 | 0 | 14732.48 | 0 | 16702.96 | 0 | 0 | 0 | 0 | 4919.74 | 0 | 0
CZ11/Gro/defaults/instance-out.sql | results-summary_new | Gro | New | CZ11 | [13 empty] | 2014513.58 | 119827.51 | 54880.01 | 157166.11 | 0 | 177647.52 | 0 | 160590.29 | 0 | 0 | 0 | 0 | 58883.23 | 1285518.91 | 0
CZ11/Hsp/defaults/instance-out.sql | results-summary_new | Hsp | New | CZ11 | [13 empty] | 5050638.6 | 917366.11 | 1528368.65 | 626942.71 | 0 | 1185036.94 | 0 | 444453.73 | 99365.88 | 0 | 0 | 0 | 249104.57 | 0 | 0
CZ11/Lib/defaults/instance-out.sql | results-summary_new | Lib | New | CZ11 | [13 empty] | 105225.61 | 5861.33 | 16156.61 | 14789.42 | 0 | 23374.05 | 0 | 33376.99 | 0 | 0 | 0 | 0 | 11667.21 | 0 | 0
CZ11/MBT/defaults/instance-out.sql | results-summary_new | MBT | New | CZ11 | [13 empty] | 7491897.42 | 2358860.96 | 1001546.95 | 439484.63 | 0 | 2172017.22 | 0 | 1325364.44 | 33658.36 | 0 | 0 | 0 | 160964.87 | 0 | 0
CZ11/MLI/defaults/instance-out.sql | results-summary_new | MLI | New | CZ11 | [13 empty] | 1968958.67 | 1050092.02 | 276655.27 | 154009.8 | 0 | 240539.88 | 0 | 201633.17 | 472.09 | 0 | 0 | 0 | 45556.44 | 0 | 0
CZ11/Mtl/defaults/instance-out.sql | results-summary_new | Mtl | New | CZ11 | [13 empty] | 205483.52 | 84262.7 | 39315.64 | 34396.45 | 0 | 22461.47 | 0 | 23385.83 | 59.09 | 0 | 0 | 0 | 1602.35 | 0 | 0
CZ11/Nrs/defaults/instance-out.sql | results-summary_new | Nrs | New | CZ11 | [13 empty] | 989728.88 | 171784.61 | 149551.48 | 103288.37 | 0 | 347903.8 | 0 | 102599.17 | 278.46 | 0 | 0 | 0 | 114322.98 | 0 | 0
CZ11/OfL/defaults/instance-out.sql | results-summary_new | OfL | New | CZ11 | [13 empty] | 2950226.56 | 553527.34 | 934621.77 | 239542.44 | 0 | 831153.37 | 0 | 235505.9 | 51040.28 | 0 | 0 | 0 | 104835.46 | 0 | 0
CZ11/OfS/defaults/instance-out.sql | results-summary_new | OfS | New | CZ11 | [13 empty] | 105795.33 | 4482.68 | 15807.27 | 12134.67 | 0 | 29466.65 | 0 | 39603.99 | 0 | 0 | 0 | 0 | 4300.07 | 0 | 0
CZ11/Rel/defaults/instance-out.sql | results-summary_new | Rel | New | CZ11 | [13 empty] | 543059.56 | 111663.61 | 103743.68 | 46142.66 | 0 | 78770.29 | 0 | 187626.35 | 0 | 0 | 0 | 0 | 15112.98 | 0 | 0
CZ11/RFF/defaults/instance-out.sql | results-summary_new | RFF | New | CZ11 | [13 empty] | 102960.34 | 2898.59 | 13137.96 | 6627.45 | 0 | 37905.78 | 0 | 23318.14 | 0 | 0 | 0 | 0 | 19072.43 | 0 | 0
CZ11/RSD/defaults/instance-out.sql | results-summary_new | RSD | New | CZ11 | [13 empty] | 314057.45 | 68117.79 | 43397.66 | 16228.18 | 0 | 76552.65 | 0 | 42930.71 | 73.62 | 0 | 0 | 0 | 66756.82 | 0 | 0
CZ11/Rt3/defaults/instance-out.sql | results-summary_new | Rt3 | New | CZ11 | [13 empty] | 1886141.9 | 402905.4 | 297778.46 | 394508.4 | 0 | 436518 | 0 | 193434.61 | 790.74 | 0 | 0 | 0 | 160206.3 | 0 | 0
CZ11/RtL/defaults/instance-out.sql | results-summary_new | RtL | New | CZ11 | [13 empty] | 1804167.16 | 39470.81 | 241827.15 | 395367.09 | 0 | 509362.99 | 0 | 462834.72 | 0 | 0 | 0 | 0 | 155304.4 | 0 | 0
CZ11/RtS/defaults/instance-out.sql | results-summary_new | RtS | New | CZ11 | [13 empty] | 111755.71 | 8235.48 | 15424.05 | 23259.39 | 0 | 24449.53 | 0 | 31007.38 | 0 | 0 | 0 | 0 | 9379.88 | 0 | 0
CZ11/SCn/defaults/instance-out.sql | results-summary_new | SCn | New | CZ11 | [13 empty] | 4413328.54 | 1577924.5 | 1133895.05 | 571539.04 | 0 | 449066.39 | 0 | 578148.21 | 30067.99 | 0 | 0 | 0 | 72687.37 | 0 | 0
CZ11/SUn/defaults/instance-out.sql | results-summary_new | SUn | New | CZ11 | [13 empty] | 1093292.28 | 0 | 0 | 571539.04 | 0 | 449066.39 | 0 | 0 | 0 | 0 | 0 | 0 | 72686.86 | 0 | 0
CZ11/WRf/defaults/instance-out.sql | results-summary_new | WRf | New | CZ11 | [13 empty] | 6017324.13 | 0 | 0 | 571539.04 | 0 | 224533.19 | 0 | 1100.74 | 0 | 0 | 0 | 0 | 72688.78 | 5147462.38 | 0
CZ12/Asm/defaults/instance-out.sql | results-summary_new | Asm | New | CZ12 | [13 empty] | 1456119.93 | 717084.5 | 275193.04 | 76925.07 | 0 | 145958.35 | 0 | 217524.02 | 1329.83 | 0 | 0 | 0 | 22105.12 | 0 | 0
CZ12/ECC/defaults/instance-out.sql | results-summary_new | ECC | New | CZ12 | [13 empty] | 3574864.78 | 497607.7 | 882064.38 | 163686.57 | 0 | 1004942.32 | 0 | 505915.93 | 69986.29 | 0 | 0 | 0 | 450661.6 | 0 | 0
CZ12/EPr/defaults/instance-out.sql | results-summary_new | EPr | New | CZ12 | [13 empty] | 380869.22 | 18235.35 | 43701.23 | 30282.85 | 0 | 124743.49 | 0 | 89778.33 | 0 | 0 | 0 | 0 | 74127.96 | 0 | 0
CZ12/ERC/defaults/instance-out.sql | results-summary_new | ERC | New | CZ12 | [13 empty] | 12873.37 | 1263.63 | 1377.6 | 991.78 | 0 | 2139.72 | 0 | 3881.62 | 0 | 0 | 0 | 0 | 3219.01 | 0 | 0
CZ12/ESe/defaults/instance-out.sql | results-summary_new | ESe | New | CZ12 | [13 empty] | 1247552.59 | 164387.74 | 159368.9 | 94437.9 | 0 | 322422.45 | 0 | 290500.15 | 166.76 | 0 | 0 | 0 | 216268.7 | 0 | 0
CZ12/EUn/defaults/instance-out.sql | results-summary_new | EUn | New | CZ12 | [13 empty] | 10330614.62 | 1269550.87 | 2292706.84 | 643032.05 | 0 | 3680441 | 0 | 1676184.4 | 82000.51 | 0 | 0 | 0 | 686698.96 | 0 | 0
CZ12/Fin/defaults/instance-out.sql | results-summary_new | Fin | New | CZ12 | [13 empty] | 55037.54 | 2188.3 | 6382.99 | 10745.16 | 0 | 14732.48 | 0 | 15948.35 | 0 | 0 | 0 | 0 | 5040.26 | 0 | 0
CZ12/Gro/defaults/instance-out.sql | results-summary_new | Gro | New | CZ12 | [13 empty] | 1972216.54 | 117038.83 | 40209.88 | 157166.11 | 0 | 177647.52 | 0 | 154160 | 0 | 0 | 0 | 0 | 60510.15 | 1265484.04 | 0
CZ12/Hsp/defaults/instance-out.sql | results-summary_new | Hsp | New | CZ12 | [13 empty] | 4826980.28 | 862086.03 | 1386113.4 | 626942.71 | 0 | 1185036.94 | 0 | 412162.34 | 98545.18 | 0 | 0 | 0 | 256093.67 | 0 | 0
CZ12/Lib/defaults/instance-out.sql | results-summary_new | Lib | New | CZ12 | [13 empty] | 99318.35 | 5329.62 | 12265.68 | 14789.42 | 0 | 23374.05 | 0 | 31555.49 | 0 | 0 | 0 | 0 | 12004.1 | 0 | 0
CZ12/MBT/defaults/instance-out.sql | results-summary_new | MBT | New | CZ12 | [13 empty] | 7211323.07 | 2341965.35 | 777651.64 | 439484.63 | 0 | 2172017.22 | 0 | 1282805.03 | 31923.69 | 0 | 0 | 0 | 165475.51 | 0 | 0
CZ12/MLI/defaults/instance-out.sql | results-summary_new | MLI | New | CZ12 | [13 empty] | 1582343.22 | 796932.14 | 202355.36 | 154009.8 | 0 | 240539.88 | 0 | 141279.77 | 407.51 | 0 | 0 | 0 | 46818.75 | 0 | 0
CZ12/Mtl/defaults/instance-out.sql | results-summary_new | Mtl | New | CZ12 | [13 empty] | 177970.52 | 70650.2 | 29623.53 | 34396.45 | 0 | 22461.47 | 0 | 19145.23 | 48.8 | 0 | 0 | 0 | 1644.84 | 0 | 0
CZ12/Nrs/defaults/instance-out.sql | results-summary_new | Nrs | New | CZ12 | [13 empty] | 932023.53 | 146379.09 | 123879.28 | 103288.37 | 0 | 347903.8 | 0 | 92810.64 | 248.74 | 0 | 0 | 0 | 117513.62 | 0 | 0
CZ12/OfL/defaults/instance-out.sql | results-summary_new | OfL | New | CZ12 | [13 empty] | 2773431.45 | 472965.99 | 844530.1 | 239542.44 | 0 | 831153.37 | 0 | 226499.41 | 50979.05 | 0 | 0 | 0 | 107761.09 | 0 | 0
CZ12/OfS/defaults/instance-out.sql | results-summary_new | OfS | New | CZ12 | [13 empty] | 100524.02 | 4861.77 | 12008.9 | 12134.67 | 0 | 29466.65 | 0 | 37648.44 | 0 | 0 | 0 | 0 | 4403.59 | 0 | 0
CZ12/Rel/defaults/instance-out.sql | results-summary_new | Rel | New | CZ12 | [13 empty] | 509832.22 | 105217.23 | 78598.34 | 46142.66 | 0 | 78770.29 | 0 | 185584.98 | 0 | 0 | 0 | 0 | 15518.72 | 0 | 0
CZ12/RFF/defaults/instance-out.sql | results-summary_new | RFF | New | CZ12 | [13 empty] | 101204.89 | 3176.46 | 11018.15 | 6627.45 | 0 | 37905.78 | 0 | 22889.59 | 0 | 0 | 0 | 0 | 19587.47 | 0 | 0
CZ12/RSD/defaults/instance-out.sql | results-summary_new | RSD | New | CZ12 | [13 empty] | 293409.42 | 56335.78 | 36195.54 | 16228.18 | 0 | 76552.65 | 0 | 39439.4 | 55.61 | 0 | 0 | 0 | 68602.26 | 0 | 0
CZ12/Rt3/defaults/instance-out.sql | results-summary_new | Rt3 | New | CZ12 | [13 empty] | 1836975.94 | 397363.26 | 259647.99 | 394508.4 | 0 | 436518 | 0 | 183511.86 | 755.49 | 0 | 0 | 0 | 164670.94 | 0 | 0
CZ12/RtL/defaults/instance-out.sql | results-summary_new | RtL | New | CZ12 | [13 empty] | 1750483.68 | 41284.14 | 196350.33 | 395367.09 | 0 | 509362.99 | 0 | 448495.89 | 0 | 0 | 0 | 0 | 159623.24 | 0 | 0
CZ12/RtS/defaults/instance-out.sql | results-summary_new | RtS | New | CZ12 | [13 empty] | 109404.82 | 9277.21 | 12123.32 | 23259.39 | 0 | 24449.53 | 0 | 30670.31 | 0 | 0 | 0 | 0 | 9625.06 | 0 | 0
CZ12/SCn/defaults/instance-out.sql | results-summary_new | SCn | New | CZ12 | [13 empty] | 3994778.25 | 1433690.76 | 927091.52 | 571539.04 | 0 | 449066.39 | 0 | 511796.11 | 26870.69 | 0 | 0 | 0 | 74723.74 | 0 | 0
CZ12/SUn/defaults/instance-out.sql | results-summary_new | SUn | New | CZ12 | [13 empty] | 1095327.06 | 0 | 0 | 571539.04 | 0 | 449066.39 | 0 | 0 | 0 | 0 | 0 | 0 | 74721.64 | 0 | 0
CZ12/WRf/defaults/instance-out.sql | results-summary_new | WRf | New | CZ12 | [13 empty] | 6468192.12 | 0 | 0 | 571539.04 | 0 | 224533.19 | 0 | 1100.74 | 0 | 0 | 0 | 0 | 74736.03 | 5596283.12 | 0
CZ13/Asm/defaults/instance-out.sql | results-summary_new | Asm | New | CZ13 | [13 empty] | 1537368.3 | 728249.91 | 336873.69 | 76925.07 | 0 | 145958.35 | 0 | 226965.52 | 1476.97 | 0 | 0 | 0 | 20918.78 | 0 | 0
CZ13/ECC/defaults/instance-out.sql | results-summary_new | ECC | New | CZ13 | [13 empty] | 3488121.67 | 313183.6 | 1030436.9 | 163686.57 | 0 | 1004942.32 | 0 | 477725.56 | 73732.76 | 0 | 0 | 0 | 424413.96 | 0 | 0
CZ13/EPr/defaults/instance-out.sql | results-summary_new | EPr | New | CZ13 | [13 empty] | 387481.88 | 13955.47 | 58835.01 | 30282.85 | 0 | 124743.49 | 0 | 89820.54 | 0 | 0 | 0 | 0 | 69844.52 | 0 | 0
CZ13/ERC/defaults/instance-out.sql | results-summary_new | ERC | New | CZ13 | [13 empty] | 13292.4 | 925.79 | 2122.05 | 991.78 | 0 | 2139.72 | 0 | 4046.31 | 0 | 0 | 0 | 0 | 3066.74 | 0 | 0
CZ13/ESe/defaults/instance-out.sql | results-summary_new | ESe | New | CZ13 | [13 empty] | 1194974.4 | 102764.8 | 197522.29 | 94437.9 | 0 | 322422.45 | 0 | 273428.41 | 194.67 | 0 | 0 | 0 | 204203.87 | 0 | 0
CZ13/EUn/defaults/instance-out.sql | results-summary_new | EUn | New | CZ13 | [13 empty] | 11023043.37 | 1350488.86 | 2845485.23 | 643032.05 | 0 | 3680441 | 0 | 1763304.59 | 92725.61 | 0 | 0 | 0 | 647566.03 | 0 | 0
CZ13/Fin/defaults/instance-out.sql | results-summary_new | Fin | New | CZ13 | [13 empty] | 56930.69 | 1591.94 | 8915.28 | 10745.16 | 0 | 14732.48 | 0 | 16151.21 | 0 | 0 | 0 | 0 | 4794.6 | 0 | 0
CZ13/Gro/defaults/instance-out.sql | results-summary_new | Gro | New | CZ13 | [13 empty] | 2045387.06 | 98939.91 | 60646.26 | 157166.11 | 0 | 177647.52 | 0 | 152418.73 | 0 | 0 | 0 | 0 | 57190.15 | 1341378.38 | 0
CZ13/Hsp/defaults/instance-out.sql | results-summary_new | Hsp | New | CZ13 | [13 empty] | 5197128 | 905849.46 | 1672228.41 | 626942.71 | 0 | 1185036.94 | 0 | 462713.69 | 102471.81 | 0 | 0 | 0 | 241884.99 | 0 | 0
CZ13/Lib/defaults/instance-out.sql | results-summary_new | Lib | New | CZ13 | [13 empty] | 103136.06 | 3860.37 | 17987.64 | 14789.42 | 0 | 23374.05 | 0 | 31786.08 | 0 | 0 | 0 | 0 | 11338.5 | 0 | 0
CZ13/MBT/defaults/instance-out.sql | results-summary_new | MBT | New | CZ13 | [13 empty] | 7238261.67 | 1992103.62 | 1110055.72 | 439484.63 | 0 | 2172017.22 | 0 | 1333441.16 | 34865.34 | 0 | 0 | 0 | 156293.99 | 0 | 0
CZ13/MLI/defaults/instance-out.sql | results-summary_new | MLI | New | CZ13 | [13 empty] | 1872422.78 | 940544.25 | 287031.79 | 154009.8 | 0 | 240539.88 | 0 | 205641.67 | 411.27 | 0 | 0 | 0 | 44244.12 | 0 | 0
CZ13/Mtl/defaults/instance-out.sql | results-summary_new | Mtl | New | CZ13 | [13 empty] | 189906.12 | 65942.23 | 42325.61 | 34396.45 | 0 | 22461.47 | 0 | 23166.71 | 48.81 | 0 | 0 | 0 | 1564.84 | 0 | 0
CZ13/Nrs/defaults/instance-out.sql | results-summary_new | Nrs | New | CZ13 | [13 empty] | 981963.17 | 152323.55 | 162006.93 | 103288.37 | 0 | 347903.8 | 0 | 105179.06 | 256.87 | 0 | 0 | 0 | 111004.6 | 0 | 0
CZ13/OfL/defaults/instance-out.sql | results-summary_new | OfL | New | CZ13 | [13 empty] | 2980125 | 496551.31 | 1013655.03 | 239542.44 | 0 | 831153.37 | 0 | 244292.75 | 53128.7 | 0 | 0 | 0 | 101801.4 | 0 | 0
CZ13/OfS/defaults/instance-out.sql | results-summary_new | OfS | New | CZ13 | [13 empty] | 104538.09 | 3617.78 | 17558.78 | 12134.67 | 0 | 29466.65 | 0 | 37567.72 | 0 | 0 | 0 | 0 | 4192.49 | 0 | 0
CZ13/Rel/defaults/instance-out.sql | results-summary_new | Rel | New | CZ13 | [13 empty] | 521084.56 | 90584.57 | 112002.12 | 46142.66 | 0 | 78770.29 | 0 | 178894.42 | 0 | 0 | 0 | 0 | 14690.49 | 0 | 0
CZ13/RFF/defaults/instance-out.sql | results-summary_new | RFF | New | CZ13 | [13 empty] | 102755.05 | 2177.82 | 14505.55 | 6627.45 | 0 | 37905.78 | 0 | 23002.14 | 0 | 0 | 0 | 0 | 18536.33 | 0 | 0
CZ13/RSD/defaults/instance-out.sql | results-summary_new | RSD | New | CZ13 | [13 empty] | 317497.04 | 68166.22 | 47728.04 | 16228.18 | 0 | 76552.65 | 0 | 43907.7 | 77.7 | 0 | 0 | 0 | 64836.55 | 0 | 0
CZ13/Rt3/defaults/instance-out.sql | results-summary_new | Rt3 | New | CZ13 | [13 empty] | 1904489.76 | 380581.38 | 332600.67 | 394508.4 | 0 | 436518 | 0 | 203967.05 | 750.3 | 0 | 0 | 0 | 155563.94 | 0 | 0
CZ13/RtL/defaults/instance-out.sql | results-summary_new | RtL | New | CZ13 | [13 empty] | 1793535.4 | 29635.09 | 265323.72 | 395367.09 | 0 | 509362.99 | 0 | 443041 | 0 | 0 | 0 | 0 | 150805.51 | 0 | 0
CZ13/RtS/defaults/instance-out.sql | results-summary_new | RtS | New | CZ13 | [13 empty] | 111133.09 | 6701.57 | 17247.69 | 23259.39 | 0 | 24449.53 | 0 | 30350.15 | 0 | 0 | 0 | 0 | 9124.76 | 0 | 0
CZ13/SCn/defaults/instance-out.sql | results-summary_new | SCn | New | CZ13 | [13 empty] | 4133625.95 | 1218201.89 | 1212168.57 | 571539.04 | 0 | 449066.39 | 0 | 580609.64 | 31452.62 | 0 | 0 | 0 | 70587.81 | 0 | 0
CZ13/SUn/defaults/instance-out.sql | results-summary_new | SUn | New | CZ13 | [13 empty] | 1091190.08 | 0 | 0 | 571539.04 | 0 | 449066.39 | 0 | 0 | 0 | 0 | 0 | 0 | 70584.66 | 0 | 0
CZ13/WRf/defaults/instance-out.sql | results-summary_new | WRf | New | CZ13 | [13 empty] | 6561518.59 | 0 | 0 | 571539.04 | 0 | 224533.19 | 0 | 1100.74 | 0 | 0 | 0 | 0 | 70587.15 | 5693758.47 | 0
CZ14/Asm/defaults/instance-out.sql | results-summary_new | Asm | New | CZ14 | [13 empty] | 1545452.6 | 681296.57 | 390818.48 | 76925.07 | 0 | 145958.35 | 0 | 229209.4 | 1381.03 | 0 | 0 | 0 | 19863.7 | 0 | 0
CZ14/ECC/defaults/instance-out.sql | results-summary_new | ECC | New | CZ14 | [13 empty] | 3693370.01 | 304264.42 | 1214767.48 | 163686.57 | 0 | 1004942.32 | 0 | 526917.86 | 77267.04 | 0 | 0 | 0 | 401524.31 | 0 | 0
CZ14/EPr/defaults/instance-out.sql | results-summary_new | EPr | New | CZ14 | [13 empty] | 396799.86 | 7458.67 | 76738.99 | 30282.85 | 0 | 124743.49 | 0 | 91466.01 | 0 | 0 | 0 | 0 | 66109.84 | 0 | 0
CZ14/ERC/defaults/instance-out.sql | results-summary_new | ERC | New | CZ14 | [13 empty] | 13665.26 | 506.68 | 2969.62 | 991.78 | 0 | 2139.72 | 0 | 4123.21 | 0 | 0 | 0 | 0 | 2934.25 | 0 | 0
CZ14/ESe/defaults/instance-out.sql | results-summary_new | ESe | New | CZ14 | [13 empty] | 1232257.48 | 78034.31 | 257837.06 | 94437.9 | 0 | 322422.45 | 0 | 285774.68 | 121.86 | 0 | 0 | 0 | 193629.22 | 0 | 0
CZ14/EUn/defaults/instance-out.sql | results-summary_new | EUn | New | CZ14 | [13 empty] | 12004002.36 | 1513925.26 | 3467748.06 | 643032.05 | 0 | 3680441 | 0 | 1983364.35 | 101914.13 | 0 | 0 | 0 | 613577.52 | 0 | 0
CZ14/Fin/defaults/instance-out.sql | results-summary_new | Fin | New | CZ14 | [13 empty] | 59055.03 | 790.32 | 11973.3 | 10745.16 | 0 | 14732.48 | 0 | 16234.34 | 0 | 0 | 0 | 0 | 4579.43 | 0 | 0
CZ14/Gro/defaults/instance-out.sql | results-summary_new | Gro | New | CZ14 | [13 empty] | 2136793.45 | 66088.41 | 83079.42 | 157166.11 | 0 | 177647.52 | 0 | 156454.43 | 0 | 0 | 0 | 0 | 54277.59 | 1442079.97 | 0
CZ14/Hsp/defaults/instance-out.sql | results-summary_new | Hsp | New | CZ14 | [13 empty] | 5641547.91 | 1013707.72 | 1943561 | 626942.71 | 0 | 1185036.94 | 0 | 539220.95 | 103644.37 | 0 | 0 | 0 | 229434.21 | 0 | 0
CZ14/Lib/defaults/instance-out.sql | results-summary_new | Lib | New | CZ14 | [13 empty] | 107061.98 | 1922.3 | 24331.15 | 14789.42 | 0 | 23374.05 | 0 | 31885.02 | 0 | 0 | 0 | 0 | 10760.04 | 0 | 0
CZ14/MBT/defaults/instance-out.sql | results-summary_new | MBT | New | CZ14 | [13 empty] | 7370300.37 | 1664942.75 | 1468350.26 | 439484.63 | 0 | 2172017.22 | 0 | 1441593.73 | 35665.35 | 0 | 0 | 0 | 148246.43 | 0 | 0
CZ14/MLI/defaults/instance-out.sql | results-summary_new | MLI | New | CZ14 | [13 empty] | 2337830.02 | 1216005.1 | 400690.55 | 154009.8 | 0 | 240539.88 | 0 | 284038.72 | 560.29 | 0 | 0 | 0 | 41985.66 | 0 | 0
CZ14/Mtl/defaults/instance-out.sql | results-summary_new | Mtl | New | CZ14 | [13 empty] | 202643.88 | 60954.54 | 55298.37 | 34396.45 | 0 | 22461.47 | 0 | 27961.19 | 54.28 | 0 | 0 | 0 | 1517.59 | 0 | 0
CZ14/Nrs/defaults/instance-out.sql | results-summary_new | Nrs | New | CZ14 | [13 empty] | 1048891.02 | 162691.21 | 206712.57 | 103288.37 | 0 | 347903.8 | 0 | 122717.08 | 269.91 | 0 | 0 | 0 | 105308.08 | 0 | 0
CZ14/OfL/defaults/instance-out.sql | results-summary_new | OfL | New | CZ14 | [13 empty] | 3217533.6 | 535234.11 | 1185309.39 | 239542.44 | 0 | 831153.37 | 0 | 272523.79 | 57187.05 | 0 | 0 | 0 | 96583.45 | 0 | 0
CZ14/OfS/defaults/instance-out.sql | results-summary_new | OfS | New | CZ14 | [13 empty] | 110036.12 | 1746.46 | 23972.38 | 12134.67 | 0 | 29466.65 | 0 | 38708.3 | 0 | 0 | 0 | 0 | 4007.66 | 0 | 0
CZ14/Rel/defaults/instance-out.sql | results-summary_new | Rel | New | CZ14 | [13 empty] | 529692.88 | 55658.38 | 152843.85 | 46142.66 | 0 | 78770.29 | 0 | 182321.63 | 0 | 0 | 0 | 0 | 13956.07 | 0 | 0
CZ14/RFF/defaults/instance-out.sql | results-summary_new | RFF | New | CZ14 | [13 empty] | 105498.02 | 1075.05 | 17991.11 | 6627.45 | 0 | 37905.78 | 0 | 24283.31 | 0 | 0 | 0 | 0 | 17615.31 | 0 | 0
CZ14/RSD/defaults/instance-out.sql | results-summary_new | RSD | New | CZ14 | [13 empty] | 333780.56 | 73529.21 | 57000.82 | 16228.18 | 0 | 76552.65 | 0 | 48849.46 | 83.93 | 0 | 0 | 0 | 61536.3 | 0 | 0
CZ14/Rt3/defaults/instance-out.sql | results-summary_new | Rt3 | New | CZ14 | [13 empty] | 2021019.32 | 392419.58 | 418262.31 | 394508.4 | 0 | 436518 | 0 | 230947.16 | 764.53 | 0 | 0 | 0 | 147599.34 | 0 | 0
CZ14/RtL/defaults/instance-out.sql | results-summary_new | RtL | New | CZ14 | [13 empty] | 1854824.17 | 15613.09 | 346067.62 | 395367.09 | 0 | 509362.99 | 0 | 445331.66 | 0 | 0 | 0 | 0 | 143081.73 | 0 | 0
CZ14/RtS/defaults/instance-out.sql | results-summary_new | RtS | New | CZ14 | [13 empty] | 112703.68 | 3051.1 | 22908.9 | 23259.39 | 0 | 24449.53 | 0 | 30347.73 | 0 | 0 | 0 | 0 | 8687.02 | 0 | 0
CZ14/SCn/defaults/instance-out.sql | results-summary_new | SCn | New | CZ14 | [13 empty] | 4379394.49 | 1115670.65 | 1496828.32 | 571539.04 | 0 | 449066.39 | 0 | 643360.37 | 35957.81 | 0 | 0 | 0 | 66971.93 | 0 | 0
CZ14/SUn/defaults/instance-out.sql | results-summary_new | SUn | New | CZ14 | [13 empty] | 1087573.69 | 0 | 0 | 571539.04 | 0 | 449066.39 | 0 | 0 | 0 | 0 | 0 | 0 | 66968.27 | 0 | 0
CZ14/WRf/defaults/instance-out.sql | results-summary_new | WRf | New | CZ14 | [13 empty] | 6528633.02 | 0 | 0 | 571539.04 | 0 | 224533.19 | 0 | 1100.74 | 0 | 0 | 0 | 0 | 66974.6 | 5664485.46 | 0
CZ15/Asm/defaults/instance-out.sql | results-summary_new | Asm | New | CZ15 | [13 empty] | 1776716.11 | 725507.21 | 562845.74 | 76925.07 | 0 | 145958.35 | 0 | 246121.3 | 1653.74 | 0 | 0 | 0 | 17704.69 | 0 | 0
CZ15/ECC/defaults/instance-out.sql | results-summary_new | ECC | New | CZ15 | [13 empty] | 4648336.1 | 641874.12 | 1760543.14 | 163686.57 | 0 | 1004942.32 | 0 | 636266.28 | 84890.29 | 0 | 0 | 0 | 356133.37 | 0 | 0
CZ15/EPr/defaults/instance-out.sql | results-summary_new | EPr | New | CZ15 | [13 empty] | 399267.45 | 2382.59 | 103310.28 | 30282.85 | 0 | 124743.49 | 0 | 79868.25 | 0 | 0 | 0 | 0 | 58679.98 | 0 | 0
CZ15/ERC/defaults/instance-out.sql | results-summary_new | ERC | New | CZ15 | [13 empty] | 13395.28 | 142.43 | 4108.42 | 991.78 | 0 | 2139.72 | 0 | 3341.55 | 0 | 0 | 0 | 0 | 2671.37 | 0 | 0
CZ15/ESe/defaults/instance-out.sql | results-summary_new | ESe | New | CZ15 | [13 empty] | 1359502.14 | 112715.29 | 382378.44 | 94437.9 | 0 | 322422.45 | 0 | 275349.74 | 256.64 | 0 | 0 | 0 | 171941.68 | 0 | 0
CZ15/EUn/defaults/instance-out.sql | results-summary_new | EUn | New | CZ15 | [13 empty] | 13596583.78 | 1873218.34 | 4668725.23 | 643032.05 | 0 | 3680441 | 0 | 2063465.25 | 123352.37 | 0 | 0 | 0 | 544349.54 | 0 | 0
CZ15/Fin/defaults/instance-out.sql | results-summary_new | Fin | New | CZ15 | [13 empty] | 60293.01 | 137.2 | 17023.47 | 10745.16 | 0 | 14732.48 | 0 | 13520.69 | 0 | 0 | 0 | 0 | 4134 | 0 | 0
CZ15/Gro/defaults/instance-out.sql | results-summary_new | Gro | New | CZ15 | [13 empty] | 2242048.2 | 22814.31 | 121701.31 | 157166.11 | 0 | 177647.52 | 0 | 133061.7 | 0 | 0 | 0 | 0 | 48250.22 | 1581407.02 | 0
CZ15/Hsp/defaults/instance-out.sql | results-summary_new | Hsp | New | CZ15 | [13 empty] | 6310776.93 | 1109446.32 | 2514021.05 | 626942.71 | 0 | 1185036.94 | 0 | 564049.45 | 107590.68 | 0 | 0 | 0 | 203689.77 | 0 | 0
CZ15/Lib/defaults/instance-out.sql | results-summary_new | Lib | New | CZ15 | [13 empty] | 109822.85 | 538.9 | 34239.31 | 14789.42 | 0 | 23374.05 | 0 | 27270.24 | 0 | 0 | 0 | 0 | 9610.94 | 0 | 0
CZ15/MBT/defaults/instance-out.sql | results-summary_new | MBT | New | CZ15 | [13 empty] | 7162232.04 | 967464.76 | 2011969.71 | 439484.63 | 0 | 2172017.22 | 0 | 1401502.52 | 38148.23 | 0 | 0 | 0 | 131644.97 | 0 | 0
CZ15/MLI/defaults/instance-out.sql | results-summary_new | MLI | New | CZ15 | [13 empty] | 3241780.61 | 1738495 | 672832.91 | 154009.8 | 0 | 240539.88 | 0 | 397875.71 | 694.07 | 0 | 0 | 0 | 37333.23 | 0 | 0
CZ15/Mtl/defaults/instance-out.sql | results-summary_new | Mtl | New | CZ15 | [13 empty] | 215644.6 | 48800.68 | 78183.73 | 34396.45 | 0 | 22461.47 | 0 | 30329.71 | 72.79 | 0 | 0 | 0 | 1399.79 | 0 | 0
CZ15/Nrs/defaults/instance-out.sql | results-summary_new | Nrs | New | CZ15 | [13 empty] | 1138840.05 | 175610.24 | 285079.76 | 103288.37 | 0 | 347903.8 | 0 | 133067.71 | 353.6 | 0 | 0 | 0 | 93536.57 | 0 | 0
CZ15/OfL/defaults/instance-out.sql | results-summary_new | OfL | New | CZ15 | [13 empty] | 3694443.47 | 589776.87 | 1585060.52 | 239542.44 | 0 | 831153.37 | 0 | 297372.83 | 65744.29 | 0 | 0 | 0 | 85793.15 | 0 | 0
CZ15/OfS/defaults/instance-out.sql | results-summary_new | OfS | New | CZ15 | [13 empty] | 110693.38 | 238.89 | 32904.28 | 12134.67 | 0 | 29466.65 | 0 | 32322.88 | 0 | 0 | 0 | 0 | 3626.01 | 0 | 0
CZ15/Rel/defaults/instance-out.sql | results-summary_new | Rel | New | CZ15 | [13 empty] | 515566.31 | 17149.95 | 210849.28 | 46142.66 | 0 | 78770.29 | 0 | 150198.48 | 0 | 0 | 0 | 0 | 12455.65 | 0 | 0
CZ15/RFF/defaults/instance-out.sql | results-summary_new | RFF | New | CZ15 | [13 empty] | 106025.34 | 252.82 | 23358.28 | 6627.45 | 0 | 37905.78 | 0 | 22172.74 | 0 | 0 | 0 | 0 | 15708.27 | 0 | 0
CZ15/RSD/defaults/instance-out.sql | results-summary_new | RSD | New | CZ15 | [13 empty] | 324777.79 | 60522.97 | 69664.95 | 16228.18 | 0 | 76552.65 | 0 | 47019.15 | 86.08 | 0 | 0 | 0 | 54703.81 | 0 | 0
CZ15/Rt3/defaults/instance-out.sql | results-summary_new | Rt3 | New | CZ15 | [13 empty] | 2287825.74 | 442539.65 | 624853.78 | 394508.4 | 0 | 436518 | 0 | 257624.89 | 685.08 | 0 | 0 | 0 | 131095.95 | 0 | 0
CZ15/RtL/defaults/instance-out.sql | results-summary_new | RtL | New | CZ15 | [13 empty] | 1896516.5 | 2531.62 | 488200.75 | 395367.09 | 0 | 509362.99 | 0 | 373974.54 | 0 | 0 | 0 | 0 | 127079.51 | 0 | 0
CZ15/RtS/defaults/instance-out.sql | results-summary_new | RtS | New | CZ15 | [13 empty] | 114392.58 | 476.54 | 33199.66 | 23259.39 | 0 | 24449.53 | 0 | 25227.04 | 0 | 0 | 0 | 0 | 7780.42 | 0 | 0
CZ15/SCn/defaults/instance-out.sql | results-summary_new | SCn | New | CZ15 | [13 empty] | 4991560.88 | 831984.11 | 2267316.36 | 571539.04 | 0 | 449066.39 | 0 | 762305.41 | 49842.69 | 0 | 0 | 0 | 59506.89 | 0 | 0
CZ15/SUn/defaults/instance-out.sql | results-summary_new | SUn | New | CZ15 | [13 empty] | 1080112.95 | 0 | 0 | 571539.04 | 0 | 449066.39 | 0 | 0 | 0 | 0 | 0 | 0 | 59507.53 | 0 | 0
CZ15/WRf/defaults/instance-out.sql | results-summary_new | WRf | New | CZ15 | [13 empty] | 6989355.62 | 0 | 0 | 571539.04 | 0 | 224533.19 | 0 | 1100.74 | 0 | 0 | 0 | 0 | 59518.34 | 6132664.31 | 0
CZ16/Asm/defaults/instance-out.sql | results-summary_new | Asm | New | CZ16 | [13 empty] | 1545777.99 | 772780.73 | 254860.4 | 76925.07 | 0 | 145958.35 | 0 | 270833.3 | 1070.44 | 0 | 0 | 0 | 23349.7 | 0 | 0
CZ16/ECC/defaults/instance-out.sql | results-summary_new | ECC | New | CZ16 | [13 empty] | 3942170.55 | 619274.16 | 997235.4 | 163686.57 | 0 | 1004942.32 | 0 | 616774.71 | 64524.19 | 0 | 0 | 0 | 475733.2 | 0 | 0
CZ16/EPr/defaults/instance-out.sql | results-summary_new | EPr | New | CZ16 | [13 empty] | 415453.85 | 28161.12 | 48327.58 | 30282.85 | 0 | 124743.49 | 0 | 105708.15 | 0 | 0 | 0 | 0 | 78230.66 | 0 | 0
CZ16/ERC/defaults/instance-out.sql | results-summary_new | ERC | New | CZ16 | [13 empty] | 14941.72 | 1955.01 | 1622.21 | 991.78 | 0 | 2139.72 | 0 | 4868.77 | 0 | 0 | 0 | 0 | 3364.23 | 0 | 0
CZ16/ESe/defaults/instance-out.sql | results-summary_new | ESe | New | CZ16 | [13 empty] | 1385394.45 | 231727.24 | 175958.37 | 94437.9 | 0 | 322422.45 | 0 | 332061.51 | 215.97 | 0 | 0 | 0 | 228571 | 0 | 0
CZ16/EUn/defaults/instance-out.sql | results-summary_new | EUn | New | CZ16 | [13 empty] | 12047766.83 | 1926694.47 | 2860295.32 | 643032.05 | 0 | 3680441 | 0 | 2125655.51 | 86017.15 | 0 | 0 | 0 | 725631.33 | 0 | 0
CZ16/Fin/defaults/instance-out.sql | results-summary_new | Fin | New | CZ16 | [13 empty] | 60419.01 | 3967.79 | 7433.64 | 10745.16 | 0 | 14732.48 | 0 | 18246.06 | 0 | 0 | 0 | 0 | 5293.87 | 0 | 0
CZ16/Gro/defaults/instance-out.sql | results-summary_new | Gro | New | CZ16 | [13 empty] | 2068454.22 | 153531.4 | 46165.45 | 157166.11 | 0 | 177647.52 | 0 | 173801.27 | 0 | 0 | 0 | 0 | 63946.28 | 1296196.2 | 0
CZ16/Hsp/defaults/instance-out.sql | results-summary_new | Hsp | New | CZ16 | [13 empty] | 5653980.61 | 1231484.26 | 1674424.69 | 626942.71 | 0 | 1185036.94 | 0 | 570780.35 | 94586.87 | 0 | 0 | 0 | 270724.79 | 0 | 0
CZ16/Lib/defaults/instance-out.sql | results-summary_new | Lib | New | CZ16 | [13 empty] | 111314.23 | 8437.3 | 14138.02 | 14789.42 | 0 | 23374.05 | 0 | 37937.07 | 0 | 0 | 0 | 0 | 12638.38 | 0 | 0
CZ16/MBT/defaults/instance-out.sql | results-summary_new | MBT | New | CZ16 | [13 empty] | 8301956.05 | 3122286.88 | 880906.8 | 439484.63 | 0 | 2172017.22 | 0 | 1482998.69 | 29349.94 | 0 | 0 | 0 | 174911.88 | 0 | 0
CZ16/MLI/defaults/instance-out.sql | results-summary_new | MLI | New | CZ16 | [13 empty] | 2154020.24 | 1189877.96 | 257383.25 | 154009.8 | 0 | 240539.88 | 0 | 262267.77 | 474.13 | 0 | 0 | 0 | 49467.44 | 0 | 0
CZ16/Mtl/defaults/instance-out.sql | results-summary_new | Mtl | New | CZ16 | [13 empty] | 223163.51 | 103748.86 | 33997.16 | 34396.45 | 0 | 22461.47 | 0 | 26774.1 | 59.75 | 0 | 0 | 0 | 1725.73 | 0 | 0
CZ16/Nrs/defaults/instance-out.sql | results-summary_new | Nrs | New | CZ16 | [13 empty] | 1082143.37 | 243954.92 | 137725.41 | 103288.37 | 0 | 347903.8 | 0 | 124709.27 | 348.34 | 0 | 0 | 0 | 124213.26 | 0 | 0
CZ16/OfL/defaults/instance-out.sql | results-summary_new | OfL | New | CZ16 | [13 empty] | 3211356.62 | 727732.42 | 962215.8 | 239542.44 | 0 | 831153.37 | 0 | 285231.4 | 51595.78 | 0 | 0 | 0 | 113885.42 | 0 | 0
CZ16/OfS/defaults/instance-out.sql | results-summary_new | OfS | New | CZ16 | [13 empty] | 114125.41 | 8231.66 | 14875.69 | 12134.67 | 0 | 29466.65 | 0 | 44796.19 | 0 | 0 | 0 | 0 | 4620.57 | 0 | 0
CZ16/Rel/defaults/instance-out.sql | results-summary_new | Rel | New | CZ16 | [13 empty] | 591688.08 | 149447.2 | 89005.11 | 46142.66 | 0 | 78770.29 | 0 | 211944.55 | 0 | 0 | 0 | 0 | 16378.27 | 0 | 0
CZ16/RFF/defaults/instance-out.sql | results-summary_new | RFF | New | CZ16 | [13 empty] | 107386.95 | 5061.41 | 11963.65 | 6627.45 | 0 | 37905.78 | 0 | 25154.68 | 0 | 0 | 0 | 0 | 20673.98 | 0 | 0
CZ16/RSD/defaults/instance-out.sql | results-summary_new | RSD | New | CZ16 | [13 empty] | 333831.19 | 79158.33 | 39087.5 | 16228.18 | 0 | 76552.65 | 0 | 50252.9 | 56.59 | 0 | 0 | 0 | 72495.04 | 0 | 0
CZ16/Rt3/defaults/instance-out.sql | results-summary_new | Rt3 | New | CZ16 | [13 empty] | 2006750.12 | 507745.95 | 261697.4 | 394508.4 | 0 | 436518 | 0 | 231015.75 | 1195.86 | 0 | 0 | 0 | 174068.74 | 0 | 0
CZ16/RtL/defaults/instance-out.sql | results-summary_new | RtL | New | CZ16 | [13 empty] | 1883954.25 | 81167.53 | 215696.66 | 395367.09 | 0 | 509362.99 | 0 | 513616.66 | 0 | 0 | 0 | 0 | 168743.33 | 0 | 0
CZ16/RtS/defaults/instance-out.sql | results-summary_new | RtS | New | CZ16 | [13 empty] | 116693.16 | 13170.38 | 13163.88 | 23259.39 | 0 | 24449.53 | 0 | 32508.8 | 0 | 0 | 0 | 0 | 10141.18 | 0 | 0
CZ16/SCn/defaults/instance-out.sql | results-summary_new | SCn | New | CZ16 | [13 empty] | 4539498.35 | 1892787.91 | 900200.93 | 571539.04 | 0 | 449066.39 | 0 | 623832.89 | 23106.64 | 0 | 0 | 0 | 78964.55 | 0 | 0
CZ16/SUn/defaults/instance-out.sql | results-summary_new | SUn | New | CZ16 | [13 empty] | 1099571.41 | 0 | 0 | 571539.04 | 0 | 449066.39 | 0 | 0 | 0 | 0 | 0 | 0 | 78965.99 | 0 | 0
CZ16/WRf/defaults/instance-out.sql | results-summary_new | WRf | New | CZ16 | [13 empty] | 5640501.63 | 2573.86 | 0 | 571539.04 | 0 | 224533.19 | 0 | 1100.74 | 0 | 0 | 0 | 0 | 78976.3 | 4761778.5 | 0
CZ01/Htl/defaults/instance-out.sql | results-summary_new | Htl | New | CZ01 | [13 empty] | 499885.46 | 95700.9 | 18570 | 125722.95 | 0 | 205621.82 | 0 | 41222.06 | 108.9 | 0 | 0 | 0 | 12938.83 | 0 | 0
CZ02/Htl/defaults/instance-out.sql | results-summary_new | Htl | New | CZ02 | [13 empty] | 541865.73 | 86414.41 | 60897.53 | 125722.95 | 0 | 205621.82 | 0 | 51157.77 | 140.51 | 0 | 0 | 0 | 11910.76 | 0 | 0
CZ03/Htl/defaults/instance-out.sql | results-summary_new | Htl | New | CZ03 | [13 empty] | 485267.68 | 53711.72 | 46332.88 | 125722.95 | 0 | 205621.82 | 0 | 41966.07 | 101.28 | 0 | 0 | 0 | 11810.97 | 0 | 0
CZ04/Htl/defaults/instance-out.sql | results-summary_new | Htl | New | CZ04 | [13 empty] | 546097.82 | 76119.06 | 73507.57 | 125722.95 | 0 | 205621.82 | 0 | 53502.72 | 139.88 | 0 | 0 | 0 | 11483.84 | 0 | 0
CZ05/Htl/defaults/instance-out.sql | results-summary_new | Htl | New | CZ05 | [13 empty] | 493537.12 | 54751.79 | 51670.39 | 125722.95 | 0 | 205621.82 | 0 | 43767.48 | 110.18 | 0 | 0 | 0 | 11892.52 | 0 | 0
CZ06/Htl/defaults/instance-out.sql | results-summary_new | Htl | New | CZ06 | [13 empty] | 575695.43 | 79836 | 90715.15 | 125722.95 | 0 | 205621.82 | 0 | 62643.08 | 158.79 | 0 | 0 | 0 | 10997.64 | 0 | 0
CZ07/Htl/defaults/instance-out.sql | results-summary_new | Htl | New | CZ07 | [13 empty] | 582023.73 | 83097.26 | 92996.99 | 125722.95 | 0 | 205621.82 | 0 | 63557.79 | 159.45 | 0 | 0 | 0 | 10867.48 | 0 | 0
CZ08/Htl/defaults/instance-out.sql | results-summary_new | Htl | New | CZ08 | [13 empty] | 605023.94 | 93582.17 | 103721.36 | 125722.95 | 0 | 205621.82 | 0 | 65319.63 | 190.36 | 0 | 0 | 0 | 10865.64 | 0 | 0
CZ09/Htl/defaults/instance-out.sql | results-summary_new | Htl | New | CZ09 | [13 empty] | 611739.66 | 89781.28 | 111247.35 | 125722.95 | 0 | 205621.82 | 0 | 68504.17 | 170.09 | 0 | 0 | 0 | 10691.99 | 0 | 0
CZ10/Htl/defaults/instance-out.sql | results-summary_new | Htl | New | CZ10 | [13 empty] | 666920.77 | 116888.09 | 132725.74 | 125722.95 | 0 | 205621.82 | 0 | 75120.42 | 183.22 | 0 | 0 | 0 | 10658.54 | 0 | 0
CZ11/Htl/defaults/instance-out.sql | results-summary_new | Htl | New | CZ11 | [13 empty] | 690972.21 | 143573.08 | 132334.04 | 125722.95 | 0 | 205621.82 | 0 | 72704.71 | 200.83 | 0 | 0 | 0 | 10814.78 | 0 | 0
CZ12/Htl/defaults/instance-out.sql | results-summary_new | Htl | New | CZ12 | [13 empty] | 640882.13 | 121075.28 | 111090.78 | 125722.95 | 0 | 205621.82 | 0 | 66055.67 | 187.54 | 0 | 0 | 0 | 11128.1 | 0 | 0
CZ13/Htl/defaults/instance-out.sql | results-summary_new | Htl | New | CZ13 | [13 empty] | 696340.3 | 133370.35 | 146098.85 | 125722.95 | 0 | 205621.82 | 0 | 74716.83 | 204.29 | 0 | 0 | 0 | 10605.21 | 0 | 0
CZ14/Htl/defaults/instance-out.sql | results-summary_new | Htl | New | CZ14 | [13 empty] | 744182.71 | 138603.37 | 178720.52 | 125722.95 | 0 | 205621.82 | 0 | 85281.93 | 194.79 | 0 | 0 | 0 | 10037.33 | 0 | 0
CZ15/Htl/defaults/instance-out.sql | results-summary_new | Htl | New | CZ15 | [13 empty] | 850660.99 | 166227.18 | 251274.84 | 125722.95 | 0 | 205621.82 | 0 | 92453.23 | 297.09 | 0 | 0 | 0 | 9063.87 | 0 | 0
CZ16/Htl/defaults/instance-out.sql | results-summary_new | Htl | New | CZ16 | [13 empty] | 712127.25 | 168341.65 | 115176.25 | 125722.95 | 0 | 205621.82 | 0 | 85308.79 | 166.02 | 0 | 0 | 0 | 11789.76 | 0 | 0
MsrNResSpltPkgAC-65to134-S13 | sim_annual | Asm | New | CZ01 | cDXGF | DXSZCap | 281.9414 | 100002.1 | 1879796.098 | 101546.3 | 0 | 373293.5 | 1292301.698 | 5635.801 | 0 | 7624.315 | 99395.68
MsrNResSpltPkgAC-65to134-S13 | sim_annual | Asm | New | CZ02 | cDXGF | DXSZCap | 277.2212 | 100002.1 | 1156165.192 | 101546.3 | 0 | 373293.5 | 478218.192 | 135844.5 | 0 | 5420.918 | 61842.65
MsrNResSpltPkgAC-65to134-S13 | sim_annual | Asm | New | CZ03 | cDXGF | DXSZCap | 301.5223 | 100002.1 | 1238740.055 | 101546.3 | 0 | 373293.5 | 639570.655 | 55298.18 | 0 | 3272.268 | 65759.98
MsrNResSpltPkgAC-65to134-S13 | sim_annual | Asm | New | CZ04 | cDXGF | DXSZCap | 277.7044 | 100002.1 | 1008400.925 | 101546.3 | 0 | 373293.5 | 293534.725 | 173677.7 | 0 | 3069.609 | 63279.7
MsrNResSpltPkgAC-65to134-S13 | sim_annual | Asm | New | CZ05 | cDXGF | DXSZCap | 293.0691 | 100002.1 | 1194620.621 | 101546.3 | 0 | 373293.5 | 565284.021 | 69218.4 | 0 | 3661.122 | 81618.02
MsrNResSpltPkgAC-65to134-S13 | sim_annual | Asm | New | CZ06 | cDXGF | DXSZCap | 326.0761 | 100002.1 | 954607.6604 | 101546.3 | 0 | 373293.5 | 243067.7604 | 163985 | 0 | 1331.757 | 71383.89
MsrNResSpltPkgAC-65to134-S13 | sim_annual | Asm | New | CZ07 | cDXGF | DXSZCap | 316.9008 | 100002.1 | 892235.1365 | 101546.3 | 0 | 373293.5 | 215012.3365 | 131997.9 | 0 | 642.2386 | 69743.52
MsrNResSpltPkgAC-65to134-S13 | sim_annual | Asm | New | CZ08 | cDXGF | DXSZCap | 313.7523 | 100002.1 | 975568.8059 | 101546.3 | 0 | 373293.5 | 201914.0059 | 227167.8 | 0 | 1380.928 | 70267.06
MsrNResSpltPkgAC-65to134-S13 | sim_annual | Asm | New | CZ09 | cDXGF | DXSZCap | 408.6077 | 100002.1 | 980841.7964 | 101546.3 | 0 | 373293.5 | 189258.8964 | 224834 | 0 | 2579.1 | 89330.75
MsrNResSpltPkgAC-65to134-S13 | sim_annual | Asm | New | CZ10 | cDXGF | DXSZCap | 367.9138 | 100002.1 | 1080841.2056 | 101546.3 | 0 | 373293.5 | 259328.2056 | 259487.2 | 0 | 3409.375 | 83777.57
MsrNResSpltPkgAC-65to134-S13 | sim_annual | Asm | New | CZ11 | cDXGF | DXSZCap | 393.9076 | 100002.1 | 1260915.055 | 101546.3 | 0 | 373293.5 | 434499.955 | 255916.8 | 0 | 6706.362 | 88953.01
MsrNResSpltPkgAC-65to134-S13 | sim_annual | Asm | New | CZ12 | cDXGF | DXSZCap | 355.1733 | 100002.1 | 1268492.028 | 101546.3 | 0 | 373293.5 | 505511.728 | 199783.6 | 0 | 5612.789 | 82745.03
MsrNResSpltPkgAC-65to134-S13 | sim_annual | Asm | New | CZ13 | cDXGF | DXSZCap | 402.3487 | 100002.1 | 1235818.75 | 101546.3 | 0 | 373293.5 | 373150.15 | 289326.3 | 0 | 5963.093 | 92540.2
MsrNResSpltPkgAC-65to134-S13 | sim_annual | Asm | New | CZ14 | cDXGF | DXSZCap | 402.6559 | 100002.1 | 1188204.161 | 101546.3 | 0 | 373293.5 | 370696.861 | 246043 | 0 | 7113.8 | 89511.3
MsrNResSpltPkgAC-65to134-S13 | sim_annual | Asm | New | CZ15 | cDXGF | DXSZCap | 540.4354 | 100002.1 | 1155064.8218 | 101546.3 | 0 | 373293.5 | 62532.8218 | 496102.8 | 0 | 2027.483 | 119563
MsrNResSpltPkgAC-65to134-S13 | sim_annual | Asm | New | CZ16 | cDXGF | DXSZCap | 309.0904 | 100002.1 | 1966293.469 | 101546.3 | 0 | 373293.5 | 1337378.869 | 74966.98 | 0 | 9721.273 | 69387.19
MsrNResSpltPkgAC-65to134-S13 | sim_annual | ECC | New | CZ01 | cDXGF | DXSZCap | 673.8365 | 299999.6 | 2721425.832 | 498675.5 | 0 | 838537.6 | 1205291.832 | 19796.55 | 0 | 18219.49 | 140903.9
MsrNResSpltPkgAC-65to134-S13 | sim_annual | ECC | New | CZ02 | cDXGF | DXSZCap | 668.8828 | 299999.6 | 2302050.674 | 498675.5 | 0 | 838537.6 | 590634.674 | 212090.1 | 0 | 13075.39 | 149036.8
MsrNResSpltPkgAC-65to134-S13 | sim_annual | ECC | New | CZ03 | cDXGF | DXSZCap | 735.1759 | 299999.6 | 2115345.172 | 498675.5 | 0 | 838537.6 | 491948.172 | 120410.1 | 0 | 7977.42 | 157795.3
MsrNResSpltPkgAC-65to134-S13 | sim_annual | ECC | New | CZ04 | cDXGF | DXSZCap | 681.385 | 299999.6 | 2124984.406 | 498675.5 | 0 | 838537.6 | 344199.406 | 278556 | 0 | 7529.74 | 157484.2
MsrNResSpltPkgAC-65to134-S13 | sim_annual | ECC | New | CZ05 | cDXGF | DXSZCap | 718.0798 | 299999.6 | 2055772.925 | 498675.5 | 0 | 838537.6 | 397959.925 | 153277.6 | 0 | 8969.57 | 158351.7
MsrNResSpltPkgAC-65to134-S13 | sim_annual | ECC | New | CZ06 | cDXGF | DXSZCap | 786.0736 | 299999.6 | 1985623.2686 | 498675.5 | 0 | 838537.6 | 132134.2686 | 344762.2 | 0 | 3210.296 | 168301.9
MsrNResSpltPkgAC-65to134-S13 | sim_annual | ECC | New | CZ07 | cDXGF | DXSZCap | 777.5756 | 299999.6 | 1904097.4212 | 498675.5 | 0 | 838537.6 | 103349.4212 | 292180 | 0 | 1575.749 | 169777.8
MsrNResSpltPkgAC-65to134-S13 | sim_annual | ECC | New | CZ08 | cDXGF | DXSZCap | 762.8568 | 299999.6 | 2051634.4453 | 498675.5 | 0 | 838537.6 | 94144.4453 | 446619 | 0 | 3357.31 | 170299.5
MsrNResSpltPkgAC-65to134-S13 | sim_annual | ECC | New | CZ09 | cDXGF | DXSZCap | 942.1105 | 299999.6 | 2093407.9211 | 498675.5 | 0 | 838537.6 | 141932.9211 | 410769.3 | 0 | 5945.971 | 197545.3
MsrNResSpltPkgAC-65to134-S13 | sim_annual | ECC | New | CZ10 | cDXGF | DXSZCap | 860.3797 | 299999.6 | 2206277.1841 | 498675.5 | 0 | 838537.6 | 208822.1841 | 464721.4 | 0 | 7972.175 | 187547
MsrNResSpltPkgAC-65to134-S13 | sim_annual | ECC | New | CZ11 | cDXGF | DXSZCap | 820.0403 | 299999.6 | 2423768.982 | 498675.5 | 0 | 838537.6 | 473538.982 | 415998.5 | 0 | 13959.84 | 183057.5
MsrNResSpltPkgAC-65to134-S13 | sim_annual | ECC | New | CZ12 | cDXGF | DXSZCap | 748.1798 | 299999.6 | 2345994.473 | 498675.5 | 0 | 838537.6 | 491144.473 | 333865.7 | 0 | 11821.04 | 171949
MsrNResSpltPkgAC-65to134-S13 | sim_annual | ECC | New | CZ13 | cDXGF | DXSZCap | 847.1327 | 299999.6 | 2413102.102 | 498675.5 | 0 | 838537.6 | 385006.102 | 484394.1 | 0 | 12553.22 | 193934
MsrNResSpltPkgAC-65to134-S13 | sim_annual | ECC | New | CZ14 | cDXGF | DXSZCap | 887.6361 | 299999.6 | 2345502.831 | 498675.5 | 0 | 838537.6 | 381622.831 | 419752.4 | 0 | 15680.73 | 191232.7
MsrNResSpltPkgAC-65to134-S13 | sim_annual | ECC | New | CZ15 | cDXGF | DXSZCap | 1200.3987 | 299999.6 | 2527631.4066 | 498675.5 | 0 | 838537.6 | 36225.4066 | 892834.8 | 0 | 4503.381 | 256854
MsrNResSpltPkgAC-65to134-S13 | sim_annual | ECC | New | CZ16 | cDXGF | DXSZCap | 767.2351 | 299999.6 | 2942151.819 | 498675.5 | 0 | 838537.6 | 1277650.819 | 133612.9 | 0 | 24129.48 | 169545.3
MsrNResSpltPkgAC-65to134-S13 | sim_annual | EPr | New | CZ01 | cDXGF | DXSZCap | 101.815 | 50000.14 | 424928.548 | 48511.89 | 0 | 98033.33 | 257557.548 | 1758.566 | 0 | 2753.256 | 16314.09
MsrNResSpltPkgAC-65to134-S13 | sim_annual | EPr | New | CZ02 | cDXGF | DXSZCap | 99.78 | 50000.14 | 292501.2627 | 48511.89 | 0 | 98033.33 | 107455.9627 | 20610.04 | 0 | 1951.084 | 15939.06
MsrNResSpltPkgAC-65to134-S13 | sim_annual | EPr | New | CZ03 | cDXGF | DXSZCap | 112.5688 | 50000.14 | 294284.035 | 48511.89 | 0 | 98033.33 | 116436.735 | 11872.63 | 0 | 1221.638 | 18207.9
MsrNResSpltPkgAC-65to134-S13 | sim_annual | EPr | New | CZ04 | cDXGF | DXSZCap | 104.7323 | 50000.14 | 257261.2966 | 48511.89 | 0 | 98033.33 | 65006.7966 | 27432.09 | 0 | 1157.645 | 17119.63
MsrNResSpltPkgAC-65to134-S13 | sim_annual | EPr | New | CZ05 | cDXGF | DXSZCap | 110.2981 | 50000.14 | 280809.4028 | 48511.89 | 0 | 98033.33 | 97170.4028 | 16480.3 | 0 | 1377.884 | 19235.68
MsrNResSpltPkgAC-65to134-S13 | sim_annual | EPr | New | CZ06 | cDXGF | DXSZCap | 125.0651 | 50000.14 | 241259.652 | 48511.89 | 0 | 98033.33 | 40482.052 | 33699.66 | 0 | 510.79 | 20022.11
MsrNResSpltPkgAC-65to134-S13 | sim_annual | EPr | New | CZ07 | cDXGF | DXSZCap | 123.0848 | 50000.14 | 232118.2753 | 48511.89 | 0 | 98033.33 | 38594.5753 | 26902.24 | 0 | 249.4467 | 19826.96
MsrNResSpltPkgAC-65to134-S13 | sim_annual | EPr | New | CZ08 | cDXGF | DXSZCap | 125.5579 | 50000.14 | 240090.6583 | 48511.89 | 0 | 98033.33 | 27903.7583 | 45310.93 | 0 | 552.6219 | 19778.3
MsrNResSpltPkgAC-65to134-S13 | sim_annual | EPr | New | CZ09 | cDXGF | DXSZCap | 156.6128 | 50000.14 | 247597.2585 | 48511.89 | 0 | 98033.33 | 35126.1585 | 41160.23 | 0 | 988.5262 | 23777.35
MsrNResSpltPkgAC-65to134-S13 | sim_annual | EPr | New | CZ10 | cDXGF | DXSZCap | 141.2651 | 50000.14 | 258660.9576 | 48511.89 | 0 | 98033.33 | 40827.5576 | 47892.76 | 0 | 1309.07 | 22086.43
MsrNResSpltPkgAC-65to134-S13 | sim_annual | EPr | New | CZ11 | cDXGF | DXSZCap | 137.4108 | 50000.14 | 314025.3008 | 48511.89 | 0 | 98033.33 | 100477.2008 | 42598.26 | 0 | 2339.44 | 22065.38
MsrNResSpltPkgAC-65to134-S13 | sim_annual | EPr | New | CZ12 | cDXGF | DXSZCap | 117.3448 | 50000.14 | 290868.1311 | 48511.89 | 0 | 98033.33 | 91000.7311 | 32270.15 | 0 | 1854.378 | 19197.79
MsrNResSpltPkgAC-65to134-S13 | sim_annual | EPr | New | CZ13 | cDXGF | DXSZCap | 142.2468 | 50000.14 | 301418.8092 | 48511.89 | 0 | 98033.33 | 80119.2092 | 49350.2 | 0 | 2108.174 | 23296.19
MsrNResSpltPkgAC-65to134-S13 | sim_annual | EPr | New | CZ14 | cDXGF | DXSZCap | 152.2334 | 50000.14 | 302230.7505 | 48511.89 | 0 | 98033.33 | 85915.9505 | 43349.01 | 0 | 2689.523 | 23731.19
MsrNResSpltPkgAC-65to134-S13 | sim_annual | EPr | New | CZ15 | cDXGF | DXSZCap | 215.3771 | 50000.14 | 296636.4097 | 48511.89 | 0 | 98033.33 | 12994.3097 | 104831.6 | 0 | 808.0027 | 31457.51
MsrNResSpltPkgAC-65to134-S13 | sim_annual | EPr | New | CZ16 | cDXGF | DXSZCap | 117.4424 | 50000.14 | 472183.8331 | 48511.89 | 0 | 98033.33 | 291651.2331 | 11312.38 | 0 | 3693.719 | 18981.38
MsrNResSpltPkgAC-65to134-S13 | sim_annual | ERC | New | CZ01 | cDXGF | DXSZCap | 4.4952 | 1920.017 | 23343.8099 | 1538.168 | 0 | 3720.005 | 17353.0539 | 105.6501 | 0 | 121.5596 | 505.3832
MsrNResSpltPkgAC-65to134-S13 | sim_annual | ERC | New | CZ02 | cDXGF | DXSZCap | 4.9053 | 1920.017 | 16937.6473 | 1538.168 | 0 | 3720.005 | 10099.4053 | 921.1477 | 0 | 95.9218 | 563.0101
MsrNResSpltPkgAC-65to134-S13 | sim_annual | ERC | New | CZ03 | cDXGF | DXSZCap | 5.2439 | 1920.017 | 15477.5416 | 1538.168 | 0 | 3720.005 | 9005.0796 | 586.2184 | 0 | 56.9093 | 571.1715
MsrNResSpltPkgAC-65to134-S13 | sim_annual | ERC | New | CZ04 | cDXGF | DXSZCap | 5.1969 | 1920.017 | 13515.8606 | 1538.168 | 0 | 3720.005 | 6392.9436 | 1215.209 | 0 | 57.4444 | 592.0985
MsrNResSpltPkgAC-65to134-S13 | sim_annual | ERC | New | CZ05 | cDXGF | DXSZCap | 4.951 | 1920.017 | 15272.5197 | 1538.168 | 0 | 3720.005 | 8515.9717 | 885.9317 | 0 | 61.8502 | 550.6041
MsrNResSpltPkgAC-65to134-S13 | sim_annual | ERC | New | CZ06 | cDXGF | DXSZCap | 5.7846 | 1920.017 | 11145.7356 | 1538.168 | 0 | 3720.005 | 3678.1286 | 1579.089 | 0 | 23.6253 | 606.7288
MsrNResSpltPkgAC-65to134-S13 | sim_annual | ERC | New | CZ07 | cDXGF | DXSZCap | 5.5727 | 1920.017 | 10204.1938 | 1538.168 | 0 | 3720.005 | 3100.6168 | 1251.896 | 0 | 11.2937 | 582.2228
MsrNResSpltPkgAC-65to134-S13 | sim_annual | ERC | New | CZ08 | cDXGF | DXSZCap | 5.9528 | 1920.017 | 11509.6717 | 1538.168 | 0 | 3720.005 | 3473.7377 | 2104.681 | 0 | 26.2004 | 646.8885
MsrNResSpltPkgAC-65to134-S13 | sim_annual | ERC | New | CZ09 | cDXGF | DXSZCap | 7.5769 | 1920.017 | 11426.0496 | 1538.168 | 0 | 3720.005 | 3514.5116 | 1851.061 | 0 | 47.825 | 754.4878
MsrNResSpltPkgAC-65to134-S13 | sim_annual | ERC | New | CZ10 | cDXGF | DXSZCap | 6.7561 | 1920.017 | 12564.6711 | 1538.168 | 0 | 3720.005 | 4302.1131 | 2218.414 | 0 | 62.6076 | 723.3723
MsrNResSpltPkgAC-65to134-S13 | sim_annual | ERC | New | CZ11 | cDXGF | DXSZCap | 6.6307 | 1920.017 | 16568.0435 | 1538.168 | 0 | 3720.005 | 8439.7625 | 2000.217 | 0 | 112.8899 | 757.0176
MsrNResSpltPkgAC-65to134-S13 | sim_annual | ERC | New | CZ12 | cDXGF | DXSZCap | 5.7802 | 1920.017 | 15856.8156 | 1538.168 | 0 | 3720.005 | 8375.3816 | 1460.724 | 0 | 91.3453 | 671.202
MsrNResSpltPkgAC-65to134-S13 | sim_annual | ERC | New | CZ13 | cDXGF | DXSZCap | 6.9253 | 1920.017 | 15805.6074 | 1538.168 | 0 | 3720.005 | 7235.0343 | 2393.126 | 0 | 102.6365 | 816.6503
MsrNResSpltPkgAC-65to134-S13 | sim_annual | ERC | New | CZ14 | cDXGF | DXSZCap | 7.384 | 1920.017 | 16238.4542 | 1538.168 | 0 | 3720.005 | 7937.1122 | 2104.14 | 0 | 130.4549 | 808.5875
MsrNResSpltPkgAC-65to134-S13 | sim_annual | ERC | New | CZ15 | cDXGF | DXSZCap | 10.0593 | 1920.017 | 12722.7236 | 1538.168 | 0 | 3720.005 | 1218.2536 | 5079.126 | 0 | 37.7384 | 1129.447
MsrNResSpltPkgAC-65to134-S13 | sim_annual | ERC | New | CZ16 | cDXGF | DXSZCap | 5.3302 | 1920.017 | 25126.4337 | 1538.168 | 0 | 3720.005 | 18584.4157 | 505.5244 | 0 | 167.6433 | 610.6882
MsrNResSpltPkgAC-65to134-S13 | sim_annual | ESe | New | CZ01 | cDXGF | DXSZCap | 324.0565 | 149998.6 | 1254634.571 | 195048.5 | 0 | 287781.7 | 707374.371 | 6696.809 | 0 | 8762.771 | 48971.17
MsrNResSpltPkgAC-65to134-S13 | sim_annual | ESe | New | CZ02 | cDXGF | DXSZCap | 333.5909 | 149998.6 | 986998.593 | 195048.5 | 0 | 287781.7 | 374981.693 | 68987.47 | 0 | 6522.659 | 53677.28
MsrNResSpltPkgAC-65to134-S13 | sim_annual | ESe | New | CZ03 | cDXGF | DXSZCap | 358.835 | 149998.6 | 922202.449 | 195048.5 | 0 | 287781.7 | 339145.449 | 40275.09 | 0 | 3894.165 | 56058.22
MsrNResSpltPkgAC-65to134-S13 | sim_annual | ESe | New | CZ04 | cDXGF | DXSZCap | 343.329 | 149998.6 | 873652.9709 | 195048.5 | 0 | 287781.7 | 236372.2709 | 93465.67 | 0 | 3794.879 | 57190.65
MsrNResSpltPkgAC-65to134-S13 | sim_annual | ESe | New | CZ05 | cDXGF | DXSZCap | 347.4185 | 149998.6 | 881593.4708 | 195048.5 | 0 | 287781.7 | 284712.6708 | 55201.46 | 0 | 4340.076 | 54509.83
MsrNResSpltPkgAC-65to134-S13 | sim_annual | ESe | New | CZ06 | cDXGF | DXSZCap | 392.0317 | 149998.6 | 777072.53 | 195048.5 | 0 | 287781.7 | 118931.63 | 112366.9 | 0 | 1601.129 | 61343.25
MsrNResSpltPkgAC-65to134-S13 | sim_annual | ESe | New | CZ07 | cDXGF | DXSZCap | 385.5456 | 149998.6 | 740289.5172 | 195048.5 | 0 | 287781.7 | 101290.2172 | 94338.51 | 0 | 781.3549 | 61050.03
MsrNResSpltPkgAC-65to134-S13 | sim_annual | ESe | New | CZ08 | cDXGF | DXSZCap | 391.1735 | 149998.6 | 791383.8474 | 195048.5 | 0 | 287781.7 | 83546.5474 | 158653.5 | 0 | 1721.677 | 64632.74
MsrNResSpltPkgAC-65to134-S13 | sim_annual | ESe | New | CZ09 | cDXGF | DXSZCap | 489.7495 | 149998.6 | 822481.8163 | 195048.5 | 0 | 287781.7 | 117774.0163 | 142943.7 | 0 | 3091.264 | 75843.47
MsrNResSpltPkgAC-65to134-S13 | sim_annual | ESe | New | CZ10 | cDXGF | DXSZCap | 442.7415 | 149998.6 | 877574.007 | 195048.5 | 0 | 287781.7 | 151920.207 | 166776.8 | 0 | 4102.766 | 71944.88
MsrNResSpltPkgAC-65to134-S13 | sim_annual | ESe | New | CZ11 | cDXGF | DXSZCap | 420.2725 | 149998.6 | 1019430.216 | 195048.5 | 0 | 287781.7 | 314099.516 | 145173.3 | 0 | 7155.068 | 70172.51
MsrNResSpltPkgAC-65to134-S13 | sim_annual | ESe | New | CZ12 | cDXGF | DXSZCap | 375.8127 | 149998.6 | 986665.49 | 195048.5 | 0 | 287781.7 | 322220.89 | 111527.2 | 0 | 5938.679 | 64149.23
MsrNResSpltPkgAC-65to134-S13 | sim_annual | ESe | New | CZ13 | cDXGF | DXSZCap | 434.1521 | 149998.6 | 991588.9757 | 195048.5 | 0 | 287781.7 | 257396.0757 | 169892 | 0 | 6434.329 | 75037.16
MsrNResSpltPkgAC-65to134-S13 | sim_annual | ESe | New | CZ14 | cDXGF | DXSZCap | 461.6927 | 149998.6 | 968299.3635 | 195048.5 | 0 | 287781.7 | 259589.0635 | 143753.9 | 0 | 8156.755 | 73969.67
MsrNResSpltPkgAC-65to134-S13 | sim_annual | ESe | New | CZ15 | cDXGF | DXSZCap | 631.4677 | 149998.6 | 969465.109 | 195048.5 | 0 | 287781.7 | 38240.309 | 342698.6 | 0 | 2368.994 | 103327.7
MsrNResSpltPkgAC-65to134-S13 | sim_annual | ESe | New | CZ16 | cDXGF | DXSZCap | 376.9614 | 149998.6 | 1360399.074 | 195048.5 | 0 | 287781.7 | 762977.274 | 42040.99 | 0 | 11855.77 | 60695.38
MsrNResSpltPkgAC-65to134-S13 | sim_annual | EUn | New | CZ01 | cDXGF | DXSZCap | 1817.4452 | 930201.4 | 9338274.68 | 1432632 | 0 | 2778924 | 4276557.68 | 99098.42 | 0 | 49133.29 | 463188.3
MsrNResSpltPkgAC-65to134-S13 | sim_annual | EUn | New | CZ02 | cDXGF | DXSZCap | 1722.4889 | 930201.4 | 7995119.824 | 1432632 | 0 | 2778924 | 2359636.824 | 793398.3 | 0 | 33668.21 | 449929.9
MsrNResSpltPkgAC-65to134-S13 | sim_annual | EUn | New | CZ03 | cDXGF | DXSZCap | 1931.5734 | 930201.4 | 7347932.455 | 1432632 | 0 | 2778924 | 2062554.455 | 471694.1 | 0 | 20958.47 | 498882.9
MsrNResSpltPkgAC-65to134-S13 | sim_annual | EUn | New | CZ04 | cDXGF | DXSZCap | 1755.5845 | 930201.4 | 7260010.15 | 1432632 | 0 | 2778924 | 1467212.15 | 1020373 | 0 | 19398.64 | 470573.1
MsrNResSpltPkgAC-65to134-S13 | sim_annual | EUn | New | CZ05 | cDXGF | DXSZCap | 1890.6568 | 930201.4 | 7181432.403 | 1432632 | 0 | 2778924 | 1790895.403 | 570129.5 | 0 | 23617.18 | 500392.2
MsrNResSpltPkgAC-65to134-S13 | sim_annual | EUn | New | CZ06 | cDXGF | DXSZCap | 2035.8553 | 930201.4 | 6693547.688 | 1432632 | 0 | 2778924 | 752721.688 | 1195012 | 0 | 8314.701 | 503649.3
MsrNResSpltPkgAC-65to134-S13 | sim_annual | EUn | New | CZ07 | cDXGF | DXSZCap | 2004.7384 | 930201.4 | 6425662.119 | 1432632 | 0 | 2778924 | 686699.119 | 1007826 | 0 | 4062.842 | 499732.4
MsrNResSpltPkgAC-65to134-S13 | sim_annual | EUn | New | CZ08 | cDXGF | DXSZCap | 1928.5769 | 930201.4 | 6861589.417 | 1432632 | 0 | 2778924 | 582035.417 | 1537795 | 0 | 8487.955 | 501632.8
MsrNResSpltPkgAC-65to134-S13 | sim_annual | EUn | New | CZ09 | cDXGF | DXSZCap | 2407.7213 | 930201.4 | 7016532.081 | 1432632 | 0 | 2778924 | 711614.081 | 1462845 | 0 | 15196.52 | 586722.8
MsrNResSpltPkgAC-65to134-S13 | sim_annual | EUn | New | CZ10 | cDXGF | DXSZCap | 2207.9667 | 930201.4 | 7405264.939 | 1432632 | 0 | 2778924 | 922780.939 | 1637001 | 0 | 20458.87 | 560414.5
MsrNResSpltPkgAC-65to134-S13 | sim_annual | EUn | New | CZ11 | cDXGF | DXSZCap | 2123.0985 | 930201.4 | 8178084.16 | 1432632 | 0 | 2778924 | 1692110.16 | 1550836 | 0 | 36138.87 | 558197.4
MsrNResSpltPkgAC-65to134-S13 | sim_annual | EUn | New | CZ12 | cDXGF | DXSZCap | 1937.8622 | 930201.4 | 7941498.686 | 1432632 | 0 | 2778924 | 1818563.686 | 1241572 | 0 | 30613.91 | 521821.3
MsrNResSpltPkgAC-65to134-S13 | sim_annual | EUn | New | CZ13 | cDXGF | DXSZCap | 2197.4322 | 930201.4 | 8099017.281 | 1432632 | 0 | 2778924 | 1390905.281 | 1781025 | 0 | 32559.6 | 588436.8
MsrNResSpltPkgAC-65to134-S13 | sim_annual | EUn | New | CZ14 | cDXGF | DXSZCap | 2268.3581 | 930201.4 | 7899561.806 | 1432632 | 0 | 2778924 | 1397768.806 | 1549539 | 0 | 40070.98 | 577923.4
MsrNResSpltPkgAC-65to134-S13 | sim_annual | EUn | New | CZ15 | cDXGF | DXSZCap | 3067.3609 | 930201.4 | 8337682.764 | 1432632 | 0 | 2778924 | 219148.764 | 3117827 | 0 | 11507.26 | 767542.4
MsrNResSpltPkgAC-65to134-S13 | sim_annual | EUn | New | CZ16 | cDXGF | DXSZCap | 1970.4913 | 930201.4 | 10081442 | 1432632 | 0 | 2778924 | 4323508 | 536950.6 | 0 | 61966.95 | 533168.1
MsrNResSpltPkgAC-65to134-S13 | sim_annual | Gro | New | CZ01 | cDXGF | DXSZCap | 57.9723 | 50001 | 2000727.31 | 232299.7 | 0 | 248013.8 | 662376.31 | 289.2823 | 31550.54 | 219.2551 | 41410.19
MsrNResSpltPkgAC-65to134-S13 | sim_annual | Gro | New | CZ02 | cDXGF | DXSZCap | 100.3871 | 50001 | 1861149.551 | 232299.7 | 0 | 248013.8 | 465139.551 | 15930.74 | 57542.94 | 219.3302 | 47709.72
MsrNResSpltPkgAC-65to134-S13 | sim_annual | Gro | New | CZ03 | cDXGF | DXSZCap | 69.3919 | 50001 | 1823785.33 | 232299.7 | 0 | 248013.8 | 441495.33 | 5006.093 | 50209.76 | 219.3648 | 44522.8
MsrNResSpltPkgAC-65to134-S13 | sim_annual | Gro | New | CZ04 | cDXGF | DXSZCap | 90.5336 | 50001 | 1778461.073 | 232299.7 | 0 | 248013.8 | 354079.073 | 21740.2 | 69254.62 | 219.4102 | 47781.27
MsrNResSpltPkgAC-65to134-S13 | sim_annual | Gro | New | CZ05 | cDXGF | DXSZCap | 68.6597 | 50001 | 1808442.803 | 232299.7 | 0 | 248013.8 | 424577.803 | 5939.877 | 53491.44 | 219.3469 | 45421.68
MsrNResSpltPkgAC-65to134-S13 | sim_annual | Gro | New | CZ06 | cDXGF | DXSZCap | 84.6314 | 50001 | 1719285.8136 | 232299.7 | 0 | 248013.8 | 251843.8136 | 22328.85 | 78613.86 | 219.4325 | 45280.69
MsrNResSpltPkgAC-65to134-S13 | sim_annual | Gro | New | CZ07 | cDXGF | DXSZCap | 75.761 | 50001 | 1692055.3869 | 232299.7 | 0 | 248013.8 | 241415.3869 | 17001.26 | 76675.11 | 219.4084 | 44754.2
MsrNResSpltPkgAC-65to134-S13 | sim_annual | Gro | New | CZ08 | cDXGF | DXSZCap | 88.6922 | 50001 | 1704425.7455 | 232299.7 | 0 | 248013.8 | 220641.7455 | 37600.07 | 86943.46 | 219.4439 | 48871.98
MsrNResSpltPkgAC-65to134-S13 | sim_annual | Gro | New | CZ09 | cDXGF | DXSZCap | 81.2875 | 50001 | 1699428.3608 | 232299.7 | 0 | 248013.8 | 241738.3608 | 33720.54 | 83677.35 | 219.4351 | 48540.57
MsrNResSpltPkgAC-65to134-S13 | sim_annual | Gro | New | CZ10 | cDXGF | DXSZCap | 94.1659 | 50001 | 1737121.1569 | 232299.7 | 0 | 248013.8 | 260428.1569 | 42496.02 | 85788.52 | 219.4314 | 48716.18
MsrNResSpltPkgAC-65to134-S13 | sim_annual | Gro | New | CZ11 | cDXGF | DXSZCap | 99.7717 | 50001 | 1796617.721 | 232299.7 | 0 | 248013.8 | 344332.721 | 43370.61 | 80487 | 219.4145 | 47900.07
MsrNResSpltPkgAC-65to134-S13 | sim_annual | Gro | New | CZ12 | cDXGF | DXSZCap | 107.8925 | 50001 | 1806584.388 | 232299.7 | 0 | 248013.8 | 371792.388 | 30865.88 | 70864 | 219.3884 | 48449.15
MsrNResSpltPkgAC-65to134-S13 | sim_annual | Gro | New | CZ13 | cDXGF | DXSZCap | 113.233 | 50001 | 1783942.823 | 232299.7 | 0 | 248013.8 | 302730.823 | 51564.88 | 87548.33 | 219.3908 | 48090.63
MsrNResSpltPkgAC-65to134-S13 | sim_annual | Gro | New | CZ14 | cDXGF | DXSZCap | 92.6354 | 50001 | 1766914.931 | 232299.7 | 0 | 248013.8 | 340514.931 | 42283.87 | 80916.15 | 219.369 | 47718.57
MsrNResSpltPkgAC-65to134-S13 | sim_annual | Gro | New | CZ15 | cDXGF | DXSZCap | 123.766 | 50001 | 1557009.3123 | 232299.7 | 0 | 248013.8 | 119670.3123 | 98838.79 | 43066.32 | 219.4129 | 49686.87
MsrNResSpltPkgAC-65to134-S13 | sim_annual | Gro | New | CZ16 | cDXGF | DXSZCap | 60.3957 | 50001 | 1918841.931 | 232299.7 | 0 | 248013.8 | 591029.931 | 10058.41 | 48818.66 | 219.2762 | 44990.07
MsrNResSpltPkgAC-65to134-S13 | sim_annual | Hsp | New | CZ01 | cDXGF | DXSZCap | 680.4572 | 235501 | 3489382.992 | 848496.8 | 0 | 1266427 | 1010188.992 | 4859.381 | 0 | 18401.05 | 341013.7
MsrNResSpltPkgAC-65to134-S13 | sim_annual | Hsp | New | CZ02 | cDXGF | DXSZCap | 680.4571 | 235501 | 3279933.602 | 848496.8 | 0 | 1266427 | 647680.602 | 155873.7 | 0 | 13306.03 | 348153.7
MsrNResSpltPkgAC-65to134-S13 | sim_annual | Hsp | New | CZ03 | cDXGF | DXSZCap | 680.4571 | 235501 | 3009252.695 | 848496.8 | 0 | 1266427 | 466489.695 | 75111.5 | 0 | 7384.641 | 345347.2
MsrNResSpltPkgAC-65to134-S13 | sim_annual | Hsp | New | CZ04 | cDXGF | DXSZCap | 680.4571 | 235501 | 3085247.152 | 848496.8 | 0 | 1266427 | 396096.152 | 215613.3 | 0 | 7521.494 | 351096.4
MsrNResSpltPkgAC-65to134-S13 | sim_annual | Hsp | New | CZ05 | cDXGF | DXSZCap | 680.4571 | 235501 | 3004791.207 | 848496.8 | 0 | 1266427 | 443162.207 | 92311.12 | 0 | 8500.502 | 345897.6
MsrNResSpltPkgAC-65to134-S13 | sim_annual | Hsp | New | CZ06 | cDXGF | DXSZCap | 680.4572 | 235501 | 2913987.2068 | 848496.8 | 0 | 1266427 | 171366.2068 | 278542.2 | 0 | 2779.119 | 346380.3
MsrNResSpltPkgAC-65to134-S13 | sim_annual | Hsp | New | CZ07 | cDXGF | DXSZCap | 680.4571 | 235501 | 2814235.5253 | 848496.8 | 0 | 1266427 | 114232.5253 | 236089.9 | 0 | 1379.031 | 347613.6
MsrNResSpltPkgAC-65to134-S13 | sim_annual | Hsp | New | CZ08 | cDXGF | DXSZCap | 680.4571 | 235501 | 2964118.4186 | 848496.8 | 0 | 1266427 | 143136.4186 | 354008.9 | 0 | 2994.921 | 349058.4
MsrNResSpltPkgAC-65to134-S13 | sim_annual | Hsp | New | CZ09 | cDXGF | DXSZCap | 680.803 | 235501 | 2998572.9452 | 848496.8 | 0 | 1266427 | 203047.9452 | 327928.9 | 0 | 4297.18 | 348379.8
MsrNResSpltPkgAC-65to134-S13 | sim_annual | Hsp | New | CZ10 | cDXGF | DXSZCap | 680.6134 | 235501 | 3131363.9612 | 848496.8 | 0 | 1266427 | 286702.9612 | 372608.4 | 0 | 6307.082 | 350820.9
MsrNResSpltPkgAC-65to134-S13 | sim_annual | Hsp | New | CZ11 | cDXGF | DXSZCap | 680.4571 | 235501 | 3358716.297 | 848496.8 | 0 | 1266427 | 514985.297 | 365501.4 | 0 | 11584.87 | 351723.3
MsrNResSpltPkgAC-65to134-S13 | sim_annual | Hsp | New | CZ12 | cDXGF | DXSZCap | 680.4571 | 235501 | 3280724.319 | 848496.8 | 0 | 1266427 | 536214.319 | 265237.7 | 0 | 10753.24 | 353598.8
MsrNResSpltPkgAC-65to134-S13 | sim_annual | Hsp | New | CZ13 | cDXGF | DXSZCap | 680.4571 | 235501 | 3336838.417 | 848496.8 | 0 | 1266427 | 438758.417 | 418033.5 | 0 | 10084.78 | 355041.4
MsrNResSpltPkgAC-65to134-S13 | sim_annual | Hsp | New | CZ14 | cDXGF | DXSZCap | 680.4571 | 235501 | 3370480.825 | 848496.8 | 0 | 1266427 | 536343.825 | 355986.2 | 0 | 12021.74 | 351208.1
MsrNResSpltPkgAC-65to134-S13 | sim_annual | Hsp | New | CZ15 | cDXGF | DXSZCap | 712.7371 | 235501 | 3302987.0262 | 848496.8 | 0 | 1266427 | 81663.0262 | 748235.3 | 0 | 2673.887 | 355493.8
MsrNResSpltPkgAC-65to134-S13 | sim_annual | Hsp | New | CZ16 | cDXGF | DXSZCap | 680.4572 | 235501 | 3859789.468 | 848496.8 | 0 | 1266427 | 1254179.468 | 116501.5 | 0 | 21401.19 | 352786.5
MsrNResSpltPkgAC-65to134-S13 | sim_annual | Htl | New | CZ01 | cDXGF | DXSZCap | 56.2618 | 139998.9 | 993336.499 | 162049.9 | 0 | 293493.5 | 340771.599 | 50580.14 | 0 | 1521.445 | 40969.11
MsrNResSpltPkgAC-65to134-S13 | sim_annual | Htl | New | CZ02 | cDXGF | DXSZCap | 49.0808 | 139998.9 | 909402.9917 | 162049.9 | 0 | 293493.5 | 184032.3917 | 150482.3 | 0 | 959.4539 | 37012.41
MsrNResSpltPkgAC-65to134-S13 | sim_annual | Htl | New | CZ03 | cDXGF | DXSZCap | 59.0203 | 139998.9 | 834821.2376 | 162049.9 | 0 | 293493.5 | 180401.0376 | 115876.8 | 0 | 640.5167 | 42350.52
MsrNResSpltPkgAC-65to134-S13 | sim_annual | Htl | New | CZ04 | cDXGF | DXSZCap | 49.3005 | 139998.9 | 840597.7723 | 162049.9 | 0 | 293493.5 | 118679.9723 | 187834.7 | 0 | 544.8982 | 37494.25
MsrNResSpltPkgAC-65to134-S13 | sim_annual | Htl | New | CZ05 | cDXGF | DXSZCap | 58.5518 | 139998.9 | 840948.4354 | 162049.9 | 0 | 293493.5 | 173092.0354 | 124851.9 | 0 | 731.4509 | 42731.51
MsrNResSpltPkgAC-65to134-S13 | sim_annual | Htl | New | CZ06 | cDXGF | DXSZCap | 61.7378 | 139998.9 | 802824.0083 | 162049.9 | 0 | 293493.5 | 76737.6083 | 210679.3 | 0 | 252.1487 | 46111.03
MsrNResSpltPkgAC-65to134-S13 | sim_annual | Htl | New | CZ07 | cDXGF | DXSZCap | 60.9413 | 139998.9 | 761678.0891 | 162049.9 | 0 | 293493.5 | 61878.2891 | 189845.1 | 0 | 123.5047 | 45097.73
MsrNResSpltPkgAC-65to134-S13 | sim_annual | Htl | New | CZ08 | cDXGF | DXSZCap | 53.0608 | 139998.9 | 815690.8498 | 162049.9 | 0 | 293493.5 | 50489.3498 | 254766.7 | 0 | 233.4884 | 40312.94
MsrNResSpltPkgAC-65to134-S13 | sim_annual | Htl | New | CZ09 | cDXGF | DXSZCap | 70.7876 | 139998.9 | 847429.4414 | 162049.9 | 0 | 293493.5 | 72869.0414 | 251696.7 | 0 | 446.759 | 48493.05
MsrNResSpltPkgAC-65to134-S13 | sim_annual | Htl | New | CZ10 | cDXGF | DXSZCap | 63.6864 | 139998.9 | 893364.6239 | 162049.9 | 0 | 293493.5 | 85278.3239 | 272541.5 | 0 | 590.1043 | 46903.29
MsrNResSpltPkgAC-65to134-S13 | sim_annual | Htl | New | CZ11 | cDXGF | DXSZCap | 67.5535 | 139998.9 | 999923.3246 | 162049.9 | 0 | 293493.5 | 149594.7246 | 270702.1 | 0 | 1150.019 | 50644.13
MsrNResSpltPkgAC-65to134-S13 | sim_annual | Htl | New | CZ12 | cDXGF | DXSZCap | 60.7816 | 139998.9 | 936139.2633 | 162049.9 | 0 | 293493.5 | 146540.4633 | 220318.9 | 0 | 960.4243 | 45323.28
MsrNResSpltPkgAC-65to134-S13 | sim_annual | Htl | New | CZ13 | cDXGF | DXSZCap | 69.4543 | 139998.9 | 995994.2518 | 162049.9 | 0 | 293493.5 | 126966.4518 | 305279.8 | 0 | 1029.234 | 52521.23
MsrNResSpltPkgAC-65to134-S13 | sim_annual | Htl | New | CZ14 | cDXGF | DXSZCap | 69.0436 | 139998.9 | 997556.3702 | 162049.9 | 0 | 293493.5 | 141554.5702 | 272039.1 | 0 | 1219.7 | 51577.34
MsrNResSpltPkgAC-65to134-S13 | sim_annual | Htl | New | CZ15 | cDXGF | DXSZCap | 94.8929 | 139998.9 | 1059152.5511 | 162049.9 | 0 | 293493.5 | 36133.5511 | 494092.3 | 0 | 355.9444 | 64233.4
MsrNResSpltPkgAC-65to134-S13 | sim_annual | Htl | New | CZ16 | cDXGF | DXSZCap | 59.8926 | 139998.9 | 1221974.706 | 162049.9 | 0 | 293493.5 | 343701.306 | 131127.5 | 0 | 1883.698 | 52004.55
MsrNResSpltPkgAC-65to134-S13 | sim_annual | MBT | New | CZ01 | cDXGF | DXSZCap | 282.6957 | 199999.2 | 1584614.68 | 366189 | 0 | 737073.3 | 386103.68 | 22133.37 | 0 | 7637.129 | 65471.62
MsrNResSpltPkgAC-65to134-S13 | sim_annual | MBT | New | CZ02 | cDXGF | DXSZCap | 277.817 | 199999.2 | 1460152.667 | 366189 | 0 | 737073.3 | 180112.667 | 100957.4 | 0 | 5430.425 | 70383.57
MsrNResSpltPkgAC-65to134-S13 | sim_annual | MBT | New | CZ03 | cDXGF | DXSZCap | 295.3912 | 199999.2 | 1420544.7227 | 366189 | 0 | 737073.3 | 171423.7227 | 68660.82 | 0 | 3202.345 | 73989.68
MsrNResSpltPkgAC-65to134-S13 | sim_annual | MBT | New | CZ04 | cDXGF | DXSZCap | 275.9713 | 199999.2 | 1418072.7457 | 366189 | 0 | 737073.3 | 112709.7457 | 125919.8 | 0 | 3048.217 | 73126.9
MsrNResSpltPkgAC-65to134-S13 | sim_annual | MBT | New | CZ05 | cDXGF | DXSZCap | 292.5439 | 199999.2 | 1410771.6638 | 366189 | 0 | 737073.3 | 145215.6638 | 84707.08 | 0 | 3652.501 | 73929.23
MsrNResSpltPkgAC-65to134-S13 | sim_annual | MBT | New | CZ06 | cDXGF | DXSZCap | 317.1841 | 199999.2 | 1405943.844 | 366189 | 0 | 737073.3 | 65487.844 | 157605.2 | 0 | 1295.264 | 78288.11
MsrNResSpltPkgAC-65to134-S13 | sim_annual | MBT | New | CZ07 | cDXGF | DXSZCap | 313.2301 | 199999.2 | 1371302.2546 | 366189 | 0 | 737073.3 | 54431.2546 | 134036.5 | 0 | 634.7457 | 78932.3
MsrNResSpltPkgAC-65to134-S13 | sim_annual | MBT | New | CZ08 | cDXGF | DXSZCap | 316.5544 | 199999.2 | 1420198.4165 | 366189 | 0 | 737073.3 | 46994.4165 | 189070.5 | 0 | 1393.191 | 79472.7
MsrNResSpltPkgAC-65to134-S13 | sim_annual | MBT | New | CZ09 | cDXGF | DXSZCap | 375.7524 | 199999.2 | 1408683.203 | 366189 | 0 | 737073.3 | 49186.203 | 171105.2 | 0 | 2371.662 | 82751.8
MsrNResSpltPkgAC-65to134-S13 | sim_annual | MBT | New | CZ10 | cDXGF | DXSZCap | 347.8193 | 199999.2 | 1444403.9481 | 366189 | 0 | 737073.3 | 64650.9481 | 193182.2 | 0 | 3223.017 | 80079.57
MsrNResSpltPkgAC-65to134-S13 | sim_annual | MBT | New | CZ11 | cDXGF | DXSZCap | 379.858 | 199999.2 | 1523683.1892 | 366189 | 0 | 737073.3 | 150398.1892 | 178303.4 | 0 | 6467.07 | 85245.88
MsrNResSpltPkgAC-65to134-S13 | sim_annual | MBT | New | CZ12 | cDXGF | DXSZCap | 339.0397 | 199999.2 | 1478527.1339 | 366189 | 0 | 737073.3 | 148909.1339 | 142132.3 | 0 | 5357.475 | 78860.35
MsrNResSpltPkgAC-65to134-S13 | sim_annual | MBT | New | CZ13 | cDXGF | DXSZCap | 383.6154 | 199999.2 | 1519601.9054 | 366189 | 0 | 737073.3 | 125212.9054 | 197272.8 | 0 | 5685.293 | 88162.47
MsrNResSpltPkgAC-65to134-S13 | sim_annual | MBT | New | CZ14 | cDXGF | DXSZCap | 385.5739 | 199999.2 | 1520885.7408 | 366189 | 0 | 737073.3 | 142897.7408 | 182655.9 | 0 | 6811.953 | 85252.72
MsrNResSpltPkgAC-65to134-S13 | sim_annual | MBT | New | CZ15 | cDXGF | DXSZCap | 507.9292 | 199999.2 | 1591931.0899 | 366189 | 0 | 737073.3 | 18130.0899 | 356932.2 | 0 | 1905.533 | 111695.2
MsrNResSpltPkgAC-65to134-S13 | sim_annual | MBT | New | CZ16 | cDXGF | DXSZCap | 302.7153 | 199999.2 | 1707919.032 | 366189 | 0 | 737073.3 | 456501.032 | 64490.89 | 0 | 9518.533 | 74140.14
MsrNResSpltPkgAC-65to134-S13 | sim_annual | MLI | New | CZ01 | cDXGF | DXSZCap | 165.6159 | 100001.1 | 1007615.029 | 207088.4 | 0 | 280500.8 | 479011.929 | 1259.846 | 0 | 4478.616 | 35276.04
MsrNResSpltPkgAC-65to134-S13 | sim_annual | MLI | New | CZ02 | cDXGF | DXSZCap | 180.4639 | 100001.1 | 882192.745 | 207088.4 | 0 | 280500.8 | 321322.845 | 31867.35 | 0 | 3528.906 | 37884.48
MsrNResSpltPkgAC-65to134-S13 | sim_annual | MLI | New | CZ03 | cDXGF | DXSZCap | 188.0681 | 100001.1 | 797493.0476 | 207088.4 | 0 | 280500.8 | 257041.0476 | 12177.35 | 0 | 2041.005 | 38644.8
MsrNResSpltPkgAC-65to134-S13 | sim_annual | MLI | New | CZ04 | cDXGF | DXSZCap | 183.0038 | 100001.1 | 776971.1585 | 207088.4 | 0 | 280500.8 | 206062.3585 | 42595.52 | 0 | 2022.847 | 38701.5
MsrNResSpltPkgAC-65to134-S13 | sim_annual | MLI | New | CZ05 | cDXGF | DXSZCap | 186.0816 | 100001.1 | 791612.7979 | 207088.4 | 0 | 280500.8 | 246081.9979 | 17263.5 | 0 | 2324.602 | 38353.91
MsrNResSpltPkgAC-65to134-S13 | sim_annual | MLI | New | CZ06 | cDXGF | DXSZCap | 211.6486 | 100001.1 | 691123.4518 | 207088.4 | 0 | 280500.8 | 110617.0518 | 48974.98 | 0 | 864.4129 | 43078.35
MsrNResSpltPkgAC-65to134-S13 | sim_annual | MLI | New | CZ07 | cDXGF | DXSZCap | 200.6824 | 100001.1 | 656596.9497 | 207088.4 | 0 | 280500.8 | 89072.8497 | 38586.14 | 0 | 406.7072 | 40942.83
MsrNResSpltPkgAC-65to134-S13 | sim_annual | MLI | New | CZ08 | cDXGF | DXSZCap | 207.96 | 100001.1 | 706181.8962 | 207088.4 | 0 | 280500.8 | 97950.8962 | 76761.8 | 0 | 915.3004 | 42965.26
MsrNResSpltPkgAC-65to134-S13 | sim_annual | MLI | New | CZ09 | cDXGF | DXSZCap | 252.3316 | 100001.1 | 723581.9001 | 207088.4 | 0 | 280500.8 | 112135.7001 | 71259.15 | 0 | 1592.698 | 51006.04
MsrNResSpltPkgAC-65to134-S13 | sim_annual | MLI | New | CZ10 | cDXGF | DXSZCap | 233.4605 | 100001.1 | 762617.0959 | 207088.4 | 0 | 280500.8 | 140246.2959 | 84332.3 | 0 | 2163.427 | 48286.63
MsrNResSpltPkgAC-65to134-S13 | sim_annual | MLI | New | CZ11 | cDXGF | DXSZCap | 228.8713 | 100001.1 | 813256.3773 | 207088.4 | 0 | 280500.8 | 195412.2773 | 78387.06 | 0 | 3896.583 | 47972
MsrNResSpltPkgAC-65to134-S13 | sim_annual | MLI | New | CZ12 | cDXGF | DXSZCap | 220.7839 | 100001.1 | 831837.3767 | 207088.4 | 0 | 280500.8 | 237342.2767 | 57134.1 | 0 | 3489.054 | 46283.54
MsrNResSpltPkgAC-65to134-S13 | sim_annual | MLI | New | CZ13 | cDXGF | DXSZCap | 239.7735 | 100001.1 | 811698.0108 | 207088.4 | 0 | 280500.8 | 177263.7108 | 92321.31 | 0 | 3553.591 | 50970.64
MsrNResSpltPkgAC-65to134-S13 | sim_annual | MLI | New | CZ14 | cDXGF | DXSZCap | 231.9646 | 100001.1 | 811966.4569 | 207088.4 | 0 | 280500.8 | 192950.2569 | 79238.05 | 0 | 4098.169 | 48091.35
MsrNResSpltPkgAC-65to134-S13 | sim_annual | MLI | New | CZ15 | cDXGF | DXSZCap | 300.8152 | 100001.1 | 763920.9602 | 207088.4 | 0 | 280500.8 | 27623.3602 | 183969.3 | 0 | 1128.53 | 63611.23
MsrNResSpltPkgAC-65to134-S13 | sim_annual | MLI | New | CZ16 | cDXGF | DXSZCap | 173.901 | 100001.1 | 1002286.886 | 207088.4 | 0 | 280500.8 | 451865.186 | 20093.13 | 0 | 5469.401 | 37270.14
MsrNResSpltPkgAC-65to134-S13 | sim_annual | Mtl | New | CZ01 | cDXGF | DXSZCap | 8.0534 | 30000.07 | 126892.2566 | 24477.74 | 0 | 54573.23 | 12823.9566 | 8325.888 | 0 | 217.7797 | 5459.051
MsrNResSpltPkgAC-65to134-S13 | sim_annual | Mtl | New | CZ02 | cDXGF | DXSZCap | 5.9069 | 30000.07 | 134862.377 | 24477.74 | 0 | 54573.23 | 8445.977 | 26804 | 0 | 115.4916 | 5237.012
MsrNResSpltPkgAC-65to134-S13 | sim_annual | Mtl | New | CZ03 | cDXGF | DXSZCap | 8.4008 | 30000.07 | 118037.2932 | 24477.74 | 0 | 54573.23 | 4281.8932 | 21178.05 | 0 | 91.1692 | 5803.455
MsrNResSpltPkgAC-65to134-S13 | sim_annual | Mtl | New | CZ04 | cDXGF | DXSZCap | 6.0118 | 30000.07 | 130322.2242 | 24477.74 | 0 | 54573.23 | 4219.0242 | 34271.41 | 0 | 66.4448 | 5405.522
MsrNResSpltPkgAC-65to134-S13 | sim_annual | Mtl | New | CZ05 | cDXGF | DXSZCap | 8.3466 | 30000.07 | 120033.757 | 24477.74 | 0 | 54573.23 | 4494.9569 | 22809.72 | 0 | 104.2683 | 5863.449
MsrNResSpltPkgAC-65to134-S13 | sim_annual | Mtl | New | CZ06 | cDXGF | DXSZCap | 8.6456 | 30000.07 | 128645.5302 | 24477.74 | 0 | 54573.23 | 1068.9302 | 39642.53 | 0 | 35.3102 | 6529.516
MsrNResSpltPkgAC-65to134-S13 | sim_annual | Mtl | New | CZ07 | cDXGF | DXSZCap | 8.5889 | 30000.07 | 123603.1657 | 24477.74 | 0 | 54573.23 | 657.3657 | 35532.02 | 0 | 17.4064 | 6327.059
MsrNResSpltPkgAC-65to134-S13 | sim_annual | Mtl | New | CZ08 | cDXGF | DXSZCap | 6.3145 | 30000.07 | 135899.8286 | 24477.74 | 0 | 54573.23 | 1118.3286 | 47351.11 | 0 | 27.7913 | 5909.309
MsrNResSpltPkgAC-65to134-S13 | sim_annual | Mtl | New | CZ09 | cDXGF | DXSZCap | 7.7904 | 30000.07 | 136862.3687 | 24477.74 | 0 | 54573.23 | 1756.5687 | 46312.3 | 0 | 49.1719 | 6500.204
MsrNResSpltPkgAC-65to134-S13 | sim_annual | Mtl | New | CZ10 | cDXGF | DXSZCap | 7.309 | 30000.07 | 144191.1393 | 24477.74 | 0 | 54573.23 | 3022.2393 | 50052.36 | 0 | 67.7284 | 6586.872
MsrNResSpltPkgAC-65to134-S13 | sim_annual | Mtl | New | CZ11 | cDXGF | DXSZCap | 7.7063 | 30000.07 | 152296.5212 | 24477.74 | 0 | 54573.23 | 6659.4212 | 48242.56 | 0 | 131.1929 | 6912.328
MsrNResSpltPkgAC-65to134-S13 | sim_annual | Mtl | New | CZ12 | cDXGF | DXSZCap | 7.0302 | 30000.07 | 143928.0867 | 24477.74 | 0 | 54573.23 | 6779.4867 | 39778.21 | 0 | 111.0805 | 6325.445
MsrNResSpltPkgAC-65to134-S13 | sim_annual | Mtl | New | CZ13 | cDXGF | DXSZCap | 7.889 | 30000.07 | 156715.4505 | 24477.74 | 0 | 54573.23 | 5604.6505 | 55333.29 | 0 | 116.9043 | 7315.694
MsrNResSpltPkgAC-65to134-S13 | sim_annual | Mtl | New | CZ14 | cDXGF | DXSZCap | 7.7104 | 30000.07 | 153488.3966 | 24477.74 | 0 | 54573.23 | 6910.2966 | 48895.3 | 0 | 136.2027 | 6986.452
MsrNResSpltPkgAC-65to134-S13 | sim_annual | Mtl | New | CZ15 | cDXGF | DXSZCap | 10.3495 | 30000.07 | 179310.3522 | 24477.74 | 0 | 54573.23 | 456.3522 | 89306.72 | 0 | 38.8268 | 9482.429
MsrNResSpltPkgAC-65to134-S13 | sim_annual | Mtl | New | CZ16 | cDXGF | DXSZCap | 8.3915 | 30000.07 | 173722.8981 | 24477.74 | 0 | 54573.23 | 18774.0981 | 23068.69 | 0 | 263.9205 | 7555.038
MsrNResSpltPkgAC-65to134-S13 | sim_annual | Nrs | New | CZ01 | cDXGF | DXSZCap | 95.8925 | 60654.58 | 949725.8559 | 124089.5 | 0 | 419568.6 | 291293.6559 | 53922.94 | 0 | 2593.154 | 58181.26
MsrNResSpltPkgAC-65to134-S13 | sim_annual | Nrs | New | CZ02 | cDXGF | DXSZCap | 95.8925 | 60654.58 | 911979.4564 | 124089.5 | 0 | 419568.6 | 194128.5564 | 111433 | 0 | 1875.14 | 60883.89
MsrNResSpltPkgAC-65to134-S13 | sim_annual | Nrs | New | CZ03 | cDXGF | DXSZCap | 95.8925 | 60654.58 | 858392.8145 | 124089.5 | 0 | 419568.6 | 164629.8145 | 88948.91 | 0 | 1040.671 | 60111.89
MsrNResSpltPkgAC-65to134-S13 | sim_annual | Nrs | New | CZ04 | cDXGF | DXSZCap | 95.8925 | 60654.58 | 867567.6564 | 124089.5 | 0 | 419568.6 | 128789.5564 | 132224.9 | 0 | 1059.956 | 61834.79
MsrNResSpltPkgAC-65to134-S13 | sim_annual | Nrs | New | CZ05 | cDXGF | DXSZCap | 95.8925 | 60654.58 | 870865.2803 | 124089.5 | 0 | 419568.6 | 171407.0803 | 94284.22 | 0 | 1197.921 | 60316.86
MsrNResSpltPkgAC-65to134-S13 | sim_annual | Nrs | New | CZ06 | cDXGF | DXSZCap | 95.9031 | 60654.58 | 832456.3138 | 124089.5 | 0 | 419568.6 | 80272.2138 | 146254.8 | 0 | 391.6858 | 61879.09
MsrNResSpltPkgAC-65to134-S13 | sim_annual | Nrs | New | CZ07 | cDXGF | DXSZCap | 95.8925 | 60654.58 | 805555.4049 | 124089.5 | 0 | 419568.6 | 64978.4049 | 134995.7 | 0 | 194.338 | 61728.61
MsrNResSpltPkgAC-65to134-S13 | sim_annual | Nrs | New | CZ08 | cDXGF | DXSZCap | 95.9784 | 60654.58 | 849991.4196 | 124089.5 | 0 | 419568.6 | 74561.8196 | 168690.2 | 0 | 422.4322 | 62658.88
MsrNResSpltPkgAC-65to134-S13 | sim_annual | Nrs | New | CZ09 | cDXGF | DXSZCap | 96.9618 | 60654.58 | 853908.7598 | 124089.5 | 0 | 419568.6 | 83091.4598 | 164140.2 | 0 | 612.0139 | 62406.71
MsrNResSpltPkgAC-65to134-S13 | sim_annual | Nrs | New | CZ10 | cDXGF | DXSZCap | 96.2504 | 60654.58 | 882072.2535 | 124089.5 | 0 | 419568.6 | 99121.7535 | 175539.8 | 0 | 891.9313 | 62860.75
MsrNResSpltPkgAC-65to134-S13 | sim_annual | Nrs | New | CZ11 | cDXGF | DXSZCap | 96.5856 | 60654.58 | 927062.6374 | 124089.5 | 0 | 419568.6 | 149275.2374 | 169984.4 | 0 | 1644.387 | 62500.21
MsrNResSpltPkgAC-65to134-S13 | sim_annual | Nrs | New | CZ12 | cDXGF | DXSZCap | 96.122 | 60654.58 | 906034.7841 | 124089.5 | 0 | 419568.6 | 154558.5841 | 144087.2 | 0 | 1519.025 | 62211.95
MsrNResSpltPkgAC-65to134-S13 | sim_annual | Nrs | New | CZ13 | cDXGF | DXSZCap | 96.8785 | 60654.58 | 923741.2006 | 124089.5 | 0 | 419568.6 | 128361.6006 | 186959.5 | 0 | 1435.809 | 63326.05
MsrNResSpltPkgAC-65to134-S13 | sim_annual | Nrs | New | CZ14 | cDXGF | DXSZCap | 97.0515 | 60654.58 | 936762.3419 | 124089.5 | 0 | 419568.6 | 162022.6419 | 166952 | 0 | 1714.624 | 62412.22
MsrNResSpltPkgAC-65to134-S13 | sim_annual | Nrs | New | CZ15 | cDXGF | DXSZCap | 105.6352 | 60654.58 | 939016.3634 | 124089.5 | 0 | 419568.6 | 42354.2634 | 287166.8 | 0 | 396.2977 | 65440.77
MsrNResSpltPkgAC-65to134-S13 | sim_annual | Nrs | New | CZ16 | cDXGF | DXSZCap | 95.8925 | 60654.58 | 1002003.384 | 124089.5 | 0 | 419568.6 | 308994.284 | 83646.93 | 0 | 3015.958 | 60147.49
MsrNResSpltPkgAC-65to134-S13 | sim_annual | OfL | New | CZ01 | cDXGF | DXSZCap | 450.6168 | 174998.9 | 1401127.4297 | 289618.8 | 0 | 892052.4 | 104326.4297 | 15979.18 | 0 | 12185.64 | 86963.89
MsrNResSpltPkgAC-65to134-S13 | sim_annual | OfL | New | CZ02 | cDXGF | DXSZCap | 395.6083 | 174998.9 | 1483042.2479 | 289618.8 | 0 | 892052.4 | 54826.2479 | 149365.2 | 0 | 7735.461 | 89443.96
MsrNResSpltPkgAC-65to134-S13 | sim_annual | OfL | New | CZ03 | cDXGF | DXSZCap | 474.0528 | 174998.9 | 1409436.5834 | 289618.8 | 0 | 892052.4 | 34513.5834 | 88837.52 | 0 | 5144.637 | 99269.27
MsrNResSpltPkgAC-65to134-S13 | sim_annual | OfL | New | CZ04 | cDXGF | DXSZCap | 399.8437 | 174998.9 | 1485327.8417 | 289618.8 | 0 | 892052.4 | 23695.8417 | 181478.2 | 0 | 4419.453 | 94063.62
MsrNResSpltPkgAC-65to134-S13 | sim_annual | OfL | New | CZ05 | cDXGF | DXSZCap | 467.5803 | 174998.9 | 1424555.2571 | 289618.8 | 0 | 892052.4 | 19349.2571 | 118425.8 | 0 | 5841.168 | 99268.24
MsrNResSpltPkgAC-65to134-S13 | sim_annual | OfL | New | CZ06 | cDXGF | DXSZCap | 504.3779 | 174998.9 | 1518202.1985 | 289618.8 | 0 | 892052.4 | 5066.1985 | 223888.9 | 0 | 2059.974 | 105516.5
MsrNResSpltPkgAC-65to134-S13 | sim_annual | OfL | New | CZ07 | cDXGF | DXSZCap | 494.6015 | 174998.9 | 1477378.2742 | 289618.8 | 0 | 892052.4 | 2563.2742 | 186842.5 | 0 | 1002.37 | 105299.8
MsrNResSpltPkgAC-65to134-S13 | sim_annual | OfL | New | CZ08 | cDXGF | DXSZCap | 435.9831 | 174998.9 | 1554753.1457 | 289618.8 | 0 | 892052.4 | 3756.1457 | 268764.3 | 0 | 1918.882 | 98642.82
MsrNResSpltPkgAC-65to134-S13 | sim_annual | OfL | New | CZ09 | cDXGF | DXSZCap | 504.4364 | 174998.9 | 1547589.7489 | 289618.8 | 0 | 892052.4 | 6572.7489 | 248872.8 | 0 | 3183.962 | 107289.1
MsrNResSpltPkgAC-65to134-S13 | sim_annual | OfL | New | CZ10 | cDXGF | DXSZCap | 466.4735 | 174998.9 | 1579522.1449 | 289618.8 | 0 | 892052.4 | 12547.1449 | 276982.6 | 0 | 4322.667 | 103999.2
MsrNResSpltPkgAC-65to134-S13 | sim_annual | OfL | New | CZ11 | cDXGF | DXSZCap | 491.9068 | 174998.9 | 1621234.0738 | 289618.8 | 0 | 892052.4 | 71488.0738 | 250770.9 | 0 | 8374.737 | 108928.8
MsrNResSpltPkgAC-65to134-S13 | sim_annual | OfL | New | CZ12 | cDXGF | DXSZCap | 457.6764 | 174998.9 | 1556726.4268 | 289618.8 | 0 | 892052.4 | 57840.4268 | 205857.5 | 0 | 7232.42 | 104124.7
MsrNResSpltPkgAC-65to134-S13 | sim_annual | OfL | New | CZ13 | cDXGF | DXSZCap | 500.4507 | 174998.9 | 1629794.5666 | 289618.8 | 0 | 892052.4 | 51203.5666 | 275856.3 | 0 | 7416.843 | 113647.2
MsrNResSpltPkgAC-65to134-S13 | sim_annual | OfL | New | CZ14 | cDXGF | DXSZCap | 504.6265 | 174998.9 | 1609934.7992 | 289618.8 | 0 | 892052.4 | 48659.7992 | 261147.7 | 0 | 8915.305 | 109541.1
MsrNResSpltPkgAC-65to134-S13 | sim_annual | OfL | New | CZ15 | cDXGF | DXSZCap | 613.9324 | 174998.9 | 1800892.6928 | 289618.8 | 0 | 892052.4 | 2525.6928 | 479678.9 | 0 | 2303.214 | 134714.4
MsrNResSpltPkgAC-65to134-S13 | sim_annual | OfL | New | CZ16 | cDXGF | DXSZCap | 506.0633 | 174998.9 | 1650791.6168 | 289618.8 | 0 | 892052.4 | 247068.6168 | 97449.69 | 0 | 15916.34 | 108684.9
MsrNResSpltPkgAC-65to134-S13 | sim_annual | OfS | New | CZ01 | cDXGF | DXSZCap | 26.0929 | 10000.08 | 91828.4116 | 13865.43 | 0 | 42917.13 | 28522.9816 | 795.2998 | 0 | 705.614 | 5021.872
MsrNResSpltPkgAC-65to134-S13 | sim_annual | OfS | New | CZ02 | cDXGF | DXSZCap | 24.7148 | 10000.08 | 84530.5998 | 13865.43 | 0 | 42917.13 | 13728.4798 | 8190.223 | 0 | 483.2768 | 5345.989
MsrNResSpltPkgAC-65to134-S13 | sim_annual | OfS | New | CZ03 | cDXGF | DXSZCap | 27.9725 | 10000.08 | 79665.7749 | 13865.43 | 0 | 42917.13 | 12123.0449 | 4709.889 | 0 | 303.571 | 5746.605
MsrNResSpltPkgAC-65to134-S13 | sim_annual | OfS | New | CZ04 | cDXGF | DXSZCap | 25.2359 | 10000.08 | 80734.9913 | 13865.43 | 0 | 42917.13 | 7895.5413 | 10151.65 | 0 | 278.9435 | 5626.226
MsrNResSpltPkgAC-65to134-S13 | sim_annual | OfS | New | CZ05 | cDXGF | DXSZCap | 27.7085 | 10000.08 | 79373.7138 | 13865.43 | 0 | 42917.13 | 10375.5138 | 6138.887 | 0 | 346.1453 | 5730.519
MsrNResSpltPkgAC-65to134-S13 | sim_annual | OfS | New | CZ06 | cDXGF | DXSZCap | 29.9067 | 10000.08 | 79155.6787 | 13865.43 | 0 | 42917.13 | 3829.2287 | 12316 | 0 | 122.1445 | 6105.647
MsrNResSpltPkgAC-65to134-S13 | sim_annual | OfS | New | CZ07 | cDXGF | DXSZCap | 29.2656 | 10000.08 | 76029.4725 | 13865.43 | 0 | 42917.13 | 3020.1825 | 10127.36 | 0 | 59.3104 | 6039.971
MsrNResSpltPkgAC-65to134-S13 | sim_annual | OfS | New | CZ08 | cDXGF | DXSZCap | 27.822 | 10000.08 | 81561.9201 | 13865.43 | 0 | 42917.13 | 3390.1301 | 15330.19 | 0 | 122.4537 | 5936.493
MsrNResSpltPkgAC-65to134-S13 | sim_annual | OfS | New | CZ09 | cDXGF | DXSZCap | 32.0667 | 10000.08 | 81217.5133 | 13865.43 | 0 | 42917.13 | 3306.7834 | 14373.63 | 0 | 202.4028 | 6552.04
MsrNResSpltPkgAC-65to134-S13 | sim_annual | OfS | New | CZ10 | cDXGF | DXSZCap | 29.9349 | 10000.08 | 84021.3584 | 13865.43 | 0 | 42917.13 | 4455.0884 | 16140.66 | 0 | 277.3989 | 6365.557
MsrNResSpltPkgAC-65to134-S13 | sim_annual | OfS | New | CZ11 | cDXGF | DXSZCap | 31.4603 | 10000.08 | 91319.7479 | 13865.43 | 0 | 42917.13 | 12356.8179 | 14917.86 | 0 | 535.6157 | 6726.803
MsrNResSpltPkgAC-65to134-S13 | sim_annual | OfS | New | CZ12 | cDXGF | DXSZCap | 29.2526 | 10000.08 | 87584.5348 | 13865.43 | 0 | 42917.13 | 12047.8348 | 11922.22 | 0 | 462.2732 | 6369.552
MsrNResSpltPkgAC-65to134-S13 | sim_annual | OfS | New | CZ13 | cDXGF | DXSZCap | 32.4092 | 10000.08 | 91197.5061 | 13865.43 | 0 | 42917.13 | 10258.8061 | 16605.1 | 0 | 480.3229 | 7070.648
MsrNResSpltPkgAC-65to134-S13 | sim_annual | OfS | New | CZ14 | cDXGF | DXSZCap | 32.5404 | 10000.08 | 89717.6599 | 13865.43 | 0 | 42917.13 | 9958.3199 | 15568.12 | 0 | 574.897 | 6833.68
MsrNResSpltPkgAC-65to134-S13 | sim_annual | OfS | New | CZ15 | cDXGF | DXSZCap | 39.1776 | 10000.08 | 95581.6104 | 13865.43 | 0 | 42917.13 | 910.8904 | 29375 | 0 | 146.9774 | 8366.073
MsrNResSpltPkgAC-65to134-S13 | sim_annual | OfS | New | CZ16 | cDXGF | DXSZCap | 29.3936 | 10000.08 | 102945.2206 | 13865.43 | 0 | 42917.13 | 33517.5006 | 5477.427 | 0 | 924.4586 | 6243.218
MsrNResSpltPkgAC-65to134-S13 | sim_annual | RFF | New | CZ01 | cDXGF | DXSZCap | 5.9728 | 2500.053 | 60003.3425 | 7067.909 | 0 | 21389.11 | 29021.4625 | 149.4476 | 0 | 161.5166 | 2213.877
MsrNResSpltPkgAC-65to134-S13 | sim_annual | RFF | New | CZ02 | cDXGF | DXSZCap | 6.053 | 2500.053 | 51991.9059 | 7067.909 | 0 | 21389.11 | 17948.0959 | 3048.73 | 0 | 118.3646 | 2419.667
MsrNResSpltPkgAC-65to134-S13 | sim_annual | RFF | New | CZ03 | cDXGF | DXSZCap | 6.9739 | 2500.053 | 45635.1176 | 7067.909 | 0 | 21389.11 | 12970.4976 | 1551.577 | 0 | 75.6846 | 2580.328
MsrNResSpltPkgAC-65to134-S13 | sim_annual | RFF | New | CZ04 | cDXGF | DXSZCap | 6.2492 | 2500.053 | 46565.4592 | 7067.909 | 0 | 21389.11 | 11227.9592 | 4250.567 | 0 | 69.0761 | 2560.793
MsrNResSpltPkgAC-65to134-S13 | sim_annual | RFF | New | CZ05 | cDXGF | DXSZCap | 6.5687 | 2500.053 | 44213.0409 | 7067.909 | 0 | 21389.11 | 11311.1009 | 1883.535 | 0 | 82.0571 | 2479.284
MsrNResSpltPkgAC-65to134-S13 | sim_annual | RFF | New | CZ06 | cDXGF | DXSZCap | 7.7686 | 2500.053 | 40675.7468 | 7067.909 | 0 | 21389.11 | 4598.0168 | 4784.795 | 0 | 31.728 | 2804.141
MsrNResSpltPkgAC-65to134-S13 | sim_annual | RFF | New | CZ07 | cDXGF | DXSZCap | 7.5551 | 2500.053 | 38720.3098 | 7067.909 | 0 | 21389.11 | 3285.9598 | 4187.576 | 0 | 15.3112 | 2774.405
MsrNResSpltPkgAC-65to134-S13 | sim_annual | RFF | New | CZ08 | cDXGF | DXSZCap | 7.0016 | 2500.053 | 41812.2873 | 7067.909 | 0 | 21389.11 | 3749.7173 | 6820.056 | 0 | 30.8164 | 2754.629
MsrNResSpltPkgAC-65to134-S13 | sim_annual | RFF | New | CZ09 | cDXGF | DXSZCap | 9.1353 | 2500.053 | 42981.5885 | 7067.909 | 0 | 21389.11 | 4905.6785 | 6291.702 | 0 | 57.6613 | 3269.5
MsrNResSpltPkgAC-65to134-S13 | sim_annual | RFF | New | CZ10 | cDXGF | DXSZCap | 8.1946 | 2500.053 | 45511.3234 | 7067.909 | 0 | 21389.11 | 6638.6534 | 7249.854 | 0 | 75.9375 | 3089.816
MsrNResSpltPkgAC-65to134-S13 | sim_annual | RFF | New | CZ11 | cDXGF | DXSZCap | 8.7259 | 2500.053 | 52680.5216 | 7067.909 | 0 | 21389.11 | 13786.0016 | 7055.18 | 0 | 148.5605 | 3233.74
MsrNResSpltPkgAC-65to134-S13 | sim_annual | RFF | New | CZ12 | cDXGF | DXSZCap | 7.8925 | 2500.053 | 50616.9814 | 7067.909 | 0 | 21389.11 | 13694.7614 | 5311.55 | 0 | 124.7256 | 3028.882
MsrNResSpltPkgAC-65to134-S13 | sim_annual | RFF | New | CZ13 | cDXGF | DXSZCap | 8.9032 | 2500.053 | 51334.6293 | 7067.909 | 0 | 21389.11 | 11164.8793 | 8232.235 | 0 | 131.9511 | 3348.515
MsrNResSpltPkgAC-65to134-S13 | sim_annual | RFF | New | CZ14 | cDXGF | DXSZCap | 8.768 | 2500.053 | 50552.3546 | 7067.909 | 0 | 21389.11 | 12105.3946 | 6631.576 | 0 | 154.9053 | 3203.406
MsrNResSpltPkgAC-65to134-S13 | sim_annual | RFF | New | CZ15 | cDXGF | DXSZCap | 12.0769 | 2500.053 | 48884.6563 | 7067.909 | 0 | 21389.11 | 1610.9963 | 14529 | 0 | 45.3073 | 4242.319
MsrNResSpltPkgAC-65to134-S13 | sim_annual | RFF | New | CZ16 | cDXGF | DXSZCap | 7.0308 | 2500.053 | 63970.1291 | 7067.909 | 0 | 21389.11 | 30371.9991 | 2229.437 | 0 | 221.1275 | 2690.5
MsrNResSpltPkgAC-65to134-S13 | sim_annual | RSD | New | CZ01 | cDXGF | DXSZCap | 10.1412 | 5599.957 | 90333.4968 | 14258.23 | 0 | 36002.35 | 36682.8968 | 234.1957 | 0 | 274.218 | 2881.618
MsrNResSpltPkgAC-65to134-S13 | sim_annual | RSD | New | CZ02 | cDXGF | DXSZCap | 10.8296 | 5599.957 | 72407.3963 | 14258.23 | 0 | 36002.35 | 13401.5563 | 5284.199 | 0 | 211.7605 | 3249.344
MsrNResSpltPkgAC-65to134-S13 | sim_annual | RSD | New | CZ03 | cDXGF | DXSZCap | 11.2062 | 5599.957 | 67404.8846 | 14258.23 | 0 | 36002.35 | 10955.9146 | 2819.321 | 0 | 121.604 | 3247.483
MsrNResSpltPkgAC-65to134-S13 | sim_annual | RSD | New | CZ04 | cDXGF | DXSZCap | 10.8876 | 5599.957 | 68150.3974 | 14258.23 | 0 | 36002.35 | 7319.6674 | 7060.036 | 0 | 120.3331 | 3389.82
MsrNResSpltPkgAC-65to134-S13 | sim_annual | RSD | New | CZ05 | cDXGF | DXSZCap | 11.0077 | 5599.957 | 66029.9739 | 14258.23 | 0 | 36002.35 | 9172.4939 | 3252.972 | 0 | 137.5018 | 3206.443
MsrNResSpltPkgAC-65to134-S13 | sim_annual | RSD | New | CZ06 | cDXGF | DXSZCap | 12.4719 | 5599.957 | 64237.277 | 14258.23 | 0 | 36002.35 | 2125.577 | 8160.356 | 0 | 50.9337 | 3639.862
MsrNResSpltPkgAC-65to134-S13 | sim_annual | RSD | New | CZ07 | cDXGF | DXSZCap | 12.1245 | 5599.957 | 62177.0269 | 14258.23 | 0 | 36002.35 | 1388.3869 | 6885.6 | 0 | 24.5718 | 3617.925
MsrNResSpltPkgAC-65to134-S13 | sim_annual | RSD | New | CZ08 | cDXGF | DXSZCap | 12.8505 | 5599.957 | 66348.8883 | 14258.23 | 0 | 36002.35 | 1495.4383 | 10710.48 | 0 | 56.5591 | 3825.878
MsrNResSpltPkgAC-65to134-S13 | sim_annual | RSD | New | CZ09 | cDXGF | DXSZCap | 16.1835 | 5599.957 | 66348.5314 | 14258.23 | 0 | 36002.35 | 1372.8114 | 10202.72 | 0 | 102.1491 | 4410.335
MsrNResSpltPkgAC-65to134-S13 | sim_annual | RSD | New | CZ10 | cDXGF | DXSZCap | 14.6493 | 5599.957 | 69141.412 | 14258.23 | 0 | 36002.35 | 2882.602 | 11663.89 | 0 | 135.7519 | 4198.632
MsrNResSpltPkgAC-65to134-S13 | sim_annual | RSD | New | CZ11 | cDXGF | DXSZCap | 16.1588 | 5599.957 | 75948.472 | 14258.23 | 0 | 36002.35 | 9472.942 | 11479.39 | 0 | 275.1064 | 4460.539
MsrNResSpltPkgAC-65to134-S13 | sim_annual | RSD | New | CZ12 | cDXGF | DXSZCap | 14.2092 | 5599.957 | 72978.0179 | 14258.23 | 0 | 36002.35 | 9444.1079 | 8890.611 | 0 | 224.5468 | 4158.231
MsrNResSpltPkgAC-65to134-S13 | sim_annual | RSD | New | CZ13 | cDXGF | DXSZCap | 16.4391 | 5599.957 | 76256.4869 | 14258.23 | 0 | 36002.35 | 8010.4969 | 13121.96 | 0 | 243.6374 | 4619.851
MsrNResSpltPkgAC-65to134-S13 | sim_annual | RSD | New | CZ14 | cDXGF | DXSZCap | 16.5578 | 5599.957 | 74222.9839 | 14258.23 | 0 | 36002.35 | 8290.1039 | 10884.16 | 0 | 292.5307 | 4495.634
MsrNResSpltPkgAC-65to134-S13 | sim_annual | RSD | New | CZ15 | cDXGF | DXSZCap | 22.6084 | 5599.957 | 78926.4644 | 14258.23 | 0 | 36002.35 | 257.3544 | 22393.94 | 0 | 84.817 | 5929.837
MsrNResSpltPkgAC-65to134-S13 | sim_annual | RSD | New | CZ16 | cDXGF | DXSZCap | 11.6959 | 5599.957 | 97237.0465 | 14258.23 | 0 | 36002.35 | 39783.6865 | 3335.404 | 0 | 367.8419 | 3489.551
MsrNResSpltPkgAC-65to134-S13 | sim_annual | Rt3 | New | CZ01 | cDXGF | DXSZCap | 183.2832 | 120000.5 | 1136237.9541 | 514297.2 | 0 | 410310 | 141224.1541 | 12567.15 | 0 | 4956.355 | 52882.66
MsrNResSpltPkgAC-65to134-S13 | sim_annual | Rt3 | New | CZ02 | cDXGF | DXSZCap | 216.6909 | 120000.5 | 1198483.9813 | 514297.2 | 0 | 410310 | 91551.9813 | 108938.8 | 0 | 4237.3 | 69148.15
MsrNResSpltPkgAC-65to134-S13 | sim_annual | Rt3 | New | CZ03 | cDXGF | DXSZCap | 196.4645 | 120000.5 | 1113475.3698 | 514297.2 | 0 | 410310 | 56683.3698 | 66994.62 | 0 | 2132.127 | 63057.09
MsrNResSpltPkgAC-65to134-S13 | sim_annual | Rt3 | New | CZ04 | cDXGF | DXSZCap | 218.8477 | 120000.5 | 1184724.7392 | 514297.2 | 0 | 410310 | 44727.7392 | 140147.8 | 0 | 2419.056 | 72821.4
MsrNResSpltPkgAC-65to134-S13 | sim_annual | Rt3 | New | CZ05 | cDXGF | DXSZCap | 196.2452 | 120000.5 | 1105886.4569 | 514297.2 | 0 | 410310 | 35140.4569 | 80040.12 | 0 | 2451.566 | 63645.46
MsrNResSpltPkgAC-65to134-S13 | sim_annual | Rt3 | New | CZ06 | cDXGF | DXSZCap | 213.6132 | 120000.5 | 1169586.3001 | 514297.2 | 0 | 410310 | 9122.3001 | 166293.8 | 0 | 872.4364 | 68689.79
MsrNResSpltPkgAC-65to134-S13 | sim_annual | Rt3 | New | CZ07 | cDXGF | DXSZCap | 207.4575 | 120000.5 | 1146487.8818 | 514297.2 | 0 | 410310 | 3954.8818 | 148196.9 | 0 | 420.4382 | 69307.73
MsrNResSpltPkgAC-65to134-S13 | sim_annual | Rt3 | New | CZ08 | cDXGF | DXSZCap | 238.4913 | 120000.5 | 1220528.9032 | 514297.2 | 0 | 410310 | 6169.9032 | 211332.4 | 0 | 1049.679 | 77368.66
MsrNResSpltPkgAC-65to134-S13 | sim_annual | Rt3 | New | CZ09 | cDXGF | DXSZCap | 300.4501 | 120000.5 | 1225674.4763 | 514297.2 | 0 | 410310 | 13631.4763 | 196007.3 | 0 | 1896.415 | 89531.02
MsrNResSpltPkgAC-65to134-S13 | sim_annual | Rt3 | New | CZ10 | cDXGF | DXSZCap | 274.4497 | 120000.5 | 1259504.225 | 514297.2 | 0 | 410310 | 24936.225 | 221600.9 | 0 | 2543.264 | 85815.92
MsrNResSpltPkgAC-65to134-S13 | sim_annual | Rt3 | New | CZ11 | cDXGF | DXSZCap | 284.7825 | 120000.5 | 1282371.2596 | 514297.2 | 0 | 410310 | 61693.2596 | 203548.9 | 0 | 4848.458 | 87672.01
MsrNResSpltPkgAC-65to134-S13 | sim_annual | Rt3 | New | CZ12 | cDXGF | DXSZCap | 265.8926 | 120000.5 | 1261005.5348 | 514297.2 | 0 | 410310 | 81267.5348 | 165948.4 | 0 | 4201.927 | 84979.11
MsrNResSpltPkgAC-65to134-S13 | sim_annual | Rt3 | New | CZ13 | cDXGF | DXSZCap | 291.5044 | 120000.5 | 1311362.6493 | 514297.2 | 0 | 410310 | 59578.6493 | 230741.2 | 0 | 4320.281 | 92113.77
MsrNResSpltPkgAC-65to134-S13 | sim_annual | Rt3 | New | CZ14 | cDXGF | DXSZCap | 287.8143 | 120000.5 | 1258884.048 | 514297.2 | 0 | 410310 | 44107.048 | 198163.2 | 0 | 5084.88 | 86920.64
MsrNResSpltPkgAC-65to134-S13 | sim_annual | Rt3 | New | CZ15 | cDXGF | DXSZCap | 376.1739 | 120000.5 | 1429019.7857 | 514297.2 | 0 | 410310 | 994.7857 | 388063.6 | 0 | 1411.245 | 113942.4
MsrNResSpltPkgAC-65to134-S13 | sim_annual | Rt3 | New | CZ16 | cDXGF | DXSZCap | 199.8842 | 120000.5 | 1315360.1307 | 514297.2 | 0 | 410310 | 244104.1307 | 74881.81 | 0 | 6286.57 | 65479.84
MsrNResSpltPkgAC-65to134-S13 | sim_annual | RtL | New | CZ01 | cDXGF | DXSZCap | 157.004 | 129997 | 1227057.924 | 373221 | 0 | 557123.7 | 212737.924 | 25639.24 | 0 | 4244.345 | 54091.68
MsrNResSpltPkgAC-65to134-S13 | sim_annual | RtL | New | CZ02 | cDXGF | DXSZCap | 183.158 | 129997 | 1230441.2568 | 373221 | 0 | 557123.7 | 123563.2568 | 105439.2 | 0 | 3581.509 | 67513.11
MsrNResSpltPkgAC-65to134-S13 | sim_annual | RtL | New | CZ03 | cDXGF | DXSZCap | 163.4674 | 129997 | 1175741.2117 | 373221 | 0 | 557123.7 | 101623.2117 | 78290.48 | 0 | 1773.707 | 63709.13
MsrNResSpltPkgAC-65to134-S13 | sim_annual | RtL | New | CZ04 | cDXGF | DXSZCap | 180.4299 | 129997 | 1215232.1147 | 373221 | 0 | 557123.7 | 76944.1147 | 135665.7 | 0 | 1994.336 | 70283.59
MsrNResSpltPkgAC-65to134-S13 | sim_annual | RtL | New | CZ05 | cDXGF | DXSZCap | 162.922 | 129997 | 1176079.5739 | 373221 | 0 | 557123.7 | 91504.5739 | 88507.7 | 0 | 2035.034 | 63688.83
MsrNResSpltPkgAC-65to134-S13 | sim_annual | RtL | New | CZ06 | cDXGF | DXSZCap | 174.4976 | 129997 | 1210257.3572 | 373221 | 0 | 557123.7 | 44735.3572 | 165769.9 | 0 | 712.6063 | 68695.27
MsrNResSpltPkgAC-65to134-S13 | sim_annual | RtL | New | CZ07 | cDXGF | DXSZCap | 171.1061 | 129997 | 1184215.0096 | 373221 | 0 | 557123.7 | 37301.0096 | 147314.2 | 0 | 346.7675 | 68909.23
MsrNResSpltPkgAC-65to134-S13 | sim_annual | RtL | New | CZ08 | cDXGF | DXSZCap | 208.0831 | 129997 | 1236768.8748 | 373221 | 0 | 557123.7 | 34791.8748 | 194833.5 | 0 | 915.8405 | 75883.16
MsrNResSpltPkgAC-65to134-S13 | sim_annual | RtL | New | CZ09 | cDXGF | DXSZCap | 254.6086 | 129997 | 1234037.7301 | 373221 | 0 | 557123.7 | 37628.7301 | 178798.7 | 0 | 1607.072 | 85659.24
MsrNResSpltPkgAC-65to134-S13 | sim_annual | RtL | New | CZ10 | cDXGF | DXSZCap | 232.5705 | 129997 | 1267405.0423 | 373221 | 0 | 557123.7 | 50701.0423 | 202214.3 | 0 | 2155.174 | 81990.73
MsrNResSpltPkgAC-65to134-S13 | sim_annual | RtL | New | CZ11 | cDXGF | DXSZCap | 245.9736 | 129997 | 1312731.4489 | 373221 | 0 | 557123.7 | 98646.4489 | 194346.4 | 0 | 4187.74 | 85206.74
MsrNResSpltPkgAC-65to134-S13 | sim_annual | RtL | New | CZ12 | cDXGF | DXSZCap | 224.2521 | 129997 | 1273311.6698 | 373221 | 0 | 557123.7 | 103006.6698 | 155063.2 | 0 | 3543.841 | 81354.29
MsrNResSpltPkgAC-65to134-S13 | sim_annual | RtL | New | CZ13 | cDXGF | DXSZCap | 250.6021 | 129997 | 1323864.3676 | 373221 | 0 | 557123.7 | 83069.3676 | 218095.7 | 0 | 3714.094 | 88640.62
MsrNResSpltPkgAC-65to134-S13 | sim_annual | RtL | New | CZ14 | cDXGF | DXSZCap | 250.5728 | 129997 | 1301344.4136 | 373221 | 0 | 557123.7 | 91924.4136 | 189129.8 | 0 | 4426.922 | 85518.78
MsrNResSpltPkgAC-65to134-S13 | sim_annual | RtL | New | CZ15 | cDXGF | DXSZCap | 334.9276 | 129997 | 1424129.7054 | 373221 | 0 | 557123.7 | 12940.7054 | 366918.2 | 0 | 1256.504 | 112670.3
MsrNResSpltPkgAC-65to134-S13 | sim_annual | RtL | New | CZ16 | cDXGF | DXSZCap | 165.3557 | 129997 | 1372132.092 | 373221 | 0 | 557123.7 | 303092.092 | 71672.48 | 0 | 5199.423 | 61823.77
MsrNResSpltPkgAC-65to134-S13 | sim_annual | RtS | New | CZ01 | cDXGF | DXSZCap | 12.2437 | 7999.929 | 82754.5928 | 18024.85 | 0 | 21490.53 | 39294.1128 | 272.7356 | 0 | 331.0975 | 3341.31
MsrNResSpltPkgAC-65to134-S13 | sim_annual | RtS | New | CZ02 | cDXGF | DXSZCap | 13.9022 | 7999.929 | 70764.3057 | 18024.85 | 0 | 21490.53 | 21280.6457 | 5606.44 | 0 | 271.8519 | 4090.068
MsrNResSpltPkgAC-65to134-S13 | sim_annual | RtS | New | CZ03 | cDXGF | DXSZCap | 13.1434 | 7999.929 | 63869.5559 | 18024.85 | 0 | 21490.53 | 17618.0959 | 2784.363 | 0 | 142.6386 | 3809.137
MsrNResSpltPkgAC-65to134-S13 | sim_annual | RtS | New | CZ04 | cDXGF | DXSZCap | 14.3381 | 7999.929 | 64927.9443 | 18024.85 | 0 | 21490.53 | 13527.4643 | 7393.772 | 0 | 158.488 | 4332.898
MsrNResSpltPkgAC-65to134-S13 | sim_annual | RtS | New | CZ05 | cDXGF | DXSZCap | 13.0152 | 7999.929 | 60358.3332 | 18024.85 | 0 | 21490.53 | 13433.8332 | 3451.984 | 0 | 162.5902 | 3794.6
MsrNResSpltPkgAC-65to134-S13 | sim_annual | RtS | New | CZ06 | cDXGF | DXSZCap | 14.1948 | 7999.929 | 58046.8863 | 18024.85 | 0 | 21490.53 | 6031.0563 | 8320.153 | 0 | 57.9742 | 4122.389
MsrNResSpltPkgAC-65to134-S13 | sim_annual | RtS | New | CZ07 | cDXGF | DXSZCap | 13.9158 | 7999.929 | 55507.7729 | 18024.85 | 0 | 21490.53 | 4868.2829 | 6995.508 | 0 | 28.2022 | 4100.454
MsrNResSpltPkgAC-65to134-S13 | sim_annual | RtS | New | CZ08 | cDXGF | DXSZCap | 16.0267 | 7999.929 | 60553.0706 | 18024.85 | 0 | 21490.53 | 4589.6106 | 11662.17 | 0 | 70.5389 | 4715.417
MsrNResSpltPkgAC-65to134-S13 | sim_annual | RtS | New | CZ09 | cDXGF | DXSZCap | 19.9987 | 7999.929 | 62109.8232 | 18024.85 | 0 | 21490.53 | 5804.5732 | 11072.53 | 0 | 126.23 | 5591.16
MsrNResSpltPkgAC-65to134-S13 | sim_annual | RtS | New | CZ10 | cDXGF | DXSZCap | 18.3641 | 7999.929 | 65505.8018 | 18024.85 | 0 | 21490.53 | 7743.3718 | 12748.13 | 0 | 170.175 | 5328.806
MsrNResSpltPkgAC-65to134-S13 | sim_annual | RtS | New | CZ11 | cDXGF | DXSZCap | 19.1584 | 7999.929 | 76578.837 | 18024.85 | 0 | 21490.53 | 18855.177 | 12308.02 | 0 | 326.1738 | 5574.141
MsrNResSpltPkgAC-65to134-S13 | sim_annual | RtS | New | CZ12 | cDXGF | DXSZCap | 17.4503 | 7999.929 | 73261.7277 | 18024.85 | 0 | 21490.53 | 18862.3878 | 9426.2 | 0 | 275.7677 | 5182.05
MsrNResSpltPkgAC-65to134-S13 | sim_annual | RtS | New | CZ13 | cDXGF | DXSZCap | 19.8007 | 7999.929 | 75296.6978 | 18024.85 | 0 | 21490.53 | 15559.6478 | 14053.71 | 0 | 293.4589 | 5874.582
MsrNResSpltPkgAC-65to134-S13 | sim_annual | RtS | New | CZ14 | cDXGF | DXSZCap | 19.4239 | 7999.929 | 72022.0845 | 18024.85 | 0 | 21490.53 | 14660.2345 | 11945.53 | 0 | 343.1669 | 5557.821
MsrNResSpltPkgAC-65to134-S13 | sim_annual | RtS | New | CZ15 | cDXGF | DXSZCap | 25.8874 | 7999.929 | 74122.4489 | 18024.85 | 0 | 21490.53 | 1683.5789 | 25314.12 | 0 | 97.1186 | 7512.318
MsrNResSpltPkgAC-65to134-S13 | sim_annual | RtS | New | CZ16 | cDXGF | DXSZCap | 13.5334 | 7999.929 | 92572.7059 | 18024.85 | 0 | 21490.53 | 44757.5959 | 3785.39 | 0 | 425.644 | 4088.745
MsrNResSpltPkgAC-65to134-S13 | sim_annual | SCn | New | CZ01 | cDXGF | DXSZCap | 310.218 | 250000.3 | 1897103.276 | 262734.3 | 0 | 311499.4 | 1229027.176 | 1234.141 | 0 | 8389.008 | 84217.2
MsrNResSpltPkgAC-65to134-S13 | sim_annual | SCn | New | CZ02 | cDXGF | DXSZCap | 205.1262 | 250000.3 | 1339334.312 | 262734.3 | 0 | 311499.4 | 680458.512 | 26150.81 | 0 | 4011.069 | 54477.67
MsrNResSpltPkgAC-65to134-S13 | sim_annual | SCn | New | CZ03 | cDXGF | DXSZCap | 317.3705 | 250000.3 | 1273226.335 | 262734.3 | 0 | 311499.4 | 601381.035 | 8700.075 | 0 | 3444.248 | 85464.43
MsrNResSpltPkgAC-65to134-S13 | sim_annual | SCn | New | CZ04 | cDXGF | DXSZCap | 203.823 | 250000.3 | 1169272.85 | 262734.3 | 0 | 311499.4 | 494833.05 | 41290.91 | 0 | 2252.932 | 56659.64
MsrNResSpltPkgAC-65to134-S13 | sim_annual | SCn | New | CZ05 | cDXGF | DXSZCap | 313.4003 | 250000.3 | 1159407.288 | 262734.3 | 0 | 311499.4 | 497108.488 | 10601.87 | 0 | 3915.103 | 73545.81
MsrNResSpltPkgAC-65to134-S13 | sim_annual | SCn | New | CZ06 | cDXGF | DXSZCap | 317.6572 | 250000.3 | 959046.411 | 262734.3 | 0 | 311499.4 | 261012.311 | 36851.24 | 0 | 1297.372 | 85648.95
MsrNResSpltPkgAC-65to134-S13 | sim_annual | SCn | New | CZ07 | cDXGF | DXSZCap | 309.1921 | 250000.3 | 913029.665 | 262734.3 | 0 | 311499.4 | 226988.565 | 27899.63 | 0 | 626.6156 | 83278.27
MsrNResSpltPkgAC-65to134-S13 | sim_annual | SCn | New | CZ08 | cDXGF | DXSZCap | 253.2835 | 250000.3 | 938446.2086 | 262734.3 | 0 | 311499.4 | 210330.1086 | 84313.06 | 0 | 1114.784 | 68451.66
MsrNResSpltPkgAC-65to134-S13 | sim_annual | SCn | New | CZ09 | cDXGF | DXSZCap | 309.5501 | 250000.3 | 967141.4149 | 262734.3 | 0 | 311499.4 | 232565.6149 | 77491.22 | 0 | 1953.857 | 80894
MsrNResSpltPkgAC-65to134-S13 | sim_annual | SCn | New | CZ10 | cDXGF | DXSZCap | 278.1138 | 250000.3 | 1035330.7859 | 262734.3 | 0 | 311499.4 | 282242.8859 | 101759.2 | 0 | 2577.212 | 74514.99
MsrNResSpltPkgAC-65to134-S13 | sim_annual | SCn | New | CZ11 | cDXGF | DXSZCap | 291.5926 | 250000.3 | 1308052.536 | 262734.3 | 0 | 311499.4 | 533949.136 | 114615.3 | 0 | 4964.422 | 80287.77
MsrNResSpltPkgAC-65to134-S13 | sim_annual | SCn | New | CZ12 | cDXGF | DXSZCap | 267.9905 | 250000.3 | 1271474.907 | 262734.3 | 0 | 311499.4 | 550751.807 | 69090.78 | 0 | 4235.045 | 73161.04
MsrNResSpltPkgAC-65to134-S13 | sim_annual | SCn | New | CZ13 | cDXGF | DXSZCap | 300.5129 | 250000.3 | 1249292.543 | 262734.3 | 0 | 311499.4 | 453725.443 | 133487 | 0 | 4453.808 | 83390.59
MsrNResSpltPkgAC-65to134-S13 | sim_annual | SCn | New | CZ14 | cDXGF | DXSZCap | 289.282 | 250000.3 | 1269290.292 | 262734.3 | 0 | 311499.4 | 493014.692 | 117597.4 | 0 | 5110.809 | 79331.2
MsrNResSpltPkgAC-65to134-S13 | sim_annual | SCn | New | CZ15 | cDXGF | DXSZCap | 422.8583 | 250000.3 | 1056265.4167 | 262734.3 | 0 | 311499.4 | 77622.1167 | 288541.5 | 0 | 1586.384 | 114279.5
MsrNResSpltPkgAC-65to134-S13 | sim_annual | SCn | New | CZ16 | cDXGF | DXSZCap | 319.9169 | 250000.3 | 1876640.319 | 262734.3 | 0 | 311499.4 | 1182953.219 | 22379.59 | 0 | 10061.78 | 87009.38
MsrNResSpltPkgAC-65to134-S13 | sim_annual | WRf | New | CZ01 | cDXGF | DXSZCap | 9.4835 | 99998.18 | 3263296.4529 | 237523.4 | 0 | 52954.79 | 16497.4529 | 1615.641 | 100177 | 0 | 1317521
MsrNResSpltPkgAC-65to134-S13 | sim_annual | WRf | New | CZ02 | cDXGF | DXSZCap | 12.1218 | 99998.18 | 3319777.5768 | 237523.4 | 0 | 52954.79 | 13401.5768 | 6585.617 | 106836.5 | 0 | 1317931
MsrNResSpltPkgAC-65to134-S13 | sim_annual | WRf | New | CZ03 | cDXGF | DXSZCap | 10.5269 | 99998.18 | 3375888.5108 | 237523.4 | 0 | 52954.79 | 14137.5108 | 5120.021 | 109571.4 | 0 | 1317821
MsrNResSpltPkgAC-65to134-S13 | sim_annual | WRf | New | CZ04 | cDXGF | DXSZCap | 12.5255 | 99998.18 | 3381855.8635 | 237523.4 | 0 | 52954.79 | 12866.8635 | 8058.096 | 112620.4 | 0 | 1318163
MsrNResSpltPkgAC-65to134-S13 | sim_annual | WRf | New | CZ05 | cDXGF | DXSZCap | 10.2444 | 99998.18 | 3348291.765 | 237523.4 | 0 | 52954.79 | 13545.765 | 6134.219 | 108015.9 | 0 | 1317851
MsrNResSpltPkgAC-65to134-S13 | sim_annual | WRf | New | CZ06 | cDXGF | DXSZCap | 11.5321 | 99998.18 | 3529920.0396 | 237523.4 | 0 | 52954.79 | 12183.0396 | 10556.54 | 126763.8 | 0 | 1318324
MsrNResSpltPkgAC-65to134-S13 | sim_annual | WRf | New | CZ07 | cDXGF | DXSZCap | 11.1564 | 99998.18 | 3477897.2373 | 237523.4 | 0 | 52954.79 | 12498.2373 | 9331.244 | 121503 | 0 | 1318318
MsrNResSpltPkgAC-65to134-S13 | sim_annual | WRf | New | CZ08 | cDXGF | DXSZCap | 13.0915 | 99998.18 | 3462548.8443 | 237523.4 | 0 | 52954.79 | 10790.8443 | 11697.49 | 121653.4 | 0 | 1318463
MsrNResSpltPkgAC-65to134-S13 | sim_annual | WRf | New | CZ09 | cDXGF | DXSZCap | 11.2365 | 99998.18 | 3389075.6332 | 237523.4 | 0 | 52954.79 | 11467.6332 | 10408.07 | 114021.6 | 0 | 1318712
MsrNResSpltPkgAC-65to134-S13 | sim_annual | WRf | New | CZ10 | cDXGF | DXSZCap | 11.7351 | 99998.18 | 3402231.9092 | 237523.4 | 0 | 52954.79 | 10877.9092 | 11361.75 | 116040.6 | 0 | 1318816
MsrNResSpltPkgAC-65to134-S13 | sim_annual | WRf | New | CZ11 | cDXGF | DXSZCap | 13.7343 | 99998.18 | 3377873.4003 | 237523.4 | 0 | 52954.79 | 12058.4004 | 10231.51 | 112125.7 | 0 | 1318477
MsrNResSpltPkgAC-65to134-S13 | sim_annual | WRf | New | CZ12 | cDXGF | DXSZCap | 12.1472 | 99998.18 | 3361012.1903 | 237523.4 | 0 | 52954.79 | 12653.1903 | 8657.302 | 111471.6 | 0 | 1318260
MsrNResSpltPkgAC-65to134-S13 | sim_annual | WRf | New | CZ13 | cDXGF | DXSZCap | 12.7008 | 99998.18 | 3391625.8844 | 237523.4 | 0 | 52954.79 | 11111.8844 | 11142.13 | 115387 | 0 | 1318614
MsrNResSpltPkgAC-65to134-S13 | sim_annual | WRf | New | CZ14 | cDXGF | DXSZCap | 12.1977 | 99998.18 | 3375928.9085 | 237523.4 | 0 | 52954.79 | 11649.9085 | 10698.19 | 107559.6 | 0 | 1318545
MsrNResSpltPkgAC-65to134-S13 | sim_annual | WRf | New | CZ15 | cDXGF | DXSZCap | 14.4557 | 99998.18 | 3486510.7138 | 237523.4 | 0 | 52954.79 | 7397.7138 | 18823.88 | 124491.5 | 0 | 1319495
MsrNResSpltPkgAC-65to134-S13 | sim_annual | WRf | New | CZ16 | cDXGF | DXSZCap | 9.3788 | 99998.18 | 3197990.4961 | 237523.4 | 0 | 52954.79 | 16902.4961 | 4326.208 | 93904.73 | 0 | 1317939
MsrNResSpltPkgAC-65to134-S13 | sim_annual | Asm | 1975 | CZ01 | cDXGF | DXSZCap | 358.2179 | 100002.1 | 1936493.173 | 156215.1 | 0 | 421213.5 | 1258833.773 | 11043.57 | 0 | 9686.963 | 79501.11
MsrNResSpltPkgAC-65to134-S13 | sim_annual | Asm | 1975 | CZ02 | cDXGF | DXSZCap | 337.2778 | 100002.1 | 1576774.265 | 156215.1 | 0 | 421213.5 | 752571.965 | 160423.3 | 0 | 6595.201 | 79756.21
MsrNResSpltPkgAC-65to134-S13 | sim_annual | Asm | 1975 | CZ03 | cDXGF | DXSZCap | 386.3116 | 100002.1 | 1309547.069 | 156215.1 | 0 | 421213.5 | 549677.669 | 87194.65 | 0 | 4192.446 | 91054.68
MsrNResSpltPkgAC-65to134-S13 | sim_annual | Asm | 1975 | CZ04 | cDXGF | DXSZCap | 336.8842 | 100002.1 | 1356749.369 | 156215.1 | 0 | 421213.5 | 493919.769 | 200081.6 | 0 | 3723.73 | 81596.31
MsrNResSpltPkgAC-65to134-S13 | sim_annual | Asm | 1975 | CZ05 | cDXGF | DXSZCap | 375.526 | 100002.1 | 1270443.281 | 156215.1 | 0 | 421213.5 | 493827.181 | 106837.2 | 0 | 4691.203 | 87659.95
MsrNResSpltPkgAC-65to134-S13 | sim_annual | Asm | 1975 | CZ06 | cDXGF | DXSZCap | 407.5655 | 100002.1 | 1088042.4524 | 156215.1 | 0 | 421213.5 | 191776.3524 | 221774.5 | 0 | 1664.571 | 95399.04
MsrNResSpltPkgAC-65to134-S13 | sim_annual | Asm | 1975 | CZ07 | cDXGF | DXSZCap | 395.4201 | 100002.1 | 1016482.1915 | 156215.1 | 0 | 421213.5 | 161755.1915 | 182710.7 | 0 | 801.3674 | 93787.1
MsrNResSpltPkgAC-65to134-S13 | sim_annual | Asm | 1975 | CZ08 | cDXGF | DXSZCap | 365.8251 | 100002.1 | 1133860.0598 | 156215.1 | 0 | 421213.5 | 177994.1598 | 288986.8 | 0 | 1610.112 | 87841.11
MsrNResSpltPkgAC-65to134-S13 | sim_annual | Asm | 1975 | CZ09 | cDXGF | DXSZCap | 471.6985 | 100002.1 | 1165674.4916 | 156215.1 | 0 | 421213.5 | 193579.5916 | 284321.6 | 0 | 2977.322 | 107368.4
MsrNResSpltPkgAC-65to134-S13 | sim_annual | Asm | 1975 | CZ10 | cDXGF | DXSZCap | 429.1116 | 100002.1 | 1262189.7692 | 156215.1 | 0 | 421213.5 | 252379.7692 | 326027.8 | 0 | 3976.473 | 102378.5
MsrNResSpltPkgAC-65to134-S13 | sim_annual | Asm | 1975 | CZ11 | cDXGF | DXSZCap | 475.991 | 100002.1 | 1595927.364 | 156215.1 | 0 | 421213.5 | 573151.364 | 324898.4 | 0 | 8103.809 | 112345.7
MsrNResSpltPkgAC-65to134-S13 | sim_annual | Asm | 1975 | CZ12 | cDXGF | DXSZCap | 424.3747 | 100002.1 | 1482161.397 | 156215.1 | 0 | 421213.5 | 539480.097 | 254953.6 | 0 | 6706.316 | 103593.6
MsrNResSpltPkgAC-65to134-S13 | sim_annual | Asm | 1975 | CZ13 | cDXGF | DXSZCap | 479.8434 | 100002.1 | 1519761.084 | 156215.1 | 0 | 421213.5 | 455084.084 | 364680.1 | 0 | 7111.539 | 115457.9
MsrNResSpltPkgAC-65to134-S13 | sim_annual | Asm | 1975 | CZ14 | cDXGF | DXSZCap | 481.9103 | 100002.1 | 1499926.294 | 156215.1 | 0 | 421213.5 | 487012.294 | 314628.5 | 0 | 8513.922 | 112344.2
MsrNResSpltPkgAC-65to134-S13 | sim_annual | Asm | 1975 | CZ15 | cDXGF | DXSZCap | 636.8863 | 100002.1 | 1445153.5573 | 156215.1 | 0 | 421213.5 | 96366.5573 | 622443 | 0 | 2389.327 | 146527.3
MsrNResSpltPkgAC-65to134-S13 | sim_annual | Asm | 1975 | CZ16 | cDXGF | DXSZCap | 415.6056 | 100002.1 | 2225380.068 | 156215.1 | 0 | 421213.5 | 1427811.268 | 106123.2 | 0 | 13071.32 | 100946.4
MsrNResSpltPkgAC-65to134-S13 | sim_annual | Asm | 1985 | CZ01 | cDXGF | DXSZCap | 355.9939 | 100002.1 | 1938948.731 | 156215.1 | 0 | 405239.2 | 1278232.131 | 10641.41 | 0 | 9626.832 | 78994.09
MsrNResSpltPkgAC-65to134-S13 | sim_annual | Asm | 1985 | CZ02 | cDXGF | DXSZCap | 335.8573 | 100002.1 | 1568098.125 | 156215.1 | 0 | 405239.2 | 761953.825 | 158797.8 | 0 | 6567.438 | 79325.09
MsrNResSpltPkgAC-65to134-S13 | sim_annual | Asm | 1985 | CZ03 | cDXGF | DXSZCap | 384.0788 | 100002.1 | 1301475.268 | 156215.1 | 0 | 405239.2 | 559622.968 | 85845.48 | 0 | 4168.216 | 90384.48
MsrNResSpltPkgAC-65to134-S13 | sim_annual | Asm | 1985 | CZ04 | cDXGF | DXSZCap | 335.4613 | 100002.1 | 1345297.076 | 156215.1 | 0 | 405239.2 | 500863.576 | 198142.2 | 0 | 3707.998 | 81129.2
MsrNResSpltPkgAC-65to134-S13 | sim_annual | Asm | 1985 | CZ05 | cDXGF | DXSZCap | 373.2247 | 100002.1 | 1261210.763 | 156215.1 | 0 | 405239.2 | 502961.163 | 105092.9 | 0 | 4662.446 | 87040.11
MsrNResSpltPkgAC-65to134-S13 | sim_annual | Asm | 1985 | CZ06 | cDXGF | DXSZCap | 405.2683 | 100002.1 | 1073373.1065 | 156215.1 | 0 | 405239.2 | 196169.5065 | 219339.8 | 0 | 1655.189 | 94754.67
MsrNResSpltPkgAC-65to134-S13 | sim_annual | Asm | 1985 | CZ07 | cDXGF | DXSZCap | 393.1384 | 100002.1 | 1001365.519 | 156215.1 | 0 | 405239.2 | 165598.619 | 180413.4 | 0 | 796.7427 | 93102.66
MsrNResSpltPkgAC-65to134-S13 | sim_annual | Asm | 1985 | CZ08 | cDXGF | DXSZCap | 364.3721 | 100002.1 | 1118067.3501 | 156215.1 | 0 | 405239.2 | 181210.4501 | 286451.7 | 0 | 1603.714 | 87347.58
MsrNResSpltPkgAC-65to134-S13 | sim_annual | Asm | 1985 | CZ09 | cDXGF | DXSZCap | 470.2522 | 100002.1 | 1150297.7689 | 156215.1 | 0 | 405239.2 | 196783.8689 | 282193.1 | 0 | 2968.196 | 106898.7
MsrNResSpltPkgAC-65to134-S13 | sim_annual | Asm | 1985 | CZ10 | cDXGF | DXSZCap | 427.675 | 100002.1 | 1247273.7189 | 156215.1 | 0 | 405239.2 | 256248.2189 | 323725.6 | 0 | 3963.156 | 101882.7
MsrNResSpltPkgAC-65to134-S13 | sim_annual | Asm | 1985 | CZ11 | cDXGF | DXSZCap | 474.6297 | 100002.1 | 1583548.526 | 156215.1 | 0 | 405239.2 | 579138.526 | 322989 | 0 | 8080.64 | 111886
MsrNResSpltPkgAC-65to134-S13 | sim_annual | Asm | 1985 | CZ12 | cDXGF | DXSZCap | 422.9199 | 100002.1 | 1470291.912 | 156215.1 | 0 | 405239.2 | 545971.512 | 253104.3 | 0 | 6683.348 | 103078.7
MsrNResSpltPkgAC-65to134-S13 | sim_annual | Asm | 1985 | CZ13 | cDXGF | DXSZCap | 478.394 | 100002.1 | 1506221.933 | 156215.1 | 0 | 405239.2 | 460150.933 | 362570.9 | 0 | 7090.068 | 114956.3
MsrNResSpltPkgAC-65to134-S13 | sim_annual | Asm | 1985 | CZ14 | cDXGF | DXSZCap | 480.4673 | 100002.1 | 1486771.768 | 156215.1 | 0 | 405239.2 | 492232.968 | 312715.5 | 0 | 8488.469 | 111880.5
MsrNResSpltPkgAC-65to134-S13 | sim_annual | Asm | 1985 | CZ15 | cDXGF | DXSZCap | 635.435 | 100002.1 | 1427620.5984 | 156215.1 | 0 | 405239.2 | 98198.5984 | 619552.8 | 0 | 2383.882 | 146031.3
MsrNResSpltPkgAC-65to134-S13 | sim_annual | Asm | 1985 | CZ16 | cDXGF | DXSZCap | 413.3505 | 100002.1 | 2221683.778 | 156215.1 | 0 | 405239.2 | 1441807.878 | 105108.1 | 0 | 13000.36 | 100313.6
MsrNResSpltPkgAC-65to134-S13 | sim_annual | Asm | 1996 | CZ01 | cDXGF | DXSZCap | 330.6033 | 100002.1 | 1942596.173 | 156215.1 | 0 | 389265 | 1307325.273 | 8408.885 | 0 | 8940.271 | 72441.2
MsrNResSpltPkgAC-65to134-S13 | sim_annual | Asm | 1996 | CZ02 | cDXGF | DXSZCap | 329.0894 | 100002.1 | 1575061.202 | 156215.1 | 0 | 389265 | 795411.202 | 150720.2 | 0 | 6435.146 | 77013.8
MsrNResSpltPkgAC-65to134-S13 | sim_annual | Asm | 1996 | CZ03 | cDXGF | DXSZCap | 373.2794 | 100002.1 | 1315117.354 | 156215.1 | 0 | 389265 | 599705.954 | 78871.3 | 0 | 4051.009 | 87008.21
MsrNResSpltPkgAC-65to134-S13 | sim_annual | Asm | 1996 | CZ04 | cDXGF | DXSZCap | 328.6858 | 100002.1 | 1343566.446 | 156215.1 | 0 | 389265 | 527611.546 | 188200.5 | 0 | 3633.143 | 78640.56
MsrNResSpltPkgAC-65to134-S13 | sim_annual | Asm | 1996 | CZ05 | cDXGF | DXSZCap | 362.7692 | 100002.1 | 1269601.228 | 156215.1 | 0 | 389265 | 538972.328 | 96866.73 | 0 | 4531.839 | 83749.18
MsrNResSpltPkgAC-65to134-S13 | sim_annual | Asm | 1996 | CZ06 | cDXGF | DXSZCap | 401.6717 | 100002.1 | 1071819.5154 | 156215.1 | 0 | 389265 | 224443.2154 | 207649.5 | 0 | 1640.505 | 92605.49
MsrNResSpltPkgAC-65to134-S13 | sim_annual | Asm | 1996 | CZ07 | cDXGF | DXSZCap | 391.5368 | 100002.1 | 996292.7808 | 156215.1 | 0 | 389265 | 188424.0808 | 170353.5 | 0 | 793.4971 | 91240.92
MsrNResSpltPkgAC-65to134-S13 | sim_annual | Asm | 1996 | CZ08 | cDXGF | DXSZCap | 363.3069 | 100002.1 | 1115010.8446 | 156215.1 | 0 | 389265 | 203840.7446 | 277532.2 | 0 | 1599.028 | 86558.16
MsrNResSpltPkgAC-65to134-S13 | sim_annual | Asm | 1996 | CZ09 | cDXGF | DXSZCap | 469.7232 | 100002.1 | 1153906.8016 | 156215.1 | 0 | 389265 | 226650.5016 | 273199.9 | 0 | 2964.861 | 105610.6
MsrNResSpltPkgAC-65to134-S13 | sim_annual | Asm | 1996 | CZ10 | cDXGF | DXSZCap | 427.6215 | 100002.1 | 1251120.3439 | 156215.1 | 0 | 389265 | 286317.3439 | 314837 | 0 | 3962.667 | 100522.1
MsrNResSpltPkgAC-65to134-S13 | sim_annual | Asm | 1996 | CZ11 | cDXGF | DXSZCap | 454.6248 | 100002.1 | 1518208.187 | 156215.1 | 0 | 389265 | 557303.287 | 302268.4 | 0 | 7740.041 | 105415.6
MsrNResSpltPkgAC-65to134-S13 | sim_annual | Asm | 1996 | CZ12 | cDXGF | DXSZCap | 404.0152 | 100002.1 | 1420938.075 | 156215.1 | 0 | 389265 | 536710.075 | 235622 | 0 | 6384.628 | 96740.5
MsrNResSpltPkgAC-65to134-S13 | sim_annual | Asm | 1996 | CZ13 | cDXGF | DXSZCap | 458.7201 | 100002.1 | 1447958.889 | 156215.1 | 0 | 389265 | 446699.889 | 340577.2 | 0 | 6798.547 | 108401.7
MsrNResSpltPkgAC-65to134-S13 | sim_annual | Asm | 1996 | CZ14 | cDXGF | DXSZCap | 460.2688 | 100002.1 | 1428489.659 | 156215.1 | 0 | 389265 | 479718.059 | 290021.2 | 0 | 8131.655 | 105137.5
MsrNResSpltPkgAC-65to134-S13 | sim_annual | Asm | 1996 | CZ15 | cDXGF | DXSZCap | 611.3707 | 100002.1 | 1364130.2527 | 156215.1 | 0 | 389265 | 95012.2527 | 583043.7 | 0 | 2293.599 | 138299.5
MsrNResSpltPkgAC-65to134-S13 | sim_annual | Asm | 1996 | CZ16 | cDXGF | DXSZCap | 386.9647 | 100002.1 | 2184222.651 | 156215.1 | 0 | 389265 | 1438544.151 | 95653.35 | 0 | 12170.54 | 92374.09
MsrNResSpltPkgAC-65to134-S13 | sim_annual | Asm | 2003 | CZ01 | cDXGF | DXSZCap | 303.8969 | 100002.1 | 1995823.223 | 156215.1 | 0 | 373293.5 | 1385746.723 | 6600.502 | 0 | 8218.068 | 65749.88
MsrNResSpltPkgAC-65to134-S13 | sim_annual | Asm | 2003 | CZ02 | cDXGF | DXSZCap | 302.1447 | 100002.1 | 1527314.966 | 156215.1 | 0 | 373293.5 | 790649.366 | 132320.4 | 0 | 5908.291 | 68929.09
MsrNResSpltPkgAC-65to134-S13 | sim_annual | Asm | 2003 | CZ03 | cDXGF | DXSZCap | 365.5046 | 100002.1 | 1263140.726 | 156215.1 | 0 | 373293.5 | 567916.626 | 78179.32 | 0 | 3966.638 | 83570.2
MsrNResSpltPkgAC-65to134-S13 | sim_annual | Asm | 2003 | CZ04 | cDXGF | DXSZCap | 321.5823 | 100002.1 | 1297568.473 | 156215.1 | 0 | 373293.5 | 503274.673 | 184474.6 | 0 | 3554.607 | 76756.56
MsrNResSpltPkgAC-65to134-S13 | sim_annual | Asm | 2003 | CZ05 | cDXGF | DXSZCap | 355.9563 | 100002.1 | 1219419.88 | 156215.1 | 0 | 373293.5 | 509192.98 | 95619.07 | 0 | 4446.737 | 80653.16
MsrNResSpltPkgAC-65to134-S13 | sim_annual | Asm | 2003 | CZ06 | cDXGF | DXSZCap | 396.7727 | 100002.1 | 1038771.4158 | 156215.1 | 0 | 373293.5 | 207262.5158 | 208681.7 | 0 | 1620.495 | 91698.74
MsrNResSpltPkgAC-65to134-S13 | sim_annual | Asm | 2003 | CZ07 | cDXGF | DXSZCap | 387.1203 | 100002.1 | 967796.7118 | 156215.1 | 0 | 373293.5 | 175668.9118 | 171369.6 | 0 | 784.5459 | 90465.77
MsrNResSpltPkgAC-65to134-S13 | sim_annual | Asm | 2003 | CZ08 | cDXGF | DXSZCap | 360.0428 | 100002.1 | 1082844.5568 | 156215.1 | 0 | 373293.5 | 189371.0568 | 276496.7 | 0 | 1584.661 | 85884.46
MsrNResSpltPkgAC-65to134-S13 | sim_annual | Asm | 2003 | CZ09 | cDXGF | DXSZCap | 464.1628 | 100002.1 | 1116236.5735 | 156215.1 | 0 | 373293.5 | 207221.1735 | 272144.2 | 0 | 2929.759 | 104433.4
MsrNResSpltPkgAC-65to134-S13 | sim_annual | Asm | 2003 | CZ10 | cDXGF | DXSZCap | 391.7734 | 100002.1 | 1174419.754 | 156215.1 | 0 | 373293.5 | 268410.854 | 282633.4 | 0 | 3630.477 | 90236.8
MsrNResSpltPkgAC-65to134-S13 | sim_annual | Asm | 2003 | CZ11 | cDXGF | DXSZCap | 436.3637 | 100002.1 | 1480160.225 | 156215.1 | 0 | 373293.5 | 559549.425 | 284054.4 | 0 | 7429.175 | 99619.2
MsrNResSpltPkgAC-65to134-S13 | sim_annual | Asm | 2003 | CZ12 | cDXGF | DXSZCap | 385.9602 | 100002.1 | 1396681.755 | 156215.1 | 0 | 373293.5 | 550674.455 | 219530.8 | 0 | 6099.325 | 90869.39
MsrNResSpltPkgAC-65to134-S13 | sim_annual | Asm | 2003 | CZ13 | cDXGF | DXSZCap | 440.1752 | 100002.1 | 1412389.318 | 156215.1 | 0 | 373293.5 | 453278.618 | 320690.3 | 0 | 6523.646 | 102389.2
MsrNResSpltPkgAC-65to134-S13 | sim_annual | Asm | 2003 | CZ14 | cDXGF | DXSZCap | 443.3459 | 100002.1 | 1404214.655 | 156215.1 | 0 | 373293.5 | 493978.955 | 273098.8 | 0 | 7832.663 | 99796.77
MsrNResSpltPkgAC-65to134-S13 | sim_annual | Asm | 2003 | CZ15 | cDXGF | DXSZCap | 592.2837 | 100002.1 | 1319557.7998 | 156215.1 | 0 | 373293.5 | 99610.7998 | 555909.1 | 0 | 2221.992 | 132308.2
MsrNResSpltPkgAC-65to134-S13 | sim_annual | Asm | 2003 | CZ16 | cDXGF | DXSZCap | 358.9762 | 100002.1 | 2197879.368 | 156215.1 | 0 | 373293.5 | 1486147.568 | 86631.05 | 0 | 11290.23 | 84302.55
MsrNResSpltPkgAC-65to134-S13 | sim_annual | Asm | 2007 | CZ01 | cDXGF | DXSZCap | 301.5682 | 100002.1 | 1979524.172 | 156215.1 | 0 | 373293.5 | 1370010.572 | 6578.337 | 0 | 8155.094 | 65272.56
MsrNResSpltPkgAC-65to134-S13 | sim_annual | Asm | 2007 | CZ02 | cDXGF | DXSZCap | 299.1248 | 100002.1 | 1515400.37 | 156215.1 | 0 | 373293.5 | 780461.17 | 131290.5 | 0 | 5849.209 | 68291.61
MsrNResSpltPkgAC-65to134-S13 | sim_annual | Asm | 2007 | CZ03 | cDXGF | DXSZCap | 362.8003 | 100002.1 | 1251866.266 | 156215.1 | 0 | 373293.5 | 557304.166 | 78044.88 | 0 | 3937.286 | 83071.95
MsrNResSpltPkgAC-65to134-S13 | sim_annual | Asm | 2007 | CZ04 | cDXGF | DXSZCap | 319.1103 | 100002.1 | 1286815.044 | 156215.1 | 0 | 373293.5 | 493941.744 | 183567.6 | 0 | 3527.285 | 76270.81
MsrNResSpltPkgAC-65to134-S13 | sim_annual | Asm | 2007 | CZ05 | cDXGF | DXSZCap | 352.623 | 100002.1 | 1209204.318 | 156215.1 | 0 | 373293.5 | 500275.818 | 94979.02 | 0 | 4405.082 | 80036.9
MsrNResSpltPkgAC-65to134-S13 | sim_annual | Asm | 2007 | CZ06 | cDXGF | DXSZCap | 396.7727 | 100002.1 | 1038771.4158 | 156215.1 | 0 | 373293.5 | 207262.5158 | 208681.7 | 0 | 1620.495 | 91698.74
MsrNResSpltPkgAC-65to134-S13 | sim_annual | Asm | 2007 | CZ07 | cDXGF | DXSZCap | 387.1203 | 100002.1 | 967796.7118 | 156215.1 | 0 | 373293.5 | 175668.9118 | 171369.6 | 0 | 784.5459 | 90465.77
MsrNResSpltPkgAC-65to134-S13 | sim_annual | Asm | 2007 | CZ08 | cDXGF | DXSZCap | 360.0428 | 100002.1 | 1082844.5568 | 156215.1 | 0 | 373293.5 | 189371.0568 | 276496.7 | 0 | 1584.661 | 85884.46
MsrNResSpltPkgAC-65to134-S13 | sim_annual | Asm | 2007 | CZ09 | cDXGF | DXSZCap | 464.1628 | 100002.1 | 1116236.5735 | 156215.1 | 0 | 373293.5 | 207221.1735 | 272144.2 | 0 | 2929.759 | 104433.4
MsrNResSpltPkgAC-65to134-S13 | sim_annual | Asm | 2007 | CZ10 | cDXGF | DXSZCap | 388.5748 | 100002.1 | 1165723.6684 | 156215.1 | 0 | 373293.5 | 261777.5684 | 281191.5 | 0 | 3600.826 | 89645.85
MsrNResSpltPkgAC-65to134-S13 | sim_annual | Asm | 2007 | CZ11 | cDXGF | DXSZCap | 432.5358 | 100002.1 | 1464070.26 | 156215.1 | 0 | 373293.5 | 545894.16 | 282420.8 | 0 | 7363.98 | 98883.63
MsrNResSpltPkgAC-65to134-S13 | sim_annual | Asm | 2007 | CZ12 | cDXGF | DXSZCap | 382.5127 | 100002.1 | 1383517.026 | 156215.1 | 0 | 373293.5 | 539524.926 | 218248.4 | 0 | 6044.863 | 90190.83
MsrNResSpltPkgAC-65to134-S13 | sim_annual | Asm | 2007 | CZ13 | cDXGF | DXSZCap | 436.5396 | 100002.1 | 1396870.203 | 156215.1 | 0 | 373293.5 | 440839.303 | 318413.9 | 0 | 6469.781 | 101639.5
MsrNResSpltPkgAC-65to134-S13 | sim_annual | Asm | 2007 | CZ14 | cDXGF | DXSZCap | 439.6908 | 100002.1 | 1386623.351 | 156215.1 | 0 | 373293.5 | 478734.751 | 271555.9 | 0 | 7768.134 | 99057.16
MsrNResSpltPkgAC-65to134-S13 | sim_annual | Asm | 2007 | CZ15 | cDXGF | DXSZCap | 587.9763 | 100002.1 | 1310148.4624 | 156215.1 | 0 | 373293.5 | 94872.4624 | 552084.4 | 0 | 2205.835 | 131477.4
MsrNResSpltPkgAC-65to134-S13 | sim_annual | Asm | 2007 | CZ16 | cDXGF | DXSZCap | 354.5693 | 100002.1 | 2184117.043 | 156215.1 | 0 | 373293.5 | 1473951.443 | 86057.2 | 0 | 11151.7 | 83448.79
MsrNResSpltPkgAC-65to134-S13 | sim_annual | Asm | 2011 | CZ01 | cDXGF | DXSZCap | 299.9536 | 100002.1 | 1922662.961 | 156215.1 | 0 | 373293.5 | 1313336.461 | 6846.088 | 0 | 8111.395 | 64860.96
MsrNResSpltPkgAC-65to134-S13 | sim_annual | Asm | 2011 | CZ02 | cDXGF | DXSZCap | 296.0418 | 100002.1 | 1504557.562 | 156215.1 | 0 | 373293.5 | 771303.162 | 130275.2 | 0 | 5788.896 | 67682.57
MsrNResSpltPkgAC-65to134-S13 | sim_annual | Asm | 2011 | CZ03 | cDXGF | DXSZCap | 360.093 | 100002.1 | 1240347.1 | 156215.1 | 0 | 373293.5 | 546415.7 | 77937.59 | 0 | 3907.91 | 82577.8
MsrNResSpltPkgAC-65to134-S13 | sim_annual | Asm | 2011 | CZ04 | cDXGF | DXSZCap | 316.6251 | 100002.1 | 1276006.89 | 156215.1 | 0 | 373293.5 | 484513.59 | 182694.8 | 0 | 3499.795 | 75790.64
MsrNResSpltPkgAC-65to134-S13 | sim_annual | Asm | 2011 | CZ05 | cDXGF | DXSZCap | 352.623 | 100002.1 | 1209204.318 | 156215.1 | 0 | 373293.5 | 500275.818 | 94979.02 | 0 | 4405.082 | 80036.9
MsrNResSpltPkgAC-65to134-S13 | sim_annual | Asm | 2011 | CZ06 | cDXGF | DXSZCap | 396.7727 | 100002.1 | 1038771.4158 | 156215.1 | 0 | 373293.5 | 207262.5158 | 208681.7 | 0 | 1620.495 | 91698.74
MsrNResSpltPkgAC-65to134-S13 | sim_annual | Asm | 2011 | CZ07 | cDXGF | DXSZCap | 382.4423 | 100002.1 | 962990.3975 | 156215.1 | 0 | 373293.5 | 171905.2975 | 171123.4 | 0 | 775.0665 | 89678.69
MsrNResSpltPkgAC-65to134-S13 | sim_annual | Asm | 2011 | CZ08 | cDXGF | DXSZCap | 357.3096 | 100002.1 | 1075690.9662 | 156215.1 | 0 | 373293.5 | 184031.3662 | 275203.8 | 0 | 1572.63 | 85375.02
MsrNResSpltPkgAC-65to134-S13 | sim_annual | Asm | 2011 | CZ09 | cDXGF | DXSZCap | 452.3816 | 100002.1 | 1077968.7366 | 156215.1 | 0 | 373293.5 | 174788.0366 | 268500.4 | 0 | 2855.399 | 102317.2
MsrNResSpltPkgAC-65to134-S13 | sim_annual | Asm | 2011 | CZ10 | cDXGF | DXSZCap | 385.364 | 100002.1 | 1156668.7595 | 156215.1 | 0 | 373293.5 | 254775.6595 | 279765.6 | 0 | 3571.087 | 89048.38
MsrNResSpltPkgAC-65to134-S13 | sim_annual | Asm | 2011 | CZ11 | cDXGF | DXSZCap | 414.7187 | 100002.1 | 1350475.753 | 156215.1 | 0 | 373293.5 | 443080.753 | 275784.3 | 0 | 7060.644 | 95042.38
MsrNResSpltPkgAC-65to134-S13 | sim_annual | Asm | 2011 | CZ12 | cDXGF | DXSZCap | 374.4719 | 100002.1 | 1341042.176 | 156215.1 | 0 | 373293.5 | 500424.076 | 216589.2 | 0 | 5917.773 | 88603.2
MsrNResSpltPkgAC-65to134-S13 | sim_annual | Asm | 2011 | CZ13 | cDXGF | DXSZCap | 422.9719 | 100002.1 | 1324421.908 | 156215.1 | 0 | 373293.5 | 378660.308 | 311227.4 | 0 | 6268.692 | 98757.88
MsrNResSpltPkgAC-65to134-S13 | sim_annual | Asm | 2011 | CZ14 | cDXGF | DXSZCap | 423.238 | 100002.1 | 1274125.028 | 156215.1 | 0 | 373293.5 | 375390.428 | 266215.4 | 0 | 7477.399 | 95533.83
MsrNResSpltPkgAC-65to134-S13 | sim_annual | Asm | 2011 | CZ15 | cDXGF | DXSZCap | 565.2515 | 100002.1 | 1257089.7374 | 156215.1 | 0 | 373293.5 | 69139.7374 | 529802.3 | 0 | 2120.582 | 126519.9
MsrNResSpltPkgAC-65to134-S13 | sim_annual | Asm | 2011 | CZ16 | cDXGF | DXSZCap | 337.0326 | 100002.1 | 1989540.391 | 156215.1 | 0 | 373293.5 | 1287438.191 | 85073.45 | 0 | 10600.13 | 76920.85
MsrNResSpltPkgAC-65to134-S13 | sim_annual | Asm | 2015 | CZ01 | cDXGF | DXSZCap | 289.8121 | 100002.1 | 1918635.135 | 152865.3 | 0 | 373293.5 | 1316594.035 | 6045.209 | 0 | 7837.172 | 62000.72
MsrNResSpltPkgAC-65to134-S13 | sim_annual | Asm | 2015 | CZ02 | cDXGF | DXSZCap | 286.248 | 100002.1 | 1488318.202 | 152865.3 | 0 | 373293.5 | 728138.402 | 126184 | 0 | 5597.375 | 102240.7
MsrNResSpltPkgAC-65to134-S13 | sim_annual | Asm | 2015 | CZ03 | cDXGF | DXSZCap | 311.4878 | 100002.1 | 1269432.598 | 152865.3 | 0 | 373293.5 | 611545.498 | 59995.84 | 0 | 3380.419 | 68352.91
MsrNResSpltPkgAC-65to134-S13 | sim_annual | Asm | 2015 | CZ04 | cDXGF | DXSZCap | 285.0209 | 100002.1 | 1270805.643 | 152865.3 | 0 | 373293.5 | 478864.843 | 159714.3 | 0 | 3150.455 | 102918.1
MsrNResSpltPkgAC-65to134-S13 | sim_annual | Asm | 2015 | CZ05 | cDXGF | DXSZCap | 305.5379 | 100002.1 | 1233128.929 | 152865.3 | 0 | 373293.5 | 562136.029 | 73640.43 | 0 | 3816.892 | 67377.52
MsrNResSpltPkgAC-65to134-S13 | sim_annual | Asm | 2015 | CZ06 | cDXGF | DXSZCap | 344.0845 | 100002.1 | 1017202.1711 | 152865.3 | 0 | 373293.5 | 239663.0711 | 173653.7 | 0 | 1405.304 | 76321.92
MsrNResSpltPkgAC-65to134-S13 | sim_annual | Asm | 2015 | CZ07 | cDXGF | DXSZCap | 331.5446 | 100002.1 | 946959.9924 | 152865.3 | 0 | 373293.5 | 206332.5924 | 140863.5 | 0 | 671.9151 | 72933.95
MsrNResSpltPkgAC-65to134-S13 | sim_annual | Asm | 2015 | CZ08 | cDXGF | DXSZCap | 323.9341 | 100002.1 | 1040571.597 | 152865.3 | 0 | 373293.5 | 202031.997 | 237279.8 | 0 | 1425.741 | 73676.05
MsrNResSpltPkgAC-65to134-S13 | sim_annual | Asm | 2015 | CZ09 | cDXGF | DXSZCap | 416.0208 | 100002.1 | 1036660.2694 | 152865.3 | 0 | 373293.5 | 184237.1694 | 232368.4 | 0 | 2625.896 | 91270.8
MsrNResSpltPkgAC-65to134-S13 | sim_annual | Asm | 2015 | CZ10 | cDXGF | DXSZCap | 375.439 | 100002.1 | 1136229.4775 | 152865.3 | 0 | 373293.5 | 253142.4775 | 267628.6 | 0 | 3479.109 | 85821.38
MsrNResSpltPkgAC-65to134-S13 | sim_annual | Asm | 2015 | CZ11 | cDXGF | DXSZCap | 402.2566 | 100002.1 | 1315050.206 | 152865.3 | 0 | 373293.5 | 427616.506 | 263279.9 | 0 | 6848.499 | 91146.69
MsrNResSpltPkgAC-65to134-S13 | sim_annual | Asm | 2015 | CZ12 | cDXGF | DXSZCap | 363.0739 | 100002.1 | 1318862.347 | 152865.3 | 0 | 373293.5 | 495574.047 | 206446.3 | 0 | 5737.682 | 84946.01
MsrNResSpltPkgAC-65to134-S13 | sim_annual | Asm | 2015 | CZ13 | cDXGF | DXSZCap | 410.5354 | 100002.1 | 1291991.964 | 152865.3 | 0 | 373293.5 | 366967.264 | 297995.9 | 0 | 6084.386 | 94786.45
MsrNResSpltPkgAC-65to134-S13 | sim_annual | Asm | 2015 | CZ14 | cDXGF | DXSZCap | 410.979 | 100002.1 | 1244065.09 | 152865.3 | 0 | 373293.5 | 365672.79 | 253279.1 | 0 | 7260.832 | 91694.48
MsrNResSpltPkgAC-65to134-S13 | sim_annual | Asm | 2015 | CZ15 | cDXGF | DXSZCap | 550.8761 | 100002.1 | 1221826.877 | 152865.3 | 0 | 373293.5 | 62317.877 | 509093.7 | 0 | 2066.649 | 122190.5
MsrNResSpltPkgAC-65to134-S13 | sim_annual | Asm | 2015 | CZ16 | cDXGF | DXSZCap | 320.8018 | 100002.1 | 1984546.248 | 152865.3 | 0 | 373293.5 | 1296916.448 | 79059.9 | 0 | 10089.59 | 72322.25
MsrNResSpltPkgAC-65to134-S13 | sim_annual | Asm | 2017 | CZ01 | cDXGF | DXSZCap | 285.5279 | 100002.1 | 1883246.348 | 146916.4 | 0 | 373293.5 | 1266356.548 | 6172.017 | 0 | 7721.323 | 82787.24
MsrNResSpltPkgAC-65to134-S13 | sim_annual | Asm | 2017 | CZ02 | cDXGF | DXSZCap | 282.3528 | 100002.1 | 1459736.624 | 146916.4 | 0 | 373293.5 | 708142.324 | 124921.8 | 0 | 5521.238 | 100941.9
MsrNResSpltPkgAC-65to134-S13 | sim_annual | Asm | 2017 | CZ03 | cDXGF | DXSZCap | 308.0505 | 100002.1 | 1254890.181 | 146916.4 | 0 | 373293.5 | 604727.681 | 59286.65 | 0 | 3343.108 | 67323.53
MsrNResSpltPkgAC-65to134-S13 | sim_annual | Asm | 2017 | CZ04 | cDXGF | DXSZCap | 282.0231 | 100002.1 | 1250738.593 | 146916.4 | 0 | 373293.5 | 464024.393 | 158830.4 | 0 | 3117.321 | 104557.2
MsrNResSpltPkgAC-65to134-S13 | sim_annual | Asm | 2017 | CZ05 | cDXGF | DXSZCap | 299.0388 | 100002.1 | 1216280.46 | 146916.4 | 0 | 373293.5 | 535639.16 | 73589.28 | 0 | 3735.684 | 83106.88
MsrNResSpltPkgAC-65to134-S13 | sim_annual | Asm | 2017 | CZ06 | cDXGF | DXSZCap | 332.5467 | 100002.1 | 992754.8981 | 146916.4 | 0 | 373293.5 | 227280.5981 | 170955.9 | 0 | 1358.184 | 72950.59
MsrNResSpltPkgAC-65to134-S13 | sim_annual | Asm | 2017 | CZ07 | cDXGF | DXSZCap | 323.2716 | 100002.1 | 930866.7739 | 146916.4 | 0 | 373293.5 | 200031.7739 | 138607.7 | 0 | 655.149 | 71363
MsrNResSpltPkgAC-65to134-S13 | sim_annual | Asm | 2017 | CZ08 | cDXGF | DXSZCap | 318.1417 | 100002.1 | 1020592.3677 | 146916.4 | 0 | 373293.5 | 192773.1677 | 233712.5 | 0 | 1400.244 | 72496.89
MsrNResSpltPkgAC-65to134-S13 | sim_annual | Asm | 2017 | CZ09 | cDXGF | DXSZCap | 412.5506 | 100002.1 | 1022425.6231 | 146916.4 | 0 | 373293.5 | 178415.5231 | 230624.7 | 0 | 2603.988 | 90572.06
MsrNResSpltPkgAC-65to134-S13 | sim_annual | Asm | 2017 | CZ10 | cDXGF | DXSZCap | 371.8843 | 100002.1 | 1121799.1341 | 146916.4 | 0 | 373293.5 | 247571.4341 | 265498.8 | 0 | 3446.158 | 85073.57
MsrNResSpltPkgAC-65to134-S13 | sim_annual | Asm | 2017 | CZ11 | cDXGF | DXSZCap | 397.8893 | 100002.1 | 1295138.434 | 146916.4 | 0 | 373293.5 | 416832.934 | 261079.5 | 0 | 6774.145 | 90242.39
MsrNResSpltPkgAC-65to134-S13 | sim_annual | Asm | 2017 | CZ12 | cDXGF | DXSZCap | 359.1879 | 100002.1 | 1300722.474 | 146916.4 | 0 | 373293.5 | 486092.274 | 204662.7 | 0 | 5676.261 | 84081.95
MsrNResSpltPkgAC-65to134-S13 | sim_annual | Asm | 2017 | CZ13 | cDXGF | DXSZCap | 406.2653 | 100002.1 | 1273315.453 | 146916.4 | 0 | 373293.5 | 358198.653 | 295019.9 | 0 | 6021.121 | 93866.23
MsrNResSpltPkgAC-65to134-S13 | sim_annual | Asm | 2017 | CZ14 | cDXGF | DXSZCap | 406.7515 | 100002.1 | 1224237.544 | 146916.4 | 0 | 373293.5 | 354825.344 | 251195.7 | 0 | 7186.185 | 90821.03
MsrNResSpltPkgAC-65to134-S13 | sim_annual | Asm | 2017 | CZ15 | cDXGF | DXSZCap | 545.2727 | 100002.1 | 1206205.2844 | 146916.4 | 0 | 373293.5 | 58849.2844 | 504048.1 | 0 | 2045.63 | 121052.5
MsrNResSpltPkgAC-65to134-S13 | sim_annual | Asm | 2017 | CZ16 | cDXGF | DXSZCap | 315.643 | 100002.1 | 1968611.185 | 146916.4 | 0 | 373293.5 | 1289271.785 | 77959.67 | 0 | 9927.38 | 71243.11
MsrNResSpltPkgAC-65to134-S13 | sim_annual | Asm | 2020 | CZ01 | cDXGF | DXSZCap | 281.9414 | 100002.1 | 1882638.913 | 101546.3 | 0 | 373293.5 | 1312857.113 | 5488.294 | 0 | 7624.315 | 81829.97
MsrNResSpltPkgAC-65to134-S13 | sim_annual | Asm | 2020 | CZ02 | cDXGF | DXSZCap | 277.2212 | 100002.1 | 1420436.655 | 101546.3 | 0 | 373293.5 | 720174.955 | 121045.1 | 0 | 5420.918 | 98956.73
MsrNResSpltPkgAC-65to134-S13 | sim_annual | Asm | 2020 | CZ03 | cDXGF | DXSZCap | 301.5223 | 100002.1 | 1238740.055 | 101546.3 | 0 | 373293.5 | 639570.655 | 55298.18 | 0 | 3272.268 | 65759.98
MsrNResSpltPkgAC-65to134-S13 | sim_annual | Asm | 2020 | CZ04 | cDXGF | DXSZCap | 277.7044 | 100002.1 | 1211309.287 | 101546.3 | 0 | 373293.5 | 476376.687 | 154176.5 | 0 | 3069.611 | 102847.5
MsrNResSpltPkgAC-65to134-S13 | sim_annual | Asm | 2020 | CZ05 | cDXGF | DXSZCap | 293.0691 | 100002.1 | 1194620.621 | 101546.3 | 0 | 373293.5 | 565284.021 | 69218.38 | 0 | 3661.122 | 81617.99
MsrNResSpltPkgAC-65to134-S13 | sim_annual | Asm | 2020 | CZ06 | cDXGF | DXSZCap | 326.0761 | 100002.1 | 954607.6311 | 101546.3 | 0 | 373293.5 | 243067.7311 | 163985 | 0 | 1331.757 | 71383.91
MsrNResSpltPkgAC-65to134-S13 | sim_annual | Asm | 2020 | CZ07 | cDXGF | DXSZCap | 316.9008 | 100002.1 | 892235.1951 | 101546.3 | 0 | 373293.5 | 215012.3951 | 131997.9 | 0 | 642.2386 | 69743.5
MsrNResSpltPkgAC-65to134-S13 | sim_annual | Asm | 2020 | CZ08 | cDXGF | DXSZCap | 313.7523 | 100002.1 | 978194.1011 | 101546.3 | 0 | 373293.5 | 203949.3011 | 227080.4 | 0 | 1380.928 | 70944.33
MsrNResSpltPkgAC-65to134-S13 | sim_annual | Asm | 2020 | CZ09 | cDXGF | DXSZCap | 408.6077 | 100002.1 | 980841.7378 | 101546.3 | 0 | 373293.5 | 189258.8378 | 224834 | 0 | 2579.1 | 89330.77
MsrNResSpltPkgAC-65to134-S13 | sim_annual | Asm | 2020 | CZ10 | cDXGF | DXSZCap | 367.9138 | 100002.1 | 1080841.0884 | 101546.3 | 0 | 373293.5 | 259328.0884 | 259487.1 | 0 | 3409.375 | 83777.58
MsrNResSpltPkgAC-65to134-S13 | sim_annual | Asm | 2020 | CZ11 | cDXGF | DXSZCap | 393.9076 | 100002.1 | 1260915.248 | 101546.3 | 0 | 373293.5 | 434500.248 | 255916.8 | 0 | 6706.362 | 88952.98
MsrNResSpltPkgAC-65to134-S13 | sim_annual | Asm | 2020 | CZ12 | cDXGF | DXSZCap | 355.1733 | 100002.1 | 1268491.928 | 101546.3 | 0 | 373293.5 | 505511.728 | 199783.6 | 0 | 5612.789 | 82745.03
MsrNResSpltPkgAC-65to134-S13 | sim_annual | Asm | 2020 | CZ13 | cDXGF | DXSZCap | 402.3487 | 100002.1 | 1235818.457 | 101546.3 | 0 | 373293.5 | 373149.857 | 289326.3 | 0 | 5963.094 | 92540.2
MsrNResSpltPkgAC-65to134-S13 | sim_annual | Asm | 2020 | CZ14 | cDXGF | DXSZCap | 402.6559 | 100002.1 | 1188204.161 | 101546.3 | 0 | 373293.5 | 370696.861 | 246043.1 | 0 | 7113.8 | 89511.29
MsrNResSpltPkgAC-65to134-S13 | sim_annual | Asm | 2020 | CZ15 | cDXGF | DXSZCap | 540.4354 | 100002.1 | 1155065.8511 | 101546.3 | 0 | 373293.5 | 62532.8511 | 496103.6 | 0 | 2027.483 | 119563
MsrNResSpltPkgAC-65to134-S13 | sim_annual | Asm | 2020 | CZ16 | cDXGF | DXSZCap | 309.0904 | 100002.1 | 1966292.883 | 101546.3 | 0 | 373293.5 | 1337378.283 | 74966.98 | 0 | 9721.273 | 69387.2
MsrNResSpltPkgAC-65to134-S13 | sim_annual | ECC | 1975 | CZ01 | cDXGF | DXSZCap | 980.4848 | 299999.6 | 3233180.733 | 784749.5 | 0 | 959157.9 | 1232088.733 | 33049.85 | 0 | 26510.6 | 197623.9
MsrNResSpltPkgAC-65to134-S13 | sim_annual | ECC | 1975 | CZ02 | cDXGF | DXSZCap | 872.7317 | 299999.6 | 2931754.101 | 784749.5 | 0 | 959157.9 | 637819.101 | 330774.1 | 0 | 17058.45 | 202195.1
MsrNResSpltPkgAC-65to134-S13 | sim_annual | ECC | 1975 | CZ03 | cDXGF | DXSZCap | 1048.7156 | 299999.6 | 2642925.735 | 784749.5 | 0 | 959157.9 | 470673.735 | 192363.5 | 0 | 11379.63 | 224601.6
MsrNResSpltPkgAC-65to134-S13 | sim_annual | ECC | 1975 | CZ04 | cDXGF | DXSZCap | 880.1409 | 299999.6 | 2752449.148 | 784749.5 | 0 | 959157.9 | 364268.148 | 421749.4 | 0 | 9725.333 | 212798.6
MsrNResSpltPkgAC-65to134-S13 | sim_annual | ECC | 1975 | CZ05 | cDXGF | DXSZCap | 1028.1235 | 299999.6 | 2582234.853 | 784749.5 | 0 | 959157.9 | 359194.853 | 243997 | 0 | 12842.34 | 222292.8
MsrNResSpltPkgAC-65to134-S13 | sim_annual | ECC | 1975 | CZ06 | cDXGF | DXSZCap | 1103.3346 | 299999.6 | 2612999.0157 | 784749.5 | 0 | 959157.9 | 122786.0157 | 504712 | 0 | 4506.19 | 237086.6
MsrNResSpltPkgAC-65to134-S13 | sim_annual | ECC | 1975 | CZ07 | cDXGF | DXSZCap | 1089.5822 | 299999.6 | 2494992.9026 | 784749.5 | 0 | 959157.9 | 88634.9026 | 422481 | 0 | 2208.173 | 237761.4
MsrNResSpltPkgAC-65to134-S13 | sim_annual | ECC | 1975 | CZ08 | cDXGF | DXSZCap | 963.3186 | 299999.6 | 2702648.5164 | 784749.5 | 0 | 959157.9 | 94719.5164 | 634332.9 | 0 | 4239.257 | 225449.8
MsrNResSpltPkgAC-65to134-S13 | sim_annual | ECC | 1975 | CZ09 | cDXGF | DXSZCap | 1153.9149 | 299999.6 | 2751238.0959 | 784749.5 | 0 | 959157.9 | 150970.0959 | 596155.4 | 0 | 7282.648 | 252922.7
MsrNResSpltPkgAC-65to134-S13 | sim_annual | ECC | 1975 | CZ10 | cDXGF | DXSZCap | 1072.6428 | 299999.6 | 2893680.6177 | 784749.5 | 0 | 959157.9 | 224607.6177 | 669233.6 | 0 | 9938.707 | 245993.5
MsrNResSpltPkgAC-65to134-S13 | sim_annual | ECC | 1975 | CZ11 | cDXGF | DXSZCap | 1068.4444 | 299999.6 | 3365081.769 | 784749.5 | 0 | 959157.9 | 718064.769 | 633798.8 | 0 | 18187.97 | 251123.1
MsrNResSpltPkgAC-65to134-S13 | sim_annual | ECC | 1975 | CZ12 | cDXGF | DXSZCap | 968.5128 | 299999.6 | 3094471.25 | 784749.5 | 0 | 959157.9 | 601602.25 | 499983.7 | 0 | 15301.18 | 233676.5
MsrNResSpltPkgAC-65to134-S13 | sim_annual | ECC | 1975 | CZ13 | cDXGF | DXSZCap | 1080.609 | 299999.6 | 3258898.143 | 784749.5 | 0 | 959157.9 | 518449.143 | 718731.1 | 0 | 16012.01 | 261798.1
MsrNResSpltPkgAC-65to134-S13 | sim_annual | ECC | 1975 | CZ14 | cDXGF | DXSZCap | 1125.3141 | 299999.6 | 3196040.948 | 784749.5 | 0 | 959157.9 | 535555.948 | 639512.2 | 0 | 19878.62 | 257186.5
MsrNResSpltPkgAC-65to134-S13 | sim_annual | ECC | 1975 | CZ15 | cDXGF | DXSZCap | 1477.5686 | 299999.6 | 3441486.2787 | 784749.5 | 0 | 959157.9 | 59583.2787 | 1295487 | 0 | 5543.207 | 336963.3
MsrNResSpltPkgAC-65to134-S13 | sim_annual | ECC | 1975 | CZ16 | cDXGF | DXSZCap | 1101.6749 | 299999.6 | 4033868.701 | 784749.5 | 0 | 959157.9 | 1792883.701 | 215637.8 | 0 | 34647.32 | 246791.5
MsrNResSpltPkgAC-65to134-S13 | sim_annual | ECC | 1985 | CZ01 | cDXGF | DXSZCap | 974.1821 | 299999.6 | 3210305.805 | 784749.5 | 0 | 918950.9 | 1251808.805 | 32243.5 | 0 | 26340.41 | 196211.5
MsrNResSpltPkgAC-65to134-S13 | sim_annual | ECC | 1985 | CZ02 | cDXGF | DXSZCap | 867.7092 | 299999.6 | 2895596.608 | 784749.5 | 0 | 918950.9 | 647077.608 | 327182.1 | 0 | 16960.79 | 200674.1
MsrNResSpltPkgAC-65to134-S13 | sim_annual | ECC | 1985 | CZ03 | cDXGF | DXSZCap | 1042.0219 | 299999.6 | 2606458.565 | 784749.5 | 0 | 918950.9 | 478968.565 | 189651.4 | 0 | 11307.08 | 222829.5
MsrNResSpltPkgAC-65to134-S13 | sim_annual | ECC | 1985 | CZ04 | cDXGF | DXSZCap | 875.2643 | 299999.6 | 2712606.7 | 784749.5 | 0 | 918950.9 | 370615.7 | 417432.8 | 0 | 9671.683 | 211185
MsrNResSpltPkgAC-65to134-S13 | sim_annual | ECC | 1985 | CZ05 | cDXGF | DXSZCap | 1021.409 | 299999.6 | 2543435.843 | 784749.5 | 0 | 918950.9 | 365766.843 | 240704.4 | 0 | 12758.51 | 220505
MsrNResSpltPkgAC-65to134-S13 | sim_annual | ECC | 1985 | CZ06 | cDXGF | DXSZCap | 1096.6896 | 299999.6 | 2568369.3711 | 784749.5 | 0 | 918950.9 | 125422.3711 | 499445.4 | 0 | 4479.056 | 235321.4
MsrNResSpltPkgAC-65to134-S13 | sim_annual | ECC | 1985 | CZ07 | cDXGF | DXSZCap | 1082.8978 | 299999.6 | 2450311.8985 | 784749.5 | 0 | 918950.9 | 90848.8985 | 417650.9 | 0 | 2194.624 | 235916.3
MsrNResSpltPkgAC-65to134-S13 | sim_annual | ECC | 1985 | CZ08 | cDXGF | DXSZCap | 958.68 | 299999.6 | 2657211.6075 | 784749.5 | 0 | 918950.9 | 96800.6075 | 628608.8 | 0 | 4218.885 | 223881.5
MsrNResSpltPkgAC-65to134-S13 | sim_annual | ECC | 1985 | CZ09 | cDXGF | DXSZCap | 1148.8269 | 299999.6 | 2707299.9744 | 784749.5 | 0 | 918950.9 | 153877.9744 | 591061.9 | 0 | 7250.551 | 251408.7
MsrNResSpltPkgAC-65to134-S13 | sim_annual | ECC | 1985 | CZ10 | cDXGF | DXSZCap | 1067.4948 | 299999.6 | 2850208.963 | 784749.5 | 0 | 918950.9 | 228302.963 | 663886.9 | 0 | 9891.08 | 244426.9
MsrNResSpltPkgAC-65to134-S13 | sim_annual | ECC | 1985 | CZ11 | cDXGF | DXSZCap | 1063.5983 | 299999.6 | 3327455.6 | 784749.5 | 0 | 918950.9 | 726698.6 | 629295.4 | 0 | 18105.6 | 249654.5
MsrNResSpltPkgAC-65to134-S13 | sim_annual | ECC | 1985 | CZ12 | cDXGF | DXSZCap | 963.7068 | 299999.6 | 3056010.85 | 784749.5 | 0 | 918950.9 | 609278.85 | 495679 | 0 | 15225.47 | 232126.4
MsrNResSpltPkgAC-65to134-S13 | sim_annual | ECC | 1985 | CZ13 | cDXGF | DXSZCap | 1075.8639 | 299999.6 | 3218508.424 | 784749.5 | 0 | 918950.9 | 524929.424 | 713680.8 | 0 | 15942.02 | 260254.9
MsrNResSpltPkgAC-65to134-S13 | sim_annual | ECC | 1985 | CZ14 | cDXGF | DXSZCap | 1120.3652 | 299999.6 | 3156238.646 | 784749.5 | 0 | 918950.9 | 542173.646 | 634868 | 0 | 19791.27 | 255703.6
MsrNResSpltPkgAC-65to134-S13 | sim_annual | ECC | 1985 | CZ15 | cDXGF | DXSZCap | 1471.9369 | 299999.6 | 3393664.6166 | 784749.5 | 0 | 918950.9 | 60828.6166 | 1288276 | 0 | 5522.081 | 335338.5
MsrNResSpltPkgAC-65to134-S13 | sim_annual | ECC | 1985 | CZ16 | cDXGF | DXSZCap | 1095.3139 | 299999.6 | 4005216.284 | 784749.5 | 0 | 918950.9 | 1808275.284 | 213618.2 | 0 | 34447.41 | 245174.1
MsrNResSpltPkgAC-65to134-S13 | sim_annual | ECC | 1996 | CZ01 | cDXGF | DXSZCap | 877.3258 | 299999.6 | 3029800.499 | 784749.5 | 0 | 878746.5 | 1136354.499 | 28872.55 | 0 | 23721.6 | 177357.8
MsrNResSpltPkgAC-65to134-S13 | sim_annual | ECC | 1996 | CZ02 | cDXGF | DXSZCap | 844.0898 | 299999.6 | 2867171.978 | 784749.5 | 0 | 878746.5 | 691053.978 | 303882 | 0 | 16499.68 | 192241.1
MsrNResSpltPkgAC-65to134-S13 | sim_annual | ECC | 1996 | CZ03 | cDXGF | DXSZCap | 1006.4114 | 299999.6 | 2582113.621 | 784749.5 | 0 | 878746.5 | 523736.621 | 171441 | 0 | 10920.71 | 212520.7
MsrNResSpltPkgAC-65to134-S13 | sim_annual | ECC | 1996 | CZ04 | cDXGF | DXSZCap | 851.5458 | 299999.6 | 2664935.95 | 784749.5 | 0 | 878746.5 | 401453.95 | 388827.1 | 0 | 9409.861 | 201749.5
MsrNResSpltPkgAC-65to134-S13 | sim_annual | ECC | 1996 | CZ05 | cDXGF | DXSZCap | 984.7529 | 299999.6 | 2510104.056 | 784749.5 | 0 | 878746.5 | 404865.056 | 219494 | 0 | 12300.67 | 209950.1
MsrNResSpltPkgAC-65to134-S13 | sim_annual | ECC | 1996 | CZ06 | cDXGF | DXSZCap | 1062.8858 | 299999.6 | 2502109.0072 | 784749.5 | 0 | 878746.5 | 143491.0072 | 465774.5 | 0 | 4341 | 225007.7
MsrNResSpltPkgAC-65to134-S13 | sim_annual | ECC | 1996 | CZ07 | cDXGF | DXSZCap | 1049.3545 | 299999.6 | 2385913.4718 | 784749.5 | 0 | 878746.5 | 105032.4718 | 389610.7 | 0 | 2126.645 | 225649
MsrNResSpltPkgAC-65to134-S13 | sim_annual | ECC | 1996 | CZ08 | cDXGF | DXSZCap | 938.2911 | 299999.6 | 2589137.0083 | 784749.5 | 0 | 878746.5 | 110081.0083 | 596109.6 | 0 | 4129.338 | 215322.8
MsrNResSpltPkgAC-65to134-S13 | sim_annual | ECC | 1996 | CZ09 | cDXGF | DXSZCap | 1128.7361 | 299999.6 | 2649179.6222 | 784749.5 | 0 | 878746.5 | 176176.6222 | 559109.3 | 0 | 7123.942 | 243274.7
MsrNResSpltPkgAC-65to134-S13 | sim_annual | ECC | 1996 | CZ10 | cDXGF | DXSZCap | 1047.8398 | 299999.6 | 2795855.3313 | 784749.5 | 0 | 878746.5 | 256203.3313 | 630514.9 | 0 | 9709.169 | 235933.9
MsrNResSpltPkgAC-65to134-S13 | sim_annual | ECC | 1996 | CZ11 | cDXGF | DXSZCap | 988.4801 | 299999.6 | 3106733.175 | 784749.5 | 0 | 878746.5 | 635070.175 | 562712 | 0 | 16827.04 | 228629
MsrNResSpltPkgAC-65to134-S13 | sim_annual | ECC | 1996 | CZ12 | cDXGF | DXSZCap | 892.997 | 299999.6 | 2870699.206 | 784749.5 | 0 | 878746.5 | 536876.206 | 444034.8 | 0 | 14108.58 | 212185.4
MsrNResSpltPkgAC-65to134-S13 | sim_annual | ECC | 1996 | CZ13 | cDXGF | DXSZCap | 1002.9979 | 299999.6 | 3024033.64 | 784749.5 | 0 | 878746.5 | 463666.64 | 643019.1 | 0 | 14862.5 | 238990.5
MsrNResSpltPkgAC-65to134-S13 | sim_annual | ECC | 1996 | CZ14 | cDXGF | DXSZCap | 1045.2128 | 299999.6 | 2954305.334 | 784749.5 | 0 | 878746.5 | 476253.334 | 562277.1 | 0 | 18464.19 | 233816.3
MsrNResSpltPkgAC-65to134-S13 | sim_annual | ECC | 1996 | CZ15 | cDXGF | DXSZCap | 1385.6729 | 299999.6 | 3195882.6047 | 784749.5 | 0 | 878746.5 | 50846.6047 | 1166195 | 0 | 5198.457 | 310147.3
MsrNResSpltPkgAC-65to134-S13 | sim_annual | ECC | 1996 | CZ16 | cDXGF | DXSZCap | 992.4029 | 299999.6 | 3738791.73 | 784749.5 | 0 | 878746.5 | 1635118.73 | 188978.9 | 0 | 31211.01 | 219989.7
MsrNResSpltPkgAC-65to134-S13 | sim_annual | ECC | 2003 | CZ01 | cDXGF | DXSZCap | 767.8954 | 299999.6 | 2973131.15 | 784749.5 | 0 | 838537.6 | 1146963.15 | 25435.15 | 0 | 20762.72 | 156682.8
MsrNResSpltPkgAC-65to134-S13 | sim_annual | ECC | 2003 | CZ02 | cDXGF | DXSZCap | 738.07 | 299999.6 | 2622081.614 | 784749.5 | 0 | 838537.6 | 563262.614 | 254919 | 0 | 14427.11 | 166185.3
MsrNResSpltPkgAC-65to134-S13 | sim_annual | ECC | 2003 | CZ03 | cDXGF | DXSZCap | 885.4368 | 299999.6 | 2445241.058 | 784749.5 | 0 | 838537.6 | 479965.058 | 146430.4 | 0 | 9607.918 | 185950
MsrNResSpltPkgAC-65to134-S13 | sim_annual | ECC | 2003 | CZ04 | cDXGF | DXSZCap | 775.8139 | 299999.6 | 2509227.116 | 784749.5 | 0 | 838537.6 | 360745.116 | 336217.3 | 0 | 8573.112 | 180403.6
MsrNResSpltPkgAC-65to134-S13 | sim_annual | ECC | 2003 | CZ05 | cDXGF | DXSZCap | 865.3737 | 299999.6 | 2384412.423 | 784749.5 | 0 | 838537.6 | 377211.423 | 188194.8 | 0 | 10809.41 | 184908.4
MsrNResSpltPkgAC-65to134-S13 | sim_annual | ECC | 2003 | CZ06 | cDXGF | DXSZCap | 939.1729 | 299999.6 | 2364092.4627 | 784749.5 | 0 | 838537.6 | 130456.4627 | 408809 | 0 | 3835.735 | 197703
MsrNResSpltPkgAC-65to134-S13 | sim_annual | ECC | 2003 | CZ07 | cDXGF | DXSZCap | 929.8148 | 299999.6 | 2266207.187 | 784749.5 | 0 | 838537.6 | 96502.187 | 345219.9 | 0 | 1884.384 | 199312.3
MsrNResSpltPkgAC-65to134-S13 | sim_annual | ECC | 2003 | CZ08 | cDXGF | DXSZCap | 858.0761 | 299999.6 | 2447194.1425 | 784749.5 | 0 | 838537.6 | 98264.1425 | 528023.8 | 0 | 3776.335 | 193842
MsrNResSpltPkgAC-65to134-S13 | sim_annual | ECC | 2003 | CZ09 | cDXGF | DXSZCap | 1044.8274 | 299999.6 | 2500269.3807 | 784749.5 | 0 | 838537.6 | 159207.3807 | 489796.3 | 0 | 6594.357 | 221382.7
MsrNResSpltPkgAC-65to134-S13 | sim_annual | ECC | 2003 | CZ10 | cDXGF | DXSZCap | 930.2684 | 299999.6 | 2577371.1986 | 784749.5 | 0 | 838537.6 | 200699.1986 | 538293.4 | 0 | 8619.595 | 206471.2
MsrNResSpltPkgAC-65to134-S13 | sim_annual | ECC | 2003 | CZ11 | cDXGF | DXSZCap | 918.6249 | 299999.6 | 2968340.752 | 784749.5 | 0 | 838537.6 | 615611.752 | 504177.6 | 0 | 15638.09 | 209624.9
MsrNResSpltPkgAC-65to134-S13 | sim_annual | ECC | 2003 | CZ12 | cDXGF | DXSZCap | 825.2812 | 299999.6 | 2747683.586 | 784749.5 | 0 | 838537.6 | 523005.586 | 395087 | 0 | 13039.05 | 193263.3
MsrNResSpltPkgAC-65to134-S13 | sim_annual | ECC | 2003 | CZ13 | cDXGF | DXSZCap | 935.7449 | 299999.6 | 2891568.704 | 784749.5 | 0 | 838537.6 | 455769.704 | 579122.4 | 0 | 13866.33 | 219523.2
MsrNResSpltPkgAC-65to134-S13 | sim_annual | ECC | 2003 | CZ14 | cDXGF | DXSZCap | 983.2081 | 299999.6 | 2847665.411 | 784749.5 | 0 | 838537.6 | 483604.411 | 507104.2 | 0 | 17369.01 | 216299.4
MsrNResSpltPkgAC-65to134-S13 | sim_annual | ECC | 2003 | CZ15 | cDXGF | DXSZCap | 1318.7385 | 299999.6 | 3047442.9011 | 784749.5 | 0 | 838537.6 | 51647.9011 | 1076894 | 0 | 4947.336 | 290665.1
MsrNResSpltPkgAC-65to134-S13 | sim_annual | ECC | 2003 | CZ16 | cDXGF | DXSZCap | 881.3143 | 299999.6 | 3616302.655 | 784749.5 | 0 | 838537.6 | 1605591.655 | 165432.5 | 0 | 27717.38 | 194272.8
MsrNResSpltPkgAC-65to134-S13 | sim_annual | ECC | 2007 | CZ01 | cDXGF | DXSZCap | 767.5982 | 299999.6 | 2961188.526 | 784749.5 | 0 | 838537.6 | 1134959.526 | 25552.23 | 0 | 20754.41 | 156635.1
MsrNResSpltPkgAC-65to134-S13 | sim_annual | ECC | 2007 | CZ02 | cDXGF | DXSZCap | 736.4245 | 299999.6 | 2614554.442 | 784749.5 | 0 | 838537.6 | 556229.442 | 254741.7 | 0 | 14394.87 | 165899.5
MsrNResSpltPkgAC-65to134-S13 | sim_annual | ECC | 2007 | CZ03 | cDXGF | DXSZCap | 884.9984 | 299999.6 | 2439306.146 | 784749.5 | 0 | 838537.6 | 474051.146 | 146480.9 | 0 | 9603.051 | 185883.3
MsrNResSpltPkgAC-65to134-S13 | sim_annual | ECC | 2007 | CZ04 | cDXGF | DXSZCap | 774.4112 | 299999.6 | 2503019.644 | 784749.5 | 0 | 838537.6 | 355147.644 | 335873.9 | 0 | 8557.55 | 180153.3
MsrNResSpltPkgAC-65to134-S13 | sim_annual | ECC | 2007 | CZ05 | cDXGF | DXSZCap | 864.914 | 299999.6 | 2380795.808 | 784749.5 | 0 | 838537.6 | 373532.808 | 188329.2 | 0 | 10803.52 | 184842
MsrNResSpltPkgAC-65to134-S13 | sim_annual | ECC | 2007 | CZ06 | cDXGF | DXSZCap | 939.1729 | 299999.6 | 2364092.4627 | 784749.5 | 0 | 838537.6 | 130456.4627 | 408809 | 0 | 3835.735 | 197703
MsrNResSpltPkgAC-65to134-S13 | sim_annual | ECC | 2007 | CZ07 | cDXGF | DXSZCap | 929.8148 | 299999.6 | 2266207.187 | 784749.5 | 0 | 838537.6 | 96502.187 | 345219.9 | 0 | 1884.384 | 199312.3
MsrNResSpltPkgAC-65to134-S13 | sim_annual | ECC | 2007 | CZ08 | cDXGF | DXSZCap | 858.0761 | 299999.6 | 2447194.1425 | 784749.5 | 0 | 838537.6 | 98264.1425 | 528023.8 | 0 | 3776.335 | 193842
MsrNResSpltPkgAC-65to134-S13 | sim_annual | ECC | 2007 | CZ09 | cDXGF | DXSZCap | 1044.8274 | 299999.6 | 2500269.3807 | 784749.5 | 0 | 838537.6 | 159207.3807 | 489796.3 | 0 | 6594.357 | 221382.7
MsrNResSpltPkgAC-65to134-S13 | sim_annual | ECC | 2007 | CZ10 | cDXGF | DXSZCap | 928.083 | 299999.6 | 2572281.7394 | 784749.5 | 0 | 838537.6 | 197272.7394 | 537071.6 | 0 | 8599.282 | 206049.2
MsrNResSpltPkgAC-65to134-S13 | sim_annual | ECC | 2007 | CZ11 | cDXGF | DXSZCap | 916.1191 | 299999.6 | 2956716.715 | 784749.5 | 0 | 838537.6 | 605998.715 | 502734.1 | 0 | 15595.44 | 209100.8
MsrNResSpltPkgAC-65to134-S13 | sim_annual | ECC | 2007 | CZ12 | cDXGF | DXSZCap | 823.1531 | 299999.6 | 2739302.353 | 784749.5 | 0 | 838537.6 | 515803.353 | 394345 | 0 | 13005.31 | 192861.5
MsrNResSpltPkgAC-65to134-S13 | sim_annual | ECC | 2007 | CZ13 | cDXGF | DXSZCap | 933.4867 | 299999.6 | 2881541.747 | 784749.5 | 0 | 838537.6 | 448371.747 | 577062.6 | 0 | 13832.71 | 218986.5
MsrNResSpltPkgAC-65to134-S13 | sim_annual | ECC | 2007 | CZ14 | cDXGF | DXSZCap | 981.183 | 299999.6 | 2837760.404 | 784749.5 | 0 | 838537.6 | 475664.404 | 505607.9 | 0 | 17333.14 | 215867.2
MsrNResSpltPkgAC-65to134-S13 | sim_annual | ECC | 2007 | CZ15 | cDXGF | DXSZCap | 1315.3344 | 299999.6 | 3040253.9207 | 784749.5 | 0 | 838537.6 | 50146.9207 | 1072030 | 0 | 4934.564 | 289854.4
MsrNResSpltPkgAC-65to134-S13 | sim_annual | ECC | 2007 | CZ16 | cDXGF | DXSZCap | 880.835 | 299999.6 | 3597993.163 | 784749.5 | 0 | 838537.6 | 1587647.163 | 165209.5 | 0 | 27702.33 | 194144.8
MsrNResSpltPkgAC-65to134-S13 | sim_annual | ECC | 2011 | CZ01 | cDXGF | DXSZCap | 767.2128 | 299999.6 | 2879555.316 | 783313.6 | 0 | 838537.6 | 1054100.316 | 26319.49 | 0 | 20743.96 | 156539.6
MsrNResSpltPkgAC-65to134-S13 | sim_annual | ECC | 2011 | CZ02 | cDXGF | DXSZCap | 734.5663 | 299999.6 | 2606312.238 | 783313.6 | 0 | 838537.6 | 550068.238 | 254467.7 | 0 | 14358.49 | 165566.8
MsrNResSpltPkgAC-65to134-S13 | sim_annual | ECC | 2011 | CZ03 | cDXGF | DXSZCap | 884.5579 | 299999.6 | 2432448.717 | 783313.6 | 0 | 838537.6 | 468673.717 | 146508.1 | 0 | 9598.218 | 185816.6
MsrNResSpltPkgAC-65to134-S13 | sim_annual | ECC | 2011 | CZ04 | cDXGF | DXSZCap | 772.8114 | 299999.6 | 2495852.759 | 783313.6 | 0 | 838537.6 | 350182.759 | 335422.6 | 0 | 8539.83 | 179855.9
MsrNResSpltPkgAC-65to134-S13 | sim_annual | ECC | 2011 | CZ05 | cDXGF | DXSZCap | 864.8807 | 299999.6 | 2380227.032 | 783313.6 | 0 | 838537.6 | 374461.032 | 188274.7 | 0 | 10803.09 | 184835.9
MsrNResSpltPkgAC-65to134-S13 | sim_annual | ECC | 2011 | CZ06 | cDXGF | DXSZCap | 939.072 | 299999.6 | 2363009.6294 | 783313.6 | 0 | 838537.6 | 130975.6294 | 408669.4 | 0 | 3835.325 | 197677.3
MsrNResSpltPkgAC-65to134-S13 | sim_annual | ECC | 2011 | CZ07 | cDXGF | DXSZCap | 929.053 | 299999.6 | 2263189.2493 | 783313.6 | 0 | 838537.6 | 95383.2493 | 344884.9 | 0 | 1882.839 | 199186.4
MsrNResSpltPkgAC-65to134-S13 | sim_annual | ECC | 2011 | CZ08 | cDXGF | DXSZCap | 856.2865 | 299999.6 | 2442973.3469 | 783313.6 | 0 | 838537.6 | 96884.3469 | 526977.2 | 0 | 3768.388 | 193491.1
MsrNResSpltPkgAC-65to134-S13 | sim_annual | ECC | 2011 | CZ09 | cDXGF | DXSZCap | 1036.4949 | 299999.6 | 2481053.1808 | 783313.6 | 0 | 838537.6 | 147023.1808 | 485802.2 | 0 | 6541.442 | 219834.5
MsrNResSpltPkgAC-65to134-S13 | sim_annual | ECC | 2011 | CZ10 | cDXGF | DXSZCap | 925.738 | 299999.6 | 2565952.4292 | 783313.6 | 0 | 838537.6 | 194254.4292 | 535681.4 | 0 | 8577.453 | 205586.7
MsrNResSpltPkgAC-65to134-S13 | sim_annual | ECC | 2011 | CZ11 | cDXGF | DXSZCap | 892.315 | 299999.6 | 2780525.287 | 783313.6 | 0 | 838537.6 | 457390.287 | 483519.5 | 0 | 15189.78 | 202573.2
MsrNResSpltPkgAC-65to134-S13 | sim_annual | ECC | 2011 | CZ12 | cDXGF | DXSZCap | 813.3911 | 299999.6 | 2684939.159 | 783313.6 | 0 | 838537.6 | 468496.159 | 390923 | 0 | 12850.83 | 190816.6
MsrNResSpltPkgAC-65to134-S13 | sim_annual | ECC | 2011 | CZ13 | cDXGF | DXSZCap | 914.3016 | 299999.6 | 2775304.2 | 783313.6 | 0 | 838537.6 | 367832.2 | 558465.3 | 0 | 13548.06 | 213606.2
MsrNResSpltPkgAC-65to134-S13 | sim_annual | ECC | 2011 | CZ14 | cDXGF | DXSZCap | 956.6983 | 299999.6 | 2698727.548 | 783313.6 | 0 | 838537.6 | 360107.548 | 489674.3 | 0 | 16900.25 | 210193.1
MsrNResSpltPkgAC-65to134-S13 | sim_annual | ECC | 2011 | CZ15 | cDXGF | DXSZCap | 1276.3176 | 299999.6 | 2949449.4244 | 783313.6 | 0 | 838537.6 | 36282.4244 | 1008172 | 0 | 4788.193 | 278355.7
MsrNResSpltPkgAC-65to134-S13 | sim_annual | ECC | 2011 | CZ16 | cDXGF | DXSZCap | 866.8487 | 299999.6 | 3233990.921 | 783313.6 | 0 | 838537.6 | 1234290.921 | 160789.1 | 0 | 27261.98 | 189797.5
MsrNResSpltPkgAC-65to134-S13 | sim_annual | ECC | 2015 | CZ01 | cDXGF | DXSZCap | 716.1456 | 299999.6 | 2820284.688 | 778730.8 | 0 | 838537.6 | 1012319.688 | 24721.43 | 0 | 19363.38 | 146611.7
MsrNResSpltPkgAC-65to134-S13 | sim_annual | ECC | 2015 | CZ02 | cDXGF | DXSZCap | 700.527 | 299999.6 | 2527951.639 | 778730.8 | 0 | 838537.6 | 504347.639 | 235640.7 | 0 | 13693.4 | 157000.6
MsrNResSpltPkgAC-65to134-S13 | sim_annual | ECC | 2015 | CZ03 | cDXGF | DXSZCap | 777.8045 | 299999.6 | 2328676.389 | 778730.8 | 0 | 838537.6 | 398501.389 | 138700.4 | 0 | 8439.868 | 165765.8
MsrNResSpltPkgAC-65to134-S13 | sim_annual | ECC | 2015 | CZ04 | cDXGF | DXSZCap | 711.4594 | 299999.6 | 2385836.7118 | 778730.8 | 0 | 838537.6 | 287770.7118 | 307059.9 | 0 | 7861.921 | 165874.5
MsrNResSpltPkgAC-65to134-S13 | sim_annual | ECC | 2015 | CZ05 | cDXGF | DXSZCap | 761.0112 | 299999.6 | 2293333.27 | 778730.8 | 0 | 838537.6 | 325344.27 | 176034.3 | 0 | 9505.882 | 165180
MsrNResSpltPkgAC-65to134-S13 | sim_annual | ECC | 2015 | CZ06 | cDXGF | DXSZCap | 829.3795 | 299999.6 | 2288313.1769 | 778730.8 | 0 | 838537.6 | 109281.1769 | 381113.4 | 0 | 3387.221 | 177262.3
MsrNResSpltPkgAC-65to134-S13 | sim_annual | ECC | 2015 | CZ07 | cDXGF | DXSZCap | 820.4635 | 299999.6 | 2203587.9459 | 778730.8 | 0 | 838537.6 | 81074.9459 | 324490.9 | 0 | 1662.669 | 179090.1
MsrNResSpltPkgAC-65to134-S13 | sim_annual | ECC | 2015 | CZ08 | cDXGF | DXSZCap | 795.4108 | 299999.6 | 2364403.5663 | 778730.8 | 0 | 838537.6 | 77735.5663 | 486059.8 | 0 | 3500.579 | 179838.3
MsrNResSpltPkgAC-65to134-S13 | sim_annual | ECC | 2015 | CZ09 | cDXGF | DXSZCap | 971.8794 | 299999.6 | 2389621.6321 | 778730.8 | 0 | 838537.6 | 116039.6321 | 444499.8 | 0 | 6133.824 | 205678.6
MsrNResSpltPkgAC-65to134-S13 | sim_annual | ECC | 2015 | CZ10 | cDXGF | DXSZCap | 890.5275 | 299999.6 | 2499427.7035 | 778730.8 | 0 | 838537.6 | 176810.7035 | 500891.2 | 0 | 8251.423 | 196205
MsrNResSpltPkgAC-65to134-S13 | sim_annual | ECC | 2015 | CZ11 | cDXGF | DXSZCap | 851.083 | 299999.6 | 2677152.296 | 778730.8 | 0 | 838537.6 | 406822.296 | 446906.1 | 0 | 14488.04 | 191666.3
MsrNResSpltPkgAC-65to134-S13 | sim_annual | ECC | 2015 | CZ12 | cDXGF | DXSZCap | 777.6098 | 299999.6 | 2597915.348 | 778730.8 | 0 | 838537.6 | 424450.348 | 362929.8 | 0 | 12285.71 | 180979.5
MsrNResSpltPkgAC-65to134-S13 | sim_annual | ECC | 2015 | CZ13 | cDXGF | DXSZCap | 877.3951 | 299999.6 | 2681605.516 | 778730.8 | 0 | 838537.6 | 328749.516 | 519560.6 | 0 | 13001.47 | 203024.9
MsrNResSpltPkgAC-65to134-S13 | sim_annual | ECC | 2015 | CZ14 | cDXGF | DXSZCap | 919.9022 | 299999.6 | 2611720.752 | 778730.8 | 0 | 838537.6 | 326713.752 | 451566.6 | 0 | 16250.58 | 199920.8
MsrNResSpltPkgAC-65to134-S13 | sim_annual | ECC | 2015 | CZ15 | cDXGF | DXSZCap | 1233.7896 | 299999.6 | 2861668.4603 | 778730.8 | 0 | 838537.6 | 29074.4603 | 944372.3 | 0 | 4628.642 | 266324.4
MsrNResSpltPkgAC-65to134-S13 | sim_annual | ECC | 2015 | CZ16 | cDXGF | DXSZCap | 809.8408 | 299999.6 | 3116939.043 | 778730.8 | 0 | 838537.6 | 1150538.043 | 147070.7 | 0 | 25469.01 | 176592.6
MsrNResSpltPkgAC-65to134-S13 | sim_annual | ECC | 2017 | CZ01 | cDXGF | DXSZCap | 713.4867 | 299999.6 | 2795060.735 | 766961.9 | 0 | 838537.6 | 999538.735 | 24605.3 | 0 | 19291.2 | 146124.7
MsrNResSpltPkgAC-65to134-S13 | sim_annual | ECC | 2017 | CZ02 | cDXGF | DXSZCap | 697.6796 | 299999.6 | 2510879 | 766961.9 | 0 | 838537.6 | 501030 | 234346.6 | 0 | 13637.79 | 156364.5
MsrNResSpltPkgAC-65to134-S13 | sim_annual | ECC | 2017 | CZ03 | cDXGF | DXSZCap | 775.4756 | 299999.6 | 2314267.562 | 766961.9 | 0 | 838537.6 | 397083.562 | 137985 | 0 | 8414.492 | 165284.1
MsrNResSpltPkgAC-65to134-S13 | sim_annual | ECC | 2017 | CZ04 | cDXGF | DXSZCap | 709.1073 | 299999.6 | 2369149.5794 | 766961.9 | 0 | 838537.6 | 285137.5794 | 305398.3 | 0 | 7835.88 | 165276.6
MsrNResSpltPkgAC-65to134-S13 | sim_annual | ECC | 2017 | CZ05 | cDXGF | DXSZCap | 758.2498 | 299999.6 | 2277139.8 | 766961.9 | 0 | 838537.6 | 322182.8 | 175351.5 | 0 | 9471.116 | 164633.8
MsrNResSpltPkgAC-65to134-S13 | sim_annual | ECC | 2017 | CZ06 | cDXGF | DXSZCap | 825.75 | 299999.6 | 2269239.7012 | 766961.9 | 0 | 838537.6 | 105388.7012 | 378431.8 | 0 | 3372.232 | 176545.7
MsrNResSpltPkgAC-65to134-S13 | sim_annual | ECC | 2017 | CZ07 | cDXGF | DXSZCap | 817.2215 | 299999.6 | 2187790.7107 | 766961.9 | 0 | 838537.6 | 79455.7107 | 322730 | 0 | 1656.049 | 178447.9
MsrNResSpltPkgAC-65to134-S13 | sim_annual | ECC | 2017 | CZ08 | cDXGF | DXSZCap | 790.4924 | 299999.6 | 2345747.351 | 766961.9 | 0 | 838537.6 | 75332.351 | 482640.3 | 0 | 3478.828 | 178795.2
MsrNResSpltPkgAC-65to134-S13 | sim_annual | ECC | 2017 | CZ09 | cDXGF | DXSZCap | 968.7202 | 299999.6 | 2373030.461 | 766961.9 | 0 | 838537.6 | 114380.461 | 442054.1 | 0 | 6113.787 | 204982
MsrNResSpltPkgAC-65to134-S13 | sim_annual | ECC | 2017 | CZ10 | cDXGF | DXSZCap | 887.3594 | 299999.6 | 2481970.4974 | 766961.9 | 0 | 838537.6 | 174713.4974 | 498070.1 | 0 | 8221.949 | 195463.2
MsrNResSpltPkgAC-65to134-S13 | sim_annual | ECC | 2017 | CZ11 | cDXGF | DXSZCap | 846.9235 | 299999.6 | 2654973.605 | 766961.9 | 0 | 838537.6 | 400233.605 | 444093.3 | 0 | 14417.14 | 190729
MsrNResSpltPkgAC-65to134-S13 | sim_annual | ECC | 2017 | CZ12 | cDXGF | DXSZCap | 774.4122 | 299999.6 | 2578391.846 | 766961.9 | 0 | 838537.6 | 419523.846 | 360902.2 | 0 | 12235.1 | 180230.1
MsrNResSpltPkgAC-65to134-S13 | sim_annual | ECC | 2017 | CZ13 | cDXGF | DXSZCap | 873.7983 | 299999.6 | 2660066.346 | 766961.9 | 0 | 838537.6 | 323566.346 | 515955.6 | 0 | 12948.1 | 202095.5
MsrNResSpltPkgAC-65to134-S13 | sim_annual | ECC | 2017 | CZ14 | cDXGF | DXSZCap | 916.4199 | 299999.6 | 2590588.109 | 766961.9 | 0 | 838537.6 | 321161.109 | 448619.2 | 0 | 16188.92 | 199118.1
MsrNResSpltPkgAC-65to134-S13 | sim_annual | ECC | 2017 | CZ15 | cDXGF | DXSZCap | 1228.8479 | 299999.6 | 2840619.6075 | 766961.9 | 0 | 838537.6 | 28275.6075 | 937109.9 | 0 | 4610.107 | 265124.1
MsrNResSpltPkgAC-65to134-S13 | sim_annual | ECC | 2017 | CZ16 | cDXGF | DXSZCap | 807.1304 | 299999.6 | 3091174.873 | 766961.9 | 0 | 838537.6 | 1138029.873 | 146256.8 | 0 | 25383.94 | 176003.4
MsrNResSpltPkgAC-65to134-S13 | sim_annual | ECC | 2020 | CZ01 | cDXGF | DXSZCap | 673.8365 | 299999.6 | 2721622.541 | 498675.5 | 0 | 838537.6 | 1206848.541 | 19783.82 | 0 | 18219.48 | 139555.9
MsrNResSpltPkgAC-65to134-S13 | sim_annual | ECC | 2020 | CZ02 | cDXGF | DXSZCap | 668.8828 | 299999.6 | 2302048.623 | 498675.5 | 0 | 838537.6 | 590632.623 | 212089.2 | 0 | 13075.39 | 149036.9
MsrNResSpltPkgAC-65to134-S13 | sim_annual | ECC | 2020 | CZ03 | cDXGF | DXSZCap | 735.1759 | 299999.6 | 2115434.15 | 498675.5 | 0 | 838537.6 | 494159.15 | 120368.9 | 0 | 7977.42 | 155713.7
MsrNResSpltPkgAC-65to134-S13 | sim_annual | ECC | 2020 | CZ04 | cDXGF | DXSZCap | 681.385 | 299999.6 | 2124982.406 | 498675.5 | 0 | 838537.6 | 344199.406 | 278554.4 | 0 | 7529.74 | 157483.9
MsrNResSpltPkgAC-65to134-S13 | sim_annual | ECC | 2020 | CZ05 | cDXGF | DXSZCap | 718.0798 | 299999.6 | 2055772.925 | 498675.5 | 0 | 838537.6 | 397959.925 | 153277.7 | 0 | 8969.57 | 158351.6
MsrNResSpltPkgAC-65to134-S13 | sim_annual | ECC | 2020 | CZ06 | cDXGF | DXSZCap | 786.0736 | 299999.6 | 1985005.3169 | 498675.5 | 0 | 838537.6 | 133008.3169 | 344645.6 | 0 | 3210.295 | 166927.2
MsrNResSpltPkgAC-65to134-S13 | sim_annual | ECC | 2020 | CZ07 | cDXGF | DXSZCap | 777.5756 | 299999.6 | 1904097.4212 | 498675.5 | 0 | 838537.6 | 103349.4212 | 292180.1 | 0 | 1575.749 | 169777.8
MsrNResSpltPkgAC-65to134-S13 | sim_annual | ECC | 2020 | CZ08 | cDXGF | DXSZCap | 762.8568 | 299999.6 | 2051638.0199 | 498675.5 | 0 | 838537.6 | 94148.0199 | 446618.5 | 0 | 3357.31 | 170299.5
MsrNResSpltPkgAC-65to134-S13 | sim_annual | ECC | 2020 | CZ09 | cDXGF | DXSZCap | 942.1105 | 299999.6 | 2093474.9633 | 498675.5 | 0 | 838537.6 | 141998.9633 | 410770.6 | 0 | 5945.971 | 197544.6
MsrNResSpltPkgAC-65to134-S13 | sim_annual | ECC | 2020 | CZ10 | cDXGF | DXSZCap | 860.3797 | 299999.6 | 2206326.0234 | 498675.5 | 0 | 838537.6 | 208872.0234 | 464722.2 | 0 | 7972.175 | 187546
MsrNResSpltPkgAC-65to134-S13 | sim_annual | ECC | 2020 | CZ11 | cDXGF | DXSZCap | 820.0403 | 299999.6 | 2423828.633 | 498675.5 | 0 | 838537.6 | 473599.633 | 415998.8 | 0 | 13959.84 | 183055.6
MsrNResSpltPkgAC-65to134-S13 | sim_annual | ECC | 2020 | CZ12 | cDXGF | DXSZCap | 748.1798 | 299999.6 | 2346010.467 | 498675.5 | 0 | 838537.6 | 491161.467 | 333865.2 | 0 | 11821.04 | 171948.4
MsrNResSpltPkgAC-65to134-S13 | sim_annual | ECC | 2020 | CZ13 | cDXGF | DXSZCap | 847.1327 | 299999.6 | 2413162.976 | 498675.5 | 0 | 838537.6 | 385069.976 | 484393.6 | 0 | 12553.22 | 193931.9
MsrNResSpltPkgAC-65to134-S13 | sim_annual | ECC | 2020 | CZ14 | cDXGF | DXSZCap | 887.6361 | 299999.6 | 2345580.234 | 498675.5 | 0 | 838537.6 | 381702.234 | 419753.4 | 0 | 15680.73 | 191229.7
MsrNResSpltPkgAC-65to134-S13 | sim_annual | ECC | 2020 | CZ15 | cDXGF | DXSZCap | 1200.3987 | 299999.6 | 2527724.8709 | 498675.5 | 0 | 838537.6 | 36311.8709 | 892841.1 | 0 | 4503.381 | 256854.1
MsrNResSpltPkgAC-65to134-S13 | sim_annual | ECC | 2020 | CZ16 | cDXGF | DXSZCap | 767.2351 | 299999.6 | 2941857.691 | 498675.5 | 0 | 838537.6 | 1280259.691 | 133510 | 0 | 24129.48 | 166744.2
MsrNResSpltPkgAC-65to134-S13 | sim_annual | EPr | 1975 | CZ01 | cDXGF | DXSZCap | 151.5886 | 50000.14 | 505484.3233 | 80054.27 | 0 | 110993 | 286424.5233 | 2943.418 | 0 | 4099.245 | 20969.72
MsrNResSpltPkgAC-65to134-S13 | sim_annual | EPr | 1975 | CZ02 | cDXGF | DXSZCap | 146.1302 | 50000.14 | 398992.1087 | 80054.27 | 0 | 110993 | 146490.0087 | 34664.1 | 0 | 2857.46 | 23933
MsrNResSpltPkgAC-65to134-S13 | sim_annual | EPr | 1975 | CZ03 | cDXGF | DXSZCap | 166.4234 | 50000.14 | 358416.209 | 80054.27 | 0 | 110993 | 121159.309 | 19966.98 | 0 | 1806.103 | 24436.32
MsrNResSpltPkgAC-65to134-S13 | sim_annual | EPr | 1975 | CZ04 | cDXGF | DXSZCap | 149.9304 | 50000.14 | 353004.098 | 80054.27 | 0 | 110993 | 89448.798 | 45516.51 | 0 | 1657.259 | 25333.93
MsrNResSpltPkgAC-65to134-S13 | sim_annual | EPr | 1975 | CZ05 | cDXGF | DXSZCap | 162.644 | 50000.14 | 340708.4708 | 80054.27 | 0 | 110993 | 94848.6708 | 27137.96 | 0 | 2031.809 | 25642.5
MsrNResSpltPkgAC-65to134-S13 | sim_annual | EPr | 1975 | CZ06 | cDXGF | DXSZCap | 179.2818 | 50000.14 | 311426.254 | 80054.27 | 0 | 110993 | 37585.454 | 53887.77 | 0 | 732.2199 | 28173.11
MsrNResSpltPkgAC-65to134-S13 | sim_annual | EPr | 1975 | CZ07 | cDXGF | DXSZCap | 176.2548 | 50000.14 | 294384.3052 | 80054.27 | 0 | 110993 | 32498.5052 | 42746.53 | 0 | 357.2018 | 27734.49
MsrNResSpltPkgAC-65to134-S13 | sim_annual | EPr | 1975 | CZ08 | cDXGF | DXSZCap | 167.1452 | 50000.14 | 320017.3494 | 80054.27 | 0 | 110993 | 28988.6494 | 71645.73 | 0 | 735.6618 | 27599.77
MsrNResSpltPkgAC-65to134-S13 | sim_annual | EPr | 1975 | CZ09 | cDXGF | DXSZCap | 207.707 | 50000.14 | 337633.1076 | 80054.27 | 0 | 110993 | 47434.7076 | 67214.23 | 0 | 1311.033 | 30625.5
MsrNResSpltPkgAC-65to134-S13 | sim_annual | EPr | 1975 | CZ10 | cDXGF | DXSZCap | 190.9618 | 50000.14 | 358915.6551 | 80054.27 | 0 | 110993 | 58175.3551 | 78260.12 | 0 | 1769.603 | 29663.02
MsrNResSpltPkgAC-65to134-S13 | sim_annual | EPr | 1975 | CZ11 | cDXGF | DXSZCap | 187.8927 | 50000.14 | 458025.2366 | 80054.27 | 0 | 110993 | 158057.7366 | 73839.61 | 0 | 3198.897 | 31881.36
MsrNResSpltPkgAC-65to134-S13 | sim_annual | EPr | 1975 | CZ12 | cDXGF | DXSZCap | 165.5943 | 50000.14 | 413053.1627 | 80054.27 | 0 | 110993 | 135349.5627 | 55517.29 | 0 | 2616.873 | 28521.89
MsrNResSpltPkgAC-65to134-S13 | sim_annual | EPr | 1975 | CZ13 | cDXGF | DXSZCap | 191.2958 | 50000.14 | 432184.7149 | 80054.27 | 0 | 110993 | 122280.4149 | 84130.09 | 0 | 2835.122 | 31891.56
MsrNResSpltPkgAC-65to134-S13 | sim_annual | EPr | 1975 | CZ14 | cDXGF | DXSZCap | 202.4332 | 50000.14 | 425140.7306 | 80054.27 | 0 | 110993 | 124321.1306 | 74540.95 | 0 | 3576.39 | 31654.76
MsrNResSpltPkgAC-65to134-S13 | sim_annual | EPr | 1975 | CZ15 | cDXGF | DXSZCap | 272.1169 | 50000.14 | 422997.4513 | 80054.27 | 0 | 110993 | 20885.1513 | 167068 | 0 | 1020.866 | 42975.97
MsrNResSpltPkgAC-65to134-S13 | sim_annual | EPr | 1975 | CZ16 | cDXGF | DXSZCap | 175.618 | 50000.14 | 619539.543 | 80054.27 | 0 | 110993 | 375670.243 | 20465.21 | 0 | 5523.404 | 26833.23
MsrNResSpltPkgAC-65to134-S13 | sim_annual | EPr | 1985 | CZ01 | cDXGF | DXSZCap | 150.0551 | 50000.14 | 486673.3855 | 80054.27 | 0 | 106673.6 | 272174.5855 | 2974.25 | 0 | 4057.777 | 20739.44
MsrNResSpltPkgAC-65to134-S13 | sim_annual | EPr | 1985 | CZ02 | cDXGF | DXSZCap | 143.9736 | 50000.14 | 384352.6538 | 80054.27 | 0 | 106673.6 | 136522.3538 | 34619.18 | 0 | 2815.317 | 23668.49
MsrNResSpltPkgAC-65to134-S13 | sim_annual | EPr | 1985 | CZ03 | cDXGF | DXSZCap | 164.3254 | 50000.14 | 346127.8581 | 80054.27 | 0 | 106673.6 | 113338.7581 | 20075.36 | 0 | 1783.329 | 24202.96
MsrNResSpltPkgAC-65to134-S13 | sim_annual | EPr | 1985 | CZ04 | cDXGF | DXSZCap | 147.46 | 50000.14 | 341173.4031 | 80054.27 | 0 | 106673.6 | 82358.4031 | 45416.56 | 0 | 1629.95 | 25041.11
MsrNResSpltPkgAC-65to134-S13 | sim_annual | EPr | 1985 | CZ05 | cDXGF | DXSZCap | 160.7695 | 50000.14 | 329349.4676 | 80054.27 | 0 | 106673.6 | 87933.1676 | 27229.92 | 0 | 2008.394 | 25450.61
MsrNResSpltPkgAC-65to134-S13 | sim_annual | EPr | 1985 | CZ06 | cDXGF | DXSZCap | 176.8094 | 50000.14 | 303869.4092 | 80054.27 | 0 | 106673.6 | 34528.4092 | 53966.77 | 0 | 722.1229 | 27924.77
MsrNResSpltPkgAC-65to134-S13 | sim_annual | EPr | 1985 | CZ07 | cDXGF | DXSZCap | 174.0447 | 50000.14 | 287524.2125 | 80054.27 | 0 | 106673.6 | 30109.4125 | 42811 | 0 | 352.7226 | 27523.74
MsrNResSpltPkgAC-65to134-S13 | sim_annual | EPr | 1985 | CZ08 | cDXGF | DXSZCap | 164.8873 | 50000.14 | 312495.0535 | 80054.27 | 0 | 106673.6 | 26417.6535 | 71270.97 | 0 | 725.7231 | 27353.28
MsrNResSpltPkgAC-65to134-S13 | sim_annual | EPr | 1985 | CZ09 | cDXGF | DXSZCap | 204.5479 | 50000.14 | 328729.3684 | 80054.27 | 0 | 106673.6 | 43668.3684 | 66780.96 | 0 | 1291.089 | 30261.67
MsrNResSpltPkgAC-65to134-S13 | sim_annual | EPr | 1985 | CZ10 | cDXGF | DXSZCap | 188.0191 | 50000.14 | 349391.5046 | 80054.27 | 0 | 106673.6 | 53918.5046 | 77673.22 | 0 | 1742.332 | 29330.08
MsrNResSpltPkgAC-65to134-S13 | sim_annual | EPr | 1985 | CZ11 | cDXGF | DXSZCap | 184.7078 | 50000.14 | 442226.7068 | 80054.27 | 0 | 106673.6 | 147984.8068 | 72924.8 | 0 | 3144.681 | 31444.95
MsrNResSpltPkgAC-65to134-S13 | sim_annual | EPr | 1985 | CZ12 | cDXGF | DXSZCap | 162.8253 | 50000.14 | 398955.4024 | 80054.27 | 0 | 106673.6 | 126334.8024 | 55157.95 | 0 | 2573.112 | 28162.1
MsrNResSpltPkgAC-65to134-S13 | sim_annual | EPr | 1985 | CZ13 | cDXGF | DXSZCap | 188.2365 | 50000.14 | 418157.1548 | 80054.27 | 0 | 106673.6 | 114183.1548 | 83024.83 | 0 | 2789.768 | 31431.95
MsrNResSpltPkgAC-65to134-S13 | sim_annual | EPr | 1985 | CZ14 | cDXGF | DXSZCap | 199.3488 | 50000.14 | 410809.9024 | 80054.27 | 0 | 106673.6 | 115493.8024 | 73811.76 | 0 | 3521.886 | 31254.95
MsrNResSpltPkgAC-65to134-S13 | sim_annual | EPr | 1985 | CZ15 | cDXGF | DXSZCap | 268.2418 | 50000.14 | 413194.9577 | 80054.27 | 0 | 106673.6 | 19126.2577 | 163973.7 | 0 | 1006.328 | 42361.29
MsrNResSpltPkgAC-65to134-S13 | sim_annual | EPr | 1985 | CZ16 | cDXGF | DXSZCap | 173.3026 | 50000.14 | 595331.511 | 80054.27 | 0 | 106673.6 | 356266.611 | 20386.27 | 0 | 5450.569 | 26500.62
MsrNResSpltPkgAC-65to134-S13 | sim_annual | EPr | 1996 | CZ01 | cDXGF | DXSZCap | 132.9783 | 50000.14 | 455488.6653 | 80054.27 | 0 | 102353.4 | 248391.3653 | 2666.018 | 0 | 3595.987 | 18427.75
MsrNResSpltPkgAC-65to134-S13 | sim_annual | EPr | 1996 | CZ02 | cDXGF | DXSZCap | 137.478 | 50000.14 | 375418.7971 | 80054.27 | 0 | 102353.4 | 136697.5971 | 31354.39 | 0 | 2688.273 | 22270.91
MsrNResSpltPkgAC-65to134-S13 | sim_annual | EPr | 1996 | CZ03 | cDXGF | DXSZCap | 156.8703 | 50000.14 | 339805.8821 | 80054.27 | 0 | 102353.4 | 115058.0821 | 17826.86 | 0 | 1702.421 | 22810.88
MsrNResSpltPkgAC-65to134-S13 | sim_annual | EPr | 1996 | CZ04 | cDXGF | DXSZCap | 141.2821 | 50000.14 | 331723.591 | 80054.27 | 0 | 102353.4 | 82944.491 | 41269.16 | 0 | 1561.665 | 23540.75
MsrNResSpltPkgAC-65to134-S13 | sim_annual | EPr | 1996 | CZ05 | cDXGF | DXSZCap | 153.1119 | 50000.14 | 323927.8303 | 80054.27 | 0 | 102353.4 | 91110.4303 | 24457.78 | 0 | 1912.731 | 24039.26
MsrNResSpltPkgAC-65to134-S13 | sim_annual | EPr | 1996 | CZ06 | cDXGF | DXSZCap | 170.2961 | 50000.14 | 297397.555 | 80054.27 | 0 | 102353.4 | 38598.355 | 49136.46 | 0 | 695.5215 | 26559.61
MsrNResSpltPkgAC-65to134-S13 | sim_annual | EPr | 1996 | CZ07 | cDXGF | DXSZCap | 167.5703 | 50000.14 | 281736.8416 | 80054.27 | 0 | 102353.4 | 33792.0416 | 38991.19 | 0 | 339.6015 | 26206.36
MsrNResSpltPkgAC-65to134-S13 | sim_annual | EPr | 1996 | CZ08 | cDXGF | DXSZCap | 161.239 | 50000.14 | 305610.1338 | 80054.27 | 0 | 102353.4 | 29829.3338 | 66323.61 | 0 | 709.6669 | 26339.84
MsrNResSpltPkgAC-65to134-S13 | sim_annual | EPr | 1996 | CZ09 | cDXGF | DXSZCap | 201.6688 | 50000.14 | 325094.8059 | 80054.27 | 0 | 102353.4 | 50257.2059 | 61861.64 | 0 | 1272.917 | 29295.5
MsrNResSpltPkgAC-65to134-S13 | sim_annual | EPr | 1996 | CZ10 | cDXGF | DXSZCap | 185.083 | 50000.14 | 345844.4461 | 80054.27 | 0 | 102353.4 | 60955.0461 | 72482.47 | 0 | 1715.117 | 28284.11
MsrNResSpltPkgAC-65to134-S13 | sim_annual | EPr | 1996 | CZ11 | cDXGF | DXSZCap | 169.9448 | 50000.14 | 401873.2248 | 80054.27 | 0 | 102353.4 | 126134.6248 | 62104.36 | 0 | 2893.336 | 28333.25
MsrNResSpltPkgAC-65to134-S13 | sim_annual | EPr | 1996 | CZ12 | cDXGF | DXSZCap | 147.7824 | 50000.14 | 364606.3968 | 80054.27 | 0 | 102353.4 | 107706.0968 | 47054.57 | 0 | 2335.397 | 25102.79
MsrNResSpltPkgAC-65to134-S13 | sim_annual | EPr | 1996 | CZ13 | cDXGF | DXSZCap | 172.9818 | 50000.14 | 383836.3611 | 80054.27 | 0 | 102353.4 | 97625.4611 | 71369.14 | 0 | 2563.692 | 29870.4
MsrNResSpltPkgAC-65to134-S13 | sim_annual | EPr | 1996 | CZ14 | cDXGF | DXSZCap | 183.3238 | 50000.14 | 375655.6192 | 80054.27 | 0 | 102353.4 | 99858.6192 | 62187.48 | 0 | 3238.799 | 27963.11
MsrNResSpltPkgAC-65to134-S13 | sim_annual | EPr | 1996 | CZ15 | cDXGF | DXSZCap | 250.339 | 50000.14 | 380887.6741 | 80054.27 | 0 | 102353.4 | 16681.5741 | 142446.8 | 0 | 939.1644 | 38412.59
MsrNResSpltPkgAC-65to134-S13 | sim_annual | EPr | 1996 | CZ16 | cDXGF | DXSZCap | 154.9786 | 50000.14 | 543407.554 | 80054.27 | 0 | 102353.4 | 315847.554 | 17023.1 | 0 | 4874.267 | 23255.17
MsrNResSpltPkgAC-65to134-S13 | sim_annual | EPr | 2003 | CZ01 | cDXGF | DXSZCap | 114.6393 | 50000.14 | 451446.3801 | 80054.27 | 0 | 98033.33 | 251943.5801 | 2276.932 | 0 | 3100.058 | 16038.27
MsrNResSpltPkgAC-65to134-S13 | sim_annual | EPr | 2003 | CZ02 | cDXGF | DXSZCap | 117.257 | 50000.14 | 344136.9357 | 80054.27 | 0 | 98033.33 | 119897.0357 | 25003.11 | 0 | 2292.873 | 18856.39
MsrNResSpltPkgAC-65to134-S13 | sim_annual | EPr | 2003 | CZ03 | cDXGF | DXSZCap | 136.1243 | 50000.14 | 329526.5711 | 80054.27 | 0 | 98033.33 | 115841.2711 | 14424.91 | 0 | 1477.279 | 19695.62
MsrNResSpltPkgAC-65to134-S13 | sim_annual | EPr | 2003 | CZ04 | cDXGF | DXSZCap | 126.8249 | 50000.14 | 315405.3916 | 80054.27 | 0 | 98033.33 | 81565.6916 | 33693.08 | 0 | 1401.866 | 20657.28
MsrNResSpltPkgAC-65to134-S13 | sim_annual | EPr | 2003 | CZ05 | cDXGF | DXSZCap | 132.5304 | 50000.14 | 315960.2173 | 80054.27 | 0 | 98033.33 | 95346.9173 | 19948.99 | 0 | 1655.613 | 20921.11
MsrNResSpltPkgAC-65to134-S13 | sim_annual | EPr | 2003 | CZ06 | cDXGF | DXSZCap | 149.3858 | 50000.14 | 282904.8415 | 80054.27 | 0 | 98033.33 | 40028.3415 | 40908.08 | 0 | 610.1192 | 23270.74
MsrNResSpltPkgAC-65to134-S13 | sim_annual | EPr | 2003 | CZ07 | cDXGF | DXSZCap | 147.2052 | 50000.14 | 270140.7559 | 80054.27 | 0 | 98033.33 | 35973.4559 | 32723.72 | 0 | 298.3294 | 23057.66
MsrNResSpltPkgAC-65to134-S13 | sim_annual | EPr | 2003 | CZ08 | cDXGF | DXSZCap | 147.4066 | 50000.14 | 289023.5297 | 80054.27 | 0 | 98033.33 | 30988.5297 | 55728.02 | 0 | 648.7843 | 23570.65
MsrNResSpltPkgAC-65to134-S13 | sim_annual | EPr | 2003 | CZ09 | cDXGF | DXSZCap | 186.1016 | 50000.14 | 307134.4883 | 80054.27 | 0 | 98033.33 | 50150.7883 | 51358.03 | 0 | 1174.659 | 26363.45
MsrNResSpltPkgAC-65to134-S13 | sim_annual | EPr | 2003 | CZ10 | cDXGF | DXSZCap | 160.7378 | 50000.14 | 310650.9069 | 80054.27 | 0 | 98033.33 | 49014.0069 | 58037.16 | 0 | 1489.521 | 24022.63
MsrNResSpltPkgAC-65to134-S13 | sim_annual | EPr | 2003 | CZ11 | cDXGF | DXSZCap | 158.0795 | 50000.14 | 385705.8037 | 80054.27 | 0 | 98033.33 | 125720.7037 | 53297.71 | 0 | 2691.334 | 25908.52
MsrNResSpltPkgAC-65to134-S13 | sim_annual | EPr | 2003 | CZ12 | cDXGF | DXSZCap | 135.6898 | 50000.14 | 349971.5728 | 80054.27 | 0 | 98033.33 | 107334.5728 | 39775.42 | 0 | 2144.307 | 22629.68
MsrNResSpltPkgAC-65to134-S13 | sim_annual | EPr | 2003 | CZ13 | cDXGF | DXSZCap | 160.8557 | 50000.14 | 367001.5316 | 80054.27 | 0 | 98033.33 | 97674.8316 | 61614.73 | 0 | 2383.986 | 27240.43
MsrNResSpltPkgAC-65to134-S13 | sim_annual | EPr | 2003 | CZ14 | cDXGF | DXSZCap | 171.3133 | 50000.14 | 364472.7161 | 80054.27 | 0 | 98033.33 | 103905.9161 | 53886.84 | 0 | 3026.611 | 25565.85
MsrNResSpltPkgAC-65to134-S13 | sim_annual | EPr | 2003 | CZ15 | cDXGF | DXSZCap | 239.0475 | 50000.14 | 361483.0602 | 80054.27 | 0 | 98033.33 | 17845.6602 | 128814.6 | 0 | 896.8036 | 35838.41
MsrNResSpltPkgAC-65to134-S13 | sim_annual | EPr | 2003 | CZ16 | cDXGF | DXSZCap | 135.6301 | 50000.14 | 530484.658 | 80054.27 | 0 | 98033.33 | 313863.358 | 14093.43 | 0 | 4265.757 | 20174.52
MsrNResSpltPkgAC-65to134-S13 | sim_annual | EPr | 2007 | CZ01 | cDXGF | DXSZCap | 114.4169 | 50000.14 | 445955.6305 | 80054.27 | 0 | 98033.33 | 246468.2305 | 2300.535 | 0 | 3094.046 | 16005.31
MsrNResSpltPkgAC-65to134-S13 | sim_annual | EPr | 2007 | CZ02 | cDXGF | DXSZCap | 115.8023 | 50000.14 | 339009.3346 | 80054.27 | 0 | 98033.33 | 114982.6346 | 24975.67 | 0 | 2264.403 | 18698.97
MsrNResSpltPkgAC-65to134-S13 | sim_annual | EPr | 2007 | CZ03 | cDXGF | DXSZCap | 135.7631 | 50000.14 | 325987.8587 | 80054.27 | 0 | 98033.33 | 112340.8587 | 14438.95 | 0 | 1473.355 | 19647.23
MsrNResSpltPkgAC-65to134-S13 | sim_annual | EPr | 2007 | CZ04 | cDXGF | DXSZCap | 125.6766 | 50000.14 | 311321.7327 | 80054.27 | 0 | 98033.33 | 77742.8327 | 33648.3 | 0 | 1389.173 | 20453.87
MsrNResSpltPkgAC-65to134-S13 | sim_annual | EPr | 2007 | CZ05 | cDXGF | DXSZCap | 132.1759 | 50000.14 | 313220.5694 | 80054.27 | 0 | 98033.33 | 92616.0694 | 19992.29 | 0 | 1651.182 | 20873.49
MsrNResSpltPkgAC-65to134-S13 | sim_annual | EPr | 2007 | CZ06 | cDXGF | DXSZCap | 149.3858 | 50000.14 | 282904.8415 | 80054.27 | 0 | 98033.33 | 40028.3415 | 40908.08 | 0 | 610.1192 | 23270.74
MsrNResSpltPkgAC-65to134-S13 | sim_annual | EPr | 2007 | CZ07 | cDXGF | DXSZCap | 147.2052 | 50000.14 | 270140.7559 | 80054.27 | 0 | 98033.33 | 35973.4559 | 32723.72 | 0 | 298.3294 | 23057.66
MsrNResSpltPkgAC-65to134-S13 | sim_annual | EPr | 2007 | CZ08 | cDXGF | DXSZCap | 147.4066 | 50000.14 | 289023.5297 | 80054.27 | 0 | 98033.33 | 30988.5297 | 55728.02 | 0 | 648.7843 | 23570.65
MsrNResSpltPkgAC-65to134-S13 | sim_annual | EPr | 2007 | CZ09 | cDXGF | DXSZCap | 186.1016 | 50000.14 | 307134.4883 | 80054.27 | 0 | 98033.33 | 50150.7883 | 51358.03 | 0 | 1174.659 | 26363.45
MsrNResSpltPkgAC-65to134-S13 | sim_annual | EPr | 2007 | CZ10 | cDXGF | DXSZCap | 158.9507 | 50000.14 | 308614.5376 | 80054.27 | 0 | 98033.33 | 45796.8376 | 57854.29 | 0 | 1472.964 | 25402.9
MsrNResSpltPkgAC-65to134-S13 | sim_annual | EPr | 2007 | CZ11 | cDXGF | DXSZCap | 156.5013 | 50000.14 | 379232.3525 | 80054.27 | 0 | 98033.33 | 120054.5525 | 52812.14 | 0 | 2664.466 | 25613.55
MsrNResSpltPkgAC-65to134-S13 | sim_annual | EPr | 2007 | CZ12 | cDXGF | DXSZCap | 134.1117 | 50000.14 | 344555.3453 | 80054.27 | 0 | 98033.33 | 102465.6453 | 39551.84 | 0 | 2119.365 | 22330.94
MsrNResSpltPkgAC-65to134-S13 | sim_annual | EPr | 2007 | CZ13 | cDXGF | DXSZCap | 159.3343 | 50000.14 | 361200.4305 | 80054.27 | 0 | 98033.33 | 92936.2305 | 60912.38 | 0 | 2361.429 | 26902.81
MsrNResSpltPkgAC-65to134-S13 | sim_annual | EPr | 2007 | CZ14 | cDXGF | DXSZCap | 169.6912 | 50000.14 | 358996.9795 | 80054.27 | 0 | 98033.33 | 99116.4795 | 53437.84 | 0 | 2997.963 | 25357.09
MsrNResSpltPkgAC-65to134-S13 | sim_annual | EPr | 2007 | CZ15 | cDXGF | DXSZCap | 236.5973 | 50000.14 | 358154.6581 | 80054.27 | 0 | 98033.33 | 16600.9581 | 127094.5 | 0 | 887.6113 | 35483.99
MsrNResSpltPkgAC-65to134-S13 | sim_annual | EPr | 2007 | CZ16 | cDXGF | DXSZCap | 135.1949 | 50000.14 | 521479.495 | 80054.27 | 0 | 98033.33 | 304988.095 | 14053.51 | 0 | 4252.04 | 20098.21
MsrNResSpltPkgAC-65to134-S13 | sim_annual | EPr | 2011 | CZ01 | cDXGF | DXSZCap | 114.4169 | 50000.14 | 445955.6305 | 80054.27 | 0 | 98033.33 | 246468.2305 | 2300.535 | 0 | 3094.046 | 16005.31
MsrNResSpltPkgAC-65to134-S13 | sim_annual | EPr | 2011 | CZ02 | cDXGF | DXSZCap | 112.8518 | 50000.14 | 325559.6818 | 80054.27 | 0 | 98033.33 | 101800.6818 | 25196.28 | 0 | 2206.674 | 18268.47
MsrNResSpltPkgAC-65to134-S13 | sim_annual | EPr | 2011 | CZ03 | cDXGF | DXSZCap | 135.3916 | 50000.14 | 322320.7224 | 80054.27 | 0 | 98033.33 | 108707.9224 | 14458.98 | 0 | 1469.324 | 19596.92
MsrNResSpltPkgAC-65to134-S13 | sim_annual | EPr | 2011 | CZ04 | cDXGF | DXSZCap | 122.2714 | 50000.14 | 298943.3115 | 80054.27 | 0 | 98033.33 | 65575.0115 | 33876.27 | 0 | 1351.52 | 20052.99
MsrNResSpltPkgAC-65to134-S13 | sim_annual | EPr | 2011 | CZ05 | cDXGF | DXSZCap | 132.1759 | 50000.14 | 313220.5694 | 80054.27 | 0 | 98033.33 | 92616.0694 | 19992.29 | 0 | 1651.182 | 20873.49
MsrNResSpltPkgAC-65to134-S13 | sim_annual | EPr | 2011 | CZ06 | cDXGF | DXSZCap | 149.3858 | 50000.14 | 282904.8415 | 80054.27 | 0 | 98033.33 | 40028.3415 | 40908.08 | 0 | 610.1192 | 23270.74
MsrNResSpltPkgAC-65to134-S13 | sim_annual | EPr | 2011 | CZ07 | cDXGF | DXSZCap | 146.771 | 50000.14 | 268472.371 | 80054.27 | 0 | 98033.33 | 34353.371 | 32728.36 | 0 | 297.4492 | 23005.62
MsrNResSpltPkgAC-65to134-S13 | sim_annual | EPr | 2011 | CZ08 | cDXGF | DXSZCap | 145.9545 | 50000.14 | 286683.0188 | 80054.27 | 0 | 98033.33 | 29176.3188 | 55471.66 | 0 | 642.3936 | 23305.13
MsrNResSpltPkgAC-65to134-S13 | sim_annual | EPr | 2011 | CZ09 | cDXGF | DXSZCap | 176.777 | 50000.14 | 290797.8844 | 80054.27 | 0 | 98033.33 | 36024.5844 | 50302.46 | 0 | 1115.802 | 25267.48
MsrNResSpltPkgAC-65to134-S13 | sim_annual | EPr | 2011 | CZ10 | cDXGF | DXSZCap | 155.2458 | 50000.14 | 301136.4269 | 80054.27 | 0 | 98033.33 | 39356.7269 | 57393.34 | 0 | 1438.629 | 24860.15
MsrNResSpltPkgAC-65to134-S13 | sim_annual | EPr | 2011 | CZ11 | cDXGF | DXSZCap | 152.8418 | 50000.14 | 363810.4273 | 80054.27 | 0 | 98033.33 | 106149.8273 | 51932.54 | 0 | 2602.135 | 25038.33
MsrNResSpltPkgAC-65to134-S13 | sim_annual | EPr | 2011 | CZ12 | cDXGF | DXSZCap | 130.8047 | 50000.14 | 331885.1308 | 80054.27 | 0 | 98033.33 | 90518.1308 | 39348.68 | 0 | 2067.081 | 21863.62
MsrNResSpltPkgAC-65to134-S13 | sim_annual | EPr | 2011 | CZ13 | cDXGF | DXSZCap | 155.8376 | 50000.14 | 347934.8194 | 80054.27 | 0 | 98033.33 | 81555.3194 | 59693.04 | 0 | 2309.608 | 26289.33
MsrNResSpltPkgAC-65to134-S13 | sim_annual | EPr | 2011 | CZ14 | cDXGF | DXSZCap | 165.9777 | 50000.14 | 345601.4467 | 80054.27 | 0 | 98033.33 | 86971.7467 | 52728.71 | 0 | 2932.351 | 24881.14
MsrNResSpltPkgAC-65to134-S13 | sim_annual | EPr | 2011 | CZ15 | cDXGF | DXSZCap | 229.9148 | 50000.14 | 347875.9952 | 80054.27 | 0 | 98033.33 | 12788.3952 | 121710.9 | 0 | 862.543 | 34426.56
MsrNResSpltPkgAC-65to134-S13 | sim_annual | EPr | 2011 | CZ16 | cDXGF | DXSZCap | 133.5138 | 50000.14 | 498676.5243 | 80054.27 | 0 | 98033.33 | 282485.7243 | 14062.83 | 0 | 4199.168 | 19841.29
MsrNResSpltPkgAC-65to134-S13 | sim_annual | EPr | 2015 | CZ01 | cDXGF | DXSZCap | 106.009 | 50000.14 | 439438.3908 | 78210.52 | 0 | 98033.33 | 243323.4908 | 2094.071 | 0 | 2866.68 | 14910.23
MsrNResSpltPkgAC-65to134-S13 | sim_annual | EPr | 2015 | CZ02 | cDXGF | DXSZCap | 105.5263 | 50000.14 | 314628.2285 | 78210.52 | 0 | 98033.33 | 96594.6285 | 22760.67 | 0 | 2063.437 | 16965.54
MsrNResSpltPkgAC-65to134-S13 | sim_annual | EPr | 2015 | CZ03 | cDXGF | DXSZCap | 118.3588 | 50000.14 | 310253.2525 | 78210.52 | 0 | 98033.33 | 101888.5525 | 13431.55 | 0 | 1284.473 | 17404.71
MsrNResSpltPkgAC-65to134-S13 | sim_annual | EPr | 2015 | CZ04 | cDXGF | DXSZCap | 109.9722 | 50000.14 | 283469.6086 | 78210.52 | 0 | 98033.33 | 57677.1086 | 30139.2 | 0 | 1215.567 | 18193.82
MsrNResSpltPkgAC-65to134-S13 | sim_annual | EPr | 2015 | CZ05 | cDXGF | DXSZCap | 115.7977 | 50000.14 | 303340.1453 | 78210.52 | 0 | 98033.33 | 88548.1453 | 18343.71 | 0 | 1446.588 | 18757.73
MsrNResSpltPkgAC-65to134-S13 | sim_annual | EPr | 2015 | CZ06 | cDXGF | DXSZCap | 131.716 | 50000.14 | 273023.4366 | 78210.52 | 0 | 98033.33 | 38015.6366 | 37219.09 | 0 | 537.9524 | 21006.88
MsrNResSpltPkgAC-65to134-S13 | sim_annual | EPr | 2015 | CZ07 | cDXGF | DXSZCap | 129.4434 | 50000.14 | 260718.3255 | 78210.52 | 0 | 98033.33 | 33490.9255 | 29940.6 | 0 | 262.3331 | 20780.54
MsrNResSpltPkgAC-65to134-S13 | sim_annual | EPr | 2015 | CZ08 | cDXGF | DXSZCap | 132.7906 | 50000.14 | 273941.103 | 78210.52 | 0 | 98033.33 | 26427.803 | 49466.39 | 0 | 584.4547 | 21218.52
MsrNResSpltPkgAC-65to134-S13 | sim_annual | EPr | 2015 | CZ09 | cDXGF | DXSZCap | 162.456 | 50000.14 | 277275.4352 | 78210.52 | 0 | 98033.33 | 32413.5352 | 44451.99 | 0 | 1025.407 | 23140.57
MsrNResSpltPkgAC-65to134-S13 | sim_annual | EPr | 2015 | CZ10 | cDXGF | DXSZCap | 147.3104 | 50000.14 | 290472.649 | 78210.52 | 0 | 98033.33 | 37707.049 | 51830.01 | 0 | 1365.09 | 23326.63
MsrNResSpltPkgAC-65to134-S13 | sim_annual | EPr | 2015 | CZ11 | cDXGF | DXSZCap | 144.3849 | 50000.14 | 346801.6956 | 78210.52 | 0 | 98033.33 | 98597.1956 | 46145.75 | 0 | 2458.177 | 23356.56
MsrNResSpltPkgAC-65to134-S13 | sim_annual | EPr | 2015 | CZ12 | cDXGF | DXSZCap | 122.9794 | 50000.14 | 317570.3361 | 78210.52 | 0 | 98033.33 | 83905.7361 | 35170.3 | 0 | 1943.419 | 20306.9
MsrNResSpltPkgAC-65to134-S13 | sim_annual | EPr | 2015 | CZ13 | cDXGF | DXSZCap | 147.8594 | 50000.14 | 331835.7517 | 78210.52 | 0 | 98033.33 | 75481.7517 | 53356.39 | 0 | 2191.358 | 24562.22
MsrNResSpltPkgAC-65to134-S13 | sim_annual | EPr | 2015 | CZ14 | cDXGF | DXSZCap | 158.0353 | 50000.14 | 332546.0101 | 78210.52 | 0 | 98033.33 | 81772.1101 | 46818.01 | 0 | 2792.027 | 24919.94
MsrNResSpltPkgAC-65to134-S13 | sim_annual | EPr | 2015 | CZ15 | cDXGF | DXSZCap | 221.6115 | 50000.14 | 333115.7453 | 78210.52 | 0 | 98033.33 | 11950.2453 | 111459.3 | 0 | 831.3903 | 32630.81
MsrNResSpltPkgAC-65to134-S13 | sim_annual | EPr | 2015 | CZ16 | cDXGF | DXSZCap | 123.2038 | 50000.14 | 485905.6974 | 78210.52 | 0 | 98033.33 | 275212.4974 | 12421.47 | 0 | 3874.895 | 18152.92
MsrNResSpltPkgAC-65to134-S13 | sim_annual | EPr | 2017 | CZ01 | cDXGF | DXSZCap | 105.5131 | 50000.14 | 427971.7371 | 77314.46 | 0 | 98033.33 | 232795.7371 | 2139.103 | 0 | 2853.238 | 14835.96
MsrNResSpltPkgAC-65to134-S13 | sim_annual | EPr | 2017 | CZ02 | cDXGF | DXSZCap | 103.9194 | 50000.14 | 309421.5448 | 77314.46 | 0 | 98033.33 | 92597.8448 | 22716.83 | 0 | 2032.004 | 16727.17
MsrNResSpltPkgAC-65to134-S13 | sim_annual | EPr | 2017 | CZ03 | cDXGF | DXSZCap | 117.8554 | 50000.14 | 306690.803 | 77314.46 | 0 | 98033.33 | 99318.503 | 13424.72 | 0 | 1279.007 | 17320.85
MsrNResSpltPkgAC-65to134-S13 | sim_annual | EPr | 2017 | CZ04 | cDXGF | DXSZCap | 108.5579 | 50000.14 | 279252.526 | 77314.46 | 0 | 98033.33 | 54668.526 | 30061.61 | 0 | 1199.93 | 17974.87
MsrNResSpltPkgAC-65to134-S13 | sim_annual | EPr | 2017 | CZ05 | cDXGF | DXSZCap | 114.9348 | 50000.14 | 298151.4249 | 77314.46 | 0 | 98033.33 | 84328.1249 | 18395.29 | 0 | 1435.802 | 18644.61
MsrNResSpltPkgAC-65to134-S13 | sim_annual | EPr | 2017 | CZ06 | cDXGF | DXSZCap | 130.2229 | 50000.14 | 267299.6013 | 77314.46 | 0 | 98033.33 | 33549.7013 | 37058.39 | 0 | 531.8542 | 20812.13
MsrNResSpltPkgAC-65to134-S13 | sim_annual | EPr | 2017 | CZ07 | cDXGF | DXSZCap | 128.3753 | 50000.14 | 257139.6032 | 77314.46 | 0 | 98033.33 | 30912.2032 | 29875.63 | 0 | 260.1684 | 20744.03
MsrNResSpltPkgAC-65to134-S13 | sim_annual | EPr | 2017 | CZ08 | cDXGF | DXSZCap | 129.5079 | 50000.14 | 268646.826 | 77314.46 | 0 | 98033.33 | 23184.126 | 48915.88 | 0 | 570.0071 | 20629.28
MsrNResSpltPkgAC-65to134-S13 | sim_annual | EPr | 2017 | CZ09 | cDXGF | DXSZCap | 160.3615 | 50000.14 | 273808.6219 | 77314.46 | 0 | 98033.33 | 30395.3219 | 44163.48 | 0 | 1012.19 | 22890.13
MsrNResSpltPkgAC-65to134-S13 | sim_annual | EPr | 2017 | CZ10 | cDXGF | DXSZCap | 145.1104 | 50000.14 | 286122.4344 | 77314.46 | 0 | 98033.33 | 35130.9344 | 51371.57 | 0 | 1344.704 | 22927.66
MsrNResSpltPkgAC-65to134-S13 | sim_annual | EPr | 2017 | CZ11 | cDXGF | DXSZCap | 141.1107 | 50000.14 | 334971.6319 | 77314.46 | 0 | 98033.33 | 88986.5319 | 45410.29 | 0 | 2402.427 | 22824.78
MsrNResSpltPkgAC-65to134-S13 | sim_annual | EPr | 2017 | CZ12 | cDXGF | DXSZCap | 121.1807 | 50000.14 | 311799.47 | 77314.46 | 0 | 98033.33 | 79605.17 | 34920.08 | 0 | 1914.982 | 20011.67
MsrNResSpltPkgAC-65to134-S13 | sim_annual | EPr | 2017 | CZ13 | cDXGF | DXSZCap | 145.9466 | 50000.14 | 325210.1762 | 77314.46 | 0 | 98033.33 | 70983.1762 | 52557.14 | 0 | 2163.007 | 24159.34
MsrNResSpltPkgAC-65to134-S13 | sim_annual | EPr | 2017 | CZ14 | cDXGF | DXSZCap | 156.0108 | 50000.14 | 325488.8785 | 77314.46 | 0 | 98033.33 | 76597.3785 | 46259.87 | 0 | 2756.271 | 24527.72
MsrNResSpltPkgAC-65to134-S13 | sim_annual | EPr | 2017 | CZ15 | cDXGF | DXSZCap | 218.8905 | 50000.14 | 328766.5376 | 77314.46 | 0 | 98033.33 | 10882.0376 | 109499.5 | 0 | 821.1835 | 32216.28
MsrNResSpltPkgAC-65to134-S13 | sim_annual | EPr | 2017 | CZ16 | cDXGF | DXSZCap | 122.5853 | 50000.14 | 477438.9538 | 77314.46 | 0 | 98033.33 | 267815.6538 | 12362.41 | 0 | 3855.444 | 18057.79
MsrNResSpltPkgAC-65to134-S13 | sim_annual | EPr | 2020 | CZ01 | cDXGF | DXSZCap | 101.815 | 50000.14 | 425317.5882 | 48511.89 | 0 | 98033.33 | 259846.2882 | 1754.3 | 0 | 2753.256 | 14418.54
MsrNResSpltPkgAC-65to134-S13 | sim_annual | EPr | 2020 | CZ02 | cDXGF | DXSZCap | 99.78 | 50000.14 | 292501.1627 | 48511.89 | 0 | 98033.33 | 107455.9627 | 20609.95 | 0 | 1951.084 | 15939.04
MsrNResSpltPkgAC-65to134-S13 | sim_annual | EPr | 2020 | CZ03 | cDXGF | DXSZCap | 112.5688 | 50000.14 | 294323.5482 | 48511.89 | 0 | 98033.33 | 118215.9482 | 11822.46 | 0 | 1221.638 | 16518.48
MsrNResSpltPkgAC-65to134-S13 | sim_annual | EPr | 2020 | CZ04 | cDXGF | DXSZCap | 104.7323 | 50000.14 | 257261.0673 | 48511.89 | 0 | 98033.33 | 65006.7673 | 27431.93 | 0 | 1157.645 | 17119.61
MsrNResSpltPkgAC-65to134-S13 | sim_annual | EPr | 2020 | CZ05 | cDXGF | DXSZCap | 110.2981 | 50000.14 | 280809.4028 | 48511.89 | 0 | 98033.33 | 97170.4028 | 16480.31 | 0 | 1377.884 | 19235.65
MsrNResSpltPkgAC-65to134-S13 | sim_annual | EPr | 2020 | CZ06 | cDXGF | DXSZCap | 125.0651 | 50000.14 | 241259.652 | 48511.89 | 0 | 98033.33 | 40482.052 | 33699.66 | 0 | 510.79 | 20022.12
MsrNResSpltPkgAC-65to134-S13 | sim_annual | EPr | 2020 | CZ07 | cDXGF | DXSZCap | 123.0848 | 50000.14 | 232118.2753 | 48511.89 | 0 | 98033.33 | 38594.5753 | 26902.24 | 0 | 249.4467 | 19826.96
MsrNResSpltPkgAC-65to134-S13 | sim_annual | EPr | 2020 | CZ08 | cDXGF | DXSZCap | 125.5579 | 50000.14 | 240096.6495 | 48511.89 | 0 | 98033.33 | 27903.7495 | 45320.71 | 0 | 552.6219 | 19774.51
MsrNResSpltPkgAC-65to134-S13 | sim_annual | EPr | 2020 | CZ09 | cDXGF | DXSZCap | 156.6128 | 50000.14 | 247597.4585 | 48511.89 | 0 | 98033.33 | 35126.1585 | 41160.34 | 0 | 988.5262 | 23777.37
MsrNResSpltPkgAC-65to134-S13 | sim_annual | EPr | 2020 | CZ10 | cDXGF | DXSZCap | 141.2651 | 50000.14 | 258660.9576 | 48511.89 | 0 | 98033.33 | 40827.5576 | 47892.78 | 0 | 1309.07 | 22086.44
MsrNResSpltPkgAC-65to134-S13 | sim_annual | EPr | 2020 | CZ11 | cDXGF | DXSZCap | 137.4108 | 50000.14 | 314025.3008 | 48511.89 | 0 | 98033.33 | 100477.2008 | 42598.23 | 0 | 2339.44 | 22065.34
MsrNResSpltPkgAC-65to134-S13 | sim_annual | EPr | 2020 | CZ12 | cDXGF | DXSZCap | 117.3448 | 50000.14 | 290868.0311 | 48511.89 | 0 | 98033.33 | 91000.7311 | 32270.05 | 0 | 1854.378 | 19197.78
MsrNResSpltPkgAC-65to134-S13 | sim_annual | EPr | 2020 | CZ13 | cDXGF | DXSZCap | 142.2468 | 50000.14 | 301418.8092 | 48511.89 | 0 | 98033.33 | 80119.2092 | 49350.19 | 0 | 2108.174 | 23296.2
MsrNResSpltPkgAC-65to134-S13 | sim_annual | EPr | 2020 | CZ14 | cDXGF | DXSZCap | 152.2334 | 50000.14 | 302230.7505 | 48511.89 | 0 | 98033.33 | 85915.9505 | 43348.95 | 0 | 2689.523 | 23731.19
MsrNResSpltPkgAC-65to134-S13 | sim_annual | EPr | 2020 | CZ15 | cDXGF | DXSZCap | 215.3771 | 50000.14 | 296636.7068 | 48511.89 | 0 | 98033.33 | 12994.3068 | 104831.9 | 0 | 808.0027 | 31457.53
MsrNResSpltPkgAC-65to134-S13 | sim_annual | EPr | 2020 | CZ16 | cDXGF | DXSZCap | 117.4424 | 50000.14 | 472099.872 | 48511.89 | 0 | 98033.33 | 293323.472 | 11255.96 | 0 | 3693.719 | 17281.67
MsrNResSpltPkgAC-65to134-S13 | sim_annual | ERC | 1975 | CZ01 | cDXGF | DXSZCap | 5.6244 | 1920.017 | 27460.9063 | 2636.864 | 0 | 4277.993 | 19609.8513 | 156.8401 | 0 | 152.0963 | 627.2682
MsrNResSpltPkgAC-65to134-S13 | sim_annual | ERC | 1975 | CZ02 | cDXGF | DXSZCap | 5.9639 | 1920.017 | 22154.2734 | 2636.864 | 0 | 4277.993 | 13009.5164 | 1383.677 | 0 | 116.6214 | 729.6053
MsrNResSpltPkgAC-65to134-S13 | sim_annual | ERC | 1975 | CZ03 | cDXGF | DXSZCap | 6.3958 | 1920.017 | 18330.7969 | 2636.864 | 0 | 4277.993 | 9812.5729 | 823.5283 | 0 | 69.4104 | 710.4314
MsrNResSpltPkgAC-65to134-S13 | sim_annual | ERC | 1975 | CZ04 | cDXGF | DXSZCap | 6.3611 | 1920.017 | 17896.3341 | 2636.864 | 0 | 4277.993 | 8360.8341 | 1780.461 | 0 | 70.3136 | 769.8733
MsrNResSpltPkgAC-65to134-S13 | sim_annual | ERC | 1975 | CZ05 | cDXGF | DXSZCap | 6.095 | 1920.017 | 18231.4013 | 2636.864 | 0 | 4277.993 | 9345.6393 | 1206.302 | 0 | 76.1406 | 688.4691
MsrNResSpltPkgAC-65to134-S13 | sim_annual | ERC | 1975 | CZ06 | cDXGF | DXSZCap | 6.9154 | 1920.017 | 13782.111 | 2636.864 | 0 | 4277.993 | 3967.053 | 2120.466 | 0 | 28.2438 | 751.5002
MsrNResSpltPkgAC-65to134-S13 | sim_annual | ERC | 1975 | CZ07 | cDXGF | DXSZCap | 6.6796 | 1920.017 | 12632.4943 | 2636.864 | 0 | 4277.993 | 3295.5263 | 1688.256 | 0 | 13.537 | 720.3228
MsrNResSpltPkgAC-65to134-S13 | sim_annual | ERC | 1975 | CZ08 | cDXGF | DXSZCap | 6.7723 | 1920.017 | 14412.84 | 2636.864 | 0 | 4277.993 | 3809.46 | 2863.942 | 0 | 29.8072 | 794.7805
MsrNResSpltPkgAC-65to134-S13 | sim_annual | ERC | 1975 | CZ09 | cDXGF | DXSZCap | 8.9532 | 1920.017 | 15517.7521 | 2636.864 | 0 | 4277.993 | 4910.5921 | 2690.753 | 0 | 56.5121 | 945.042
MsrNResSpltPkgAC-65to134-S13 | sim_annual | ERC | 1975 | CZ10 | cDXGF | DXSZCap | 8.103 | 1920.017 | 17008.9026 | 2636.864 | 0 | 4277.993 | 5887.8526 | 3199.104 | 0 | 75.0884 | 932.0089
MsrNResSpltPkgAC-65to134-S13 | sim_annual | ERC | 1975 | CZ11 | cDXGF | DXSZCap | 8.1181 | 1920.017 | 23027.3715 | 2636.864 | 0 | 4277.993 | 11936.8815 | 3035.938 | 0 | 138.212 | 1001.489
MsrNResSpltPkgAC-65to134-S13 | sim_annual | ERC | 1975 | CZ12 | cDXGF | DXSZCap | 6.9739 | 1920.017 | 21093.1879 | 2636.864 | 0 | 4277.993 | 10971.5579 | 2218.224 | 0 | 110.2078 | 878.3403
MsrNResSpltPkgAC-65to134-S13 | sim_annual | ERC | 1975 | CZ13 | cDXGF | DXSZCap | 8.227 | 1920.017 | 21069.7708 | 2636.864 | 0 | 4277.993 | 9490.3608 | 3492.985 | 0 | 121.9303 | 1049.644
MsrNResSpltPkgAC-65to134-S13 | sim_annual | ERC | 1975 | CZ14 | cDXGF | DXSZCap | 8.7202 | 1920.017 | 21695.0481 | 2636.864 | 0 | 4277.993 | 10511.9581 | 3091.144 | 0 | 154.0623 | 1023.031
MsrNResSpltPkgAC-65to134-S13 | sim_annual | ERC | 1975 | CZ15 | cDXGF | DXSZCap | 11.875 | 1920.017 | 18064.3048 | 2636.864 | 0 | 4277.993 | 2365.5648 | 7304.871 | 0 | 44.5497 | 1434.468
MsrNResSpltPkgAC-65to134-S13 | sim_annual | ERC | 1975 | CZ16 | cDXGF | DXSZCap | 6.7079 | 1920.017 | 32012.4072 | 2636.864 | 0 | 4277.993 | 23300.7342 | 784.1272 | 0 | 210.9724 | 801.7207
MsrNResSpltPkgAC-65to134-S13 | sim_annual | ERC | 1985 | CZ01 | cDXGF | DXSZCap | 5.4338 | 1920.017 | 25216.7292 | 2636.864 | 0 | 4091.991 | 17583.3842 | 158.3102 | 0 | 146.9409 | 599.2413
MsrNResSpltPkgAC-65to134-S13 | sim_annual | ERC | 1985 | CZ02 | cDXGF | DXSZCap | 5.787 | 1920.017 | 20382.3931 | 2636.864 | 0 | 4091.991 | 11523.6021 | 1318.559 | 0 | 113.1622 | 698.216
MsrNResSpltPkgAC-65to134-S13 | sim_annual | ERC | 1985 | CZ03 | cDXGF | DXSZCap | 6.1784 | 1920.017 | 16949.9457 | 2636.864 | 0 | 4091.991 | 8663.0167 | 808.1519 | 0 | 67.0511 | 682.8726
MsrNResSpltPkgAC-65to134-S13 | sim_annual | ERC | 1985 | CZ04 | cDXGF | DXSZCap | 6.1513 | 1920.017 | 16578.5175 | 2636.864 | 0 | 4091.991 | 7331.2145 | 1710.89 | 0 | 67.9943 | 739.5687
MsrNResSpltPkgAC-65to134-S13 | sim_annual | ERC | 1985 | CZ05 | cDXGF | DXSZCap | 5.8891 | 1920.017 | 16796.3163 | 2636.864 | 0 | 4091.991 | 8156.4783 | 1177.094 | 0 | 73.5694 | 660.3198
MsrNResSpltPkgAC-65to134-S13 | sim_annual | ERC | 1985 | CZ06 | cDXGF | DXSZCap | 6.6894 | 1920.017 | 12919.4131 | 2636.864 | 0 | 4091.991 | 3370.0831 | 2067.23 | 0 | 27.3206 | 725.9291
MsrNResSpltPkgAC-65to134-S13 | sim_annual | ERC | 1985 | CZ07 | cDXGF | DXSZCap | 6.4766 | 1920.017 | 11846.9577 | 2636.864 | 0 | 4091.991 | 2759.9457 | 1648.913 | 0 | 13.1256 | 696.1167
MsrNResSpltPkgAC-65to134-S13 | sim_annual | ERC | 1985 | CZ08 | cDXGF | DXSZCap | 6.5778 | 1920.017 | 13480.1596 | 2636.864 | 0 | 4091.991 | 3208.9096 | 2748.945 | 0 | 28.951 | 764.509
MsrNResSpltPkgAC-65to134-S13 | sim_annual | ERC | 1985 | CZ09 | cDXGF | DXSZCap | 8.653 | 1920.017 | 14447.3985 | 2636.864 | 0 | 4091.991 | 4184.7285 | 2571.513 | 0 | 54.6171 | 907.6948
MsrNResSpltPkgAC-65to134-S13 | sim_annual | ERC | 1985 | CZ10 | cDXGF | DXSZCap | 7.8108 | 1920.017 | 15788.1995 | 2636.864 | 0 | 4091.991 | 5038.1995 | 3057.965 | 0 | 72.3807 | 890.8082
MsrNResSpltPkgAC-65to134-S13 | sim_annual | ERC | 1985 | CZ11 | cDXGF | DXSZCap | 7.8074 | 1920.017 | 21282.9632 | 2636.864 | 0 | 4091.991 | 10587.2532 | 2879.361 | 0 | 132.9221 | 954.5811
MsrNResSpltPkgAC-65to134-S13 | sim_annual | ERC | 1985 | CZ12 | cDXGF | DXSZCap | 6.7424 | 1920.017 | 19467.8908 | 2636.864 | 0 | 4091.991 | 9684.7048 | 2106.939 | 0 | 106.5492 | 840.8481
MsrNResSpltPkgAC-65to134-S13 | sim_annual | ERC | 1985 | CZ13 | cDXGF | DXSZCap | 7.9667 | 1920.017 | 19594.0491 | 2636.864 | 0 | 4091.991 | 8421.3591 | 3319.463 | 0 | 118.0721 | 1006.307
MsrNResSpltPkgAC-65to134-S13 | sim_annual | ERC | 1985 | CZ14 | cDXGF | DXSZCap | 8.4567 | 1920.017 | 20086.327 | 2636.864 | 0 | 4091.991 | 9276.087 | 2949.76 | 0 | 149.4064 | 982.2294
MsrNResSpltPkgAC-65to134-S13 | sim_annual | ERC | 1985 | CZ15 | cDXGF | DXSZCap | 11.5157 | 1920.017 | 17054.8681 | 2636.864 | 0 | 4091.991 | 1961.2081 | 6939.159 | 0 | 43.202 | 1382.452
MsrNResSpltPkgAC-65to134-S13 | sim_annual | ERC | 1985 | CZ16 | cDXGF | DXSZCap | 6.4907 | 1920.017 | 29575.6654 | 2636.864 | 0 | 4091.991 | 21128.6724 | 748.722 | 0 | 204.1419 | 765.2776
MsrNResSpltPkgAC-65to134-S13 | sim_annual | ERC | 1996 | CZ01 | cDXGF | DXSZCap | 5.0478 | 1920.017 | 23954.751 | 2636.864 | 0 | 3905.985 | 16574.046 | 144.5369 | 0 | 136.5047 | 556.8077
MsrNResSpltPkgAC-65to134-S13 | sim_annual | ERC | 1996 | CZ02 | cDXGF | DXSZCap | 5.6005 | 1920.017 | 19638.8767 | 2636.864 | 0 | 3905.985 | 11092.9097 | 1226.393 | 0 | 109.515 | 667.2064
MsrNResSpltPkgAC-65to134-S13 | sim_annual | ERC | 1996 | CZ03 | cDXGF | DXSZCap | 5.935 | 1920.017 | 16380.7179 | 2636.864 | 0 | 3905.985 | 8362.0999 | 759.6714 | 0 | 64.4101 | 651.6827
MsrNResSpltPkgAC-65to134-S13 | sim_annual | ERC | 1996 | CZ04 | cDXGF | DXSZCap | 5.9453 | 1920.017 | 15951.6532 | 2636.864 | 0 | 3905.985 | 7041.1152 | 1595.933 | 0 | 65.7173 | 706.0341
MsrNResSpltPkgAC-65to134-S13 | sim_annual | ERC | 1996 | CZ05 | cDXGF | DXSZCap | 5.6512 | 1920.017 | 16221.4125 | 2636.864 | 0 | 3905.985 | 7865.2275 | 1112.239 | 0 | 70.5964 | 630.4942
MsrNResSpltPkgAC-65to134-S13 | sim_annual | ERC | 1996 | CZ06 | cDXGF | DXSZCap | 6.4571 | 1920.017 | 12498.4568 | 2636.864 | 0 | 3905.985 | 3288.6408 | 1946.646 | 0 | 26.3718 | 693.9477
MsrNResSpltPkgAC-65to134-S13 | sim_annual | ERC | 1996 | CZ07 | cDXGF | DXSZCap | 6.2508 | 1920.017 | 11487.2936 | 2636.864 | 0 | 3905.985 | 2710.0546 | 1555.803 | 0 | 12.668 | 665.918
MsrNResSpltPkgAC-65to134-S13 | sim_annual | ERC | 1996 | CZ08 | cDXGF | DXSZCap | 6.4494 | 1920.017 | 13044.8963 | 2636.864 | 0 | 3905.985 | 3139.5243 | 2596.979 | 0 | 28.386 | 737.1506
MsrNResSpltPkgAC-65to134-S13 | sim_annual | ERC | 1996 | CZ09 | cDXGF | DXSZCap | 8.5588 | 1920.017 | 14317.5118 | 2636.864 | 0 | 3905.985 | 4381.4458 | 2450.601 | 0 | 54.0226 | 888.5942
MsrNResSpltPkgAC-65to134-S13 | sim_annual | ERC | 1996 | CZ10 | cDXGF | DXSZCap | 7.712 | 1920.017 | 15649.3814 | 2636.864 | 0 | 3905.985 | 5239.8714 | 2925.461 | 0 | 71.4655 | 869.7297
MsrNResSpltPkgAC-65to134-S13 | sim_annual | ERC | 1996 | CZ11 | cDXGF | DXSZCap | 7.413 | 1920.017 | 19883.9004 | 2636.864 | 0 | 3905.985 | 9769.4404 | 2561.125 | 0 | 126.2082 | 884.2775
MsrNResSpltPkgAC-65to134-S13 | sim_annual | ERC | 1996 | CZ12 | cDXGF | DXSZCap | 6.3988 | 1920.017 | 18264.2935 | 2636.864 | 0 | 3905.985 | 8987.5875 | 1858.526 | 0 | 101.1198 | 774.2025
MsrNResSpltPkgAC-65to134-S13 | sim_annual | ERC | 1996 | CZ13 | cDXGF | DXSZCap | 7.5845 | 1920.017 | 18419.2109 | 2636.864 | 0 | 3905.985 | 7859.7309 | 2970.197 | 0 | 112.4077 | 934.023
MsrNResSpltPkgAC-65to134-S13 | sim_annual | ERC | 1996 | CZ14 | cDXGF | DXSZCap | 8.0602 | 1920.017 | 18850.4322 | 2636.864 | 0 | 3905.985 | 8639.8522 | 2612.35 | 0 | 142.4015 | 912.9766
MsrNResSpltPkgAC-65to134-S13 | sim_annual | ERC | 1996 | CZ15 | cDXGF | DXSZCap | 11.0454 | 1920.017 | 15957.6938 | 2636.864 | 0 | 3905.985 | 1753.0038 | 6324.836 | 0 | 41.4374 | 1295.558
MsrNResSpltPkgAC-65to134-S13 | sim_annual | ERC | 1996 | CZ16 | cDXGF | DXSZCap | 6.0743 | 1920.017 | 27996.3497 | 2636.864 | 0 | 3905.985 | 19910.7447 | 648.1998 | 0 | 191.0443 | 703.5043
MsrNResSpltPkgAC-65to134-S13 | sim_annual | ERC | 2003 | CZ01 | cDXGF | DXSZCap | 4.9123 | 1920.017 | 23547.8655 | 2636.864 | 0 | 3720.005 | 16377.4635 | 138.5274 | 0 | 132.8396 | 542.1799
MsrNResSpltPkgAC-65to134-S13 | sim_annual | ERC | 2003 | CZ02 | cDXGF | DXSZCap | 5.3774 | 1920.017 | 18821.2783 | 2636.864 | 0 | 3720.005 | 10613.4503 | 1116.039 | 0 | 105.1532 | 629.7823
MsrNResSpltPkgAC-65to134-S13 | sim_annual | ERC | 2003 | CZ03 | cDXGF | DXSZCap | 5.8885 | 1920.017 | 16248.1122 | 2636.864 | 0 | 3720.005 | 8429.3932 | 751.5563 | 0 | 63.9054 | 646.4025
MsrNResSpltPkgAC-65to134-S13 | sim_annual | ERC | 2003 | CZ04 | cDXGF | DXSZCap | 5.9225 | 1920.017 | 15843.3397 | 2636.864 | 0 | 3720.005 | 7136.9057 | 1582.089 | 0 | 65.4652 | 702.0308
MsrNResSpltPkgAC-65to134-S13 | sim_annual | ERC | 2003 | CZ05 | cDXGF | DXSZCap | 5.6013 | 1920.017 | 16107.9996 | 2636.864 | 0 | 3720.005 | 7955.3426 | 1100.398 | 0 | 69.9738 | 625.4351
MsrNResSpltPkgAC-65to134-S13 | sim_annual | ERC | 2003 | CZ06 | cDXGF | DXSZCap | 6.4062 | 1920.017 | 12322.7208 | 2636.864 | 0 | 3720.005 | 3317.2288 | 1933.489 | 0 | 26.1639 | 688.985
MsrNResSpltPkgAC-65to134-S13 | sim_annual | ERC | 2003 | CZ07 | cDXGF | DXSZCap | 6.1932 | 1920.017 | 11333.659 | 2636.864 | 0 | 3720.005 | 2760.711 | 1543.283 | 0 | 12.5512 | 660.2595
MsrNResSpltPkgAC-65to134-S13 | sim_annual | ERC | 2003 | CZ08 | cDXGF | DXSZCap | 6.4134 | 1920.017 | 12891.804 | 2636.864 | 0 | 3720.005 | 3196.3809 | 2578.161 | 0 | 28.2274 | 732.1791
MsrNResSpltPkgAC-65to134-S13 | sim_annual | ERC | 2003 | CZ09 | cDXGF | DXSZCap | 8.4568 | 1920.017 | 13894.477 | 2636.864 | 0 | 3720.005 | 4199.944 | 2408.628 | 0 | 53.3789 | 875.6724
MsrNResSpltPkgAC-65to134-S13 | sim_annual | ERC | 2003 | CZ10 | cDXGF | DXSZCap | 7.2961 | 1920.017 | 14478.2756 | 2636.864 | 0 | 3720.005 | 4596.3057 | 2648.624 | 0 | 67.611 | 808.8777
MsrNResSpltPkgAC-65to134-S13 | sim_annual | ERC | 2003 | CZ11 | cDXGF | DXSZCap | 7.2829 | 1920.017 | 19438.3347 | 2636.864 | 0 | 3720.005 | 9616.1487 | 2477.499 | 0 | 123.9929 | 863.8423
MsrNResSpltPkgAC-65to134-S13 | sim_annual | ERC | 2003 | CZ12 | cDXGF | DXSZCap | 6.2843 | 1920.017 | 17864.437 | 2636.864 | 0 | 3720.005 | 8862.746 | 1790.614 | 0 | 99.3116 | 754.9084
MsrNResSpltPkgAC-65to134-S13 | sim_annual | ERC | 2003 | CZ13 | cDXGF | DXSZCap | 7.4639 | 1920.017 | 18027.481 | 2636.864 | 0 | 3720.005 | 7767.471 | 2878.387 | 0 | 110.6203 | 914.1487
MsrNResSpltPkgAC-65to134-S13 | sim_annual | ERC | 2003 | CZ14 | cDXGF | DXSZCap | 7.9482 | 1920.017 | 18484.3446 | 2636.864 | 0 | 3720.005 | 8545.5296 | 2545.237 | 0 | 140.4233 | 896.3004
MsrNResSpltPkgAC-65to134-S13 | sim_annual | ERC | 2003 | CZ15 | cDXGF | DXSZCap | 10.925 | 1920.017 | 15615.1302 | 2636.864 | 0 | 3720.005 | 1736.2902 | 6203.341 | 0 | 40.9858 | 1277.669
MsrNResSpltPkgAC-65to134-S13 | sim_annual | ERC | 2003 | CZ16 | cDXGF | DXSZCap | 5.9292 | 1920.017 | 27530.8665 | 2636.864 | 0 | 3720.005 | 19681.6685 | 620.8536 | 0 | 186.4815 | 685.0126
MsrNResSpltPkgAC-65to134-S13 | sim_annual | ERC | 2007 | CZ01 | cDXGF | DXSZCap | 4.9101 | 1920.017 | 23394.2563 | 2636.864 | 0 | 3720.005 | 16223.0643 | 139.4724 | 0 | 132.7796 | 542.0851
MsrNResSpltPkgAC-65to134-S13 | sim_annual | ERC | 2007 | CZ02 | cDXGF | DXSZCap | 5.3542 | 1920.017 | 18710.1595 | 2636.864 | 0 | 3720.005 | 10505.0755 | 1115.547 | 0 | 104.7 | 627.9869
MsrNResSpltPkgAC-65to134-S13 | sim_annual | ERC | 2007 | CZ03 | cDXGF | DXSZCap | 5.8849 | 1920.017 | 16159.9243 | 2636.864 | 0 | 3720.005 | 8340.4003 | 752.2906 | 0 | 63.8661 | 646.5151
MsrNResSpltPkgAC-65to134-S13 | sim_annual | ERC | 2007 | CZ04 | cDXGF | DXSZCap | 5.9055 | 1920.017 | 15757.0649 | 2636.864 | 0 | 3720.005 | 7053.9809 | 1580.315 | 0 | 65.2772 | 700.6403
MsrNResSpltPkgAC-65to134-S13 | sim_annual | ERC | 2007 | CZ05 | cDXGF | DXSZCap | 5.6003 | 1920.017 | 16039.0373 | 2636.864 | 0 | 3720.005 | 7884.7413 | 1101.938 | 0 | 69.9613 | 625.5463
MsrNResSpltPkgAC-65to134-S13 | sim_annual | ERC | 2007 | CZ06 | cDXGF | DXSZCap | 6.4066 | 1920.017 | 12320.4877 | 2636.864 | 0 | 3720.005 | 3315.6437 | 1933.18 | 0 | 26.1657 | 688.6435
MsrNResSpltPkgAC-65to134-S13 | sim_annual | ERC | 2007 | CZ07 | cDXGF | DXSZCap | 6.1934 | 1920.017 | 11334.4133 | 2636.864 | 0 | 3720.005 | 2761.8063 | 1542.933 | 0 | 12.5516 | 660.271
MsrNResSpltPkgAC-65to134-S13 | sim_annual | ERC | 2007 | CZ08 | cDXGF | DXSZCap | 6.4138 | 1920.017 | 12891.7786 | 2636.864 | 0 | 3720.005 | 3196.7706 | 2577.798 | 0 | 28.2291 | 732.1281
MsrNResSpltPkgAC-65to134-S13 | sim_annual | ERC | 2007 | CZ09 | cDXGF | DXSZCap | 8.4573 | 1920.017 | 13893.2838 | 2636.864 | 0 | 3720.005 | 4199.2408 | 2408.159 | 0 | 53.3821 | 875.6465
MsrNResSpltPkgAC-65to134-S13 | sim_annual | ERC | 2007 | CZ10 | cDXGF | DXSZCap | 7.2692 | 1920.017 | 14402.1137 | 2636.864 | 0 | 3720.005 | 4531.8867 | 2639.896 | 0 | 67.362 | 806.1174
MsrNResSpltPkgAC-65to134-S13 | sim_annual | ERC | 2007 | CZ11 | cDXGF | DXSZCap | 7.255 | 1920.017 | 19281.4789 | 2636.864 | 0 | 3720.005 | 9476.2499 | 2464.125 | 0 | 123.5185 | 860.7311
MsrNResSpltPkgAC-65to134-S13 | sim_annual | ERC | 2007 | CZ12 | cDXGF | DXSZCap | 6.2589 | 1920.017 | 17744.3903 | 2636.864 | 0 | 3720.005 | 8751.0193 | 1785.155 | 0 | 98.9099 | 752.4548
MsrNResSpltPkgAC-65to134-S13 | sim_annual | ERC | 2007 | CZ13 | cDXGF | DXSZCap | 7.4381 | 1920.017 | 17883.6462 | 2636.864 | 0 | 3720.005 | 7647.3762 | 2858.85 | 0 | 110.237 | 910.33
MsrNResSpltPkgAC-65to134-S13 | sim_annual | ERC | 2007 | CZ14 | cDXGF | DXSZCap | 7.92 | 1920.017 | 18332.7563 | 2636.864 | 0 | 3720.005 | 8410.8023 | 2532.09 | 0 | 139.9231 | 893.0897
MsrNResSpltPkgAC-65to134-S13 | sim_annual | ERC | 2007 | CZ15 | cDXGF | DXSZCap | 10.877 | 1920.017 | 15514.9834 | 2636.864 | 0 | 3720.005 | 1697.5834 | 6149.337 | 0 | 40.806 | 1270.404
MsrNResSpltPkgAC-65to134-S13 | sim_annual | ERC | 2007 | CZ16 | cDXGF | DXSZCap | 5.925 | 1920.017 | 27277.3181 | 2636.864 | 0 | 3720.005 | 19429.3721 | 620.2691 | 0 | 186.351 | 684.4746
MsrNResSpltPkgAC-65to134-S13 | sim_annual | ERC | 2011 | CZ01 | cDXGF | DXSZCap | 4.9101 | 1920.017 | 23394.2563 | 2636.864 | 0 | 3720.005 | 16223.0643 | 139.4724 | 0 | 132.7796 | 542.0851
MsrNResSpltPkgAC-65to134-S13 | sim_annual | ERC | 2011 | CZ02 | cDXGF | DXSZCap | 5.2211 | 1920.017 | 17497.09 | 2636.864 | 0 | 3720.005 | 9337.699 | 1090.679 | 0 | 102.0968 | 609.7639
MsrNResSpltPkgAC-65to134-S13 | sim_annual | ERC | 2011 | CZ03 | cDXGF | DXSZCap | 5.881 | 1920.017 | 16060.945 | 2636.864 | 0 | 3720.005 | 8240.291 | 753.5684 | 0 | 63.8239 | 646.413
MsrNResSpltPkgAC-65to134-S13 | sim_annual | ERC | 2011 | CZ04 | cDXGF | DXSZCap | 5.6979 | 1920.017 | 14450.7649 | 2636.864 | 0 | 3720.005 | 5813.8789 | 1542.012 | 0 | 62.982 | 675.0395
MsrNResSpltPkgAC-65to134-S13 | sim_annual | ERC | 2011 | CZ05 | cDXGF | DXSZCap | 5.6003 | 1920.017 | 16039.0373 | 2636.864 | 0 | 3720.005 | 7884.7413 | 1101.938 | 0 | 69.9613 | 625.5463
MsrNResSpltPkgAC-65to134-S13 | sim_annual | ERC | 2011 | CZ06 | cDXGF | DXSZCap | 6.4066 | 1920.017 | 12320.4877 | 2636.864 | 0 | 3720.005 | 3315.6437 | 1933.18 | 0 | 26.1657 | 688.6435
MsrNResSpltPkgAC-65to134-S13 | sim_annual | ERC | 2011 | CZ07 | cDXGF | DXSZCap | 6.189 | 1920.017 | 11301.0577 | 2636.864 | 0 | 3720.005 | 2727.9337 | 1543.681 | 0 | 12.5428 | 660.0479
MsrNResSpltPkgAC-65to134-S13 | sim_annual | ERC | 2011 | CZ08 | cDXGF | DXSZCap | 6.3857 | 1920.017 | 12850.1803 | 2636.864 | 0 | 3720.005 | 3162.8793 | 2572.563 | 0 | 28.1055 | 729.7779
MsrNResSpltPkgAC-65to134-S13 | sim_annual | ERC | 2011 | CZ09 | cDXGF | DXSZCap | 8.0596 | 1920.017 | 12706.5876 | 2636.864 | 0 | 3720.005 | 3167.3886 | 2298.624 | 0 | 50.8716 | 832.8506
MsrNResSpltPkgAC-65to134-S13 | sim_annual | ERC | 2011 | CZ10 | cDXGF | DXSZCap | 7.0673 | 1920.017 | 13616.4352 | 2636.864 | 0 | 3720.005 | 3855.4112 | 2558.592 | 0 | 65.4913 | 780.0903
MsrNResSpltPkgAC-65to134-S13 | sim_annual | ERC | 2011 | CZ11 | cDXGF | DXSZCap | 7.0334 | 1920.017 | 18004.0984 | 2636.864 | 0 | 3720.005 | 8338.9324 | 2358.405 | 0 | 119.7445 | 830.1632
MsrNResSpltPkgAC-65to134-S13 | sim_annual | ERC | 2011 | CZ12 | cDXGF | DXSZCap | 6.0859 | 1920.017 | 16608.7602 | 2636.864 | 0 | 3720.005 | 7702.2522 | 1724.367 | 0 | 96.1749 | 729.1144
MsrNResSpltPkgAC-65to134-S13 | sim_annual | ERC | 2011 | CZ13 | cDXGF | DXSZCap | 7.2422 | 1920.017 | 16762.4136 | 2636.864 | 0 | 3720.005 | 6688.2436 | 2732.123 | 0 | 107.3332 | 877.8637
MsrNResSpltPkgAC-65to134-S13 | sim_annual | ERC | 2011 | CZ14 | cDXGF | DXSZCap | 7.6998 | 1920.017 | 17122.4161 | 2636.864 | 0 | 3720.005 | 7334.4991 | 2431.724 | 0 | 136.0329 | 863.3134
MsrNResSpltPkgAC-65to134-S13 | sim_annual | ERC | 2011 | CZ15 | cDXGF | DXSZCap | 10.3439 | 1920.017 | 14273.5817 | 2636.864 | 0 | 3720.005 | 1090.9017 | 5598.271 | 0 | 38.8058 | 1188.753
MsrNResSpltPkgAC-65to134-S13 | sim_annual | ERC | 2011 | CZ16 | cDXGF | DXSZCap | 5.7974 | 1920.017 | 25285.332 | 2636.864 | 0 | 3720.005 | 17476.486 | 606.2145 | 0 | 182.3362 | 663.4385
MsrNResSpltPkgAC-65to134-S13 | sim_annual | ERC | 2015 | CZ01 | cDXGF | DXSZCap | 4.7067 | 1920.017 | 24173.9213 | 2636.864 | 0 | 3720.005 | 17043.1713 | 121.3813 | 0 | 127.2798 | 525.2335
MsrNResSpltPkgAC-65to134-S13 | sim_annual | ERC | 2015 | CZ02 | cDXGF | DXSZCap | 5.0869 | 1920.017 | 17824.2621 | 2636.864 | 0 | 3720.005 | 9785.6521 | 995.3126 | 0 | 99.4712 | 586.9763
MsrNResSpltPkgAC-65to134-S13 | sim_annual | ERC | 2015 | CZ03 | cDXGF | DXSZCap | 5.4578 | 1920.017 | 16353.4516 | 2636.864 | 0 | 3720.005 | 8698.0566 | 643.2269 | 0 | 59.2305 | 596.0876
MsrNResSpltPkgAC-65to134-S13 | sim_annual | ERC | 2015 | CZ04 | cDXGF | DXSZCap | 5.3658 | 1920.017 | 14478.6674 | 2636.864 | 0 | 3720.005 | 6134.2304 | 1312.026 | 0 | 59.3109 | 616.2471
MsrNResSpltPkgAC-65to134-S13 | sim_annual | ERC | 2015 | CZ05 | cDXGF | DXSZCap | 5.1603 | 1920.017 | 16258.6815 | 2636.864 | 0 | 3720.005 | 8304.6455 | 958.287 | 0 | 64.4642 | 574.4266
MsrNResSpltPkgAC-65to134-S13 | sim_annual | ERC | 2015 | CZ06 | cDXGF | DXSZCap | 6.0073 | 1920.017 | 12267.2548 | 2636.864 | 0 | 3720.005 | 3557.6998 | 1695.199 | 0 | 24.5347 | 632.9702
MsrNResSpltPkgAC-65to134-S13 | sim_annual | ERC | 2015 | CZ07 | cDXGF | DXSZCap | 5.7905 | 1920.017 | 11265.5488 | 2636.864 | 0 | 3720.005 | 2935.7428 | 1353.873 | 0 | 11.7352 | 607.3446
MsrNResSpltPkgAC-65to134-S13 | sim_annual | ERC | 2015 | CZ08 | cDXGF | DXSZCap | 6.1657 | 1920.017 | 12663.2024 | 2636.864 | 0 | 3720.005 | 3352.1134 | 2249.083 | 0 | 27.1374 | 678.0146
MsrNResSpltPkgAC-65to134-S13 | sim_annual | ERC | 2015 | CZ09 | cDXGF | DXSZCap | 7.7639 | 1920.017 | 12541.7688 | 2636.864 | 0 | 3720.005 | 3377.5458 | 1976.944 | 0 | 49.0052 | 781.4163
MsrNResSpltPkgAC-65to134-S13 | sim_annual | ERC | 2015 | CZ10 | cDXGF | DXSZCap | 6.9372 | 1920.017 | 13691.1209 | 2636.864 | 0 | 3720.005 | 4153.4039 | 2363.571 | 0 | 64.286 | 753.0078
MsrNResSpltPkgAC-65to134-S13 | sim_annual | ERC | 2015 | CZ11 | cDXGF | DXSZCap | 6.9282 | 1920.017 | 18189.1481 | 2636.864 | 0 | 3720.005 | 8740.3101 | 2173.324 | 0 | 117.9538 | 800.7039
MsrNResSpltPkgAC-65to134-S13 | sim_annual | ERC | 2015 | CZ12 | cDXGF | DXSZCap | 5.9614 | 1920.017 | 16817.3522 | 2636.864 | 0 | 3720.005 | 8100.2282 | 1567.751 | 0 | 94.208 | 698.3119
MsrNResSpltPkgAC-65to134-S13 | sim_annual | ERC | 2015 | CZ13 | cDXGF | DXSZCap | 7.1044 | 1920.017 | 16866.8912 | 2636.864 | 0 | 3720.005 | 7023.5382 | 2534.637 | 0 | 105.2926 | 846.5753
MsrNResSpltPkgAC-65to134-S13 | sim_annual | ERC | 2015 | CZ14 | cDXGF | DXSZCap | 7.5689 | 1920.017 | 17303.7772 | 2636.864 | 0 | 3720.005 | 7747.6642 | 2231.786 | 0 | 133.7206 | 833.7501
MsrNResSpltPkgAC-65to134-S13 | sim_annual | ERC | 2015 | CZ15 | cDXGF | DXSZCap | 10.2732 | 1920.017 | 14053.6382 | 2636.864 | 0 | 3720.005 | 1165.3782 | 5329.239 | 0 | 38.5405 | 1163.628
MsrNResSpltPkgAC-65to134-S13 | sim_annual | ERC | 2015 | CZ16 | cDXGF | DXSZCap | 5.5983 | 1920.017 | 26048.5841 | 2636.864 | 0 | 3720.005 | 18330.3291 | 545.723 | 0 | 176.0738 | 639.6082
MsrNResSpltPkgAC-65to134-S13 | sim_annual | ERC | 2017 | CZ01 | cDXGF | DXSZCap | 4.7021 | 1920.017 | 23830.7164 | 2636.864 | 0 | 3720.005 | 16698.4714 | 123.2393 | 0 | 127.156 | 524.9951
MsrNResSpltPkgAC-65to134-S13 | sim_annual | ERC | 2017 | CZ02 | cDXGF | DXSZCap | 5.057 | 1920.017 | 17695.9832 | 2636.864 | 0 | 3720.005 | 9659.6562 | 995.7659 | 0 | 98.8882 | 584.8165
MsrNResSpltPkgAC-65to134-S13 | sim_annual | ERC | 2017 | CZ03 | cDXGF | DXSZCap | 5.4536 | 1920.017 | 16253.0874 | 2636.864 | 0 | 3720.005 | 8596.4354 | 644.6564 | 0 | 59.1853 | 595.9594
MsrNResSpltPkgAC-65to134-S13 | sim_annual | ERC | 2017 | CZ04 | cDXGF | DXSZCap | 5.3437 | 1920.017 | 14380.279 | 2636.864 | 0 | 3720.005 | 6038.229 | 1311.444 | 0 | 59.0669 | 614.687
MsrNResSpltPkgAC-65to134-S13 | sim_annual | ERC | 2017 | CZ05 | cDXGF | DXSZCap | 5.1579 | 1920.017 | 16103.9884 | 2636.864 | 0 | 3720.005 | 8145.9684 | 962.051 | 0 | 64.4346 | 574.68
MsrNResSpltPkgAC-65to134-S13 | sim_annual | ERC | 2017 | CZ06 | cDXGF | DXSZCap | 5.9907 | 1920.017 | 12151.3848 | 2636.864 | 0 | 3720.005 | 3442.6738 | 1695.462 | 0 | 24.467 | 631.9318
MsrNResSpltPkgAC-65to134-S13 | sim_annual | ERC | 2017 | CZ07 | cDXGF | DXSZCap | 5.7792 | 1920.017 | 11196.3759 | 2636.864 | 0 | 3720.005 | 2865.4199 | 1355.572 | 0 | 11.7122 | 606.8188
MsrNResSpltPkgAC-65to134-S13 | sim_annual | ERC | 2017 | CZ08 | cDXGF | DXSZCap | 6.1023 | 1920.017 | 12571.3764 | 2636.864 | 0 | 3720.005 | 3274.5094 | 2240.179 | 0 | 26.858 | 672.9792
MsrNResSpltPkgAC-65to134-S13 | sim_annual | ERC | 2017 | CZ09 | cDXGF | DXSZCap | 7.7268 | 1920.017 | 12462.9813 | 2636.864 | 0 | 3720.005 | 3307.3313 | 1971.943 | 0 | 48.7712 | 778.0812
MsrNResSpltPkgAC-65to134-S13 | sim_annual | ERC | 2017 | CZ10 | cDXGF | DXSZCap | 6.9048 | 1920.017 | 13609.0214 | 2636.864 | 0 | 3720.005 | 4082.8964 | 2355.374 | 0 | 63.9847 | 749.9108
MsrNResSpltPkgAC-65to134-S13 | sim_annual | ERC | 2017 | CZ11 | cDXGF | DXSZCap | 6.7848 | 1920.017 | 17431.5164 | 2636.864 | 0 | 3720.005 | 8067.0694 | 2110.117 | 0 | 115.5132 | 781.9665
MsrNResSpltPkgAC-65to134-S13 | sim_annual | ERC | 2017 | CZ12 | cDXGF | DXSZCap | 5.9296 | 1920.017 | 16674.5292 | 2636.864 | 0 | 3720.005 | 7965.3222 | 1563.092 | 0 | 93.7046 | 695.5573
MsrNResSpltPkgAC-65to134-S13 | sim_annual | ERC | 2017 | CZ13 | cDXGF | DXSZCap | 7.0731 | 1920.017 | 16709.9962 | 2636.864 | 0 | 3720.005 | 6891.2252 | 2514.806 | 0 | 104.8284 | 842.2861
MsrNResSpltPkgAC-65to134-S13 | sim_annual | ERC | 2017 | CZ14 | cDXGF | DXSZCap | 7.5335 | 1920.017 | 17128.397 | 2636.864 | 0 | 3720.005 | 7590.124 | 2218.4 | 0 | 133.0962 | 829.9263
MsrNResSpltPkgAC-65to134-S13 | sim_annual | ERC | 2017 | CZ15 | cDXGF | DXSZCap | 10.2186 | 1920.017 | 13944.1534 | 2636.864 | 0 | 3720.005 | 1124.2234 | 5269.254 | 0 | 38.3357 | 1155.491
MsrNResSpltPkgAC-65to134-S13 | sim_annual | ERC | 2017 | CZ16 | cDXGF | DXSZCap | 5.5928 | 1920.017 | 25746.7247 | 2636.864 | 0 | 3720.005 | 18029.5997 | 545.3055 | 0 | 175.8995 | 639.0652
MsrNResSpltPkgAC-65to134-S13 | sim_annual | ERC | 2020 | CZ01 | cDXGF | DXSZCap | 4.4952 | 1920.017 | 23343.8099 | 1538.168 | 0 | 3720.005 | 17353.0539 | 105.6501 | 0 | 121.5596 | 505.3832
MsrNResSpltPkgAC-65to134-S13 | sim_annual | ERC | 2020 | CZ02 | cDXGF | DXSZCap | 4.9053 | 1920.017 | 16937.6473 | 1538.168 | 0 | 3720.005 | 10099.4053 | 921.1475 | 0 | 95.9218 | 563.0101
MsrNResSpltPkgAC-65to134-S13 | sim_annual | ERC | 2020 | CZ03 | cDXGF | DXSZCap | 5.2439 | 1920.017 | 15477.5416 | 1538.168 | 0 | 3720.005 | 9005.0796 | 586.2184 | 0 | 56.9093 | 571.1715
MsrNResSpltPkgAC-65to134-S13 | sim_annual | ERC | 2020 | CZ04 | cDXGF | DXSZCap | 5.1969 | 1920.017 | 13515.8291 | 1538.168 | 0 | 3720.005 | 6392.9201 | 1215.203 | 0 | 57.4444 | 592.0972
MsrNResSpltPkgAC-65to134-S13 | sim_annual | ERC | 2020 | CZ05 | cDXGF | DXSZCap | 4.951 | 1920.017 | 15272.5197 | 1538.168 | 0 | 3720.005 | 8515.9717 | 885.9319 | 0 | 61.8502 | 550.6039
MsrNResSpltPkgAC-65to134-S13 | sim_annual | ERC | 2020 | CZ06 | cDXGF | DXSZCap | 5.7846 | 1920.017 | 11145.7356 | 1538.168 | 0 | 3720.005 | 3678.1286 | 1579.089 | 0 | 23.6253 | 606.7288
MsrNResSpltPkgAC-65to134-S13 | sim_annual | ERC | 2020 | CZ07 | cDXGF | DXSZCap | 5.5727 | 1920.017 | 10204.1938 | 1538.168 | 0 | 3720.005 | 3100.6168 | 1251.896 | 0 | 11.2937 | 582.2227
MsrNResSpltPkgAC-65to134-S13 | sim_annual | ERC | 2020 | CZ08 | cDXGF | DXSZCap | 5.9528 | 1920.017 | 11509.6776 | 1538.168 | 0 | 3720.005 | 3473.7406 | 2104.683 | 0 | 26.2004 | 646.8888
MsrNResSpltPkgAC-65to134-S13 | sim_annual | ERC | 2020 | CZ09 | cDXGF | DXSZCap | 7.5769 | 1920.017 | 11426.0249 | 1538.168 | 0 | 3720.005 | 3514.4969 | 1851.052 | 0 | 47.825 | 754.4875
MsrNResSpltPkgAC-65to134-S13 | sim_annual | ERC | 2020 | CZ10 | cDXGF | DXSZCap | 6.7561 | 1920.017 | 12564.6623 | 1538.168 | 0 | 3720.005 | 4302.1073 | 2218.41 | 0 | 62.6076 | 723.3721
MsrNResSpltPkgAC-65to134-S13 | sim_annual | ERC | 2020 | CZ11 | cDXGF | DXSZCap | 6.6307 | 1920.017 | 16568.0405 | 1538.168 | 0 | 3720.005 | 8439.7595 | 2000.217 | 0 | 112.8899 | 757.0175
MsrNResSpltPkgAC-65to134-S13 | sim_annual | ERC | 2020 | CZ12 | cDXGF | DXSZCap | 5.7802 | 1920.017 | 15856.8185 | 1538.168 | 0 | 3720.005 | 8375.3845 | 1460.724 | 0 | 91.3453 | 671.2022
MsrNResSpltPkgAC-65to134-S13 | sim_annual | ERC | 2020 | CZ13 | cDXGF | DXSZCap | 6.9253 | 1920.017 | 15805.5946 | 1538.168 | 0 | 3720.005 | 7235.0256 | 2393.123 | 0 | 102.6365 | 816.65
MsrNResSpltPkgAC-65to134-S13 | sim_annual | ERC | 2020 | CZ14 | cDXGF | DXSZCap | 7.384 | 1920.017 | 16238.4178 | 1538.168 | 0 | 3720.005 | 7937.0858 | 2104.132 | 0 | 130.4549 | 808.5867
MsrNResSpltPkgAC-65to134-S13 | sim_annual | ERC | 2020 | CZ15 | cDXGF | DXSZCap | 10.0593 | 1920.017 | 12722.6589 | 1538.168 | 0 | 3720.005 | 1218.2389 | 5079.078 | 0 | 37.7384 | 1129.443
MsrNResSpltPkgAC-65to134-S13 | sim_annual | ERC | 2020 | CZ16 | cDXGF | DXSZCap | 5.3302 | 1920.017 | 25126.4337 | 1538.168 | 0 | 3720.005 | 18584.4157 | 505.5242 | 0 | 167.6433 | 610.6882
MsrNResSpltPkgAC-65to134-S13 | sim_annual | ESe | 1975 | CZ01 | cDXGF | DXSZCap | 441.4349 | 149998.6 | 1453660.506 | 303095 | 0 | 329205.5 | 733303.406 | 10899.07 | 0 | 11936.81 | 65221.04
MsrNResSpltPkgAC-65to134-S13 | sim_annual | ESe | 1975 | CZ02 | cDXGF | DXSZCap | 414.5516 | 149998.6 | 1222417.392 | 303095 | 0 | 329205.5 | 403561.792 | 107437.3 | 0 | 8105.356 | 71012.44
MsrNResSpltPkgAC-65to134-S13 | sim_annual | ESe | 1975 | CZ03 | cDXGF | DXSZCap | 479.0468 | 149998.6 | 1093813.695 | 303095 | 0 | 329205.5 | 317352.695 | 63511.5 | 0 | 5198.708 | 75450.17
MsrNResSpltPkgAC-65to134-S13 | sim_annual | ESe | 1975 | CZ04 | cDXGF | DXSZCap | 423.6272 | 149998.6 | 1105463.9291 | 303095 | 0 | 329205.5 | 251091.8291 | 141405 | 0 | 4682.355 | 75984.43
MsrNResSpltPkgAC-65to134-S13 | sim_annual | ESe | 1975 | CZ05 | cDXGF | DXSZCap | 466.679 | 149998.6 | 1053511.6104 | 303095 | 0 | 329205.5 | 255857.2104 | 85473.36 | 0 | 5829.907 | 74051.02
MsrNResSpltPkgAC-65to134-S13 | sim_annual | ESe | 1975 | CZ06 | cDXGF | DXSZCap | 512.0721 | 149998.6 | 986025.1764 | 303095 | 0 | 329205.5 | 102138.2764 | 167409.2 | 0 | 2091.393 | 82085.97
MsrNResSpltPkgAC-65to134-S13 | sim_annual | ESe | 1975 | CZ07 | cDXGF | DXSZCap | 504.1441 | 149998.6 | 936202.0858 | 303095 | 0 | 329205.5 | 82353.6858 | 138873.2 | 0 | 1021.705 | 81652.9
MsrNResSpltPkgAC-65to134-S13 | sim_annual | ESe | 1975 | CZ08 | cDXGF | DXSZCap | 467.1679 | 149998.6 | 1023857.0252 | 303095 | 0 | 329205.5 | 79478.1252 | 227506.4 | 0 | 2056.162 | 82515.84
MsrNResSpltPkgAC-65to134-S13 | sim_annual | ESe | 1975 | CZ09 | cDXGF | DXSZCap | 574.0322 | 149998.6 | 1061929.8756 | 303095 | 0 | 329205.5 | 122201.2756 | 209793.1 | 0 | 3623.234 | 94011.63
MsrNResSpltPkgAC-65to134-S13 | sim_annual | ESe | 1975 | CZ10 | cDXGF | DXSZCap | 527.5478 | 149998.6 | 1127508.7713 | 303095 | 0 | 329205.5 | 157427.1713 | 241563.8 | 0 | 4888.628 | 91328.65
MsrNResSpltPkgAC-65to134-S13 | sim_annual | ESe | 1975 | CZ11 | cDXGF | DXSZCap | 518.3147 | 149998.6 | 1398678.184 | 303095 | 0 | 329205.5 | 438060.784 | 226189.5 | 0 | 8824.1 | 93303.52
MsrNResSpltPkgAC-65to134-S13 | sim_annual | ESe | 1975 | CZ12 | cDXGF | DXSZCap | 462.0424 | 149998.6 | 1268276.698 | 303095 | 0 | 329205.5 | 373600.198 | 170505 | 0 | 7301.024 | 84570.21
MsrNResSpltPkgAC-65to134-S13 | sim_annual | ESe | 1975 | CZ13 | cDXGF | DXSZCap | 526.4595 | 149998.6 | 1323437.121 | 303095 | 0 | 329205.5 | 327045.721 | 257858.5 | 0 | 7802.185 | 98430.51
MsrNResSpltPkgAC-65to134-S13 | sim_annual | ESe | 1975 | CZ14 | cDXGF | DXSZCap | 557.6888 | 149998.6 | 1305267.802 | 303095 | 0 | 329205.5 | 342023.002 | 224720 | 0 | 9852.608 | 96371.96
MsrNResSpltPkgAC-65to134-S13 | sim_annual | ESe | 1975 | CZ15 | cDXGF | DXSZCap | 744.7983 | 149998.6 | 1326179.044 | 303095 | 0 | 329205.5 | 55350.044 | 503204.1 | 0 | 2794.166 | 132530
MsrNResSpltPkgAC-65to134-S13 | sim_annual | ESe | 1975 | CZ16 | cDXGF | DXSZCap | 509.6262 | 149998.6 | 1803075.449 | 303095 | 0 | 329205.5 | 1001091.049 | 68113.4 | 0 | 16028.15 | 85542.46
MsrNResSpltPkgAC-65to134-S13 | sim_annual | ESe | 1985 | CZ01 | cDXGF | DXSZCap | 438.5227 | 149998.6 | 1446646.943 | 303095 | 0 | 315397.9 | 740982.643 | 10559.81 | 0 | 11858.19 | 64754.02
MsrNResSpltPkgAC-65to134-S13 | sim_annual | ESe | 1985 | CZ02 | cDXGF | DXSZCap | 412.1717 | 149998.6 | 1210500.112 | 303095 | 0 | 315397.9 | 407265.312 | 106189 | 0 | 8058.913 | 70494.65
MsrNResSpltPkgAC-65to134-S13 | sim_annual | ESe | 1985 | CZ03 | cDXGF | DXSZCap | 475.7597 | 149998.6 | 1081870.243 | 303095 | 0 | 315397.9 | 320849.943 | 62525.68 | 0 | 5163.044 | 74839.37
MsrNResSpltPkgAC-65to134-S13 | sim_annual | ESe | 1985 | CZ04 | cDXGF | DXSZCap | 421.2344 | 149998.6 | 1092062.3405 | 303095 | 0 | 315397.9 | 253550.0405 | 139934.6 | 0 | 4655.933 | 75429.2
MsrNResSpltPkgAC-65to134-S13 | sim_annual | ESe | 1985 | CZ05 | cDXGF | DXSZCap | 463.3162 | 149998.6 | 1040336.7183 | 303095 | 0 | 315397.9 | 258418.1183 | 84207.4 | 0 | 5787.899 | 73430.98
MsrNResSpltPkgAC-65to134-S13 | sim_annual | ESe | 1985 | CZ06 | cDXGF | DXSZCap | 508.7283 | 149998.6 | 970948.0252 | 303095 | 0 | 315397.9 | 103299.0252 | 165618.8 | 0 | 2077.738 | 81460.26
MsrNResSpltPkgAC-65to134-S13 | sim_annual | ESe | 1985 | CZ07 | cDXGF | DXSZCap | 501.1887 | 149998.6 | 921184.8211 | 303095 | 0 | 315397.9 | 83391.5211 | 137236.3 | 0 | 1015.715 | 81049.01
MsrNResSpltPkgAC-65to134-S13 | sim_annual | ESe | 1985 | CZ08 | cDXGF | DXSZCap | 464.8962 | 149998.6 | 1008386.6545 | 303095 | 0 | 315397.9 | 80357.1545 | 225516.9 | 0 | 2046.162 | 81974.09
MsrNResSpltPkgAC-65to134-S13 | sim_annual | ESe | 1985 | CZ09 | cDXGF | DXSZCap | 571.6413 | 149998.6 | 1047148.2296 | 303095 | 0 | 315397.9 | 123513.3296 | 208024.6 | 0 | 3608.145 | 93509.82
MsrNResSpltPkgAC-65to134-S13 | sim_annual | ESe | 1985 | CZ10 | cDXGF | DXSZCap | 525.18 | 149998.6 | 1112855.9769 | 303095 | 0 | 315397.9 | 159003.2769 | 239688.6 | 0 | 4866.698 | 90805.12
MsrNResSpltPkgAC-65to134-S13 | sim_annual | ESe | 1985 | CZ11 | cDXGF | DXSZCap | 515.8961 | 149998.6 | 1386498.304 | 303095 | 0 | 315397.9 | 441705.704 | 224723.8 | 0 | 8782.977 | 92793.45
MsrNResSpltPkgAC-65to134-S13 | sim_annual | ESe | 1985 | CZ12 | cDXGF | DXSZCap | 459.6261 | 149998.6 | 1255581.214 | 303095 | 0 | 315397.9 | 376738.814 | 169070 | 0 | 7262.94 | 84016.92
MsrNResSpltPkgAC-65to134-S13 | sim_annual | ESe | 1985 | CZ13 | cDXGF | DXSZCap | 524.0857 | 149998.6 | 1310075.382 | 303095 | 0 | 315397.9 | 329734.582 | 256193.7 | 0 | 7767.102 | 97887.58
MsrNResSpltPkgAC-65to134-S13 | sim_annual | ESe | 1985 | CZ14 | cDXGF | DXSZCap | 555.253 | 149998.6 | 1292018.912 | 303095 | 0 | 315397.9 | 344680.512 | 223179.3 | 0 | 9809.633 | 95857.27
MsrNResSpltPkgAC-65to134-S13 | sim_annual | ESe | 1985 | CZ15 | cDXGF | DXSZCap | 742.2573 | 149998.6 | 1309941.9724 | 303095 | 0 | 315397.9 | 55923.9724 | 500743.8 | 0 | 2784.633 | 131997
MsrNResSpltPkgAC-65to134-S13 | sim_annual | ESe | 1985 | CZ16 | cDXGF | DXSZCap | 506.4402 | 149998.6 | 1794077.889 | 303095 | 0 | 315397.9 | 1007179.589 | 67487.63 | 0 | 15927.96 | 84990.48
MsrNResSpltPkgAC-65to134-S13 | sim_annual | ESe | 1996 | CZ01 | cDXGF | DXSZCap | 400.672 | 149998.6 | 1385609.684 | 303095 | 0 | 301589.3 | 701321.284 | 9574.451 | 0 | 10834.61 | 59195.24
MsrNResSpltPkgAC-65to134-S13 | sim_annual | ESe | 1996 | CZ02 | cDXGF | DXSZCap | 401.3268 | 149998.6 | 1198991.264 | 303095 | 0 | 301589.3 | 421142.964 | 97821.32 | 0 | 7847.004 | 67495.85
MsrNResSpltPkgAC-65to134-S13 | sim_annual | ESe | 1996 | CZ03 | cDXGF | DXSZCap | 461.213 | 149998.6 | 1075773.043 | 303095 | 0 | 301589.3 | 338078.343 | 56402.44 | 0 | 5005.211 | 71602.73
MsrNResSpltPkgAC-65to134-S13 | sim_annual | ESe | 1996 | CZ04 | cDXGF | DXSZCap | 410.8265 | 149998.6 | 1074919.7351 | 303095 | 0 | 301589.3 | 264025.4351 | 129576.2 | 0 | 4540.899 | 72092.99
MsrNResSpltPkgAC-65to134-S13 | sim_annual | ESe | 1996 | CZ05 | cDXGF | DXSZCap | 447.7283 | 149998.6 | 1032250.2469 | 303095 | 0 | 301589.3 | 274881.8469 | 76898.77 | 0 | 5593.155 | 70192.47
MsrNResSpltPkgAC-65to134-S13 | sim_annual | ESe | 1996 | CZ06 | cDXGF | DXSZCap | 496.3175 | 149998.6 | 952319.746 | 303095 | 0 | 301589.3 | 114540.146 | 152927.9 | 0 | 2027.049 | 78140.7
MsrNResSpltPkgAC-65to134-S13 | sim_annual | ESe | 1996 | CZ07 | cDXGF | DXSZCap | 488.9609 | 149998.6 | 903107.2 | 303095 | 0 | 301589.3 | 92734.5 | 126879.2 | 0 | 990.9365 | 77818.54
MsrNResSpltPkgAC-65to134-S13 | sim_annual | ESe | 1996 | CZ08 | cDXGF | DXSZCap | 457.5478 | 149998.6 | 987410.9988 | 303095 | 0 | 301589.3 | 88811.6988 | 212847.8 | 0 | 2013.819 | 79053.44
MsrNResSpltPkgAC-65to134-S13 | sim_annual | ESe | 1996 | CZ09 | cDXGF | DXSZCap | 564.4217 | 149998.6 | 1030687.8919 | 303095 | 0 | 301589.3 | 136048.1919 | 195643.6 | 0 | 3562.578 | 90749.43
MsrNResSpltPkgAC-65to134-S13 | sim_annual | ESe | 1996 | CZ10 | cDXGF | DXSZCap | 517.7365 | 149998.6 | 1097453.2261 | 303095 | 0 | 301589.3 | 173367.4261 | 226725.7 | 0 | 4797.724 | 87878.24
MsrNResSpltPkgAC-65to134-S13 | sim_annual | ESe | 1996 | CZ11 | cDXGF | DXSZCap | 486.2715 | 149998.6 | 1303404.391 | 303095 | 0 | 301589.3 | 404834.291 | 199831.7 | 0 | 8278.645 | 85775.67
MsrNResSpltPkgAC-65to134-S13 | sim_annual | ESe | 1996 | CZ12 | cDXGF | DXSZCap | 431.8475 | 149998.6 | 1186239.24 | 303095 | 0 | 301589.3 | 347199.14 | 150129 | 0 | 6824.067 | 77402.77
MsrNResSpltPkgAC-65to134-S13 | sim_annual | ESe | 1996 | CZ13 | cDXGF | DXSZCap | 495.1578 | 149998.6 | 1236366.86 | 303095 | 0 | 301589.3 | 304374.26 | 229320.8 | 0 | 7338.42 | 90649.3
MsrNResSpltPkgAC-65to134-S13 | sim_annual | ESe | 1996 | CZ14 | cDXGF | DXSZCap | 525 | 149998.6 | 1219174.875 | 303095 | 0 | 301589.3 | 320622.575 | 196104.9 | 0 | 9275.216 | 88488.07
MsrNResSpltPkgAC-65to134-S13 | sim_annual | ESe | 1996 | CZ15 | cDXGF | DXSZCap | 706.6257 | 149998.6 | 1234007.8985 | 303095 | 0 | 301589.3 | 51293.8985 | 452420.7 | 0 | 2650.955 | 122957.5
MsrNResSpltPkgAC-65to134-S13 | sim_annual | ESe | 1996 | CZ16 | cDXGF | DXSZCap | 466.434 | 149998.6 | 1696808.055 | 303095 | 0 | 301589.3 | 941038.355 | 59403.08 | 0 | 14669.72 | 77012.55
MsrNResSpltPkgAC-65to134-S13 | sim_annual | ESe | 2003 | CZ01 | cDXGF | DXSZCap | 362.4598 | 149998.6 | 1375545.781 | 303095 | 0 | 287781.7 | 712903.281 | 8269.555 | 0 | 9801.319 | 53696.07
MsrNResSpltPkgAC-65to134-S13 | sim_annual | ESe | 2003 | CZ02 | cDXGF | DXSZCap | 364.3341 | 149998.6 | 1120998.466 | 303095 | 0 | 287781.7 | 380888.866 | 82016.04 | 0 | 7123.703 | 60093.77
MsrNResSpltPkgAC-65to134-S13 | sim_annual | ESe | 2003 | CZ03 | cDXGF | DXSZCap | 449.3084 | 149998.6 | 1022900.409 | 303095 | 0 | 287781.7 | 299742.809 | 57150.16 | 0 | 4876.006 | 70255.73
MsrNResSpltPkgAC-65to134-S13 | sim_annual | ESe | 2003 | CZ04 | cDXGF | DXSZCap | 400.8853 | 149998.6 | 1027021.1802 | 303095 | 0 | 287781.7 | 232873.8802 | 127998.2 | 0 | 4431.05 | 70842.36
MsrNResSpltPkgAC-65to134-S13 | sim_annual | ESe | 2003 | CZ05 | cDXGF | DXSZCap | 436.9355 | 149998.6 | 987656.2311 | 303095 | 0 | 287781.7 | 245060.1311 | 77272.05 | 0 | 5458.325 | 68990
MsrNResSpltPkgAC-65to134-S13 | sim_annual | ESe | 2003 | CZ06 | cDXGF | DXSZCap | 488.3373 | 149998.6 | 927104.0621 | 303095 | 0 | 287781.7 | 99546.6621 | 156779.7 | 0 | 1994.457 | 77907.45
MsrNResSpltPkgAC-65to134-S13 | sim_annual | ESe | 2003 | CZ07 | cDXGF | DXSZCap | 481.5503 | 149998.6 | 881056.7948 | 303095 | 0 | 287781.7 | 81361.2948 | 130176.9 | 0 | 975.9171 | 77666.99
MsrNResSpltPkgAC-65to134-S13 | sim_annual | ESe | 2003 | CZ08 | cDXGF | DXSZCap | 451.3139 | 149998.6 | 963080.4677 | 303095 | 0 | 287781.7 | 77331.1677 | 213986.9 | 0 | 1986.359 | 78900.16
MsrNResSpltPkgAC-65to134-S13 | sim_annual | ESe | 2003 | CZ09 | cDXGF | DXSZCap | 555.5897 | 149998.6 | 999609.6583 | 303095 | 0 | 287781.7 | 118709.8583 | 196301 | 0 | 3506.84 | 90216.18
MsrNResSpltPkgAC-65to134-S13 | sim_annual | ESe | 2003 | CZ10 | cDXGF | DXSZCap | 473.6114 | 149998.6 | 1019678.0549 | 303095 | 0 | 287781.7 | 152072.6549 | 193681.6 | 0 | 4388.818 | 78658.87
MsrNResSpltPkgAC-65to134-S13 | sim_annual | ESe | 2003 | CZ11 | cDXGF | DXSZCap | 464.0504 | 149998.6 | 1261755.703 | 303095 | 0 | 287781.7 | 403276.703 | 179458.3 | 0 | 7900.386 | 80244.27
MsrNResSpltPkgAC-65to134-S13 | sim_annual | ESe | 2003 | CZ12 | cDXGF | DXSZCap | 410.0724 | 149998.6 | 1149417.102 | 303095 | 0 | 287781.7 | 347004.002 | 133231.8 | 0 | 6480.036 | 71825.48
MsrNResSpltPkgAC-65to134-S13 | sim_annual | ESe | 2003 | CZ13 | cDXGF | DXSZCap | 472.4856 | 149998.6 | 1195036.509 | 303095 | 0 | 287781.7 | 305632.109 | 206840.3 | 0 | 7002.447 | 84686.02
MsrNResSpltPkgAC-65to134-S13 | sim_annual | ESe | 2003 | CZ14 | cDXGF | DXSZCap | 503.9339 | 149998.6 | 1190621.062 | 303095 | 0 | 287781.7 | 330631.162 | 176928.3 | 0 | 8903.057 | 83283.05
MsrNResSpltPkgAC-65to134-S13 | sim_annual | ESe | 2003 | CZ15 | cDXGF | DXSZCap | 684.2469 | 149998.6 | 1184347.3118 | 303095 | 0 | 287781.7 | 53429.3118 | 420497.5 | 0 | 2567.001 | 116977.5
MsrNResSpltPkgAC-65to134-S13 | sim_annual | ESe | 2003 | CZ16 | cDXGF | DXSZCap | 430.2319 | 149998.6 | 1667451.898 | 303095 | 0 | 287781.7 | 941023.998 | 51987.22 | 0 | 13531.17 | 70033.38
MsrNResSpltPkgAC-65to134-S13 | sim_annual | ESe | 2007 | CZ01 | cDXGF | DXSZCap | 361.7294 | 149998.6 | 1367358.915 | 303095 | 0 | 287781.7 | 704798.315 | 8309.715 | 0 | 9781.539 | 53593.01
MsrNResSpltPkgAC-65to134-S13 | sim_annual | ESe | 2007 | CZ02 | cDXGF | DXSZCap | 362.7265 | 149998.6 | 1114157.242 | 303095 | 0 | 287781.7 | 374393.642 | 81919.27 | 0 | 7092.277 | 59876.11
MsrNResSpltPkgAC-65to134-S13 | sim_annual | ESe | 2007 | CZ03 | cDXGF | DXSZCap | 448.2682 | 149998.6 | 1018390.116 | 303095 | 0 | 287781.7 | 295347.516 | 57178.57 | 0 | 4864.733 | 70123.49
MsrNResSpltPkgAC-65to134-S13 | sim_annual | ESe | 2007 | CZ04 | cDXGF | DXSZCap | 399.4685 | 149998.6 | 1021656.3952 | 303095 | 0 | 287781.7 | 227821.0952 | 127885.2 | 0 | 4415.377 | 70658.81
MsrNResSpltPkgAC-65to134-S13 | sim_annual | ESe | 2007 | CZ05 | cDXGF | DXSZCap | 435.8962 | 149998.6 | 984196.9551 | 303095 | 0 | 287781.7 | 241681.2551 | 77331.23 | 0 | 5445.359 | 68863.09
MsrNResSpltPkgAC-65to134-S13 | sim_annual | ESe | 2007 | CZ06 | cDXGF | DXSZCap | 488.3373 | 149998.6 | 927104.0621 | 303095 | 0 | 287781.7 | 99546.6621 | 156779.7 | 0 | 1994.457 | 77907.45
MsrNResSpltPkgAC-65to134-S13 | sim_annual | ESe | 2007 | CZ07 | cDXGF | DXSZCap | 481.5503 | 149998.6 | 881056.7948 | 303095 | 0 | 287781.7 | 81361.2948 | 130176.9 | 0 | 975.9171 | 77666.99
MsrNResSpltPkgAC-65to134-S13 | sim_annual | ESe | 2007 | CZ08 | cDXGF | DXSZCap | 451.3139 | 149998.6 | 963080.4677 | 303095 | 0 | 287781.7 | 77331.1677 | 213986.9 | 0 | 1986.359 | 78900.16
MsrNResSpltPkgAC-65to134-S13 | sim_annual | ESe | 2007 | CZ09 | cDXGF | DXSZCap | 555.5897 | 149998.6 | 999609.6583 | 303095 | 0 | 287781.7 | 118709.8583 | 196301 | 0 | 3506.84 | 90216.18
MsrNResSpltPkgAC-65to134-S13 | sim_annual | ESe | 2007 | CZ10 | cDXGF | DXSZCap | 471.7022 | 149998.6 | 1015115.694 | 303095 | 0 | 287781.7 | 148304.294 | 193173 | 0 | 4371.124 | 78391.39
MsrNResSpltPkgAC-65to134-S13 | sim_annual | ESe | 2007 | CZ11 | cDXGF | DXSZCap | 462.0041 | 149998.6 | 1253146.657 | 303095 | 0 | 287781.7 | 395681.557 | 178795.1 | 0 | 7865.58 | 79928.7
MsrNResSpltPkgAC-65to134-S13 | sim_annual | ESe | 2007 | CZ12 | cDXGF | DXSZCap | 408.2775 | 149998.6 | 1142604.369 | 303095 | 0 | 287781.7 | 340827.269 | 132879.5 | 0 | 6451.636 | 71570.26
MsrNResSpltPkgAC-65to134-S13 | sim_annual | ESe | 2007 | CZ13 | cDXGF | DXSZCap | 470.772 | 149998.6 | 1187720.48 | 303095 | 0 | 287781.7 | 299610.08 | 205866.5 | 0 | 6977.023 | 84391.23
MsrNResSpltPkgAC-65to134-S13 | sim_annual | ESe | 2007 | CZ14 | cDXGF | DXSZCap | 502.1263 | 149998.6 | 1182475.411 | 303095 | 0 | 287781.7 | 323421.311 | 176301.2 | 0 | 8871.077 | 83006.06
MsrNResSpltPkgAC-65to134-S13 | sim_annual | ESe | 2007 | CZ15 | cDXGF | DXSZCap | 681.6383 | 149998.6 | 1179549.6097 | 303095 | 0 | 287781.7 | 51369.6097 | 418218.9 | 0 | 2557.212 | 116528.2
MsrNResSpltPkgAC-65to134-S13 | sim_annual | ESe | 2007 | CZ16 | cDXGF | DXSZCap | 429.235 | 149998.6 | 1655485.306 | 303095 | 0 | 287781.7 | 929320.406 | 51914.34 | 0 | 13499.82 | 69875.16
MsrNResSpltPkgAC-65to134-S13 | sim_annual | ESe | 2011 | CZ01 | cDXGF | DXSZCap | 361.2861 | 149998.6 | 1325186.455 | 302713.9 | 0 | 287781.7 | 662805.555 | 8643.496 | 0 | 9769.517 | 53472.83
MsrNResSpltPkgAC-65to134-S13 | sim_annual | ESe | 2011 | CZ02 | cDXGF | DXSZCap | 360.9552 | 149998.6 | 1107034.668 | 302713.9 | 0 | 287781.7 | 368030.268 | 81815.8 | 0 | 7057.623 | 59635.82
MsrNResSpltPkgAC-65to134-S13 | sim_annual | ESe | 2011 | CZ03 | cDXGF | DXSZCap | 447.238 | 149998.6 | 1013599.4559 | 302713.9 | 0 | 287781.7 | 291059.2559 | 57202.64 | 0 | 4853.548 | 69988.82
MsrNResSpltPkgAC-65to134-S13 | sim_annual | ESe | 2011 | CZ04 | cDXGF | DXSZCap | 398.0255 | 149998.6 | 1015924.6697 | 302713.9 | 0 | 287781.7 | 222809.7697 | 127750.5 | 0 | 4399.425 | 70469.98
MsrNResSpltPkgAC-65to134-S13 | sim_annual | ESe | 2011 | CZ05 | cDXGF | DXSZCap | 435.8647 | 149998.6 | 983981.2573 | 302713.9 | 0 | 287781.7 | 241870.3573 | 77313.76 | 0 | 5444.965 | 68856.98
MsrNResSpltPkgAC-65to134-S13 | sim_annual | ESe | 2011 | CZ06 | cDXGF | DXSZCap | 488.2984 | 149998.6 | 926799.5005 | 302713.9 | 0 | 287781.7 | 99672.3005 | 156739.4 | 0 | 1994.302 | 77898.31
MsrNResSpltPkgAC-65to134-S13 | sim_annual | ESe | 2011 | CZ07 | cDXGF | DXSZCap | 480.2481 | 149998.6 | 878592.8626 | 302713.9 | 0 | 287781.7 | 79469.8626 | 130147 | 0 | 973.2791 | 77507.61
MsrNResSpltPkgAC-65to134-S13 | sim_annual | ESe | 2011 | CZ08 | cDXGF | DXSZCap | 449.5943 | 149998.6 | 959797.1422 | 302713.9 | 0 | 287781.7 | 75074.0422 | 213581.7 | 0 | 1978.792 | 78667.55
MsrNResSpltPkgAC-65to134-S13 | sim_annual | ESe | 2011 | CZ09 | cDXGF | DXSZCap | 548.0482 | 149998.6 | 982923.1672 | 302713.9 | 0 | 287781.7 | 104908.7672 | 194853.2 | 0 | 3459.231 | 89206.94
MsrNResSpltPkgAC-65to134-S13 | sim_annual | ESe | 2011 | CZ10 | cDXGF | DXSZCap | 469.6312 | 149998.6 | 1010206.6338 | 302713.9 | 0 | 287781.7 | 144626.7338 | 192630.6 | 0 | 4351.947 | 78102.32
MsrNResSpltPkgAC-65to134-S13 | sim_annual | ESe | 2011 | CZ11 | cDXGF | DXSZCap | 449.0476 | 149998.6 | 1151340.866 | 302713.9 | 0 | 287781.7 | 306437.566 | 169944.7 | 0 | 7644.926 | 76818.91
MsrNResSpltPkgAC-65to134-S13 | sim_annual | ESe | 2011 | CZ12 | cDXGF | DXSZCap | 403.4257 | 149998.6 | 1109679.878 | 302713.9 | 0 | 287781.7 | 310681.378 | 131529.3 | 0 | 6374.974 | 70599.42
MsrNResSpltPkgAC-65to134-S13 | sim_annual | ESe | 2011 | CZ13 | cDXGF | DXSZCap | 462.3481 | 149998.6 | 1126918.2603 | 302713.9 | 0 | 287781.7 | 250358.8603 | 197174.2 | 0 | 6852.107 | 82037.92
MsrNResSpltPkgAC-65to134-S13 | sim_annual | ESe | 2011 | CZ14 | cDXGF | DXSZCap | 490.2171 | 149998.6 | 1099520.3811 | 302713.9 | 0 | 287781.7 | 250260.8811 | 169577.5 | 0 | 8660.618 | 80526.59
MsrNResSpltPkgAC-65to134-S13 | sim_annual | ESe | 2011 | CZ15 | cDXGF | DXSZCap | 662.1922 | 149998.6 | 1129361.9614 | 302713.9 | 0 | 287781.7 | 39009.9614 | 386449.1 | 0 | 2484.263 | 110923.7
MsrNResSpltPkgAC-65to134-S13 | sim_annual | ESe | 2011 | CZ16 | cDXGF | DXSZCap | 416.9778 | 149998.6 | 1466316.047 | 302713.9 | 0 | 287781.7 | 745034.247 | 50463.39 | 0 | 13114.31 | 67208.88
MsrNResSpltPkgAC-65to134-S13 | sim_annual | ESe | 2015 | CZ01 | cDXGF | DXSZCap | 343.4713 | 149998.6 | 1306649.817 | 300185.4 | 0 | 287781.7 | 650304.417 | 8156.089 | 0 | 9287.719 | 50935.63
MsrNResSpltPkgAC-65to134-S13 | sim_annual | ESe | 2015 | CZ02 | cDXGF | DXSZCap | 349.8533 | 149998.6 | 1079787.061 | 300185.4 | 0 | 287781.7 | 351827.661 | 75862.62 | 0 | 6840.525 | 57289.92
MsrNResSpltPkgAC-65to134-S13 | sim_annual | ESe | 2015 | CZ03 | cDXGF | DXSZCap | 377.8791 | 149998.6 | 1000198.689 | 300185.4 | 0 | 287781.7 | 303803.789 | 45625.96 | 0 | 4100.834 | 58701.69
MsrNResSpltPkgAC-65to134-S13 | sim_annual | ESe | 2015 | CZ04 | cDXGF | DXSZCap | 358.6986 | 149998.6 | 976126.3139 | 300185.4 | 0 | 287781.7 | 220975.4139 | 102042 | 0 | 3964.735 | 61177.68
MsrNResSpltPkgAC-65to134-S13 | sim_annual | ESe | 2015 | CZ05 | cDXGF | DXSZCap | 366.9836 | 149998.6 | 969319.4029 | 300185.4 | 0 | 287781.7 | 256596.3029 | 62318.34 | 0 | 4584.472 | 57853.88
MsrNResSpltPkgAC-65to134-S13 | sim_annual | ESe | 2015 | CZ06 | cDXGF | DXSZCap | 414.7976 | 149998.6 | 885795.101 | 300185.4 | 0 | 287781.7 | 107284.001 | 123959.2 | 0 | 1694.114 | 64891.38
MsrNResSpltPkgAC-65to134-S13 | sim_annual | ESe | 2015 | CZ07 | cDXGF | DXSZCap | 407.4634 | 149998.6 | 846310.8715 | 300185.4 | 0 | 287781.7 | 88259.0715 | 104460.2 | 0 | 825.7747 | 64799.58
MsrNResSpltPkgAC-65to134-S13 | sim_annual | ESe | 2015 | CZ08 | cDXGF | DXSZCap | 408.3359 | 149998.6 | 907167.7572 | 300185.4 | 0 | 287781.7 | 76408.6572 | 172661.6 | 0 | 1797.21 | 68333.58
MsrNResSpltPkgAC-65to134-S13 | sim_annual | ESe | 2015 | CZ09 | cDXGF | DXSZCap | 505.0828 | 149998.6 | 930332.7981 | 300185.4 | 0 | 287781.7 | 105421.8981 | 154779.8 | 0 | 3188.044 | 78976.77
MsrNResSpltPkgAC-65to134-S13 | sim_annual | ESe | 2015 | CZ10 | cDXGF | DXSZCap | 458.4656 | 149998.6 | 985087.719 | 300185.4 | 0 | 287781.7 | 137822.219 | 179737.5 | 0 | 4248.474 | 75312.82
MsrNResSpltPkgAC-65to134-S13 | sim_annual | ESe | 2015 | CZ11 | cDXGF | DXSZCap | 436.0794 | 149998.6 | 1112170.1987 | 300185.4 | 0 | 287781.7 | 286992.2987 | 156252.1 | 0 | 7424.145 | 73535.14
MsrNResSpltPkgAC-65to134-S13 | sim_annual | ESe | 2015 | CZ12 | cDXGF | DXSZCap | 391.6268 | 149998.6 | 1077923.286 | 300185.4 | 0 | 287781.7 | 294699.986 | 121456.7 | 0 | 6188.48 | 67611.68
MsrNResSpltPkgAC-65to134-S13 | sim_annual | ESe | 2015 | CZ13 | cDXGF | DXSZCap | 449.958 | 149998.6 | 1090227.1246 | 300185.4 | 0 | 287781.7 | 234330.3246 | 182594.8 | 0 | 6668.498 | 78666.9
MsrNResSpltPkgAC-65to134-S13 | sim_annual | ESe | 2015 | CZ14 | cDXGF | DXSZCap | 477.9482 | 149998.6 | 1066075.8319 | 300185.4 | 0 | 287781.7 | 237039.4319 | 155303.5 | 0 | 8443.892 | 77322.41
MsrNResSpltPkgAC-65to134-S13 | sim_annual | ESe | 2015 | CZ15 | cDXGF | DXSZCap | 648.8967 | 149998.6 | 1093842.9354 | 300185.4 | 0 | 287781.7 | 34004.9354 | 362304.7 | 0 | 2434.384 | 107132.4
MsrNResSpltPkgAC-65to134-S13 | sim_annual | ESe | 2015 | CZ16 | cDXGF | DXSZCap | 396.5656 | 149998.6 | 1430634.901 | 300185.4 | 0 | 287781.7 | 720650.201 | 46262.03 | 0 | 12472.21 | 63284.04
MsrNResSpltPkgAC-65to134-S13 | sim_annual | ESe | 2017 | CZ01 | cDXGF | DXSZCap | 341.3681 | 149998.6 | 1288946.328 | 297655.6 | 0 | 287781.7 | 635427.928 | 8216.54 | 0 | 9230.843 | 50634.13
MsrNResSpltPkgAC-65to134-S13 | sim_annual | ESe | 2017 | CZ02 | cDXGF | DXSZCap | 347.6838 | 149998.6 | 1070915.134 | 297655.6 | 0 | 287781.7 | 346102.734 | 75606.76 | 0 | 6798.106 | 56970.61
MsrNResSpltPkgAC-65to134-S13 | sim_annual | ESe | 2017 | CZ03 | cDXGF | DXSZCap | 376.3025 | 149998.6 | 994302.402 | 297655.6 | 0 | 287781.7 | 300768.602 | 45539.48 | 0 | 4083.714 | 58473.47
MsrNResSpltPkgAC-65to134-S13 | sim_annual | ESe | 2017 | CZ04 | cDXGF | DXSZCap | 356.937 | 149998.6 | 968789.5946 | 297655.6 | 0 | 287781.7 | 215399.5946 | 101842.5 | 0 | 3945.276 | 62165.13
MsrNResSpltPkgAC-65to134-S13 | sim_annual | ESe | 2017 | CZ05 | cDXGF | DXSZCap | 364.7637 | 149998.6 | 960087.1725 | 297655.6 | 0 | 287781.7 | 245968.3725 | 62422.34 | 0 | 4556.758 | 61702.88
MsrNResSpltPkgAC-65to134-S13 | sim_annual | ESe | 2017 | CZ06 | cDXGF | DXSZCap | 410.5265 | 149998.6 | 877100.4314 | 297655.6 | 0 | 287781.7 | 102207.1314 | 123452.3 | 0 | 1676.667 | 64327
MsrNResSpltPkgAC-65to134-S13 | sim_annual | ESe | 2017 | CZ07 | cDXGF | DXSZCap | 404.3825 | 149998.6 | 840390.0368 | 297655.6 | 0 | 287781.7 | 85549.4368 | 104190.5 | 0 | 819.5308 | 64393.33
MsrNResSpltPkgAC-65to134-S13 | sim_annual | ESe | 2017 | CZ08 | cDXGF | DXSZCap | 404.4527 | 149998.6 | 898460.6915 | 297655.6 | 0 | 287781.7 | 71804.1915 | 171658.2 | 0 | 1780.116 | 67780.7
MsrNResSpltPkgAC-65to134-S13 | sim_annual | ESe | 2017 | CZ09 | cDXGF | DXSZCap | 502.7805 | 149998.6 | 923623.5946 | 297655.6 | 0 | 287781.7 | 102184.3946 | 154187.7 | 0 | 3173.506 | 78640.73
MsrNResSpltPkgAC-65to134-S13 | sim_annual | ESe | 2017 | CZ10 | cDXGF | DXSZCap | 456.0015 | 149998.6 | 977986.1032 | 297655.6 | 0 | 287781.7 | 134429.1032 | 178953.8 | 0 | 4225.646 | 74940.3
MsrNResSpltPkgAC-65to134-S13 | sim_annual | ESe | 2017 | CZ11 | cDXGF | DXSZCap | 433.5052 | 149998.6 | 1101019.903 | 297655.6 | 0 | 287781.7 | 279718.603 | 155358.1 | 0 | 7380.331 | 73125.64
MsrNResSpltPkgAC-65to134-S13 | sim_annual | ESe | 2017 | CZ12 | cDXGF | DXSZCap | 389.3415 | 149998.6 | 1068612.2035 | 297655.6 | 0 | 287781.7 | 288853.9035 | 120913.8 | 0 | 6152.379 | 67254.74
MsrNResSpltPkgAC-65to134-S13 | sim_annual | ESe | 2017 | CZ13 | cDXGF | DXSZCap | 447.7884 | 149998.6 | 1080196.3903 | 297655.6 | 0 | 287781.7 | 228503.9903 | 181351.7 | 0 | 6636.374 | 78267.21
MsrNResSpltPkgAC-65to134-S13 | sim_annual | ESe | 2017 | CZ14 | cDXGF | DXSZCap | 475.5346 | 149998.6 | 1055410.4204 | 297655.6 | 0 | 287781.7 | 230210.9204 | 154425.5 | 0 | 8401.24 | 76935.76
MsrNResSpltPkgAC-65to134-S13 | sim_annual | ESe | 2017 | CZ15 | cDXGF | DXSZCap | 645.4533 | 149998.6 | 1086008.298 | 297655.6 | 0 | 287781.7 | 32167.298 | 359448.6 | 0 | 2421.467 | 106533.3
MsrNResSpltPkgAC-65to134-S13 | sim_annual | ESe | 2017 | CZ16 | cDXGF | DXSZCap | 394.9738 | 149998.6 | 1416628.393 | 297655.6 | 0 | 287781.7 | 709616.993 | 46111.59 | 0 | 12422.1 | 63040.31
MsrNResSpltPkgAC-65to134-S13 | sim_annual | ESe | 2020 | CZ01 | cDXGF | DXSZCap | 324.0565 | 149998.6 | 1254778.637 | 195048.5 | 0 | 287781.7 | 708300.837 | 6694.821 | 0 | 8762.771 | 48190.87
MsrNResSpltPkgAC-65to134-S13 | sim_annual | ESe | 2020 | CZ02 | cDXGF | DXSZCap | 333.5909 | 149998.6 | 998595.405 | 195048.5 | 0 | 287781.7 | 384939.005 | 68710.95 | 0 | 6522.658 | 55593.31
MsrNResSpltPkgAC-65to134-S13 | sim_annual | ESe | 2020 | CZ03 | cDXGF | DXSZCap | 358.835 | 149998.6 | 922192.377 | 195048.5 | 0 | 287781.7 | 339730.277 | 40260.63 | 0 | 3894.165 | 55477.77
MsrNResSpltPkgAC-65to134-S13 | sim_annual | ESe | 2020 | CZ04 | cDXGF | DXSZCap | 343.329 | 149998.6 | 882511.0841 | 195048.5 | 0 | 287781.7 | 243718.4841 | 93103.34 | 0 | 3794.879 | 59064.84
MsrNResSpltPkgAC-65to134-S13 | sim_annual | ESe | 2020 | CZ05 | cDXGF | DXSZCap | 347.4185 | 149998.6 | 881593.5294 | 195048.5 | 0 | 287781.7 | 284712.7294 | 55201.48 | 0 | 4340.076 | 54509.82
MsrNResSpltPkgAC-65to134-S13 | sim_annual | ESe | 2020 | CZ06 | cDXGF | DXSZCap | 392.0317 | 149998.6 | 776914.0979 | 195048.5 | 0 | 287781.7 | 119183.6979 | 112338.6 | 0 | 1601.129 | 60961.35
MsrNResSpltPkgAC-65to134-S13 | sim_annual | ESe | 2020 | CZ07 | cDXGF | DXSZCap | 385.5456 | 149998.6 | 740289.5172 | 195048.5 | 0 | 287781.7 | 101290.2172 | 94338.48 | 0 | 781.3549 | 61050.03
MsrNResSpltPkgAC-65to134-S13 | sim_annual | ESe | 2020 | CZ08 | cDXGF | DXSZCap | 391.1735 | 149998.6 | 791386.3844 | 195048.5 | 0 | 287781.7 | 83549.1844 | 158653.4 | 0 | 1721.677 | 64632.73
MsrNResSpltPkgAC-65to134-S13 | sim_annual | ESe | 2020 | CZ09 | cDXGF | DXSZCap | 489.7495 | 149998.6 | 822511.4647 | 195048.5 | 0 | 287781.7 | 117802.9647 | 142944.5 | 0 | 3091.264 | 75843.28
MsrNResSpltPkgAC-65to134-S13 | sim_annual | ESe | 2020 | CZ10 | cDXGF | DXSZCap | 442.7415 | 149998.6 | 877596.1355 | 195048.5 | 0 | 287781.7 | 151942.0355 | 166777.4 | 0 | 4102.766 | 71944.66
MsrNResSpltPkgAC-65to134-S13 | sim_annual | ESe | 2020 | CZ11 | cDXGF | DXSZCap | 420.2725 | 149998.6 | 1019458.63 | 195048.5 | 0 | 287781.7 | 314128.23 | 145173.5 | 0 | 7155.068 | 70172.05
MsrNResSpltPkgAC-65to134-S13 | sim_annual | ESe | 2020 | CZ12 | cDXGF | DXSZCap | 375.8127 | 149998.6 | 986667.241 | 195048.5 | 0 | 287781.7 | 322222.941 | 111526.9 | 0 | 5938.679 | 64149.16
MsrNResSpltPkgAC-65to134-S13 | sim_annual | ESe | 2020 | CZ13 | cDXGF | DXSZCap | 434.1521 | 149998.6 | 991614.6355 | 195048.5 | 0 | 287781.7 | 257422.0355 | 169892.3 | 0 | 6434.329 | 75036.62
MsrNResSpltPkgAC-65to134-S13 | sim_annual | ESe | 2020 | CZ14 | cDXGF | DXSZCap | 461.6927 | 149998.6 | 968329.1648 | 195048.5 | 0 | 287781.7 | 259619.5648 | 143754.2 | 0 | 8156.754 | 73968.83
MsrNResSpltPkgAC-65to134-S13 | sim_annual | ESe | 2020 | CZ15 | cDXGF | DXSZCap | 631.4677 | 149998.6 | 969516.5604 | 195048.5 | 0 | 287781.7 | 38290.0604 | 342700.3 | 0 | 2368.994 | 103327.5
MsrNResSpltPkgAC-65to134-S13 | sim_annual | ESe | 2020 | CZ16 | cDXGF | DXSZCap | 376.9614 | 149998.6 | 1360340.817 | 195048.5 | 0 | 287781.7 | 763724.717 | 42016.39 | 0 | 11855.77 | 59914.48
MsrNResSpltPkgAC-65to134-S13 | sim_annual | EUn | 1975 | CZ01 | cDXGF | DXSZCap | 2725.4822 | 930201.4 | 11456990.06 | 2135429 | 0 | 3187398 | 4742621.06 | 251547.1 | 0 | 73684.56 | 655287.9
MsrNResSpltPkgAC-65to134-S13 | sim_annual | EUn | 1975 | CZ02 | cDXGF | DXSZCap | 2382.3326 | 930201.4 | 10432228.765 | 2135429 | 0 | 3187398 | 2690942.765 | 1433765 | 0 | 46565.95 | 664956.9
MsrNResSpltPkgAC-65to134-S13 | sim_annual | EUn | 1975 | CZ03 | cDXGF | DXSZCap | 2883.9627 | 930201.4 | 9262718.805 | 2135429 | 0 | 3187398 | 2092132.805 | 908844.1 | 0 | 31293.24 | 736070.2
MsrNResSpltPkgAC-65to134-S13 | sim_annual | EUn | 1975 | CZ04 | cDXGF | DXSZCap | 2414.329 | 930201.4 | 9604888.854 | 2135429 | 0 | 3187398 | 1652542.854 | 1768166 | 0 | 26677.71 | 691470.5
MsrNResSpltPkgAC-65to134-S13 | sim_annual | EUn | 1975 | CZ05 | cDXGF | DXSZCap | 2824.0227 | 930201.4 | 9139941.901 | 2135429 | 0 | 3187398 | 1804134.901 | 1085680 | 0 | 35276.63 | 725445.3
MsrNResSpltPkgAC-65to134-S13 | sim_annual | EUn | 1975 | CZ06 | cDXGF | DXSZCap | 3013.4921 | 930201.4 | 8852824.306 | 2135429 | 0 | 3187398 | 692957.306 | 2001465 | 0 | 12307.46 | 767856.5
MsrNResSpltPkgAC-65to134-S13 | sim_annual | EUn | 1975 | CZ07 | cDXGF | DXSZCap | 2953.488 | 930201.4 | 8400442.892 | 2135429 | 0 | 3187398 | 587477.892 | 1686292 | 0 | 5985.533 | 755974.8
MsrNResSpltPkgAC-65to134-S13 | sim_annual | EUn | 1975 | CZ08 | cDXGF | DXSZCap | 2577.6838 | 930201.4 | 9187224.292 | 2135429 | 0 | 3187398 | 615840.292 | 2471172 | 0 | 11344.67 | 714415
MsrNResSpltPkgAC-65to134-S13 | sim_annual | EUn | 1975 | CZ09 | cDXGF | DXSZCap | 3136.4459 | 930201.4 | 9484730.187 | 2135429 | 0 | 3187398 | 843945.187 | 2416172 | 0 | 19795.65 | 812543.4
MsrNResSpltPkgAC-65to134-S13 | sim_annual | EUn | 1975 | CZ10 | cDXGF | DXSZCap | 2928.5927 | 930201.4 | 10010290.837 | 2135429 | 0 | 3187398 | 1081582.837 | 2673740 | 0 | 27135.82 | 795361.6
MsrNResSpltPkgAC-65to134-S13 | sim_annual | EUn | 1975 | CZ11 | cDXGF | DXSZCap | 2953.6308 | 930201.4 | 11693520.335 | 2135429 | 0 | 3187398 | 2636002.335 | 2607339 | 0 | 50276.09 | 823252.6
MsrNResSpltPkgAC-65to134-S13 | sim_annual | EUn | 1975 | CZ12 | cDXGF | DXSZCap | 2689.1688 | 930201.4 | 10811369.779 | 2135429 | 0 | 3187398 | 2347604.779 | 2103570 | 0 | 42482.41 | 770071.3
MsrNResSpltPkgAC-65to134-S13 | sim_annual | EUn | 1975 | CZ13 | cDXGF | DXSZCap | 3012.6806 | 930201.4 | 11309927.554 | 2135429 | 0 | 3187398 | 1977450.554 | 2926863 | 0 | 44637.48 | 855371.4
MsrNResSpltPkgAC-65to134-S13 | sim_annual | EUn | 1975 | CZ14 | cDXGF | DXSZCap | 3080.3868 | 930201.4 | 11198741.887 | 2135429 | 0 | 3187398 | 2111433.887 | 2642018 | 0 | 54411.71 | 841662.6
MsrNResSpltPkgAC-65to134-S13 | sim_annual | EUn | 1975 | CZ15 | cDXGF | DXSZCap | 4006.8221 | 930201.4 | 11785035.201 | 2135429 | 0 | 3187398 | 388095.201 | 4955922 | 0 | 15031.7 | 1071346
MsrNResSpltPkgAC-65to134-S13 | sim_annual | EUn | 1975 | CZ16 | cDXGF | DXSZCap | 3012.1702 | 930201.4 | 13793111.25 | 2135429 | 0 | 3187398 | 5877360.25 | 1028376 | 0 | 94726.22 | 810295.8
MsrNResSpltPkgAC-65to134-S13 | sim_annual | EUn | 1985 | CZ01 | cDXGF | DXSZCap | 2697.9649 | 930201.4 | 11181674.47 | 2135429 | 0 | 3051240 | 4731888.47 | 239516.5 | 0 | 72941.47 | 642230.6
MsrNResSpltPkgAC-65to134-S13 | sim_annual | EUn | 1985 | CZ02 | cDXGF | DXSZCap | 2366.4557 | 930201.4 | 10235883.724 | 2135429 | 0 | 3051240 | 2690814.724 | 1417760 | 0 | 46256.89 | 657535.8
MsrNResSpltPkgAC-65to134-S13 | sim_annual | EUn | 1985 | CZ03 | cDXGF | DXSZCap | 2862.0682 | 930201.4 | 9089687.02 | 2135429 | 0 | 3051240 | 2096163.02 | 903255.6 | 0 | 31055.8 | 728447.8
MsrNResSpltPkgAC-65to134-S13 | sim_annual | EUn | 1985 | CZ04 | cDXGF | DXSZCap | 2398.0783 | 930201.4 | 9420802.205 | 2135429 | 0 | 3051240 | 1652574.205 | 1749858 | 0 | 26498.75 | 684281.2
MsrNResSpltPkgAC-65to134-S13 | sim_annual | EUn | 1985 | CZ05 | cDXGF | DXSZCap | 2802.3115 | 930201.4 | 8960007.966 | 2135429 | 0 | 3051240 | 1804487.966 | 1077253 | 0 | 35005.47 | 717811.3
MsrNResSpltPkgAC-65to134-S13 | sim_annual | EUn | 1985 | CZ06 | cDXGF | DXSZCap | 2991.6494 | 930201.4 | 8680677.516 | 2135429 | 0 | 3051240 | 690897.516 | 1985292 | 0 | 12218.27 | 760844
MsrNResSpltPkgAC-65to134-S13 | sim_annual | EUn | 1985 | CZ07 | cDXGF | DXSZCap | 2931.8789 | 930201.4 | 8233483.422 | 2135429 | 0 | 3051240 | 586074.422 | 1672495 | 0 | 5941.746 | 749001.3
MsrNResSpltPkgAC-65to134-S13 | sim_annual | EUn | 1985 | CZ08 | cDXGF | DXSZCap | 2561.8309 | 930201.4 | 9004638.785 | 2135429 | 0 | 3051240 | 612734.785 | 2444310 | 0 | 11274.93 | 707720.1
MsrNResSpltPkgAC-65to134-S13 | sim_annual | EUn | 1985 | CZ09 | cDXGF | DXSZCap | 3119.3084 | 930201.4 | 9299171.548 | 2135429 | 0 | 3051240 | 840041.548 | 2390030 | 0 | 19687.56 | 805649.2
MsrNResSpltPkgAC-65to134-S13 | sim_annual | EUn | 1985 | CZ10 | cDXGF | DXSZCap | 2911.4265 | 930201.4 | 9817243.564 | 2135429 | 0 | 3051240 | 1078400.564 | 2643960 | 0 | 26976.93 | 787995.5
MsrNResSpltPkgAC-65to134-S13 | sim_annual | EUn | 1985 | CZ11 | cDXGF | DXSZCap | 2937.6833 | 930201.4 | 11486392.381 | 2135429 | 0 | 3051240 | 2636946.381 | 2575003 | 0 | 50005.62 | 815294.3
MsrNResSpltPkgAC-65to134-S13 | sim_annual | EUn | 1985 | CZ12 | cDXGF | DXSZCap | 2674.5763 | 930201.4 | 10614994.083 | 2135429 | 0 | 3051240 | 2348111.083 | 2079411 | 0 | 42252.93 | 762639.3
MsrNResSpltPkgAC-65to134-S13 | sim_annual | EUn | 1985 | CZ13 | cDXGF | DXSZCap | 2997.6967 | 930201.4 | 11104593.571 | 2135429 | 0 | 3051240 | 1978232.571 | 2889083 | 0 | 44416.15 | 847588.4
MsrNResSpltPkgAC-65to134-S13 | sim_annual | EUn | 1985 | CZ14 | cDXGF | DXSZCap | 3057.3704 | 930201.4 | 10861912.083 | 2135429 | 0 | 3051240 | 2087048.083 | 2545526 | 0 | 54005.69 | 826420.4
MsrNResSpltPkgAC-65to134-S13 | sim_annual | EUn | 1985 | CZ15 | cDXGF | DXSZCap | 3979.8099 | 930201.4 | 11438545.879 | 2135429 | 0 | 3051240 | 379435.879 | 4784056 | 0 | 14930.36 | 1054471
MsrNResSpltPkgAC-65to134-S13 | sim_annual | EUn | 1985 | CZ16 | cDXGF | DXSZCap | 2984.7806 | 930201.4 | 13431860.75 | 2135429 | 0 | 3051240 | 5854652.75 | 986405.2 | 0 | 93865.14 | 793483.6
MsrNResSpltPkgAC-65to134-S13 | sim_annual | EUn | 1996 | CZ01 | cDXGF | DXSZCap | 2407.9278 | 930201.4 | 10583974.21 | 2135429 | 0 | 2915080 | 4391182.21 | 230997.8 | 0 | 65099.2 | 572784.3
MsrNResSpltPkgAC-65to134-S13 | sim_annual | EUn | 1996 | CZ02 | cDXGF | DXSZCap | 2287.9528 | 930201.4 | 10090764.794 | 2135429 | 0 | 2915080 | 2815629.794 | 1339484 | 0 | 44723.18 | 627610.7
MsrNResSpltPkgAC-65to134-S13 | sim_annual | EUn | 1996 | CZ03 | cDXGF | DXSZCap | 2742.7406 | 930201.4 | 8982647.73 | 2135429 | 0 | 2915080 | 2236940.73 | 847426.6 | 0 | 29761.16 | 691596.3
MsrNResSpltPkgAC-65to134-S13 | sim_annual | EUn | 1996 | CZ04 | cDXGF | DXSZCap | 2321.8056 | 930201.4 | 9236328.209 | 2135429 | 0 | 2915080 | 1745346.209 | 1655498 | 0 | 25656.34 | 652725.4
MsrNResSpltPkgAC-65to134-S13 | sim_annual | EUn | 1996 | CZ05 | cDXGF | DXSZCap | 2683.2505 | 930201.4 | 8831517.394 | 2135429 | 0 | 2915080 | 1933758.394 | 1011471 | 0 | 33518.24 | 681139.6
MsrNResSpltPkgAC-65to134-S13 | sim_annual | EUn | 1996 | CZ06 | cDXGF | DXSZCap | 2887.5675 | 930201.4 | 8445998.598 | 2135429 | 0 | 2915080 | 793996.598 | 1809796 | 0 | 11793.19 | 723964.2
MsrNResSpltPkgAC-65to134-S13 | sim_annual | EUn | 1996 | CZ07 | cDXGF | DXSZCap | 2829.551 | 930201.4 | 8010063.82 | 2135429 | 0 | 2915080 | 677632.82 | 1521353 | 0 | 5734.375 | 712721.4
MsrNResSpltPkgAC-65to134-S13 | sim_annual | EUn | 1996 | CZ08 | cDXGF | DXSZCap | 2510.7357 | 930201.4 | 8786230.58 | 2135429 | 0 | 2915080 | 709370.58 | 2283346 | 0 | 11050.13 | 680459.6
MsrNResSpltPkgAC-65to134-S13 | sim_annual | EUn | 1996 | CZ09 | cDXGF | DXSZCap | 3067.4513 | 930201.4 | 9103852.615 | 2135429 | 0 | 2915080 | 967062.615 | 2222855 | 0 | 19360.43 | 779091.6
MsrNResSpltPkgAC-65to134-S13 | sim_annual | EUn | 1996 | CZ10 | cDXGF | DXSZCap | 2857.3078 | 930201.4 | 9627951.55 | 2135429 | 0 | 2915080 | 1215173.55 | 2472831 | 0 | 26475.73 | 759652.2
MsrNResSpltPkgAC-65to134-S13 | sim_annual | EUn | 1996 | CZ11 | cDXGF | DXSZCap | 2684.5907 | 930201.4 | 10580991.489 | 2135429 | 0 | 2915080 | 2335436.489 | 2228351 | 0 | 45697.24 | 730142
MsrNResSpltPkgAC-65to134-S13 | sim_annual | EUn | 1996 | CZ12 | cDXGF | DXSZCap | 2429.116 | 930201.4 | 9841235.095 | 2135429 | 0 | 2915080 | 2107524.095 | 1793056 | 0 | 38375.03 | 681145.3
MsrNResSpltPkgAC-65to134-S13 | sim_annual | EUn | 1996 | CZ13 | cDXGF | DXSZCap | 2740.6248 | 930201.4 | 10288314.866 | 2135429 | 0 | 2915080 | 1776740.866 | 2521600 | 0 | 40607.75 | 760873.3
MsrNResSpltPkgAC-65to134-S13 | sim_annual | EUn | 1996 | CZ14 | cDXGF | DXSZCap | 2806.1219 | 930201.4 | 10127004.411 | 2135429 | 0 | 2915080 | 1880335.411 | 2231181 | 0 | 49569.48 | 744600.7
MsrNResSpltPkgAC-65to134-S13 | sim_annual | EUn | 1996 | CZ15 | cDXGF | DXSZCap | 3699.6746 | 930201.4 | 10687840.763 | 2135429 | 0 | 2915080 | 340990.763 | 4299374 | 0 | 13879.37 | 963430.8
MsrNResSpltPkgAC-65to134-S13 | sim_annual | EUn | 1996 | CZ16 | cDXGF | DXSZCap | 2664.9966 | 930201.4 | 12557123.83 | 2135429 | 0 | 2915080 | 5343531.83 | 904337.2 | 0 | 83808.56 | 704983.9
MsrNResSpltPkgAC-65to134-S13 | sim_annual | EUn | 2003 | CZ01 | cDXGF | DXSZCap | 2083.8432 | 930201.4 | 10397045.85 | 2135429 | 0 | 2778924 | 4460763.85 | 170586.5 | 0 | 56336.03 | 495998.6
MsrNResSpltPkgAC-65to134-S13 | sim_annual | EUn | 2003 | CZ02 | cDXGF | DXSZCap | 1947.7434 | 930201.4 | 9018375.825 | 2135429 | 0 | 2778924 | 2335363.825 | 999100.8 | 0 | 38071.62 | 519980.1
MsrNResSpltPkgAC-65to134-S13 | sim_annual | EUn | 2003 | CZ03 | cDXGF | DXSZCap | 2352.7002 | 930201.4 | 8411380.453 | 2135429 | 0 | 2778924 | 2144502.453 | 609560.4 | 0 | 25528.4 | 582068.3
MsrNResSpltPkgAC-65to134-S13 | sim_annual | EUn | 2003 | CZ04 | cDXGF | DXSZCap | 2062.7611 | 930201.4 | 8542822.985 | 2135429 | 0 | 2778924 | 1632784.985 | 1296077 | 0 | 22793.51 | 561960.7
MsrNResSpltPkgAC-65to134-S13 | sim_annual | EUn | 2003 | CZ05 | cDXGF | DXSZCap | 2296.0712 | 930201.4 | 8280800.905 | 2135429 | 0 | 2778924 | 1890167.905 | 739422.6 | 0 | 28681.64 | 571669.8
MsrNResSpltPkgAC-65to134-S13 | sim_annual | EUn | 2003 | CZ06 | cDXGF | DXSZCap | 2484.272 | 930201.4 | 7821000.682 | 2135429 | 0 | 2778924 | 750980.682 | 1491171 | 0 | 10146.04 | 613418.6
MsrNResSpltPkgAC-65to134-S13 | sim_annual | EUn | 2003 | CZ07 | cDXGF | DXSZCap | 2442.2231 | 930201.4 | 7468939.77 | 2135429 | 0 | 2778924 | 654822.77 | 1257598 | 0 | 4949.419 | 607185.6
MsrNResSpltPkgAC-65to134-S13 | sim_annual | EUn | 2003 | CZ08 | cDXGF | DXSZCap | 2250.2775 | 930201.4 | 8124808.291 | 2135429 | 0 | 2778924 | 659158.291 | 1910220 | 0 | 9903.788 | 593475.6
MsrNResSpltPkgAC-65to134-S13 | sim_annual | EUn | 2003 | CZ09 | cDXGF | DXSZCap | 2780.0132 | 930201.4 | 8414522.429 | 2135429 | 0 | 2778924 | 903129.429 | 1839964 | 0 | 17546.21 | 687672
MsrNResSpltPkgAC-65to134-S13 | sim_annual | EUn | 2003 | CZ10 | cDXGF | DXSZCap | 2443.6066 | 930201.4 | 8577510.7 | 2135429 | 0 | 2778924 | 948118.7 | 1979820 | 0 | 22642.16 | 633247.4
MsrNResSpltPkgAC-65to134-S13 | sim_annual | EUn | 2003 | CZ11 | cDXGF | DXSZCap | 2445.2043 | 930201.4 | 9913264.29 | 2135429 | 0 | 2778924 | 2202050.29 | 1915385 | 0 | 41622.75 | 652005.6
MsrNResSpltPkgAC-65to134-S13 | sim_annual | EUn | 2003 | CZ12 | cDXGF | DXSZCap | 2194.3036 | 930201.4 | 9250702.293 | 2135429 | 0 | 2778924 | 2002069.293 | 1525692 | 0 | 34665.49 | 604352.4
MsrNResSpltPkgAC-65to134-S13 | sim_annual | EUn | 2003 | CZ13 | cDXGF | DXSZCap | 2492.9611 | 930201.4 | 9645048.665 | 2135429 | 0 | 2778924 | 1691021.665 | 2185572 | 0 | 36938.84 | 679468.8
MsrNResSpltPkgAC-65to134-S13 | sim_annual | EUn | 2003 | CZ14 | cDXGF | DXSZCap | 2572.8388 | 930201.4 | 9530963.699 | 2135429 | 0 | 2778924 | 1859888.699 | 1878600 | 0 | 45449.95 | 664593.6
MsrNResSpltPkgAC-65to134-S13 | sim_annual | EUn | 2003 | CZ15 | cDXGF | DXSZCap | 3441.8933 | 930201.4 | 9928139.937 | 2135429 | 0 | 2778924 | 339911.937 | 3768437 | 0 | 12912.31 | 875006.3
MsrNResSpltPkgAC-65to134-S13 | sim_annual | EUn | 2003 | CZ16 | cDXGF | DXSZCap | 2323.2313 | 930201.4 | 12157490.91 | 2135429 | 0 | 2778924 | 5314395.91 | 745655.9 | 0 | 73060.98 | 611754.4
MsrNResSpltPkgAC-65to134-S13 | sim_annual | EUn | 2007 | CZ01 | cDXGF | DXSZCap | 2080.9347 | 930201.4 | 10303880.4 | 2135429 | 0 | 2778924 | 4399043.4 | 161141.2 | 0 | 56257.42 | 494800.7
MsrNResSpltPkgAC-65to134-S13 | sim_annual | EUn | 2007 | CZ02 | cDXGF | DXSZCap | 1935.1912 | 930201.4 | 8929566.987 | 2135429 | 0 | 2778924 | 2290661.987 | 972152.7 | 0 | 37826.1 | 517089.2
MsrNResSpltPkgAC-65to134-S13 | sim_annual | EUn | 2007 | CZ03 | cDXGF | DXSZCap | 2347.0385 | 930201.4 | 8352634.218 | 2135429 | 0 | 2778924 | 2115233.218 | 591338.8 | 0 | 25466.84 | 580832.8
MsrNResSpltPkgAC-65to134-S13 | sim_annual | EUn | 2007 | CZ04 | cDXGF | DXSZCap | 2052.3394 | 930201.4 | 8460141.826 | 2135429 | 0 | 2778924 | 1595291.826 | 1261621 | 0 | 22678.35 | 559597.8
MsrNResSpltPkgAC-65to134-S13 | sim_annual | EUn | 2007 | CZ05 | cDXGF | DXSZCap | 2290.9346 | 930201.4 | 8223632.781 | 2135429 | 0 | 2778924 | 1858386.781 | 719780.6 | 0 | 28617.46 | 575511.4
MsrNResSpltPkgAC-65to134-S13 | sim_annual | EUn | 2007 | CZ06 | cDXGF | DXSZCap | 2484.272 | 930201.4 | 7783784.682 | 2135429 | 0 | 2778924 | 750980.682 | 1456893 | 0 | 10146.04 | 613418.6
MsrNResSpltPkgAC-65to134-S13 | sim_annual | EUn | 2007 | CZ07 | cDXGF | DXSZCap | 2442.2231 | 930201.4 | 7436235.77 | 2135429 | 0 | 2778924 | 654822.77 | 1227074 | 0 | 4949.419 | 607185.6
MsrNResSpltPkgAC-65to134-S13 | sim_annual | EUn | 2007 | CZ08 | cDXGF | DXSZCap | 2250.2775 | 930201.4 | 8078188.291 | 2135429 | 0 | 2778924 | 659158.291 | 1866300 | 0 | 9903.788 | 593475.6
MsrNResSpltPkgAC-65to134-S13 | sim_annual | EUn | 2007 | CZ09 | cDXGF | DXSZCap | 2780.0132 | 930201.4 | 8366630.429 | 2135429 | 0 | 2778924 | 903129.429 | 1795757 | 0 | 17546.21 | 687672
MsrNResSpltPkgAC-65to134-S13 | sim_annual | EUn | 2007 | CZ10 | cDXGF | DXSZCap | 2428.5164 | 930201.4 | 8489366.793 | 2135429 | 0 | 2778924 | 921338.793 | 1927319 | 0 | 22502.34 | 629869.6
MsrNResSpltPkgAC-65to134-S13 | sim_annual | EUn | 2007 | CZ11 | cDXGF | DXSZCap | 2427.4612 | 930201.4 | 9791948.69 | 2135429 | 0 | 2778924 | 2153060.69 | 1860487 | 0 | 41320.83 | 647852.4
MsrNResSpltPkgAC-65to134-S13 | sim_annual | EUn | 2007 | CZ12 | cDXGF | DXSZCap | 2178.2657 | 930201.4 | 9149729.771 | 2135429 | 0 | 2778924 | 1959304.771 | 1482994 | 0 | 34412.08 | 600638
MsrNResSpltPkgAC-65to134-S13 | sim_annual | EUn | 2007 | CZ13 | cDXGF | DXSZCap | 2475.8995 | 930201.4 | 9527119.8 | 2135429 | 0 | 2778924 | 1651523.8 | 2121072 | 0 | 36685.91 | 675374.6
MsrNResSpltPkgAC-65to134-S13 | sim_annual | EUn | 2007 | CZ14 | cDXGF | DXSZCap | 2556.9977 | 930201.4 | 9415962.022 | 2135429 | 0 | 2778924 | 1812338.022 | 1826667 | 0 | 45170.18 | 660826.1
MsrNResSpltPkgAC-65to134-S13 | sim_annual | EUn | 2007 | CZ15 | cDXGF | DXSZCap | 3422.9087 | 930201.4 | 9802126.834 | 2135429 | 0 | 2778924 | 324918.834 | 3663315 | 0 | 12841.07 | 870534.5
MsrNResSpltPkgAC-65to134-S13 | sim_annual | EUn | 2007 | CZ16 | cDXGF | DXSZCap | 2316.4206 | 930201.4 | 12037573.98 | 2135429 | 0 | 2778924 | 5256085.98 | 716234.7 | 0 | 72846.6 | 609636.3
MsrNResSpltPkgAC-65to134-S13 | sim_annual | EUn | 2011 | CZ01 | cDXGF | DXSZCap | 2077.3114 | 930201.4 | 9980093.38 | 2135429 | 0 | 2778924 | 4109518.38 | 167926.3 | 0 | 56158.43 | 492222.8
MsrNResSpltPkgAC-65to134-S13 | sim_annual | EUn | 2011 | CZ02 | cDXGF | DXSZCap | 1920.2512 | 930201.4 | 8828030.526 | 2135429 | 0 | 2778924 | 2225505.526 | 968173.8 | 0 | 37533.89 | 512090.3
MsrNResSpltPkgAC-65to134-S13 | sim_annual | EUn | 2011 | CZ03 | cDXGF | DXSZCap | 2338.582 | 930201.4 | 8267980.792 | 2135429 | 0 | 2778924 | 2059597.792 | 595529.5 | 0 | 25375.05 | 577446.5
MsrNResSpltPkgAC-65to134-S13 | sim_annual | EUn | 2011 | CZ04 | cDXGF | DXSZCap | 2038.8909 | 930201.4 | 8368347.148 | 2135429 | 0 | 2778924 | 1536268.148 | 1257495 | 0 | 22529.61 | 554942.1
MsrNResSpltPkgAC-65to134-S13 | sim_annual | EUn | 2011 | CZ05 | cDXGF | DXSZCap | 2288.5356 | 930201.4 | 8168727.696 | 2135429 | 0 | 2778924 | 1831622.696 | 723524.6 | 0 | 28587.49 | 573400.6
MsrNResSpltPkgAC-65to134-S13 | sim_annual | EUn | 2011 | CZ06 | cDXGF | DXSZCap | 2481.3852 | 930201.4 | 7761901.318 | 2135429 | 0 | 2778924 | 737752.318 | 1460653 | 0 | 10134.27 | 611981.4
MsrNResSpltPkgAC-65to134-S13 | sim_annual | EUn | 2011 | CZ07 | cDXGF | DXSZCap | 2432.4448 | 930201.4 | 7401417.431 | 2135429 | 0 | 2778924 | 628387.431 | 1230036 | 0 | 4929.596 | 604541
MsrNResSpltPkgAC-65to134-S13 | sim_annual | EUn | 2011 | CZ08 | cDXGF | DXSZCap | 2234.7058 | 930201.4 | 8020133.404 | 2135429 | 0 | 2778924 | 625973.404 | 1856174 | 0 | 9835.254 | 588810.6
MsrNResSpltPkgAC-65to134-S13 | sim_annual | EUn | 2011 | CZ09 | cDXGF | DXSZCap | 2720.0922 | 930201.4 | 8187305.145 | 2135429 | 0 | 2778924 | 777260.145 | 1771173 | 0 | 17168.04 | 672777.3
MsrNResSpltPkgAC-65to134-S13 | sim_annual | EUn | 2011 | CZ10 | cDXGF | DXSZCap | 2410.5838 | 930201.4 | 8422944.02 | 2135429 | 0 | 2778924 | 884022.02 | 1915469 | 0 | 22336.13 | 624657.4
MsrNResSpltPkgAC-65to134-S13 | sim_annual | EUn | 2011 | CZ11 | cDXGF | DXSZCap | 2332.3013 | 930201.4 | 9213735.418 | 2135429 | 0 | 2778924 | 1666181.418 | 1817194 | 0 | 39699.7 | 624621.2
MsrNResSpltPkgAC-65to134-S13 | sim_annual | EUn | 2011 | CZ12 | cDXGF | DXSZCap | 2135.9826 | 930201.4 | 8914404.711 | 2135429 | 0 | 2778924 | 1766094.711 | 1472706 | 0 | 33743.64 | 590489.6
MsrNResSpltPkgAC-65to134-S13 | sim_annual | EUn | 2011 | CZ13 | cDXGF | DXSZCap | 2400.241 | 930201.4 | 9152439.364 | 2135429 | 0 | 2778924 | 1361321.364 | 2074183 | 0 | 35563.99 | 656422.2
MsrNResSpltPkgAC-65to134-S13 | sim_annual | EUn | 2011 | CZ14 | cDXGF | DXSZCap | 2466.058 | 930201.4 | 8901200.838 | 2135429 | 0 | 2778924 | 1379609.838 | 1790250 | 0 | 43562.62 | 639517.7
MsrNResSpltPkgAC-65to134-S13 | sim_annual | EUn | 2011 | CZ15 | cDXGF | DXSZCap | 3292.1038 | 930201.4 | 9519317.3274 | 2135429 | 0 | 2778924 | 232818.3274 | 3510802 | 0 | 12350.3 | 836795
MsrNResSpltPkgAC-65to134-S13 | sim_annual | EUn | 2011 | CZ16 | cDXGF | DXSZCap | 2262.1339 | 930201.4 | 10969458.78 | 2135429 | 0 | 2778924 | 4256838.78 | 717145.1 | 0 | 71137.75 | 593167.8
MsrNResSpltPkgAC-65to134-S13 | sim_annual | EUn | 2015 | CZ01 | cDXGF | DXSZCap | 1915.0063 | 930201.4 | 9728872.12 | 2131568 | 0 | 2778924 | 3962778.12 | 112670.5 | 0 | 51769.34 | 450394
MsrNResSpltPkgAC-65to134-S13 | sim_annual | EUn | 2015 | CZ02 | cDXGF | DXSZCap | 1814.4005 | 930201.4 | 8566179.945 | 2131568 | 0 | 2778924 | 2136955.945 | 858014.8 | 0 | 35463.73 | 477814.1
MsrNResSpltPkgAC-65to134-S13 | sim_annual | EUn | 2015 | CZ03 | cDXGF | DXSZCap | 2032.0687 | 930201.4 | 7887318.788 | 2131568 | 0 | 2778924 | 1849918.788 | 517668.7 | 0 | 22048.56 | 504687
MsrNResSpltPkgAC-65to134-S13 | sim_annual | EUn | 2015 | CZ04 | cDXGF | DXSZCap | 1844.7959 | 930201.4 | 7917810.167 | 2131568 | 0 | 2778924 | 1319443.167 | 1097139 | 0 | 20383.94 | 499215.3
MsrNResSpltPkgAC-65to134-S13 | sim_annual | EUn | 2015 | CZ05 | cDXGF | DXSZCap | 1991.5129 | 930201.4 | 7813200.756 | 2131568 | 0 | 2778924 | 1643346.756 | 628239.1 | 0 | 24877.02 | 520702.3
MsrNResSpltPkgAC-65to134-S13 | sim_annual | EUn | 2015 | CZ06 | cDXGF | DXSZCap | 2157.5632 | 930201.4 | 7439283.051 | 2131568 | 0 | 2778924 | 667456.051 | 1294239 | 0 | 8811.725 | 535779.3
MsrNResSpltPkgAC-65to134-S13 | sim_annual | EUn | 2015 | CZ07 | cDXGF | DXSZCap | 2118.7705 | 930201.4 | 7140246.221 | 2131568 | 0 | 2778924 | 583860.221 | 1094580 | 0 | 4293.913 | 531160.8
MsrNResSpltPkgAC-65to134-S13 | sim_annual | EUn | 2015 | CZ08 | cDXGF | DXSZCap | 2033.0968 | 930201.4 | 7658826.924 | 2131568 | 0 | 2778924 | 540311.924 | 1645689 | 0 | 8947.906 | 533199.4
MsrNResSpltPkgAC-65to134-S13 | sim_annual | EUn | 2015 | CZ09 | cDXGF | DXSZCap | 2500.9691 | 930201.4 | 7767316.682 | 2131568 | 0 | 2778924 | 644328.682 | 1554457 | 0 | 15784.93 | 613558.6
MsrNResSpltPkgAC-65to134-S13 | sim_annual | EUn | 2015 | CZ10 | cDXGF | DXSZCap | 2301.8243 | 930201.4 | 8148442.906 | 2131568 | 0 | 2778924 | 839808.906 | 1735107 | 0 | 21328.4 | 588469.6
MsrNResSpltPkgAC-65to134-S13 | sim_annual | EUn | 2015 | CZ11 | cDXGF | DXSZCap | 2211.1883 | 930201.4 | 8852533.294 | 2131568 | 0 | 2778924 | 1554704.294 | 1634774 | 0 | 37637.66 | 584998.3
MsrNResSpltPkgAC-65to134-S13 | sim_annual | EUn | 2015 | CZ12 | cDXGF | DXSZCap | 2022.5635 | 930201.4 | 8604808.04 | 2131568 | 0 | 2778924 | 1671061.04 | 1321117 | 0 | 31951.25 | 552323.6
MsrNResSpltPkgAC-65to134-S13 | sim_annual | EUn | 2015 | CZ13 | cDXGF | DXSZCap | 2281.6765 | 930201.4 | 8807265.491 | 2131568 | 0 | 2778924 | 1276333.491 | 1875790 | 0 | 33807.17 | 615873.3
MsrNResSpltPkgAC-65to134-S13 | sim_annual | EUn | 2015 | CZ14 | cDXGF | DXSZCap | 2360.9927 | 930201.4 | 8604649.215 | 2131568 | 0 | 2778924 | 1288249.215 | 1635251 | 0 | 41706.77 | 605449.5
MsrNResSpltPkgAC-65to134-S13 | sim_annual | EUn | 2015 | CZ15 | cDXGF | DXSZCap | 3173.7389 | 930201.4 | 9185818.5696 | 2131568 | 0 | 2778924 | 198134.5696 | 3256958 | 0 | 11906.29 | 798179.8
MsrNResSpltPkgAC-65to134-S13 | sim_annual | EUn | 2015 | CZ16 | cDXGF | DXSZCap | 2072.3151 | 930201.4 | 10515387.09 | 2131568 | 0 | 2778924 | 4013259.09 | 572580.9 | 0 | 65167.88 | 536708.2
MsrNResSpltPkgAC-65to134-S13 | sim_annual | EUn | 2017 | CZ01 | cDXGF | DXSZCap | 1907.3404 | 930201.4 | 9581106.55 | 2088979 | 0 | 2778924 | 3862428.55 | 112344.7 | 0 | 51561.8 | 448540.4
MsrNResSpltPkgAC-65to134-S13 | sim_annual | EUn | 2017 | CZ02 | cDXGF | DXSZCap | 1796.3713 | 930201.4 | 8485146.372 | 2088979 | 0 | 2778924 | 2110304.372 | 851928.4 | 0 | 35111.34 | 473206.9
MsrNResSpltPkgAC-65to134-S13 | sim_annual | EUn | 2017 | CZ03 | cDXGF | DXSZCap | 2023.5983 | 930201.4 | 7829384.839 | 2088979 | 0 | 2778924 | 1839958.839 | 514992 | 0 | 21956.61 | 502469.9
MsrNResSpltPkgAC-65to134-S13 | sim_annual | EUn | 2017 | CZ04 | cDXGF | DXSZCap | 1829.5932 | 930201.4 | 7841205.473 | 2088979 | 0 | 2778924 | 1296601.473 | 1090453 | 0 | 20215.94 | 495252
MsrNResSpltPkgAC-65to134-S13 | sim_annual | EUn | 2017 | CZ05 | cDXGF | DXSZCap | 1981.6299 | 930201.4 | 7709219.42 | 2088979 | 0 | 2778924 | 1590386.42 | 624873.3 | 0 | 24753.51 | 516651.9
MsrNResSpltPkgAC-65to134-S13 | sim_annual | EUn | 2017 | CZ06 | cDXGF | DXSZCap | 2132.4048 | 930201.4 | 7347317.312 | 2088979 | 0 | 2778924 | 636098.312 | 1282243 | 0 | 8708.977 | 530178.4
MsrNResSpltPkgAC-65to134-S13 | sim_annual | EUn | 2017 | CZ07 | cDXGF | DXSZCap | 2101.748 | 930201.4 | 7069971.59 | 2088979 | 0 | 2778924 | 568311.59 | 1086826 | 0 | 4259.415 | 526956.1
MsrNResSpltPkgAC-65to134-S13 | sim_annual | EUn | 2017 | CZ08 | cDXGF | DXSZCap | 2002.0808 | 930201.4 | 7560793.295 | 2088979 | 0 | 2778924 | 507568.295 | 1630677 | 0 | 8811.396 | 525847.1
MsrNResSpltPkgAC-65to134-S13 | sim_annual | EUn | 2017 | CZ09 | cDXGF | DXSZCap | 2481.4296 | 930201.4 | 7691560.76 | 2088979 | 0 | 2778924 | 625648.76 | 1544987 | 0 | 15661.6 | 608833.8
MsrNResSpltPkgAC-65to134-S13 | sim_annual | EUn | 2017 | CZ10 | cDXGF | DXSZCap | 2281.4261 | 930201.4 | 8071612.417 | 2088979 | 0 | 2778924 | 822295.417 | 1723903 | 0 | 21139.36 | 583456.6
MsrNResSpltPkgAC-65to134-S13 | sim_annual | EUn | 2017 | CZ11 | cDXGF | DXSZCap | 2189.6335 | 930201.4 | 8760063.507 | 2088979 | 0 | 2778924 | 1522310.507 | 1623943 | 0 | 37270.66 | 579588.6
MsrNResSpltPkgAC-65to134-S13 | sim_annual | EUn | 2017 | CZ12 | cDXGF | DXSZCap | 2003.1534 | 930201.4 | 8516244.157 | 2088979 | 0 | 2778924 | 1642748.157 | 1312610 | 0 | 31644.45 | 544189.9
MsrNResSpltPkgAC-65to134-S13 | sim_annual | EUn | 2017 | CZ13 | cDXGF | DXSZCap | 2259.8886 | 930201.4 | 8716920.366 | 2088979 | 0 | 2778924 | 1248901.366 | 1862049 | 0 | 33484.05 | 610189.8
MsrNResSpltPkgAC-65to134-S13 | sim_annual | EUn | 2017 | CZ14 | cDXGF | DXSZCap | 2339.9566 | 930201.4 | 8510664.843 | 2088979 | 0 | 2778924 | 1254435.843 | 1624352 | 0 | 41335.22 | 600121.1
MsrNResSpltPkgAC-65to134-S13 | sim_annual | EUn | 2017 | CZ15 | cDXGF | DXSZCap | 3146.5777 | 930201.4 | 9101758.7988 | 2088979 | 0 | 2778924 | 188050.7988 | 3232492 | 0 | 11804.37 | 791451.6
MsrNResSpltPkgAC-65to134-S13 | sim_annual | EUn | 2017 | CZ16 | cDXGF | DXSZCap | 2062.2112 | 930201.4 | 10431802.83 | 2088979 | 0 | 2778924 | 3982546.83 | 569133.4 | 0 | 64850.21 | 533481.1
MsrNResSpltPkgAC-65to134-S13 | sim_annual | EUn | 2020 | CZ01 | cDXGF | DXSZCap | 1817.4452 | 930201.4 | 9345049.1 | 1432632 | 0 | 2778924 | 4319025.1 | 99042.11 | 0 | 49133.31 | 427549.5
MsrNResSpltPkgAC-65to134-S13 | sim_annual | EUn | 2020 | CZ02 | cDXGF | DXSZCap | 1722.4889 | 930201.4 | 7994978.298 | 1432632 | 0 | 2778924 | 2359466.298 | 793396.5 | 0 | 33668.21 | 449930.2
MsrNResSpltPkgAC-65to134-S13 | sim_annual | EUn | 2020 | CZ03 | cDXGF | DXSZCap | 1931.5734 | 930201.4 | 7348666.169 | 1432632 | 0 | 2778924 | 2087195.169 | 471253 | 0 | 20958.47 | 475417
MsrNResSpltPkgAC-65to134-S13 | sim_annual | EUn | 2020 | CZ04 | cDXGF | DXSZCap | 1755.5845 | 930201.4 | 7260004.22 | 1432632 | 0 | 2778924 | 1467209.22 | 1020369 | 0 | 19398.64 | 470572.5
MsrNResSpltPkgAC-65to134-S13 | sim_annual | EUn | 2020 | CZ05 | cDXGF | DXSZCap | 1890.6568 | 930201.4 | 7181432.11 | 1432632 | 0 | 2778924 | 1790895.11 | 570129.5 | 0 | 23617.18 | 500392
MsrNResSpltPkgAC-65to134-S13 | sim_annual | EUn | 2020 | CZ06 | cDXGF | DXSZCap | 2035.8553 | 930201.4 | 6693548.688 | 1432632 | 0 | 2778924 | 752721.688 | 1195012 | 0 | 8314.701 | 503649.4
MsrNResSpltPkgAC-65to134-S13 | sim_annual | EUn | 2020 | CZ07 | cDXGF | DXSZCap | 2004.7384 | 930201.4 | 6425662.119 | 1432632 | 0 | 2778924 | 686699.119 | 1007827 | 0 | 4062.842 | 499732.3
MsrNResSpltPkgAC-65to134-S13 | sim_annual | EUn | 2020 | CZ08 | cDXGF | DXSZCap | 1928.5769 | 930201.4 | 6861586.71 | 1432632 | 0 | 2778924 | 582035.71 | 1537794 | 0 | 8487.955 | 501632.7
MsrNResSpltPkgAC-65to134-S13 | sim_annual | EUn | 2020 | CZ09 | cDXGF | DXSZCap | 2407.7213 | 930201.4 | 7016498.615 | 1432632 | 0 | 2778924 | 711566.615 | 1462845 | 0 | 15196.54 | 586723.4
MsrNResSpltPkgAC-65to134-S13 | sim_annual | EUn | 2020 | CZ10 | cDXGF | DXSZCap | 2207.9667 | 930201.4 | 7405260.372 | 1432632 | 0 | 2778924 | 922775.372 | 1637000 | 0 | 20458.87 | 560414.6
MsrNResSpltPkgAC-65to134-S13 | sim_annual | EUn | 2020 | CZ11 | cDXGF | DXSZCap | 2123.0985 | 930201.4 | 8178020.068 | 1432632 | 0 | 2778924 | 1691980.068 | 1550835 | 0 | 36138.87 | 558199
MsrNResSpltPkgAC-65to134-S13 | sim_annual | EUn | 2020 | CZ12 | cDXGF | DXSZCap | 1937.8622 | 930201.4 | 7941593.141 | 1432632 | 0 | 2778924 | 1818691.141 | 1241570 | 0 | 30613.91 | 521820.8
MsrNResSpltPkgAC-65to134-S13 | sim_annual | EUn | 2020 | CZ13 | cDXGF | DXSZCap | 2197.4322 | 930201.4 | 8099056.435 | 1432632 | 0 | 2778924 | 1390957.435 | 1781025 | 0 | 32559.6 | 588436.8
MsrNResSpltPkgAC-65to134-S13 | sim_annual | EUn | 2020 | CZ14 | cDXGF | DXSZCap | 2268.3581 | 930201.4 | 7899546.57 | 1432632 | 0 | 2778924 | 1397753.57 | 1549539 | 0 | 40071.02 | 577922.5
MsrNResSpltPkgAC-65to134-S13 | sim_annual | EUn | 2020 | CZ15 | cDXGF | DXSZCap | 3067.3609 | 930201.4 | 8337687.6837 | 1432632 | 0 | 2778924 | 219146.6837 | 3117832 | 0 | 11507.26 | 767542.6
MsrNResSpltPkgAC-65to134-S13 | sim_annual | EUn | 2020 | CZ16 | cDXGF | DXSZCap | 1970.4913 | 930201.4 | 10078602.8 | 1432632 | 0 | 2778924 | 4347123.8 | 536009.1 | 0 | 61966.97 | 507654
MsrNResSpltPkgAC-65to134-S13 | sim_annual | Gro | 1975 | CZ01 | cDXGF | DXSZCap | 70.1624 | 50001 | 2764649.111 | 331380.6 | 0 | 280614.8 | 966732.111 | 438.7677 | 40069.23 | 219.2505 | 61495.27
MsrNResSpltPkgAC-65to134-S13 | sim_annual | Gro | 1975 | CZ02 | cDXGF | DXSZCap | 120.357 | 50001 | 2550271.309 | 331380.7 | 0 | 280614.8 | 692216.309 | 14424.05 | 57695.39 | 219.3403 | 69898.36
MsrNResSpltPkgAC-65to134-S13 | sim_annual | Gro | 1975 | CZ03 | cDXGF | DXSZCap | 82.24 | 50001 | 2522894.6 | 331380.7 | 0 | 280614.8 | 685092.6 | 4805.166 | 53478.77 | 219.3744 | 64377.61
MsrNResSpltPkgAC-65to134-S13 | sim_annual | Gro | 1975 | CZ04 | cDXGF | DXSZCap | 106.2947 | 50001 | 2442028.353 | 331380.7 | 0 | 280614.8 | 565613.353 | 18454.65 | 65719.22 | 219.4055 | 64318.64
MsrNResSpltPkgAC-65to134-S13 | sim_annual | Gro | 1975 | CZ05 | cDXGF | DXSZCap | 89.7144 | 50001 | 2498870.86 | 331380.7 | 0 | 280614.8 | 660720.86 | 5788.244 | 54925.29 | 219.3532 | 65335.48
MsrNResSpltPkgAC-65to134-S13 | sim_annual | Gro | 1975 | CZ06 | cDXGF | DXSZCap | 94.8252 | 50001 | 2343109.753 | 331380.7 | 0 | 280614.8 | 435755.753 | 16224.23 | 71909.01 | 219.4292 | 64042.9
MsrNResSpltPkgAC-65to134-S13 | sim_annual | Gro | 1975 | CZ07 | cDXGF | DXSZCap | 85.9343 | 50001 | 2324204.772 | 331380.6 | 0 | 280614.8 | 433406.772 | 12533.62 | 70091.81 | 219.4129 | 63027.88
MsrNResSpltPkgAC-65to134-S13 | sim_annual | Gro | 1975 | CZ08 | cDXGF | DXSZCap | 100.2184 | 50001 | 2305068.2 | 331380.7 | 0 | 280614.8 | 383654.2 | 28874.14 | 77877.52 | 219.4479 | 61508.03
MsrNResSpltPkgAC-65to134-S13 | sim_annual | Gro | 1975 | CZ09 | cDXGF | DXSZCap | 96.6622 | 50001 | 2317076.288 | 331380.6 | 0 | 280614.8 | 418174.288 | 28525.46 | 75215.66 | 219.4248 | 60381.08
MsrNResSpltPkgAC-65to134-S13 | sim_annual | Gro | 1975 | CZ10 | cDXGF | DXSZCap | 110.8858 | 50001 | 2360746.11 | 331380.6 | 0 | 280614.8 | 432254.11 | 36938.43 | 76777.37 | 219.4258 | 65530.21
MsrNResSpltPkgAC-65to134-S13 | sim_annual | Gro | 1975 | CZ11 | cDXGF | DXSZCap | 127.2742 | 50001 | 2507787.269 | 331380.7 | 0 | 280614.8 | 576692.269 | 43987.32 | 73388.94 | 219.4044 | 71913.25
MsrNResSpltPkgAC-65to134-S13 | sim_annual | Gro | 1975 | CZ12 | cDXGF | DXSZCap | 129.0942 | 50001 | 2494182.518 | 331380.7 | 0 | 280614.8 | 588732.518 | 28671.4 | 67169.07 | 219.3833 | 72629.59
MsrNResSpltPkgAC-65to134-S13 | sim_annual | Gro | 1975 | CZ13 | cDXGF | DXSZCap | 138.2948 | 50001 | 2461915.627 | 331380.7 | 0 | 280614.8 | 496763.627 | 50827.87 | 78371.08 | 219.3969 | 75447.64
MsrNResSpltPkgAC-65to134-S13 | sim_annual | Gro | 1975 | CZ14 | cDXGF | DXSZCap | 117.9963 | 50001 | 2436652.392 | 331380.7 | 0 | 280614.8 | 546311.392 | 43296.67 | 72528.3 | 219.3633 | 68503.49
MsrNResSpltPkgAC-65to134-S13 | sim_annual | Gro | 1975 | CZ15 | cDXGF | DXSZCap | 155.845 | 50001 | 2198366.2159 | 331380.7 | 0 | 280614.8 | 237651.2159 | 101869.8 | 34247.82 | 219.4107 | 80182.93
MsrNResSpltPkgAC-65to134-S13 | sim_annual | Gro | 1975 | CZ16 | cDXGF | DXSZCap | 79.7566 | 50001 | 2645664.556 | 331380.7 | 0 | 280614.8 | 885238.556 | 10982.66 | 47274.73 | 219.281 | 69182.79
MsrNResSpltPkgAC-65to134-S13 | sim_annual | Gro | 1985 | CZ01 | cDXGF | DXSZCap | 69.7401 | 50001 | 2762115.355 | 331380.7 | 0 | 269747.7 | 976198.355 | 431.4997 | 40016.32 | 219.2539 | 61316.02
MsrNResSpltPkgAC-65to134-S13 | sim_annual | Gro | 1985 | CZ02 | cDXGF | DXSZCap | 119.8831 | 50001 | 2546158.995 | 331380.7 | 0 | 269747.7 | 700332.995 | 14171.84 | 57634.54 | 219.3277 | 69828.17
MsrNResSpltPkgAC-65to134-S13 | sim_annual | Gro | 1985 | CZ03 | cDXGF | DXSZCap | 81.8174 | 50001 | 2519431.362 | 331380.7 | 0 | 269747.7 | 693775.362 | 4717.352 | 53411.62 | 219.3741 | 64226.3
MsrNResSpltPkgAC-65to134-S13 | sim_annual | Gro | 1985 | CZ04 | cDXGF | DXSZCap | 105.8301 | 50001 | 2437128.649 | 331380.7 | 0 | 269747.7 | 573076.649 | 18142.34 | 65650.34 | 219.4093 | 64213.79
MsrNResSpltPkgAC-65to134-S13 | sim_annual | Gro | 1985 | CZ05 | cDXGF | DXSZCap | 89.2662 | 50001 | 2495303.009 | 331380.7 | 0 | 269747.7 | 669333.009 | 5674.264 | 54855.3 | 219.3611 | 65144.66
MsrNResSpltPkgAC-65to134-S13 | sim_annual | Gro | 1985 | CZ06 | cDXGF | DXSZCap | 94.3776 | 50001 | 2338110.296 | 331380.7 | 0 | 269747.7 | 443154.296 | 15878.79 | 71833.98 | 219.4274 | 63853.73
MsrNResSpltPkgAC-65to134-S13 | sim_annual | Gro | 1985 | CZ07 | cDXGF | DXSZCap | 85.5122 | 50001 | 2319613.693 | 331380.7 | 0 | 269747.7 | 441199.693 | 12285.63 | 70003.21 | 219.4084 | 62836.04
MsrNResSpltPkgAC-65to134-S13 | sim_annual | Gro | 1985 | CZ08 | cDXGF | DXSZCap | 99.7589 | 50001 | 2299133.663 | 331380.7 | 0 | 269747.7 | 390302.663 | 28382.41 | 77802.64 | 219.4515 | 61387.53
MsrNResSpltPkgAC-65to134-S13 | sim_annual | Gro | 1985 | CZ09 | cDXGF | DXSZCap | 96.2086 | 50001 | 2311032.056 | 331380.7 | 0 | 269747.7 | 424789.056 | 28046.11 | 75138.81 | 219.4239 | 60269.41
MsrNResSpltPkgAC-65to134-S13 | sim_annual | Gro | 1985 | CZ10 | cDXGF | DXSZCap | 110.4206 | 50001 | 2354663.82 | 331380.7 | 0 | 269747.7 | 438837.82 | 36408.88 | 76706.75 | 219.4229 | 65439.74
MsrNResSpltPkgAC-65to134-S13 | sim_annual | Gro | 1985 | CZ11 | cDXGF | DXSZCap | 126.7867 | 50001 | 2502000.742 | 331380.7 | 0 | 269747.7 | 583507.742 | 43463.63 | 73330.51 | 219.413 | 71812.2
MsrNResSpltPkgAC-65to134-S13 | sim_annual | Gro | 1985 | CZ12 | cDXGF | DXSZCap | 128.6059 | 50001 | 2489249.784 | 331380.7 | 0 | 269747.7 | 596280.784 | 28270.49 | 67105.25 | 219.3767 | 72535.61
MsrNResSpltPkgAC-65to134-S13 | sim_annual | Gro | 1985 | CZ13 | cDXGF | DXSZCap | 137.8028 | 50001 | 2455619.29 | 331380.7 | 0 | 269747.7 | 503236.29 | 50237.23 | 78307.98 | 219.3905 | 75374.98
MsrNResSpltPkgAC-65to134-S13 | sim_annual | Gro | 1985 | CZ14 | cDXGF | DXSZCap | 117.5233 | 50001 | 2430611.498 | 331380.7 | 0 | 269747.7 | 552945.498 | 42751.49 | 72464.63 | 219.3622 | 68407
MsrNResSpltPkgAC-65to134-S13 | sim_annual | Gro | 1985 | CZ15 | cDXGF | DXSZCap | 155.3173 | 50001 | 2189251.3537 | 331380.6 | 0 | 269747.7 | 241763.3537 | 100842.7 | 34214.54 | 219.4095 | 80053.47
MsrNResSpltPkgAC-65to134-S13 | sim_annual | Gro | 1985 | CZ16 | cDXGF | DXSZCap | 79.3314 | 50001 | 2641651.016 | 331380.7 | 0 | 269747.7 | 893507.016 | 10776.93 | 47210.3 | 219.274 | 68972.16
MsrNResSpltPkgAC-65to134-S13 | sim_annual | Gro | 1996 | CZ01 | cDXGF | DXSZCap | 67.2865 | 50001 | 2683307.464 | 331380.7 | 0 | 258879.5 | 983556.464 | 401.2745 | 30464.55 | 219.2471 | 59772.66
MsrNResSpltPkgAC-65to134-S13 | sim_annual | Gro | 1996 | CZ02 | cDXGF | DXSZCap | 118.7327 | 50001 | 2468104.113 | 331380.7 | 0 | 258879.5 | 715137.113 | 13521.49 | 48717.62 | 219.3319 | 69556.95
MsrNResSpltPkgAC-65to134-S13 | sim_annual | Gro | 1996 | CZ03 | cDXGF | DXSZCap | 80.5299 | 50001 | 2446159.276 | 331380.7 | 0 | 258879.5 | 710915.276 | 4482.219 | 41958.73 | 219.356 | 63613.19
MsrNResSpltPkgAC-65to134-S13 | sim_annual | Gro | 1996 | CZ04 | cDXGF | DXSZCap | 104.4919 | 50001 | 2355147.456 | 331380.7 | 0 | 258879.5 | 587345.456 | 17306.27 | 55877.52 | 219.4009 | 63816.68
MsrNResSpltPkgAC-65to134-S13 | sim_annual | Gro | 1996 | CZ05 | cDXGF | DXSZCap | 88.0783 | 50001 | 2420239.14 | 331380.7 | 0 | 258879.5 | 685028.14 | 5384.733 | 43417.82 | 219.3702 | 64567.85
MsrNResSpltPkgAC-65to134-S13 | sim_annual | Gro | 1996 | CZ06 | cDXGF | DXSZCap | 96.3306 | 50001 | 2269966.196 | 331380.6 | 0 | 258879.5 | 471370.196 | 15958.03 | 58779.13 | 219.4296 | 64693.72
MsrNResSpltPkgAC-65to134-S13 | sim_annual | Gro | 1996 | CZ07 | cDXGF | DXSZCap | 90.7101 | 50001 | 2251679.612 | 331380.7 | 0 | 258879.5 | 468824.612 | 12375.67 | 55940.95 | 219.4098 | 63083.85
MsrNResSpltPkgAC-65to134-S13 | sim_annual | Gro | 1996 | CZ08 | cDXGF | DXSZCap | 106.6534 | 50001 | 2229015.96 | 331380.7 | 0 | 258879.5 | 416270.96 | 29622.54 | 68141.81 | 219.4489 | 64016.01
MsrNResSpltPkgAC-65to134-S13 | sim_annual | Gro | 1996 | CZ09 | cDXGF | DXSZCap | 98.527 | 50001 | 2243109.748 | 331380.7 | 0 | 258879.5 | 453691.748 | 28980.15 | 66488 | 219.4257 | 61307.75
MsrNResSpltPkgAC-65to134-S13 | sim_annual | Gro | 1996 | CZ10 | cDXGF | DXSZCap | 113.1911 | 50001 | 2283872.587 | 331380.7 | 0 | 258879.5 | 467674.587 | 37741.95 | 70007.44 | 219.4279 | 66661.28
MsrNResSpltPkgAC-65to134-S13 | sim_annual | Gro | 1996 | CZ11 | cDXGF | DXSZCap | 123.0406 | 50001 | 2401495.038 | 331380.7 | 0 | 258879.5 | 590678.038 | 40467.5 | 68411.38 | 219.4017 | 70481.26
MsrNResSpltPkgAC-65to134-S13 | sim_annual | Gro | 1996 | CZ12 | cDXGF | DXSZCap | 125.2361 | 50001 | 2397114.643 | 331380.7 | 0 | 258879.5 | 605909.643 | 26113.8 | 59693.89 | 219.3722 | 71331.56
MsrNResSpltPkgAC-65to134-S13 | sim_annual | Gro | 1996 | CZ13 | cDXGF | DXSZCap | 134.3032 | 50001 | 2352388.998 | 331380.7 | 0 | 258879.5 | 511192.998 | 47053.89 | 73947.38 | 219.3917 | 74167.85
MsrNResSpltPkgAC-65to134-S13 | sim_annual | Gro | 1996 | CZ14 | cDXGF | DXSZCap | 114.0232 | 50001 | 2338448.69 | 331380.7 | 0 | 258879.5 | 564121.69 | 39505.29 | 68319.29 | 219.3607 | 67185.17
MsrNResSpltPkgAC-65to134-S13 | sim_annual | Gro | 1996 | CZ15 | cDXGF | DXSZCap | 150.5035 | 50001 | 2065699.7651 | 331380.7 | 0 | 258879.5 | 250198.7651 | 94922.19 | 39689.34 | 219.4097 | 78504.23
MsrNResSpltPkgAC-65to134-S13 | sim_annual | Gro | 1996 | CZ16 | cDXGF | DXSZCap | 76.9079 | 50001 | 2565593.346 | 331380.7 | 0 | 258879.5 | 901362.346 | 9783.921 | 37577.3 | 219.299 | 67468.95
MsrNResSpltPkgAC-65to134-S13 | sim_annual | Gro | 2003 | CZ01 | cDXGF | DXSZCap | 66.2696 | 50001 | 2576590.813 | 331380.7 | 0 | 248013.8 | 961227.813 | 407.716 | 34753.68 | 219.2455 | 59174.01
MsrNResSpltPkgAC-65to134-S13 | sim_annual | Gro | 2003 | CZ02 | cDXGF | DXSZCap | 115.5648 | 50001 | 2369402.183 | 331380.6 | 0 | 248013.8 | 695210.183 | 13360.3 | 56762.68 | 219.3377 | 68274.67
MsrNResSpltPkgAC-65to134-S13 | sim_annual | Gro | 2003 | CZ03 | cDXGF | DXSZCap | 79.4781 | 50001 | 2338027.453 | 331380.6 | 0 | 248013.8 | 683604.453 | 4827.081 | 50034.85 | 219.3761 | 62917.29
MsrNResSpltPkgAC-65to134-S13 | sim_annual | Gro | 2003 | CZ04 | cDXGF | DXSZCap | 103.0777 | 50001 | 2260115.199 | 331380.7 | 0 | 248013.8 | 566733.199 | 18219.19 | 66232.54 | 219.4076 | 63264.2
MsrNResSpltPkgAC-65to134-S13 | sim_annual | Gro | 2003 | CZ05 | cDXGF | DXSZCap | 87.5819 | 50001 | 2316402.378 | 331380.7 | 0 | 248013.8 | 660230.378 | 5778.247 | 52267.41 | 219.3555 | 63871.52
MsrNResSpltPkgAC-65to134-S13 | sim_annual | Gro | 2003 | CZ06 | cDXGF | DXSZCap | 95.3373 | 50001 | 2180750.981 | 331380.6 | 0 | 248013.8 | 455326.981 | 17519.56 | 72502.72 | 219.4261 | 64085.71
MsrNResSpltPkgAC-65to134-S13 | sim_annual | Gro | 2003 | CZ07 | cDXGF | DXSZCap | 90.4081 | 50001 | 2161454.875 | 331380.7 | 0 | 248013.8 | 453087.875 | 13796.2 | 69913.72 | 219.4115 | 62607.49
MsrNResSpltPkgAC-65to134-S13 | sim_annual | Gro | 2003 | CZ08 | cDXGF | DXSZCap | 105.9718 | 50001 | 2145961.516 | 331380.7 | 0 | 248013.8 | 402878.516 | 31306.29 | 81361.73 | 219.4497 | 63741.88
MsrNResSpltPkgAC-65to134-S13 | sim_annual | Gro | 2003 | CZ09 | cDXGF | DXSZCap | 97.3268 | 50001 | 2160350.572 | 331380.6 | 0 | 248013.8 | 439442.572 | 30341.88 | 78689.89 | 219.426 | 60849.69
MsrNResSpltPkgAC-65to134-S13 | sim_annual | Gro | 2003 | CZ10 | cDXGF | DXSZCap | 106.0482 | 50001 | 2183947.905 | 331380.6 | 0 | 248013.8 | 442747.905 | 34880.7 | 81255.71 | 219.4212 | 63953.93
MsrNResSpltPkgAC-65to134-S13 | sim_annual | Gro | 2003 | CZ11 | cDXGF | DXSZCap | 121.4932 | 50001 | 2321279.729 | 331380.6 | 0 | 248013.8 | 579686.729 | 41262.61 | 77745.74 | 219.4065 | 69959.55
MsrNResSpltPkgAC-65to134-S13 | sim_annual | Gro | 2003 | CZ12 | cDXGF | DXSZCap | 123.7657 | 50001 | 2310976.987 | 331380.7 | 0 | 248013.8 | 593898.987 | 26884.86 | 68733.65 | 219.3863 | 70865.84
MsrNResSpltPkgAC-65to134-S13 | sim_annual | Gro | 2003 | CZ13 | cDXGF | DXSZCap | 132.7994 | 50001 | 2274499.412 | 331380.7 | 0 | 248013.8 | 502109.412 | 48028.55 | 84003.3 | 219.3962 | 73702.02
MsrNResSpltPkgAC-65to134-S13 | sim_annual | Gro | 2003 | CZ14 | cDXGF | DXSZCap | 112.7869 | 50001 | 2266718.162 | 331380.7 | 0 | 248013.8 | 555948.162 | 40266.88 | 77907.21 | 219.3581 | 66847.07
MsrNResSpltPkgAC-65to134-S13 | sim_annual | Gro | 2003 | CZ15 | cDXGF | DXSZCap | 149.0242 | 50001 | 1977345.6006 | 331380.7 | 0 | 248013.8 | 247319.6006 | 96528.69 | 40171.91 | 219.4106 | 78117.53
MsrNResSpltPkgAC-65to134-S13 | sim_annual | Gro | 2003 | CZ16 | cDXGF | DXSZCap | 75.8595 | 50001 | 2502107.858 | 331380.6 | 0 | 248013.8 | 899423.858 | 9747.745 | 46671.49 | 219.2881 | 66864.75
MsrNResSpltPkgAC-65to134-S13 | sim_annual | Gro | 2007 | CZ01 | cDXGF | DXSZCap | 65.558 | 50001 | 2054686.343 | 331380.7 | 0 | 248013.8 | 611447.343 | 556.694 | 31691.94 | 219.2644 | 45516.95
MsrNResSpltPkgAC-65to134-S13 | sim_annual | Gro | 2007 | CZ02 | cDXGF | DXSZCap | 110.3288 | 50001 | 1913066.562 | 331380.7 | 0 | 248013.8 | 404994.562 | 22637.35 | 57748.25 | 219.3407 | 52567.32
MsrNResSpltPkgAC-65to134-S13 | sim_annual | Gro | 2007 | CZ03 | cDXGF | DXSZCap | 78.4985 | 50001 | 1860446.03 | 331380.6 | 0 | 248013.8 | 369095.03 | 8831.372 | 50486.38 | 219.3536 | 49009.02
MsrNResSpltPkgAC-65to134-S13 | sim_annual | Gro | 2007 | CZ04 | cDXGF | DXSZCap | 101.3326 | 50001 | 1834355.45 | 331380.7 | 0 | 248013.8 | 299343.45 | 30913.49 | 69432.84 | 219.4082 | 48956.54
MsrNResSpltPkgAC-65to134-S13 | sim_annual | Gro | 2007 | CZ05 | cDXGF | DXSZCap | 77.6847 | 50001 | 1848165.361 | 331380.7 | 0 | 248013.8 | 354142.361 | 10841.68 | 53765.07 | 219.3409 | 49867.45
MsrNResSpltPkgAC-65to134-S13 | sim_annual | Gro | 2007 | CZ06 | cDXGF | DXSZCap | 95.3373 | 50001 | 1790576.7639 | 331380.6 | 0 | 248013.8 | 209533.7639 | 34133.13 | 78808.4 | 219.4271 | 50302.25
MsrNResSpltPkgAC-65to134-S13 | sim_annual | Gro | 2007 | CZ07 | cDXGF | DXSZCap | 90.4081 | 50001 | 1759767.5372 | 331380.7 | 0 | 248013.8 | 196878.5372 | 26848.04 | 76910.42 | 219.4133 | 48995.59
MsrNResSpltPkgAC-65to134-S13 | sim_annual | Gro | 2007 | CZ08 | cDXGF | DXSZCap | 105.9718 | 50001 | 1787492.9235 | 331380.7 | 0 | 248013.8 | 188981.9235 | 52050.09 | 87452.84 | 219.4488 | 50143.75
MsrNResSpltPkgAC-65to134-S13 | sim_annual | Gro | 2007 | CZ09 | cDXGF | DXSZCap | 97.3268 | 50001 | 1796022.9556 | 331380.7 | 0 | 248013.8 | 224094.9556 | 49546.55 | 83891.56 | 219.428 | 47393.15
MsrNResSpltPkgAC-65to134-S13 | sim_annual | Gro | 2007 | CZ10 | cDXGF | DXSZCap | 104.0435 | 50001 | 1810450.3742 | 331380.7 | 0 | 248013.8 | 220438.3742 | 54494.42 | 86025.33 | 219.4318 | 49583.24
MsrNResSpltPkgAC-65to134-S13 | sim_annual | Gro | 2007 | CZ11 | cDXGF | DXSZCap | 119.0119 | 50001 | 1923432.912 | 331380.7 | 0 | 248013.8 | 346672.912 | 59604.7 | 80705.25 | 219.4205 | 55213.64
MsrNResSpltPkgAC-65to134-S13 | sim_annual | Gro | 2007 | CZ12 | cDXGF | DXSZCap | 121.4202 | 50001 | 1892700.546 | 331380.7 | 0 | 248013.8 | 338626.546 | 41723.79 | 71102.48 | 219.3789 | 55984.48
MsrNResSpltPkgAC-65to134-S13 | sim_annual | Gro | 2007 | CZ13 | cDXGF | DXSZCap | 130.1513 | 50001 | 1900273.9995 | 331380.7 | 0 | 248013.8 | 289460.9995 | 69098.84 | 87774.22 | 219.3961 | 58800.68
MsrNResSpltPkgAC-65to134-S13 | sim_annual | Gro | 2007 | CZ14 | cDXGF | DXSZCap | 110.3311 | 50001 | 1884127.833 | 331380.6 | 0 | 248013.8 | 336885.833 | 57756.92 | 81125.5 | 219.3729 | 52305.54
MsrNResSpltPkgAC-65to134-S13 | sim_annual | Gro | 2007 | CZ15 | cDXGF | DXSZCap | 146.2952 | 50001 | 1696003.3647 | 331380.7 | 0 | 248013.8 | 111591.3647 | 130421.5 | 43229.36 | 219.4102 | 63724.19
MsrNResSpltPkgAC-65to134-S13 | sim_annual | Gro | 2007 | CZ16 | cDXGF | DXSZCap | 72.818 | 50001 | 2067462.845 | 331380.7 | 0 | 248013.8 | 626335.845 | 15975.93 | 49003.01 | 219.2906 | 52133.12
MsrNResSpltPkgAC-65to134-S13 | sim_annual | Gro | 2011 | CZ01 | cDXGF | DXSZCap | 64.8327 | 50001 | 2027251.671 | 331380.7 | 0 | 248013.8 | 584343.671 | 565.0798 | 31708.02 | 219.2618 | 44982.39
MsrNResSpltPkgAC-65to134-S13 | sim_annual | Gro | 2011 | CZ02 | cDXGF | DXSZCap | 108.3513 | 50001 | 1898152.287 | 331380.7 | 0 | 248013.8 | 391465.287 | 21848.9 | 57760.06 | 219.3424 | 51791.54
MsrNResSpltPkgAC-65to134-S13 | sim_annual | Gro | 2011 | CZ03 | cDXGF | DXSZCap | 77.5073 | 50001 | 1848353.566 | 331380.7 | 0 | 248013.8 | 357419.566 | 8619.436 | 50498.33 | 219.3454 | 48651.48
MsrNResSpltPkgAC-65to134-S13 | sim_annual | Gro | 2011 | CZ04 | cDXGF | DXSZCap | 99.5856 | 50001 | 1821976.6827 | 331380.7 | 0 | 248013.8 | 288248.6827 | 30149.59 | 69447.71 | 219.4115 | 48262.07
MsrNResSpltPkgAC-65to134-S13 | sim_annual | Gro | 2011 | CZ05 | cDXGF | DXSZCap | 77.6847 | 50001 | 1848165.361 | 331380.7 | 0 | 248013.8 | 354142.361 | 10841.68 | 53765.07 | 219.3409 | 49867.45
MsrNResSpltPkgAC-65to134-S13 | sim_annual | Gro | 2011 | CZ06 | cDXGF | DXSZCap | 95.3373 | 50001 | 1790576.7639 | 331380.6 | 0 | 248013.8 | 209533.7639 | 34133.13 | 78808.4 | 219.4271 | 50302.25
MsrNResSpltPkgAC-65to134-S13 | sim_annual | Gro | 2011 | CZ07 | cDXGF | DXSZCap | 89.2914 | 50001 | 1751599.8484 | 331380.7 | 0 | 248013.8 | 189394.8484 | 26430.98 | 76929.59 | 219.4142 | 48516.42
MsrNResSpltPkgAC-65to134-S13 | sim_annual | Gro | 2011 | CZ08 | cDXGF | DXSZCap | 104.1364 | 50001 | 1778681.2577 | 331380.7 | 0 | 248013.8 | 181677.2577 | 50885.42 | 87473.12 | 219.448 | 49478.5
MsrNResSpltPkgAC-65to134-S13 | sim_annual | Gro | 2011 | CZ09 | cDXGF | DXSZCap | 90.3179 | 50001 | 1757131.6779 | 331380.7 | 0 | 248013.8 | 190927.6779 | 45157.88 | 83965.85 | 219.4342 | 45173.64
MsrNResSpltPkgAC-65to134-S13 | sim_annual | Gro | 2011 | CZ10 | cDXGF | DXSZCap | 102.0119 | 50001 | 1800171.0946 | 331380.7 | 0 | 248013.8 | 212030.0946 | 53108.72 | 86043.2 | 219.4345 | 48849.44
MsrNResSpltPkgAC-65to134-S13 | sim_annual | Gro | 2011 | CZ11 | cDXGF | DXSZCap | 108.922 | 50001 | 1855746.4444 | 331380.7 | 0 | 248013.8 | 288303.4444 | 53947.28 | 80715.86 | 219.4089 | 51380.47
MsrNResSpltPkgAC-65to134-S13 | sim_annual | Gro | 2011 | CZ12 | cDXGF | DXSZCap | 116.502 | 50001 | 1860907.153 | 331380.7 | 0 | 248013.8 | 310586.153 | 39603.42 | 71120.13 | 219.3753 | 54083.47
MsrNResSpltPkgAC-65to134-S13 | sim_annual | Gro | 2011 | CZ13 | cDXGF | DXSZCap | 122.2686 | 50001 | 1854867.306 | 331380.6 | 0 | 248013.8 | 252285.306 | 63687.04 | 87785.55 | 219.4017 | 55816.76
MsrNResSpltPkgAC-65to134-S13 | sim_annual | Gro | 2011 | CZ14 | cDXGF | DXSZCap | 100.973 | 50001 | 1818817.3882 | 331380.7 | 0 | 248013.8 | 279975.3882 | 52509.36 | 81150.49 | 219.3878 | 48750.77
MsrNResSpltPkgAC-65to134-S13 | sim_annual | Gro | 2011 | CZ15 | cDXGF | DXSZCap | 133.5133 | 50001 | 1659060.3316 | 331380.7 | 0 | 248013.8 | 92547.3316 | 116981.6 | 43214.07 | 219.4108 | 59133.09
MsrNResSpltPkgAC-65to134-S13 | sim_annual | Gro | 2011 | CZ16 | cDXGF | DXSZCap | 67.3974 | 50001 | 1955332.809 | 331380.6 | 0 | 248013.8 | 518320.809 | 14560.3 | 49047.93 | 219.2986 | 48795.25
MsrNResSpltPkgAC-65to134-S13 | sim_annual | Gro | 2015 | CZ01 | cDXGF | DXSZCap | 60.7499 | 50001 | 2041003.169 | 273319.3 | 0 | 248013.8 | 659406.169 | 387.0509 | 31606.38 | 219.26 | 43016.16
MsrNResSpltPkgAC-65to134-S13 | sim_annual | Gro | 2015 | CZ02 | cDXGF | DXSZCap | 104.1667 | 50001 | 1887480.562 | 273319.3 | 0 | 248013.8 | 444549.562 | 18268.56 | 57636.55 | 219.3397 | 50551.18
MsrNResSpltPkgAC-65to134-S13 | sim_annual | Gro | 2015 | CZ03 | cDXGF | DXSZCap | 71.6996 | 50001 | 1848823.471 | 273319.2 | 0 | 248013.8 | 422490.471 | 6092.444 | 50313.84 | 219.3471 | 45782.07
MsrNResSpltPkgAC-65to134-S13 | sim_annual | Gro | 2015 | CZ04 | cDXGF | DXSZCap | 94.1368 | 50001 | 1805270.968 | 273319.2 | 0 | 248013.8 | 337821.968 | 24337.93 | 69345.03 | 219.4119 | 46705.38
MsrNResSpltPkgAC-65to134-S13 | sim_annual | Gro | 2015 | CZ05 | cDXGF | DXSZCap | 72.0179 | 50001 | 1847012.806 | 273319.3 | 0 | 248013.8 | 417976.806 | 7629.679 | 53587.36 | 219.3509 | 47312.25
MsrNResSpltPkgAC-65to134-S13 | sim_annual | Gro | 2015 | CZ06 | cDXGF | DXSZCap | 89.4432 | 50001 | 1767092.8447 | 273319.3 | 0 | 248013.8 | 252336.8447 | 26956.89 | 78693.06 | 219.4302 | 47744.58
MsrNResSpltPkgAC-65to134-S13 | sim_annual | Gro | 2015 | CZ07 | cDXGF | DXSZCap | 79.0042 | 50001 | 1730168.1727 | 273319.3 | 0 | 248013.8 | 234023.1727 | 20338.85 | 76763.3 | 219.4142 | 46124.71
MsrNResSpltPkgAC-65to134-S13 | sim_annual | Gro | 2015 | CZ08 | cDXGF | DXSZCap | 98.108 | 50001 | 1745879.7479 | 273319.3 | 0 | 248013.8 | 217001.7479 | 42829.86 | 87288.01 | 219.4474 | 47625.48
MsrNResSpltPkgAC-65to134-S13 | sim_annual | Gro | 2015 | CZ09 | cDXGF | DXSZCap | 84.6772 | 50001 | 1728115.9793 | 273319.3 | 0 | 248013.8 | 230634.9793 | 37111.91 | 83756.93 | 219.4346 | 43561.71
MsrNResSpltPkgAC-65to134-S13 | sim_annual | Gro | 2015 | CZ10 | cDXGF | DXSZCap | 97.8428 | 50001 | 1768848.2692 | 273319.3 | 0 | 248013.8 | 247838.2692 | 46388.43 | 85874.45 | 219.4272 | 47586.05
MsrNResSpltPkgAC-65to134-S13 | sim_annual | Gro | 2015 | CZ11 | cDXGF | DXSZCap | 104.3611 | 50001 | 1830366.473 | 273319.3 | 0 | 248013.8 | 329994.473 | 47495.54 | 80571.13 | 219.4065 | 50012.26
MsrNResSpltPkgAC-65to134-S13 | sim_annual | Gro | 2015 | CZ12 | cDXGF | DXSZCap | 112.1575 | 50001 | 1840270.949 | 273319.3 | 0 | 248013.8 | 355699.949 | 34408.69 | 70963.1 | 219.3771 | 52843.42
MsrNResSpltPkgAC-65to134-S13 | sim_annual | Gro | 2015 | CZ13 | cDXGF | DXSZCap | 117.8638 | 50001 | 1824196.7592 | 273319.3 | 0 | 248013.8 | 289423.7592 | 56776.01 | 87637.01 | 219.4036 | 54461.76
MsrNResSpltPkgAC-65to134-S13 | sim_annual | Gro | 2015 | CZ14 | cDXGF | DXSZCap | 96.7635 | 50001 | 1796680.932 | 273319.3 | 0 | 248013.8 | 325031.932 | 45956 | 81006.83 | 219.3873 | 47443.62
MsrNResSpltPkgAC-65to134-S13 | sim_annual | Gro | 2015 | CZ15 | cDXGF | DXSZCap | 128.7812 | 50001 | 1608589.4898 | 273319.3 | 0 | 248013.8 | 113185.4898 | 106377.1 | 43160.34 | 219.4118 | 57699.34
MsrNResSpltPkgAC-65to134-S13 | sim_annual | Gro | 2015 | CZ16 | cDXGF | DXSZCap | 64.4371 | 50001 | 1954887.6 | 273319.3 | 0 | 248013.8 | 581956.6 | 11829.65 | 48899.84 | 219.2972 | 46738.61
MsrNResSpltPkgAC-65to134-S13 | sim_annual | Gro | 2017 | CZ01 | cDXGF | DXSZCap | 59.4277 | 50001 | 2005377.867 | 272988.5 | 0 | 248013.8 | 624710.867 | 368.7344 | 31626.46 | 219.265 | 42144.98
MsrNResSpltPkgAC-65to134-S13 | sim_annual | Gro | 2017 | CZ02 | cDXGF | DXSZCap | 102.1924 | 50001 | 1872661.584 | 272988.5 | 0 | 248013.8 | 431497.584 | 17450.7 | 57642.66 | 219.3389 | 49778.1
MsrNResSpltPkgAC-65to134-S13 | sim_annual | Gro | 2017 | CZ03 | cDXGF | DXSZCap | 70.7962 | 50001 | 1836249.964 | 272988.5 | 0 | 248013.8 | 410887.964 | 5856.325 | 50321.89 | 219.3473 | 45226.55
MsrNResSpltPkgAC-65to134-S13 | sim_annual | Gro | 2017 | CZ04 | cDXGF | DXSZCap | 92.3819 | 50001 | 1792820.339 | 272988.5 | 0 | 248013.8 | 327053.339 | 23505.04 | 69355.56 | 219.4056 | 46008.41
MsrNResSpltPkgAC-65to134-S13 | sim_annual | Gro | 2017 | CZ05 | cDXGF | DXSZCap | 70.0788 | 50001 | 1822094.975 | 272988.5 | 0 | 248013.8 | 394985.975 | 6970.807 | 53600.99 | 219.3382 | 46112.67
MsrNResSpltPkgAC-65to134-S13 | sim_annual | Gro | 2017 | CZ06 | cDXGF | DXSZCap | 86.1545 | 50001 | 1743182.7334 | 272988.5 | 0 | 248013.8 | 231570.7334 | 25109.73 | 78710.16 | 219.4331 | 45938.67
MsrNResSpltPkgAC-65to134-S13 | sim_annual | Gro | 2017 | CZ07 | cDXGF | DXSZCap | 77.1756 | 50001 | 1715125.8084 | 272988.5 | 0 | 248013.8 | 220370.8084 | 19382.49 | 76798.68 | 219.4073 | 45467.39
MsrNResSpltPkgAC-65to134-S13 | sim_annual | Gro | 2017 | CZ08 | cDXGF | DXSZCap | 90.588 | 50001 | 1725963.7351 | 272988.5 | 0 | 248013.8 | 202524.7351 | 40127.51 | 87042.18 | 219.4531 | 44946.84
MsrNResSpltPkgAC-65to134-S13 | sim_annual | Gro | 2017 | CZ09 | cDXGF | DXSZCap | 83.001 | 50001 | 1718185.2466 | 272988.5 | 0 | 248013.8 | 222538.2466 | 35902.03 | 83772.56 | 219.4413 | 43019.95
MsrNResSpltPkgAC-65to134-S13 | sim_annual | Gro | 2017 | CZ10 | cDXGF | DXSZCap | 95.9304 | 50001 | 1758441.0173 | 272988.5 | 0 | 248013.8 | 239708.0173 | 44917.67 | 85889.23 | 219.424 | 46875.98
MsrNResSpltPkgAC-65to134-S13 | sim_annual | Gro | 2017 | CZ11 | cDXGF | DXSZCap | 101.7392 | 50001 | 1814904.827 | 272988.5 | 0 | 248013.8 | 317271.827 | 45887.5 | 80585.17 | 219.4132 | 49038.44
MsrNResSpltPkgAC-65to134-S13 | sim_annual | Gro | 2017 | CZ12 | cDXGF | DXSZCap | 109.7848 | 50001 | 1825875.248 | 272988.5 | 0 | 248013.8 | 343670.248 | 33111.53 | 70973.62 | 219.3715 | 51928.26
MsrNResSpltPkgAC-65to134-S13 | sim_annual | Gro | 2017 | CZ13 | cDXGF | DXSZCap | 115.1566 | 50001 | 1810505.693 | 272988.5 | 0 | 248013.8 | 278877.693 | 54778.36 | 87647.3 | 219.4061 | 53470.39
MsrNResSpltPkgAC-65to134-S13 | sim_annual | Gro | 2017 | CZ14 | cDXGF | DXSZCap | 94.175 | 50001 | 1781265.598 | 272988.5 | 0 | 248013.8 | 312304.598 | 44398.01 | 81018.41 | 219.3666 | 46474.95
MsrNResSpltPkgAC-65to134-S13 | sim_annual | Gro | 2017 | CZ15 | cDXGF | DXSZCap | 125.847 | 50001 | 1598838.7165 | 272988.5 | 0 | 248013.8 | 107967.7165 | 103070.2 | 43162.28 | 219.4152 | 56660.52
MsrNResSpltPkgAC-65to134-S13 | sim_annual | Gro | 2017 | CZ16 | cDXGF | DXSZCap | 61.8431 | 50001 | 1932540.072 | 272988.5 | 0 | 248013.8 | 561184.072 | 11317.49 | 48913.5 | 219.2779 | 45817.73
MsrNResSpltPkgAC-65to134-S13 | sim_annual | Gro | 2020 | CZ01 | cDXGF | DXSZCap | 57.9723 | 50001 | 2000727.896 | 232299.7 | 0 | 248013.8 | 662376.896 | 289.28 | 31550.45 | 219.2566 | 41410.2
MsrNResSpltPkgAC-65to134-S13 | sim_annual | Gro | 2020 | CZ02 | cDXGF | DXSZCap | 100.3871 | 50001 | 1856186.473 | 232299.7 | 0 | 248013.8 | 458621.473 | 15823.29 | 57553.98 | 219.3383 | 49255.2
MsrNResSpltPkgAC-65to134-S13 | sim_annual | Gro | 2020 | CZ03 | cDXGF | DXSZCap | 69.3919 | 50001 | 1823783.744 | 232299.7 | 0 | 248013.8 | 441494.744 | 5006.105 | 50209.8 | 219.3648 | 44522.8
MsrNResSpltPkgAC-65to134-S13 | sim_annual | Gro | 2020 | CZ04 | cDXGF | DXSZCap | 90.5336 | 50001 | 1772033.731 | 232299.7 | 0 | 248013.8 | 350359.731 | 21385.68 | 69251.87 | 219.4058 | 45453.56
MsrNResSpltPkgAC-65to134-S13 | sim_annual | Gro | 2020 | CZ05 | cDXGF | DXSZCap | 68.6597 | 50001 | 1808446.319 | 232299.7 | 0 | 248013.8 | 424581.319 | 5939.871 | 53491.21 | 219.3479 | 45422.18
MsrNResSpltPkgAC-65to134-S13 | sim_annual | Gro | 2020 | CZ06 | cDXGF | DXSZCap | 84.6314 | 50001 | 1719284.8722 | 232299.7 | 0 | 248013.8 | 251843.8722 | 22328.85 | 78613.54 | 219.4325 | 45280.69
MsrNResSpltPkgAC-65to134-S13 | sim_annual | Gro | 2020 | CZ07 | cDXGF | DXSZCap | 75.761 | 50001 | 1692054.3869 | 232299.7 | 0 | 248013.8 | 241415.3869 | 17001.25 | 76674.83 | 219.407 | 44754.23
MsrNResSpltPkgAC-65to134-S13 | sim_annual | Gro | 2020 | CZ08 | cDXGF | DXSZCap | 88.6922 | 50001 | 1697957.043 | 232299.7 | 0 | 248013.8 | 219384.043 | 36958.23 | 86933.65 | 219.4484 | 44428.29
MsrNResSpltPkgAC-65to134-S13 | sim_annual | Gro | 2020 | CZ09 | cDXGF | DXSZCap | 81.2875 | 50001 | 1691267.7726 | 232299.7 | 0 | 248013.8 | 240581.7726 | 32907.54 | 83662.59 | 219.4324 | 42487.71
MsrNResSpltPkgAC-65to134-S13 | sim_annual | Gro | 2020 | CZ10 | cDXGF | DXSZCap | 94.1659 | 50001 | 1730954.2715 | 232299.7 | 0 | 248013.8 | 257437.2715 | 41700.73 | 85787.16 | 219.4259 | 46356.78
MsrNResSpltPkgAC-65to134-S13 | sim_annual | Gro | 2020 | CZ11 | cDXGF | DXSZCap | 99.7717 | 50001 | 1790940.03 | 232299.7 | 0 | 248013.8 | 338623.03 | 42853.16 | 80490.73 | 219.4111 | 48403.18
MsrNResSpltPkgAC-65to134-S13 | sim_annual | Gro | 2020 | CZ12 | cDXGF | DXSZCap | 107.8925 | 50001 | 1803753.888 | 232299.7 | 0 | 248013.8 | 366078.888 | 30679.83 | 70875.71 | 219.3969 | 51376.08
MsrNResSpltPkgAC-65to134-S13 | sim_annual | Gro | 2020 | CZ13 | cDXGF | DXSZCap | 113.233 | 50001 | 1782962.94 | 232299.7 | 0 | 248013.8 | 296978.94 | 51432.19 | 87559.7 | 219.403 | 52866.4
MsrNResSpltPkgAC-65to134-S13 | sim_annual | Gro | 2020 | CZ14 | cDXGF | DXSZCap | 92.6354 | 50001 | 1756995.957 | 232299.7 | 0 | 248013.8 | 333213.957 | 41401.83 | 80916.65 | 219.3652 | 45981.16
MsrNResSpltPkgAC-65to134-S13 | sim_annual | Gro | 2020 | CZ15 | cDXGF | DXSZCap | 123.766 | 50001 | 1561232.8395 | 232299.7 | 0 | 248013.8 | 117727.8395 | 97794.93 | 43115.93 | 219.4185 | 55980.4
MsrNResSpltPkgAC-65to134-S13 | sim_annual | Gro | 2020 | CZ16 | cDXGF | DXSZCap | 60.3957 | 50001 | 1918841.931 | 232299.7 | 0 | 248013.8 | 591029.931 | 10058.43 | 48818.49 | 219.2762 | 44990.07
MsrNResSpltPkgAC-65to134-S13 | sim_annual | Hsp | 1975 | CZ01 | cDXGF | DXSZCap | 684.8175 | 235501 | 3788691.535 | 1178940 | 0 | 1308122 | 927929.535 | 10812.63 | 0 | 18519.01 | 344363.6
MsrNResSpltPkgAC-65to134-S13 | sim_annual | Hsp | 1975 | CZ02 | cDXGF | DXSZCap | 691.6195 | 235501 | 3629769.089 | 1178940 | 0 | 1308122 | 567826.089 | 202249.3 | 0 | 13524.36 | 359106.2
MsrNResSpltPkgAC-65to134-S13 | sim_annual | Hsp | 1975 | CZ03 | cDXGF | DXSZCap | 687.1248 | 235501 | 3357641.798 | 1178940 | 0 | 1308122 | 403544.798 | 110152.4 | 0 | 7457.029 | 349421.2
MsrNResSpltPkgAC-65to134-S13 | sim_annual | Hsp | 1975 | CZ04 | cDXGF | DXSZCap | 692.3116 | 235501 | 3473133.039 | 1178940 | 0 | 1308122 | 341381.039 | 273066.3 | 0 | 7652.557 | 363969.4
MsrNResSpltPkgAC-65to134-S13 | sim_annual | Hsp | 1975 | CZ05 | cDXGF | DXSZCap | 687.7235 | 235501 | 3360899.669 | 1178940 | 0 | 1308122 | 376807.669 | 133306.8 | 0 | 8591.301 | 355130.4
MsrNResSpltPkgAC-65to134-S13 | sim_annual | Hsp | 1975 | CZ06 | cDXGF | DXSZCap | 693.0692 | 235501 | 3336926.6674 | 1178940 | 0 | 1308122 | 143271.6674 | 350287.5 | 0 | 2830.621 | 353472.9
MsrNResSpltPkgAC-65to134-S13 | sim_annual | Hsp | 1975 | CZ07 | cDXGF | DXSZCap | 690.3246 | 235501 | 3240291.0848 | 1178940 | 0 | 1308122 | 90453.0848 | 302258.5 | 0 | 1399.028 | 359113.9
MsrNResSpltPkgAC-65to134-S13 | sim_annual | Hsp | 1975 | CZ08 | cDXGF | DXSZCap | 696.4228 | 235501 | 3402230.6516 | 1178940 | 0 | 1308122 | 121624.6516 | 431778.9 | 0 | 3065.183 | 358700.5
MsrNResSpltPkgAC-65to134-S13 | sim_annual | Hsp | 1975 | CZ09 | cDXGF | DXSZCap | 717.6374 | 235501 | 3434694.0485 | 1178940 | 0 | 1308122 | 177445.0485 | 407044.2 | 0 | 4529.67 | 358612.3
MsrNResSpltPkgAC-65to134-S13 | sim_annual | Hsp | 1975 | CZ10 | cDXGF | DXSZCap | 706.775 | 235501 | 3564776.0537 | 1178940 | 0 | 1308122 | 253747.0537 | 453834.4 | 0 | 6549.516 | 363580
MsrNResSpltPkgAC-65to134-S13 | sim_annual | Hsp | 1975 | CZ11 | cDXGF | DXSZCap | 720.3127 | 235501 | 3923719.892 | 1178940 | 0 | 1308122 | 590700.892 | 461873.7 | 0 | 12263.48 | 371819.2
MsrNResSpltPkgAC-65to134-S13 | sim_annual | Hsp | 1975 | CZ12 | cDXGF | DXSZCap | 704.831 | 235501 | 3718291.369 | 1178940 | 0 | 1308122 | 520934.369 | 332687.7 | 0 | 11138.44 | 366467.7
MsrNResSpltPkgAC-65to134-S13 | sim_annual | Hsp | 1975 | CZ13 | cDXGF | DXSZCap | 722.2479 | 235501 | 3850512.399 | 1178940 | 0 | 1308122 | 461077.399 | 521210.4 | 0 | 10704.18 | 370457.6
MsrNResSpltPkgAC-65to134-S13 | sim_annual | Hsp | 1975 | CZ14 | cDXGF | DXSZCap | 723.6314 | 235501 | 3898460.224 | 1178940 | 0 | 1308122 | 578724.224 | 451052.3 | 0 | 12784.51 | 368834.7
MsrNResSpltPkgAC-65to134-S13 | sim_annual | Hsp | 1975 | CZ15 | cDXGF | DXSZCap | 796.7691 | 235501 | 3892021.3695 | 1178940 | 0 | 1308122 | 91712.3695 | 932018.3 | 0 | 2989.134 | 378234.8
MsrNResSpltPkgAC-65to134-S13 | sim_annual | Hsp | 1975 | CZ16 | cDXGF | DXSZCap | 692.2159 | 235501 | 4468876.032 | 1178940 | 0 | 1308122 | 1441274.032 | 158280 | 0 | 21771.12 | 360485.3
MsrNResSpltPkgAC-65to134-S13 | sim_annual | Hsp | 1985 | CZ01 | cDXGF | DXSZCap | 684.2748 | 235501 | 3783088.477 | 1178940 | 0 | 1294225 | 936688.477 | 10663.48 | 0 | 18504.31 | 344071.8
MsrNResSpltPkgAC-65to134-S13 | sim_annual | Hsp | 1985 | CZ02 | cDXGF | DXSZCap | 690.9822 | 235501 | 3618998.636 | 1178940 | 0 | 1294225 | 572478.636 | 201161.2 | 0 | 13511.88 | 358679.6
MsrNResSpltPkgAC-65to134-S13 | sim_annual | Hsp | 1985 | CZ03 | cDXGF | DXSZCap | 686.554 | 235501 | 3346477.769 | 1178940 | 0 | 1294225 | 407484.769 | 109351.5 | 0 | 7450.828 | 349027.1
MsrNResSpltPkgAC-65to134-S13 | sim_annual | Hsp | 1985 | CZ04 | cDXGF | DXSZCap | 691.6786 | 235501 | 3460744.014 | 1178940 | 0 | 1294225 | 344626.014 | 271783.2 | 0 | 7645.522 | 363524.2
MsrNResSpltPkgAC-65to134-S13 | sim_annual | Hsp | 1985 | CZ05 | cDXGF | DXSZCap | 687.153 | 235501 | 3348851.759 | 1178940 | 0 | 1294225 | 380068.759 | 132309.3 | 0 | 8584.166 | 354723.8
MsrNResSpltPkgAC-65to134-S13 | sim_annual | Hsp | 1985 | CZ06 | cDXGF | DXSZCap | 692.4364 | 235501 | 3322267.0258 | 1178940 | 0 | 1294225 | 144581.0258 | 348628.8 | 0 | 2828.041 | 353062.8
MsrNResSpltPkgAC-65to134-S13 | sim_annual | Hsp | 1985 | CZ07 | cDXGF | DXSZCap | 689.6914 | 235501 | 3225344.1428 | 1178940 | 0 | 1294225 | 91363.1428 | 300740.5 | 0 | 1397.744 | 358677.6
MsrNResSpltPkgAC-65to134-S13 | sim_annual | Hsp | 1985 | CZ08 | cDXGF | DXSZCap | 695.786 | 235501 | 3387145.5347 | 1178940 | 0 | 1294225 | 122634.5347 | 430005.2 | 0 | 3062.38 | 358276.8
MsrNResSpltPkgAC-65to134-S13 | sim_annual | Hsp | 1985 | CZ09 | cDXGF | DXSZCap | 716.9956 | 235501 | 3420313.5198 | 1178940 | 0 | 1294225 | 179025.5198 | 405389.7 | 0 | 4525.622 | 358210.1
MsrNResSpltPkgAC-65to134-S13 | sim_annual | Hsp | 1985 | CZ10 | cDXGF | DXSZCap | 706.1397 | 235501 | 3550716.3028 | 1178940 | 0 | 1294225 | 255771.3028 | 452082 | 0 | 6543.651 | 363155.3
MsrNResSpltPkgAC-65to134-S13 | sim_annual | Hsp | 1985 | CZ11 | cDXGF | DXSZCap | 719.6732 | 235501 | 3912305.485 | 1178940 | 0 | 1294225 | 595125.485 | 460359.1 | 0 | 12252.57 | 371405.3
MsrNResSpltPkgAC-65to134-S13 | sim_annual | Hsp | 1985 | CZ12 | cDXGF | DXSZCap | 704.186 | 235501 | 3706736.415 | 1178940 | 0 | 1294225 | 525101.415 | 331314.2 | 0 | 11128.26 | 366027.6
MsrNResSpltPkgAC-65to134-S13 | sim_annual | Hsp | 1985 | CZ13 | cDXGF | DXSZCap | 721.6104 | 235501 | 3838165.071 | 1178940 | 0 | 1294225 | 464741.071 | 519544.4 | 0 | 10694.71 | 370020
MsrNResSpltPkgAC-65to134-S13 | sim_annual | Hsp | 1985 | CZ14 | cDXGF | DXSZCap | 722.9921 | 235501 | 3886471.939 | 1178940 | 0 | 1294225 | 582607.939 | 449507 | 0 | 12773.28 | 368419.1
MsrNResSpltPkgAC-65to134-S13 | sim_annual | Hsp | 1985 | CZ15 | cDXGF | DXSZCap | 796.0068 | 235501 | 3875961.6203 | 1178940 | 0 | 1294225 | 92525.6203 | 929556.1 | 0 | 2986.278 | 377728.3
MsrNResSpltPkgAC-65to134-S13 | sim_annual | Hsp | 1985 | CZ16 | cDXGF | DXSZCap | 691.5809 | 235501 | 4461460.319 | 1178940 | 0 | 1294225 | 1448909.319 | 157562.8 | 0 | 21751.24 | 360069.9
MsrNResSpltPkgAC-65to134-S13 | sim_annual | Hsp | 1996 | CZ01 | cDXGF | DXSZCap | 680.6967 | 235501 | 3744685.701 | 1178940 | 0 | 1280327 | 916227.701 | 8872.551 | 0 | 18407.65 | 341916.3
MsrNResSpltPkgAC-65to134-S13 | sim_annual | Hsp | 1996 | CZ02 | cDXGF | DXSZCap | 687.1936 | 235501 | 3609984.176 | 1178940 | 0 | 1280327 | 585892.176 | 195370.9 | 0 | 13437.77 | 356017
MsrNResSpltPkgAC-65to134-S13 | sim_annual | Hsp | 1996 | CZ03 | cDXGF | DXSZCap | 683.7275 | 235501 | 3337344.215 | 1178940 | 0 | 1280327 | 419797.215 | 104164.2 | 0 | 7420.16 | 346699.1
MsrNResSpltPkgAC-65to134-S13 | sim_annual | Hsp | 1996 | CZ04 | cDXGF | DXSZCap | 687.6163 | 235501 | 3446330.913 | 1178940 | 0 | 1280327 | 354336.913 | 264599.9 | 0 | 7600.634 | 360529.7
MsrNResSpltPkgAC-65to134-S13 | sim_annual | Hsp | 1996 | CZ05 | cDXGF | DXSZCap | 684.3739 | 235501 | 3338526.191 | 1178940 | 0 | 1280327 | 391737.191 | 126546.5 | 0 | 8549.457 | 352424.4
MsrNResSpltPkgAC-65to134-S13 | sim_annual | Hsp | 1996 | CZ06 | cDXGF | DXSZCap | 688.1344 | 235501 | 3305903.8378 | 1178940 | 0 | 1280327 | 153805.8378 | 339952.3 | 0 | 2810.471 | 350068.9
MsrNResSpltPkgAC-65to134-S13 | sim_annual | Hsp | 1996 | CZ07 | cDXGF | DXSZCap | 686.3312 | 235501 | 3207974.5116 | 1178940 | 0 | 1280327 | 98190.5116 | 293052.4 | 0 | 1390.934 | 356076.8
MsrNResSpltPkgAC-65to134-S13 | sim_annual | Hsp | 1996 | CZ08 | cDXGF | DXSZCap | 690.9306 | 235501 | 3369702.9078 | 1178940 | 0 | 1280327 | 130069.9078 | 422242.8 | 0 | 3041.011 | 355085.4
MsrNResSpltPkgAC-65to134-S13 | sim_annual | Hsp | 1996 | CZ09 | cDXGF | DXSZCap | 711.191 | 235501 | 3405801.3481 | 1178940 | 0 | 1280327 | 189703.3481 | 397430.1 | 0 | 4488.992 | 354914.8
MsrNResSpltPkgAC-65to134-S13 | sim_annual | Hsp | 1996 | CZ10 | cDXGF | DXSZCap | 700.0654 | 235501 | 3538238.654 | 1178940 | 0 | 1280327 | 268879.654 | 443979.2 | 0 | 6487.354 | 359625.8
MsrNResSpltPkgAC-65to134-S13 | sim_annual | Hsp | 1996 | CZ11 | cDXGF | DXSZCap | 700.9979 | 235501 | 3851396.621 | 1178940 | 0 | 1280327 | 575890.621 | 442121.8 | 0 | 11934.62 | 362186.9
MsrNResSpltPkgAC-65to134-S13 | sim_annual | Hsp | 1996 | CZ12 | cDXGF | DXSZCap | 688.3649 | 235501 | 3655210.903 | 1178940 | 0 | 1280327 | 510631.903 | 316202.6 | 0 | 10878.23 | 358233.9
MsrNResSpltPkgAC-65to134-S13 | sim_annual | Hsp | 1996 | CZ13 | cDXGF | DXSZCap | 702.2968 | 235501 | 3783269.729 | 1178940 | 0 | 1280327 | 452817.729 | 499568.9 | 0 | 10408.47 | 361211
MsrNResSpltPkgAC-65to134-S13 | sim_annual | Hsp | 1996 | CZ14 | cDXGF | DXSZCap | 703.6732 | 235501 | 3829229.401 | 1178940 | 0 | 1280327 | 568407.401 | 429131.4 | 0 | 12431.92 | 359992.9
MsrNResSpltPkgAC-65to134-S13 | sim_annual | Hsp | 1996 | CZ15 | cDXGF | DXSZCap | 775.8792 | 235501 | 3813517.6412 | 1178940 | 0 | 1280327 | 88271.6412 | 897841.3 | 0 | 2910.769 | 365231.3
MsrNResSpltPkgAC-65to134-S13 | sim_annual | Hsp | 1996 | CZ16 | cDXGF | DXSZCap | 683.2875 | 235501 | 4406094.081 | 1178940 | 0 | 1280327 | 1421260.081 | 149418.6 | 0 | 21490.36 | 354658.1
MsrNResSpltPkgAC-65to134-S13 | sim_annual | Hsp | 2003 | CZ01 | cDXGF | DXSZCap | 680.4572 | 235501 | 3735838.65 | 1178940 | 0 | 1266427 | 922964.65 | 7586.073 | 0 | 18401.05 | 341521.6
MsrNResSpltPkgAC-65to134-S13 | sim_annual | Hsp | 2003 | CZ02 | cDXGF | DXSZCap | 680.4571 | 235501 | 3548255.837 | 1178940 | 0 | 1266427 | 557112.837 | 181501.2 | 0 | 13306.03 | 350971
MsrNResSpltPkgAC-65to134-S13 | sim_annual | Hsp | 2003 | CZ03 | cDXGF | DXSZCap | 682.0057 | 235501 | 3295941.147 | 1178940 | 0 | 1266427 | 394987.147 | 102539.2 | 0 | 7401.431 | 345646
MsrNResSpltPkgAC-65to134-S13 | sim_annual | Hsp | 2003 | CZ04 | cDXGF | DXSZCap | 684.4246 | 235501 | 3407449.383 | 1178940 | 0 | 1266427 | 335230.383 | 260655.1 | 0 | 7565.38 | 358635.1
MsrNResSpltPkgAC-65to134-S13 | sim_annual | Hsp | 2003 | CZ05 | cDXGF | DXSZCap | 682.4904 | 235501 | 3299267.302 | 1178940 | 0 | 1266427 | 369594.302 | 124493.4 | 0 | 8525.889 | 351288.3
MsrNResSpltPkgAC-65to134-S13 | sim_annual | Hsp | 2003 | CZ06 | cDXGF | DXSZCap | 686.2232 | 235501 | 3280787.6286 | 1178940 | 0 | 1266427 | 143713.6286 | 339602.6 | 0 | 2802.658 | 349304.4
MsrNResSpltPkgAC-65to134-S13 | sim_annual | Hsp | 2003 | CZ07 | cDXGF | DXSZCap | 684.5527 | 235501 | 3186324.1381 | 1178940 | 0 | 1266427 | 91264.1381 | 292908.3 | 0 | 1387.331 | 355398.6
MsrNResSpltPkgAC-65to134-S13 | sim_annual | Hsp | 2003 | CZ08 | cDXGF | DXSZCap | 688.3554 | 235501 | 3344499.3571 | 1178940 | 0 | 1266427 | 122141.3571 | 420058.1 | 0 | 3029.681 | 353904.7
MsrNResSpltPkgAC-65to134-S13 | sim_annual | Hsp | 2003 | CZ09 | cDXGF | DXSZCap | 706.3498 | 235501 | 3376856.922 | 1178940 | 0 | 1266427 | 178657.922 | 394945.7 | 0 | 4458.42 | 353426.5
MsrNResSpltPkgAC-65to134-S13 | sim_annual | Hsp | 2003 | CZ10 | cDXGF | DXSZCap | 682.4081 | 235501 | 3469267.9601 | 1178940 | 0 | 1266427 | 248327.9601 | 418321.4 | 0 | 6323.721 | 350929.4
MsrNResSpltPkgAC-65to134-S13 | sim_annual | Hsp | 2003 | CZ11 | cDXGF | DXSZCap | 688.8768 | 235501 | 3815978.389 | 1178940 | 0 | 1266427 | 573715.389 | 427309.7 | 0 | 11728.27 | 357861.4
MsrNResSpltPkgAC-65to134-S13 | sim_annual | Hsp | 2003 | CZ12 | cDXGF | DXSZCap | 681.6782 | 235501 | 3624064.884 | 1178940 | 0 | 1266427 | 509757.884 | 304166.2 | 0 | 10772.59 | 354003
MsrNResSpltPkgAC-65to134-S13 | sim_annual | Hsp | 2003 | CZ13 | cDXGF | DXSZCap | 689.5639 | 235501 | 3748440.044 | 1178940 | 0 | 1266427 | 452951.044 | 482839.3 | 0 | 10219.79 | 357063.7
MsrNResSpltPkgAC-65to134-S13 | sim_annual | Hsp | 2003 | CZ14 | cDXGF | DXSZCap | 690.1558 | 235501 | 3801401.206 | 1178940 | 0 | 1266427 | 572622.206 | 415043.2 | 0 | 12193.09 | 356175.3
MsrNResSpltPkgAC-65to134-S13 | sim_annual | Hsp | 2003 | CZ15 | cDXGF | DXSZCap | 762.9368 | 235501 | 3771143.386 | 1178940 | 0 | 1266427 | 88076.386 | 876095.4 | 0 | 2862.215 | 358742.4
MsrNResSpltPkgAC-65to134-S13 | sim_annual | Hsp | 2003 | CZ16 | cDXGF | DXSZCap | 680.4572 | 235501 | 4386316.114 | 1178940 | 0 | 1266427 | 1424829.114 | 142599.5 | 0 | 21401.19 | 352121.9
MsrNResSpltPkgAC-65to134-S13 | sim_annual | Hsp | 2007 | CZ01 | cDXGF | DXSZCap | 680.4572 | 235501 | 3724737.886 | 1178940 | 0 | 1266427 | 911845.886 | 7601.826 | 0 | 18401.05 | 341522.9
MsrNResSpltPkgAC-65to134-S13 | sim_annual | Hsp | 2007 | CZ02 | cDXGF | DXSZCap | 680.4571 | 235501 | 3541659.418 | 1178940 | 0 | 1266427 | 550730.418 | 181292.6 | 0 | 13306.03 | 350965.6
MsrNResSpltPkgAC-65to134-S13 | sim_annual | Hsp | 2007 | CZ03 | cDXGF | DXSZCap | 682.0055 | 235501 | 3290358.644 | 1178940 | 0 | 1266427 | 389428.644 | 102513.4 | 0 | 7401.43 | 345647.7
MsrNResSpltPkgAC-65to134-S13 | sim_annual | Hsp | 2007 | CZ04 | cDXGF | DXSZCap | 684.4215 | 235501 | 3402141.784 | 1178940 | 0 | 1266427 | 330236.784 | 260351.8 | 0 | 7565.34 | 358625
MsrNResSpltPkgAC-65to134-S13 | sim_annual | Hsp | 2007 | CZ05 | cDXGF | DXSZCap | 682.4902 | 235501 | 3294508.516 | 1178940 | 0 | 1266427 | 364788.516 | 124538.2 | 0 | 8525.889 | 351291.1
MsrNResSpltPkgAC-65to134-S13 | sim_annual | Hsp | 2007 | CZ06 | cDXGF | DXSZCap | 686.2232 | 235501 | 3280787.6286 | 1178940 | 0 | 1266427 | 143713.6286 | 339602.6 | 0 | 2802.658 | 349304.4
MsrNResSpltPkgAC-65to134-S13 | sim_annual | Hsp | 2007 | CZ07 | cDXGF | DXSZCap | 684.5527 | 235501 | 3186324.1381 | 1178940 | 0 | 1266427 | 91264.1381 | 292908.3 | 0 | 1387.331 | 355398.6
MsrNResSpltPkgAC-65to134-S13 | sim_annual | Hsp | 2007 | CZ08 | cDXGF | DXSZCap | 688.3554 | 235501 | 3344499.3571 | 1178940 | 0 | 1266427 | 122141.3571 | 420058.1 | 0 | 3029.681 | 353904.7
MsrNResSpltPkgAC-65to134-S13 | sim_annual | Hsp | 2007 | CZ09 | cDXGF | DXSZCap | 706.3498 | 235501 | 3376856.922 | 1178940 | 0 | 1266427 | 178657.922 | 394945.7 | 0 | 4458.42 | 353426.5
MsrNResSpltPkgAC-65to134-S13 | sim_annual | Hsp | 2007 | CZ10 | cDXGF | DXSZCap | 682.4069 | 235501 | 3465394.1429 | 1178940 | 0 | 1266427 | 245134.1429 | 417660.7 | 0 | 6323.717 | 350910.2
MsrNResSpltPkgAC-65to134-S13 | sim_annual | Hsp | 2007 | CZ11 | cDXGF | DXSZCap | 688.6907 | 235501 | 3807938.462 | 1178940 | 0 | 1266427 | 566525.462 | 426479.7 | 0 | 11725.06 | 357840.6
MsrNResSpltPkgAC-65to134-S13 | sim_annual | Hsp | 2007 | CZ12 | cDXGF | DXSZCap | 681.6429 | 235501 | 3617484.166 | 1178940 | 0 | 1266427 | 503685.166 | 303676.2 | 0 | 10772.07 | 353984.7
MsrNResSpltPkgAC-65to134-S13 | sim_annual | Hsp | 2007 | CZ13 | cDXGF | DXSZCap | 689.3601 | 235501 | 3741738.758 | 1178940 | 0 | 1266427 | 447412.758 | 481707.6 | 0 | 10216.76 | 357035
MsrNResSpltPkgAC-65to134-S13 | sim_annual | Hsp | 2007 | CZ14 | cDXGF | DXSZCap | 689.9265 | 235501 | 3793955.126 | 1178940 | 0 | 1266427 | 566012.126 | 414220 | 0 | 12189.03 | 356166.7
MsrNResSpltPkgAC-65to134-S13 | sim_annual | Hsp | 2007 | CZ15 | cDXGF | DXSZCap | 762.4875 | 235501 | 3767414.719 | 1178940 | 0 | 1266427 | 86400.719 | 874066.2 | 0 | 2860.528 | 358723.4
MsrNResSpltPkgAC-65to134-S13 | sim_annual | Hsp | 2007 | CZ16 | cDXGF | DXSZCap | 680.4572 | 235501 | 4372922.369 | 1178940 | 0 | 1266427 | 1411654.369 | 142397.7 | 0 | 21401.19 | 352105
MsrNResSpltPkgAC-65to134-S13 | sim_annual | Hsp | 2011 | CZ01 | cDXGF | DXSZCap | 680.4572 | 235501 | 3649071.787 | 1178940 | 0 | 1266427 | 836092.787 | 7681.025 | 0 | 18401.05 | 341531.5
MsrNResSpltPkgAC-65to134-S13 | sim_annual | Hsp | 2011 | CZ02 | cDXGF | DXSZCap | 680.4571 | 235501 | 3534970.806 | 1178940 | 0 | 1266427 | 544259.806 | 181079.2 | 0 | 13306.03 | 350960.5
MsrNResSpltPkgAC-65to134-S13 | sim_annual | Hsp | 2011 | CZ03 | cDXGF | DXSZCap | 682.0054 | 235501 | 3284708.509 | 1178940 | 0 | 1266427 | 383804.509 | 102486 | 0 | 7401.43 | 345649.6
MsrNResSpltPkgAC-65to134-S13 | sim_annual | Hsp | 2011 | CZ04 | cDXGF | DXSZCap | 684.4182 | 235501 | 3396843.319 | 1178940 | 0 | 1266427 | 325254.319 | 260045 | 0 | 7565.278 | 358614.1
MsrNResSpltPkgAC-65to134-S13 | sim_annual | Hsp | 2011 | CZ05 | cDXGF | DXSZCap | 682.4902 | 235501 | 3294508.516 | 1178940 | 0 | 1266427 | 364788.516 | 124538.2 | 0 | 8525.889 | 351291.1
MsrNResSpltPkgAC-65to134-S13 | sim_annual | Hsp | 2011 | CZ06 | cDXGF | DXSZCap | 686.2232 | 235501 | 3280787.6286 | 1178940 | 0 | 1266427 | 143713.6286 | 339602.6 | 0 | 2802.658 | 349304.4
MsrNResSpltPkgAC-65to134-S13 | sim_annual | Hsp | 2011 | CZ07 | cDXGF | DXSZCap | 684.5492 | 235501 | 3184272.4991 | 1178940 | 0 | 1266427 | 89411.4991 | 292709.8 | 0 | 1387.323 | 355399.6
MsrNResSpltPkgAC-65to134-S13 | sim_annual | Hsp | 2011 | CZ08 | cDXGF | DXSZCap | 688.3514 | 235501 | 3341834.9019 | 1178940 | 0 | 1266427 | 120070.9019 | 419480.1 | 0 | 3029.659 | 353889.1
MsrNResSpltPkgAC-65to134-S13 | sim_annual | Hsp | 2011 | CZ09 | cDXGF | DXSZCap | 705.5326 | 235501 | 3363232.2019 | 1178940 | 0 | 1266427 | 167273.2019 | 392721.1 | 0 | 4453.27 | 353417.9
MsrNResSpltPkgAC-65to134-S13 | sim_annual | Hsp | 2011 | CZ10 | cDXGF | DXSZCap | 682.4057 | 235501 | 3461478.5428 | 1178940 | 0 | 1266427 | 241906.5428 | 416991.3 | 0 | 6323.709 | 350891.4
MsrNResSpltPkgAC-65to134-S13 | sim_annual | Hsp | 2011 | CZ11 | cDXGF | DXSZCap | 680.4571 | 235501 | 3656043.652 | 1178940 | 0 | 1266427 | 437262.652 | 406427.4 | 0 | 11584.87 | 355402.5
MsrNResSpltPkgAC-65to134-S13 | sim_annual | Hsp | 2011 | CZ12 | cDXGF | DXSZCap | 680.5699 | 235501 | 3567873.772 | 1178940 | 0 | 1266427 | 459190.772 | 299511.7 | 0 | 10755.11 | 353049.1
MsrNResSpltPkgAC-65to134-S13 | sim_annual | Hsp | 2011 | CZ13 | cDXGF | DXSZCap | 681.1981 | 235501 | 3647394.388 | 1178940 | 0 | 1266427 | 374136.388 | 462848.6 | 0 | 10095.82 | 354947.8
MsrNResSpltPkgAC-65to134-S13 | sim_annual | Hsp | 2011 | CZ14 | cDXGF | DXSZCap | 680.5491 | 235501 | 3664212.379 | 1178940 | 0 | 1266427 | 455176.379 | 396997.3 | 0 | 12023.36 | 354650.2
MsrNResSpltPkgAC-65to134-S13 | sim_annual | Hsp | 2011 | CZ15 | cDXGF | DXSZCap | 730.078 | 235501 | 3689919.4005 | 1178940 | 0 | 1266427 | 66475.4005 | 820232.1 | 0 | 2738.938 | 355108.3
MsrNResSpltPkgAC-65to134-S13 | sim_annual | Hsp | 2011 | CZ16 | cDXGF | DXSZCap | 680.4572 | 235501 | 4062550.936 | 1178940 | 0 | 1266427 | 1108990.936 | 135671.7 | 0 | 21401.19 | 351122.9
MsrNResSpltPkgAC-65to134-S13 | sim_annual | Hsp | 2015 | CZ01 | cDXGF | DXSZCap | 680.4572 | 235501 | 3628631.342 | 1166570 | 0 | 1266427 | 828807.342 | 7031.987 | 0 | 18401.05 | 341397.7
MsrNResSpltPkgAC-65to134-S13 | sim_annual | Hsp | 2015 | CZ02 | cDXGF | DXSZCap | 680.4571 | 235501 | 3511151.586 | 1166570 | 0 | 1266427 | 539413.586 | 175180.6 | 0 | 13306.03 | 350258.9
MsrNResSpltPkgAC-65to134-S13 | sim_annual | Hsp | 2015 | CZ03 | cDXGF | DXSZCap | 680.4571 | 235501 | 3254026.785 | 1166570 | 0 | 1266427 | 381264.785 | 89697.4 | 0 | 7384.641 | 342688.2
MsrNResSpltPkgAC-65to134-S13 | sim_annual | Hsp | 2015 | CZ04 | cDXGF | DXSZCap | 680.4571 | 235501 | 3357885.979 | 1166570 | 0 | 1266427 | 323091.979 | 240273.1 | 0 | 7521.494 | 354006.5
MsrNResSpltPkgAC-65to134-S13 | sim_annual | Hsp | 2015 | CZ05 | cDXGF | DXSZCap | 680.4571 | 235501 | 3263698.29 | 1166570 | 0 | 1266427 | 364354.29 | 109781 | 0 | 8500.493 | 348068.8
MsrNResSpltPkgAC-65to134-S13 | sim_annual | Hsp | 2015 | CZ06 | cDXGF | DXSZCap | 680.4572 | 235501 | 3237367.1171 | 1166570 | 0 | 1266427 | 143624.1171 | 313887 | 0 | 2779.119 | 344086.1
MsrNResSpltPkgAC-65to134-S13 | sim_annual | Hsp | 2015 | CZ07 | cDXGF | DXSZCap | 680.4571 | 235501 | 3144436.5193 | 1166570 | 0 | 1266427 | 89637.5193 | 269678.5 | 0 | 1379.031 | 350746.8
MsrNResSpltPkgAC-65to134-S13 | sim_annual | Hsp | 2015 | CZ08 | cDXGF | DXSZCap | 680.486 | 235501 | 3293338.3839 | 1166570 | 0 | 1266427 | 119096.3839 | 390973.8 | 0 | 2995.04 | 347281.2
MsrNResSpltPkgAC-65to134-S13 | sim_annual | Hsp | 2015 | CZ09 | cDXGF | DXSZCap | 682.9594 | 235501 | 3311763.8276 | 1166570 | 0 | 1266427 | 166638.8276 | 361466 | 0 | 4310.793 | 346352.3
MsrNResSpltPkgAC-65to134-S13 | sim_annual | Hsp | 2015 | CZ10 | cDXGF | DXSZCap | 681.1177 | 235501 | 3435973.2812 | 1166570 | 0 | 1266427 | 240479.2812 | 406865.3 | 0 | 6311.743 | 349325
MsrNResSpltPkgAC-65to134-S13 | sim_annual | Hsp | 2015 | CZ11 | cDXGF | DXSZCap | 680.4571 | 235501 | 3624925.035 | 1166570 | 0 | 1266427 | 429683.035 | 396221.7 | 0 | 11584.87 | 354442.3
MsrNResSpltPkgAC-65to134-S13 | sim_annual | Hsp | 2015 | CZ12 | cDXGF | DXSZCap | 680.4571 | 235501 | 3541509.619 | 1166570 | 0 | 1266427 | 454496.619 | 291277.7 | 0 | 10753.24 | 351989.9
MsrNResSpltPkgAC-65to134-S13 | sim_annual | Hsp | 2015 | CZ13 | cDXGF | DXSZCap | 680.4767 | 235501 | 3617870.576 | 1166570 | 0 | 1266427 | 369306.576 | 451811.6 | 0 | 10085.14 | 353675.9
MsrNResSpltPkgAC-65to134-S13 | sim_annual | Hsp | 2015 | CZ14 | cDXGF | DXSZCap | 680.4571 | 235501 | 3637516.533 | 1166570 | 0 | 1266427 | 452298.533 | 386464.9 | 0 | 12021.74 | 353738.7
MsrNResSpltPkgAC-65to134-S13 | sim_annual | Hsp | 2015 | CZ15 | cDXGF | DXSZCap | 723.1104 | 235501 | 3656678.6834 | 1166570 | 0 | 1266427 | 66069.6834 | 801474.3 | 0 | 2712.799 | 353429.9
MsrNResSpltPkgAC-65to134-S13 | sim_annual | Hsp | 2015 | CZ16 | cDXGF | DXSZCap | 680.4572 | 235501 | 4035669.034 | 1166570 | 0 | 1266427 | 1099728.034 | 131130.7 | 0 | 21401.19 | 350416.4
MsrNResSpltPkgAC-65to134-S13 | sim_annual | Hsp | 2017 | CZ01 | cDXGF | DXSZCap | 680.4572 | 235501 | 3605199.965 | 1135334 | 0 | 1266427 | 836662.965 | 6981.733 | 0 | 18401.05 | 341395.1
MsrNResSpltPkgAC-65to134-S13 | sim_annual | Hsp | 2017 | CZ02 | cDXGF | DXSZCap | 680.4571 | 235501 | 3487620.994 | 1135334 | 0 | 1266427 | 549098.994 | 173318.1 | 0 | 13306.03 | 350138.8
MsrNResSpltPkgAC-65to134-S13 | sim_annual | Hsp | 2017 | CZ03 | cDXGF | DXSZCap | 680.4571 | 235501 | 3230409.163 | 1135334 | 0 | 1266427 | 389863.163 | 88769.88 | 0 | 7384.641 | 342631.2
MsrNResSpltPkgAC-65to134-S13 | sim_annual | Hsp | 2017 | CZ04 | cDXGF | DXSZCap | 680.4571 | 235501 | 3330858.913 | 1135334 | 0 | 1266427 | 329724.913 | 238006 | 0 | 7521.494 | 353846.8
MsrNResSpltPkgAC-65to134-S13 | sim_annual | Hsp | 2017 | CZ05 | cDXGF | DXSZCap | 680.4571 | 235501 | 3234621.35 | 1135334 | 0 | 1266427 | 367700.35 | 108654.1 | 0 | 8500.493 | 348008.4
MsrNResSpltPkgAC-65to134-S13 | sim_annual | Hsp | 2017 | CZ06 | cDXGF | DXSZCap | 680.4572 | 235501 | 3201086.7156 | 1135334 | 0 | 1266427 | 142441.7156 | 310092.8 | 0 | 2779.119 | 344012.8
MsrNResSpltPkgAC-65to134-S13 | sim_annual | Hsp | 2017 | CZ07 | cDXGF | DXSZCap | 680.4571 | 235501 | 3110571.8626 | 1135334 | 0 | 1266427 | 90017.8626 | 266754.6 | 0 | 1379.031 | 350660.8
MsrNResSpltPkgAC-65to134-S13 | sim_annual | Hsp | 2017 | CZ08 | cDXGF | DXSZCap | 680.4859 | 235501 | 3258136.4547 | 1135334 | 0 | 1266427 | 119540.4547 | 386699.4 | 0 | 2995.04 | 347140.9
MsrNResSpltPkgAC-65to134-S13 | sim_annual | Hsp | 2017 | CZ09 | cDXGF | DXSZCap | 682.771 | 235501 | 3280575.393 | 1135334 | 0 | 1266427 | 170145.393 | 358121.5 | 0 | 4309.599 | 346237
MsrNResSpltPkgAC-65to134-S13 | sim_annual | Hsp | 2017 | CZ10 | cDXGF | DXSZCap | 681.1177 | 235501 | 3405410.4427 | 1135334 | 0 | 1266427 | 244978.4427 | 403208.1 | 0 | 6311.743 | 349153.1
MsrNResSpltPkgAC-65to134-S13 | sim_annual | Hsp | 2017 | CZ11 | cDXGF | DXSZCap | 680.4571 | 235501 | 3595833.532 | 1135334 | 0 | 1266427 | 435551.532 | 392690.9 | 0 | 11584.87 | 354247.5
MsrNResSpltPkgAC-65to134-S13 | sim_annual | Hsp | 2017 | CZ12 | cDXGF | DXSZCap | 680.4571 | 235501 | 3514179.378 | 1135334 | 0 | 1266427 | 461283.378 | 288595.6 | 0 | 10753.24 | 351786.4
MsrNResSpltPkgAC-65to134-S13 | sim_annual | Hsp | 2017 | CZ13 | cDXGF | DXSZCap | 680.4593 | 235501 | 3587797.346 | 1135334 | 0 | 1266427 | 374841.346 | 447684.8 | 0 | 10084.85 | 353425.1
MsrNResSpltPkgAC-65to134-S13 | sim_annual | Hsp | 2017 | CZ14 | cDXGF | DXSZCap | 680.4571 | 235501 | 3609263.856 | 1135334 | 0 | 1266427 | 458952.856 | 382967.8 | 0 | 12021.74 | 353562.6
MsrNResSpltPkgAC-65to134-S13 | sim_annual | Hsp | 2017 | CZ15 | cDXGF | DXSZCap | 721.7075 | 235501 | 3619715.8771 | 1135334 | 0 | 1266427 | 67537.8771 | 794469.4 | 0 | 2707.542 | 353240.2
MsrNResSpltPkgAC-65to134-S13 | sim_annual | Hsp | 2017 | CZ16 | cDXGF | DXSZCap | 680.4572 | 235501 | 4011536.19 | 1135334 | 0 | 1266427 | 1108369.19 | 129762.6 | 0 | 21401.19 | 350242.1
MsrNResSpltPkgAC-65to134-S13 | sim_annual | Hsp | 2020 | CZ01 | cDXGF | DXSZCap | 680.4572 | 235501 | 3489382.992 | 848496.8 | 0 | 1266427 | 1010188.992 | 4859.379 | 0 | 18401.05 | 341013.7
MsrNResSpltPkgAC-65to134-S13 | sim_annual | Hsp | 2020 | CZ02 | cDXGF | DXSZCap | 680.4571 | 235501 | 3279933.895 | 848496.8 | 0 | 1266427 | 647680.895 | 155873.6 | 0 | 13306.03 | 348153.7
MsrNResSpltPkgAC-65to134-S13 | sim_annual | Hsp | 2020 | CZ03 | cDXGF | DXSZCap | 680.4571 | 235501 | 3009724.364 | 848496.8 | 0 | 1266427 | 471773.364 | 75021.2 | 0 | 7384.641 | 340624.2
MsrNResSpltPkgAC-65to134-S13 | sim_annual | Hsp | 2020 | CZ04 | cDXGF | DXSZCap | 680.4571 | 235501 | 3085247.152 | 848496.8 | 0 | 1266427 | 396096.152 | 215613.3 | 0 | 7521.494 | 351096.3
MsrNResSpltPkgAC-65to134-S13 | sim_annual | Hsp | 2020 | CZ05 | cDXGF | DXSZCap | 680.4571 | 235501 | 3004791.207 | 848496.8 | 0 | 1266427 | 443162.207 | 92311.13 | 0 | 8500.493 | 345897.6
MsrNResSpltPkgAC-65to134-S13 | sim_annual | Hsp | 2020 | CZ06 | cDXGF | DXSZCap | 680.4572 | 235501 | 2912787.6294 | 848496.8 | 0 | 1266427 | 175218.6294 | 278211.4 | 0 | 2779.119 | 341657.2
MsrNResSpltPkgAC-65to134-S13 | sim_annual | Hsp | 2020 | CZ07 | cDXGF | DXSZCap | 680.4571 | 235501 | 2814234.4667 | 848496.8 | 0 | 1266427 | 114232.4667 | 236089.9 | 0 | 1379.031 | 347613.5
MsrNResSpltPkgAC-65to134-S13 | sim_annual | Hsp | 2020 | CZ08 | cDXGF | DXSZCap | 680.4571 | 235501 | 2962479.9608 | 848496.8 | 0 | 1266427 | 146571.9608 | 353650.7 | 0 | 2994.921 | 344341
MsrNResSpltPkgAC-65to134-S13 | sim_annual | Hsp | 2020 | CZ09 | cDXGF | DXSZCap | 680.803 | 235501 | 2997076.4948 | 848496.8 | 0 | 1266427 | 206589.4948 | 327602.8 | 0 | 4297.18 | 343665.5
MsrNResSpltPkgAC-65to134-S13 | sim_annual | Hsp | 2020 | CZ10 | cDXGF | DXSZCap | 680.6134 | 235501 | 3129692.3109 | 848496.8 | 0 | 1266427 | 290073.3109 | 372261.8 | 0 | 6307.084 | 346127.9
MsrNResSpltPkgAC-65to134-S13 | sim_annual | Hsp | 2020 | CZ11 | cDXGF | DXSZCap | 680.4571 | 235501 | 3358715.297 | 848496.8 | 0 | 1266427 | 514985.297 | 365501.4 | 0 | 11584.87 | 351723.3
MsrNResSpltPkgAC-65to134-S13 | sim_annual | Hsp | 2020 | CZ12 | cDXGF | DXSZCap | 680.4571 | 235501 | 3279866.115 | 848496.8 | 0 | 1266427 | 540308.115 | 264986 | 0 | 10753.24 | 348897.7
MsrNResSpltPkgAC-65to134-S13 | sim_annual | Hsp | 2020 | CZ13 | cDXGF | DXSZCap | 680.4571 | 235501 | 3335039.608 | 848496.8 | 0 | 1266427 | 441977.608 | 417673 | 0 | 10084.78 | 350383.4
MsrNResSpltPkgAC-65to134-S13 | sim_annual | Hsp | 2020 | CZ14 | cDXGF | DXSZCap | 680.4571 | 235501 | 3370480.825 | 848496.8 | 0 | 1266427 | 536343.825 | 355986.1 | 0 | 12021.74 | 351208.1
MsrNResSpltPkgAC-65to134-S13 | sim_annual | Hsp | 2020 | CZ15 | cDXGF | DXSZCap | 712.7371 | 235501 | 3299577.4274 | 848496.8 | 0 | 1266427 | 83593.4274 | 747618.4 | 0 | 2673.887 | 350770.4
MsrNResSpltPkgAC-65to134-S13 | sim_annual | Hsp | 2020 | CZ16 | cDXGF | DXSZCap | 680.4572 | 235501 | 3859582.595 | 848496.8 | 0 | 1266427 | 1258849.595 | 116348.5 | 0 | 21401.19 | 348063.3
MsrNResSpltPkgAC-65to134-S13 | sim_annual | Htl | 1975 | CZ01 | cDXGF | DXSZCap | 84.7562 | 139998.9 | 1365649.337 | 189674.3 | 0 | 332258.1 | 374398.037 | 162753 | 0 | 2291.994 | 57513.27
MsrNResSpltPkgAC-65to134-S13 | sim_annual | Htl | 1975 | CZ02 | cDXGF | DXSZCap | 70.6256 | 139998.9 | 1340272.2004 | 189674.3 | 0 | 332258.1 | 202364.2004 | 371655.3 | 0 | 1380.516 | 60433.8
MsrNResSpltPkgAC-65to134-S13 | sim_annual | Htl | 1975 | CZ03 | cDXGF | DXSZCap | 87.6202 | 139998.9 | 1198696.21 | 189674.3 | 0 | 332258.1 | 195129.21 | 304132.2 | 0 | 950.8903 | 61572.91
MsrNResSpltPkgAC-65to134-S13 | sim_annual | Htl | 1975 | CZ04 | cDXGF | DXSZCap | 70.6796 | 139998.9 | 1255990.5864 | 189674.3 | 0 | 332258.1 | 130169.5864 | 438472.7 | 0 | 781.0695 | 60766.97
MsrNResSpltPkgAC-65to134-S13 | sim_annual | Htl | 1975 | CZ05 | cDXGF | DXSZCap | 87.2048 | 139998.9 | 1223964.2574 | 189674.3 | 0 | 332258.1 | 183597.2574 | 332239.3 | 0 | 1089.385 | 66065.72
MsrNResSpltPkgAC-65to134-S13 | sim_annual | Htl | 1975 | CZ06 | cDXGF | DXSZCap | 92.0114 | 139998.9 | 1196561.605 | 189674.3 | 0 | 332258.1 | 80863.605 | 475849.7 | 0 | 375.7904 | 70657.81
MsrNResSpltPkgAC-65to134-S13 | sim_annual | Htl | 1975 | CZ07 | cDXGF | DXSZCap | 89.999 | 139998.9 | 1114377.3289 | 189674.3 | 0 | 332258.1 | 63826.3289 | 427463.7 | 0 | 182.3921 | 67358.05
MsrNResSpltPkgAC-65to134-S13 | sim_annual | Htl | 1975 | CZ08 | cDXGF | DXSZCap | 74.9074 | 139998.9 | 1239505.2348 | 189674.3 | 0 | 332258.1 | 58091.2348 | 549942.2 | 0 | 329.5855 | 63774.87
MsrNResSpltPkgAC-65to134-S13 | sim_annual | Htl | 1975 | CZ09 | cDXGF | DXSZCap | 93.3505 | 139998.9 | 1295599.9416 | 189674.3 | 0 | 332258.1 | 83982.9416 | 559539 | 0 | 589.1286 | 72801.72
MsrNResSpltPkgAC-65to134-S13 | sim_annual | Htl | 1975 | CZ10 | cDXGF | DXSZCap | 86.4319 | 139998.9 | 1377364.6807 | 189674.3 | 0 | 332258.1 | 98292.6807 | 600759.6 | 0 | 800.812 | 72768.72
MsrNResSpltPkgAC-65to134-S13 | sim_annual | Htl | 1975 | CZ11 | cDXGF | DXSZCap | 94.3971 | 139998.9 | 1570935.1991 | 189674.3 | 0 | 332258.1 | 196913.1991 | 597862.6 | 0 | 1606.975 | 79549.49
MsrNResSpltPkgAC-65to134-S13 | sim_annual | Htl | 1975 | CZ12 | cDXGF | DXSZCap | 85.1101 | 139998.9 | 1426442.7461 | 189674.3 | 0 | 332258.1 | 175781.7461 | 501770.3 | 0 | 1344.671 | 71478.2
MsrNResSpltPkgAC-65to134-S13 | sim_annual | Htl | 1975 | CZ13 | cDXGF | DXSZCap | 95.5125 | 139998.9 | 1545800.9348 | 189674.3 | 0 | 332258.1 | 157974.9348 | 655910 | 0 | 1415.214 | 80969.05
MsrNResSpltPkgAC-65to134-S13 | sim_annual | Htl | 1975 | CZ14 | cDXGF | DXSZCap | 95.2275 | 139998.9 | 1581888.992 | 189674.3 | 0 | 332258.1 | 182170.992 | 626032.8 | 0 | 1682 | 81452.57
MsrNResSpltPkgAC-65to134-S13 | sim_annual | Htl | 1975 | CZ15 | cDXGF | DXSZCap | 123.7201 | 139998.9 | 1716919.9944 | 189674.3 | 0 | 332258.1 | 49610.9944 | 1015421 | 0 | 464.09 | 97069.63
MsrNResSpltPkgAC-65to134-S13 | sim_annual | Htl | 1975 | CZ16 | cDXGF | DXSZCap | 92.4498 | 139998.9 | 1783934.142 | 189674.3 | 0 | 332258.1 | 414681.142 | 342077.2 | 0 | 2907.521 | 77018.56
MsrNResSpltPkgAC-65to134-S13 | sim_annual | Htl | 1985 | CZ01 | cDXGF | DXSZCap | 81.8745 | 139998.9 | 1250184.369 | 189674.3 | 0 | 319336 | 354568.969 | 154475.1 | 0 | 2214.054 | 52771.87
MsrNResSpltPkgAC-65to134-S13 | sim_annual | Htl | 1985 | CZ02 | cDXGF | DXSZCap | 69.7535 | 139998.9 | 1298425.6317 | 189674.3 | 0 | 319336 | 197123.6317 | 367594.9 | 0 | 1363.457 | 59075.59
MsrNResSpltPkgAC-65to134-S13 | sim_annual | Htl | 1985 | CZ03 | cDXGF | DXSZCap | 86.9041 | 139998.9 | 1166644.0492 | 189674.3 | 0 | 319336 | 190193.4492 | 303787.1 | 0 | 943.119 | 60680.07
MsrNResSpltPkgAC-65to134-S13 | sim_annual | Htl | 1985 | CZ04 | cDXGF | DXSZCap | 69.8006 | 139998.9 | 1222010.4225 | 189674.3 | 0 | 319336 | 126380.4225 | 433698.9 | 0 | 771.3497 | 59651.77
MsrNResSpltPkgAC-65to134-S13 | sim_annual | Htl | 1985 | CZ05 | cDXGF | DXSZCap | 86.4838 | 139998.9 | 1190712.4896 | 189674.3 | 0 | 319336 | 178632.4896 | 331258.7 | 0 | 1080.385 | 65118.77
MsrNResSpltPkgAC-65to134-S13 | sim_annual | Htl | 1985 | CZ06 | cDXGF | DXSZCap | 91.2207 | 139998.9 | 1170965.0205 | 189674.3 | 0 | 319336 | 78295.0205 | 472547 | 0 | 372.5623 | 69880.44
MsrNResSpltPkgAC-65to134-S13 | sim_annual | Htl | 1985 | CZ07 | cDXGF | DXSZCap | 89.2502 | 139998.9 | 1091393.0569 | 189674.3 | 0 | 319336 | 61569.0569 | 425194.5 | 0 | 180.8758 | 66659.55
MsrNResSpltPkgAC-65to134-S13 | sim_annual | Htl | 1985 | CZ08 | cDXGF | DXSZCap | 73.9996 | 139998.9 | 1210208.8248 | 189674.3 | 0 | 319336 | 55931.8248 | 542474.4 | 0 | 325.5908 | 62756.96
MsrNResSpltPkgAC-65to134-S13 | sim_annual | Htl | 1985 | CZ09 | cDXGF | DXSZCap | 92.2879 | 139998.9 | 1263827.7302 | 189674.3 | 0 | 319336 | 81231.7302 | 551522.7 | 0 | 582.4211 | 71652.41
MsrNResSpltPkgAC-65to134-S13 | sim_annual | Htl | 1985 | CZ10 | cDXGF | DXSZCap | 85.4145 | 139998.9 | 1341565.4906 | 189674.3 | 0 | 319336 | 95173.4906 | 591284.8 | 0 | 791.3871 | 71492.04
MsrNResSpltPkgAC-65to134-S13 | sim_annual | Htl | 1985 | CZ11 | cDXGF | DXSZCap | 93.2678 | 139998.9 | 1524003.4516 | 189674.3 | 0 | 319336 | 191827.4516 | 586391.4 | 0 | 1587.739 | 77860.8
MsrNResSpltPkgAC-65to134-S13 | sim_annual | Htl | 1985 | CZ12 | cDXGF | DXSZCap | 84.0619 | 139998.9 | 1384950.204 | 189674.3 | 0 | 319336 | 171120.204 | 494159.8 | 0 | 1328.098 | 70025.73
MsrNResSpltPkgAC-65to134-S13 | sim_annual | Htl | 1985 | CZ13 | cDXGF | DXSZCap | 94.3791 | 139998.9 | 1501239.2724 | 189674.3 | 0 | 319336 | 153815.2724 | 642551.9 | 0 | 1398.403 | 79325.09
MsrNResSpltPkgAC-65to134-S13 | sim_annual | Htl | 1985 | CZ14 | cDXGF | DXSZCap | 92.0748 | 139998.9 | 1442498.8481 | 189674.3 | 0 | 319336 | 170218.8481 | 565827.4 | 0 | 1626.274 | 74992.82
MsrNResSpltPkgAC-65to134-S13 | sim_annual | Htl | 1985 | CZ15 | cDXGF | DXSZCap | 120.0023 | 139998.9 | 1579106.6995 | 189674.3 | 0 | 319336 | 45362.6995 | 913721.2 | 0 | 450.1414 | 90248.68
MsrNResSpltPkgAC-65to134-S13 | sim_annual | Htl | 1985 | CZ16 | cDXGF | DXSZCap | 89.2048 | 139998.9 | 1621426.888 | 189674.3 | 0 | 319336 | 394792.888 | 313536.8 | 0 | 2805.438 | 69934.79
MsrNResSpltPkgAC-65to134-S13 | sim_annual | Htl | 1996 | CZ01 | cDXGF | DXSZCap | 76.5429 | 139998.9 | 1205443.935 | 189674.3 | 0 | 306415.2 | 341138.435 | 155467.3 | 0 | 2069.872 | 50126.34
MsrNResSpltPkgAC-65to134-S13 | sim_annual | Htl | 1996 | CZ02 | cDXGF | DXSZCap | 68.0423 | 139998.9 | 1267520.7971 | 189674.3 | 0 | 306415.2 | 196879.7971 | 363264.2 | 0 | 1330.037 | 57600.76
MsrNResSpltPkgAC-65to134-S13 | sim_annual | Htl | 1996 | CZ03 | cDXGF | DXSZCap | 84.803 | 139998.9 | 1142973.7516 | 189674.3 | 0 | 306415.2 | 190626.1516 | 302138.6 | 0 | 920.3173 | 59354.31
MsrNResSpltPkgAC-65to134-S13 | sim_annual | Htl | 1996 | CZ04 | cDXGF | DXSZCap | 68.112 | 139998.9 | 1195247.4582 | 189674.3 | 0 | 306415.2 | 126440.4582 | 428460.9 | 0 | 752.7053 | 58298.93
MsrNResSpltPkgAC-65to134-S13 | sim_annual | Htl | 1996 | CZ05 | cDXGF | DXSZCap | 84.338 | 139998.9 | 1165962.8496 | 189674.3 | 0 | 306415.2 | 178989.9496 | 329050.5 | 0 | 1053.58 | 63714.27
MsrNResSpltPkgAC-65to134-S13 | sim_annual | Htl | 1996 | CZ06 | cDXGF | DXSZCap | 87.7838 | 139998.9 | 1110059.3204 | 189674.3 | 0 | 306415.2 | 83945.3204 | 416031.7 | 0 | 358.5243 | 65811.74
MsrNResSpltPkgAC-65to134-S13 | sim_annual | Htl | 1996 | CZ07 | cDXGF | DXSZCap | 85.964 | 139998.9 | 1033403.3572 | 189674.3 | 0 | 306415.2 | 66593.1572 | 373486.6 | 0 | 174.2159 | 62839.37
MsrNResSpltPkgAC-65to134-S13 | sim_annual | Htl | 1996 | CZ08 | cDXGF | DXSZCap | 71.8204 | 139998.9 | 1155095.8329 | 189674.3 | 0 | 306415.2 | 60347.8329 | 492894.1 | 0 | 316.0106 | 59443.37
MsrNResSpltPkgAC-65to134-S13 | sim_annual | Htl | 1996 | CZ09 | cDXGF | DXSZCap | 89.902 | 139998.9 | 1202721.8881 | 189674.3 | 0 | 306415.2 | 85623.8881 | 497530.5 | 0 | 567.3745 | 68011.82
MsrNResSpltPkgAC-65to134-S13 | sim_annual | Htl | 1996 | CZ10 | cDXGF | DXSZCap | 82.9043 | 139998.9 | 1281665.3359 | 189674.3 | 0 | 306415.2 | 99894.3359 | 536660.9 | 0 | 768.1348 | 67796.93
MsrNResSpltPkgAC-65to134-S13 | sim_annual | Htl | 1996 | CZ11 | cDXGF | DXSZCap | 84.5988 | 139998.9 | 1341876.6873 | 189674.3 | 0 | 306415.2 | 177940.6873 | 476374.8 | 0 | 1440.162 | 67288.23
MsrNResSpltPkgAC-65to134-S13 | sim_annual | Htl | 1996 | CZ12 | cDXGF | DXSZCap | 75.7655 | 139998.9 | 1225245.5575 | 189674.3 | 0 | 306415.2 | 158960.5575 | 397915.4 | 0 | 1197.051 | 60325.58
MsrNResSpltPkgAC-65to134-S13 | sim_annual | Htl | 1996 | CZ13 | cDXGF | DXSZCap | 85.6837 | 139998.9 | 1328678.9075 | 189674.3 | 0 | 306415.2 | 144002.9075 | 527259.3 | 0 | 1269.62 | 68917.8
MsrNResSpltPkgAC-65to134-S13 | sim_annual | Htl | 1996 | CZ14 | cDXGF | DXSZCap | 85.5062 | 139998.9 | 1345280.1336 | 189674.3 | 0 | 306415.2 | 165479.1336 | 492532 | 0 | 1510.4 | 68610.14
MsrNResSpltPkgAC-65to134-S13 | sim_annual | Htl | 1996 | CZ15 | cDXGF | DXSZCap | 112.8915 | 139998.9 | 1466101.8039 | 189674.3 | 0 | 306415.2 | 43777.8039 | 822810.1 | 0 | 423.4516 | 83100.34
MsrNResSpltPkgAC-65to134-S13 | sim_annual | Htl | 1996 | CZ16 | cDXGF | DXSZCap | 83.2519 | 139998.9 | 1565691.568 | 189674.3 | 0 | 306415.2 | 381244.568 | 309618.7 | 0 | 2618.251 | 66510.45
MsrNResSpltPkgAC-65to134-S13 | sim_annual | Htl | 2003 | CZ01 | cDXGF | DXSZCap | 63.2907 | 139998.9 | 1120253.806 | 189674.3 | 0 | 293493.5 | 347920.506 | 79954.13 | 0 | 1711.517 | 40848.99
MsrNResSpltPkgAC-65to134-S13 | sim_annual | Htl | 2003 | CZ02 | cDXGF | DXSZCap | 55.2834 | 139998.9 | 1032726.6388 | 189674.3 | 0 | 293493.5 | 177086.7388 | 212831.1 | 0 | 1080.572 | 42578.93
MsrNResSpltPkgAC-65to134-S13 | sim_annual | Htl | 2003 | CZ03 | cDXGF | DXSZCap | 68.612 | 139998.9 | 949305.8189 | 189674.3 | 0 | 293493.5 | 182119.2189 | 172090.9 | 0 | 744.6127 | 44344.63
MsrNResSpltPkgAC-65to134-S13 | sim_annual | Htl | 2003 | CZ04 | cDXGF | DXSZCap | 57.3265 | 139998.9 | 982501.0645 | 189674.3 | 0 | 293493.5 | 117295.6645 | 272347.3 | 0 | 633.5494 | 44366.71
MsrNResSpltPkgAC-65to134-S13 | sim_annual | Htl | 2003 | CZ05 | cDXGF | DXSZCap | 68.0977 | 139998.9 | 963543.1147 | 189674.3 | 0 | 293493.5 | 170997.1147 | 186989.4 | 0 | 850.698 | 49441.25
MsrNResSpltPkgAC-65to134-S13 | sim_annual | Htl | 2003 | CZ06 | cDXGF | DXSZCap | 72.3766 | 139998.9 | 948239.1396 | 189674.3 | 0 | 293493.5 | 75950.6396 | 308160.6 | 0 | 295.5988 | 52927.12
MsrNResSpltPkgAC-65to134-S13 | sim_annual | Htl | 2003 | CZ07 | cDXGF | DXSZCap | 70.9965 | 139998.9 | 890508.5598 | 189674.3 | 0 | 293493.5 | 60325.3598 | 276598.8 | 0 | 143.8823 | 50921.94
MsrNResSpltPkgAC-65to134-S13 | sim_annual | Htl | 2003 | CZ08 | cDXGF | DXSZCap | 61.4323 | 139998.9 | 979421.8488 | 189674.3 | 0 | 293493.5 | 52347.8488 | 367754.2 | 0 | 270.2778 | 47790.08
MsrNResSpltPkgAC-65to134-S13 | sim_annual | Htl | 2003 | CZ09 | cDXGF | DXSZCap | 79.5803 | 139998.9 | 1021776.622 | 189674.3 | 0 | 293493.5 | 78100.322 | 368381 | 0 | 502.2139 | 56271.24
MsrNResSpltPkgAC-65to134-S13 | sim_annual | Htl | 2003 | CZ10 | cDXGF | DXSZCap | 69.8439 | 139998.9 | 1044037.5753 | 189674.3 | 0 | 293493.5 | 85415.9753 | 373102.1 | 0 | 647.0792 | 52744.27
MsrNResSpltPkgAC-65to134-S13 | sim_annual | Htl | 2003 | CZ11 | cDXGF | DXSZCap | 76.7482 | 139998.9 | 1193312.3366 | 189674.3 | 0 | 293493.5 | 172473.3366 | 372549.9 | 0 | 1306.52 | 58114.46
MsrNResSpltPkgAC-65to134-S13 | sim_annual | Htl | 2003 | CZ12 | cDXGF | DXSZCap | 68.0475 | 139998.9 | 1092149.0785 | 189674.3 | 0 | 293493.5 | 154125.1785 | 304981.9 | 0 | 1075.16 | 51672.78
MsrNResSpltPkgAC-65to134-S13 | sim_annual | Htl | 2003 | CZ13 | cDXGF | DXSZCap | 77.7635 | 139998.9 | 1182513.706 | 189674.3 | 0 | 293493.5 | 140593.706 | 418101.7 | 0 | 1152.301 | 59680.83
MsrNResSpltPkgAC-65to134-S13 | sim_annual | Htl | 2003 | CZ14 | cDXGF | DXSZCap | 78.3817 | 139998.9 | 1213465.665 | 189674.3 | 0 | 293493.5 | 170351.665 | 361569.3 | 0 | 1384.648 | 59686.1
MsrNResSpltPkgAC-65to134-S13 | sim_annual | Htl | 2003 | CZ15 | cDXGF | DXSZCap | 105.383 | 139998.9 | 1290283.0376 | 189674.3 | 0 | 293493.5 | 45035.0376 | 667152.1 | 0 | 395.2742 | 72687.67
MsrNResSpltPkgAC-65to134-S13 | sim_annual | Htl | 2003 | CZ16 | cDXGF | DXSZCap | 69.2519 | 139998.9 | 1453205.283 | 189674.3 | 0 | 293493.5 | 385128.283 | 196448.9 | 0 | 2178.028 | 55435.86
MsrNResSpltPkgAC-65to134-S13 | sim_annual | Htl | 2007 | CZ01 | cDXGF | DXSZCap | 63.2892 | 139998.9 | 1098804.395 | 189674.3 | 0 | 293493.5 | 347238.695 | 70841.85 | 0 | 1711.478 | 40808.57
MsrNResSpltPkgAC-65to134-S13 | sim_annual | Htl | 2007 | CZ02 | cDXGF | DXSZCap | 55.243 | 139998.9 | 1002870.0598 | 189674.3 | 0 | 293493.5 | 176851.4598 | 190801.5 | 0 | 1079.785 | 42529.73
MsrNResSpltPkgAC-65to134-S13 | sim_annual | Htl | 2007 | CZ03 | cDXGF | DXSZCap | 68.6094 | 139998.9 | 925328.7686 | 189674.3 | 0 | 293493.5 | 181709.8686 | 153449.5 | 0 | 744.5806 | 44326.9
MsrNResSpltPkgAC-65to134-S13 | sim_annual | Htl | 2007 | CZ04 | cDXGF | DXSZCap | 57.2875 | 139998.9 | 949589.3968 | 189674.3 | 0 | 293493.5 | 117023.4968 | 244365 | 0 | 633.1194 | 44324.49
MsrNResSpltPkgAC-65to134-S13 | sim_annual | Htl | 2007 | CZ05 | cDXGF | DXSZCap | 68.0949 | 139998.9 | 938266.9132 | 189674.3 | 0 | 293493.5 | 170693.7132 | 167008 | 0 | 850.6652 | 49424.89
MsrNResSpltPkgAC-65to134-S13 | sim_annual | Htl | 2007 | CZ06 | cDXGF | DXSZCap | 72.3766 | 139998.9 | 914884.4396 | 189674.3 | 0 | 293493.5 | 75950.6396 | 276806.2 | 0 | 295.5988 | 52927.12
MsrNResSpltPkgAC-65to134-S13 | sim_annual | Htl | 2007 | CZ07 | cDXGF | DXSZCap | 70.9965 | 139998.9 | 860595.8598 | 189674.3 | 0 | 293493.5 | 60325.3598 | 248092.1 | 0 | 143.8823 | 50921.94
MsrNResSpltPkgAC-65to134-S13 | sim_annual | Htl | 2007 | CZ08 | cDXGF | DXSZCap | 61.4323 | 139998.9 | 940578.6488 | 189674.3 | 0 | 293493.5 | 52347.8488 | 330921 | 0 | 270.2778 | 47790.08
MsrNResSpltPkgAC-65to134-S13 | sim_annual | Htl | 2007 | CZ09 | cDXGF | DXSZCap | 79.5803 | 139998.9 | 982252.722 | 189674.3 | 0 | 293493.5 | 78100.322 | 331367.6 | 0 | 502.2139 | 56271.24
MsrNResSpltPkgAC-65to134-S13 | sim_annual | Htl | 2007 | CZ10 | cDXGF | DXSZCap | 69.8038 | 139998.9 | 1003111.84 | 189674.3 | 0 | 293493.5 | 85198.54 | 335707.3 | 0 | 646.7109 | 52696.59
MsrNResSpltPkgAC-65to134-S13 | sim_annual | Htl | 2007 | CZ11 | cDXGF | DXSZCap | 76.6989 | 139998.9 | 1148231.8241 | 189674.3 | 0 | 293493.5 | 171927.6241 | 335490.8 | 0 | 1305.684 | 58034.71
MsrNResSpltPkgAC-65to134-S13 | sim_annual | Htl | 2007 | CZ12 | cDXGF | DXSZCap | 68.0038 | 139998.9 | 1054097.1971 | 189674.3 | 0 | 293493.5 | 153720.8971 | 273975 | 0 | 1074.463 | 51610.22
MsrNResSpltPkgAC-65to134-S13 | sim_annual | Htl | 2007 | CZ13 | cDXGF | DXSZCap | 77.7106 | 139998.9 | 1134644.8895 | 189674.3 | 0 | 293493.5 | 140156.9895 | 376340.7 | 0 | 1151.518 | 59598.6
MsrNResSpltPkgAC-65to134-S13 | sim_annual | Htl | 2007 | CZ14 | cDXGF | DXSZCap | 78.3267 | 139998.9 | 1167622.0164 | 189674.3 | 0 | 293493.5 | 169903.3164 | 325609.8 | 0 | 1383.673 | 59600.2
MsrNResSpltPkgAC-65to134-S13 | sim_annual | Htl | 2007 | CZ15 | cDXGF | DXSZCap | 105.3121 | 139998.9 | 1223663.9295 | 189674.3 | 0 | 293493.5 | 44808.9295 | 602530.8 | 0 | 395.0091 | 72592.34
MsrNResSpltPkgAC-65to134-S13 | sim_annual | Htl | 2007 | CZ16 | cDXGF | DXSZCap | 69.2488 | 139998.9 | 1412346.675 | 189674.3 | 0 | 293493.5 | 384408.675 | 175628 | 0 | 2177.937 | 55333.43
MsrNResSpltPkgAC-65to134-S13 | sim_annual | Htl | 2011 | CZ01 | cDXGF | DXSZCap | 62.7129 | 139998.9 | 1061552.962 | 189674.3 | 0 | 293493.5 | 328580.162 | 73075.38 | 0 | 1695.898 | 39786.93
MsrNResSpltPkgAC-65to134-S13 | sim_annual | Htl | 2011 | CZ02 | cDXGF | DXSZCap | 54.6995 | 139998.9 | 982164.8123 | 189674.3 | 0 | 293493.5 | 171707.1123 | 190153.2 | 0 | 1069.152 | 41622.67
MsrNResSpltPkgAC-65to134-S13 | sim_annual | Htl | 2011 | CZ03 | cDXGF | DXSZCap | 68.0188 | 139998.9 | 906940.8209 | 189674.3 | 0 | 293493.5 | 174300.2209 | 156804.7 | 0 | 738.1716 | 43600.9
MsrNResSpltPkgAC-65to134-S13 | sim_annual | Htl | 2011 | CZ04 | cDXGF | DXSZCap | 56.4848 | 139998.9 | 929332.6181 | 189674.3 | 0 | 293493.5 | 111498.7181 | 242968.4 | 0 | 624.2444 | 43322.79
MsrNResSpltPkgAC-65to134-S13 | sim_annual | Htl | 2011 | CZ05 | cDXGF | DXSZCap | 67.5031 | 139998.9 | 919216.2106 | 189674.3 | 0 | 293493.5 | 163835.1106 | 169801 | 0 | 843.2723 | 48655.43
MsrNResSpltPkgAC-65to134-S13 | sim_annual | Htl | 2011 | CZ06 | cDXGF | DXSZCap | 71.7006 | 139998.9 | 905630.8967 | 189674.3 | 0 | 293493.5 | 72541.4967 | 277494.7 | 0 | 292.8381 | 52363.27
MsrNResSpltPkgAC-65to134-S13 | sim_annual | Htl | 2011 | CZ07 | cDXGF | DXSZCap | 70.368 | 139998.9 | 853799.3711 | 189674.3 | 0 | 293493.5 | 57241.2711 | 249502 | 0 | 142.6087 | 50484.47
MsrNResSpltPkgAC-65to134-S13 | sim_annual | Htl | 2011 | CZ08 | cDXGF | DXSZCap | 60.6044 | 139998.9 | 927200.7132 | 189674.3 | 0 | 293493.5 | 49333.1132 | 327219.3 | 0 | 266.6338 | 46948.91
MsrNResSpltPkgAC-65to134-S13 | sim_annual | Htl | 2011 | CZ09 | cDXGF | DXSZCap | 78.4553 | 139998.9 | 963642.2734 | 189674.3 | 0 | 293493.5 | 73549.9734 | 325974.5 | 0 | 495.1123 | 55138.96
MsrNResSpltPkgAC-65to134-S13 | sim_annual | Htl | 2011 | CZ10 | cDXGF | DXSZCap | 69.1637 | 139998.9 | 988844.2241 | 189674.3 | 0 | 293493.5 | 82240.3241 | 331680.3 | 0 | 640.7767 | 51911.72
MsrNResSpltPkgAC-65to134-S13 | sim_annual | Htl | 2011 | CZ11 | cDXGF | DXSZCap | 73.7023 | 139998.9 | 1102678.0072 | 189674.3 | 0 | 293493.5 | 148266.9072 | 328330.7 | 0 | 1254.598 | 55996.87
MsrNResSpltPkgAC-65to134-S13 | sim_annual | Htl | 2011 | CZ12 | cDXGF | DXSZCap | 66.6143 | 139998.9 | 1027471.3804 | 189674.3 | 0 | 293493.5 | 143049.2804 | 270770.8 | 0 | 1052.482 | 50384.12
MsrNResSpltPkgAC-65to134-S13 | sim_annual | Htl | 2011 | CZ13 | cDXGF | DXSZCap | 75.3043 | 139998.9 | 1100025.8916 | 189674.3 | 0 | 293493.5 | 125310.5916 | 368095.3 | 0 | 1115.811 | 57845.02
MsrNResSpltPkgAC-65to134-S13 | sim_annual | Htl | 2011 | CZ14 | cDXGF | DXSZCap | 75.2596 | 139998.9 | 1123143.1908 | 189674.3 | 0 | 293493.5 | 147746.8908 | 318431.4 | 0 | 1329.444 | 57482.51
MsrNResSpltPkgAC-65to134-S13 | sim_annual | Htl | 2011 | CZ15 | cDXGF | DXSZCap | 101.4442 | 139998.9 | 1192498.3679 | 189674.3 | 0 | 293493.5 | 38078.3679 | 583564.6 | 0 | 380.4124 | 70186.34
MsrNResSpltPkgAC-65to134-S13 | sim_annual | Htl | 2011 | CZ16 | cDXGF | DXSZCap | 67.4205 | 139998.9 | 1335511.494 | 189674.3 | 0 | 293493.5 | 340981.094 | 174689.9 | 0 | 2120.433 | 53272.13
MsrNResSpltPkgAC-65to134-S13 | sim_annual | Htl | 2015 | CZ01 | cDXGF | DXSZCap | 57.5648 | 139998.9 | 997107.165 | 187369.6 | 0 | 293493.5 | 322946.065 | 50998.8 | 0 | 1556.687 | 35516.14
MsrNResSpltPkgAC-65to134-S13 | sim_annual | Htl | 2015 | CZ02 | cDXGF | DXSZCap | 50.5287 | 139998.9 | 921326.5084 | 187369.6 | 0 | 293493.5 | 167630.8084 | 152653.5 | 0 | 987.6849 | 37768.95
MsrNResSpltPkgAC-65to134-S13 | sim_annual | Htl | 2015 | CZ03 | cDXGF | DXSZCap | 60.2932 | 139998.9 | 846042.587 | 187369.6 | 0 | 293493.5 | 168755.987 | 117268 | 0 | 654.3317 | 38419.18
MsrNResSpltPkgAC-65to134-S13 | sim_annual | Htl | 2015 | CZ04 | cDXGF | DXSZCap | 50.768 | 139998.9 | 856875.0492 | 187369.6 | 0 | 293493.5 | 106073.1492 | 190545.8 | 0 | 561.0764 | 38346.95
MsrNResSpltPkgAC-65to134-S13 | sim_annual | Htl | 2015 | CZ05 | cDXGF | DXSZCap | 59.8311 | 139998.9 | 854126.5007 | 187369.6 | 0 | 293493.5 | 158193.6007 | 126636.2 | 0 | 747.4288 | 43344.55
MsrNResSpltPkgAC-65to134-S13 | sim_annual | Htl | 2015 | CZ06 | cDXGF | DXSZCap | 63.0508 | 139998.9 | 824426.3131 | 187369.6 | 0 | 293493.5 | 69662.7131 | 214169.1 | 0 | 257.5103 | 45896.96
MsrNResSpltPkgAC-65to134-S13 | sim_annual | Htl | 2015 | CZ07 | cDXGF | DXSZCap | 62.257 | 139998.9 | 783147.6409 | 187369.6 | 0 | 293493.5 | 54533.5409 | 192966.8 | 0 | 126.171 | 45495.79
MsrNResSpltPkgAC-65to134-S13 | sim_annual | Htl | 2015 | CZ08 | cDXGF | DXSZCap | 54.7648 | 139998.9 | 839151.2522 | 187369.6 | 0 | 293493.5 | 43655.6522 | 258803.9 | 0 | 240.9424 | 41291.5
MsrNResSpltPkgAC-65to134-S13 | sim_annual | Htl | 2015 | CZ09 | cDXGF | DXSZCap | 72.4672 | 139998.9 | 870035.8693 | 187369.6 | 0 | 293493.5 | 66182.8693 | 254821.9 | 0 | 457.3318 | 49360.96
MsrNResSpltPkgAC-65to134-S13 | sim_annual | Htl | 2015 | CZ10 | cDXGF | DXSZCap | 65.2997 | 139998.9 | 915468.1074 | 187369.6 | 0 | 293493.5 | 77721.7074 | 275971.3 | 0 | 605.0008 | 47792.07
MsrNResSpltPkgAC-65to134-S13 | sim_annual | Htl | 2015 | CZ11 | cDXGF | DXSZCap | 69.2168 | 139998.9 | 1019552.9612 | 187369.6 | 0 | 293493.5 | 139441.1612 | 273803.2 | 0 | 1178.273 | 51565.14
MsrNResSpltPkgAC-65to134-S13 | sim_annual | Htl | 2015 | CZ12 | cDXGF | DXSZCap | 62.369 | 139998.9 | 954371.6595 | 187369.6 | 0 | 293493.5 | 135524.6595 | 223017.9 | 0 | 985.4553 | 46226.56
MsrNResSpltPkgAC-65to134-S13 | sim_annual | Htl | 2015 | CZ13 | cDXGF | DXSZCap | 71.0432 | 139998.9 | 1017574.014 | 187369.6 | 0 | 293493.5 | 118400.714 | 308849.4 | 0 | 1052.712 | 53461.11
MsrNResSpltPkgAC-65to134-S13 | sim_annual | Htl | 2015 | CZ14 | cDXGF | DXSZCap | 70.8117 | 139998.9 | 1018170.7035 | 187369.6 | 0 | 293493.5 | 132333.3035 | 275038.6 | 0 | 1251.046 | 52609.77
MsrNResSpltPkgAC-65to134-S13 | sim_annual | Htl | 2015 | CZ15 | cDXGF | DXSZCap | 96.3504 | 139998.9 | 1087447.6347 | 187369.6 | 0 | 293493.5 | 32888.6347 | 499492.5 | 0 | 361.3489 | 65069.86
MsrNResSpltPkgAC-65to134-S13 | sim_annual | Htl | 2015 | CZ16 | cDXGF | DXSZCap | 61.2979 | 139998.9 | 1233944.181 | 187369.6 | 0 | 293493.5 | 331300.081 | 132346.5 | 0 | 1927.885 | 47605.5
MsrNResSpltPkgAC-65to134-S13 | sim_annual | Htl | 2017 | CZ01 | cDXGF | DXSZCap | 57.2413 | 139998.9 | 994627.596 | 179282 | 0 | 293493.5 | 330466.496 | 50963.92 | 0 | 1547.938 | 35306.76
MsrNResSpltPkgAC-65to134-S13 | sim_annual | Htl | 2017 | CZ02 | cDXGF | DXSZCap | 50.1061 | 139998.9 | 918165.6126 | 179282 | 0 | 293493.5 | 173947.7126 | 151962.9 | 0 | 979.4333 | 37524.73
MsrNResSpltPkgAC-65to134-S13 | sim_annual | Htl | 2017 | CZ03 | cDXGF | DXSZCap | 59.9878 | 139998.9 | 842558.6146 | 179282 | 0 | 293493.5 | 174215.5146 | 116862.9 | 0 | 651.0176 | 38252.19
MsrNResSpltPkgAC-65to134-S13 | sim_annual | Htl | 2017 | CZ04 | cDXGF | DXSZCap | 50.3187 | 139998.9 | 852221.9243 | 179282 | 0 | 293493.5 | 110934.2243 | 189641.7 | 0 | 556.1242 | 38073.79
MsrNResSpltPkgAC-65to134-S13 | sim_annual | Htl | 2017 | CZ05 | cDXGF | DXSZCap | 59.5282 | 139998.9 | 849673.5132 | 179282 | 0 | 293493.5 | 163075.7132 | 126152.8 | 0 | 743.6465 | 43164.8
MsrNResSpltPkgAC-65to134-S13 | sim_annual | Htl | 2017 | CZ06 | cDXGF | DXSZCap | 62.7361 | 139998.9 | 817183.1469 | 179282 | 0 | 293493.5 | 72243.0469 | 212836 | 0 | 256.225 | 45684.08
MsrNResSpltPkgAC-65to134-S13 | sim_annual | Htl | 2017 | CZ07 | cDXGF | DXSZCap | 61.9329 | 139998.9 | 776316.8351 | 179282 | 0 | 293493.5 | 57108.8351 | 191915.8 | 0 | 125.5142 | 45292.54
MsrNResSpltPkgAC-65to134-S13 | sim_annual | Htl | 2017 | CZ08 | cDXGF | DXSZCap | 54.2402 | 139998.9 | 831906.7619 | 179282 | 0 | 293493.5 | 46533.7619 | 257167.8 | 0 | 238.6438 | 40974.59
MsrNResSpltPkgAC-65to134-S13 | sim_annual | Htl | 2017 | CZ09 | cDXGF | DXSZCap | 71.9347 | 139998.9 | 862928.772 | 179282 | 0 | 293493.5 | 68680.372 | 253689.2 | 0 | 453.976 | 49076.29
MsrNResSpltPkgAC-65to134-S13 | sim_annual | Htl | 2017 | CZ10 | cDXGF | DXSZCap | 64.7909 | 139998.9 | 908548.1249 | 179282 | 0 | 293493.5 | 80665.6249 | 274671.5 | 0 | 600.3046 | 47493.06
MsrNResSpltPkgAC-65to134-S13 | sim_annual | Htl | 2017 | CZ11 | cDXGF | DXSZCap | 68.7004 | 139998.9 | 1012837.4823 | 179282 | 0 | 293493.5 | 143078.0823 | 272534.8 | 0 | 1169.495 | 51235.8
MsrNResSpltPkgAC-65to134-S13 | sim_annual | Htl | 2017 | CZ12 | cDXGF | DXSZCap | 61.8581 | 139998.9 | 948594.9849 | 179282 | 0 | 293493.5 | 139710.9849 | 222004.6 | 0 | 977.3899 | 45909.32
MsrNResSpltPkgAC-65to134-S13 | sim_annual | Htl | 2017 | CZ13 | cDXGF | DXSZCap | 70.5885 | 139998.9 | 1010058.7608 | 179282 | 0 | 293493.5 | 121344.6608 | 307293.1 | 0 | 1045.99 | 53137.38
MsrNResSpltPkgAC-65to134-S13 | sim_annual | Htl | 2017 | CZ14 | cDXGF | DXSZCap | 70.2441 | 139998.9 | 1011091.8452 | 179282 | 0 | 293493.5 | 135628.6452 | 273887.8 | 0 | 1240.868 | 52195.23
MsrNResSpltPkgAC-65to134-S13 | sim_annual | Htl | 2017 | CZ15 | cDXGF | DXSZCap | 96.0546 | 139998.9 | 1077544.3641 | 179282 | 0 | 293493.5 | 33977.3641 | 496911.2 | 0 | 360.2459 | 64794.5
MsrNResSpltPkgAC-65to134-S13 | sim_annual | Htl | 2017 | CZ16 | cDXGF | DXSZCap | 60.9548 | 139998.9 | 1227623.476 | 179282 | 0 | 293493.5 | 336402.676 | 131869.9 | 0 | 1917.092 | 47323.63
MsrNResSpltPkgAC-65to134-S13 | sim_annual | Htl | 2020 | CZ01 | cDXGF | DXSZCap | 56.2618 | 139998.9 | 994645.55 | 162049.9 | 0 | 293493.5 | 348098.65 | 50560.24 | 0 | 1521.445 | 34966.41
MsrNResSpltPkgAC-65to134-S13 | sim_annual | Htl | 2020 | CZ02 | cDXGF | DXSZCap | 49.0808 | 139998.9 | 909414.4187 | 162049.9 | 0 | 293493.5 | 184043.8187 | 150482.2 | 0 | 959.4539 | 37012.42
MsrNResSpltPkgAC-65to134-S13 | sim_annual | Htl | 2020 | CZ03 | cDXGF | DXSZCap | 59.0203 | 139998.9 | 834834.0724 | 162049.9 | 0 | 293493.5 | 185078.3724 | 115733.3 | 0 | 640.5167 | 37827.72
MsrNResSpltPkgAC-65to134-S13 | sim_annual | Htl | 2020 | CZ04 | cDXGF | DXSZCap | 49.3005 | 139998.9 | 840603.4272 | 162049.9 | 0 | 293493.5 | 118685.6272 | 187834.7 | 0 | 544.8983 | 37494.26
MsrNResSpltPkgAC-65to134-S13 | sim_annual | Htl | 2020 | CZ05 | cDXGF | DXSZCap | 58.5518 | 139998.9 | 840948.5061 | 162049.9 | 0 | 293493.5 | 173092.0061 | 124851.9 | 0 | 731.4509 | 42731.51
MsrNResSpltPkgAC-65to134-S13 | sim_annual | Htl | 2020 | CZ06 | cDXGF | DXSZCap | 61.7378 | 139998.9 | 802453.0029 | 162049.9 | 0 | 293493.5 | 77338.9029 | 210599.2 | 0 | 252.1487 | 45217.6
MsrNResSpltPkgAC-65to134-S13 | sim_annual | Htl | 2020 | CZ07 | cDXGF | DXSZCap | 60.9413 | 139998.9 | 761678.1598 | 162049.9 | 0 | 293493.5 | 61878.2598 | 189845.1 | 0 | 123.5047 | 45097.73
MsrNResSpltPkgAC-65to134-S13 | sim_annual | Htl | 2020 | CZ08 | cDXGF | DXSZCap | 53.0608 | 139998.9 | 815702.2214 | 162049.9 | 0 | 293493.5 | 50501.4214 | 254766.6 | 0 | 233.4884 | 40312.94
MsrNResSpltPkgAC-65to134-S13 | sim_annual | Htl | 2020 | CZ09 | cDXGF | DXSZCap | 70.7876 | 139998.9 | 847477.7176 | 162049.9 | 0 | 293493.5 | 72916.9176 | 251697.4 | 0 | 446.7591 | 48493.14
MsrNResSpltPkgAC-65to134-S13 | sim_annual | Htl | 2020 | CZ10 | cDXGF | DXSZCap | 63.6864 | 139998.9 | 893406.6917 | 162049.9 | 0 | 293493.5 | 85320.6917 | 272541.8 | 0 | 590.1043 | 46903.24
MsrNResSpltPkgAC-65to134-S13 | sim_annual | Htl | 2020 | CZ11 | cDXGF | DXSZCap | 67.5535 | 139998.9 | 1000013.3692 | 162049.9 | 0 | 293493.5 | 149683.2692 | 270702.7 | 0 | 1150.019 | 50644.23
MsrNResSpltPkgAC-65to134-S13 | sim_annual | Htl | 2020 | CZ12 | cDXGF | DXSZCap | 60.7816 | 139998.9 | 936194.5702 | 162049.9 | 0 | 293493.5 | 146594.1702 | 220319.4 | 0 | 960.4243 | 45323.32
MsrNResSpltPkgAC-65to134-S13 | sim_annual | Htl | 2020 | CZ13 | cDXGF | DXSZCap | 69.4543 | 139998.9 | 996071.8783 | 162049.9 | 0 | 293493.5 | 127042.7783 | 305280.3 | 0 | 1029.234 | 52521.36
MsrNResSpltPkgAC-65to134-S13 | sim_annual | Htl | 2020 | CZ14 | cDXGF | DXSZCap | 69.0436 | 139998.9 | 997652.2671 | 162049.9 | 0 | 293493.5 | 141646.3671 | 272040.3 | 0 | 1219.7 | 51577.48
MsrNResSpltPkgAC-65to134-S13 | sim_annual | Htl | 2020 | CZ15 | cDXGF | DXSZCap | 94.8929 | 139998.9 | 1059195.5087 | 162049.9 | 0 | 293493.5 | 36175.5087 | 494093.1 | 0 | 355.9444 | 64233.53
MsrNResSpltPkgAC-65to134-S13 | sim_annual | Htl | 2020 | CZ16 | cDXGF | DXSZCap | 59.8926 | 139998.9 | 1221262.418 | 162049.9 | 0 | 293493.5 | 348384.618 | 130893.9 | 0 | 1883.698 | 46839.16
MsrNResSpltPkgAC-65to134-S13 | sim_annual | MBT | 1975 | CZ01 | cDXGF | DXSZCap | 365.8767 | 199999.2 | 1960251.268 | 527514.8 | 0 | 843741.4 | 471166.268 | 25077.49 | 0 | 9887.488 | 82864.45
MsrNResSpltPkgAC-65to134-S13 | sim_annual | MBT | 1975 | CZ02 | cDXGF | DXSZCap | 374.874 | 199999.2 | 1856934.1406 | 527514.8 | 0 | 843741.4 | 253115.1406 | 132158.3 | 0 | 7328.744 | 93076.97
MsrNResSpltPkgAC-65to134-S13 | sim_annual | MBT | 1975 | CZ03 | cDXGF | DXSZCap | 383.2726 | 199999.2 | 1762893.6601 | 527514.8 | 0 | 843741.4 | 212845.6601 | 85809.24 | 0 | 4156.581 | 88827.45
MsrNResSpltPkgAC-65to134-S13 | sim_annual | MBT | 1975 | CZ04 | cDXGF | DXSZCap | 372.4061 | 199999.2 | 1795151.0316 | 527514.8 | 0 | 843741.4 | 159615.0316 | 163842.7 | 0 | 4114.718 | 96323.18
MsrNResSpltPkgAC-65to134-S13 | sim_annual | MBT | 1975 | CZ05 | cDXGF | DXSZCap | 383.1857 | 199999.2 | 1760617.8614 | 527514.8 | 0 | 843741.4 | 183546.8614 | 106617.9 | 0 | 4785.216 | 94412.52
MsrNResSpltPkgAC-65to134-S13 | sim_annual | MBT | 1975 | CZ06 | cDXGF | DXSZCap | 403.5909 | 199999.2 | 1748591.8146 | 527514.8 | 0 | 843741.4 | 73745.8146 | 203084.7 | 0 | 1648.138 | 98858.86
MsrNResSpltPkgAC-65to134-S13 | sim_annual | MBT | 1975 | CZ07 | cDXGF | DXSZCap | 396.5989 | 199999.2 | 1701811.1011 | 527514.8 | 0 | 843741.4 | 57625.1011 | 172883.2 | 0 | 803.6966 | 99243.58
MsrNResSpltPkgAC-65to134-S13 | sim_annual | MBT | 1975 | CZ08 | cDXGF | DXSZCap | 400.6236 | 199999.2 | 1774465.83 | 527514.8 | 0 | 843741.4 | 60155.83 | 245347.8 | 0 | 1763.174 | 95944.42
MsrNResSpltPkgAC-65to134-S13 | sim_annual | MBT | 1975 | CZ09 | cDXGF | DXSZCap | 484.5481 | 199999.2 | 1790291.3208 | 527514.8 | 0 | 843741.4 | 81678.3208 | 226788.9 | 0 | 3058.387 | 107510.9
MsrNResSpltPkgAC-65to134-S13 | sim_annual | MBT | 1975 | CZ10 | cDXGF | DXSZCap | 454.7291 | 199999.2 | 1838362.9085 | 527514.8 | 0 | 843741.4 | 101563.9085 | 255998 | 0 | 4213.747 | 105332.3
MsrNResSpltPkgAC-65to134-S13 | sim_annual | MBT | 1975 | CZ11 | cDXGF | DXSZCap | 495.5349 | 199999.2 | 1988212.0885 | 527514.8 | 0 | 843741.4 | 254293.0885 | 241536 | 0 | 8436.493 | 112691.8
MsrNResSpltPkgAC-65to134-S13 | sim_annual | MBT | 1975 | CZ12 | cDXGF | DXSZCap | 449.1888 | 199999.2 | 1904675.4363 | 527514.8 | 0 | 843741.4 | 230854.4363 | 190119.5 | 0 | 7098.213 | 105349.1
MsrNResSpltPkgAC-65to134-S13 | sim_annual | MBT | 1975 | CZ13 | cDXGF | DXSZCap | 500.253 | 199999.2 | 1970455.3764 | 527514.8 | 0 | 843741.4 | 205772.3764 | 269139.9 | 0 | 7413.966 | 116874
MsrNResSpltPkgAC-65to134-S13 | sim_annual | MBT | 1975 | CZ14 | cDXGF | DXSZCap | 500.9111 | 199999.2 | 1973219.3129 | 527514.8 | 0 | 843741.4 | 234202.3129 | 246479.6 | 0 | 8849.604 | 112433.3
MsrNResSpltPkgAC-65to134-S13 | sim_annual | MBT | 1975 | CZ15 | cDXGF | DXSZCap | 631.5526 | 199999.2 | 2042425.5738 | 527514.8 | 0 | 843741.4 | 39990.5738 | 485503.3 | 0 | 2369.317 | 143306.9
MsrNResSpltPkgAC-65to134-S13 | sim_annual | MBT | 1975 | CZ16 | cDXGF | DXSZCap | 399.3959 | 199999.2 | 2206132.946 | 527514.8 | 0 | 843741.4 | 644166.946 | 86117.03 | 0 | 12559.35 | 92034.2
MsrNResSpltPkgAC-65to134-S13 | sim_annual | MBT | 1985 | CZ01 | cDXGF | DXSZCap | 358.7311 | 199999.2 | 1895187.012 | 527514.8 | 0 | 808183.8 | 443861.012 | 24650.36 | 0 | 9694.355 | 81280.47
MsrNResSpltPkgAC-65to134-S13 | sim_annual | MBT | 1985 | CZ02 | cDXGF | DXSZCap | 366.4516 | 199999.2 | 1798164.2227 | 527514.8 | 0 | 808183.8 | 234858.2227 | 129430.7 | 0 | 7164.202 | 91010.6
MsrNResSpltPkgAC-65to134-S13 | sim_annual | MBT | 1985 | CZ03 | cDXGF | DXSZCap | 375.2833 | 199999.2 | 1709696.6514 | 527514.8 | 0 | 808183.8 | 198498.6514 | 84403.38 | 0 | 4069.963 | 87024.13
MsrNResSpltPkgAC-65to134-S13 | sim_annual | MBT | 1985 | CZ04 | cDXGF | DXSZCap | 363.5498 | 199999.2 | 1741798.9326 | 527514.8 | 0 | 808183.8 | 147442.9326 | 160505.3 | 0 | 4016.962 | 94132.55
MsrNResSpltPkgAC-65to134-S13 | sim_annual | MBT | 1985 | CZ05 | cDXGF | DXSZCap | 375.2521 | 199999.2 | 1708014.9968 | 527514.8 | 0 | 808183.8 | 170202.9968 | 104807.1 | 0 | 4686.151 | 92617.63
MsrNResSpltPkgAC-65to134-S13 | sim_annual | MBT | 1985 | CZ06 | cDXGF | DXSZCap | 394.9974 | 199999.2 | 1701658.2169 | 527514.8 | 0 | 808183.8 | 67757.2169 | 199642.9 | 0 | 1613.05 | 96943.66
MsrNResSpltPkgAC-65to134-S13 | sim_annual | MBT | 1985 | CZ07 | cDXGF | DXSZCap | 388.5604 | 199999.2 | 1656698.039 | 527514.8 | 0 | 808183.8 | 53069.039 | 169770.7 | 0 | 787.4128 | 97369.77
MsrNResSpltPkgAC-65to134-S13 | sim_annual | MBT | 1985 | CZ08 | cDXGF | DXSZCap | 391.7103 | 199999.2 | 1726594.4977 | 527514.8 | 0 | 808183.8 | 55300.4977 | 240075.9 | 0 | 1723.953 | 93793.3
MsrNResSpltPkgAC-65to134-S13 | sim_annual | MBT | 1985 | CZ09 | cDXGF | DXSZCap | 473.7971 | 199999.2 | 1739817.6876 | 527514.8 | 0 | 808183.8 | 74349.6876 | 221723.7 | 0 | 2990.54 | 105052.4
MsrNResSpltPkgAC-65to134-S13 | sim_annual | MBT | 1985 | CZ10 | cDXGF | DXSZCap | 444.4083 | 199999.2 | 1786201.9148 | 527514.8 | 0 | 808183.8 | 93180.9148 | 250314.6 | 0 | 4118.115 | 102887.3
MsrNResSpltPkgAC-65to134-S13 | sim_annual | MBT | 1985 | CZ11 | cDXGF | DXSZCap | 484.2263 | 199999.2 | 1925263.2319 | 527514.8 | 0 | 808183.8 | 235750.2319 | 235555.5 | 0 | 8244.023 | 110012
MsrNResSpltPkgAC-65to134-S13 | sim_annual | MBT | 1985 | CZ12 | cDXGF | DXSZCap | 438.6043 | 199999.2 | 1846522.6823 | 527514.8 | 0 | 808183.8 | 215214.6823 | 185844.4 | 0 | 6930.973 | 102832.3
MsrNResSpltPkgAC-65to134-S13 | sim_annual | MBT | 1985 | CZ13 | cDXGF | DXSZCap | 488.8778 | 199999.2 | 1911051.3022 | 527514.8 | 0 | 808183.8 | 191635.3022 | 262368.6 | 0 | 7245.423 | 114100.9
MsrNResSpltPkgAC-65to134-S13 | sim_annual | MBT | 1985 | CZ14 | cDXGF | DXSZCap | 489.7394 | 199999.2 | 1911724.9354 | 527514.8 | 0 | 808183.8 | 216836.9354 | 240698.8 | 0 | 8652.239 | 109835.8
MsrNResSpltPkgAC-65to134-S13 | sim_annual | MBT | 1985 | CZ15 | cDXGF | DXSZCap | 618.8961 | 199999.2 | 1986328.8721 | 527514.8 | 0 | 808183.8 | 35663.8721 | 472546 | 0 | 2321.836 | 140095.9
MsrNResSpltPkgAC-65to134-S13 | sim_annual | MBT | 1985 | CZ16 | cDXGF | DXSZCap | 390.8733 | 199999.2 | 2131115.059 | 527514.8 | 0 | 808183.8 | 608931.059 | 84235.91 | 0 | 12291.48 | 89955.61
MsrNResSpltPkgAC-65to134-S13 | sim_annual | MBT | 1996 | CZ01 | cDXGF | DXSZCap | 340.2045 | 199999.2 | 1839530.437 | 527514.8 | 0 | 772633.8 | 429423.437 | 23514.22 | 0 | 9193.619 | 77252.45
MsrNResSpltPkgAC-65to134-S13 | sim_annual | MBT | 1996 | CZ02 | cDXGF | DXSZCap | 357.2847 | 199999.2 | 1758490.7192 | 527514.8 | 0 | 772633.8 | 239238.7192 | 123880.1 | 0 | 6985.173 | 88239.09
MsrNResSpltPkgAC-65to134-S13 | sim_annual | MBT | 1996 | CZ03 | cDXGF | DXSZCap | 365.6017 | 199999.2 | 1678888.6866 | 527514.8 | 0 | 772633.8 | 210548.6866 | 80032.91 | 0 | 3965.07 | 84194.2
MsrNResSpltPkgAC-65to134-S13 | sim_annual | MBT | 1996 | CZ04 | cDXGF | DXSZCap | 355.8595 | 199999.2 | 1704599.8392 | 527514.8 | 0 | 772633.8 | 155393.8392 | 153746.4 | 0 | 3932.26 | 91379.98
MsrNResSpltPkgAC-65to134-S13 | sim_annual | MBT | 1996 | CZ05 | cDXGF | DXSZCap | 365.555 | 199999.2 | 1675536.5424 | 527514.8 | 0 | 772633.8 | 181471.5424 | 99586.38 | 0 | 4565.104 | 89766.52
MsrNResSpltPkgAC-65to134-S13 | sim_annual | MBT | 1996 | CZ06 | cDXGF | DXSZCap | 393.8555 | 199999.2 | 1667884.7391 | 527514.8 | 0 | 772633.8 | 80527.7391 | 190502.8 | 0 | 1608.454 | 95097.63
MsrNResSpltPkgAC-65to134-S13 | sim_annual | MBT | 1996 | CZ07 | cDXGF | DXSZCap | 386.8069 | 199999.2 | 1621361.9807 | 527514.8 | 0 | 772633.8 | 64040.9807 | 161101.3 | 0 | 783.8846 | 95288.24
MsrNResSpltPkgAC-65to134-S13 | sim_annual | MBT | 1996 | CZ08 | cDXGF | DXSZCap | 394.5078 | 199999.2 | 1694456.5831 | 527514.8 | 0 | 772633.8 | 66905.5831 | 233085.1 | 0 | 1736.302 | 92582.3
MsrNResSpltPkgAC-65to134-S13 | sim_annual | MBT | 1996 | CZ09 | cDXGF | DXSZCap | 477.9653 | 199999.2 | 1716359.5379 | 527514.8 | 0 | 772633.8 | 93071.5379 | 215680.2 | 0 | 3016.872 | 104443.4
MsrNResSpltPkgAC-65to134-S13 | sim_annual | MBT | 1996 | CZ10 | cDXGF | DXSZCap | 448.5877 | 199999.2 | 1764287.5742 | 527514.8 | 0 | 772633.8 | 113024.5742 | 244781 | 0 | 4156.917 | 102177.7
MsrNResSpltPkgAC-65to134-S13 | sim_annual | MBT | 1996 | CZ11 | cDXGF | DXSZCap | 464.2308 | 199999.2 | 1857722.8368 | 527514.8 | 0 | 772633.8 | 223200.8368 | 221794.3 | 0 | 7903.623 | 104676.7
MsrNResSpltPkgAC-65to134-S13 | sim_annual | MBT | 1996 | CZ12 | cDXGF | DXSZCap | 419.1723 | 199999.2 | 1784377.7823 | 527514.8 | 0 | 772633.8 | 205164.7823 | 174848.4 | 0 | 6624.015 | 97592.64
MsrNResSpltPkgAC-65to134-S13 | sim_annual | MBT | 1996 | CZ13 | cDXGF | DXSZCap | 468.7959 | 199999.2 | 1846324.3573 | 527514.8 | 0 | 772633.8 | 182977.3573 | 247660.7 | 0 | 6947.813 | 108590.4
MsrNResSpltPkgAC-65to134-S13 | sim_annual | MBT | 1996 | CZ14 | cDXGF | DXSZCap | 469.0477 | 199999.2 | 1846320.0312 | 527514.8 | 0 | 772633.8 | 207590.0312 | 225989.6 | 0 | 8286.73 | 104305.9
MsrNResSpltPkgAC-65to134-S13 | sim_annual | MBT | 1996 | CZ15 | cDXGF | DXSZCap | 597.427 | 199999.2 | 1917248.4802 | 527514.8 | 0 | 772633.8 | 33692.4802 | 447218.7 | 0 | 2241.29 | 133948.8
MsrNResSpltPkgAC-65to134-S13 | sim_annual | MBT | 1996 | CZ16 | cDXGF | DXSZCap | 370.0954 | 199999.2 | 2056958.588 | 527514.8 | 0 | 772633.8 | 581697.588 | 78811.72 | 0 | 11638.28 | 84663.44
MsrNResSpltPkgAC-65to134-S13 | sim_annual | MBT | 2003 | CZ01 | cDXGF | DXSZCap | 323.1606 | 199999.2 | 1806974.066 | 527514.8 | 0 | 737073.3 | 437848.066 | 22259.02 | 0 | 8733.154 | 73541.29
MsrNResSpltPkgAC-65to134-S13 | sim_annual | MBT | 2003 | CZ02 | cDXGF | DXSZCap | 333.6827 | 199999.2 | 1692956.1845 | 527514.8 | 0 | 737073.3 | 225307.1845 | 114281.1 | 0 | 6523.985 | 82250.02
MsrNResSpltPkgAC-65to134-S13 | sim_annual | MBT | 2003 | CZ03 | cDXGF | DXSZCap | 356.7469 | 199999.2 | 1628794.2209 | 527514.8 | 0 | 737073.3 | 200377.2209 | 77877.85 | 0 | 3869.087 | 82076.04
MsrNResSpltPkgAC-65to134-S13 | sim_annual | MBT | 2003 | CZ04 | cDXGF | DXSZCap | 346.9427 | 199999.2 | 1652822.0038 | 527514.8 | 0 | 737073.3 | 146206.0038 | 149226.9 | 0 | 3833.884 | 88961.04
MsrNResSpltPkgAC-65to134-S13 | sim_annual | MBT | 2003 | CZ05 | cDXGF | DXSZCap | 356.7633 | 199999.2 | 1626294.0104 | 527514.8 | 0 | 737073.3 | 172821.0104 | 96790.44 | 0 | 4455.343 | 87633.12
MsrNResSpltPkgAC-65to134-S13 | sim_annual | MBT | 2003 | CZ06 | cDXGF | DXSZCap | 386.6468 | 199999.2 | 1622517.8518 | 527514.8 | 0 | 737073.3 | 75632.8518 | 187222.2 | 0 | 1579.017 | 93490.8
MsrNResSpltPkgAC-65to134-S13 | sim_annual | MBT | 2003 | CZ07 | cDXGF | DXSZCap | 379.8158 | 199999.2 | 1577620.0176 | 527514.8 | 0 | 737073.3 | 60523.0176 | 158079.1 | 0 | 769.7178 | 93654.78
MsrNResSpltPkgAC-65to134-S13 | sim_annual | MBT | 2003 | CZ08 | cDXGF | DXSZCap | 387.8875 | 199999.2 | 1648818.5634 | 527514.8 | 0 | 737073.3 | 63479.5634 | 228185.9 | 0 | 1707.175 | 90852.71
MsrNResSpltPkgAC-65to134-S13 | sim_annual | MBT | 2003 | CZ09 | cDXGF | DXSZCap | 470.1054 | 199999.2 | 1668946.9733 | 527514.8 | 0 | 737073.3 | 87667.9733 | 211163.2 | 0 | 2967.264 | 102554.6
MsrNResSpltPkgAC-65to134-S13 | sim_annual | MBT | 2003 | CZ10 | cDXGF | DXSZCap | 409.8243 | 199999.2 | 1678397.7823 | 527514.8 | 0 | 737073.3 | 92359.7823 | 224133.1 | 0 | 3797.687 | 93513.29
MsrNResSpltPkgAC-65to134-S13 | sim_annual | MBT | 2003 | CZ11 | cDXGF | DXSZCap | 448.2802 | 199999.2 | 1809176.1673 | 527514.8 | 0 | 737073.3 | 225805.1673 | 210749.8 | 0 | 7632.035 | 100395.7
MsrNResSpltPkgAC-65to134-S13 | sim_annual | MBT | 2003 | CZ12 | cDXGF | DXSZCap | 403.5168 | 199999.2 | 1737720.1686 | 527514.8 | 0 | 737073.3 | 208109.1686 | 165383.5 | 0 | 6376.71 | 93256.91
MsrNResSpltPkgAC-65to134-S13 | sim_annual | MBT | 2003 | CZ13 | cDXGF | DXSZCap | 452.5534 | 199999.2 | 1797007.6264 | 527514.8 | 0 | 737073.3 | 185921.6264 | 235695.6 | 0 | 6707.137 | 104089.6
MsrNResSpltPkgAC-65to134-S13 | sim_annual | MBT | 2003 | CZ14 | cDXGF | DXSZCap | 453.9284 | 199999.2 | 1802241.5889 | 527514.8 | 0 | 737073.3 | 214082.5889 | 215311.7 | 0 | 8019.644 | 100233.3
MsrNResSpltPkgAC-65to134-S13 | sim_annual | MBT | 2003 | CZ15 | cDXGF | DXSZCap | 582.3376 | 199999.2 | 1861273.2914 | 527514.8 | 0 | 737073.3 | 35145.2914 | 429777.3 | 0 | 2184.682 | 129572.3
MsrNResSpltPkgAC-65to134-S13 | sim_annual | MBT | 2003 | CZ16 | cDXGF | DXSZCap | 352.4626 | 199999.2 | 2015871.885 | 527514.8 | 0 | 737073.3 | 585983.885 | 73993.6 | 0 | 11083.81 | 80216.64
MsrNResSpltPkgAC-65to134-S13 | sim_annual | MBT | 2007 | CZ01 | cDXGF | DXSZCap | 319.96 | 199999.2 | 1789178.707 | 527514.8 | 0 | 737073.3 | 419575.707 | 23212.79 | 0 | 8645.697 | 73151.31
MsrNResSpltPkgAC-65to134-S13 | sim_annual | MBT | 2007 | CZ02 | cDXGF | DXSZCap | 327.4374 | 199999.2 | 1681515.9972 | 527514.8 | 0 | 737073.3 | 214522.9972 | 114615.3 | 0 | 6401.492 | 81382.69
MsrNResSpltPkgAC-65to134-S13 | sim_annual | MBT | 2007 | CZ03 | cDXGF | DXSZCap | 352.9629 | 199999.2 | 1619780.4587 | 527514.8 | 0 | 737073.3 | 190630.4587 | 79015.44 | 0 | 3827.591 | 81713.45
MsrNResSpltPkgAC-65to134-S13 | sim_annual | MBT | 2007 | CZ04 | cDXGF | DXSZCap | 341.1726 | 199999.2 | 1644273.6032 | 527514.8 | 0 | 737073.3 | 138091.6032 | 149561.9 | 0 | 3769.693 | 88256.66
MsrNResSpltPkgAC-65to134-S13 | sim_annual | MBT | 2007 | CZ05 | cDXGF | DXSZCap | 352.8496 | 199999.2 | 1618663.1451 | 527514.8 | 0 | 737073.3 | 164543.1451 | 97884.51 | 0 | 4406.224 | 87235.34
MsrNResSpltPkgAC-65to134-S13 | sim_annual | MBT | 2007 | CZ06 | cDXGF | DXSZCap | 386.6468 | 199999.2 | 1622517.8518 | 527514.8 | 0 | 737073.3 | 75632.8518 | 187222.2 | 0 | 1579.017 | 93490.8
MsrNResSpltPkgAC-65to134-S13 | sim_annual | MBT | 2007 | CZ07 | cDXGF | DXSZCap | 379.8158 | 199999.2 | 1577620.0176 | 527514.8 | 0 | 737073.3 | 60523.0176 | 158079.1 | 0 | 769.7178 | 93654.78
MsrNResSpltPkgAC-65to134-S13 | sim_annual | MBT | 2007 | CZ08 | cDXGF | DXSZCap | 387.8875 | 199999.2 | 1648818.5634 | 527514.8 | 0 | 737073.3 | 63479.5634 | 228185.9 | 0 | 1707.175 | 90852.71
MsrNResSpltPkgAC-65to134-S13 | sim_annual | MBT | 2007 | CZ09 | cDXGF | DXSZCap | 470.1054 | 199999.2 | 1668946.9733 | 527514.8 | 0 | 737073.3 | 87667.9733 | 211163.2 | 0 | 2967.264 | 102554.6
MsrNResSpltPkgAC-65to134-S13 | sim_annual | MBT | 2007 | CZ10 | cDXGF | DXSZCap | 403.0589 | 199999.2 | 1669547.1916 | 527514.8 | 0 | 737073.3 | 86107.1916 | 222637.4 | 0 | 3734.988 | 92474.34
MsrNResSpltPkgAC-65to134-S13 | sim_annual | MBT | 2007 | CZ11 | cDXGF | DXSZCap | 440.2917 | 199999.2 | 1789196.9187 | 527514.8 | 0 | 737073.3 | 209739.9187 | 208401.3 | 0 | 7496.056 | 98966.34
MsrNResSpltPkgAC-65to134-S13 | sim_annual | MBT | 2007 | CZ12 | cDXGF | DXSZCap | 396.28 | 199999.2 | 1722478.9256 | 527514.8 | 0 | 737073.3 | 195172.9256 | 164359.6 | 0 | 6262.263 | 92090.52
MsrNResSpltPkgAC-65to134-S13 | sim_annual | MBT | 2007 | CZ13 | cDXGF | DXSZCap | 444.6947 | 199999.2 | 1778754.0963 | 527514.8 | 0 | 737073.3 | 172729.0963 | 232254.2 | 0 | 6590.648 | 102586.4
MsrNResSpltPkgAC-65to134-S13 | sim_annual | MBT | 2007 | CZ14 | cDXGF | DXSZCap | 445.9424 | 199999.2 | 1782860.2834 | 527514.8 | 0 | 737073.3 | 198564.2834 | 213004.1 | 0 | 7878.553 | 98820.2
MsrNResSpltPkgAC-65to134-S13 | sim_annual | MBT | 2007 | CZ15 | cDXGF | DXSZCap | 573.0286 | 199999.2 | 1847747.569 | 527514.8 | 0 | 737073.3 | 31448.569 | 421899.8 | 0 | 2149.76 | 127655.7
MsrNResSpltPkgAC-65to134-S13 | sim_annual | MBT | 2007 | CZ16 | cDXGF | DXSZCap | 348.4511 | 199999.2 | 1984600.651 | 527514.8 | 0 | 737073.3 | 555588.651 | 73935.56 | 0 | 10957.37 | 79525.84
MsrNResSpltPkgAC-65to134-S13 | sim_annual | MBT | 2011 | CZ01 | cDXGF | DXSZCap | 315.4475 | 199999.2 | 1742837.545 | 508963.8 | 0 | 737073.3 | 393078.545 | 23022.16 | 0 | 8523.808 | 72171.1
MsrNResSpltPkgAC-65to134-S13 | sim_annual | MBT | 2011 | CZ02 | cDXGF | DXSZCap | 309.5642 | 199999.2 | 1610375.2431 | 508963.8 | 0 | 737073.3 | 165242.2431 | 114535 | 0 | 6051.167 | 78504.91
MsrNResSpltPkgAC-65to134-S13 | sim_annual | MBT | 2011 | CZ03 | cDXGF | DXSZCap | 341.8961 | 199999.2 | 1564090.6996 | 508963.8 | 0 | 737073.3 | 153132.6996 | 80990.24 | 0 | 3706.876 | 80219.14
MsrNResSpltPkgAC-65to134-S13 | sim_annual | MBT | 2011 | CZ04 | cDXGF | DXSZCap | 321.9058 | 199999.2 | 1584146.4871 | 508963.8 | 0 | 737073.3 | 99993.4871 | 149228.5 | 0 | 3555.854 | 85326.94
MsrNResSpltPkgAC-65to134-S13 | sim_annual | MBT | 2011 | CZ05 | cDXGF | DXSZCap | 344.256 | 199999.2 | 1564711.7805 | 508963.8 | 0 | 737073.3 | 129370.7805 | 99066.2 | 0 | 4298.773 | 85934.32
MsrNResSpltPkgAC-65to134-S13 | sim_annual | MBT | 2011 | CZ06 | cDXGF | DXSZCap | 379.8211 | 199999.2 | 1593478.5188 | 508963.8 | 0 | 737073.3 | 67639.5188 | 186054.1 | 0 | 1551.139 | 92192.2
MsrNResSpltPkgAC-65to134-S13 | sim_annual | MBT | 2011 | CZ07 | cDXGF | DXSZCap | 369.648 | 199999.2 | 1547178.0864 | 508963.8 | 0 | 737073.3 | 50620.0864 | 157766.3 | 0 | 749.0996 | 92001.26
MsrNResSpltPkgAC-65to134-S13 | sim_annual | MBT | 2011 | CZ08 | cDXGF | DXSZCap | 370.1882 | 199999.2 | 1605784.5791 | 508963.8 | 0 | 737073.3 | 45918.5791 | 224291.4 | 0 | 1629.25 | 87903.53
MsrNResSpltPkgAC-65to134-S13 | sim_annual | MBT | 2011 | CZ09 | cDXGF | DXSZCap | 427.6506 | 199999.2 | 1593813.0955 | 508963.8 | 0 | 737073.3 | 45706.0955 | 203786 | 0 | 2699.233 | 95580.55
MsrNResSpltPkgAC-65to134-S13 | sim_annual | MBT | 2011 | CZ10 | cDXGF | DXSZCap | 381.1276 | 199999.2 | 1616948.264 | 508963.8 | 0 | 737073.3 | 61661.264 | 217068.6 | 0 | 3531.702 | 88644.88
MsrNResSpltPkgAC-65to134-S13 | sim_annual | MBT | 2011 | CZ11 | cDXGF | DXSZCap | 415.4487 | 199999.2 | 1700004.2991 | 508963.8 | 0 | 737073.3 | 152582.2991 | 200156.8 | 0 | 7073.048 | 94150.66
MsrNResSpltPkgAC-65to134-S13 | sim_annual | MBT | 2011 | CZ12 | cDXGF | DXSZCap | 373.2776 | 199999.2 | 1646767.5781 | 508963.8 | 0 | 737073.3 | 146371.5781 | 160476.5 | 0 | 5898.534 | 87979.18
MsrNResSpltPkgAC-65to134-S13 | sim_annual | MBT | 2011 | CZ13 | cDXGF | DXSZCap | 419.626 | 199999.2 | 1698448.9979 | 508963.8 | 0 | 737073.3 | 126830.9979 | 221799.9 | 0 | 6219.007 | 97557.41
MsrNResSpltPkgAC-65to134-S13 | sim_annual | MBT | 2011 | CZ14 | cDXGF | DXSZCap | 421.1357 | 199999.2 | 1697389.2092 | 508963.8 | 0 | 737073.3 | 144579.2092 | 205250.6 | 0 | 7440.215 | 94078.26
MsrNResSpltPkgAC-65to134-S13 | sim_annual | MBT | 2011 | CZ15 | cDXGF | DXSZCap | 544.5371 | 199999.2 | 1786788.8514 | 508963.8 | 0 | 737073.3 | 19528.8514 | 397736.8 | 0 | 2042.868 | 121439
MsrNResSpltPkgAC-65to134-S13 | sim_annual | MBT | 2011 | CZ16 | cDXGF | DXSZCap | 333.3766 | 199999.2 | 1855053.113 | 508963.8 | 0 | 737073.3 | 448800.113 | 73140.05 | 0 | 10482.7 | 76589.49
MsrNResSpltPkgAC-65to134-S13 | sim_annual | MBT | 2015 | CZ01 | cDXGF | DXSZCap | 307.6979 | 199999.2 | 1727003.666 | 499687.6 | 0 | 737073.3 | 388975.666 | 22465.31 | 0 | 8314.44 | 70482.29
MsrNResSpltPkgAC-65to134-S13 | sim_annual | MBT | 2015 | CZ02 | cDXGF | DXSZCap | 300.2823 | 199999.2 | 1592085.3285 | 499687.6 | 0 | 737073.3 | 162197.3285 | 111032.6 | 0 | 5869.981 | 76220.59
MsrNResSpltPkgAC-65to134-S13 | sim_annual | MBT | 2015 | CZ03 | cDXGF | DXSZCap | 316.0549 | 199999.2 | 1543745.8113 | 499687.6 | 0 | 737073.3 | 153758.8113 | 75560.67 | 0 | 3426.507 | 74234.38
MsrNResSpltPkgAC-65to134-S13 | sim_annual | MBT | 2015 | CZ04 | cDXGF | DXSZCap | 297.7971 | 199999.2 | 1556649.192 | 499687.6 | 0 | 737073.3 | 99369.192 | 138085 | 0 | 3289.673 | 79139.64
MsrNResSpltPkgAC-65to134-S13 | sim_annual | MBT | 2015 | CZ05 | cDXGF | DXSZCap | 317.7112 | 199999.2 | 1544570.5388 | 499687.6 | 0 | 737073.3 | 131847.5388 | 92178.02 | 0 | 3967.2 | 79812.93
MsrNResSpltPkgAC-65to134-S13 | sim_annual | MBT | 2015 | CZ06 | cDXGF | DXSZCap | 349.7595 | 199999.2 | 1563811.978 | 499687.6 | 0 | 737073.3 | 68721.978 | 171701.1 | 0 | 1428.372 | 85195.33
MsrNResSpltPkgAC-65to134-S13 | sim_annual | MBT | 2015 | CZ07 | cDXGF | DXSZCap | 340.6516 | 199999.2 | 1521818.267 | 499687.6 | 0 | 737073.3 | 52716.267 | 146401 | 0 | 690.3373 | 85245.74
MsrNResSpltPkgAC-65to134-S13 | sim_annual | MBT | 2015 | CZ08 | cDXGF | DXSZCap | 343.9249 | 199999.2 | 1572313.0613 | 499687.6 | 0 | 737073.3 | 45715.0613 | 207093.7 | 0 | 1513.688 | 81225.15
MsrNResSpltPkgAC-65to134-S13 | sim_annual | MBT | 2015 | CZ09 | cDXGF | DXSZCap | 399.7569 | 199999.2 | 1559364.654 | 499687.6 | 0 | 737073.3 | 44148.654 | 187212.3 | 0 | 2523.201 | 88715.83
MsrNResSpltPkgAC-65to134-S13 | sim_annual | MBT | 2015 | CZ10 | cDXGF | DXSZCap | 371.7262 | 199999.2 | 1595874.4585 | 499687.6 | 0 | 737073.3 | 58595.4585 | 210793.4 | 0 | 3444.587 | 86275.09
MsrNResSpltPkgAC-65to134-S13 | sim_annual | MBT | 2015 | CZ11 | cDXGF | DXSZCap | 405.6784 | 199999.2 | 1671836.7881 | 499687.6 | 0 | 737073.3 | 142553.7881 | 193947.7 | 0 | 6906.744 | 91662.9
MsrNResSpltPkgAC-65to134-S13 | sim_annual | MBT | 2015 | CZ12 | cDXGF | DXSZCap | 363.665 | 199999.2 | 1622348.0354 | 499687.6 | 0 | 737073.3 | 138811.0354 | 155495.6 | 0 | 5746.722 | 85528.81
MsrNResSpltPkgAC-65to134-S13 | sim_annual | MBT | 2015 | CZ13 | cDXGF | DXSZCap | 409.4087 | 199999.2 | 1671445.461 | 499687.6 | 0 | 737073.3 | 118482.461 | 215193.8 | 0 | 6067.656 | 94936.04
MsrNResSpltPkgAC-65to134-S13 | sim_annual | MBT | 2015 | CZ14 | cDXGF | DXSZCap | 411.0168 | 199999.2 | 1670612.9592 | 499687.6 | 0 | 737073.3 | 136301.9592 | 198760.8 | 0 | 7261.499 | 91522.97
MsrNResSpltPkgAC-65to134-S13 | sim_annual | MBT | 2015 | CZ15 | cDXGF | DXSZCap | 535.1565 | 199999.2 | 1761500.4873 | 499687.6 | 0 | 737073.3 | 17003.4873 | 386890.1 | 0 | 2007.679 | 118833.7
MsrNResSpltPkgAC-65to134-S13 | sim_annual | MBT | 2015 | CZ16 | cDXGF | DXSZCap | 324.3711 | 199999.2 | 1832797.402 | 499687.6 | 0 | 737073.3 | 440705.402 | 70760.3 | 0 | 10199.53 | 74366.21
MsrNResSpltPkgAC-65to134-S13 | sim_annual | MBT | 2017 | CZ01 | cDXGF | DXSZCap | 297.2403 | 199999.2 | 1673339.37 | 482301.6 | 0 | 737073.3 | 351040.37 | 25640.83 | 0 | 8028.645 | 69249.65
MsrNResSpltPkgAC-65to134-S13 | sim_annual | MBT | 2017 | CZ02 | cDXGF | DXSZCap | 290.8442 | 199999.2 | 1573296.4517 | 482301.6 | 0 | 737073.3 | 162766.4517 | 110709.7 | 0 | 5684.305 | 74755.63
MsrNResSpltPkgAC-65to134-S13 | sim_annual | MBT | 2017 | CZ03 | cDXGF | DXSZCap | 310.5634 | 199999.2 | 1529068.0847 | 482301.6 | 0 | 737073.3 | 156432.0847 | 76316.66 | 0 | 3366.33 | 73572.87
MsrNResSpltPkgAC-65to134-S13 | sim_annual | MBT | 2017 | CZ04 | cDXGF | DXSZCap | 288.8036 | 199999.2 | 1538272.6464 | 482301.6 | 0 | 737073.3 | 100406.6464 | 137487.6 | 0 | 3189.2 | 77809.52
MsrNResSpltPkgAC-65to134-S13 | sim_annual | MBT | 2017 | CZ05 | cDXGF | DXSZCap | 307.9828 | 199999.2 | 1523915.7475 | 482301.6 | 0 | 737073.3 | 127852.7475 | 94072.53 | 0 | 3845.059 | 78766.03
MsrNResSpltPkgAC-65to134-S13 | sim_annual | MBT | 2017 | CZ06 | cDXGF | DXSZCap | 331.9378 | 199999.2 | 1532221.8558 | 482301.6 | 0 | 737073.3 | 57064.8558 | 171665.3 | 0 | 1355.496 | 82756.14
MsrNResSpltPkgAC-65to134-S13 | sim_annual | MBT | 2017 | CZ07 | cDXGF | DXSZCap | 327.7148 | 199999.2 | 1497074.9288 | 482301.6 | 0 | 737073.3 | 46358.9288 | 147071.3 | 0 | 664.0912 | 83600.02
MsrNResSpltPkgAC-65to134-S13 | sim_annual | MBT | 2017 | CZ08 | cDXGF | DXSZCap | 329.8899 | 199999.2 | 1547352.5117 | 482301.6 | 0 | 737073.3 | 43931.5117 | 203544.7 | 0 | 1451.878 | 79044.7
MsrNResSpltPkgAC-65to134-S13 | sim_annual | MBT | 2017 | CZ09 | cDXGF | DXSZCap | 389.768 | 199999.2 | 1536760.8409 | 482301.6 | 0 | 737073.3 | 43135.8409 | 184736.1 | 0 | 2460.114 | 87048.95
MsrNResSpltPkgAC-65to134-S13 | sim_annual | MBT | 2017 | CZ10 | cDXGF | DXSZCap | 361.6194 | 199999.2 | 1572571.8922 | 482301.6 | 0 | 737073.3 | 57625.8922 | 207653.8 | 0 | 3350.878 | 84561.68
MsrNResSpltPkgAC-65to134-S13 | sim_annual | MBT | 2017 | CZ11 | cDXGF | DXSZCap | 393.756 | 199999.2 | 1641861.9205 | 482301.6 | 0 | 737073.3 | 136103.9205 | 190220.7 | 0 | 6703.656 | 89453.91
MsrNResSpltPkgAC-65to134-S13 | sim_annual | MBT | 2017 | CZ12 | cDXGF | DXSZCap | 352.7111 | 199999.2 | 1596512.0812 | 482301.6 | 0 | 737073.3 | 134882.0812 | 153391.1 | 0 | 5573.408 | 83286.08
MsrNResSpltPkgAC-65to134-S13 | sim_annual | MBT | 2017 | CZ13 | cDXGF | DXSZCap | 397.6849 | 199999.2 | 1641099.4503 | 482301.6 | 0 | 737073.3 | 113126.4503 | 210096.4 | 0 | 5893.778 | 92602.66
MsrNResSpltPkgAC-65to134-S13 | sim_annual | MBT | 2017 | CZ14 | cDXGF | DXSZCap | 399.3151 | 199999.2 | 1640039.485 | 482301.6 | 0 | 737073.3 | 129255.485 | 194990.2 | 0 | 7054.663 | 89359.17
MsrNResSpltPkgAC-65to134-S13 | sim_annual | MBT | 2017 | CZ15 | cDXGF | DXSZCap | 521.8932 | 199999.2 | 1728901.9889 | 482301.6 | 0 | 737073.3 | 15635.989 | 375895.5 | 0 | 1957.919 | 116032.9
MsrNResSpltPkgAC-65to134-S13 | sim_annual | MBT | 2017 | CZ16 | cDXGF | DXSZCap | 317.9906 | 199999.2 | 1799556.584 | 482301.6 | 0 | 737073.3 | 426809.584 | 70194.18 | 0 | 9998.304 | 73174.34
MsrNResSpltPkgAC-65to134-S13 | sim_annual | MBT | 2020 | CZ01 | cDXGF | DXSZCap | 282.6957 | 199999.2 | 1584614.68 | 366189 | 0 | 737073.3 | 386103.68 | 22133.36 | 0 | 7637.129 | 65471.63
MsrNResSpltPkgAC-65to134-S13 | sim_annual | MBT | 2020 | CZ02 | cDXGF | DXSZCap | 277.817 | 199999.2 | 1460152.6963 | 366189 | 0 | 737073.3 | 180112.6963 | 100957.3 | 0 | 5430.425 | 70383.56
MsrNResSpltPkgAC-65to134-S13 | sim_annual | MBT | 2020 | CZ03 | cDXGF | DXSZCap | 295.3912 | 199999.2 | 1419613.9672 | 366189 | 0 | 737073.3 | 175931.9672 | 68374.03 | 0 | 3202.347 | 68837.96
MsrNResSpltPkgAC-65to134-S13 | sim_annual | MBT | 2020 | CZ04 | cDXGF | DXSZCap | 275.9713 | 199999.2 | 1418071.7457 | 366189 | 0 | 737073.3 | 112709.7457 | 125919.7 | 0 | 3048.217 | 73126.8
MsrNResSpltPkgAC-65to134-S13 | sim_annual | MBT | 2020 | CZ05 | cDXGF | DXSZCap | 292.5439 | 199999.2 | 1410771.6638 | 366189 | 0 | 737073.3 | 145215.6638 | 84707.11 | 0 | 3652.501 | 73929.21
MsrNResSpltPkgAC-65to134-S13 | sim_annual | MBT | 2020 | CZ06 | cDXGF | DXSZCap | 317.1841 | 199999.2 | 1405943.844 | 366189 | 0 | 737073.3 | 65487.844 | 157605.2 | 0 | 1295.264 | 78288.12
MsrNResSpltPkgAC-65to134-S13 | sim_annual | MBT | 2020 | CZ07 | cDXGF | DXSZCap | 313.2301 | 199999.2 | 1371302.2546 | 366189 | 0 | 737073.3 | 54431.2546 | 134036.6 | 0 | 634.7457 | 78932.3
MsrNResSpltPkgAC-65to134-S13 | sim_annual | MBT | 2020 | CZ08 | cDXGF | DXSZCap | 316.5544 | 199999.2 | 1420198.4751 | 366189 | 0 | 737073.3 | 46994.4751 | 189070.5 | 0 | 1393.191 | 79472.73
MsrNResSpltPkgAC-65to134-S13 | sim_annual | MBT | 2020 | CZ09 | cDXGF | DXSZCap | 375.7524 | 199999.2 | 1408683.203 | 366189 | 0 | 737073.3 | 49186.203 | 171105.4 | 0 | 2371.662 | 82751.84
MsrNResSpltPkgAC-65to134-S13 | sim_annual | MBT | 2020 | CZ10 | cDXGF | DXSZCap | 347.8193 | 199999.2 | 1444403.9481 | 366189 | 0 | 737073.3 | 64650.9481 | 193182.3 | 0 | 3223.017 | 80079.59
MsrNResSpltPkgAC-65to134-S13 | sim_annual | MBT | 2020 | CZ11 | cDXGF | DXSZCap | 379.858 | 199999.2 | 1523683.3064 | 366189 | 0 | 737073.3 | 150398.3064 | 178303.5 | 0 | 6467.07 | 85245.88
MsrNResSpltPkgAC-65to134-S13 | sim_annual | MBT | 2020 | CZ12 | cDXGF | DXSZCap | 339.0397 | 199999.2 | 1478527.1925 | 366189 | 0 | 737073.3 | 148909.1925 | 142132.3 | 0 | 5357.475 | 78860.38
MsrNResSpltPkgAC-65to134-S13 | sim_annual | MBT | 2020 | CZ13 | cDXGF | DXSZCap | 383.6154 | 199999.2 | 1519601.964 | 366189 | 0 | 737073.3 | 125212.964 | 197273 | 0 | 5685.293 | 88162.51
MsrNResSpltPkgAC-65to134-S13 | sim_annual | MBT | 2020 | CZ14 | cDXGF | DXSZCap | 385.5739 | 199999.2 | 1520886.7701 | 366189 | 0 | 737073.3 | 142897.7701 | 182656.3 | 0 | 6811.953 | 85252.7
MsrNResSpltPkgAC-65to134-S13 | sim_annual | MBT | 2020 | CZ15 | cDXGF | DXSZCap | 507.9292 | 199999.2 | 1591932.002 | 366189 | 0 | 737073.3 | 18130.002 | 356932.9 | 0 | 1905.533 | 111695.3
MsrNResSpltPkgAC-65to134-S13 | sim_annual | MBT | 2020 | CZ16 | cDXGF | DXSZCap | 302.7153 | 199999.2 | 1706977.174 | 366189 | 0 | 737073.3 | 460982.174 | 64246.29 | 0 | 9518.535 | 68961.47
MsrNResSpltPkgAC-65to134-S13 | sim_annual | MLI | 1975 | CZ01 | cDXGF | DXSZCap | 192.9327 | 100001.1 | 1185805.461 | 308076.8 | 0 | 321187.9 | 509110.061 | 2045.731 | 0 | 5217.328 | 40168.08
MsrNResSpltPkgAC-65to134-S13 | sim_annual | MLI | 1975 | CZ02 | cDXGF | DXSZCap | 213.2977 | 100001.1 | 1034693.684 | 308076.8 | 0 | 321187.9 | 313301.384 | 42742.65 | 0 | 4170.953 | 45214
MsrNResSpltPkgAC-65to134-S13 | sim_annual | MLI | 1975 | CZ03 | cDXGF | DXSZCap | 211.6633 | 100001.1 | 933832.6533 | 308076.8 | 0 | 321187.9 | 240221.3533 | 18127.79 | 0 | 2297.077 | 43922.3
MsrNResSpltPkgAC-65to134-S13 | sim_annual | MLI | 1975 | CZ04 | cDXGF | DXSZCap | 215.3032 | 100001.1 | 932406.4299 | 308076.8 | 0 | 321187.9 | 199502.0299 | 55222.99 | 0 | 2379.874 | 46037.13
MsrNResSpltPkgAC-65to134-S13 | sim_annual | MLI | 1975 | CZ05 | cDXGF | DXSZCap | 210.1694 | 100001.1 | 934266.9102 | 308076.8 | 0 | 321187.9 | 233316.3102 | 25293.33 | 0 | 2625.511 | 43767.18
MsrNResSpltPkgAC-65to134-S13 | sim_annual | MLI | 1975 | CZ06 | cDXGF | DXSZCap | 233.8664 | 100001.1 | 833519.8806 | 308076.8 | 0 | 321187.9 | 91402.5806 | 63790.55 | 0 | 955.1538 | 48107.64
MsrNResSpltPkgAC-65to134-S13 | sim_annual | MLI | 1975 | CZ07 | cDXGF | DXSZCap | 221.9308 | 100001.1 | 797975.9436 | 308076.8 | 0 | 321187.9 | 71182.9436 | 51129.2 | 0 | 449.77 | 45949.97
MsrNResSpltPkgAC-65to134-S13 | sim_annual | MLI | 1975 | CZ08 | cDXGF | DXSZCap | 230.2857 | 100001.1 | 855750.427 | 308076.8 | 0 | 321187.9 | 83135.527 | 94092.9 | 0 | 1013.564 | 48244.12
MsrNResSpltPkgAC-65to134-S13 | sim_annual | MLI | 1975 | CZ09 | cDXGF | DXSZCap | 283.294 | 100001.1 | 890386.92 | 308076.8 | 0 | 321187.9 | 112435.82 | 89256.78 | 0 | 1788.132 | 57642.48
MsrNResSpltPkgAC-65to134-S13 | sim_annual | MLI | 1975 | CZ10 | cDXGF | DXSZCap | 266.55 | 100001.1 | 932171.7118 | 308076.8 | 0 | 321187.9 | 139864.3118 | 104850.3 | 0 | 2470.064 | 55722.59
MsrNResSpltPkgAC-65to134-S13 | sim_annual | MLI | 1975 | CZ11 | cDXGF | DXSZCap | 292.2136 | 100001.1 | 1104405.447 | 308076.8 | 0 | 321187.9 | 301285.747 | 106698.7 | 0 | 4974.994 | 62181.75
MsrNResSpltPkgAC-65to134-S13 | sim_annual | MLI | 1975 | CZ12 | cDXGF | DXSZCap | 263.5215 | 100001.1 | 1034614.9197 | 308076.8 | 0 | 321187.9 | 270612.7197 | 74633.32 | 0 | 4164.439 | 55940.17
MsrNResSpltPkgAC-65to134-S13 | sim_annual | MLI | 1975 | CZ13 | cDXGF | DXSZCap | 294.8746 | 100001.1 | 1057361.0908 | 308076.8 | 0 | 321187.9 | 237990.8908 | 121990.3 | 0 | 4370.206 | 63745.2
MsrNResSpltPkgAC-65to134-S13 | sim_annual | MLI | 1975 | CZ14 | cDXGF | DXSZCap | 293.9141 | 100001.1 | 1102587.137 | 308076.8 | 0 | 321187.9 | 299243.537 | 106995 | 0 | 5192.647 | 61891.54
MsrNResSpltPkgAC-65to134-S13 | sim_annual | MLI | 1975 | CZ15 | cDXGF | DXSZCap | 369.2536 | 100001.1 | 1007952.1593 | 308076.8 | 0 | 321187.9 | 52684.3593 | 244928.7 | 0 | 1385.283 | 79689.64
MsrNResSpltPkgAC-65to134-S13 | sim_annual | MLI | 1975 | CZ16 | cDXGF | DXSZCap | 242.8184 | 100001.1 | 1404742.097 | 308076.8 | 0 | 321187.9 | 686126.597 | 28478.05 | 0 | 7636.943 | 53235.87
MsrNResSpltPkgAC-65to134-S13 | sim_annual | MLI | 1985 | CZ01 | cDXGF | DXSZCap | 191.467 | 100001.1 | 1181000.609 | 308076.8 | 0 | 307626 | 518291.509 | 1954.552 | 0 | 5177.7 | 39874.18
MsrNResSpltPkgAC-65to134-S13 | sim_annual | MLI | 1985 | CZ02 | cDXGF | DXSZCap | 211.8647 | 100001.1 | 1025072.497 | 308076.8 | 0 | 307626 | 318470.197 | 41907.29 | 0 | 4142.92 | 44849.45
MsrNResSpltPkgAC-65to134-S13 | sim_annual | MLI | 1985 | CZ03 | cDXGF | DXSZCap | 210.1213 | 100001.1 | 924359.1051 | 308076.8 | 0 | 307626 | 245270.5051 | 17552.39 | 0 | 2280.34 | 43553.03
MsrNResSpltPkgAC-65to134-S13 | sim_annual | MLI | 1985 | CZ04 | cDXGF | DXSZCap | 213.7934 | 100001.1 | 921250.0966 | 308076.8 | 0 | 307626 | 203332.0966 | 54220.76 | 0 | 2363.193 | 45631.1
MsrNResSpltPkgAC-65to134-S13 | sim_annual | MLI | 1985 | CZ05 | cDXGF | DXSZCap | 208.7089 | 100001.1 | 923846.6087 | 308076.8 | 0 | 307626 | 237583.7087 | 24542.28 | 0 | 2607.267 | 43410.03
MsrNResSpltPkgAC-65to134-S13 | sim_annual | MLI | 1985 | CZ06 | cDXGF | DXSZCap | 232.262 | 100001.1 | 820135.2911 | 308076.8 | 0 | 307626 | 93321.2911 | 62440.98 | 0 | 948.603 | 47721.66
MsrNResSpltPkgAC-65to134-S13 | sim_annual | MLI | 1985 | CZ07 | cDXGF | DXSZCap | 220.3751 | 100001.1 | 784617.2463 | 308076.8 | 0 | 307626 | 72947.9463 | 49953.87 | 0 | 446.617 | 45566.47
MsrNResSpltPkgAC-65to134-S13 | sim_annual | MLI | 1985 | CZ08 | cDXGF | DXSZCap | 228.8243 | 100001.1 | 841991.4697 | 308076.8 | 0 | 307626 | 84836.0697 | 92595.07 | 0 | 1007.131 | 47850.21
MsrNResSpltPkgAC-65to134-S13 | sim_annual | MLI | 1985 | CZ09 | cDXGF | DXSZCap | 281.8029 | 100001.1 | 877276.8526 | 308076.8 | 0 | 307626 | 114580.0526 | 87930.52 | 0 | 1778.719 | 57284.56
MsrNResSpltPkgAC-65to134-S13 | sim_annual | MLI | 1985 | CZ10 | cDXGF | DXSZCap | 265.0894 | 100001.1 | 919270.0971 | 308076.8 | 0 | 307626 | 142352.4971 | 103416.9 | 0 | 2456.522 | 55340.88
MsrNResSpltPkgAC-65to134-S13 | sim_annual | MLI | 1985 | CZ11 | cDXGF | DXSZCap | 290.7565 | 100001.1 | 1093907.933 | 308076.8 | 0 | 307626 | 305945.033 | 105500.8 | 0 | 4950.185 | 61809.46
MsrNResSpltPkgAC-65to134-S13 | sim_annual | MLI | 1985 | CZ12 | cDXGF | DXSZCap | 262.0163 | 100001.1 | 1023862.6143 | 308076.8 | 0 | 307626 | 274905.8143 | 73571.66 | 0 | 4140.629 | 55542.01
MsrNResSpltPkgAC-65to134-S13 | sim_annual | MLI | 1985 | CZ13 | cDXGF | DXSZCap | 293.3912 | 100001.1 | 1045870.3992 | 308076.8 | 0 | 307626 | 241805.3992 | 120674.2 | 0 | 4348.22 | 63340.16
MsrNResSpltPkgAC-65to134-S13 | sim_annual | MLI | 1985 | CZ14 | cDXGF | DXSZCap | 292.4448 | 100001.1 | 1091556.66 | 308076.8 | 0 | 307626 | 303407.36 | 105758 | 0 | 5166.689 | 61521.57
MsrNResSpltPkgAC-65to134-S13 | sim_annual | MLI | 1985 | CZ15 | cDXGF | DXSZCap | 367.7234 | 100001.1 | 992995.905 | 308076.8 | 0 | 307626 | 53819.705 | 242827.8 | 0 | 1379.543 | 79266.71
MsrNResSpltPkgAC-65to134-S13 | sim_annual | MLI | 1985 | CZ16 | cDXGF | DXSZCap | 241.3506 | 100001.1 | 1397886.475 | 308076.8 | 0 | 307626 | 693758.075 | 27955.91 | 0 | 7590.782 | 52879.43
MsrNResSpltPkgAC-65to134-S13 | sim_annual | MLI | 1996 | CZ01 | cDXGF | DXSZCap | 188.4659 | 100001.1 | 1176276.628 | 308076.8 | 0 | 294062.2 | 527926.228 | 1842.094 | 0 | 5096.553 | 39270.91
MsrNResSpltPkgAC-65to134-S13 | sim_annual | MLI | 1996 | CZ02 | cDXGF | DXSZCap | 210.0254 | 100001.1 | 1016728.343 | 308076.8 | 0 | 294062.2 | 325215.643 | 40868.57 | 0 | 4106.963 | 44397.11
MsrNResSpltPkgAC-65to134-S13 | sim_annual | MLI | 1996 | CZ03 | cDXGF | DXSZCap | 208.2992 | 100001.1 | 916217.6096 | 308076.8 | 0 | 294062.2 | 251835.6096 | 16859.26 | 0 | 2260.562 | 43121.43
MsrNResSpltPkgAC-65to134-S13 | sim_annual | MLI | 1996 | CZ04 | cDXGF | DXSZCap | 211.9841 | 100001.1 | 911013.7168 | 308076.8 | 0 | 294062.2 | 208421.9168 | 52955.21 | 0 | 2343.186 | 45153.27
MsrNResSpltPkgAC-65to134-S13 | sim_annual | MLI | 1996 | CZ05 | cDXGF | DXSZCap | 206.8425 | 100001.1 | 914788.5192 | 308076.8 | 0 | 294062.2 | 243457.9192 | 23635.37 | 0 | 2583.956 | 42970.76
MsrNResSpltPkgAC-65to134-S13 | sim_annual | MLI | 1996 | CZ06 | cDXGF | DXSZCap | 239.0002 | 100001.1 | 822345.7644 | 308076.8 | 0 | 294062.2 | 108999.1644 | 61298.28 | 0 | 976.1208 | 48931.34
MsrNResSpltPkgAC-65to134-S13 | sim_annual | MLI | 1996 | CZ07 | cDXGF | DXSZCap | 226.2335 | 100001.1 | 784780.0578 | 308076.8 | 0 | 294062.2 | 86984.2578 | 48664.2 | 0 | 458.4896 | 46532.63
MsrNResSpltPkgAC-65to134-S13 | sim_annual | MLI | 1996 | CZ08 | cDXGF | DXSZCap | 235.3283 | 100001.1 | 845229.6785 | 308076.8 | 0 | 294062.2 | 100008.0785 | 93050.48 | 0 | 1035.758 | 48994.07
MsrNResSpltPkgAC-65to134-S13 | sim_annual | MLI | 1996 | CZ09 | cDXGF | DXSZCap | 289.4616 | 100001.1 | 885887.5675 | 308076.8 | 0 | 294062.2 | 134603.4675 | 88578.46 | 0 | 1827.059 | 58737.52
MsrNResSpltPkgAC-65to134-S13 | sim_annual | MLI | 1996 | CZ10 | cDXGF | DXSZCap | 272.4798 | 100001.1 | 929463.8434 | 308076.8 | 0 | 294062.2 | 163439.4434 | 104616.4 | 0 | 2525.006 | 56742.42
MsrNResSpltPkgAC-65to134-S13 | sim_annual | MLI | 1996 | CZ11 | cDXGF | DXSZCap | 288.0922 | 100001.1 | 1081803.343 | 308076.8 | 0 | 294062.2 | 310272.643 | 103356.9 | 0 | 4904.813 | 61128.79
MsrNResSpltPkgAC-65to134-S13 | sim_annual | MLI | 1996 | CZ12 | cDXGF | DXSZCap | 259.3139 | 100001.1 | 1012005.8166 | 308076.8 | 0 | 294062.2 | 279113.6166 | 71782.47 | 0 | 4097.958 | 54871.71
MsrNResSpltPkgAC-65to134-S13 | sim_annual | MLI | 1996 | CZ13 | cDXGF | DXSZCap | 290.6646 | 100001.1 | 1032871.262 | 308076.8 | 0 | 294062.2 | 245456.062 | 118361.2 | 0 | 4307.824 | 62605.74
MsrNResSpltPkgAC-65to134-S13 | sim_annual | MLI | 1996 | CZ14 | cDXGF | DXSZCap | 289.6353 | 100001.1 | 1079438.863 | 308076.8 | 0 | 294062.2 | 307852.463 | 103497.8 | 0 | 5117.018 | 60830.88
MsrNResSpltPkgAC-65to134-S13 | sim_annual | MLI | 1996 | CZ15 | cDXGF | DXSZCap | 364.7443 | 100001.1 | 975880.2998 | 308076.8 | 0 | 294062.2 | 55045.4998 | 238881.2 | 0 | 1368.366 | 78444.86
MsrNResSpltPkgAC-65to134-S13 | sim_annual | MLI | 1996 | CZ16 | cDXGF | DXSZCap | 238.4132 | 100001.1 | 1389321.762 | 308076.8 | 0 | 294062.2 | 700367.862 | 27110.82 | 0 | 7498.404 | 52204.59
MsrNResSpltPkgAC-65to134-S13 | sim_annual | MLI | 2003 | CZ01 | cDXGF | DXSZCap | 186.5962 | 100001.1 | 1170724.523 | 308076.8 | 0 | 280500.8 | 536456.923 | 1751.595 | 0 | 5045.984 | 38892.49
MsrNResSpltPkgAC-65to134-S13 | sim_annual | MLI | 2003 | CZ02 | cDXGF | DXSZCap | 207.3329 | 100001.1 | 1004666.802 | 308076.8 | 0 | 280500.8 | 328603.602 | 39673.86 | 0 | 4054.305 | 43757.62
MsrNResSpltPkgAC-65to134-S13 | sim_annual | MLI | 2003 | CZ03 | cDXGF | DXSZCap | 206.4853 | 100001.1 | 904865.2616 | 308076.8 | 0 | 280500.8 | 255048.0616 | 16303.66 | 0 | 2240.875 | 42695.22
MsrNResSpltPkgAC-65to134-S13 | sim_annual | MLI | 2003 | CZ04 | cDXGF | DXSZCap | 210.195 | 100001.1 | 898448.9298 | 308076.8 | 0 | 280500.8 | 210924.4298 | 51924.64 | 0 | 2323.42 | 44698.48
MsrNResSpltPkgAC-65to134-S13 | sim_annual | MLI | 2003 | CZ05 | cDXGF | DXSZCap | 205.0719 | 100001.1 | 902865.8602 | 308076.8 | 0 | 280500.8 | 246281.5602 | 22894.56 | 0 | 2561.829 | 42550.01
MsrNResSpltPkgAC-65to134-S13 | sim_annual | MLI | 2003 | CZ06 | cDXGF | DXSZCap | 236.9886 | 100001.1 | 808330.0211 | 308076.8 | 0 | 280500.8 | 110318.2211 | 59990.35 | 0 | 967.9067 | 48475.74
MsrNResSpltPkgAC-65to134-S13 | sim_annual | MLI | 2003 | CZ07 | cDXGF | DXSZCap | 224.3082 | 100001.1 | 771002.9117 | 308076.8 | 0 | 280500.8 | 88350.3117 | 47539.12 | 0 | 454.5878 | 46081.4
MsrNResSpltPkgAC-65to134-S13 | sim_annual | MLI | 2003 | CZ08 | cDXGF | DXSZCap | 233.6144 | 100001.1 | 830891.0322 | 308076.8 | 0 | 280500.8 | 101218.4322 | 91507.3 | 0 | 1028.214 | 48559.28
MsrNResSpltPkgAC-65to134-S13 | sim_annual | MLI | 2003 | CZ09 | cDXGF | DXSZCap | 287.7069 | 100001.1 | 872032.077 | 308076.8 | 0 | 280500.8 | 136124.577 | 87189.3 | 0 | 1815.981 | 58324.74
MsrNResSpltPkgAC-65to134-S13 | sim_annual | MLI | 2003 | CZ10 | cDXGF | DXSZCap | 260.554 | 100001.1 | 891921.2813 | 308076.8 | 0 | 280500.8 | 147339.1813 | 99380.2 | 0 | 2414.497 | 54209.84
MsrNResSpltPkgAC-65to134-S13 | sim_annual | MLI | 2003 | CZ11 | cDXGF | DXSZCap | 286.2299 | 100001.1 | 1070467.092 | 308076.8 | 0 | 280500.8 | 314431.192 | 101925.9 | 0 | 4873.109 | 60659.06
MsrNResSpltPkgAC-65to134-S13 | sim_annual | MLI | 2003 | CZ12 | cDXGF | DXSZCap | 257.4576 | 100001.1 | 1000609.4849 | 308076.8 | 0 | 280500.8 | 283017.2849 | 70554.31 | 0 | 4068.584 | 54391.39
MsrNResSpltPkgAC-65to134-S13 | sim_annual | MLI | 2003 | CZ13 | cDXGF | DXSZCap | 288.8223 | 100001.1 | 1020632.8949 | 308076.8 | 0 | 280500.8 | 248873.9949 | 116793.3 | 0 | 4280.526 | 62107.65
MsrNResSpltPkgAC-65to134-S13 | sim_annual | MLI | 2003 | CZ14 | cDXGF | DXSZCap | 287.8243 | 100001.1 | 1067915.066 | 308076.8 | 0 | 280500.8 | 311770.166 | 102093.2 | 0 | 5085.041 | 60388.73
MsrNResSpltPkgAC-65to134-S13 | sim_annual | MLI | 2003 | CZ15 | cDXGF | DXSZCap | 362.8517 | 100001.1 | 960315.1843 | 308076.8 | 0 | 280500.8 | 56031.8843 | 236407.7 | 0 | 1361.265 | 77936.57
MsrNResSpltPkgAC-65to134-S13 | sim_annual | MLI | 2003 | CZ16 | cDXGF | DXSZCap | 236.4245 | 100001.1 | 1381084.776 | 308076.8 | 0 | 280500.8 | 706813.276 | 26521.68 | 0 | 7435.863 | 51736.53
MsrNResSpltPkgAC-65to134-S13 | sim_annual | MLI | 2007 | CZ01 | cDXGF | DXSZCap | 183.0899 | 100001.1 | 1145776.024 | 308076.8 | 0 | 280500.8 | 512359.724 | 1782.235 | 0 | 4951.162 | 38105.45
MsrNResSpltPkgAC-65to134-S13 | sim_annual | MLI | 2007 | CZ02 | cDXGF | DXSZCap | 202.3659 | 100001.1 | 986517.651 | 308076.8 | 0 | 280500.8 | 312193.551 | 39049.09 | 0 | 3957.188 | 42740.19
MsrNResSpltPkgAC-65to134-S13 | sim_annual | MLI | 2007 | CZ03 | cDXGF | DXSZCap | 202.6647 | 100001.1 | 890237.811 | 308076.8 | 0 | 280500.8 | 241176.211 | 16347.55 | 0 | 2199.418 | 41937.14
MsrNResSpltPkgAC-65to134-S13 | sim_annual | MLI | 2007 | CZ04 | cDXGF | DXSZCap | 205.3774 | 100001.1 | 884451.2539 | 308076.8 | 0 | 280500.8 | 198496.4539 | 51349.38 | 0 | 2270.155 | 43757.76
MsrNResSpltPkgAC-65to134-S13 | sim_annual | MLI | 2007 | CZ05 | cDXGF | DXSZCap | 201.193 | 100001.1 | 888953.4036 | 308076.8 | 0 | 280500.8 | 233247.1036 | 22841.37 | 0 | 2513.379 | 41773.95
MsrNResSpltPkgAC-65to134-S13 | sim_annual | MLI | 2007 | CZ06 | cDXGF | DXSZCap | 236.9886 | 100001.1 | 808330.0211 | 308076.8 | 0 | 280500.8 | 110318.2211 | 59990.35 | 0 | 967.9067 | 48475.74
MsrNResSpltPkgAC-65to134-S13 | sim_annual | MLI | 2007 | CZ07 | cDXGF | DXSZCap | 224.3082 | 100001.1 | 771002.9117 | 308076.8 | 0 | 280500.8 | 88350.3117 | 47539.12 | 0 | 454.5878 | 46081.4
MsrNResSpltPkgAC-65to134-S13 | sim_annual | MLI | 2007 | CZ08 | cDXGF | DXSZCap | 233.6144 | 100001.1 | 830891.0322 | 308076.8 | 0 | 280500.8 | 101218.4322 | 91507.3 | 0 | 1028.214 | 48559.28
MsrNResSpltPkgAC-65to134-S13 | sim_annual | MLI | 2007 | CZ09 | cDXGF | DXSZCap | 287.7069 | 100001.1 | 872032.077 | 308076.8 | 0 | 280500.8 | 136124.577 | 87189.3 | 0 | 1815.981 | 58324.74
MsrNResSpltPkgAC-65to134-S13 | sim_annual | MLI | 2007 | CZ10 | cDXGF | DXSZCap | 255.4423 | 100001.1 | 880359.195 | 308076.8 | 0 | 280500.8 | 138358.995 | 97870.63 | 0 | 2367.12 | 53184.5
MsrNResSpltPkgAC-65to134-S13 | sim_annual | MLI | 2007 | CZ11 | cDXGF | DXSZCap | 280.3364 | 100001.1 | 1050697.949 | 308076.8 | 0 | 280500.8 | 297744.549 | 100164.5 | 0 | 4772.774 | 59438.41
MsrNResSpltPkgAC-65to134-S13 | sim_annual | MLI | 2007 | CZ12 | cDXGF | DXSZCap | 252.2232 | 100001.1 | 983177.6485 | 308076.8 | 0 | 280500.8 | 267982.0485 | 69328.88 | 0 | 3985.884 | 53303.37
MsrNResSpltPkgAC-65to134-S13 | sim_annual | MLI | 2007 | CZ13 | cDXGF | DXSZCap | 283.1087 | 100001.1 | 1003120.5246 | 308076.8 | 0 | 280500.8 | 234974.9246 | 114480.7 | 0 | 4195.853 | 60891.18
MsrNResSpltPkgAC-65to134-S13 | sim_annual | MLI | 2007 | CZ14 | cDXGF | DXSZCap | 282.3962 | 100001.1 | 1048166.852 | 308076.8 | 0 | 280500.8 | 295011.152 | 100353.9 | 0 | 4989.15 | 59234.93
MsrNResSpltPkgAC-65to134-S13 | sim_annual | MLI | 2007 | CZ15 | cDXGF | DXSZCap | 357.256 | 100001.1 | 950417.8971 | 308076.8 | 0 | 280500.8 | 51668.9971 | 232115.5 | 0 | 1340.273 | 76715.5
MsrNResSpltPkgAC-65to134-S13 | sim_annual | MLI | 2007 | CZ16 | cDXGF | DXSZCap | 231.8826 | 100001.1 | 1349687.242 | 308076.8 | 0 | 280500.8 | 676916.142 | 26201.72 | 0 | 7293.006 | 50699.07
MsrNResSpltPkgAC-65to134-S13 | sim_annual | MLI | 2011 | CZ01 | cDXGF | DXSZCap | 174.3348 | 100001.1 | 1085549.577 | 308076.8 | 0 | 280500.8 | 454351.877 | 1805.409 | 0 | 4714.398 | 36100.32
MsrNResSpltPkgAC-65to134-S13 | sim_annual | MLI | 2011 | CZ02 | cDXGF | DXSZCap | 197.2863 | 100001.1 | 968636.468 | 308076.8 | 0 | 280500.8 | 296040.168 | 38448.9 | 0 | 3857.864 | 41711.72
MsrNResSpltPkgAC-65to134-S13 | sim_annual | MLI | 2011 | CZ03 | cDXGF | DXSZCap | 198.7746 | 100001.1 | 875646.9647 | 308076.8 | 0 | 280500.8 | 227297.0647 | 16434.47 | 0 | 2157.202 | 41180.64
MsrNResSpltPkgAC-65to134-S13 | sim_annual | MLI | 2011 | CZ04 | cDXGF | DXSZCap | 200.4038 | 100001.1 | 870968.27 | 308076.8 | 0 | 280500.8 | 186579.47 | 50798.82 | 0 | 2215.19 | 42796.69
MsrNResSpltPkgAC-65to134-S13 | sim_annual | MLI | 2011 | CZ05 | cDXGF | DXSZCap | 201.193 | 100001.1 | 888953.4036 | 308076.8 | 0 | 280500.8 | 233247.1036 | 22841.37 | 0 | 2513.379 | 41773.95
MsrNResSpltPkgAC-65to134-S13 | sim_annual | MLI | 2011 | CZ06 | cDXGF | DXSZCap | 236.9886 | 100001.1 | 808330.0211 | 308076.8 | 0 | 280500.8 | 110318.2211 | 59990.35 | 0 | 967.9067 | 48475.74
MsrNResSpltPkgAC-65to134-S13 | sim_annual | MLI | 2011 | CZ07 | cDXGF | DXSZCap | 220.3262 | 100001.1 | 764155.1377 | 308076.8 | 0 | 280500.8 | 82367.8377 | 47426.3 | 0 | 446.5182 | 45336.84
MsrNResSpltPkgAC-65to134-S13 | sim_annual | MLI | 2011 | CZ08 | cDXGF | DXSZCap | 229.5956 | 100001.1 | 822341.7884 | 308076.8 | 0 | 280500.8 | 94632.7884 | 90338.18 | 0 | 1010.527 | 47782.84
MsrNResSpltPkgAC-65to134-S13 | sim_annual | MLI | 2011 | CZ09 | cDXGF | DXSZCap | 269.2813 | 100001.1 | 830352.3197 | 308076.8 | 0 | 280500.8 | 102694.4197 | 82662.54 | 0 | 1699.684 | 54717.79
MsrNResSpltPkgAC-65to134-S13 | sim_annual | MLI | 2011 | CZ10 | cDXGF | DXSZCap | 250.1731 | 100001.1 | 869023.3932 | 308076.8 | 0 | 280500.8 | 129603.3932 | 96375.13 | 0 | 2318.296 | 52149.06
MsrNResSpltPkgAC-65to134-S13 | sim_annual | MLI | 2011 | CZ11 | cDXGF | DXSZCap | 246.2696 | 100001.1 | 914947.8823 | 308076.8 | 0 | 280500.8 | 180875.0823 | 89247.91 | 0 | 4192.789 | 52054.47
MsrNResSpltPkgAC-65to134-S13 | sim_annual | MLI | 2011 | CZ12 | cDXGF | DXSZCap | 237.7047 | 100001.1 | 929322.2698 | 308076.8 | 0 | 280500.8 | 220499.6698 | 66194.93 | 0 | 3756.443 | 50293.43
MsrNResSpltPkgAC-65to134-S13 | sim_annual | MLI | 2011 | CZ13 | cDXGF | DXSZCap | 257.0269 | 100001.1 | 917048.3107 | 308076.8 | 0 | 280500.8 | 164865.2107 | 104544.7 | 0 | 3809.31 | 55251.82
MsrNResSpltPkgAC-65to134-S13 | sim_annual | MLI | 2011 | CZ14 | cDXGF | DXSZCap | 249.5328 | 100001.1 | 915887.7747 | 308076.8 | 0 | 280500.8 | 180408.2747 | 90353.27 | 0 | 4408.533 | 52139.76
MsrNResSpltPkgAC-65to134-S13 | sim_annual | MLI | 2011 | CZ15 | cDXGF | DXSZCap | 318.7835 | 100001.1 | 887551.9619 | 308076.8 | 0 | 280500.8 | 25137.0619 | 204503.6 | 0 | 1195.938 | 68137.46
MsrNResSpltPkgAC-65to134-S13 | sim_annual | MLI | 2011 | CZ16 | cDXGF | DXSZCap | 190.1891 | 100001.1 | 1083806.883 | 308076.8 | 0 | 280500.8 | 423628.483 | 24440.8 | 0 | 5981.68 | 41178.34
MsrNResSpltPkgAC-65to134-S13 | sim_annual | MLI | 2015 | CZ01 | cDXGF | DXSZCap | 172.1988 | 100001.1 | 1083776.5 | 304555.2 | 0 | 280500.8 | 456757.7 | 1673.361 | 0 | 4656.639 | 35633.8
MsrNResSpltPkgAC-65to134-S13 | sim_annual | MLI | 2015 | CZ02 | cDXGF | DXSZCap | 194.9108 | 100001.1 | 964220.302 | 304555.2 | 0 | 280500.8 | 296578.702 | 37625.08 | 0 | 3811.397 | 41149.21
MsrNResSpltPkgAC-65to134-S13 | sim_annual | MLI | 2015 | CZ03 | cDXGF | DXSZCap | 195.4437 | 100001.1 | 872988.3783 | 304555.2 | 0 | 280500.8 | 229622.0783 | 15761.55 | 0 | 2121.056 | 40428.4
MsrNResSpltPkgAC-65to134-S13 | sim_annual | MLI | 2015 | CZ04 | cDXGF | DXSZCap | 196.938 | 100001.1 | 866148.9782 | 304555.2 | 0 | 280500.8 | 187484.0782 | 49443.48 | 0 | 2176.873 | 41988.73
MsrNResSpltPkgAC-65to134-S13 | sim_annual | MLI | 2015 | CZ05 | cDXGF | DXSZCap | 197.7067 | 100001.1 | 886001.5996 | 304555.2 | 0 | 280500.8 | 235524.2996 | 21958.87 | 0 | 2469.818 | 40992.67
MsrNResSpltPkgAC-65to134-S13 | sim_annual | MLI | 2015 | CZ06 | cDXGF | DXSZCap | 233.5811 | 100001.1 | 803520.1455 | 304555.2 | 0 | 280500.8 | 111411.3455 | 58379.13 | 0 | 953.9874 | 47720.18
MsrNResSpltPkgAC-65to134-S13 | sim_annual | MLI | 2015 | CZ07 | cDXGF | DXSZCap | 217.0425 | 100001.1 | 759669.5167 | 304555.2 | 0 | 280500.8 | 83482.1167 | 46101.54 | 0 | 439.8628 | 44590.46
MsrNResSpltPkgAC-65to134-S13 | sim_annual | MLI | 2015 | CZ08 | cDXGF | DXSZCap | 225.4973 | 100001.1 | 816395.2411 | 304555.2 | 0 | 280500.8 | 95123.2411 | 88335.09 | 0 | 992.4871 | 46888.82
MsrNResSpltPkgAC-65to134-S13 | sim_annual | MLI | 2015 | CZ09 | cDXGF | DXSZCap | 265.7571 | 100001.1 | 824281.7548 | 304555.2 | 0 | 280500.8 | 102814.7548 | 80776.95 | 0 | 1677.441 | 53957.24
MsrNResSpltPkgAC-65to134-S13 | sim_annual | MLI | 2015 | CZ10 | cDXGF | DXSZCap | 247.505 | 100001.1 | 863469.0643 | 304555.2 | 0 | 280500.8 | 129651.0643 | 94913.33 | 0 | 2293.566 | 51555.72
MsrNResSpltPkgAC-65to134-S13 | sim_annual | MLI | 2015 | CZ11 | cDXGF | DXSZCap | 244.11 | 100001.1 | 908328.4847 | 304555.2 | 0 | 280500.8 | 179725.5847 | 87854.74 | 0 | 4156.018 | 51536.44
MsrNResSpltPkgAC-65to134-S13 | sim_annual | MLI | 2015 | CZ12 | cDXGF | DXSZCap | 235.4922 | 100001.1 | 923581.8575 | 304555.2 | 0 | 280500.8 | 219992.4575 | 65059.04 | 0 | 3721.484 | 49752.86
MsrNResSpltPkgAC-65to134-S13 | sim_annual | MLI | 2015 | CZ13 | cDXGF | DXSZCap | 254.5606 | 100001.1 | 910347.8563 | 304555.2 | 0 | 280500.8 | 163827.7563 | 103051.3 | 0 | 3772.746 | 54639.96
MsrNResSpltPkgAC-65to134-S13 | sim_annual | MLI | 2015 | CZ14 | cDXGF | DXSZCap | 246.5557 | 100001.1 | 909567.1109 | 304555.2 | 0 | 280500.8 | 179788.1109 | 88907.57 | 0 | 4355.961 | 51459.63
MsrNResSpltPkgAC-65to134-S13 | sim_annual | MLI | 2015 | CZ15 | cDXGF | DXSZCap | 315.9613 | 100001.1 | 880386.0864 | 304555.2 | 0 | 280500.8 | 24681.8864 | 202029.7 | 0 | 1185.353 | 67433.19
MsrNResSpltPkgAC-65to134-S13 | sim_annual | MLI | 2015 | CZ16 | cDXGF | DXSZCap | 187.8449 | 100001.1 | 1081221.165 | 304555.2 | 0 | 280500.8 | 425759.765 | 23879.64 | 0 | 5907.933 | 40618.2
MsrNResSpltPkgAC-65to134-S13 | sim_annual | MLI | 2017 | CZ01 | cDXGF | DXSZCap | 168.4503 | 100001.1 | 1033540.511 | 300076.3 | 0 | 280500.8 | 411995.211 | 1698.439 | 0 | 4555.276 | 34714.61
MsrNResSpltPkgAC-65to134-S13 | sim_annual | MLI | 2017 | CZ02 | cDXGF | DXSZCap | 189.3234 | 100001.1 | 943351.257 | 300076.3 | 0 | 280500.8 | 282261.257 | 36805.84 | 0 | 3702.148 | 40005.14
MsrNResSpltPkgAC-65to134-S13 | sim_annual | MLI | 2017 | CZ03 | cDXGF | DXSZCap | 191.8323 | 100001.1 | 856212.0462 | 300076.3 | 0 | 280500.8 | 218183.4462 | 15655.51 | 0 | 2081.854 | 39714.46
MsrNResSpltPkgAC-65to134-S13 | sim_annual | MLI | 2017 | CZ04 | cDXGF | DXSZCap | 191.5021 | 100001.1 | 849264.0335 | 300076.3 | 0 | 280500.8 | 177018.7335 | 48622.11 | 0 | 2116.782 | 40929.4
MsrNResSpltPkgAC-65to134-S13 | sim_annual | MLI | 2017 | CZ05 | cDXGF | DXSZCap | 189.8 | 100001.1 | 855714.1984 | 300076.3 | 0 | 280500.8 | 211618.8984 | 21722.05 | 0 | 2371.046 | 39425.13
MsrNResSpltPkgAC-65to134-S13 | sim_annual | MLI | 2017 | CZ06 | cDXGF | DXSZCap | 220.303 | 100001.1 | 776866.0172 | 300076.3 | 0 | 280500.8 | 93203.4172 | 57130.61 | 0 | 899.7581 | 45055.05
MsrNResSpltPkgAC-65to134-S13 | sim_annual | MLI | 2017 | CZ07 | cDXGF | DXSZCap | 208.9781 | 100001.1 | 742411.7167 | 300076.3 | 0 | 280500.8 | 72846.2167 | 45623.15 | 0 | 423.5197 | 42941.79
MsrNResSpltPkgAC-65to134-S13 | sim_annual | MLI | 2017 | CZ08 | cDXGF | DXSZCap | 216.2972 | 100001.1 | 795419.5513 | 300076.3 | 0 | 280500.8 | 83227.8513 | 85573.88 | 0 | 951.9936 | 45088.8
MsrNResSpltPkgAC-65to134-S13 | sim_annual | MLI | 2017 | CZ09 | cDXGF | DXSZCap | 260.7352 | 100001.1 | 810187.97 | 300076.3 | 0 | 280500.8 | 95661.57 | 79332.37 | 0 | 1645.744 | 52971.49
MsrNResSpltPkgAC-65to134-S13 | sim_annual | MLI | 2017 | CZ10 | cDXGF | DXSZCap | 241.6123 | 100001.1 | 848025.5958 | 300076.3 | 0 | 280500.8 | 121811.9958 | 93010.93 | 0 | 2238.963 | 50387.14
MsrNResSpltPkgAC-65to134-S13 | sim_annual | MLI | 2017 | CZ11 | cDXGF | DXSZCap | 237.0815 | 100001.1 | 885891.4877 | 300076.3 | 0 | 280500.8 | 165360.0877 | 85816.99 | 0 | 4036.342 | 50101.13
MsrNResSpltPkgAC-65to134-S13 | sim_annual | MLI | 2017 | CZ12 | cDXGF | DXSZCap | 229.1946 | 100001.1 | 903046.1806 | 300076.3 | 0 | 280500.8 | 206785.9806 | 63598.58 | 0 | 3621.975 | 48462.37
MsrNResSpltPkgAC-65to134-S13 | sim_annual | MLI | 2017 | CZ13 | cDXGF | DXSZCap | 248.0386 | 100001.1 | 889652.952 | 300076.3 | 0 | 280500.8 | 151763.452 | 100377 | 0 | 3676.096 | 53259.12
MsrNResSpltPkgAC-65to134-S13 | sim_annual | MLI | 2017 | CZ14 | cDXGF | DXSZCap | 240.3695 | 100001.1 | 887066.3834 | 300076.3 | 0 | 280500.8 | 165132.9834 | 86921.33 | 0 | 4246.663 | 50188.25
MsrNResSpltPkgAC-65to134-S13 | sim_annual | MLI | 2017 | CZ15 | cDXGF | DXSZCap | 309.29 | 100001.1 | 866232.6941 | 300076.3 | 0 | 280500.8 | 21490.7941 | 196998.1 | 0 | 1160.325 | 66006.29
MsrNResSpltPkgAC-65to134-S13 | sim_annual | MLI | 2017 | CZ16 | cDXGF | DXSZCap | 182.6864 | 100001.1 | 1047238.254 | 300076.3 | 0 | 280500.8 | 397916.854 | 23511.32 | 0 | 5745.691 | 39487.18
MsrNResSpltPkgAC-65to134-S13 | sim_annual | MLI | 2020 | CZ01 | cDXGF | DXSZCap | 165.6159 | 100001.1 | 1007615.322 | 207088.4 | 0 | 280500.8 | 479012.222 | 1259.845 | 0 | 4478.616 | 35276.04
MsrNResSpltPkgAC-65to134-S13 | sim_annual | MLI | 2020 | CZ02 | cDXGF | DXSZCap | 180.4639 | 100001.1 | 882192.745 | 207088.4 | 0 | 280500.8 | 321322.845 | 31867.36 | 0 | 3528.906 | 37884.48
MsrNResSpltPkgAC-65to134-S13 | sim_annual | MLI | 2020 | CZ03 | cDXGF | DXSZCap | 188.0681 | 100001.1 | 797493.1355 | 207088.4 | 0 | 280500.8 | 257041.1355 | 12177.35 | 0 | 2041.005 | 38644.8
MsrNResSpltPkgAC-65to134-S13 | sim_annual | MLI | 2020 | CZ04 | cDXGF | DXSZCap | 183.0038 | 100001.1 | 776971.0585 | 207088.4 | 0 | 280500.8 | 206062.3585 | 42595.53 | 0 | 2022.847 | 38701.5
MsrNResSpltPkgAC-65to134-S13 | sim_annual | MLI | 2020 | CZ05 | cDXGF | DXSZCap | 186.0816 | 100001.1 | 791612.7979 | 207088.4 | 0 | 280500.8 | 246081.9979 | 17263.5 | 0 | 2324.602 | 38353.9
MsrNResSpltPkgAC-65to134-S13 | sim_annual | MLI | 2020 | CZ06 | cDXGF | DXSZCap | 211.6486 | 100001.1 | 691123.3811 | 207088.4 | 0 | 280500.8 | 110617.0811 | 48974.98 | 0 | 864.4129 | 43078.35
MsrNResSpltPkgAC-65to134-S13 | sim_annual | MLI | 2020 | CZ07 | cDXGF | DXSZCap | 200.6824 | 100001.1 | 656596.979 | 207088.4 | 0 | 280500.8 | 89072.879 | 38586.15 | 0 | 406.7072 | 40942.83
MsrNResSpltPkgAC-65to134-S13 | sim_annual | MLI | 2020 | CZ08 | cDXGF | DXSZCap | 207.96 | 100001.1 | 706181.8669 | 207088.4 | 0 | 280500.8 | 97950.8669 | 76761.86 | 0 | 915.3004 | 42965.27
MsrNResSpltPkgAC-65to134-S13 | sim_annual | MLI | 2020 | CZ09 | cDXGF | DXSZCap | 252.3316 | 100001.1 | 723581.9708 | 207088.4 | 0 | 280500.8 | 112135.6708 | 71259.25 | 0 | 1592.698 | 51006.06
MsrNResSpltPkgAC-65to134-S13 | sim_annual | MLI | 2020 | CZ10 | cDXGF | DXSZCap | 233.4605 | 100001.1 | 762617.0787 | 207088.4 | 0 | 280500.8 | 140246.1787 | 84332.37 | 0 | 2163.427 | 48286.66
MsrNResSpltPkgAC-65to134-S13 | sim_annual | MLI | 2020 | CZ11 | cDXGF | DXSZCap | 228.8713 | 100001.1 | 813256.4066 | 207088.4 | 0 | 280500.8 | 195412.3066 | 78387.16 | 0 | 3896.583 | 47971.99
MsrNResSpltPkgAC-65to134-S13 | sim_annual | MLI | 2020 | CZ12 | cDXGF | DXSZCap | 220.7839 | 100001.1 | 831837.506 | 207088.4 | 0 | 280500.8 | 237342.306 | 57134.14 | 0 | 3489.054 | 46283.55
MsrNResSpltPkgAC-65to134-S13 | sim_annual | MLI | 2020 | CZ13 | cDXGF | DXSZCap | 239.7735 | 100001.1 | 811698.1108 | 207088.4 | 0 | 280500.8 | 177263.7108 | 92321.42 | 0 | 3553.591 | 50970.68
MsrNResSpltPkgAC-65to134-S13 | sim_annual | MLI | 2020 | CZ14 | cDXGF | DXSZCap | 231.9646 | 100001.1 | 811966.6155 | 207088.4 | 0 | 280500.8 | 192950.3155 | 79238.16 | 0 | 4098.171 | 48091.35
MsrNResSpltPkgAC-65to134-S13 | sim_annual | MLI | 2020 | CZ15 | cDXGF | DXSZCap | 300.8152 | 100001.1 | 763921.2632 | 207088.4 | 0 | 280500.8 | 27623.3632 | 183969.5 | 0 | 1128.532 | 63611.24
MsrNResSpltPkgAC-65to134-S13 | sim_annual | MLI | 2020 | CZ16 | cDXGF | DXSZCap | 173.901 | 100001.1 | 1002286.886 | 207088.4 | 0 | 280500.8 | 451865.186 | 20093.13 | 0 | 5469.401 | 37270.15
MsrNResSpltPkgAC-65to134-S13 | sim_annual | Mtl | 1975 | CZ01 | cDXGF | DXSZCap | 11.4056 | 30000.07 | 204911.0969 | 27653.42 | 0 | 62100.56 | 20436.7969 | 31528.52 | 0 | 308.4236 | 9404.09
MsrNResSpltPkgAC-65to134-S13 | sim_annual | Mtl | 1975 | CZ02 | cDXGF | DXSZCap | 9.4364 | 30000.07 | 227220.1441 | 27653.42 | 0 | 62100.56 | 14449.5441 | 75319.99 | 0 | 184.481 | 10064.77
MsrNResSpltPkgAC-65to134-S13 | sim_annual | Mtl | 1975 | CZ03 | cDXGF | DXSZCap | 11.8136 | 30000.07 | 195709.6501 | 27653.42 | 0 | 62100.56 | 8732.1501 | 62014.54 | 0 | 128.2054 | 10036.4
MsrNResSpltPkgAC-65to134-S13 | sim_annual | Mtl | 1975 | CZ04 | cDXGF | DXSZCap | 9.46 | 30000.07 | 220023.2263 | 27653.42 | 0 | 62100.56 | 8351.3263 | 89610.52 | 0 | 104.5352 | 10206.89
MsrNResSpltPkgAC-65to134-S13 | sim_annual | Mtl | 1975 | CZ05 | cDXGF | DXSZCap | 11.7755 | 30000.07 | 201733.2818 | 27653.42 | 0 | 62100.56 | 8871.8818 | 68015.66 | 0 | 147.1021 | 10275.02
MsrNResSpltPkgAC-65to134-S13 | sim_annual | Mtl | 1975 | CZ06 | cDXGF | DXSZCap | 12.2226 | 30000.07 | 212792.5269 | 27653.42 | 0 | 62100.56 | 3114.927 | 98576.47 | 0 | 49.9195 | 11117.54
MsrNResSpltPkgAC-65to134-S13 | sim_annual | Mtl | 1975 | CZ07 | cDXGF | DXSZCap | 12.0434 | 30000.07 | 198438.5155 | 27653.42 | 0 | 62100.56 | 1981.7155 | 88339.52 | 0 | 24.4075 | 10519.83
MsrNResSpltPkgAC-65to134-S13 | sim_annual | Mtl | 1975 | CZ08 | cDXGF | DXSZCap | 9.7983 | 30000.07 | 227276.1886 | 27653.42 | 0 | 62100.56 | 3279.1886 | 113483 | 0 | 43.1228 | 10898.44
MsrNResSpltPkgAC-65to134-S13 | sim_annual | Mtl | 1975 | CZ09 | cDXGF | DXSZCap | 11.6172 | 30000.07 | 233296.8078 | 27653.42 | 0 | 62100.56 | 4274.2078 | 115287.7 | 0 | 73.3225 | 11703.9
MsrNResSpltPkgAC-65to134-S13 | sim_annual | Mtl | 1975 | CZ10 | cDXGF | DXSZCap | 11.0868 | 30000.07 | 248216.1673 | 27653.42 | 0 | 62100.56 | 6012.7673 | 123521.2 | 0 | 102.7289 | 12053.94
MsrNResSpltPkgAC-65to134-S13 | sim_annual | Mtl | 1975 | CZ11 | cDXGF | DXSZCap | 11.8628 | 30000.07 | 272439.5625 | 27653.42 | 0 | 62100.56 | 12994.3625 | 121181.3 | 0 | 201.9335 | 12958.09
MsrNResSpltPkgAC-65to134-S13 | sim_annual | Mtl | 1975 | CZ12 | cDXGF | DXSZCap | 10.811 | 30000.07 | 247595.8063 | 27653.42 | 0 | 62100.56 | 11735.3063 | 102349.9 | 0 | 170.7822 | 11714.25
MsrNResSpltPkgAC-65to134-S13 | sim_annual | Mtl | 1975 | CZ13 | cDXGF | DXSZCap | 11.9298 | 30000.07 | 272860.3399 | 27653.42 | 0 | 62100.56 | 9845.1399 | 133783.5 | 0 | 176.7393 | 13229.34
MsrNResSpltPkgAC-65to134-S13 | sim_annual | Mtl | 1975 | CZ14 | cDXGF | DXSZCap | 11.8949 | 30000.07 | 277358.0558 | 27653.42 | 0 | 62100.56 | 12646.0558 | 128282.3 | 0 | 210.0224 | 13326.98
MsrNResSpltPkgAC-65to134-S13 | sim_annual | Mtl | 1975 | CZ15 | cDXGF | DXSZCap | 14.9694 | 30000.07 | 322363.0086 | 27653.42 | 0 | 62100.56 | 2082.9086 | 207521.2 | 0 | 56.1588 | 16558.99
MsrNResSpltPkgAC-65to134-S13 | sim_annual | Mtl | 1975 | CZ16 | cDXGF | DXSZCap | 12.1211 | 30000.07 | 291675.4134 | 27653.42 | 0 | 62100.56 | 28347.3134 | 69659.81 | 0 | 381.1897 | 13134.08
MsrNResSpltPkgAC-65to134-S13 | sim_annual | Mtl | 1985 | CZ01 | cDXGF | DXSZCap | 10.9807 | 30000.07 | 182105.6281 | 27653.42 | 0 | 59591.57 | 16054.4281 | 30113.82 | 0 | 296.9298 | 8555.331
MsrNResSpltPkgAC-65to134-S13 | sim_annual | Mtl | 1985 | CZ02 | cDXGF | DXSZCap | 9.2101 | 30000.07 | 220826.0588 | 27653.42 | 0 | 59591.57 | 13644.5588 | 74835.49 | 0 | 180.055 | 9835.64
MsrNResSpltPkgAC-65to134-S13 | sim_annual | Mtl | 1985 | CZ03 | cDXGF | DXSZCap | 11.6742 | 30000.07 | 190796.545 | 27653.42 | 0 | 59591.57 | 8108.1451 | 62154.34 | 0 | 126.6913 | 9904.063
MsrNResSpltPkgAC-65to134-S13 | sim_annual | Mtl | 1985 | CZ04 | cDXGF | DXSZCap | 9.2394 | 30000.07 | 214743.5269 | 27653.42 | 0 | 59591.57 | 7822.2269 | 89163.31 | 0 | 102.0957 | 10015.29
MsrNResSpltPkgAC-65to134-S13 | sim_annual | Mtl | 1985 | CZ05 | cDXGF | DXSZCap | 11.6409 | 30000.07 | 196565.6651 | 27653.42 | 0 | 59591.57 | 8204.6651 | 68042.04 | 0 | 145.4202 | 10135.34
MsrNResSpltPkgAC-65to134-S13 | sim_annual | Mtl | 1985 | CZ06 | cDXGF | DXSZCap | 12.0743 | 30000.07 | 208781.2365 | 27653.42 | 0 | 59591.57 | 2829.5365 | 98389.42 | 0 | 49.3137 | 11006.2
MsrNResSpltPkgAC-65to134-S13 | sim_annual | Mtl | 1985 | CZ07 | cDXGF | DXSZCap | 11.9023 | 30000.07 | 194699.2749 | 27653.42 | 0 | 59591.57 | 1753.4749 | 88261.33 | 0 | 24.1215 | 10420.37
MsrNResSpltPkgAC-65to134-S13 | sim_annual | Mtl | 1985 | CZ08 | cDXGF | DXSZCap | 9.5784 | 30000.07 | 222512.378 | 27653.42 | 0 | 59591.57 | 2967.378 | 112640.9 | 0 | 42.1548 | 10718.19
MsrNResSpltPkgAC-65to134-S13 | sim_annual | Mtl | 1985 | CZ09 | cDXGF | DXSZCap | 11.3748 | 30000.07 | 228270.4182 | 27653.42 | 0 | 59591.57 | 3897.5182 | 114425.2 | 0 | 71.7922 | 11506.96
MsrNResSpltPkgAC-65to134-S13 | sim_annual | Mtl | 1985 | CZ10 | cDXGF | DXSZCap | 10.8532 | 30000.07 | 242735.3666 | 27653.42 | 0 | 59591.57 | 5588.8666 | 122456.2 | 0 | 100.5644 | 11843.63
MsrNResSpltPkgAC-65to134-S13 | sim_annual | Mtl | 1985 | CZ11 | cDXGF | DXSZCap | 11.6215 | 30000.07 | 265748.526 | 27653.42 | 0 | 59591.57 | 12332.3261 | 119932.2 | 0 | 197.8239 | 12705.17
MsrNResSpltPkgAC-65to134-S13 | sim_annual | Mtl | 1985 | CZ12 | cDXGF | DXSZCap | 10.5808 | 30000.07 | 241394.99 | 27653.42 | 0 | 59591.57 | 11102.69 | 101477.8 | 0 | 167.1416 | 11483.37
MsrNResSpltPkgAC-65to134-S13 | sim_annual | Mtl | 1985 | CZ13 | cDXGF | DXSZCap | 11.6835 | 30000.07 | 266312.5493 | 27653.42 | 0 | 59591.57 | 9305.2493 | 132196.5 | 0 | 173.0857 | 12972.77
MsrNResSpltPkgAC-65to134-S13 | sim_annual | Mtl | 1985 | CZ14 | cDXGF | DXSZCap | 11.1342 | 30000.07 | 249264.0949 | 27653.42 | 0 | 59591.57 | 9921.6949 | 115964.7 | 0 | 196.5621 | 11973.91
MsrNResSpltPkgAC-65to134-S13 | sim_annual | Mtl | 1985 | CZ15 | cDXGF | DXSZCap | 14.074 | 30000.07 | 294476.2488 | 27653.42 | 0 | 59591.57 | 1377.3488 | 186570.3 | 0 | 52.7996 | 15097.94
MsrNResSpltPkgAC-65to134-S13 | sim_annual | Mtl | 1985 | CZ16 | cDXGF | DXSZCap | 11.6186 | 30000.07 | 258580.509 | 27653.42 | 0 | 59591.57 | 23641.209 | 63883.63 | 0 | 365.3855 | 11791.03
MsrNResSpltPkgAC-65to134-S13 | sim_annual | Mtl | 1996 | CZ01 | cDXGF | DXSZCap | 10.8534 | 30000.07 | 171407.0262 | 27653.42 | 0 | 57082.43 | 13747.9263 | 31021.47 | 0 | 293.488 | 8266.639
MsrNResSpltPkgAC-65to134-S13 | sim_annual | Mtl | 1996 | CZ02 | cDXGF | DXSZCap | 8.9289 | 30000.07 | 212541.4349 | 27653.42 | 0 | 57082.43 | 12451.8349 | 74197.63 | 0 | 174.555 | 9520.932
MsrNResSpltPkgAC-65to134-S13 | sim_annual | Mtl | 1996 | CZ03 | cDXGF | DXSZCap | 11.5343 | 30000.07 | 184767.8954 | 27653.42 | 0 | 57082.43 | 7171.9954 | 62477.79 | 0 | 125.1728 | 9741.303
MsrNResSpltPkgAC-65to134-S13 | sim_annual | Mtl | 1996 | CZ04 | cDXGF | DXSZCap | 8.9333 | 30000.07 | 208181.7812 | 27653.42 | 0 | 57082.43 | 7022.2812 | 88678.32 | 0 | 98.7105 | 9745.446
MsrNResSpltPkgAC-65to134-S13 | sim_annual | Mtl | 1996 | CZ05 | cDXGF | DXSZCap | 11.5047 | 30000.07 | 190161.5295 | 27653.42 | 0 | 57082.43 | 7209.3295 | 68195.45 | 0 | 143.7191 | 9959.96
MsrNResSpltPkgAC-65to134-S13 | sim_annual | Mtl | 1996 | CZ06 | cDXGF | DXSZCap | 11.6964 | 30000.07 | 192484.5318 | 27653.42 | 0 | 57082.43 | 3026.5318 | 84960.89 | 0 | 47.77 | 10152.02
MsrNResSpltPkgAC-65to134-S13 | sim_annual | Mtl | 1996 | CZ07 | cDXGF | DXSZCap | 11.5354 | 30000.07 | 179622.7498 | 27653.42 | 0 | 57082.43 | 1849.9498 | 76261.41 | 0 | 23.3778 | 9633.636
MsrNResSpltPkgAC-65to134-S13 | sim_annual | Mtl | 1996 | CZ08 | cDXGF | DXSZCap | 9.0534 | 30000.07 | 206851.3549 | 27653.42 | 0 | 57082.43 | 3119.1549 | 100143.7 | 0 | 39.8447 | 9815.248
MsrNResSpltPkgAC-65to134-S13 | sim_annual | Mtl | 1996 | CZ09 | cDXGF | DXSZCap | 10.7738 | 30000.07 | 211464.8507 | 27653.42 | 0 | 57082.43 | 3943.7507 | 101175 | 0 | 68.0007 | 10535.42
MsrNResSpltPkgAC-65to134-S13 | sim_annual | Mtl | 1996 | CZ10 | cDXGF | DXSZCap | 10.237 | 30000.07 | 225914.7944 | 27653.42 | 0 | 57082.43 | 5721.8944 | 108877.5 | 0 | 94.8564 | 10855.37
MsrNResSpltPkgAC-65to134-S13 | sim_annual | Mtl | 1996 | CZ11 | cDXGF | DXSZCap | 10.0158 | 30000.07 | 220164.0034 | 27653.42 | 0 | 57082.43 | 9111.4034 | 93529.45 | 0 | 170.494 | 10191.68
MsrNResSpltPkgAC-65to134-S13 | sim_annual | Mtl | 1996 | CZ12 | cDXGF | DXSZCap | 9.089 | 30000.07 | 201748.6304 | 27653.42 | 0 | 57082.43 | 8310.9304 | 78759.95 | 0 | 143.5785 | 9226.812
MsrNResSpltPkgAC-65to134-S13 | sim_annual | Mtl | 1996 | CZ13 | cDXGF | DXSZCap | 10.0395 | 30000.07 | 222636.0946 | 27653.42 | 0 | 57082.43 | 6900.7946 | 103969.5 | 0 | 148.7376 | 10477.31
MsrNResSpltPkgAC-65to134-S13 | sim_annual | Mtl | 1996 | CZ14 | cDXGF | DXSZCap | 9.9961 | 30000.07 | 223216.0725 | 27653.42 | 0 | 57082.43 | 9016.9725 | 97887.38 | 0 | 176.5145 | 10403.89
MsrNResSpltPkgAC-65to134-S13 | sim_annual | Mtl | 1996 | CZ15 | cDXGF | DXSZCap | 12.8812 | 30000.07 | 264916.2242 | 27653.42 | 0 | 57082.43 | 1043.5242 | 162636.9 | 0 | 48.3246 | 13378.66
MsrNResSpltPkgAC-65to134-S13 | sim_annual | Mtl | 1996 | CZ16 | cDXGF | DXSZCap | 11.4647 | 30000.07 | 244809.3127 | 27653.42 | 0 | 57082.43 | 21240.7127 | 63804.62 | 0 | 360.5386 | 11366.95
MsrNResSpltPkgAC-65to134-S13 | sim_annual | Mtl | 2003 | CZ01 | cDXGF | DXSZCap | 8.9117 | 30000.07 | 154530.4333 | 27653.42 | 0 | 54573.23 | 16141.7333 | 10109.11 | 0 | 240.9922 | 6525.458
MsrNResSpltPkgAC-65to134-S13 | sim_annual | Mtl | 2003 | CZ02 | cDXGF | DXSZCap | 6.869 | 30000.07 | 165423.6853 | 27653.42 | 0 | 54573.23 | 11794.7853 | 35003.94 | 0 | 134.3008 | 6388.82
MsrNResSpltPkgAC-65to134-S13 | sim_annual | Mtl | 2003 | CZ03 | cDXGF | DXSZCap | 9.4665 | 30000.07 | 141472.1321 | 27653.42 | 0 | 54573.23 | 7155.4321 | 26185.67 | 0 | 102.7349 | 6794.76
MsrNResSpltPkgAC-65to134-S13 | sim_annual | Mtl | 2003 | CZ04 | cDXGF | DXSZCap | 7.1171 | 30000.07 | 159455.4086 | 27653.42 | 0 | 54573.23 | 7017.4086 | 46292.35 | 0 | 78.6617 | 6592.121
MsrNResSpltPkgAC-65to134-S13 | sim_annual | Mtl | 2003 | CZ05 | cDXGF | DXSZCap | 9.3989 | 30000.07 | 145146.3739 | 27653.42 | 0 | 54573.23 | 7541.5739 | 29061.59 | 0 | 117.4143 | 6900.605
MsrNResSpltPkgAC-65to134-S13 | sim_annual | Mtl | 2003 | CZ06 | cDXGF | DXSZCap | 9.703 | 30000.07 | 154473.5439 | 27653.42 | 0 | 54573.23 | 1607.8439 | 58256.26 | 0 | 39.6287 | 7666.211
MsrNResSpltPkgAC-65to134-S13 | sim_annual | Mtl | 2003 | CZ07 | cDXGF | DXSZCap | 9.6159 | 30000.07 | 146600.0972 | 27653.42 | 0 | 54573.23 | 923.2972 | 52543.39 | 0 | 19.4879 | 7381.374
MsrNResSpltPkgAC-65to134-S13 | sim_annual | Mtl | 2003 | CZ08 | cDXGF | DXSZCap | 7.3108 | 30000.07 | 165532.3281 | 27653.42 | 0 | 54573.23 | 1765.4281 | 69526.73 | 0 | 32.1761 | 7243.931
MsrNResSpltPkgAC-65to134-S13 | sim_annual | Mtl | 2003 | CZ09 | cDXGF | DXSZCap | 8.889 | 30000.07 | 167267.381 | 27653.42 | 0 | 54573.23 | 2407.581 | 68829.71 | 0 | 56.1055 | 7801.158
MsrNResSpltPkgAC-65to134-S13 | sim_annual | Mtl | 2003 | CZ10 | cDXGF | DXSZCap | 8.3136 | 30000.07 | 173100.2116 | 27653.42 | 0 | 54573.23 | 4635.6116 | 66303.41 | 0 | 77.0373 | 7643.541
MsrNResSpltPkgAC-65to134-S13 | sim_annual | Mtl | 2003 | CZ11 | cDXGF | DXSZCap | 8.9206 | 30000.07 | 192900.0163 | 27653.42 | 0 | 54573.23 | 10085.7163 | 65932.08 | 0 | 151.867 | 8434.392
MsrNResSpltPkgAC-65to134-S13 | sim_annual | Mtl | 2003 | CZ12 | cDXGF | DXSZCap | 8.0405 | 30000.07 | 175780.7109 | 27653.42 | 0 | 54573.23 | 9230.5108 | 52803.66 | 0 | 127.0435 | 7506.701
MsrNResSpltPkgAC-65to134-S13 | sim_annual | Mtl | 2003 | CZ13 | cDXGF | DXSZCap | 8.9661 | 30000.07 | 193343.1244 | 27653.42 | 0 | 54573.23 | 7693.3244 | 75367.8 | 0 | 132.8664 | 8643.977
MsrNResSpltPkgAC-65to134-S13 | sim_annual | Mtl | 2003 | CZ14 | cDXGF | DXSZCap | 8.8605 | 30000.07 | 193209.4733 | 27653.42 | 0 | 54573.23 | 10342.9733 | 66237.96 | 0 | 156.5294 | 8460.738
MsrNResSpltPkgAC-65to134-S13 | sim_annual | Mtl | 2003 | CZ15 | cDXGF | DXSZCap | 11.6674 | 30000.07 | 223021.9418 | 27653.42 | 0 | 54573.23 | 1286.0418 | 124904.3 | 0 | 43.7709 | 11035.28
MsrNResSpltPkgAC-65to134-S13 | sim_annual | Mtl | 2003 | CZ16 | cDXGF | DXSZCap | 9.4257 | 30000.07 | 220555.1554 | 27653.42 | 0 | 54573.23 | 23340.6554 | 31364.26 | 0 | 296.4485 | 9204.567
MsrNResSpltPkgAC-65to134-S13 | sim_annual | Mtl | 2007 | CZ01 | cDXGF | DXSZCap | 8.9117 | 30000.07 | 150787.9333 | 27653.42 | 0 | 54573.23 | 16141.7333 | 8964.976 | 0 | 240.9922 | 6525.458
MsrNResSpltPkgAC-65to134-S13 | sim_annual | Mtl | 2007 | CZ02 | cDXGF | DXSZCap | 6.869 | 30000.07 | 159865.8853 | 27653.42 | 0 | 54573.23 | 11794.7853 | 31318.43 | 0 | 134.3008 | 6388.82
MsrNResSpltPkgAC-65to134-S13 | sim_annual | Mtl | 2007 | CZ03 | cDXGF | DXSZCap | 9.4665 | 30000.07 | 137313.1321 | 27653.42 | 0 | 54573.23 | 7155.4321 | 23355.55 | 0 | 102.7349 | 6794.76
MsrNResSpltPkgAC-65to134-S13 | sim_annual | Mtl | 2007 | CZ04 | cDXGF | DXSZCap | 7.1171 | 30000.07 | 153422.3086 | 27653.42 | 0 | 54573.23 | 7017.4086 | 41434.79 | 0 | 78.6617 | 6592.121
MsrNResSpltPkgAC-65to134-S13 | sim_annual | Mtl | 2007 | CZ05 | cDXGF | DXSZCap | 9.3989 | 30000.07 | 140741.4739 | 27653.42 | 0 | 54573.23 | 7541.5739 | 25949.91 | 0 | 117.4143 | 6900.605
MsrNResSpltPkgAC-65to134-S13 | sim_annual | Mtl | 2007 | CZ06 | cDXGF | DXSZCap | 9.703 | 30000.07 | 148054.7439 | 27653.42 | 0 | 54573.23 | 1607.8439 | 52175.5 | 0 | 39.6287 | 7666.211
MsrNResSpltPkgAC-65to134-S13 | sim_annual | Mtl | 2007 | CZ07 | cDXGF | DXSZCap | 9.6159 | 30000.07 | 140820.7972 | 27653.42 | 0 | 54573.23 | 923.2972 | 47018.79 | 0 | 19.4879 | 7381.374
MsrNResSpltPkgAC-65to134-S13 | sim_annual | Mtl | 2007 | CZ08 | cDXGF | DXSZCap | 7.3108 | 30000.07 | 157936.7281 | 27653.42 | 0 | 54573.23 | 1765.4281 | 62270.91 | 0 | 32.1761 | 7243.931
MsrNResSpltPkgAC-65to134-S13 | sim_annual | Mtl | 2007 | CZ09 | cDXGF | DXSZCap | 8.889 | 30000.07 | 159623.581 | 27653.42 | 0 | 54573.23 | 2407.581 | 61609.91 | 0 | 56.1055 | 7801.158
MsrNResSpltPkgAC-65to134-S13 | sim_annual | Mtl | 2007 | CZ10 | cDXGF | DXSZCap | 8.3136 | 30000.07 | 165447.4116 | 27653.42 | 0 | 54573.23 | 4635.6116 | 59433.67 | 0 | 77.0373 | 7643.541
MsrNResSpltPkgAC-65to134-S13 | sim_annual | Mtl | 2007 | CZ11 | cDXGF | DXSZCap | 8.9206 | 30000.07 | 184391.9163 | 27653.42 | 0 | 54573.23 | 10085.7163 | 59113.36 | 0 | 151.867 | 8434.392
MsrNResSpltPkgAC-65to134-S13 | sim_annual | Mtl | 2007 | CZ12 | cDXGF | DXSZCap | 8.0405 | 30000.07 | 168730.4108 | 27653.42 | 0 | 54573.23 | 9230.5108 | 47281.64 | 0 | 127.0435 | 7506.701
MsrNResSpltPkgAC-65to134-S13 | sim_annual | Mtl | 2007 | CZ13 | cDXGF | DXSZCap | 8.9661 | 30000.07 | 184284.4244 | 27653.42 | 0 | 54573.23 | 7693.3244 | 67563.68 | 0 | 132.8664 | 8643.977
MsrNResSpltPkgAC-65to134-S13 | sim_annual | Mtl | 2007 | CZ14 | cDXGF | DXSZCap | 8.8605 | 30000.07 | 184707.4733 | 27653.42 | 0 | 54573.23 | 10342.9733 | 59363.43 | 0 | 156.5294 | 8460.738
MsrNResSpltPkgAC-65to134-S13 | sim_annual | Mtl | 2007 | CZ15 | cDXGF | DXSZCap | 11.6674 | 30000.07 | 209988.9418 | 27653.42 | 0 | 54573.23 | 1286.0418 | 112126.3 | 0 | 43.7709 | 11035.28
MsrNResSpltPkgAC-65to134-S13 | sim_annual | Mtl | 2007 | CZ16 | cDXGF | DXSZCap | 9.4257 | 30000.07 | 213282.0554 | 27653.42 | 0 | 54573.23 | 23340.6554 | 28002.63 | 0 | 296.4485 | 9204.567
MsrNResSpltPkgAC-65to134-S13 | sim_annual | Mtl | 2011 | CZ01 | cDXGF | DXSZCap | 8.9117 | 30000.07 | 148363.0315 | 27653.42 | 0 | 54573.23 | 15507.6315 | 9044.433 | 0 | 240.9922 | 6448.626
MsrNResSpltPkgAC-65to134-S13 | sim_annual | Mtl | 2011 | CZ02 | cDXGF | DXSZCap | 6.7036 | 30000.07 | 155340.5307 | 27653.42 | 0 | 54573.23 | 10711.1307 | 31097.81 | 0 | 131.0659 | 6168.188
MsrNResSpltPkgAC-65to134-S13 | sim_annual | Mtl | 2011 | CZ03 | cDXGF | DXSZCap | 9.3198 | 30000.07 | 133807.7881 | 27653.42 | 0 | 54573.23 | 6114.4881 | 23886.17 | 0 | 101.1432 | 6633.639
MsrNResSpltPkgAC-65to134-S13 | sim_annual | Mtl | 2011 | CZ04 | cDXGF | DXSZCap | 6.8556 | 30000.07 | 148392.7869 | 27653.42 | 0 | 54573.23 | 5811.7869 | 41224.02 | 0 | 75.7702 | 6317.21
MsrNResSpltPkgAC-65to134-S13 | sim_annual | Mtl | 2011 | CZ05 | cDXGF | DXSZCap | 9.2531 | 30000.07 | 136865.9065 | 27653.42 | 0 | 54573.23 | 6417.3065 | 26373.85 | 0 | 115.5927 | 6727.278
MsrNResSpltPkgAC-65to134-S13 | sim_annual | Mtl | 2011 | CZ06 | cDXGF | DXSZCap | 9.5337 | 30000.07 | 147166.2163 | 27653.42 | 0 | 54573.23 | 1199.4163 | 52830.15 | 0 | 38.9374 | 7587
MsrNResSpltPkgAC-65to134-S13 | sim_annual | Mtl | 2011 | CZ07 | cDXGF | DXSZCap | 9.4583 | 30000.07 | 140406.0851 | 27653.42 | 0 | 54573.23 | 635.3852 | 47822.98 | 0 | 19.1683 | 7324.113
MsrNResSpltPkgAC-65to134-S13 | sim_annual | Mtl | 2011 | CZ08 | cDXGF | DXSZCap | 6.9671 | 30000.07 | 155384.3974 | 27653.42 | 0 | 54573.23 | 1200.5974 | 61955.47 | 0 | 30.663 | 7018.701
MsrNResSpltPkgAC-65to134-S13 | sim_annual | Mtl | 2011 | CZ09 | cDXGF | DXSZCap | 8.4877 | 30000.07 | 156486.1108 | 27653.42 | 0 | 54573.23 | 1699.8108 | 61226.29 | 0 | 53.5725 | 7526.138
MsrNResSpltPkgAC-65to134-S13 | sim_annual | Mtl | 2011 | CZ10 | cDXGF | DXSZCap | 8.102 | 30000.07 | 162610.7679 | 27653.42 | 0 | 54573.23 | 4121.968 | 58792.78 | 0 | 75.0772 | 7452.407
MsrNResSpltPkgAC-65to134-S13 | sim_annual | Mtl | 2011 | CZ11 | cDXGF | DXSZCap | 8.5818 | 30000.07 | 177252.7181 | 27653.42 | 0 | 54573.23 | 8732.8181 | 57669.66 | 0 | 146.0984 | 8036.042
MsrNResSpltPkgAC-65to134-S13 | sim_annual | Mtl | 2011 | CZ12 | cDXGF | DXSZCap | 7.8463 | 30000.07 | 164806.8716 | 27653.42 | 0 | 54573.23 | 8413.4716 | 46741.8 | 0 | 123.974 | 7288.025
MsrNResSpltPkgAC-65to134-S13 | sim_annual | Mtl | 2011 | CZ13 | cDXGF | DXSZCap | 8.7152 | 30000.07 | 180141.2776 | 27653.42 | 0 | 54573.23 | 7010.8776 | 66346.81 | 0 | 129.1458 | 8382.476
MsrNResSpltPkgAC-65to134-S13 | sim_annual | Mtl | 2011 | CZ14 | cDXGF | DXSZCap | 8.4787 | 30000.07 | 177651.5382 | 27653.42 | 0 | 54573.23 | 8911.8382 | 58100.29 | 0 | 149.7812 | 8044.471
MsrNResSpltPkgAC-65to134-S13 | sim_annual | Mtl | 2011 | CZ15 | cDXGF | DXSZCap | 11.2245 | 30000.07 | 204686.9699 | 27653.42 | 0 | 54573.23 | 952.6699 | 108490.6 | 0 | 42.1097 | 10623.54
MsrNResSpltPkgAC-65to134-S13 | sim_annual | Mtl | 2011 | CZ16 | cDXGF | DXSZCap | 9.3112 | 30000.07 | 205646.7344 | 27653.42 | 0 | 54573.23 | 21695.3344 | 27923.59 | 0 | 292.8454 | 8915.594
MsrNResSpltPkgAC-65to134-S13 | sim_annual | Mtl | 2015 | CZ01 | cDXGF | DXSZCap | 8.2021 | 30000.07 | 128467.2837 | 27653.42 | 0 | 54573.23 | 11116.6837 | 8407.162 | 0 | 221.8022 | 5539.696
MsrNResSpltPkgAC-65to134-S13 | sim_annual | Mtl | 2015 | CZ02 | cDXGF | DXSZCap | 6.0427 | 30000.07 | 137931.4857 | 27653.42 | 0 | 54573.23 | 7985.6857 | 27025.77 | 0 | 118.1452 | 5425.26
MsrNResSpltPkgAC-65to134-S13 | sim_annual | Mtl | 2015 | CZ03 | cDXGF | DXSZCap | 8.534 | 30000.07 | 121666.705 | 27653.42 | 0 | 54573.23 | 3956.505 | 21094.42 | 0 | 92.6149 | 5915.165
MsrNResSpltPkgAC-65to134-S13 | sim_annual | Mtl | 2015 | CZ04 | cDXGF | DXSZCap | 6.1402 | 30000.07 | 133626.8193 | 27653.42 | 0 | 54573.23 | 3972.0193 | 34536.83 | 0 | 67.8623 | 5554.962
MsrNResSpltPkgAC-65to134-S13 | sim_annual | Mtl | 2015 | CZ05 | cDXGF | DXSZCap | 8.4881 | 30000.07 | 123757.5491 | 27653.42 | 0 | 54573.23 | 4126.1491 | 22795.51 | 0 | 106.0367 | 5984.873
MsrNResSpltPkgAC-65to134-S13 | sim_annual | Mtl | 2015 | CZ06 | cDXGF | DXSZCap | 8.7767 | 30000.07 | 132408.3154 | 27653.42 | 0 | 54573.23 | 1005.4154 | 39865.02 | 0 | 35.8455 | 6628.384
MsrNResSpltPkgAC-65to134-S13 | sim_annual | Mtl | 2015 | CZ07 | cDXGF | DXSZCap | 8.72 | 30000.07 | 127056.8888 | 27653.42 | 0 | 54573.23 | 513.9888 | 35876.97 | 0 | 17.6721 | 6421.925
MsrNResSpltPkgAC-65to134-S13 | sim_annual | Mtl | 2015 | CZ08 | cDXGF | DXSZCap | 6.4467 | 30000.07 | 139494.3248 | 27653.42 | 0 | 54573.23 | 991.9248 | 47725.95 | 0 | 28.373 | 6103.663
MsrNResSpltPkgAC-65to134-S13 | sim_annual | Mtl | 2015 | CZ09 | cDXGF | DXSZCap | 7.9299 | 30000.07 | 140142.8111 | 27653.42 | 0 | 54573.23 | 1433.0111 | 46662.06 | 0 | 50.0521 | 6598.457
MsrNResSpltPkgAC-65to134-S13 | sim_annual | Mtl | 2015 | CZ10 | cDXGF | DXSZCap | 7.4384 | 30000.07 | 147370.4834 | 27653.42 | 0 | 54573.23 | 2586.9834 | 50417.39 | 0 | 68.9269 | 6684.299
MsrNResSpltPkgAC-65to134-S13 | sim_annual | Mtl | 2015 | CZ11 | cDXGF | DXSZCap | 7.838 | 30000.07 | 155112.0725 | 27653.42 | 0 | 54573.23 | 5913.4725 | 48563.84 | 0 | 133.4345 | 7006.824
MsrNResSpltPkgAC-65to134-S13 | sim_annual | Mtl | 2015 | CZ12 | cDXGF | DXSZCap | 7.158 | 30000.07 | 146658.5678 | 27653.42 | 0 | 54573.23 | 5979.4678 | 40064.78 | 0 | 113.0981 | 6424.114
MsrNResSpltPkgAC-65to134-S13 | sim_annual | Mtl | 2015 | CZ13 | cDXGF | DXSZCap | 8.0219 | 30000.07 | 159676.2799 | 27653.42 | 0 | 54573.23 | 4959.2799 | 55686.1 | 0 | 118.8727 | 7415.462
MsrNResSpltPkgAC-65to134-S13 | sim_annual | Mtl | 2015 | CZ14 | cDXGF | DXSZCap | 7.8516 | 30000.07 | 156294.2214 | 27653.42 | 0 | 54573.23 | 6152.0214 | 49217 | 0 | 138.6962 | 7084.502
MsrNResSpltPkgAC-65to134-S13 | sim_annual | Mtl | 2015 | CZ15 | cDXGF | DXSZCap | 10.4986 | 30000.07 | 182983.7116 | 27653.42 | 0 | 54573.23 | 363.9116 | 89800.68 | 0 | 39.3863 | 9586.076
MsrNResSpltPkgAC-65to134-S13 | sim_annual | Mtl | 2015 | CZ16 | cDXGF | DXSZCap | 8.5255 | 30000.07 | 175632.773 | 27653.42 | 0 | 54573.23 | 17299.473 | 23231.43 | 0 | 268.1311 | 7643.328
MsrNResSpltPkgAC-65to134-S13 | sim_annual | Mtl | 2017 | CZ01 | cDXGF | DXSZCap | 8.1576 | 30000.07 | 128004.0343 | 26923 | 0 | 54573.23 | 11422.6343 | 8394.364 | 0 | 220.5979 | 5514.915
MsrNResSpltPkgAC-65to134-S13 | sim_annual | Mtl | 2017 | CZ02 | cDXGF | DXSZCap | 6.0116 | 30000.07 | 137287.649 | 26923 | 0 | 54573.23 | 8143.349 | 26979.47 | 0 | 117.5378 | 5401.065
MsrNResSpltPkgAC-65to134-S13 | sim_annual | Mtl | 2017 | CZ03 | cDXGF | DXSZCap | 8.4952 | 30000.07 | 120109.9729 | 26923 | 0 | 54573.23 | 3721.2729 | 21336.73 | 0 | 92.1939 | 5867.177
MsrNResSpltPkgAC-65to134-S13 | sim_annual | Mtl | 2017 | CZ04 | cDXGF | DXSZCap | 6.1105 | 30000.07 | 132924.801 | 26923 | 0 | 54573.23 | 4087.101 | 34475.29 | 0 | 67.534 | 5530.226
MsrNResSpltPkgAC-65to134-S13 | sim_annual | Mtl | 2017 | CZ05 | cDXGF | DXSZCap | 8.448 | 30000.07 | 122084.0032 | 26923 | 0 | 54573.23 | 3895.3032 | 22984.79 | 0 | 105.5352 | 5930.843
MsrNResSpltPkgAC-65to134-S13 | sim_annual | Mtl | 2017 | CZ06 | cDXGF | DXSZCap | 8.7386 | 30000.07 | 131229.6094 | 26923 | 0 | 54573.23 | 874.3094 | 39930.36 | 0 | 35.6901 | 6593.966
MsrNResSpltPkgAC-65to134-S13 | sim_annual | Mtl | 2017 | CZ07 | cDXGF | DXSZCap | 8.6818 | 30000.07 | 126235.9863 | 26923 | 0 | 54573.23 | 527.5863 | 35800.98 | 0 | 17.5947 | 6393.991
MsrNResSpltPkgAC-65to134-S13 | sim_annual | Mtl | 2017 | CZ08 | cDXGF | DXSZCap | 6.4177 | 30000.07 | 138678.2766 | 26923 | 0 | 54573.23 | 1018.9766 | 47639.64 | 0 | 28.2455 | 6077.477
MsrNResSpltPkgAC-65to134-S13 | sim_annual | Mtl | 2017 | CZ09 | cDXGF | DXSZCap | 7.8985 | 30000.07 | 139362.2854 | 26923 | 0 | 54573.23 | 1480.7854 | 46587.62 | 0 | 49.854 | 6575.321
MsrNResSpltPkgAC-65to134-S13 | sim_annual | Mtl | 2017 | CZ10 | cDXGF | DXSZCap | 7.4081 | 30000.07 | 146610.2741 | 26923 | 0 | 54573.23 | 2658.9741 | 50339.7 | 0 | 68.6468 | 6660.507
MsrNResSpltPkgAC-65to134-S13 | sim_annual | Mtl | 2017 | CZ11 | cDXGF | DXSZCap | 7.8065 | 30000.07 | 154393.1115 | 26923 | 0 | 54573.23 | 6018.9115 | 48493.81 | 0 | 132.8985 | 6983.375
MsrNResSpltPkgAC-65to134-S13 | sim_annual | Mtl | 2017 | CZ12 | cDXGF | DXSZCap | 7.1274 | 30000.07 | 145979.5774 | 26923 | 0 | 54573.23 | 6114.9774 | 40005.29 | 0 | 112.6149 | 6400.029
MsrNResSpltPkgAC-65to134-S13 | sim_annual | Mtl | 2017 | CZ13 | cDXGF | DXSZCap | 7.991 | 30000.07 | 158949.8139 | 26923 | 0 | 54573.23 | 5063.7139 | 55609.98 | 0 | 118.4162 | 7391.448
MsrNResSpltPkgAC-65to134-S13 | sim_annual | Mtl | 2017 | CZ14 | cDXGF | DXSZCap | 7.8205 | 30000.07 | 155604.9026 | 26923 | 0 | 54573.23 | 6285.7026 | 49147.82 | 0 | 138.1473 | 7061.664
MsrNResSpltPkgAC-65to134-S13 | sim_annual | Mtl | 2017 | CZ15 | cDXGF | DXSZCap | 10.4652 | 30000.07 | 182131.146 | 26923 | 0 | 54573.23 | 375.246 | 89691.44 | 0 | 39.2608 | 9562.002
MsrNResSpltPkgAC-65to134-S13 | sim_annual | Mtl | 2017 | CZ16 | cDXGF | DXSZCap | 8.4866 | 30000.07 | 175126.1196 | 26923 | 0 | 54573.23 | 17584.1196 | 23197.13 | 0 | 266.9089 | 7618.105
MsrNResSpltPkgAC-65to134-S13 | sim_annual | Mtl | 2020 | CZ01 | cDXGF | DXSZCap | 8.0534 | 30000.07 | 126892.2537 | 24477.74 | 0 | 54573.23 | 12823.9537 | 8325.891 | 0 | 217.7797 | 5459.052
MsrNResSpltPkgAC-65to134-S13 | sim_annual | Mtl | 2020 | CZ02 | cDXGF | DXSZCap | 5.9069 | 30000.07 | 135559.0245 | 24477.74 | 0 | 54573.23 | 9078.1245 | 26777.77 | 0 | 115.4917 | 5326.088
MsrNResSpltPkgAC-65to134-S13 | sim_annual | Mtl | 2020 | CZ03 | cDXGF | DXSZCap | 8.4008 | 30000.07 | 118037.2932 | 24477.74 | 0 | 54573.23 | 4281.8932 | 21178.05 | 0 | 91.1692 | 5803.456
MsrNResSpltPkgAC-65to134-S13 | sim_annual | Mtl | 2020 | CZ04 | cDXGF | DXSZCap | 6.0118 | 30000.07 | 130785.3399 | 24477.74 | 0 | 54573.23 | 4626.6399 | 34234.19 | 0 | 66.4448 | 5497.613
MsrNResSpltPkgAC-65to134-S13 | sim_annual | Mtl | 2020 | CZ05 | cDXGF | DXSZCap | 8.3466 | 30000.07 | 120033.757 | 24477.74 | 0 | 54573.23 | 4494.9569 | 22809.73 | 0 | 104.2683 | 5863.446
MsrNResSpltPkgAC-65to134-S13 | sim_annual | Mtl | 2020 | CZ06 | cDXGF | DXSZCap | 8.6456 | 30000.07 | 128645.5293 | 24477.74 | 0 | 54573.23 | 1068.9293 | 39642.54 | 0 | 35.3102 | 6529.517
MsrNResSpltPkgAC-65to134-S13 | sim_annual | Mtl | 2020 | CZ07 | cDXGF | DXSZCap | 8.5889 | 30000.07 | 123603.1654 | 24477.74 | 0 | 54573.23 | 657.3654 | 35532.02 | 0 | 17.4064 | 6327.058
MsrNResSpltPkgAC-65to134-S13 | sim_annual | Mtl | 2020 | CZ08 | cDXGF | DXSZCap | 6.3145 | 30000.07 | 136058.8536 | 24477.74 | 0 | 54573.23 | 1240.0536 | 47303.36 | 0 | 27.7913 | 5994.045
MsrNResSpltPkgAC-65to134-S13 | sim_annual | Mtl | 2020 | CZ09 | cDXGF | DXSZCap | 7.7904 | 30000.07 | 136862.1899 | 24477.74 | 0 | 54573.23 | 1755.7899 | 46312.2 | 0 | 49.1719 | 6500.711
MsrNResSpltPkgAC-65to134-S13 | sim_annual | Mtl | 2020 | CZ10 | cDXGF | DXSZCap | 7.309 | 30000.07 | 144191.8899 | 24477.74 | 0 | 54573.23 | 3022.0899 | 50052.4 | 0 | 67.7284 | 6586.897
MsrNResSpltPkgAC-65to134-S13 | sim_annual | Mtl | 2020 | CZ11 | cDXGF | DXSZCap | 7.7063 | 30000.07 | 152297.2542 | 24477.74 | 0 | 54573.23 | 6659.2542 | 48242.6 | 0 | 131.1929 | 6912.358
MsrNResSpltPkgAC-65to134-S13 | sim_annual | Mtl | 2020 | CZ12 | cDXGF | DXSZCap | 7.0302 | 30000.07 | 143925.417 | 24477.74 | 0 | 54573.23 | 6775.417 | 39778.1 | 0 | 111.0804 | 6326.289
MsrNResSpltPkgAC-65to134-S13 | sim_annual | Mtl | 2020 | CZ13 | cDXGF | DXSZCap | 7.889 | 30000.07 | 156715.8655 | 24477.74 | 0 | 54573.23 | 5604.5655 | 55333.3 | 0 | 116.9043 | 7315.715
MsrNResSpltPkgAC-65to134-S13 | sim_annual | Mtl | 2020 | CZ14 | cDXGF | DXSZCap | 7.7104 | 30000.07 | 153488.8614 | 24477.74 | 0 | 54573.23 | 6910.2614 | 48895.32 | 0 | 136.2027 | 6986.457
MsrNResSpltPkgAC-65to134-S13 | sim_annual | Mtl | 2020 | CZ15 | cDXGF | DXSZCap | 10.3495 | 30000.07 | 179310.3619 | 24477.74 | 0 | 54573.23 | 456.3619 | 89306.72 | 0 | 38.8268 | 9482.426
MsrNResSpltPkgAC-65to134-S13 | sim_annual | Mtl | 2020 | CZ16 | cDXGF | DXSZCap | 8.3915 | 30000.07 | 173722.9039 | 24477.74 | 0 | 54573.23 | 18774.1039 | 23068.69 | 0 | 263.9203 | 7555.041
MsrNResSpltPkgAC-65to134-S13 | sim_annual | Nrs | 1975 | CZ01 | cDXGF | DXSZCap | 103.9015 | 60654.58 | 1081703.663 | 187871.8 | 0 | 436467.9 | 317316.363 | 67912.13 | 0 | 2809.723 | 56752.07
MsrNResSpltPkgAC-65to134-S13 | sim_annual | Nrs | 1975 | CZ02 | cDXGF | DXSZCap | 107.3475 | 60654.58 | 1077718.0789 | 187871.8 | 0 | 436467.9 | 219541.1789 | 161419.8 | 0 | 2099.13 | 62462.22
MsrNResSpltPkgAC-65to134-S13 | sim_annual | Nrs | 1975 | CZ03 | cDXGF | DXSZCap | 105.4164 | 60654.58 | 993118.8288 | 187871.8 | 0 | 436467.9 | 172261.0288 | 132382 | 0 | 1144.026 | 60546.34
MsrNResSpltPkgAC-65to134-S13 | sim_annual | Nrs | 1975 | CZ04 | cDXGF | DXSZCap | 107.4541 | 60654.58 | 1032179.5241 | 187871.8 | 0 | 436467.9 | 144971.6241 | 195662.7 | 0 | 1187.749 | 63812.95
MsrNResSpltPkgAC-65to134-S13 | sim_annual | Nrs | 1975 | CZ05 | cDXGF | DXSZCap | 105.1546 | 60654.58 | 1009597.474 | 187871.8 | 0 | 436467.9 | 170414.074 | 143907.9 | 0 | 1313.624 | 66720.3
MsrNResSpltPkgAC-65to134-S13 | sim_annual | Nrs | 1975 | CZ06 | cDXGF | DXSZCap | 107.3153 | 60654.58 | 991419.6749 | 187871.8 | 0 | 436467.9 | 79947.7749 | 222627.2 | 0 | 438.2963 | 63916.63
MsrNResSpltPkgAC-65to134-S13 | sim_annual | Nrs | 1975 | CZ07 | cDXGF | DXSZCap | 106.5384 | 60654.58 | 957184.4367 | 187871.8 | 0 | 436467.9 | 58911.1367 | 204653 | 0 | 215.9132 | 69035.16
MsrNResSpltPkgAC-65to134-S13 | sim_annual | Nrs | 1975 | CZ08 | cDXGF | DXSZCap | 108.6626 | 60654.58 | 1021870.3899 | 187871.8 | 0 | 436467.9 | 74514.0899 | 256944.2 | 0 | 478.2606 | 65478.1
MsrNResSpltPkgAC-65to134-S13 | sim_annual | Nrs | 1975 | CZ09 | cDXGF | DXSZCap | 111.2982 | 60654.58 | 1035107.5856 | 187871.8 | 0 | 436467.9 | 91310.2856 | 253250.6 | 0 | 702.5063 | 65111.68
MsrNResSpltPkgAC-65to134-S13 | sim_annual | Nrs | 1975 | CZ10 | cDXGF | DXSZCap | 110.6552 | 60654.58 | 1073878.44 | 187871.8 | 0 | 436467.9 | 110396.54 | 269488.8 | 0 | 1025.416 | 66546.27
MsrNResSpltPkgAC-65to134-S13 | sim_annual | Nrs | 1975 | CZ11 | cDXGF | DXSZCap | 112.8533 | 60654.58 | 1147515.6745 | 187871.8 | 0 | 436467.9 | 179959.5745 | 259654.9 | 0 | 1921.349 | 72399.08
MsrNResSpltPkgAC-65to134-S13 | sim_annual | Nrs | 1975 | CZ12 | cDXGF | DXSZCap | 110.4632 | 60654.58 | 1096855.9542 | 187871.8 | 0 | 436467.9 | 179963.3542 | 217838.2 | 0 | 1745.654 | 65624.61
MsrNResSpltPkgAC-65to134-S13 | sim_annual | Nrs | 1975 | CZ13 | cDXGF | DXSZCap | 112.7422 | 60654.58 | 1138790.4724 | 187871.8 | 0 | 436467.9 | 151266.1724 | 288656.5 | 0 | 1670.894 | 67529.8
MsrNResSpltPkgAC-65to134-S13 | sim_annual | Nrs | 1975 | CZ14 | cDXGF | DXSZCap | 112.5333 | 60654.58 | 1157868.1777 | 187871.8 | 0 | 436467.9 | 182626.5777 | 264236.5 | 0 | 1988.124 | 72261.55
MsrNResSpltPkgAC-65to134-S13 | sim_annual | Nrs | 1975 | CZ15 | cDXGF | DXSZCap | 126.8868 | 60654.58 | 1208992.5246 | 187871.8 | 0 | 436467.9 | 47220.5246 | 460108 | 0 | 476.0255 | 76802.46
MsrNResSpltPkgAC-65to134-S13 | sim_annual | Nrs | 1975 | CZ16 | cDXGF | DXSZCap | 107.0119 | 60654.58 | 1250939.262 | 187871.8 | 0 | 436467.9 | 361073.862 | 128318.8 | 0 | 3365.572 | 64074.69
MsrNResSpltPkgAC-65to134-S13 | sim_annual | Nrs | 1985 | CZ01 | cDXGF | DXSZCap | 103.2927 | 60654.58 | 1060286.397 | 187871.8 | 0 | 430833.3 | 300978.097 | 73900.2 | 0 | 2793.249 | 56562.48
MsrNResSpltPkgAC-65to134-S13 | sim_annual | Nrs | 1985 | CZ02 | cDXGF | DXSZCap | 106.4698 | 60654.58 | 1061370.8815 | 187871.8 | 0 | 430833.3 | 208790.4815 | 165142.5 | 0 | 2081.973 | 62117.61
MsrNResSpltPkgAC-65to134-S13 | sim_annual | Nrs | 1985 | CZ03 | cDXGF | DXSZCap | 104.6875 | 60654.58 | 982278.9333 | 187871.8 | 0 | 430833.3 | 163092.0333 | 137697.5 | 0 | 1136.117 | 60425.95
MsrNResSpltPkgAC-65to134-S13 | sim_annual | Nrs | 1985 | CZ04 | cDXGF | DXSZCap | 106.5907 | 60654.58 | 1020724.5571 | 187871.8 | 0 | 430833.3 | 137523.8571 | 198776.2 | 0 | 1178.203 | 63534.82
MsrNResSpltPkgAC-65to134-S13 | sim_annual | Nrs | 1985 | CZ05 | cDXGF | DXSZCap | 104.4703 | 60654.58 | 998643.4324 | 187871.8 | 0 | 430833.3 | 161585.6324 | 149064.7 | 0 | 1305.082 | 66601.59
MsrNResSpltPkgAC-65to134-S13 | sim_annual | Nrs | 1985 | CZ06 | cDXGF | DXSZCap | 106.4692 | 60654.58 | 984965.9388 | 187871.8 | 0 | 430833.3 | 75884.5388 | 226188 | 0 | 434.8408 | 63714.16
MsrNResSpltPkgAC-65to134-S13 | sim_annual | Nrs | 1985 | CZ07 | cDXGF | DXSZCap | 105.7613 | 60654.58 | 951755.1206 | 187871.8 | 0 | 430833.3 | 55709.3206 | 208261.1 | 0 | 214.3382 | 68859.7
MsrNResSpltPkgAC-65to134-S13 | sim_annual | Nrs | 1985 | CZ08 | cDXGF | DXSZCap | 107.7551 | 60654.58 | 1013578.7816 | 187871.8 | 0 | 430833.3 | 70850.6816 | 258372.1 | 0 | 474.2652 | 65148.05
MsrNResSpltPkgAC-65to134-S13 | sim_annual | Nrs | 1985 | CZ09 | cDXGF | DXSZCap | 110.1941 | 60654.58 | 1025691.5684 | 187871.8 | 0 | 430833.3 | 86797.9684 | 254633.1 | 0 | 695.535 | 64725.84
MsrNResSpltPkgAC-65to134-S13 | sim_annual | Nrs | 1985 | CZ10 | cDXGF | DXSZCap | 109.5543 | 60654.58 | 1062190.8388 | 187871.8 | 0 | 430833.3 | 105067.3388 | 270318 | 0 | 1015.215 | 66093.28
MsrNResSpltPkgAC-65to134-S13 | sim_annual | Nrs | 1985 | CZ11 | cDXGF | DXSZCap | 111.5523 | 60654.58 | 1127832.278 | 187871.8 | 0 | 430833.3 | 170627.378 | 259419.3 | 0 | 1899.199 | 71785.1
MsrNResSpltPkgAC-65to134-S13 | sim_annual | Nrs | 1985 | CZ12 | cDXGF | DXSZCap | 109.383 | 60654.58 | 1080360.9085 | 187871.8 | 0 | 430833.3 | 171063.5085 | 219500.5 | 0 | 1728.576 | 65128.77
MsrNResSpltPkgAC-65to134-S13 | sim_annual | Nrs | 1985 | CZ13 | cDXGF | DXSZCap | 111.4386 | 60654.58 | 1121426.3334 | 187871.8 | 0 | 430833.3 | 143670.7334 | 287631.2 | 0 | 1651.578 | 66947.95
MsrNResSpltPkgAC-65to134-S13 | sim_annual | Nrs | 1985 | CZ14 | cDXGF | DXSZCap | 111.2578 | 60654.58 | 1138762.0895 | 187871.8 | 0 | 430833.3 | 173998.4895 | 264331.4 | 0 | 1965.586 | 71662.08
MsrNResSpltPkgAC-65to134-S13 | sim_annual | Nrs | 1985 | CZ15 | cDXGF | DXSZCap | 125.2294 | 60654.58 | 1193866.8672 | 187871.8 | 0 | 430833.3 | 44755.8672 | 453816.4 | 0 | 469.8068 | 76111.47
MsrNResSpltPkgAC-65to134-S13 | sim_annual | Nrs | 1985 | CZ16 | cDXGF | DXSZCap | 106.1907 | 60654.58 | 1215529.62 | 187871.8 | 0 | 430833.3 | 345429.42 | 130611.2 | 0 | 3339.743 | 63188.9
MsrNResSpltPkgAC-65to134-S13 | sim_annual | Nrs | 1996 | CZ01 | cDXGF | DXSZCap | 98.7338 | 60654.58 | 1026410.937 | 187871.8 | 0 | 425203.3 | 279759.037 | 75181.61 | 0 | 2669.988 | 54296.56
MsrNResSpltPkgAC-65to134-S13 | sim_annual | Nrs | 1996 | CZ02 | cDXGF | DXSZCap | 104.1161 | 60654.58 | 1042860.4444 | 187871.8 | 0 | 425203.3 | 208138.6444 | 155143.8 | 0 | 2035.946 | 60440.49
MsrNResSpltPkgAC-65to134-S13 | sim_annual | Nrs | 1996 | CZ03 | cDXGF | DXSZCap | 102.6255 | 60654.58 | 965251.9916 | 187871.8 | 0 | 425203.3 | 163195.4916 | 127955.8 | 0 | 1113.738 | 58856.64
MsrNResSpltPkgAC-65to134-S13 | sim_annual | Nrs | 1996 | CZ04 | cDXGF | DXSZCap | 104.2497 | 60654.58 | 1000897.2181 | 187871.8 | 0 | 425203.3 | 137136.2181 | 186944.4 | 0 | 1152.335 | 61764.47
MsrNResSpltPkgAC-65to134-S13 | sim_annual | Nrs | 1996 | CZ05 | cDXGF | DXSZCap | 102.4353 | 60654.58 | 981663.8877 | 187871.8 | 0 | 425203.3 | 162283.5877 | 138779.9 | 0 | 1279.659 | 65023.36
MsrNResSpltPkgAC-65to134-S13 | sim_annual | Nrs | 1996 | CZ06 | cDXGF | DXSZCap | 104.2865 | 60654.58 | 966044.988 | 187871.8 | 0 | 425203.3 | 78118.488 | 212466.1 | 0 | 425.9255 | 61934.63
MsrNResSpltPkgAC-65to134-S13 | sim_annual | Nrs | 1996 | CZ07 | cDXGF | DXSZCap | 103.6727 | 60654.58 | 934078.5953 | 187871.8 | 0 | 425203.3 | 57504.7953 | 196068.6 | 0 | 210.1054 | 67218.95
MsrNResSpltPkgAC-65to134-S13 | sim_annual | Nrs | 1996 | CZ08 | cDXGF | DXSZCap | 105.4923 | 60654.58 | 995120.06 | 187871.8 | 0 | 425203.3 | 72757.76 | 245412.4 | 0 | 464.3064 | 63394.62
MsrNResSpltPkgAC-65to134-S13 | sim_annual | Nrs | 1996 | CZ09 | cDXGF | DXSZCap | 108.3665 | 60654.58 | 1008257.8394 | 187871.8 | 0 | 425203.3 | 90972.3394 | 240400.6 | 0 | 684.0018 | 62962.05
MsrNResSpltPkgAC-65to134-S13 | sim_annual | Nrs | 1996 | CZ10 | cDXGF | DXSZCap | 107.502 | 60654.58 | 1045257.897 | 187871.8 | 0 | 425203.3 | 109795.597 | 255782.4 | 0 | 996.1931 | 64332.34
MsrNResSpltPkgAC-65to134-S13 | sim_annual | Nrs | 1996 | CZ11 | cDXGF | DXSZCap | 104.619 | 60654.58 | 1075230.6971 | 187871.8 | 0 | 425203.3 | 155596.0971 | 236576.4 | 0 | 1781.148 | 67393.55
MsrNResSpltPkgAC-65to134-S13 | sim_annual | Nrs | 1996 | CZ12 | cDXGF | DXSZCap | 102.7676 | 60654.58 | 1036340.4402 | 187871.8 | 0 | 425203.3 | 158311.2402 | 201708.7 | 0 | 1624.027 | 61001.61
MsrNResSpltPkgAC-65to134-S13 | sim_annual | Nrs | 1996 | CZ13 | cDXGF | DXSZCap | 104.8055 | 60654.58 | 1072420.3552 | 187871.8 | 0 | 425203.3 | 132543.3552 | 262431.2 | 0 | 1553.284 | 62514.09
MsrNResSpltPkgAC-65to134-S13 | sim_annual | Nrs | 1996 | CZ14 | cDXGF | DXSZCap | 104.8099 | 60654.58 | 1082115.4262 | 187871.8 | 0 | 425203.3 | 161388.3262 | 237097.9 | 0 | 1851.689 | 67055.29
MsrNResSpltPkgAC-65to134-S13 | sim_annual | Nrs | 1996 | CZ15 | cDXGF | DXSZCap | 117.8372 | 60654.58 | 1133986.7939 | 187871.8 | 0 | 425203.3 | 41266.7939 | 408288.2 | 0 | 442.0745 | 70916.55
MsrNResSpltPkgAC-65to134-S13 | sim_annual | Nrs | 1996 | CZ16 | cDXGF | DXSZCap | 100.5201 | 60654.58 | 1141849.527 | 187871.8 | 0 | 425203.3 | 322457.927 | 118903.1 | 0 | 3161.44 | 58714.93
MsrNResSpltPkgAC-65to134-S13 | sim_annual | Nrs | 2003 | CZ01 | cDXGF | DXSZCap | 96.3072 | 60654.58 | 1012928.0592 | 187871.8 | 0 | 419568.6 | 280106.3592 | 69448.52 | 0 | 2604.363 | 52840.53
MsrNResSpltPkgAC-65to134-S13 | sim_annual | Nrs | 2003 | CZ02 | cDXGF | DXSZCap | 97.086 | 60654.58 | 1001044.5794 | 187871.8 | 0 | 419568.6 | 194776.3794 | 140453.5 | 0 | 1898.472 | 56274.04
MsrNResSpltPkgAC-65to134-S13 | sim_annual | Nrs | 2003 | CZ03 | cDXGF | DXSZCap | 101.3931 | 60654.58 | 955226.8957 | 187871.8 | 0 | 419568.6 | 154154.5957 | 133826.9 | 0 | 1100.366 | 58537.23
MsrNResSpltPkgAC-65to134-S13 | sim_annual | Nrs | 2003 | CZ04 | cDXGF | DXSZCap | 102.7412 | 60654.58 | 988769.8282 | 187871.8 | 0 | 419568.6 | 130393.0282 | 188571.7 | 0 | 1135.658 | 61107.97
MsrNResSpltPkgAC-65to134-S13 | sim_annual | Nrs | 2003 | CZ05 | cDXGF | DXSZCap | 101.1872 | 60654.58 | 970979.6032 | 187871.8 | 0 | 419568.6 | 154265.2032 | 143187.7 | 0 | 1264.066 | 64622
MsrNResSpltPkgAC-65to134-S13 | sim_annual | Nrs | 2003 | CZ06 | cDXGF | DXSZCap | 103.6993 | 60654.58 | 962893.1599 | 187871.8 | 0 | 419568.6 | 73690.7599 | 219307 | 0 | 423.5266 | 62031.6
MsrNResSpltPkgAC-65to134-S13 | sim_annual | Nrs | 2003 | CZ07 | cDXGF | DXSZCap | 103.1074 | 60654.58 | 931587.8632 | 187871.8 | 0 | 419568.6 | 54299.4632 | 202342.6 | 0 | 208.9598 | 67296.8
MsrNResSpltPkgAC-65to134-S13 | sim_annual | Nrs | 2003 | CZ08 | cDXGF | DXSZCap | 104.8592 | 60654.58 | 989396.8192 | 187871.8 | 0 | 419568.6 | 69122.9192 | 249093.5 | 0 | 461.5197 | 63278.68
MsrNResSpltPkgAC-65to134-S13 | sim_annual | Nrs | 2003 | CZ09 | cDXGF | DXSZCap | 107.2518 | 60654.58 | 1000498.2986 | 187871.8 | 0 | 419568.6 | 84524.6986 | 245082.1 | 0 | 676.9656 | 62770.04
MsrNResSpltPkgAC-65to134-S13 | sim_annual | Nrs | 2003 | CZ10 | cDXGF | DXSZCap | 98.8645 | 60654.58 | 991172.3889 | 187871.8 | 0 | 419568.6 | 98523.3889 | 225193.4 | 0 | 916.1569 | 59085.63
MsrNResSpltPkgAC-65to134-S13 | sim_annual | Nrs | 2003 | CZ11 | cDXGF | DXSZCap | 100.0093 | 60654.58 | 1044353.216 | 187871.8 | 0 | 419568.6 | 153740.616 | 216896.4 | 0 | 1702.673 | 64444.53
MsrNResSpltPkgAC-65to134-S13 | sim_annual | Nrs | 2003 | CZ12 | cDXGF | DXSZCap | 98.3821 | 60654.58 | 1008234.7752 | 187871.8 | 0 | 419568.6 | 157254.9752 | 183618.2 | 0 | 1554.734 | 58261.55
MsrNResSpltPkgAC-65to134-S13 | sim_annual | Nrs | 2003 | CZ13 | cDXGF | DXSZCap | 100.3065 | 60654.58 | 1040450.6651 | 187871.8 | 0 | 419568.6 | 131650.9651 | 240193.3 | 0 | 1486.598 | 59648.86
MsrNResSpltPkgAC-65to134-S13 | sim_annual | Nrs | 2003 | CZ14 | cDXGF | DXSZCap | 100.5016 | 60654.58 | 1052250.9777 | 187871.8 | 0 | 419568.6 | 161970.0777 | 216091.7 | 0 | 1775.583 | 64322.04
MsrNResSpltPkgAC-65to134-S13 | sim_annual | Nrs | 2003 | CZ15 | cDXGF | DXSZCap | 113.2988 | 60654.58 | 1094949.7768 | 187871.8 | 0 | 419568.6 | 41417.7768 | 377873.2 | 0 | 425.0484 | 67794.03
MsrNResSpltPkgAC-65to134-S13 | sim_annual | Nrs | 2003 | CZ16 | cDXGF | DXSZCap | 96.8916 | 60654.58 | 1110564.739 | 187871.8 | 0 | 419568.6 | 322189.539 | 106279.9 | 0 | 3047.352 | 55907.93
MsrNResSpltPkgAC-65to134-S13 | sim_annual | Nrs | 2007 | CZ01 | cDXGF | DXSZCap | 96.3056 | 60654.58 | 1001455.5615 | 187871.8 | 0 | 419568.6 | 276110.1615 | 61980.1 | 0 | 2604.318 | 52863.78
MsrNResSpltPkgAC-65to134-S13 | sim_annual | Nrs | 2007 | CZ02 | cDXGF | DXSZCap | 97.0816 | 60654.58 | 985485.5495 | 187871.8 | 0 | 419568.6 | 192316.8495 | 127356.3 | 0 | 1898.391 | 56284.37
MsrNResSpltPkgAC-65to134-S13 | sim_annual | Nrs | 2007 | CZ03 | cDXGF | DXSZCap | 101.3875 | 60654.58 | 939693.1955 | 187871.8 | 0 | 419568.6 | 152065.0955 | 120378.2 | 0 | 1100.305 | 58555.75
MsrNResSpltPkgAC-65to134-S13 | sim_annual | Nrs | 2007 | CZ04 | cDXGF | DXSZCap | 102.733 | 60654.58 | 969502.2141 | 187871.8 | 0 | 419568.6 | 128572.4141 | 171123.7 | 0 | 1135.568 | 61118.62
MsrNResSpltPkgAC-65to134-S13 | sim_annual | Nrs | 2007 | CZ05 | cDXGF | DXSZCap | 101.1805 | 60654.58 | 955050.4109 | 187871.8 | 0 | 419568.6 | 152363.3109 | 129157.3 | 0 | 1263.983 | 64640.22
MsrNResSpltPkgAC-65to134-S13 | sim_annual | Nrs | 2007 | CZ06 | cDXGF | DXSZCap | 103.6993 | 60654.58 | 942819.0599 | 187871.8 | 0 | 419568.6 | 73690.7599 | 199232.8 | 0 | 423.5266 | 62031.6
MsrNResSpltPkgAC-65to134-S13 | sim_annual | Nrs | 2007 | CZ07 | cDXGF | DXSZCap | 103.1074 | 60654.58 | 912526.0632 | 187871.8 | 0 | 419568.6 | 54299.4632 | 183280.5 | 0 | 208.9598 | 67296.8
MsrNResSpltPkgAC-65to134-S13 | sim_annual | Nrs | 2007 | CZ08 | cDXGF | DXSZCap | 104.8592 | 60654.58 | 967246.5192 | 187871.8 | 0 | 419568.6 | 69122.9192 | 226943.2 | 0 | 461.5197 | 63278.68
MsrNResSpltPkgAC-65to134-S13 | sim_annual | Nrs | 2007 | CZ09 | cDXGF | DXSZCap | 107.2518 | 60654.58 | 978575.2986 | 187871.8 | 0 | 419568.6 | 84524.6986 | 223159.4 | 0 | 676.9656 | 62770.04
MsrNResSpltPkgAC-65to134-S13 | sim_annual | Nrs | 2007 | CZ10 | cDXGF | DXSZCap | 98.8088 | 60654.58 | 970294.6588 | 187871.8 | 0 | 419568.6 | 97343.8588 | 205491.8 | 0 | 915.6413 | 59090.79
MsrNResSpltPkgAC-65to134-S13 | sim_annual | Nrs | 2007 | CZ11 | cDXGF | DXSZCap | 99.929 | 60654.58 | 1023092.5814 | 187871.8 | 0 | 419568.6 | 151123.4814 | 198261 | 0 | 1701.31 | 64445.75
MsrNResSpltPkgAC-65to134-S13 | sim_annual | Nrs | 2007 | CZ12 | cDXGF | DXSZCap | 98.3408 | 60654.58 | 989375.9884 | 187871.8 | 0 | 419568.6 | 154902.8884 | 167115.9 | 0 | 1554.075 | 58264.7
MsrNResSpltPkgAC-65to134-S13 | sim_annual | Nrs | 2007 | CZ13 | cDXGF | DXSZCap | 100.2198 | 60654.58 | 1017546.4502 | 187871.8 | 0 | 419568.6 | 129529.8502 | 219420.2 | 0 | 1485.312 | 59642.32
MsrNResSpltPkgAC-65to134-S13 | sim_annual | Nrs | 2007 | CZ14 | cDXGF | DXSZCap | 100.4167 | 60654.58 | 1031117.5944 | 187871.8 | 0 | 419568.6 | 159485.9944 | 197496.4 | 0 | 1774.076 | 64322.88
MsrNResSpltPkgAC-65to134-S13 | sim_annual | Nrs | 2007 | CZ15 | cDXGF | DXSZCap | 113.1121 | 60654.58 | 1063492.5798 | 187871.8 | 0 | 419568.6 | 40852.5798 | 346981.7 | 0 | 424.3486 | 67793.63
MsrNResSpltPkgAC-65to134-S13 | sim_annual | Nrs | 2007 | CZ16 | cDXGF | DXSZCap | 96.8874 | 60654.58 | 1093960.17 | 187871.8 | 0 | 419568.6 | 317081.67 | 96088.69 | 0 | 3047.226 | 55895.52
MsrNResSpltPkgAC-65to134-S13 | sim_annual | Nrs | 2011 | CZ01 | cDXGF | DXSZCap | 96.3056 | 60654.58 | 1001455.5615 | 187871.8 | 0 | 419568.6 | 276110.1615 | 61980.1 | 0 | 2604.318 | 52863.78
MsrNResSpltPkgAC-65to134-S13 | sim_annual | Nrs | 2011 | CZ02 | cDXGF | DXSZCap | 96.8095 | 60654.58 | 978964.9909 | 187871.8 | 0 | 419568.6 | 182091.0909 | 131120.2 | 0 | 1893.068 | 56378.93
MsrNResSpltPkgAC-65to134-S13 | sim_annual | Nrs | 2011 | CZ03 | cDXGF | DXSZCap | 101.3818 | 60654.58 | 938039.575 | 187871.8 | 0 | 419568.6 | 150008.675 | 120764.5 | 0 | 1100.242 | 58576.4
MsrNResSpltPkgAC-65to134-S13 | sim_annual | Nrs | 2011 | CZ04 | cDXGF | DXSZCap | 102.059 | 60654.58 | 964094.3609 | 187871.8 | 0 | 419568.6 | 119122.4609 | 175300.6 | 0 | 1128.113 | 61090.75
MsrNResSpltPkgAC-65to134-S13 | sim_annual | Nrs | 2011 | CZ05 | cDXGF | DXSZCap | 101.1805 | 60654.58 | 955050.4109 | 187871.8 | 0 | 419568.6 | 152363.3109 | 129157.3 | 0 | 1263.983 | 64640.22
MsrNResSpltPkgAC-65to134-S13 | sim_annual | Nrs | 2011 | CZ06 | cDXGF | DXSZCap | 103.6993 | 60654.58 | 942819.0599 | 187871.8 | 0 | 419568.6 | 73690.7599 | 199232.8 | 0 | 423.5266 | 62031.6
MsrNResSpltPkgAC-65to134-S13 | sim_annual | Nrs | 2011 | CZ07 | cDXGF | DXSZCap | 103.0955 | 60654.58 | 911992.5522 | 187871.8 | 0 | 419568.6 | 53559.0522 | 183478 | 0 | 208.9358 | 67306.41
MsrNResSpltPkgAC-65to134-S13 | sim_annual | Nrs | 2011 | CZ08 | cDXGF | DXSZCap | 104.8397 | 60654.58 | 966273.8623 | 187871.8 | 0 | 419568.6 | 68292.7623 | 226800.4 | 0 | 461.4346 | 63278.97
MsrNResSpltPkgAC-65to134-S13 | sim_annual | Nrs | 2011 | CZ09 | cDXGF | DXSZCap | 106.0107 | 60654.58 | 971042.2506 | 187871.8 | 0 | 419568.6 | 75724.1506 | 224609.5 | 0 | 669.1298 | 62598.85
MsrNResSpltPkgAC-65to134-S13 | sim_annual | Nrs | 2011 | CZ10 | cDXGF | DXSZCap | 98.2572 | 60654.58 | 966344.9616 | 187871.8 | 0 | 419568.6 | 92491.6616 | 206440.6 | 0 | 910.5278 | 59061.53
MsrNResSpltPkgAC-65to134-S13 | sim_annual | Nrs | 2011 | CZ11 | cDXGF | DXSZCap | 99.2593 | 60654.58 | 1013989.0481 | 187871.8 | 0 | 419568.6 | 141534.1481 | 198924.3 | 0 | 1689.908 | 64383.2
MsrNResSpltPkgAC-65to134-S13 | sim_annual | Nrs | 2011 | CZ12 | cDXGF | DXSZCap | 97.8108 | 60654.58 | 982635.726 | 187871.8 | 0 | 419568.6 | 146113.826 | 169286.7 | 0 | 1545.709 | 58236.29
MsrNResSpltPkgAC-65to134-S13 | sim_annual | Nrs | 2011 | CZ13 | cDXGF | DXSZCap | 99.5074 | 60654.58 | 1009379.4191 | 187871.8 | 0 | 419568.6 | 121858.3191 | 219056.5 | 0 | 1474.762 | 59549
MsrNResSpltPkgAC-65to134-S13 | sim_annual | Nrs | 2011 | CZ14 | cDXGF | DXSZCap | 99.691 | 60654.58 | 1022168.0399 | 187871.8 | 0 | 419568.6 | 150386.4399 | 198207.2 | 0 | 1761.254 | 64256.9
MsrNResSpltPkgAC-65to134-S13 | sim_annual | Nrs | 2011 | CZ15 | cDXGF | DXSZCap | 110.8946 | 60654.58 | 1049937.2584 | 187871.8 | 0 | 419568.6 | 37143.2584 | 337423.1 | 0 | 416.0283 | 67514.05
MsrNResSpltPkgAC-65to134-S13 | sim_annual | Nrs | 2011 | CZ16 | cDXGF | DXSZCap | 96.6544 | 60654.58 | 1071357.6 | 187871.8 | 0 | 419568.6 | 298830.7 | 99245.17 | 0 | 3039.882 | 55663.41
MsrNResSpltPkgAC-65to134-S13 | sim_annual | Nrs | 2015 | CZ01 | cDXGF | DXSZCap | 95.8929 | 60654.58 | 991839.0227 | 183299.1 | 0 | 419568.6 | 276024.7227 | 57685.58 | 0 | 2593.163 | 52633.27
MsrNResSpltPkgAC-65to134-S13 | sim_annual | Nrs | 2015 | CZ02 | cDXGF | DXSZCap | 95.993 | 60654.58 | 960724.7157 | 183299.1 | 0 | 419568.6 | 182059.9157 | 118287.8 | 0 | 1877.101 | 55631.82
MsrNResSpltPkgAC-65to134-S13 | sim_annual | Nrs | 2015 | CZ03 | cDXGF | DXSZCap | 95.9567 | 60654.58 | 906353.5286 | 183299.1 | 0 | 419568.6 | 152532.9286 | 95087.37 | 0 | 1041.37 | 54823.07
MsrNResSpltPkgAC-65to134-S13 | sim_annual | Nrs | 2015 | CZ04 | cDXGF | DXSZCap | 95.9799 | 60654.58 | 920947.6944 | 183299.1 | 0 | 419568.6 | 120516.9944 | 139853.3 | 0 | 1060.928 | 56648.3
MsrNResSpltPkgAC-65to134-S13 | sim_annual | Nrs | 2015 | CZ05 | cDXGF | DXSZCap | 95.9441 | 60654.58 | 920877.6923 | 183299.1 | 0 | 419568.6 | 155404.5923 | 100576.9 | 0 | 1198.566 | 60829.31
MsrNResSpltPkgAC-65to134-S13 | sim_annual | Nrs | 2015 | CZ06 | cDXGF | DXSZCap | 96.0878 | 60654.58 | 891299.389 | 183299.1 | 0 | 419568.6 | 76435.789 | 154960.5 | 0 | 392.4401 | 56642.52
MsrNResSpltPkgAC-65to134-S13 | sim_annual | Nrs | 2015 | CZ07 | cDXGF | DXSZCap | 96.035 | 60654.58 | 865531.7244 | 183299.1 | 0 | 419568.6 | 56440.8244 | 143699.3 | 0 | 194.6269 | 62328.67
MsrNResSpltPkgAC-65to134-S13 | sim_annual | Nrs | 2015 | CZ08 | cDXGF | DXSZCap | 96.3092 | 60654.58 | 909390.769 | 183299.1 | 0 | 419568.6 | 70358.969 | 178187.5 | 0 | 423.8888 | 57552.63
MsrNResSpltPkgAC-65to134-S13 | sim_annual | Nrs | 2015 | CZ09 | cDXGF | DXSZCap | 97.7716 | 60654.58 | 911846.2099 | 183299.1 | 0 | 419568.6 | 78012.5099 | 173154.6 | 0 | 617.1264 | 57194.29
MsrNResSpltPkgAC-65to134-S13 | sim_annual | Nrs | 2015 | CZ10 | cDXGF | DXSZCap | 96.7175 | 60654.58 | 939792.284 | 183299.1 | 0 | 419568.6 | 93404.884 | 184837.3 | 0 | 896.2578 | 57785.94
MsrNResSpltPkgAC-65to134-S13 | sim_annual | Nrs | 2015 | CZ11 | cDXGF | DXSZCap | 97.3867 | 60654.58 | 986219.9217 | 183299.1 | 0 | 419568.6 | 140056.0217 | 178497 | 0 | 1658.023 | 63140.98
MsrNResSpltPkgAC-65to134-S13 | sim_annual | Nrs | 2015 | CZ12 | cDXGF | DXSZCap | 96.4475 | 60654.58 | 959349.5481 | 183299.1 | 0 | 419568.6 | 145782.6481 | 152064.4 | 0 | 1524.161 | 57110.02
MsrNResSpltPkgAC-65to134-S13 | sim_annual | Nrs | 2015 | CZ13 | cDXGF | DXSZCap | 97.6364 | 60654.58 | 980291.437 | 183299.1 | 0 | 419568.6 | 121304.637 | 196357.4 | 0 | 1447.036 | 58314.64
MsrNResSpltPkgAC-65to134-S13 | sim_annual | Nrs | 2015 | CZ14 | cDXGF | DXSZCap | 97.8811 | 60654.58 | 993699.824 | 183299.1 | 0 | 419568.6 | 150094.524 | 175969.3 | 0 | 1729.288 | 63038.82
MsrNResSpltPkgAC-65to134-S13 | sim_annual | Nrs | 2015 | CZ15 | cDXGF | DXSZCap | 107.8287 | 60654.58 | 1008102.8638 | 183299.1 | 0 | 419568.6 | 37713.9638 | 300992.4 | 0 | 404.5269 | 66123.86
MsrNResSpltPkgAC-65to134-S13 | sim_annual | Nrs | 2015 | CZ16 | cDXGF | DXSZCap | 95.9817 | 60654.58 | 1047492.385 | 183299.1 | 0 | 419568.6 | 295972.485 | 88939.5 | 0 | 3018.732 | 54797.97
MsrNResSpltPkgAC-65to134-S13 | sim_annual | Nrs | 2017 | CZ01 | cDXGF | DXSZCap | 95.8925 | 60654.58 | 985742.9762 | 173775 | 0 | 419568.6 | 278397.8762 | 58688.61 | 0 | 2593.154 | 52687.63
MsrNResSpltPkgAC-65to134-S13 | sim_annual | Nrs | 2017 | CZ02 | cDXGF | DXSZCap | 95.9896 | 60654.58 | 955280.5524 | 173775 | 0 | 419568.6 | 186385.1524 | 118066 | 0 | 1877.032 | 55608.34
MsrNResSpltPkgAC-65to134-S13 | sim_annual | Nrs | 2017 | CZ03 | cDXGF | DXSZCap | 95.9552 | 60654.58 | 901604.2613 | 173775 | 0 | 419568.6 | 157260.1613 | 95144.66 | 0 | 1041.353 | 54812.96
MsrNResSpltPkgAC-65to134-S13 | sim_annual | Nrs | 2017 | CZ04 | cDXGF | DXSZCap | 95.9775 | 60654.58 | 914096.0055 | 173775 | 0 | 419568.6 | 123664.6055 | 139416.2 | 0 | 1060.896 | 56610.41
MsrNResSpltPkgAC-65to134-S13 | sim_annual | Nrs | 2017 | CZ05 | cDXGF | DXSZCap | 95.9408 | 60654.58 | 914537.6478 | 173775 | 0 | 419568.6 | 158221.3478 | 100934.3 | 0 | 1198.528 | 60839.49
MsrNResSpltPkgAC-65to134-S13 | sim_annual | Nrs | 2017 | CZ06 | cDXGF | DXSZCap | 96.0766 | 60654.58 | 882085.8581 | 173775 | 0 | 419568.6 | 77241.1581 | 154470.6 | 0 | 392.3946 | 56638.05
MsrNResSpltPkgAC-65to134-S13 | sim_annual | Nrs | 2017 | CZ07 | cDXGF | DXSZCap | 96.0297 | 60654.58 | 857091.0562 | 173775 | 0 | 419568.6 | 57962.2562 | 143276.6 | 0 | 194.6159 | 62313.88
MsrNResSpltPkgAC-65to134-S13 | sim_annual | Nrs | 2017 | CZ08 | cDXGF | DXSZCap | 96.2751 | 60654.58 | 900053.686 | 173775 | 0 | 419568.6 | 71756.286 | 177019.8 | 0 | 423.7377 | 57509.86
MsrNResSpltPkgAC-65to134-S13 | sim_annual | Nrs | 2017 | CZ09 | cDXGF | DXSZCap | 97.5154 | 60654.58 | 903584.4321 | 173775 | 0 | 419568.6 | 80235.0321 | 172223.9 | 0 | 615.5102 | 57165.82
MsrNResSpltPkgAC-65to134-S13 | sim_annual | Nrs | 2017 | CZ10 | cDXGF | DXSZCap | 96.6068 | 60654.58 | 931383.5924 | 173775 | 0 | 419568.6 | 95637.1924 | 183768.7 | 0 | 895.2329 | 57738.84
MsrNResSpltPkgAC-65to134-S13 | sim_annual | Nrs | 2017 | CZ11 | cDXGF | DXSZCap | 97.0189 | 60654.58 | 975388.1415 | 173775 | 0 | 419568.6 | 139179.5415 | 178115.7 | 0 | 1651.759 | 63097.04
MsrNResSpltPkgAC-65to134-S13 | sim_annual | Nrs | 2017 | CZ12 | cDXGF | DXSZCap | 96.3563 | 60654.58 | 951911.5177 | 173775 | 0 | 419568.6 | 148574.1177 | 151410.9 | 0 | 1522.716 | 57060.08
MsrNResSpltPkgAC-65to134-S13 | sim_annual | Nrs | 2017 | CZ13 | cDXGF | DXSZCap | 97.4398 | 60654.58 | 971460.1897 | 173775 | 0 | 419568.6 | 123377.2897 | 195049.5 | 0 | 1444.125 | 58245.34
MsrNResSpltPkgAC-65to134-S13 | sim_annual | Nrs | 2017 | CZ14 | cDXGF | DXSZCap | 97.6502 | 60654.58 | 985240.9821 | 173775 | 0 | 419568.6 | 152181.1821 | 174997.1 | 0 | 1725.199 | 62993.35
MsrNResSpltPkgAC-65to134-S13 | sim_annual | Nrs | 2017 | CZ15 | cDXGF | DXSZCap | 107.1114 | 60654.58 | 996889.6205 | 173775 | 0 | 419568.6 | 38769.3205 | 298317.7 | 0 | 401.8364 | 66057.21
MsrNResSpltPkgAC-65to134-S13 | sim_annual | Nrs | 2017 | CZ16 | cDXGF | DXSZCap | 95.9797 | 60654.58 | 1039236.384 | 173775 | 0 | 419568.6 | 297303.584 | 88924.56 | 0 | 3018.692 | 54763.32
MsrNResSpltPkgAC-65to134-S13 | sim_annual | Nrs | 2020 | CZ01 | cDXGF | DXSZCap | 95.8925 | 60654.58 | 951042.193 | 124089.5 | 0 | 419568.6 | 298420.793 | 53917.45 | 0 | 2593.154 | 52376.16
MsrNResSpltPkgAC-65to134-S13 | sim_annual | Nrs | 2020 | CZ02 | cDXGF | DXSZCap | 95.8925 | 60654.58 | 911611.0148 | 124089.5 | 0 | 419568.6 | 199774.3148 | 111219.4 | 0 | 1875.14 | 55083.43
MsrNResSpltPkgAC-65to134-S13 | sim_annual | Nrs | 2020 | CZ03 | cDXGF | DXSZCap | 95.8925 | 60654.58 | 858799.6436 | 124089.5 | 0 | 419568.6 | 170949.4436 | 88842.9 | 0 | 1040.671 | 54305.19
MsrNResSpltPkgAC-65to134-S13 | sim_annual | Nrs | 2020 | CZ04 | cDXGF | DXSZCap | 95.8925 | 60654.58 | 866575.1276 | 124089.5 | 0 | 419568.6 | 133881.4276 | 131939.9 | 0 | 1059.956 | 56035.46
MsrNResSpltPkgAC-65to134-S13 | sim_annual | Nrs | 2020 | CZ05 | cDXGF | DXSZCap | 95.8925 | 60654.58 | 870865.2682 | 124089.5 | 0 | 419568.6 | 171407.1682 | 94284.22 | 0 | 1197.921 | 60316.84
MsrNResSpltPkgAC-65to134-S13 | sim_annual | Nrs | 2020 | CZ06 | cDXGF | DXSZCap | 95.9031 | 60654.58 | 830854.2947 | 124089.5 | 0 | 419568.6 | 84872.6947 | 145858.8 | 0 | 391.6858 | 56072.72
MsrNResSpltPkgAC-65to134-S13 | sim_annual | Nrs | 2020 | CZ07 | cDXGF | DXSZCap | 95.8925 | 60654.58 | 805555.3342 | 124089.5 | 0 | 419568.6 | 64978.4342 | 134995.7 | 0 | 194.338 | 61728.61
MsrNResSpltPkgAC-65to134-S13 | sim_annual | Nrs | 2020 | CZ08 | cDXGF | DXSZCap | 95.9784 | 60654.58 | 847783.0612 | 124089.5 | 0 | 419568.6 | 78585.0612 | 168258.9 | 0 | 422.4322 | 56858.11
MsrNResSpltPkgAC-65to134-S13 | sim_annual | Nrs | 2020 | CZ09 | cDXGF | DXSZCap | 96.9618 | 60654.58 | 851926.3564 | 124089.5 | 0 | 419568.6 | 87300.7564 | 163744.9 | 0 | 612.0139 | 56610.43
MsrNResSpltPkgAC-65to134-S13 | sim_annual | Nrs | 2020 | CZ10 | cDXGF | DXSZCap | 96.2504 | 60654.58 | 879915.8023 | 124089.5 | 0 | 419568.6 | 103153.9023 | 175123.2 | 0 | 891.9313 | 57088.52
MsrNResSpltPkgAC-65to134-S13 | sim_annual | Nrs | 2020 | CZ11 | cDXGF | DXSZCap | 96.5856 | 60654.58 | 927062.5667 | 124089.5 | 0 | 419568.6 | 149275.2667 | 169984.4 | 0 | 1644.387 | 62500.17
MsrNResSpltPkgAC-65to134-S13 | sim_annual | Nrs | 2020 | CZ12 | cDXGF | DXSZCap | 96.122 | 60654.58 | 904843.4867 | 124089.5 | 0 | 419568.6 | 159454.0867 | 143781.6 | 0 | 1519.025 | 56430.52
MsrNResSpltPkgAC-65to134-S13 | sim_annual | Nrs | 2020 | CZ13 | cDXGF | DXSZCap | 96.8785 | 60654.58 | 921426.248 | 124089.5 | 0 | 419568.6 | 132212.148 | 186524.4 | 0 | 1435.809 | 57595.64
MsrNResSpltPkgAC-65to134-S13 | sim_annual | Nrs | 2020 | CZ14 | cDXGF | DXSZCap | 97.0515 | 60654.58 | 936762.2419 | 124089.5 | 0 | 419568.6 | 162022.6419 | 166952 | 0 | 1714.624 | 62412.2
MsrNResSpltPkgAC-65to134-S13 | sim_annual | Nrs | 2020 | CZ15 | cDXGF | DXSZCap | 105.6352 | 60654.58 | 939016.3634 | 124089.5 | 0 | 419568.6 | 42354.2634 | 287166.8 | 0 | 396.2978 | 65440.76
MsrNResSpltPkgAC-65to134-S13 | sim_annual | Nrs | 2020 | CZ16 | cDXGF | DXSZCap | 95.8925 | 60654.58 | 1001686.22 | 124089.5 | 0 | 419568.6 | 314664.42 | 83465.66 | 0 | 3015.958 | 54341.67
MsrNResSpltPkgAC-65to134-S13 | sim_annual | OfL | 1975 | CZ01 | cDXGF | DXSZCap | 638.646 | 174998.9 | 1826128.2698 | 418822.3 | 0 | 1021806 | 215577.2698 | 26793.86 | 0 | 17270.36 | 125856.1
MsrNResSpltPkgAC-65to134-S13 | sim_annual | OfL | 1975 | CZ02 | cDXGF | DXSZCap | 553.0251 | 174998.9 | 1949508.6648 | 418822.3 | 0 | 1021806 | 137643.6648 | 229461.8 | 0 | 10813.11 | 130958.6
MsrNResSpltPkgAC-65to134-S13 | sim_annual | OfL | 1975 | CZ03 | cDXGF | DXSZCap | 664.7616 | 174998.9 | 1809856.6007 | 418822.3 | 0 | 1021806 | 76446.6007 | 140512.2 | 0 | 7214.332 | 145051.9
MsrNResSpltPkgAC-65to134-S13 | sim_annual | OfL | 1975 | CZ04 | cDXGF | DXSZCap | 553.1172 | 174998.9 | 1929914.4991 | 418822.3 | 0 | 1021806 | 69487.4991 | 276630.9 | 0 | 6113.26 | 137051.7
MsrNResSpltPkgAC-65to134-S13 | sim_annual | OfL | 1975 | CZ05 | cDXGF | DXSZCap | 661.3447 | 174998.9 | 1835763.4688 | 418822.3 | 0 | 1021806 | 59479.4688 | 181798.7 | 0 | 8261.746 | 145592.1
MsrNResSpltPkgAC-65to134-S13 | sim_annual | OfL | 1975 | CZ06 | cDXGF | DXSZCap | 698.16 | 174998.9 | 1944476.2192 | 418822.3 | 0 | 1021806 | 17190.2192 | 331652.7 | 0 | 2851.414 | 152150
MsrNResSpltPkgAC-65to134-S13 | sim_annual | OfL | 1975 | CZ07 | cDXGF | DXSZCap | 683.8226 | 174998.9 | 1877483.4419 | 418822.3 | 0 | 1021806 | 8932.442 | 275779.3 | 0 | 1385.849 | 150754.1
MsrNResSpltPkgAC-65to134-S13 | sim_annual | OfL | 1975 | CZ08 | cDXGF | DXSZCap | 591.8593 | 174998.9 | 1994452.3612 | 418822.3 | 0 | 1021806 | 15518.3612 | 394657.2 | 0 | 2604.891 | 141040.5
MsrNResSpltPkgAC-65to134-S13 | sim_annual | OfL | 1975 | CZ09 | cDXGF | DXSZCap | 667.4246 | 174998.9 | 1998714.851 | 418822.3 | 0 | 1021806 | 26227.8511 | 377033 | 0 | 4212.649 | 150610.2
MsrNResSpltPkgAC-65to134-S13 | sim_annual | OfL | 1975 | CZ10 | cDXGF | DXSZCap | 632.4395 | 174998.9 | 2055588.8736 | 418822.3 | 0 | 1021806 | 41592.8736 | 417888.9 | 0 | 5860.525 | 149615.4
MsrNResSpltPkgAC-65to134-S13 | sim_annual | OfL | 1975 | CZ11 | cDXGF | DXSZCap | 670.607 | 174998.9 | 2172337.6018 | 418822.3 | 0 | 1021806 | 173714.6018 | 389271.7 | 0 | 11416.69 | 157303.2
MsrNResSpltPkgAC-65to134-S13 | sim_annual | OfL | 1975 | CZ12 | cDXGF | DXSZCap | 627.5704 | 174998.9 | 2058171.5314 | 418822.3 | 0 | 1021806 | 140531.5314 | 316336.8 | 0 | 9916.338 | 150755.5
MsrNResSpltPkgAC-65to134-S13 | sim_annual | OfL | 1975 | CZ13 | cDXGF | DXSZCap | 675.4975 | 174998.9 | 2157605.965 | 418822.3 | 0 | 1021806 | 122035.965 | 422118.8 | 0 | 10009.77 | 162810.8
MsrNResSpltPkgAC-65to134-S13 | sim_annual | OfL | 1975 | CZ14 | cDXGF | DXSZCap | 675.5957 | 174998.9 | 2136805.3294 | 418822.3 | 0 | 1021806 | 121277.3294 | 405123.6 | 0 | 11933.68 | 157839.6
MsrNResSpltPkgAC-65to134-S13 | sim_annual | OfL | 1975 | CZ15 | cDXGF | DXSZCap | 807.6795 | 174998.9 | 2365283.9537 | 418822.3 | 0 | 1021806 | 12109.9537 | 719610.1 | 0 | 3030.066 | 189902.5
MsrNResSpltPkgAC-65to134-S13 | sim_annual | OfL | 1975 | CZ16 | cDXGF | DXSZCap | 704.0827 | 174998.9 | 2232476.53 | 418822.3 | 0 | 1021806 | 457727.53 | 153694.4 | 0 | 22143.26 | 158279.5
MsrNResSpltPkgAC-65to134-S13 | sim_annual | OfL | 1985 | CZ01 | cDXGF | DXSZCap | 631.863 | 174998.9 | 1748218.0458 | 418822.3 | 0 | 978556.6 | 182126.0458 | 27003.41 | 0 | 17086.94 | 124622.4
MsrNResSpltPkgAC-65to134-S13 | sim_annual | OfL | 1985 | CZ02 | cDXGF | DXSZCap | 542.5369 | 174998.9 | 1879524.9665 | 418822.3 | 0 | 978556.6 | 115658.9665 | 226965.3 | 0 | 10607.97 | 128914.3
MsrNResSpltPkgAC-65to134-S13 | sim_annual | OfL | 1985 | CZ03 | cDXGF | DXSZCap | 656.0955 | 174998.9 | 1750372.9823 | 418822.3 | 0 | 978556.6 | 62590.9823 | 139766.6 | 0 | 7120.278 | 143516.6
MsrNResSpltPkgAC-65to134-S13 | sim_annual | OfL | 1985 | CZ04 | cDXGF | DXSZCap | 542.4007 | 174998.9 | 1868439.1232 | 418822.3 | 0 | 978556.6 | 56825.1232 | 273309.8 | 0 | 5994.716 | 134930.4
MsrNResSpltPkgAC-65to134-S13 | sim_annual | OfL | 1985 | CZ05 | cDXGF | DXSZCap | 652.8649 | 174998.9 | 1777872.1205 | 418822.3 | 0 | 978556.6 | 47442.1205 | 180811.3 | 0 | 8155.823 | 144083.8
MsrNResSpltPkgAC-65to134-S13 | sim_annual | OfL | 1985 | CZ06 | cDXGF | DXSZCap | 687.5915 | 174998.9 | 1892052.1672 | 418822.3 | 0 | 978556.6 | 13114.1673 | 328488.9 | 0 | 2808.254 | 150262
MsrNResSpltPkgAC-65to134-S13 | sim_annual | OfL | 1985 | CZ07 | cDXGF | DXSZCap | 674.1942 | 174998.9 | 1827410.1106 | 418822.3 | 0 | 978556.6 | 6595.1106 | 273059.4 | 0 | 1366.337 | 149010.9
MsrNResSpltPkgAC-65to134-S13 | sim_annual | OfL | 1985 | CZ08 | cDXGF | DXSZCap | 578.8318 | 174998.9 | 1939676.2333 | 418822.3 | 0 | 978556.6 | 11984.2333 | 389061.3 | 0 | 2547.547 | 138704.5
MsrNResSpltPkgAC-65to134-S13 | sim_annual | OfL | 1985 | CZ09 | cDXGF | DXSZCap | 654.1682 | 174998.9 | 1940811.9971 | 418822.3 | 0 | 978556.6 | 20189.9971 | 371080.2 | 0 | 4128.971 | 148033.8
MsrNResSpltPkgAC-65to134-S13 | sim_annual | OfL | 1985 | CZ10 | cDXGF | DXSZCap | 619.509 | 174998.9 | 1994140.9528 | 418822.3 | 0 | 978556.6 | 33105.9528 | 410927.2 | 0 | 5740.668 | 146988.3
MsrNResSpltPkgAC-65to134-S13 | sim_annual | OfL | 1985 | CZ11 | cDXGF | DXSZCap | 655.7748 | 174998.9 | 2093077.348 | 418822.3 | 0 | 978556.6 | 149323.348 | 381159.3 | 0 | 11164.1 | 154051.1
MsrNResSpltPkgAC-65to134-S13 | sim_annual | OfL | 1985 | CZ12 | cDXGF | DXSZCap | 614.5869 | 174998.9 | 1986322.4304 | 418822.3 | 0 | 978556.6 | 120063.4304 | 311153.8 | 0 | 9711.007 | 148015.1
MsrNResSpltPkgAC-65to134-S13 | sim_annual | OfL | 1985 | CZ13 | cDXGF | DXSZCap | 661.4352 | 174998.9 | 2083807.2379 | 418822.3 | 0 | 978556.6 | 104176.2379 | 412951.1 | 0 | 9801.268 | 159500.5
MsrNResSpltPkgAC-65to134-S13 | sim_annual | OfL | 1985 | CZ14 | cDXGF | DXSZCap | 661.7923 | 174998.9 | 2063415.579 | 418822.3 | 0 | 978556.6 | 101935.579 | 397483.2 | 0 | 11689.57 | 154927.7
MsrNResSpltPkgAC-65to134-S13 | sim_annual | OfL | 1985 | CZ15 | cDXGF | DXSZCap | 790.8247 | 174998.9 | 2296567.5515 | 418822.3 | 0 | 978556.6 | 9190.5515 | 701261.1 | 0 | 2966.836 | 185769.9
MsrNResSpltPkgAC-65to134-S13 | sim_annual | OfL | 1985 | CZ16 | cDXGF | DXSZCap | 693.6013 | 174998.9 | 2131774.749 | 418822.3 | 0 | 978556.6 | 405099.749 | 151595 | 0 | 21813.62 | 155887.9
MsrNResSpltPkgAC-65to134-S13 | sim_annual | OfL | 1996 | CZ01 | cDXGF | DXSZCap | 557.6547 | 174998.9 | 1620115.5852 | 418822.3 | 0 | 935304.1 | 117046.5852 | 24367.17 | 0 | 15080.25 | 109495.2
MsrNResSpltPkgAC-65to134-S13 | sim_annual | OfL | 1996 | CZ02 | cDXGF | DXSZCap | 518.7943 | 174998.9 | 1818875.7737 | 418822.3 | 0 | 935304.1 | 125131.7737 | 208460.2 | 0 | 10144 | 121010.7
MsrNResSpltPkgAC-65to134-S13 | sim_annual | OfL | 1996 | CZ03 | cDXGF | DXSZCap | 624.6661 | 174998.9 | 1695688.2754 | 418822.3 | 0 | 935304.1 | 74843.2754 | 125733.5 | 0 | 6779.172 | 134204.4
MsrNResSpltPkgAC-65to134-S13 | sim_annual | OfL | 1996 | CZ04 | cDXGF | DXSZCap | 522.3742 | 174998.9 | 1805482.3124 | 418822.3 | 0 | 935304.1 | 67462.3124 | 251303.4 | 0 | 5773.718 | 126814.4
MsrNResSpltPkgAC-65to134-S13 | sim_annual | OfL | 1996 | CZ05 | cDXGF | DXSZCap | 621.7441 | 174998.9 | 1718698.9898 | 418822.3 | 0 | 935304.1 | 58540.9898 | 163537.9 | 0 | 7767.056 | 134725
MsrNResSpltPkgAC-65to134-S13 | sim_annual | OfL | 1996 | CZ06 | cDXGF | DXSZCap | 658.4958 | 174998.9 | 1817435.4404 | 418822.3 | 0 | 935304.1 | 17259.4404 | 302178.2 | 0 | 2689.425 | 141180.4
MsrNResSpltPkgAC-65to134-S13 | sim_annual | OfL | 1996 | CZ07 | cDXGF | DXSZCap | 646.1995 | 174998.9 | 1756398.333 | 418822.3 | 0 | 935304.1 | 9128.333 | 251544.5 | 0 | 1309.601 | 140288.2
MsrNResSpltPkgAC-65to134-S13 | sim_annual | OfL | 1996 | CZ08 | cDXGF | DXSZCap | 560.9566 | 174998.9 | 1866016.5884 | 418822.3 | 0 | 935304.1 | 15597.5884 | 362708.8 | 0 | 2468.895 | 131112.7
MsrNResSpltPkgAC-65to134-S13 | sim_annual | OfL | 1996 | CZ09 | cDXGF | DXSZCap | 637.6831 | 174998.9 | 1870019.517 | 418822.3 | 0 | 935304.1 | 26547.517 | 344495.3 | 0 | 4024.952 | 140823.8
MsrNResSpltPkgAC-65to134-S13 | sim_annual | OfL | 1996 | CZ10 | cDXGF | DXSZCap | 599.153 | 174998.9 | 1923224.4575 | 418822.3 | 0 | 935304.1 | 41555.4575 | 382982.1 | 0 | 5552.093 | 139006.9
MsrNResSpltPkgAC-65to134-S13 | sim_annual | OfL | 1996 | CZ11 | cDXGF | DXSZCap | 588.1739 | 174998.9 | 1926630.8145 | 418822.3 | 0 | 935304.1 | 96360.8145 | 330105.2 | 0 | 10013.39 | 136023.1
MsrNResSpltPkgAC-65to134-S13 | sim_annual | OfL | 1996 | CZ12 | cDXGF | DXSZCap | 550.5248 | 174998.9 | 1843310.5204 | 418822.3 | 0 | 935304.1 | 78202.5204 | 271472.5 | 0 | 8699.11 | 130809.3
MsrNResSpltPkgAC-65to134-S13 | sim_annual | OfL | 1996 | CZ13 | cDXGF | DXSZCap | 595.0775 | 174998.9 | 1932662.8462 | 418822.3 | 0 | 935304.1 | 68694.8462 | 359698.3 | 0 | 8818.386 | 141323.8
MsrNResSpltPkgAC-65to134-S13 | sim_annual | OfL | 1996 | CZ14 | cDXGF | DXSZCap | 594.4598 | 174998.9 | 1902670.2103 | 418822.3 | 0 | 935304.1 | 59894.2103 | 342168.2 | 0 | 10501.06 | 135979.4
MsrNResSpltPkgAC-65to134-S13 | sim_annual | OfL | 1996 | CZ15 | cDXGF | DXSZCap | 714.1894 | 174998.9 | 2133414.8082 | 418822.3 | 0 | 935304.1 | 4244.8082 | 608225.1 | 0 | 2679.334 | 164136.2
MsrNResSpltPkgAC-65to134-S13 | sim_annual | OfL | 1996 | CZ16 | cDXGF | DXSZCap | 614.6689 | 174998.9 | 1934344.7349 | 418822.3 | 0 | 935304.1 | 292583.7349 | 131813.1 | 0 | 19331.53 | 136487.4
MsrNResSpltPkgAC-65to134-S13 | sim_annual | OfL | 2003 | CZ01 | cDXGF | DXSZCap | 480.3558 | 174998.9 | 1544655.65 | 418822.3 | 0 | 892052.4 | 105787.65 | 21137.6 | 0 | 12989.92 | 93863.41
MsrNResSpltPkgAC-65to134-S13 | sim_annual | OfL | 2003 | CZ02 | cDXGF | DXSZCap | 428.9442 | 174998.9 | 1644938.1023 | 418822.3 | 0 | 892052.4 | 56391.1023 | 170284.3 | 0 | 8387.236 | 98998.57
MsrNResSpltPkgAC-65to134-S13 | sim_annual | OfL | 2003 | CZ03 | cDXGF | DXSZCap | 535.6625 | 174998.9 | 1586390.8206 | 418822.3 | 0 | 892052.4 | 50581.8206 | 105513.4 | 0 | 5813.255 | 113605.7
MsrNResSpltPkgAC-65to134-S13 | sim_annual | OfL | 2003 | CZ04 | cDXGF | DXSZCap | 458.0009 | 174998.9 | 1682098.7756 | 418822.3 | 0 | 892052.4 | 46167.7756 | 211326 | 0 | 5062.361 | 108665.9
MsrNResSpltPkgAC-65to134-S13 | sim_annual | OfL | 2003 | CZ05 | cDXGF | DXSZCap | 531.8031 | 174998.9 | 1607971.7589 | 418822.3 | 0 | 892052.4 | 39070.7589 | 137584.4 | 0 | 6643.476 | 113796.7
MsrNResSpltPkgAC-65to134-S13 | sim_annual | OfL | 2003 | CZ06 | cDXGF | DXSZCap | 567.657 | 174998.9 | 1702339.9344 | 418822.3 | 0 | 892052.4 | 10289.9344 | 258756.7 | 0 | 2318.414 | 120097.4
MsrNResSpltPkgAC-65to134-S13 | sim_annual | OfL | 2003 | CZ07 | cDXGF | DXSZCap | 556.8654 | 174998.9 | 1653974.5406 | 418822.3 | 0 | 892052.4 | 5498.5405 | 216629.3 | 0 | 1128.556 | 119840.1
MsrNResSpltPkgAC-65to134-S13 | sim_annual | OfL | 2003 | CZ08 | cDXGF | DXSZCap | 493.3612 | 174998.9 | 1746258.7763 | 418822.3 | 0 | 892052.4 | 9393.7763 | 310861.1 | 0 | 2171.421 | 112955.4
MsrNResSpltPkgAC-65to134-S13 | sim_annual | OfL | 2003 | CZ09 | cDXGF | DXSZCap | 565.8029 | 174998.9 | 1744619.9395 | 418822.3 | 0 | 892052.4 | 16948.9395 | 291179.1 | 0 | 3571.292 | 122043.2
MsrNResSpltPkgAC-65to134-S13 | sim_annual | OfL | 2003 | CZ10 | cDXGF | DXSZCap | 499.2709 | 174998.9 | 1754734.5619 | 418822.3 | 0 | 892052.4 | 12822.5619 | 312187.6 | 0 | 4626.56 | 114220.8
MsrNResSpltPkgAC-65to134-S13 | sim_annual | OfL | 2003 | CZ11 | cDXGF | DXSZCap | 526.3885 | 174998.9 | 1795863.0278 | 418822.3 | 0 | 892052.4 | 73474.0278 | 283199.3 | 0 | 8961.748 | 119351.4
MsrNResSpltPkgAC-65to134-S13 | sim_annual | OfL | 2003 | CZ12 | cDXGF | DXSZCap | 491.7511 | 174998.9 | 1726913.4535 | 418822.3 | 0 | 892052.4 | 60416.4535 | 233264.6 | 0 | 7770.84 | 114584.7
MsrNResSpltPkgAC-65to134-S13 | sim_annual | OfL | 2003 | CZ13 | cDXGF | DXSZCap | 534.5603 | 174998.9 | 1807952.281 | 418822.3 | 0 | 892052.4 | 53946.281 | 310717.6 | 0 | 7922.217 | 124489.3
MsrNResSpltPkgAC-65to134-S13 | sim_annual | OfL | 2003 | CZ14 | cDXGF | DXSZCap | 536.6191 | 174998.9 | 1782177.3454 | 418822.3 | 0 | 892052.4 | 49349.3454 | 293150.5 | 0 | 9480.357 | 119321.1
MsrNResSpltPkgAC-65to134-S13 | sim_annual | OfL | 2003 | CZ15 | cDXGF | DXSZCap | 647.9672 | 174998.9 | 1993066.2068 | 418822.3 | 0 | 892052.4 | 3248.2068 | 531030.9 | 0 | 2430.893 | 145479.1
MsrNResSpltPkgAC-65to134-S13 | sim_annual | OfL | 2003 | CZ16 | cDXGF | DXSZCap | 537.4308 | 174998.9 | 1830371.1819 | 418822.3 | 0 | 892052.4 | 270954.1819 | 113665.1 | 0 | 16902.65 | 117972
MsrNResSpltPkgAC-65to134-S13 | sim_annual | OfL | 2007 | CZ01 | cDXGF | DXSZCap | 479.9535 | 174998.9 | 1542142.1245 | 418822.3 | 0 | 892052.4 | 103296.1245 | 21187.31 | 0 | 12978.99 | 93802.99
MsrNResSpltPkgAC-65to134-S13 | sim_annual | OfL | 2007 | CZ02 | cDXGF | DXSZCap | 428.4894 | 174998.9 | 1643467.3436 | 418822.3 | 0 | 892052.4 | 55009.3436 | 170273.8 | 0 | 8378.302 | 98929.21
MsrNResSpltPkgAC-65to134-S13 | sim_annual | OfL | 2007 | CZ03 | cDXGF | DXSZCap | 535.4072 | 174998.9 | 1585152.4512 | 418822.3 | 0 | 892052.4 | 49352.4512 | 105543.2 | 0 | 5810.496 | 113568.5
MsrNResSpltPkgAC-65to134-S13 | sim_annual | OfL | 2007 | CZ04 | cDXGF | DXSZCap | 457.5799 | 174998.9 | 1680903.025 | 418822.3 | 0 | 892052.4 | 45100.025 | 211270.3 | 0 | 5057.698 | 108597
MsrNResSpltPkgAC-65to134-S13 | sim_annual | OfL | 2007 | CZ05 | cDXGF | DXSZCap | 531.3894 | 174998.9 | 1607143.6644 | 418822.3 | 0 | 892052.4 | 38239.6644 | 137652.1 | 0 | 6638.294 | 113736.5
MsrNResSpltPkgAC-65to134-S13 | sim_annual | OfL | 2007 | CZ06 | cDXGF | DXSZCap | 567.657 | 174998.9 | 1702339.9344 | 418822.3 | 0 | 892052.4 | 10289.9344 | 258756.7 | 0 | 2318.414 | 120097.4
MsrNResSpltPkgAC-65to134-S13 | sim_annual | OfL | 2007 | CZ07 | cDXGF | DXSZCap | 556.8654 | 174998.9 | 1653974.5406 | 418822.3 | 0 | 892052.4 | 5498.5405 | 216629.3 | 0 | 1128.556 | 119840.1
MsrNResSpltPkgAC-65to134-S13 | sim_annual | OfL | 2007 | CZ08 | cDXGF | DXSZCap | 493.3612 | 174998.9 | 1746258.7763 | 418822.3 | 0 | 892052.4 | 9393.7763 | 310861.1 | 0 | 2171.421 | 112955.4
MsrNResSpltPkgAC-65to134-S13 | sim_annual | OfL | 2007 | CZ09 | cDXGF | DXSZCap | 565.8029 | 174998.9 | 1744619.9395 | 418822.3 | 0 | 892052.4 | 16948.9395 | 291179.1 | 0 | 3571.292 | 122043.2
MsrNResSpltPkgAC-65to134-S13 | sim_annual | OfL | 2007 | CZ10 | cDXGF | DXSZCap | 498.7899 | 174998.9 | 1753908.8634 | 418822.3 | 0 | 892052.4 | 12361.8634 | 311927.9 | 0 | 4622.112 | 114119.6
MsrNResSpltPkgAC-65to134-S13 | sim_annual | OfL | 2007 | CZ11 | cDXGF | DXSZCap | 525.865 | 174998.9 | 1793592.0708 | 418822.3 | 0 | 892052.4 | 71643.0708 | 282884.9 | 0 | 8952.76 | 119234.2
MsrNResSpltPkgAC-65to134-S13 | sim_annual | OfL | 2007 | CZ12 | cDXGF | DXSZCap | 491.355 | 174998.9 | 1725048.7055 | 418822.3 | 0 | 892052.4 | 58823.7055 | 233086.2 | 0 | 7764.594 | 114496.9
MsrNResSpltPkgAC-65to134-S13 | sim_annual | OfL | 2007 | CZ13 | cDXGF | DXSZCap | 534.0804 | 174998.9 | 1805832.6365 | 418822.3 | 0 | 892052.4 | 52426.6365 | 310255.7 | 0 | 7915.093 | 124358.5
MsrNResSpltPkgAC-65to134-S13 | sim_annual | OfL | 2007 | CZ14 | cDXGF | DXSZCap | 536.0147 | 174998.9 | 1780258.6698 | 418822.3 | 0 | 892052.4 | 47922.6698 | 292794.3 | 0 | 9469.691 | 119195
MsrNResSpltPkgAC-65to134-S13 | sim_annual | OfL | 2007 | CZ15 | cDXGF | DXSZCap | 647.8593 | 174998.9 | 1991904.1406 | 418822.3 | 0 | 892052.4 | 3085.1406 | 530110.7 | 0 | 2430.487 | 145401.2
MsrNResSpltPkgAC-65to134-S13 | sim_annual | OfL | 2007 | CZ16 | cDXGF | DXSZCap | 537.0102 | 174998.9 | 1825969.9803 | 418822.3 | 0 | 892052.4 | 266719.9803 | 113603.7 | 0 | 16889.44 | 117880.4
MsrNResSpltPkgAC-65to134-S13 | sim_annual | OfL | 2011 | CZ01 | cDXGF | DXSZCap | 476.3407 | 174998.9 | 1496605.2345 | 399149.5 | 0 | 892052.4 | 77591.2345 | 21693.51 | 0 | 12881.27 | 93235.76
MsrNResSpltPkgAC-65to134-S13 | sim_annual | OfL | 2011 | CZ02 | cDXGF | DXSZCap | 412.3968 | 174998.9 | 1589095.7593 | 399149.5 | 0 | 892052.4 | 21210.7593 | 171453 | 0 | 8062.875 | 97164.5
MsrNResSpltPkgAC-65to134-S13 | sim_annual | OfL | 2011 | CZ03 | cDXGF | DXSZCap | 525.7649 | 174998.9 | 1541532.0046 | 399149.5 | 0 | 892052.4 | 24802.0046 | 107340 | 0 | 5705.851 | 112480.4
MsrNResSpltPkgAC-65to134-S13 | sim_annual | OfL | 2011 | CZ04 | cDXGF | DXSZCap | 439.1808 | 174998.9 | 1630278.9975 | 399149.5 | 0 | 892052.4 | 17043.9975 | 210848.3 | 0 | 4853.994 | 106330.1
MsrNResSpltPkgAC-65to134-S13 | sim_annual | OfL | 2011 | CZ05 | cDXGF | DXSZCap | 520.8654 | 174998.9 | 1566143.8145 | 399149.5 | 0 | 892052.4 | 13990.8145 | 141461.4 | 0 | 6506.837 | 112981.2
MsrNResSpltPkgAC-65to134-S13 | sim_annual | OfL | 2011 | CZ06 | cDXGF | DXSZCap | 558.6231 | 174998.9 | 1676409.7129 | 399149.5 | 0 | 892052.4 | 6189.7129 | 257922.8 | 0 | 2281.521 | 118812.1
MsrNResSpltPkgAC-65to134-S13 | sim_annual | OfL | 2011 | CZ07 | cDXGF | DXSZCap | 548.1002 | 174998.9 | 1630103.2972 | 399149.5 | 0 | 892052.4 | 3006.2972 | 216116.4 | 0 | 1110.792 | 118666.3
MsrNResSpltPkgAC-65to134-S13 | sim_annual | OfL | 2011 | CZ08 | cDXGF | DXSZCap | 475.2559 | 174998.9 | 1713916.5757 | 399149.5 | 0 | 892052.4 | 2892.5757 | 307143.5 | 0 | 2091.71 | 110585.3
MsrNResSpltPkgAC-65to134-S13 | sim_annual | OfL | 2011 | CZ09 | cDXGF | DXSZCap | 540.5427 | 174998.9 | 1702741.8415 | 399149.5 | 0 | 892052.4 | 4620.8415 | 285320.1 | 0 | 3411.839 | 118185.6
MsrNResSpltPkgAC-65to134-S13 | sim_annual | OfL | 2011 | CZ10 | cDXGF | DXSZCap | 477.6153 | 174998.9 | 1716451.3535 | 399149.5 | 0 | 892052.4 | 3662.3535 | 306080.6 | 0 | 4425.838 | 111079.3
MsrNResSpltPkgAC-65to134-S13 | sim_annual | OfL | 2011 | CZ11 | cDXGF | DXSZCap | 501.7459 | 174998.9 | 1719061.8138 | 399149.5 | 0 | 892052.4 | 30813.8138 | 273604.7 | 0 | 8542.038 | 114898.1
MsrNResSpltPkgAC-65to134-S13 | sim_annual | OfL | 2011 | CZ12 | cDXGF | DXSZCap | 469.4916 | 174998.9 | 1663171.4213 | 399149.5 | 0 | 892052.4 | 24148.4213 | 229192.7 | 0 | 7418.697 | 111207.9
MsrNResSpltPkgAC-65to134-S13 | sim_annual | OfL | 2011 | CZ13 | cDXGF | DXSZCap | 509.9334 | 174998.9 | 1738980.2657 | 399149.5 | 0 | 892052.4 | 21481.2657 | 298909.8 | 0 | 7556.913 | 119829.6
MsrNResSpltPkgAC-65to134-S13 | sim_annual | OfL | 2011 | CZ14 | cDXGF | DXSZCap | 511.8455 | 174998.9 | 1718584.4245 | 399149.5 | 0 | 892052.4 | 18813.4245 | 284342.6 | 0 | 9042.34 | 115182.9
MsrNResSpltPkgAC-65to134-S13 | sim_annual | OfL | 2011 | CZ15 | cDXGF | DXSZCap | 617.8187 | 174998.9 | 1936885.3633 | 399149.5 | 0 | 892052.4 | 912.3633 | 503339.2 | 0 | 2317.79 | 139113.1
MsrNResSpltPkgAC-65to134-S13 | sim_annual | OfL | 2011 | CZ16 | cDXGF | DXSZCap | 520.9865 | 174998.9 | 1692147.7678 | 399149.5 | 0 | 892052.4 | 156738.7678 | 112674.4 | 0 | 16385.32 | 115146
MsrNResSpltPkgAC-65to134-S13 | sim_annual | OfL | 2015 | CZ01 | cDXGF | DXSZCap | 467.1337 | 174998.9 | 1521538.7598 | 389313.3 | 0 | 892052.4 | 119745.7598 | 17415.58 | 0 | 12632.33 | 90378.03
MsrNResSpltPkgAC-65to134-S13 | sim_annual | OfL | 2015 | CZ02 | cDXGF | DXSZCap | 407.8788 | 174998.9 | 1586060.9592 | 389313.3 | 0 | 892052.4 | 45178.9592 | 158353.4 | 0 | 7975.329 | 93186.13
MsrNResSpltPkgAC-65to134-S13 | sim_annual | OfL | 2015 | CZ03 | cDXGF | DXSZCap | 488.7322 | 174998.9 | 1513325.8933 | 389313.3 | 0 | 892052.4 | 27475.8933 | 95879.42 | 0 | 5303.948 | 103298.9
MsrNResSpltPkgAC-65to134-S13 | sim_annual | OfL | 2015 | CZ04 | cDXGF | DXSZCap | 412.043 | 174998.9 | 1594814.1864 | 389313.3 | 0 | 892052.4 | 18851.1864 | 191951.3 | 0 | 4554.234 | 98089.05
MsrNResSpltPkgAC-65to134-S13 | sim_annual | OfL | 2015 | CZ05 | cDXGF | DXSZCap | 483.0356 | 174998.9 | 1534070.2902 | 389313.3 | 0 | 892052.4 | 15970.2902 | 127155.2 | 0 | 6034.249 | 103542.5
MsrNResSpltPkgAC-65to134-S13 | sim_annual | OfL | 2015 | CZ06 | cDXGF | DXSZCap | 524.4696 | 174998.9 | 1636374.812 | 389313.3 | 0 | 892052.4 | 7045.812 | 235754.8 | 0 | 2142.032 | 110063.5
MsrNResSpltPkgAC-65to134-S13 | sim_annual | OfL | 2015 | CZ07 | cDXGF | DXSZCap | 513.4637 | 174998.9 | 1592928.617 | 389313.3 | 0 | 892052.4 | 3514.617 | 197240.3 | 0 | 1040.597 | 109764.6
MsrNResSpltPkgAC-65to134-S13 | sim_annual | OfL | 2015 | CZ08 | cDXGF | DXSZCap | 447.9482 | 174998.9 | 1672215.7924 | 389313.3 | 0 | 892052.4 | 3134.7924 | 283105.1 | 0 | 1971.538 | 102635.8
MsrNResSpltPkgAC-65to134-S13 | sim_annual | OfL | 2015 | CZ09 | cDXGF | DXSZCap | 515.4251 | 174998.9 | 1662020.021 | 389313.3 | 0 | 892052.4 | 5196.021 | 261482.5 | 0 | 3253.323 | 110719.7
MsrNResSpltPkgAC-65to134-S13 | sim_annual | OfL | 2015 | CZ10 | cDXGF | DXSZCap | 478.5227 | 174998.9 | 1694076.9826 | 389313.3 | 0 | 892052.4 | 9954.9826 | 290513.9 | 0 | 4434.306 | 107805.4
MsrNResSpltPkgAC-65to134-S13 | sim_annual | OfL | 2015 | CZ11 | cDXGF | DXSZCap | 504.2407 | 174998.9 | 1725420.1883 | 389313.3 | 0 | 892052.4 | 60933.1883 | 261968.2 | 0 | 8584.656 | 112565.3
MsrNResSpltPkgAC-65to134-S13 | sim_annual | OfL | 2015 | CZ12 | cDXGF | DXSZCap | 470.1256 | 174998.9 | 1661277.5742 | 389313.3 | 0 | 892052.4 | 48271.5742 | 216243.7 | 0 | 7429.125 | 107964.8
MsrNResSpltPkgAC-65to134-S13 | sim_annual | OfL | 2015 | CZ13 | cDXGF | DXSZCap | 512.3782 | 174998.9 | 1737004.2286 | 389313.3 | 0 | 892052.4 | 42687.2286 | 287948.7 | 0 | 7593.559 | 117405.5
MsrNResSpltPkgAC-65to134-S13 | sim_annual | OfL | 2015 | CZ14 | cDXGF | DXSZCap | 516.6572 | 174998.9 | 1717741.7555 | 389313.3 | 0 | 892052.4 | 41199.7555 | 272977.1 | 0 | 9127.817 | 113069.4
MsrNResSpltPkgAC-65to134-S13 | sim_annual | OfL | 2015 | CZ15 | cDXGF | DXSZCap | 625.8589 | 174998.9 | 1922097.1492 | 389313.3 | 0 | 892052.4 | 2096.1492 | 497846.1 | 0 | 2347.954 | 138437.6
MsrNResSpltPkgAC-65to134-S13 | sim_annual | OfL | 2015 | CZ16 | cDXGF | DXSZCap | 517.8521 | 174998.9 | 1733077.9995 | 389313.3 | 0 | 892052.4 | 220605.9995 | 102890.8 | 0 | 16287.02 | 111927
MsrNResSpltPkgAC-65to134-S13 | sim_annual | OfL | 2017 | CZ01 | cDXGF | DXSZCap | 462.2641 | 174998.9 | 1474232.0717 | 374757.9 | 0 | 892052.4 | 87272.0717 | 18046.05 | 0 | 12500.61 | 89600.98
MsrNResSpltPkgAC-65to134-S13 | sim_annual | OfL | 2017 | CZ02 | cDXGF | DXSZCap | 405.5161 | 174998.9 | 1570506.8212 | 374757.9 | 0 | 892052.4 | 46155.8212 | 157046.8 | 0 | 7929.069 | 92562.55
MsrNResSpltPkgAC-65to134-S13 | sim_annual | OfL | 2017 | CZ03 | cDXGF | DXSZCap | 485.8814 | 174998.9 | 1497711.8931 | 374757.9 | 0 | 892052.4 | 28132.8931 | 94891.87 | 0 | 5273.016 | 102600.2
MsrNResSpltPkgAC-65to134-S13 | sim_annual | OfL | 2017 | CZ04 | cDXGF | DXSZCap | 409.656 | 174998.9 | 1578407.2377 | 374757.9 | 0 | 892052.4 | 19277.2377 | 190380.4 | 0 | 4527.823 | 97408.48
MsrNResSpltPkgAC-65to134-S13 | sim_annual | OfL | 2017 | CZ05 | cDXGF | DXSZCap | 479.8222 | 174998.9 | 1517428.2272 | 374757.9 | 0 | 892052.4 | 15800.2272 | 126039.7 | 0 | 5994.122 | 102781.1
MsrNResSpltPkgAC-65to134-S13 | sim_annual | OfL | 2017 | CZ06 | cDXGF | DXSZCap | 515.3532 | 174998.9 | 1616528.2037 | 374757.9 | 0 | 892052.4 | 4080.2037 | 234800.8 | 0 | 2104.8 | 108729
MsrNResSpltPkgAC-65to134-S13 | sim_annual | OfL | 2017 | CZ07 | cDXGF | DXSZCap | 506.0902 | 174998.9 | 1575443.4786 | 374757.9 | 0 | 892052.4 | 2062.4786 | 196763.7 | 0 | 1025.653 | 108778.4
MsrNResSpltPkgAC-65to134-S13 | sim_annual | OfL | 2017 | CZ08 | cDXGF | DXSZCap | 444.7757 | 174998.9 | 1654272.1442 | 374757.9 | 0 | 892052.4 | 3027.1442 | 280644.1 | 0 | 1957.576 | 101829.6
MsrNResSpltPkgAC-65to134-S13 | sim_annual | OfL | 2017 | CZ09 | cDXGF | DXSZCap | 512.9462 | 174998.9 | 1644916.3317 | 374757.9 | 0 | 892052.4 | 5307.3317 | 259489.1 | 0 | 3237.663 | 110068.4
MsrNResSpltPkgAC-65to134-S13 | sim_annual | OfL | 2017 | CZ10 | cDXGF | DXSZCap | 475.8743 | 174998.9 | 1676846.6705 | 374757.9 | 0 | 892052.4 | 10232.6705 | 288295.6 | 0 | 4409.767 | 107095.5
MsrNResSpltPkgAC-65to134-S13 | sim_annual | OfL | 2017 | CZ11 | cDXGF | DXSZCap | 501.2543 | 174998.9 | 1708881.6743 | 374757.9 | 0 | 892052.4 | 61607.6743 | 260094.3 | 0 | 8533.838 | 111832.8
MsrNResSpltPkgAC-65to134-S13 | sim_annual | OfL | 2017 | CZ12 | cDXGF | DXSZCap | 467.4468 | 174998.9 | 1645205.7294 | 374757.9 | 0 | 892052.4 | 49140.7294 | 214608.8 | 0 | 7386.827 | 107256.8
MsrNResSpltPkgAC-65to134-S13 | sim_annual | OfL | 2017 | CZ13 | cDXGF | DXSZCap | 509.3495 | 174998.9 | 1720178.8095 | 374757.9 | 0 | 892052.4 | 43390.8095 | 285804 | 0 | 7548.689 | 116621.7
MsrNResSpltPkgAC-65to134-S13 | sim_annual | OfL | 2017 | CZ14 | cDXGF | DXSZCap | 514.103 | 174998.9 | 1701039.2558 | 374757.9 | 0 | 892052.4 | 41770.2558 | 270969.4 | 0 | 9082.674 | 112403.4
MsrNResSpltPkgAC-65to134-S13 | sim_annual | OfL | 2017 | CZ15 | cDXGF | DXSZCap | 623.3914 | 174998.9 | 1903263.9168 | 374757.9 | 0 | 892052.4 | 2121.9168 | 494285.4 | 0 | 2338.7 | 137704.1
MsrNResSpltPkgAC-65to134-S13 | sim_annual | OfL | 2017 | CZ16 | cDXGF | DXSZCap | 515.3326 | 174998.9 | 1718599.3237 | 374757.9 | 0 | 892052.4 | 222217.3237 | 102051.3 | 0 | 16207.73 | 111309.9
MsrNResSpltPkgAC-65to134-S13 | sim_annual | OfL | 2020 | CZ01 | cDXGF | DXSZCap | 450.6168 | 174998.9 | 1401127.4004 | 289618.8 | 0 | 892052.4 | 104326.4004 | 15979.17 | 0 | 12185.64 | 86963.89
MsrNResSpltPkgAC-65to134-S13 | sim_annual | OfL | 2020 | CZ02 | cDXGF | DXSZCap | 395.6083 | 174998.9 | 1483041.2479 | 289618.8 | 0 | 892052.4 | 54826.2479 | 149364.9 | 0 | 7735.461 | 89443.91
MsrNResSpltPkgAC-65to134-S13 | sim_annual | OfL | 2020 | CZ03 | cDXGF | DXSZCap | 474.0528 | 174998.9 | 1409436.5834 | 289618.8 | 0 | 892052.4 | 34513.5834 | 88837.51 | 0 | 5144.637 | 99269.27
MsrNResSpltPkgAC-65to134-S13 | sim_annual | OfL | 2020 | CZ04 | cDXGF | DXSZCap | 399.8437 | 174998.9 | 1485325.5107 | 289618.8 | 0 | 892052.4 | 23695.5107 | 181476 | 0 | 4419.453 | 94063.18
MsrNResSpltPkgAC-65to134-S13 | sim_annual | OfL | 2020 | CZ05 | cDXGF | DXSZCap | 467.5803 | 174998.9 | 1424555.2629 | 289618.8 | 0 | 892052.4 | 19349.2629 | 118425.8 | 0 | 5841.168 | 99268.21
MsrNResSpltPkgAC-65to134-S13 | sim_annual | OfL | 2020 | CZ06 | cDXGF | DXSZCap | 504.3779 | 174998.9 | 1518202.2015 | 289618.8 | 0 | 892052.4 | 5066.2015 | 223888.9 | 0 | 2059.974 | 105516.5
MsrNResSpltPkgAC-65to134-S13 | sim_annual | OfL | 2020 | CZ07 | cDXGF | DXSZCap | 494.6015 | 174998.9 | 1477378.3046 | 289618.8 | 0 | 892052.4 | 2563.3046 | 186842.5 | 0 | 1002.37 | 105299.8
MsrNResSpltPkgAC-65to134-S13 | sim_annual | OfL | 2020 | CZ08 | cDXGF | DXSZCap | 435.9831 | 174998.9 | 1554753.1457 | 289618.8 | 0 | 892052.4 | 3756.1457 | 268764.1 | 0 | 1918.882 | 98642.81
MsrNResSpltPkgAC-65to134-S13 | sim_annual | OfL | 2020 | CZ09 | cDXGF | DXSZCap | 504.4364 | 174998.9 | 1547588.7518 | 289618.8 | 0 | 892052.4 | 6572.7518 | 248872.2 | 0 | 3183.962 | 107289.1
MsrNResSpltPkgAC-65to134-S13 | sim_annual | OfL | 2020 | CZ10 | cDXGF | DXSZCap | 466.4735 | 174998.9 | 1579522.139 | 289618.8 | 0 | 892052.4 | 12547.139 | 276982.5 | 0 | 4322.667 | 103999.3
MsrNResSpltPkgAC-65to134-S13 | sim_annual | OfL | 2020 | CZ11 | cDXGF | DXSZCap | 491.9068 | 174998.9 | 1621233.1031 | 289618.8 | 0 | 892052.4 | 71488.1031 | 250770.8 | 0 | 8374.737 | 108928.8
MsrNResSpltPkgAC-65to134-S13 | sim_annual | OfL | 2020 | CZ12 | cDXGF | DXSZCap | 457.6764 | 174998.9 | 1556726.4268 | 289618.8 | 0 | 892052.4 | 57840.4268 | 205857.4 | 0 | 7232.42 | 104124.7
MsrNResSpltPkgAC-65to134-S13 | sim_annual | OfL | 2020 | CZ13 | cDXGF | DXSZCap | 500.4507 | 174998.9 | 1629794.5959 | 289618.8 | 0 | 892052.4 | 51203.5959 | 275856.3 | 0 | 7416.843 | 113647.2
MsrNResSpltPkgAC-65to134-S13 | sim_annual | OfL | 2020 | CZ14 | cDXGF | DXSZCap | 504.6265 | 174998.9 | 1609934.7992 | 289618.8 | 0 | 892052.4 | 48659.7992 | 261147.7 | 0 | 8915.305 | 109541.1
MsrNResSpltPkgAC-65to134-S13 | sim_annual | OfL | 2020 | CZ15 | cDXGF | DXSZCap | 613.9324 | 174998.9 | 1800892.7022 | 289618.8 | 0 | 892052.4 | 2525.7022 | 479679.3 | 0 | 2303.214 | 134714.4
MsrNResSpltPkgAC-65to134-S13 | sim_annual | OfL | 2020 | CZ16 | cDXGF | DXSZCap | 506.0633 | 174998.9 | 1650791.6168 | 289618.8 | 0 | 892052.4 | 247068.6168 | 97449.72 | 0 | 15916.34 | 108684.9
MsrNResSpltPkgAC-65to134-S13 | sim_annual | OfS | 1975 | CZ01 | cDXGF | DXSZCap | 44.9834 | 10000.08 | 126334.7119 | 20480.68 | 0 | 49066.88 | 45103.9219 | 1587.985 | 0 | 1216.451 | 8878.893
MsrNResSpltPkgAC-65to134-S13 | sim_annual | OfS | 1975 | CZ02 | cDXGF | DXSZCap | 40.3124 | 10000.08 | 122610.2559 | 20480.68 | 0 | 49066.88 | 27872.9259 | 15139.92 | 0 | 788.2388 | 9261.727
MsrNResSpltPkgAC-65to134-S13 | sim_annual | OfS | 1975 | CZ03 | cDXGF | DXSZCap | 47.0355 | 10000.08 | 108312.4088 | 20480.68 | 0 | 49066.88 | 19345.8788 | 8840.256 | 0 | 510.4517 | 10068.45
MsrNResSpltPkgAC-65to134-S13 | sim_annual | OfS | 1975 | CZ04 | cDXGF | DXSZCap | 40.5657 | 10000.08 | 114558.3115 | 20480.68 | 0 | 49066.88 | 16613.3315 | 18323.98 | 0 | 448.3703 | 9625.192
MsrNResSpltPkgAC-65to134-S13 | sim_annual | OfS | 1975 | CZ05 | cDXGF | DXSZCap | 46.8045 | 10000.08 | 107921.4199 | 20480.68 | 0 | 49066.88 | 16214.0399 | 11479.48 | 0 | 584.6993 | 10095.79
MsrNResSpltPkgAC-65to134-S13 | sim_annual | OfS | 1975 | CZ06 | cDXGF | DXSZCap | 49.459 | 10000.08 | 107862.2584 | 20480.68 | 0 | 49066.88 | 6234.0585 | 21342.38 | 0 | 202 | 10536.4
MsrNResSpltPkgAC-65to134-S13 | sim_annual | OfS | 1975 | CZ07 | cDXGF | DXSZCap | 48.2569 | 10000.08 | 101977.9317 | 20480.68 | 0 | 49066.88 | 4576.8417 | 17438.56 | 0 | 97.7986 | 10317.35
MsrNResSpltPkgAC-65to134-S13 | sim_annual | OfS | 1975 | CZ08 | cDXGF | DXSZCap | 42.7147 | 10000.08 | 111500.0993 | 20480.68 | 0 | 49066.88 | 5782.2993 | 26204.57 | 0 | 187.9975 | 9777.84
MsrNResSpltPkgAC-65to134-S13 | sim_annual | OfS | 1975 | CZ09 | cDXGF | DXSZCap | 48.4701 | 10000.08 | 113904.7108 | 20480.68 | 0 | 49066.88 | 7944.4108 | 25499.48 | 0 | 305.9348 | 10607.49
MsrNResSpltPkgAC-65to134-S13 | sim_annual | OfS | 1975 | CZ10 | cDXGF | DXSZCap | 46.4776 | 10000.08 | 119583.1014 | 20480.68 | 0 | 49066.88 | 10444.3014 | 28537.28 | 0 | 430.6856 | 10623.4
MsrNResSpltPkgAC-65to134-S13 | sim_annual | OfS | 1975 | CZ11 | cDXGF | DXSZCap | 49.4263 | 10000.08 | 138982.0844 | 20480.68 | 0 | 49066.88 | 29871.5844 | 27379.08 | 0 | 841.455 | 11342.58
MsrNResSpltPkgAC-65to134-S13 | sim_annual | OfS | 1975 | CZ12 | cDXGF | DXSZCap | 46.1552 | 10000.08 | 128359.0558 | 20480.68 | 0 | 49066.88 | 25671.4558 | 21654.46 | 0 | 729.3171 | 10756.41
MsrNResSpltPkgAC-65to134-S13 | sim_annual | OfS | 1975 | CZ13 | cDXGF | DXSZCap | 49.9078 | 10000.08 | 133744.1013 | 20480.68 | 0 | 49066.88 | 21981.6013 | 29764.95 | 0 | 739.5787 | 11710.52
MsrNResSpltPkgAC-65to134-S13 | sim_annual | OfS | 1975 | CZ14 | cDXGF | DXSZCap | 49.6143 | 10000.08 | 132707.3681 | 20480.68 | 0 | 49066.88 | 22560.8682 | 28331.22 | 0 | 876.3873 | 11391.5
MsrNResSpltPkgAC-65to134-S13 | sim_annual | OfS | 1975 | CZ15 | cDXGF | DXSZCap | 59.1538 | 10000.08 | 139459.5559 | 20480.68 | 0 | 49066.88 | 3868.3559 | 52078.03 | 0 | 221.9195 | 13743.81
MsrNResSpltPkgAC-65to134-S13 | sim_annual | OfS | 1975 | CZ16 | cDXGF | DXSZCap | 49.9087 | 10000.08 | 157514.8271 | 20480.68 | 0 | 49066.88 | 64903.8071 | 10293.83 | 0 | 1569.61 | 11200.1
MsrNResSpltPkgAC-65to134-S13 | sim_annual | OfS | 1985 | CZ01 | cDXGF | DXSZCap | 44.627 | 10000.08 | 119775.7426 | 20480.68 | 0 | 47017.09 | 40653.2226 | 1607.942 | 0 | 1206.81 | 8810.125
MsrNResSpltPkgAC-65to134-S13 | sim_annual | OfS | 1985 | CZ02 | cDXGF | DXSZCap | 39.6889 | 10000.08 | 117527.3932 | 20480.68 | 0 | 47017.09 | 25043.4132 | 15063.19 | 0 | 776.0422 | 9147.102
MsrNResSpltPkgAC-65to134-S13 | sim_annual | OfS | 1985 | CZ03 | cDXGF | DXSZCap | 46.582 | 10000.08 | 104067.4723 | 20480.68 | 0 | 47017.09 | 17210.2223 | 8857.784 | 0 | 505.53 | 9996.261
MsrNResSpltPkgAC-65to134-S13 | sim_annual | OfS | 1985 | CZ04 | cDXGF | DXSZCap | 39.9403 | 10000.08 | 110475.8738 | 20480.68 | 0 | 47017.09 | 14807.6838 | 18214.68 | 0 | 441.4518 | 9514.4
MsrNResSpltPkgAC-65to134-S13 | sim_annual | OfS | 1985 | CZ05 | cDXGF | DXSZCap | 46.3685 | 10000.08 | 103803.9875 | 20480.68 | 0 | 47017.09 | 14210.6875 | 11491.54 | 0 | 579.2531 | 10024.87
MsrNResSpltPkgAC-65to134-S13 | sim_annual | OfS | 1985 | CZ06 | cDXGF | DXSZCap | 48.9266 | 10000.08 | 104843.1157 | 20480.68 | 0 | 47017.09 | 5400.5057 | 21290.84 | 0 | 199.825 | 10454.29
MsrNResSpltPkgAC-65to134-S13 | sim_annual | OfS | 1985 | CZ07 | cDXGF | DXSZCap | 47.7695 | 10000.08 | 99140.7867 | 20480.68 | 0 | 47017.09 | 3913.0267 | 17389.96 | 0 | 96.8107 | 10243.33
MsrNResSpltPkgAC-65to134-S13 | sim_annual | OfS | 1985 | CZ08 | cDXGF | DXSZCap | 42.0573 | 10000.08 | 108320.841 | 20480.68 | 0 | 47017.09 | 5004.941 | 25970.78 | 0 | 185.104 | 9662.402
MsrNResSpltPkgAC-65to134-S13 | sim_annual | OfS | 1985 | CZ09 | cDXGF | DXSZCap | 47.6674 | 10000.08 | 110444.1985 | 20480.68 | 0 | 47017.09 | 6925.9985 | 25251.83 | 0 | 300.8671 | 10467.89
MsrNResSpltPkgAC-65to134-S13 | sim_annual | OfS | 1985 | CZ10 | cDXGF | DXSZCap | 45.6932 | 10000.08 | 115797.3513 | 20480.68 | 0 | 47017.09 | 9168.2513 | 28229.43 | 0 | 423.417 | 10478.64
MsrNResSpltPkgAC-65to134-S13 | sim_annual | OfS | 1985 | CZ11 | cDXGF | DXSZCap | 48.5434 | 10000.08 | 133532.8593 | 20480.68 | 0 | 47017.09 | 27081.5593 | 26970.08 | 0 | 826.4161 | 11157.14
MsrNResSpltPkgAC-65to134-S13 | sim_annual | OfS | 1985 | CZ12 | cDXGF | DXSZCap | 45.3539 | 10000.08 | 123450.9465 | 20480.68 | 0 | 47017.09 | 23208.0465 | 21429.74 | 0 | 716.6407 | 10598.89
MsrNResSpltPkgAC-65to134-S13 | sim_annual | OfS | 1985 | CZ13 | cDXGF | DXSZCap | 49.0209 | 10000.08 | 128858.3608 | 20480.68 | 0 | 47017.09 | 19822.4608 | 29288.17 | 0 | 726.4186 | 11523.66
MsrNResSpltPkgAC-65to134-S13 | sim_annual | OfS | 1985 | CZ14 | cDXGF | DXSZCap | 48.7561 | 10000.08 | 127660.579 | 20480.68 | 0 | 47017.09 | 20113.779 | 27966.09 | 0 | 861.1971 | 11221.86
MsrNResSpltPkgAC-65to134-S13 | sim_annual | OfS | 1985 | CZ15 | cDXGF | DXSZCap | 58.0822 | 10000.08 | 135559.5659 | 20480.68 | 0 | 47017.09 | 3332.1659 | 51013.23 | 0 | 217.8995 | 13498.62
MsrNResSpltPkgAC-65to134-S13 | sim_annual | OfS | 1985 | CZ16 | cDXGF | DXSZCap | 49.3453 | 10000.08 | 149817.7584 | 20480.68 | 0 | 47017.09 | 59472.7884 | 10220.96 | 0 | 1551.899 | 11074.46
MsrNResSpltPkgAC-65to134-S13 | sim_annual | OfS | 1996 | CZ01 | cDXGF | DXSZCap | 37.9153 | 10000.08 | 106455.3304 | 20480.68 | 0 | 44967.2 | 31211.1804 | 1359.74 | 0 | 1025.31 | 7411.434
MsrNResSpltPkgAC-65to134-S13 | sim_annual | OfS | 1996 | CZ02 | cDXGF | DXSZCap | 37.6013 | 10000.08 | 114333.435 | 20480.68 | 0 | 44967.2 | 26052.095 | 13596.71 | 0 | 735.241 | 8501.702
MsrNResSpltPkgAC-65to134-S13 | sim_annual | OfS | 1996 | CZ03 | cDXGF | DXSZCap | 43.932 | 10000.08 | 101282.8721 | 20480.68 | 0 | 44967.2 | 18305.6321 | 7794.994 | 0 | 476.7698 | 9257.807
MsrNResSpltPkgAC-65to134-S13 | sim_annual | OfS | 1996 | CZ04 | cDXGF | DXSZCap | 37.9518 | 10000.08 | 106737.1443 | 20480.68 | 0 | 44967.2 | 15589.0943 | 16450.53 | 0 | 419.4889 | 8830.325
MsrNResSpltPkgAC-65to134-S13 | sim_annual | OfS | 1996 | CZ05 | cDXGF | DXSZCap | 43.6581 | 10000.08 | 100799.6945 | 20480.68 | 0 | 44967.2 | 15337.0645 | 10198.43 | 0 | 545.3936 | 9271.151
MsrNResSpltPkgAC-65to134-S13 | sim_annual | OfS | 1996 | CZ06 | cDXGF | DXSZCap | 46.2941 | 10000.08 | 100679.1418 | 20480.68 | 0 | 44967.2 | 6125.3818 | 19212.84 | 0 | 189.0737 | 9704.166
MsrNResSpltPkgAC-65to134-S13 | sim_annual | OfS | 1996 | CZ07 | cDXGF | DXSZCap | 45.2315 | 10000.08 | 95315.1242 | 20480.68 | 0 | 44967.2 | 4519.4342 | 15725.49 | 0 | 91.6672 | 9530.823
MsrNResSpltPkgAC-65to134-S13 | sim_annual | OfS | 1996 | CZ08 | cDXGF | DXSZCap | 40.1745 | 10000.08 | 104169.5539 | 20480.68 | 0 | 44967.2 | 5633.2239 | 23884.38 | 0 | 176.8179 | 9027.431
MsrNResSpltPkgAC-65to134-S13 | sim_annual | OfS | 1996 | CZ09 | cDXGF | DXSZCap | 46.0087 | 10000.08 | 106923.9438 | 20480.68 | 0 | 44967.2 | 8202.0838 | 23119.98 | 0 | 290.4001 | 9863.815
MsrNResSpltPkgAC-65to134-S13 | sim_annual | OfS | 1996 | CZ10 | cDXGF | DXSZCap | 43.976 | 10000.08 | 112339.7292 | 20480.68 | 0 | 44967.2 | 10682.2292 | 25962.85 | 0 | 407.5089 | 9839.419
MsrNResSpltPkgAC-65to134-S13 | sim_annual | OfS | 1996 | CZ11 | cDXGF | DXSZCap | 42.4612 | 10000.08 | 117959.5884 | 20480.68 | 0 | 44967.2 | 19897.7384 | 22381.83 | 0 | 722.882 | 9509.44
MsrNResSpltPkgAC-65to134-S13 | sim_annual | OfS | 1996 | CZ12 | cDXGF | DXSZCap | 39.5791 | 10000.08 | 110361.0676 | 20480.68 | 0 | 44967.2 | 17388.0176 | 17866.17 | 0 | 625.4166 | 9033.784
MsrNResSpltPkgAC-65to134-S13 | sim_annual | OfS | 1996 | CZ13 | cDXGF | DXSZCap | 42.9919 | 10000.08 | 115287.0126 | 20480.68 | 0 | 44967.2 | 14854.1126 | 24489.71 | 0 | 637.1082 | 9858.355
MsrNResSpltPkgAC-65to134-S13 | sim_annual | OfS | 1996 | CZ14 | cDXGF | DXSZCap | 42.5687 | 10000.08 | 112714.3086 | 20480.68 | 0 | 44967.2 | 14102.1486 | 22941.31 | 0 | 751.9823 | 9471.169
MsrNResSpltPkgAC-65to134-S13 | sim_annual | OfS | 1996 | CZ15 | cDXGF | DXSZCap | 51.0267 | 10000.08 | 121687.616 | 20480.68 | 0 | 44967.2 | 2101.716 | 42447.6 | 0 | 191.4305 | 11499.21
MsrNResSpltPkgAC-65to134-S13 | sim_annual | OfS | 1996 | CZ16 | cDXGF | DXSZCap | 42.0699 | 10000.08 | 129949.6645 | 20480.68 | 0 | 44967.2 | 45478.4345 | 8448.708 | 0 | 1323.11 | 9251.692
MsrNResSpltPkgAC-65to134-S13 | sim_annual | OfS | 2003 | CZ01 | cDXGF | DXSZCap | 30.6633 | 10000.08 | 101813.8974 | 20480.68 | 0 | 42917.13 | 30542.8474 | 1089.547 | 0 | 829.2026 | 5954.404
MsrNResSpltPkgAC-65to134-S13 | sim_annual | OfS | 2003 | CZ02 | cDXGF | DXSZCap | 29.2034 | 10000.08 | 96813.6827 | 20480.68 | 0 | 42917.13 | 16507.3827 | 9945.018 | 0 | 571.0394 | 6392.381
MsrNResSpltPkgAC-65to134-S13 | sim_annual | OfS | 2003 | CZ03 | cDXGF | DXSZCap | 35.7943 | 10000.08 | 93416.3574 | 20480.68 | 0 | 42917.13 | 16339.7574 | 5920.936 | 0 | 388.4573 | 7369.358
MsrNResSpltPkgAC-65to134-S13 | sim_annual | OfS | 2003 | CZ04 | cDXGF | DXSZCap | 32.1523 | 10000.08 | 97619.5456 | 20480.68 | 0 | 42917.13 | 13856.1956 | 12823.93 | 0 | 355.3954 | 7186.164
MsrNResSpltPkgAC-65to134-S13 | sim_annual | OfS | 2003 | CZ05 | cDXGF | DXSZCap | 35.4224 | 10000.08 | 92896.6455 | 20480.68 | 0 | 42917.13 | 13935.0155 | 7776.184 | 0 | 442.5088 | 7345.091
MsrNResSpltPkgAC-65to134-S13 | sim_annual | OfS | 2003 | CZ06 | cDXGF | DXSZCap | 37.9983 | 10000.08 | 92017.0638 | 20480.68 | 0 | 42917.13 | 5459.4338 | 15225.06 | 0 | 155.1923 | 7779.5
MsrNResSpltPkgAC-65to134-S13 | sim_annual | OfS | 2003 | CZ07 | cDXGF | DXSZCap | 37.1511 | 10000.08 | 87876.9227 | 20480.68 | 0 | 42917.13 | 4174.8427 | 12548.05 | 0 | 75.2912 | 7680.861
MsrNResSpltPkgAC-65to134-S13 | sim_annual | OfS | 2003 | CZ08 | cDXGF | DXSZCap | 34.1744 | 10000.08 | 95139.3523 | 20480.68 | 0 | 42917.13 | 4991.0323 | 19198.6 | 0 | 150.4118 | 7401.437
MsrNResSpltPkgAC-65to134-S13 | sim_annual | OfS | 2003 | CZ09 | cDXGF | DXSZCap | 39.7056 | 10000.08 | 97061.6466 | 20480.68 | 0 | 42917.13 | 6897.9466 | 18316.9 | 0 | 250.6189 | 8198.313
MsrNResSpltPkgAC-65to134-S13 | sim_annual | OfS | 2003 | CZ10 | cDXGF | DXSZCap | 34.5367 | 10000.08 | 96133.308 | 20480.68 | 0 | 42917.13 | 5642.008 | 19303.06 | 0 | 320.0414 | 7470.331
MsrNResSpltPkgAC-65to134-S13 | sim_annual | OfS | 2003 | CZ11 | cDXGF | DXSZCap | 36.622 | 10000.08 | 107018.7869 | 20480.68 | 0 | 42917.13 | 16966.5869 | 18076.71 | 0 | 623.4899 | 7954.146
MsrNResSpltPkgAC-65to134-S13 | sim_annual | OfS | 2003 | CZ12 | cDXGF | DXSZCap | 33.9857 | 10000.08 | 100822.7601 | 20480.68 | 0 | 42917.13 | 14987.2401 | 14381.42 | 0 | 537.0615 | 7519.175
MsrNResSpltPkgAC-65to134-S13 | sim_annual | OfS | 2003 | CZ13 | cDXGF | DXSZCap | 37.2383 | 10000.08 | 105113.0606 | 20480.68 | 0 | 42917.13 | 12897.2506 | 19985.39 | 0 | 551.882 | 8280.669
MsrNResSpltPkgAC-65to134-S13 | sim_annual | OfS | 2003 | CZ14 | cDXGF | DXSZCap | 37.0155 | 10000.08 | 103370.6226 | 20480.68 | 0 | 42917.13 | 12930.1925 | 18474.26 | 0 | 653.9506 | 7914.37
MsrNResSpltPkgAC-65to134-S13 | sim_annual | OfS | 2003 | CZ15 | cDXGF | DXSZCap | 44.845 | 10000.08 | 110508.1017 | 20480.68 | 0 | 42917.13 | 1893.1017 | 35278.55 | 0 | 168.2394 | 9770.337
MsrNResSpltPkgAC-65to134-S13 | sim_annual | OfS | 2003 | CZ16 | cDXGF | DXSZCap | 34.6239 | 10000.08 | 121686.3023 | 20480.68 | 0 | 42917.13 | 42895.5223 | 6810.834 | 0 | 1088.95 | 7493.159
MsrNResSpltPkgAC-65to134-S13 | sim_annual | OfS | 2007 | CZ01 | cDXGF | DXSZCap | 30.6575 | 10000.08 | 101186.0357 | 20480.68 | 0 | 42917.13 | 29910.8757 | 1094.075 | 0 | 829.0445 | 5954.168
MsrNResSpltPkgAC-65to134-S13 | sim_annual | OfS | 2007 | CZ02 | cDXGF | DXSZCap | 29.1202 | 10000.08 | 96426.8596 | 20480.68 | 0 | 42917.13 | 16143.4796 | 9937.183 | 0 | 569.4121 | 6378.97
MsrNResSpltPkgAC-65to134-S13 | sim_annual | OfS | 2007 | CZ03 | cDXGF | DXSZCap | 35.7864 | 10000.08 | 93073.2778 | 20480.68 | 0 | 42917.13 | 15994.2078 | 5923.91 | 0 | 388.3717 | 7368.929
MsrNResSpltPkgAC-65to134-S13 | sim_annual | OfS | 2007 | CZ04 | cDXGF | DXSZCap | 32.068 | 10000.08 | 97302.1432 | 20480.68 | 0 | 42917.13 | 13567.6932 | 12809.97 | 0 | 354.4642 | 7172.175
MsrNResSpltPkgAC-65to134-S13 | sim_annual | OfS | 2007 | CZ05 | cDXGF | DXSZCap | 35.4131 | 10000.08 | 92640.0204 | 20480.68 | 0 | 42917.13 | 13671.1104 | 7784.176 | 0 | 442.3916 | 7344.489
MsrNResSpltPkgAC-65to134-S13 | sim_annual | OfS | 2007 | CZ06 | cDXGF | DXSZCap | 37.9983 | 10000.08 | 92017.0638 | 20480.68 | 0 | 42917.13 | 5459.4338 | 15225.06 | 0 | 155.1923 | 7779.5
MsrNResSpltPkgAC-65to134-S13 | sim_annual | OfS | 2007 | CZ07 | cDXGF | DXSZCap | 37.1511 | 10000.08 | 87876.9227 | 20480.68 | 0 | 42917.13 | 4174.8427 | 12548.05 | 0 | 75.2912 | 7680.861
MsrNResSpltPkgAC-65to134-S13 | sim_annual | OfS | 2007 | CZ08 | cDXGF | DXSZCap | 34.1744 | 10000.08 | 95139.3523 | 20480.68 | 0 | 42917.13 | 4991.0323 | 19198.6 | 0 | 150.4118 | 7401.437
MsrNResSpltPkgAC-65to134-S13 | sim_annual | OfS | 2007 | CZ09 | cDXGF | DXSZCap | 39.7056 | 10000.08 | 97061.6466 | 20480.68 | 0 | 42917.13 | 6897.9466 | 18316.9 | 0 | 250.6189 | 8198.313
MsrNResSpltPkgAC-65to134-S13 | sim_annual | OfS | 2007 | CZ10 | cDXGF | DXSZCap | 34.4369 | 10000.08 | 95913.9488 | 20480.68 | 0 | 42917.13 | 5486.8088 | 19257.99 | 0 | 319.1178 | 7452.156
MsrNResSpltPkgAC-65to134-S13 | sim_annual | OfS | 2007 | CZ11 | cDXGF | DXSZCap | 36.5034 | 10000.08 | 106470.8661 | 20480.68 | 0 | 42917.13 | 16505.8561 | 18015.11 | 0 | 621.4703 | 7930.565
MsrNResSpltPkgAC-65to134-S13 | sim_annual | OfS | 2007 | CZ12 | cDXGF | DXSZCap | 33.8826 | 10000.08 | 100373.3789 | 20480.68 | 0 | 42917.13 | 14591.2389 | 14348.58 | 0 | 535.428 | 7500.247
MsrNResSpltPkgAC-65to134-S13 | sim_annual | OfS | 2007 | CZ13 | cDXGF | DXSZCap | 37.1185 | 10000.08 | 104624.8737 | 20480.68 | 0 | 42917.13 | 12519.2337 | 19902.45 | 0 | 550.1078 | 8255.207
MsrNResSpltPkgAC-65to134-S13 | sim_annual | OfS | 2007 | CZ14 | cDXGF | DXSZCap | 36.8971 | 10000.08 | 102933.4347 | 20480.68 | 0 | 42917.13 | 12581.7247 | 18409.93 | 0 | 651.8589 | 7892.046
MsrNResSpltPkgAC-65to134-S13 | sim_annual | OfS | 2007 | CZ15 | cDXGF | DXSZCap | 44.7025 | 10000.08 | 110209.4735 | 20480.68 | 0 | 42917.13 | 1809.2735 | 35097.68 | 0 | 167.7047 | 9736.885
MsrNResSpltPkgAC-65to134-S13 | sim_annual | OfS | 2007 | CZ16 | cDXGF | DXSZCap | 34.615 | 10000.08 | 120807.8518 | 20480.68 | 0 | 42917.13 | 42028.6818 | 6801.799 | 0 | 1088.675 | 7490.892
MsrNResSpltPkgAC-65to134-S13 | sim_annual | OfS | 2011 | CZ01 | cDXGF | DXSZCap | 30.5486 | 10000.08 | 100599.9594 | 19718.72 | 0 | 42917.13 | 30127.9594 | 1079.203 | 0 | 826.0983 | 5930.744
MsrNResSpltPkgAC-65to134-S13 | sim_annual | OfS | 2011 | CZ02 | cDXGF | DXSZCap | 28.606 | 10000.08 | 93171.2692 | 19718.72 | 0 | 42917.13 | 13759.4792 | 9922.078 | 0 | 559.3527 | 6294.443
MsrNResSpltPkgAC-65to134-S13 | sim_annual | OfS | 2011 | CZ03 | cDXGF | DXSZCap | 35.6713 | 10000.08 | 92005.6796 | 19718.72 | 0 | 42917.13 | 15760.5696 | 5880.568 | 0 | 387.1223 | 7341.493
MsrNResSpltPkgAC-65to134-S13 | sim_annual | OfS | 2011 | CZ04 | cDXGF | DXSZCap | 31.3472 | 10000.08 | 93900.7866 | 19718.72 | 0 | 42917.13 | 11095.2566 | 12765.52 | 0 | 346.4965 | 7057.564
MsrNResSpltPkgAC-65to134-S13 | sim_annual | OfS | 2011 | CZ05 | cDXGF | DXSZCap | 35.307 | 10000.08 | 91876.7165 | 19718.72 | 0 | 42917.13 | 13759.4265 | 7723.948 | 0 | 441.0678 | 7316.334
MsrNResSpltPkgAC-65to134-S13 | sim_annual | OfS | 2011 | CZ06 | cDXGF | DXSZCap | 37.8941 | 10000.08 | 91176.5837 | 19718.72 | 0 | 42917.13 | 5496.9437 | 15136.62 | 0 | 154.7662 | 7752.297
MsrNResSpltPkgAC-65to134-S13 | sim_annual | OfS | 2011 | CZ07 | cDXGF | DXSZCap | 37.0395 | 10000.08 | 86928.4479 | 19718.72 | 0 | 42917.13 | 4101.6279 | 12463.75 | 0 | 75.0652 | 7652.038
MsrNResSpltPkgAC-65to134-S13 | sim_annual | OfS | 2011 | CZ08 | cDXGF | DXSZCap | 34.0221 | 10000.08 | 94137.98 | 19718.72 | 0 | 42917.13 | 4920.85 | 19068.08 | 0 | 149.7415 | 7363.319
MsrNResSpltPkgAC-65to134-S13 | sim_annual | OfS | 2011 | CZ09 | cDXGF | DXSZCap | 38.4952 | 10000.08 | 93883.0511 | 19718.72 | 0 | 42917.13 | 4998.2811 | 18015.88 | 0 | 242.9778 | 7989.951
MsrNResSpltPkgAC-65to134-S13 | sim_annual | OfS | 2011 | CZ10 | cDXGF | DXSZCap | 33.7744 | 10000.08 | 93825.17 | 19718.72 | 0 | 42917.13 | 4492.78 | 19045.89 | 0 | 312.9775 | 7337.588
MsrNResSpltPkgAC-65to134-S13 | sim_annual | OfS | 2011 | CZ11 | cDXGF | DXSZCap | 35.752 | 10000.08 | 102790.3782 | 19718.72 | 0 | 42917.13 | 14062.1482 | 17701.71 | 0 | 608.6755 | 7781.92
MsrNResSpltPkgAC-65to134-S13 | sim_annual | OfS | 2011 | CZ12 | cDXGF | DXSZCap | 33.2019 | 10000.08 | 97147.5495 | 19718.72 | 0 | 42917.13 | 12412.5495 | 14197.78 | 0 | 524.6671 | 7376.575
MsrNResSpltPkgAC-65to134-S13 | sim_annual | OfS | 2011 | CZ13 | cDXGF | DXSZCap | 36.3576 | 10000.08 | 101398.3751 | 19718.72 | 0 | 42917.13 | 10600.9451 | 19521.38 | 0 | 538.826 | 8101.269
MsrNResSpltPkgAC-65to134-S13 | sim_annual | OfS | 2011 | CZ14 | cDXGF | DXSZCap | 36.1704 | 10000.08 | 99714.8153 | 19718.72 | 0 | 42917.13 | 10562.6354 | 18119.87 | 0 | 639.0135 | 7757.364
MsrNResSpltPkgAC-65to134-S13 | sim_annual | OfS | 2011 | CZ15 | cDXGF | DXSZCap | 43.0974 | 10000.08 | 106926.1586 | 19718.72 | 0 | 42917.13 | 1089.8586 | 33641.99 | 0 | 161.6829 | 9396.628
MsrNResSpltPkgAC-65to134-S13 | sim_annual | OfS | 2011 | CZ16 | cDXGF | DXSZCap | 34.1814 | 10000.08 | 114991.3826 | 19718.72 | 0 | 42917.13 | 37116.7126 | 6762.518 | 0 | 1075.03 | 7401.206
MsrNResSpltPkgAC-65to134-S13 | sim_annual | OfS | 2015 | CZ01 | cDXGF | DXSZCap | 26.8715 | 10000.08 | 96113.2173 | 19337.75 | 0 | 42917.13 | 27032.8773 | 913.879 | 0 | 726.6566 | 5184.868
MsrNResSpltPkgAC-65to134-S13 | sim_annual | OfS | 2015 | CZ02 | cDXGF | DXSZCap | 25.4717 | 10000.08 | 89782.1248 | 19337.75 | 0 | 42917.13 | 12819.1748 | 8664.001 | 0 | 498.0724 | 5545.991
MsrNResSpltPkgAC-65to134-S13 | sim_annual | OfS | 2015 | CZ03 | cDXGF | DXSZCap | 28.7314 | 10000.08 | 84749.0823 | 19337.75 | 0 | 42917.13 | 11167.4723 | 5074.799 | 0 | 311.8076 | 5940.122
MsrNResSpltPkgAC-65to134-S13 | sim_annual | OfS | 2015 | CZ04 | cDXGF | DXSZCap | 25.9813 | 10000.08 | 86392.7339 | 19337.75 | 0 | 42917.13 | 7303.6139 | 10709.4 | 0 | 287.1804 | 5837.661
MsrNResSpltPkgAC-65to134-S13 | sim_annual | OfS | 2015 | CZ05 | cDXGF | DXSZCap | 28.487 | 10000.08 | 84905.7414 | 19337.75 | 0 | 42917.13 | 9786.1414 | 6579.126 | 0 | 355.8692 | 5929.709
MsrNResSpltPkgAC-65to134-S13 | sim_annual | OfS | 2015 | CZ06 | cDXGF | DXSZCap | 30.7188 | 10000.08 | 85397.8539 | 19337.75 | 0 | 42917.13 | 3707.1239 | 13002.99 | 0 | 125.4614 | 6307.389
MsrNResSpltPkgAC-65to134-S13 | sim_annual | OfS | 2015 | CZ07 | cDXGF | DXSZCap | 30.0521 | 10000.08 | 82123.5995 | 19337.75 | 0 | 42917.13 | 2821.7195 | 10739.19 | 0 | 60.9042 | 6246.928
MsrNResSpltPkgAC-65to134-S13 | sim_annual | OfS | 2015 | CZ08 | cDXGF | DXSZCap | 28.6382 | 10000.08 | 87854.4586 | 19337.75 | 0 | 42917.13 | 3210.8786 | 16109.86 | 0 | 126.0463 | 6152.807
MsrNResSpltPkgAC-65to134-S13 | sim_annual | OfS | 2015 | CZ09 | cDXGF | DXSZCap | 32.8325 | 10000.08 | 87324.1889 | 19337.75 | 0 | 42917.13 | 3057.6689 | 15059.03 | 0 | 207.2365 | 6745.403
MsrNResSpltPkgAC-65to134-S13 | sim_annual | OfS | 2015 | CZ10 | cDXGF | DXSZCap | 30.7008 | 10000.08 | 90147.0183 | 19337.75 | 0 | 42917.13 | 4148.8683 | 16887.58 | 0 | 284.4967 | 6571.186
MsrNResSpltPkgAC-65to134-S13 | sim_annual | OfS | 2015 | CZ11 | cDXGF | DXSZCap | 32.5735 | 10000.08 | 98160.594 | 19337.75 | 0 | 42917.13 | 12716.244 | 15644.86 | 0 | 554.565 | 6990.043
MsrNResSpltPkgAC-65to134-S13 | sim_annual | OfS | 2015 | CZ12 | cDXGF | DXSZCap | 30.0295 | 10000.08 | 93164.1359 | 19337.75 | 0 | 42917.13 | 11360.3659 | 12494.46 | 0 | 474.5503 | 6579.877
MsrNResSpltPkgAC-65to134-S13 | sim_annual | OfS | 2015 | CZ13 | cDXGF | DXSZCap | 33.1975 | 10000.08 | 97028.2687 | 19337.75 | 0 | 42917.13 | 9685.3787 | 17310.57 | 0 | 492.0059 | 7285.433
MsrNResSpltPkgAC-65to134-S13 | sim_annual | OfS | 2015 | CZ14 | cDXGF | DXSZCap | 33.3404 | 10000.08 | 95590.2922 | 19337.75 | 0 | 42917.13 | 9468.4122 | 16241.57 | 0 | 589.0304 | 7036.376
MsrNResSpltPkgAC-65to134-S13 | sim_annual | OfS | 2015 | CZ15 | cDXGF | DXSZCap | 40.0167 | 10000.08 | 102351.4815 | 19337.75 | 0 | 42917.13 | 856.0815 | 30496.98 | 0 | 150.1251 | 8593.372
MsrNResSpltPkgAC-65to134-S13 | sim_annual | OfS | 2015 | CZ16 | cDXGF | DXSZCap | 30.1129 | 10000.08 | 107560.0338 | 19337.75 | 0 | 42917.13 | 32173.3338 | 5764.232 | 0 | 947.088 | 6420.485
MsrNResSpltPkgAC-65to134-S13 | sim_annual | OfS | 2017 | CZ01 | cDXGF | DXSZCap | 26.7658 | 10000.08 | 94656.1731 | 18512.11 | 0 | 42917.13 | 26439.9831 | 899.0934 | 0 | 723.8049 | 5163.986
MsrNResSpltPkgAC-65to134-S13 | sim_annual | OfS | 2017 | CZ02 | cDXGF | DXSZCap | 25.2635 | 10000.08 | 88786.9441 | 18512.11 | 0 | 42917.13 | 12766.6341 | 8593.724 | 0 | 494.0012 | 5503.272
MsrNResSpltPkgAC-65to134-S13 | sim_annual | OfS | 2017 | CZ03 | cDXGF | DXSZCap | 28.6324 | 10000.08 | 83875.6166 | 18512.11 | 0 | 42917.13 | 11193.7867 | 5025.513 | 0 | 310.7322 | 5916.264
MsrNResSpltPkgAC-65to134-S13 | sim_annual | OfS | 2017 | CZ04 | cDXGF | DXSZCap | 25.7772 | 10000.08 | 85434.2063 | 18512.11 | 0 | 42917.13 | 7305.1463 | 10621.02 | 0 | 284.9244 | 5793.81
MsrNResSpltPkgAC-65to134-S13 | sim_annual | OfS | 2017 | CZ05 | cDXGF | DXSZCap | 28.3741 | 10000.08 | 83846.5876 | 18512.11 | 0 | 42917.13 | 9624.6076 | 6532.956 | 0 | 354.4586 | 5905.254
MsrNResSpltPkgAC-65to134-S13 | sim_annual | OfS | 2017 | CZ06 | cDXGF | DXSZCap | 30.5661 | 10000.08 | 84247.6496 | 18512.11 | 0 | 42917.13 | 3535.0596 | 12883.43 | 0 | 124.8376 | 6274.988
MsrNResSpltPkgAC-65to134-S13 | sim_annual | OfS | 2017 | CZ07 | cDXGF | DXSZCap | 29.9145 | 10000.08 | 81120.2584 | 18512.11 | 0 | 42917.13 | 2767.0984 | 10647.08 | 0 | 60.6254 | 6216.126
MsrNResSpltPkgAC-65to134-S13 | sim_annual | OfS | 2017 | CZ08 | cDXGF | DXSZCap | 28.3542 | 10000.08 | 86715.8654 | 18512.11 | 0 | 42917.13 | 3119.1755 | 15946.32 | 0 | 124.7961 | 6096.255
MsrNResSpltPkgAC-65to134-S13 | sim_annual | OfS | 2017 | CZ09 | cDXGF | DXSZCap | 32.6085 | 10000.08 | 86301.956 | 18512.11 | 0 | 42917.13 | 3032.046 | 14934.48 | 0 | 205.8218 | 6700.279
MsrNResSpltPkgAC-65to134-S13 | sim_annual | OfS | 2017 | CZ10 | cDXGF | DXSZCap | 30.478 | 10000.08 | 89099.7733 | 18512.11 | 0 | 42917.13 | 4122.4133 | 16741.79 | 0 | 282.4317 | 6523.84
MsrNResSpltPkgAC-65to134-S13 | sim_annual | OfS | 2017 | CZ11 | cDXGF | DXSZCap | 32.012 | 10000.08 | 95760.2706 | 18512.11 | 0 | 42917.13 | 11493.6106 | 15412.22 | 0 | 545.0063 | 6880.107
MsrNResSpltPkgAC-65to134-S13 | sim_annual | OfS | 2017 | CZ12 | cDXGF | DXSZCap | 29.8024 | 10000.08 | 92035.0993 | 18512.11 | 0 | 42917.13 | 11216.5293 | 12386.83 | 0 | 470.961 | 6531.442
MsrNResSpltPkgAC-65to134-S13 | sim_annual | OfS | 2017 | CZ13 | cDXGF | DXSZCap | 32.9523 | 10000.08 | 95814.4523 | 18512.11 | 0 | 42917.13 | 9530.5223 | 17136.32 | 0 | 488.3705 | 7229.919
MsrNResSpltPkgAC-65to134-S13 | sim_annual | OfS | 2017 | CZ14 | cDXGF | DXSZCap | 33.0956 | 10000.08 | 94413.4628 | 18512.11 | 0 | 42917.13 | 9325.1528 | 16089.17 | 0 | 584.7051 | 6985.127
MsrNResSpltPkgAC-65to134-S13 | sim_annual | OfS | 2017 | CZ15 | cDXGF | DXSZCap | 39.741 | 10000.08 | 101102.7031 | 18512.11 | 0 | 42917.13 | 827.9031 | 30167.96 | 0 | 149.0914 | 8528.459
MsrNResSpltPkgAC-65to134-S13 | sim_annual | OfS | 2017 | CZ16 | cDXGF | DXSZCap | 30.0176 | 10000.08 | 106200.9617 | 18512.11 | 0 | 42917.13 | 31713.4117 | 5716.303 | 0 | 944.0889 | 6397.87
MsrNResSpltPkgAC-65to134-S13 | sim_annual | OfS | 2020 | CZ01 | cDXGF | DXSZCap | 26.0929 | 10000.08 | 91828.4116 | 13865.43 | 0 | 42917.13 | 28522.9816 | 795.2995 | 0 | 705.614 | 5021.872
MsrNResSpltPkgAC-65to134-S13 | sim_annual | OfS | 2020 | CZ02 | cDXGF | DXSZCap | 24.7148 | 10000.08 | 84530.5664 | 13865.43 | 0 | 42917.13 | 13728.4564 | 8190.218 | 0 | 483.2768 | 5345.989
MsrNResSpltPkgAC-65to134-S13 | sim_annual | OfS | 2020 | CZ03 | cDXGF | DXSZCap | 27.9725 | 10000.08 | 79665.7749 | 13865.43 | 0 | 42917.13 | 12123.0449 | 4709.889 | 0 | 303.571 | 5746.605
MsrNResSpltPkgAC-65to134-S13 | sim_annual | OfS | 2020 | CZ04 | cDXGF | DXSZCap | 25.2359 | 10000.08 | 80734.8615 | 13865.43 | 0 | 42917.13 | 7895.4915 | 10151.59 | 0 | 278.9435 | 5626.211
MsrNResSpltPkgAC-65to134-S13 | sim_annual | OfS | 2020 | CZ05 | cDXGF | DXSZCap | 27.7085 | 10000.08 | 79373.7168 | 13865.43 | 0 | 42917.13 | 10375.5168 | 6138.889 | 0 | 346.1453 | 5730.517
MsrNResSpltPkgAC-65to134-S13 | sim_annual | OfS | 2020 | CZ06 | cDXGF | DXSZCap | 29.9067 | 10000.08 | 79155.6787 | 13865.43 | 0 | 42917.13 | 3829.2287 | 12316 | 0 | 122.1445 | 6105.647
MsrNResSpltPkgAC-65to134-S13 | sim_annual | OfS | 2020 | CZ07 | cDXGF | DXSZCap | 29.2656 | 10000.08 | 76029.4625 | 13865.43 | 0 | 42917.13 | 3020.1825 | 10127.36 | 0 | 59.3104 | 6039.971
MsrNResSpltPkgAC-65to134-S13 | sim_annual | OfS | 2020 | CZ08 | cDXGF | DXSZCap | 27.822 | 10000.08 | 81561.9272 | 13865.43 | 0 | 42917.13 | 3390.1272 | 15330.19 | 0 | 122.4537 | 5936.495
MsrNResSpltPkgAC-65to134-S13 | sim_annual | OfS | 2020 | CZ09 | cDXGF | DXSZCap | 32.0667 | 10000.08 | 81217.5463 | 13865.43 | 0 | 42917.13 | 3306.7863 | 14373.65 | 0 | 202.4028 | 6552.043
MsrNResSpltPkgAC-65to134-S13 | sim_annual | OfS | 2020 | CZ10 | cDXGF | DXSZCap | 29.9349 | 10000.08 | 84021.3684 | 13865.43 | 0 | 42917.13 | 4455.0884 | 16140.68 | 0 | 277.3989 | 6365.562
MsrNResSpltPkgAC-65to134-S13 | sim_annual | OfS | 2020 | CZ11 | cDXGF | DXSZCap | 31.4603 | 10000.08 | 91319.8001 | 13865.43 | 0 | 42917.13 | 12356.8502 | 14917.88 | 0 | 535.6157 | 6726.802
MsrNResSpltPkgAC-65to134-S13 | sim_annual | OfS | 2020 | CZ12 | cDXGF | DXSZCap | 29.2526 | 10000.08 | 87584.5289 | 13865.43 | 0 | 42917.13 | 12047.8289 | 11922.22 | 0 | 462.2732 | 6369.555
MsrNResSpltPkgAC-65to134-S13 | sim_annual | OfS | 2020 | CZ13 | cDXGF | DXSZCap | 32.4092 | 10000.08 | 91197.5231 | 13865.43 | 0 | 42917.13 | 10258.8031 | 16605.12 | 0 | 480.3228 | 7070.652
MsrNResSpltPkgAC-65to134-S13 | sim_annual | OfS | 2020 | CZ14 | cDXGF | DXSZCap | 32.5404 | 10000.08 | 89717.6828 | 13865.43 | 0 | 42917.13 | 9958.3229 | 15568.14 | 0 | 574.897 | 6833.681
MsrNResSpltPkgAC-65to134-S13 | sim_annual | OfS | 2020 | CZ15 | cDXGF | DXSZCap | 39.1776 | 10000.08 | 95581.6219 | 13865.43 | 0 | 42917.13 | 910.8919 | 29375 | 0 | 146.9774 | 8366.079
MsrNResSpltPkgAC-65to134-S13 | sim_annual | OfS | 2020 | CZ16 | cDXGF | DXSZCap | 29.3936 | 10000.08 | 102945.2306 | 13865.43 | 0 | 42917.13 | 33517.5006 | 5477.427 | 0 | 924.4586 | 6243.226
MsrNResSpltPkgAC-65to134-S13 | sim_annual | RFF | 1975 | CZ01 | cDXGF | DXSZCap | 8.0606 | 2500.053 | 64427.6612 | 12898.34 | 0 | 22087.34 | 26030.7412 | 326.7207 | 0 | 217.976 | 2866.555
MsrNResSpltPkgAC-65to134-S13 | sim_annual | RFF | 1975 | CZ02 | cDXGF | DXSZCap | 7.6825 | 2500.053 | 58328.7475 | 12898.34 | 0 | 22087.34 | 15506.6675 | 4599.459 | 0 | 150.2271 | 3086.748
MsrNResSpltPkgAC-65to134-S13 | sim_annual | RFF | 1975 | CZ03 | cDXGF | DXSZCap | 8.9765 | 2500.053 | 51886.7451 | 12898.34 | 0 | 22087.34 | 10954.3851 | 2550.377 | 0 | 97.4167 | 3298.917
MsrNResSpltPkgAC-65to134-S13 | sim_annual | RFF | 1975 | CZ04 | cDXGF | DXSZCap | 7.8479 | 2500.053 | 53873.2857 | 12898.34 | 0 | 22087.34 | 9436.4957 | 6111.405 | 0 | 86.7467 | 3252.978
MsrNResSpltPkgAC-65to134-S13 | sim_annual | RFF | 1975 | CZ05 | cDXGF | DXSZCap | 8.6266 | 2500.053 | 50459.6891 | 12898.34 | 0 | 22087.34 | 9093.4191 | 3061.627 | 0 | 107.7654 | 3211.205
MsrNResSpltPkgAC-65to134-S13 | sim_annual | RFF | 1975 | CZ06 | cDXGF | DXSZCap | 9.6798 | 2500.053 | 48738.0177 | 12898.34 | 0 | 22087.34 | 3306.0977 | 6903.895 | 0 | 39.5334 | 3502.856
MsrNResSpltPkgAC-65to134-S13 | sim_annual | RFF | 1975 | CZ07 | cDXGF | DXSZCap | 9.3786 | 2500.053 | 46629.0529 | 12898.34 | 0 | 22087.34 | 2172.5229 | 5997.474 | 0 | 19.0069 | 3454.423
MsrNResSpltPkgAC-65to134-S13 | sim_annual | RFF | 1975 | CZ08 | cDXGF | DXSZCap | 8.4 | 2500.053 | 50324.4316 | 12898.34 | 0 | 22087.34 | 2757.3916 | 9166.194 | 0 | 36.9712 | 3378.24
MsrNResSpltPkgAC-65to134-S13 | sim_annual | RFF | 1975 | CZ09 | cDXGF | DXSZCap | 10.8607 | 2500.053 | 51646.2486 | 12898.34 | 0 | 22087.34 | 4183.0086 | 8490.885 | 0 | 68.5516 | 3918.16
MsrNResSpltPkgAC-65to134-S13 | sim_annual | RFF | 1975 | CZ10 | cDXGF | DXSZCap | 9.9636 | 2500.053 | 54329.9284 | 12898.34 | 0 | 22087.34 | 5761.5784 | 9694.173 | 0 | 92.3302 | 3796.228
MsrNResSpltPkgAC-65to134-S13 | sim_annual | RFF | 1975 | CZ11 | cDXGF | DXSZCap | 11.1189 | 2500.053 | 65270.5458 | 12898.34 | 0 | 22087.34 | 16257.6558 | 9708.559 | 0 | 189.3019 | 4129.367
MsrNResSpltPkgAC-65to134-S13 | sim_annual | RFF | 1975 | CZ12 | cDXGF | DXSZCap | 9.8197 | 2500.053 | 60135.6473 | 12898.34 | 0 | 22087.34 | 13870.3973 | 7326.513 | 0 | 155.1803 | 3797.914
MsrNResSpltPkgAC-65to134-S13 | sim_annual | RFF | 1975 | CZ13 | cDXGF | DXSZCap | 11.1124 | 2500.053 | 62817.4899 | 12898.34 | 0 | 22087.34 | 12346.2699 | 11101.8 | 0 | 164.6928 | 4219.083
MsrNResSpltPkgAC-65to134-S13 | sim_annual | RFF | 1975 | CZ14 | cDXGF | DXSZCap | 11.0402 | 2500.053 | 61614.4938 | 12898.34 | 0 | 22087.34 | 13095.6438 | 9273.325 | 0 | 195.05 | 4064.85
MsrNResSpltPkgAC-65to134-S13 | sim_annual | RFF | 1975 | CZ15 | cDXGF | DXSZCap | 14.6297 | 2500.053 | 61459.7206 | 12898.34 | 0 | 22087.34 | 1887.0006 | 19312.28 | 0 | 54.8842 | 5219.888
MsrNResSpltPkgAC-65to134-S13 | sim_annual | RFF | 1975 | CZ16 | cDXGF | DXSZCap | 9.6923 | 2500.053 | 77553.5578 | 12898.34 | 0 | 22087.34 | 35331.2878 | 3329.45 | 0 | 304.8322 | 3602.343
MsrNResSpltPkgAC-65to134-S13 | sim_annual | RFF | 1985 | CZ01 | cDXGF | DXSZCap | 8.0415 | 2500.053 | 64325.5007 | 12898.34 | 0 | 21854.62 | 26173.6607 | 321.9387 | 0 | 217.4586 | 2859.496
MsrNResSpltPkgAC-65to134-S13 | sim_annual | RFF | 1985 | CZ02 | cDXGF | DXSZCap | 7.667 | 2500.053 | 58151.1049 | 12898.34 | 0 | 21854.62 | 15589.2349 | 4579.899 | 0 | 149.9244 | 3079.093
MsrNResSpltPkgAC-65to134-S13 | sim_annual | RFF | 1985 | CZ03 | cDXGF | DXSZCap | 8.9573 | 2500.053 | 51709.4483 | 12898.34 | 0 | 21854.62 | 11033.4483 | 2535.319 | 0 | 97.2085 | 3290.528
MsrNResSpltPkgAC-65to134-S13 | sim_annual | RFF | 1985 | CZ04 | cDXGF | DXSZCap | 7.8328 | 2500.053 | 53669.7498 | 12898.34 | 0 | 21854.62 | 9497.7298 | 6087.709 | 0 | 86.5805 | 3244.799
MsrNResSpltPkgAC-65to134-S13 | sim_annual | RFF | 1985 | CZ05 | cDXGF | DXSZCap | 8.6077 | 2500.053 | 50269.0078 | 12898.34 | 0 | 21854.62 | 9161.6178 | 3044.188 | 0 | 107.5294 | 3202.735
MsrNResSpltPkgAC-65to134-S13 | sim_annual | RFF | 1985 | CZ06 | cDXGF | DXSZCap | 9.6612 | 2500.053 | 48498.7651 | 12898.34 | 0 | 21854.62 | 3336.5551 | 6875.177 | 0 | 39.4577 | 3494.647
MsrNResSpltPkgAC-65to134-S13 | sim_annual | RFF | 1985 | CZ07 | cDXGF | DXSZCap | 9.36 | 2500.053 | 46385.1742 | 12898.34 | 0 | 21854.62 | 2197.1042 | 5970.424 | 0 | 18.9691 | 3445.722
MsrNResSpltPkgAC-65to134-S13 | sim_annual | RFF | 1985 | CZ08 | cDXGF | DXSZCap | 8.3847 | 2500.053 | 50080.0806 | 12898.34 | 0 | 21854.62 | 2785.9606 | 9134.275 | 0 | 36.904 | 3370.012
MsrNResSpltPkgAC-65to134-S13 | sim_annual | RFF | 1985 | CZ09 | cDXGF | DXSZCap | 10.8448 | 2500.053 | 51415.5052 | 12898.34 | 0 | 21854.62 | 4220.1552 | 8463.146 | 0 | 68.4518 | 3910.811
MsrNResSpltPkgAC-65to134-S13 | sim_annual | RFF | 1985 | CZ10 | cDXGF | DXSZCap | 9.9484 | 2500.053 | 54102.3247 | 12898.34 | 0 | 21854.62 | 5804.1747 | 9664.515 | 0 | 92.1891 | 3788.51
MsrNResSpltPkgAC-65to134-S13 | sim_annual | RFF | 1985 | CZ11 | cDXGF | DXSZCap | 11.1033 | 2500.053 | 65080.2875 | 12898.34 | 0 | 21854.62 | 16333.0975 | 9683.167 | 0 | 189.0359 | 4122.077
MsrNResSpltPkgAC-65to134-S13 | sim_annual | RFF | 1985 | CZ12 | cDXGF | DXSZCap | 9.8063 | 2500.053 | 59938.3489 | 12898.34 | 0 | 21854.62 | 13937.2189 | 7302.803 | 0 | 154.9691 | 3790.408
MsrNResSpltPkgAC-65to134-S13 | sim_annual | RFF | 1985 | CZ13 | cDXGF | DXSZCap | 11.0968 | 2500.053 | 62609.1451 | 12898.34 | 0 | 21854.62 | 12406.9151 | 11073.5 | 0 | 164.4615 | 4211.328
MsrNResSpltPkgAC-65to134-S13 | sim_annual | RFF | 1985 | CZ14 | cDXGF | DXSZCap | 11.0238 | 2500.053 | 61409.7566 | 12898.34 | 0 | 21854.62 | 13157.0566 | 9247.708 | 0 | 194.76 | 4057.303
MsrNResSpltPkgAC-65to134-S13 | sim_annual | RFF | 1985 | CZ15 | cDXGF | DXSZCap | 14.6127 | 2500.053 | 61200.4443 | 12898.34 | 0 | 21854.62 | 1907.6943 | 19272.97 | 0 | 54.8207 | 5212.023
MsrNResSpltPkgAC-65to134-S13 | sim_annual | RFF | 1985 | CZ16 | cDXGF | DXSZCap | 9.6733 | 2500.053 | 77406.4756 | 12898.34 | 0 | 21854.62 | 35438.1156 | 3316.881 | 0 | 304.2384 | 3594.323
MsrNResSpltPkgAC-65to134-S13 | sim_annual | RFF | 1996 | CZ01 | cDXGF | DXSZCap | 7.4721 | 2500.053 | 61422.0923 | 12898.34 | 0 | 21621.86 | 23738.0923 | 291.9008 | 0 | 202.0622 | 2669.813
MsrNResSpltPkgAC-65to134-S13 | sim_annual | RFF | 1996 | CZ02 | cDXGF | DXSZCap | 7.4343 | 2500.053 | 58107.5311 | 12898.34 | 0 | 21621.86 | 16138.3111 | 4325.672 | 0 | 145.3744 | 2977.991
MsrNResSpltPkgAC-65to134-S13 | sim_annual | RFF | 1996 | CZ03 | cDXGF | DXSZCap | 8.674 | 2500.053 | 51759.7404 | 12898.34 | 0 | 21621.86 | 11623.6704 | 2342.621 | 0 | 94.1344 | 3179.123
MsrNResSpltPkgAC-65to134-S13 | sim_annual | RFF | 1996 | CZ04 | cDXGF | DXSZCap | 7.6279 | 2500.053 | 53427.1707 | 12898.34 | 0 | 21621.86 | 9910.1507 | 5772.176 | 0 | 84.3155 | 3140.325
MsrNResSpltPkgAC-65to134-S13 | sim_annual | RFF | 1996 | CZ05 | cDXGF | DXSZCap | 8.325 | 2500.053 | 50343.286 | 12898.34 | 0 | 21621.86 | 9800.516 | 2826.282 | 0 | 103.998 | 3092.291
MsrNResSpltPkgAC-65to134-S13 | sim_annual | RFF | 1996 | CZ06 | cDXGF | DXSZCap | 9.5339 | 2500.053 | 48412.1315 | 12898.34 | 0 | 21621.86 | 3964.3515 | 6475.391 | 0 | 38.9378 | 3413.266
MsrNResSpltPkgAC-65to134-S13 | sim_annual | RFF | 1996 | CZ07 | cDXGF | DXSZCap | 9.2219 | 2500.053 | 46209.9731 | 12898.34 | 0 | 21621.86 | 2683.6731 | 5626.324 | 0 | 18.6894 | 3361.099
MsrNResSpltPkgAC-65to134-S13 | sim_annual | RFF | 1996 | CZ08 | cDXGF | DXSZCap | 8.3192 | 2500.053 | 49930.523 | 12898.34 | 0 | 21621.86 | 3287.753 | 8781.639 | 0 | 36.6158 | 3304.333
MsrNResSpltPkgAC-65to134-S13 | sim_annual | RFF | 1996 | CZ09 | cDXGF | DXSZCap | 10.7881 | 2500.053 | 51499.771 | 12898.34 | 0 | 21621.86 | 4907.331 | 8143.581 | 0 | 68.0937 | 3860.58
MsrNResSpltPkgAC-65to134-S13 | sim_annual | RFF | 1996 | CZ10 | cDXGF | DXSZCap | 9.9094 | 2500.053 | 54255.9985 | 12898.34 | 0 | 21621.86 | 6581.4686 | 9328.929 | 0 | 91.8275 | 3733.548
MsrNResSpltPkgAC-65to134-S13 | sim_annual | RFF | 1996 | CZ11 | cDXGF | DXSZCap | 10.4377 | 2500.053 | 62138.1882 | 12898.34 | 0 | 21621.86 | 14610.5182 | 8966.751 | 0 | 177.7044 | 3863.002
MsrNResSpltPkgAC-65to134-S13 | sim_annual | RFF | 1996 | CZ12 | cDXGF | DXSZCap | 9.2193 | 2500.053 | 57506.9802 | 12898.34 | 0 | 21621.86 | 12536.5002 | 6749.26 | 0 | 145.693 | 3555.323
MsrNResSpltPkgAC-65to134-S13 | sim_annual | RFF | 1996 | CZ13 | cDXGF | DXSZCap | 10.4578 | 2500.053 | 60094.0802 | 12898.34 | 0 | 21621.86 | 11164.6302 | 10299.91 | 0 | 154.9911 | 3954.357
MsrNResSpltPkgAC-65to134-S13 | sim_annual | RFF | 1996 | CZ14 | cDXGF | DXSZCap | 10.3646 | 2500.053 | 58806.2499 | 12898.34 | 0 | 21621.86 | 11844.3199 | 8466.107 | 0 | 183.1135 | 3792.518
MsrNResSpltPkgAC-65to134-S13 | sim_annual | RFF | 1996 | CZ15 | cDXGF | DXSZCap | 13.8425 | 2500.053 | 58973.4482 | 12898.34 | 0 | 21621.86 | 1565.5582 | 17927.5 | 0 | 51.9312 | 4908.236
MsrNResSpltPkgAC-65to134-S13 | sim_annual | RFF | 1996 | CZ16 | cDXGF | DXSZCap | 9.0459 | 2500.053 | 73783.6264 | 12898.34 | 0 | 21621.86 | 32583.0064 | 3038.669 | 0 | 284.5048 | 3357.222
MsrNResSpltPkgAC-65to134-S13 | sim_annual | RFF | 2003 | CZ01 | cDXGF | DXSZCap | 6.8365 | 2500.053 | 60761.5441 | 12898.34 | 0 | 21389.11 | 23592.9841 | 244.4828 | 0 | 184.8744 | 2451.736
MsrNResSpltPkgAC-65to134-S13 | sim_annual | RFF | 2003 | CZ02 | cDXGF | DXSZCap | 6.6061 | 2500.053 | 54879.2137 | 12898.34 | 0 | 21389.11 | 14064.2637 | 3748.138 | 0 | 129.1793 | 2650.131
MsrNResSpltPkgAC-65to134-S13 | sim_annual | RFF | 2003 | CZ03 | cDXGF | DXSZCap | 8.0182 | 2500.053 | 50323.1269 | 12898.34 | 0 | 21389.11 | 10988.0069 | 2034.28 | 0 | 87.0174 | 2926.31
MsrNResSpltPkgAC-65to134-S13 | sim_annual | RFF | 2003 | CZ04 | cDXGF | DXSZCap | 7.0259 | 2500.053 | 51787.7023 | 12898.34 | 0 | 21389.11 | 9344.7223 | 5191.273 | 0 | 77.6614 | 2886.558
MsrNResSpltPkgAC-65to134-S13 | sim_annual | RFF | 2003 | CZ05 | cDXGF | DXSZCap | 7.6768 | 2500.053 | 49092.7348 | 12898.34 | 0 | 21389.11 | 9418.9948 | 2449.839 | 0 | 95.9002 | 2840.534
MsrNResSpltPkgAC-65to134-S13 | sim_annual | RFF | 2003 | CZ06 | cDXGF | DXSZCap | 8.8694 | 2500.053 | 47072.2131 | 12898.34 | 0 | 21389.11 | 3762.9931 | 5826.578 | 0 | 36.2239 | 3158.952
MsrNResSpltPkgAC-65to134-S13 | sim_annual | RFF | 2003 | CZ07 | cDXGF | DXSZCap | 8.5959 | 2500.053 | 45089.1594 | 12898.34 | 0 | 21389.11 | 2555.5894 | 5106.002 | 0 | 17.4206 | 3122.674
MsrNResSpltPkgAC-65to134-S13 | sim_annual | RFF | 2003 | CZ08 | cDXGF | DXSZCap | 7.7935 | 2500.053 | 48519.9963 | 12898.34 | 0 | 21389.11 | 3084.1063 | 8035.167 | 0 | 34.3018 | 3078.939
MsrNResSpltPkgAC-65to134-S13 | sim_annual | RFF | 2003 | CZ09 | cDXGF | DXSZCap | 10.1481 | 2500.053 | 50107.0831 | 12898.34 | 0 | 21389.11 | 4724.0331 | 7414.216 | 0 | 64.054 | 3617.318
MsrNResSpltPkgAC-65to134-S13 | sim_annual | RFF | 2003 | CZ10 | cDXGF | DXSZCap | 8.713 | 2500.053 | 51189.6329 | 12898.34 | 0 | 21389.11 | 5269.2329 | 8244.455 | 0 | 80.7408 | 3307.712
MsrNResSpltPkgAC-65to134-S13 | sim_annual | RFF | 2003 | CZ11 | cDXGF | DXSZCap | 9.8372 | 2500.053 | 60814.3173 | 12898.34 | 0 | 21389.11 | 14469.6673 | 8267.704 | 0 | 167.4805 | 3621.994
MsrNResSpltPkgAC-65to134-S13 | sim_annual | RFF | 2003 | CZ12 | cDXGF | DXSZCap | 8.652 | 2500.053 | 56381.9736 | 12898.34 | 0 | 21389.11 | 12475.9136 | 6163.307 | 0 | 136.7281 | 3318.541
MsrNResSpltPkgAC-65to134-S13 | sim_annual | RFF | 2003 | CZ13 | cDXGF | DXSZCap | 9.8739 | 2500.053 | 58817.2565 | 12898.34 | 0 | 21389.11 | 11145.2366 | 9529.202 | 0 | 146.3378 | 3709.003
MsrNResSpltPkgAC-65to134-S13 | sim_annual | RFF | 2003 | CZ14 | cDXGF | DXSZCap | 9.8392 | 2500.053 | 58163.5704 | 12898.34 | 0 | 21389.11 | 12308.6604 | 7816.189 | 0 | 173.8311 | 3577.396
MsrNResSpltPkgAC-65to134-S13 | sim_annual | RFF | 2003 | CZ15 | cDXGF | DXSZCap | 13.2774 | 2500.053 | 57533.0117 | 12898.34 | 0 | 21389.11 | 1665.9517 | 16855.01 | 0 | 49.8111 | 4674.755
MsrNResSpltPkgAC-65to134-S13 | sim_annual | RFF | 2003 | CZ16 | cDXGF | DXSZCap | 8.3955 | 2500.053 | 72594.9008 | 12898.34 | 0 | 21389.11 | 32216.9908 | 2723.985 | 0 | 264.0505 | 3102.386
MsrNResSpltPkgAC-65to134-S13 | sim_annual | RFF | 2007 | CZ01 | cDXGF | DXSZCap | 6.7638 | 2500.053 | 60109.9351 | 12898.34 | 0 | 21389.11 | 22952.9051 | 251.174 | 0 | 182.9089 | 2435.445
MsrNResSpltPkgAC-65to134-S13 | sim_annual | RFF | 2007 | CZ02 | cDXGF | DXSZCap | 6.5292 | 2500.053 | 54541.6777 | 12898.34 | 0 | 21389.11 | 13763.2677 | 3732.706 | 0 | 127.6753 | 2630.572
MsrNResSpltPkgAC-65to134-S13 | sim_annual | RFF | 2007 | CZ03 | cDXGF | DXSZCap | 7.9527 | 2500.053 | 49953.5529 | 12898.34 | 0 | 21389.11 | 10616.3129 | 2049.575 | 0 | 86.306 | 2913.889
MsrNResSpltPkgAC-65to134-S13 | sim_annual | RFF | 2007 | CZ04 | cDXGF | DXSZCap | 6.9637 | 2500.053 | 51490.1246 | 12898.34 | 0 | 21389.11 | 9071.9246 | 5181.696 | 0 | 76.9732 | 2872.054
MsrNResSpltPkgAC-65to134-S13 | sim_annual | RFF | 2007 | CZ05 | cDXGF | DXSZCap | 7.595 | 2500.053 | 48768.2582 | 12898.34 | 0 | 21389.11 | 9093.0382 | 2467.99 | 0 | 94.8778 | 2824.854
MsrNResSpltPkgAC-65to134-S13 | sim_annual | RFF | 2007 | CZ06 | cDXGF | DXSZCap | 8.8694 | 2500.053 | 47072.2131 | 12898.34 | 0 | 21389.11 | 3762.9931 | 5826.578 | 0 | 36.2239 | 3158.952
MsrNResSpltPkgAC-65to134-S13 | sim_annual | RFF | 2007 | CZ07 | cDXGF | DXSZCap | 8.5959 | 2500.053 | 45089.1594 | 12898.34 | 0 | 21389.11 | 2555.5894 | 5106.002 | 0 | 17.4206 | 3122.674
MsrNResSpltPkgAC-65to134-S13 | sim_annual | RFF | 2007 | CZ08 | cDXGF | DXSZCap | 7.7935 | 2500.053 | 48519.9963 | 12898.34 | 0 | 21389.11 | 3084.1063 | 8035.167 | 0 | 34.3018 | 3078.939
MsrNResSpltPkgAC-65to134-S13 | sim_annual | RFF | 2007 | CZ09 | cDXGF | DXSZCap | 10.1481 | 2500.053 | 50107.0831 | 12898.34 | 0 | 21389.11 | 4724.0331 | 7414.216 | 0 | 64.054 | 3617.318
MsrNResSpltPkgAC-65to134-S13 | sim_annual | RFF | 2007 | CZ10 | cDXGF | DXSZCap | 8.624 | 2500.053 | 50925.2684 | 12898.34 | 0 | 21389.11 | 5055.2784 | 8217.139 | 0 | 79.9165 | 3285.468
MsrNResSpltPkgAC-65to134-S13 | sim_annual | RFF | 2007 | CZ11 | cDXGF | DXSZCap | 9.7254 | 2500.053 | 60267.9914 | 12898.34 | 0 | 21389.11 | 13999.9414 | 8223.68 | 0 | 165.5771 | 3591.323
MsrNResSpltPkgAC-65to134-S13 | sim_annual | RFF | 2007 | CZ12 | cDXGF | DXSZCap | 8.5515 | 2500.053 | 55922.6362 | 12898.34 | 0 | 21389.11 | 12066.7362 | 6140.936 | 0 | 135.1389 | 3292.387
MsrNResSpltPkgAC-65to134-S13 | sim_annual | RFF | 2007 | CZ13 | cDXGF | DXSZCap | 9.7639 | 2500.053 | 58342.1566 | 12898.34 | 0 | 21389.11 | 10759.8566 | 9471.612 | 0 | 144.7079 | 3678.486
MsrNResSpltPkgAC-65to134-S13 | sim_annual | RFF | 2007 | CZ14 | cDXGF | DXSZCap | 9.7326 | 2500.053 | 57633.0697 | 12898.34 | 0 | 21389.11 | 11853.1597 | 7772.907 | 0 | 171.9474 | 3547.564
MsrNResSpltPkgAC-65to134-S13 | sim_annual | RFF | 2007 | CZ15 | cDXGF | DXSZCap | 13.1558 | 2500.053 | 57266.2845 | 12898.34 | 0 | 21389.11 | 1553.3445 | 16736.07 | 0 | 49.355 | 4640.01
MsrNResSpltPkgAC-65to134-S13 | sim_annual | RFF | 2007 | CZ16 | cDXGF | DXSZCap | 8.303 | 2500.053 | 71829.343 | 12898.34 | 0 | 21389.11 | 31477.283 | 2721.911 | 0 | 261.1368 | 3081.569
MsrNResSpltPkgAC-65to134-S13 | sim_annual | RFF | 2011 | CZ01 | cDXGF | DXSZCap | 6.6942 | 2500.053 | 58688.9462 | 12898.34 | 0 | 21389.11 | 21531.2661 | 268.7264 | 0 | 181.0247 | 2420.435
MsrNResSpltPkgAC-65to134-S13 | sim_annual | RFF | 2011 | CZ02 | cDXGF | DXSZCap | 6.4474 | 2500.053 | 54223.8881 | 12898.34 | 0 | 21389.11 | 13482.5181 | 3717.667 | 0 | 126.0763 | 2610.182
MsrNResSpltPkgAC-65to134-S13 | sim_annual | RFF | 2011 | CZ03 | cDXGF | DXSZCap | 7.8978 | 2500.053 | 49592.3634 | 12898.34 | 0 | 21389.11 | 10250.7134 | 2064.595 | 0 | 85.7102 | 2903.87
MsrNResSpltPkgAC-65to134-S13 | sim_annual | RFF | 2011 | CZ04 | cDXGF | DXSZCap | 6.8957 | 2500.053 | 51207.5957 | 12898.34 | 0 | 21389.11 | 8814.8757 | 5172.322 | 0 | 76.2209 | 2856.707
MsrNResSpltPkgAC-65to134-S13 | sim_annual | RFF | 2011 | CZ05 | cDXGF | DXSZCap | 7.595 | 2500.053 | 48768.2582 | 12898.34 | 0 | 21389.11 | 9093.0382 | 2467.99 | 0 | 94.8778 | 2824.854
MsrNResSpltPkgAC-65to134-S13 | sim_annual | RFF | 2011 | CZ06 | cDXGF | DXSZCap | 8.8694 | 2500.053 | 47072.2131 | 12898.34 | 0 | 21389.11 | 3762.9931 | 5826.578 | 0 | 36.2239 | 3158.952
MsrNResSpltPkgAC-65to134-S13 | sim_annual | RFF | 2011 | CZ07 | cDXGF | DXSZCap | 8.5305 | 2500.053 | 44970.9435 | 12898.34 | 0 | 21389.11 | 2429.1335 | 5125.206 | 0 | 17.2882 | 3111.833
MsrNResSpltPkgAC-65to134-S13 | sim_annual | RFF | 2011 | CZ08 | cDXGF | DXSZCap | 7.7179 | 2500.053 | 48345.8939 | 12898.34 | 0 | 21389.11 | 2938.3739 | 8024.769 | 0 | 33.9688 | 3061.308
MsrNResSpltPkgAC-65to134-S13 | sim_annual | RFF | 2011 | CZ09 | cDXGF | DXSZCap | 9.804 | 2500.053 | 49095.5925 | 12898.34 | 0 | 21389.11 | 3880.9725 | 7335.022 | 0 | 61.8818 | 3530.221
MsrNResSpltPkgAC-65to134-S13 | sim_annual | RFF | 2011 | CZ10 | cDXGF | DXSZCap | 8.5323 | 2500.053 | 50654.8498 | 12898.34 | 0 | 21389.11 | 4833.1698 | 8192.259 | 0 | 79.0673 | 3262.86
MsrNResSpltPkgAC-65to134-S13 | sim_annual | RFF | 2011 | CZ11 | cDXGF | DXSZCap | 9.1216 | 2500.053 | 56608.1201 | 12898.34 | 0 | 21389.11 | 10861.6301 | 7888.72 | 0 | 155.2961 | 3414.985
MsrNResSpltPkgAC-65to134-S13 | sim_annual | RFF | 2011 | CZ12 | cDXGF | DXSZCap | 8.2894 | 2500.053 | 54568.3362 | 12898.34 | 0 | 21389.11 | 10848.4862 | 6078.375 | 0 | 130.9985 | 3222.984
MsrNResSpltPkgAC-65to134-S13 | sim_annual | RFF | 2011 | CZ13 | cDXGF | DXSZCap | 9.3131 | 2500.053 | 56034.8612 | 12898.34 | 0 | 21389.11 | 8915.9812 | 9147.98 | 0 | 138.0266 | 3545.366
MsrNResSpltPkgAC-65to134-S13 | sim_annual | RFF | 2011 | CZ14 | cDXGF | DXSZCap | 9.1595 | 2500.053 | 54531.9354 | 12898.34 | 0 | 21389.11 | 9192.7754 | 7503.136 | 0 | 161.8226 | 3386.714
MsrNResSpltPkgAC-65to134-S13 | sim_annual | RFF | 2011 | CZ15 | cDXGF | DXSZCap | 12.4802 | 2500.053 | 55585.2753 | 12898.34 | 0 | 21389.11 | 1058.0353 | 15767.56 | 0 | 46.8204 | 4425.374
MsrNResSpltPkgAC-65to134-S13 | sim_annual | RFF | 2011 | CZ16 | cDXGF | DXSZCap | 7.7085 | 2500.053 | 65469.1864 | 12898.34 | 0 | 21389.11 | 25344.5264 | 2667.575 | 0 | 242.4428 | 2927.144
MsrNResSpltPkgAC-65to134-S13 | sim_annual | RFF | 2015 | CZ01 | cDXGF | DXSZCap | 6.5199 | 2500.053 | 61154.5577 | 11418.35 | 0 | 21389.11 | 25600.1777 | 197.9002 | 0 | 176.3106 | 2372.668
MsrNResSpltPkgAC-65to134-S13 | sim_annual | RFF | 2015 | CZ02 | cDXGF | DXSZCap | 6.3836 | 2500.053 | 54868.7958 | 11418.35 | 0 | 21389.11 | 15991.0258 | 3387.565 | 0 | 124.8291 | 2557.894
MsrNResSpltPkgAC-65to134-S13 | sim_annual | RFF | 2015 | CZ03 | cDXGF | DXSZCap | 7.4175 | 2500.053 | 48786.9675 | 11418.35 | 0 | 21389.11 | 11403.7475 | 1766.39 | 0 | 80.4987 | 2728.843
MsrNResSpltPkgAC-65to134-S13 | sim_annual | RFF | 2015 | CZ04 | cDXGF | DXSZCap | 6.5837 | 2500.053 | 50066.1203 | 11418.35 | 0 | 21389.11 | 9819.1303 | 4659.418 | 0 | 72.7732 | 2707.314
MsrNResSpltPkgAC-65to134-S13 | sim_annual | RFF | 2015 | CZ05 | cDXGF | DXSZCap | 7.1171 | 2500.053 | 47889.2653 | 11418.35 | 0 | 21389.11 | 10222.2953 | 2120.412 | 0 | 88.9084 | 2650.158
MsrNResSpltPkgAC-65to134-S13 | sim_annual | RFF | 2015 | CZ06 | cDXGF | DXSZCap | 8.3921 | 2500.053 | 45308.5082 | 11418.35 | 0 | 21389.11 | 4234.1782 | 5245.083 | 0 | 34.2743 | 2987.499
MsrNResSpltPkgAC-65to134-S13 | sim_annual | RFF | 2015 | CZ07 | cDXGF | DXSZCap | 8.0756 | 2500.053 | 43179.2474 | 11418.35 | 0 | 21389.11 | 2813.1074 | 4601.85 | 0 | 16.3663 | 2940.444
MsrNResSpltPkgAC-65to134-S13 | sim_annual | RFF | 2015 | CZ08 | cDXGF | DXSZCap | 7.4265 | 2500.053 | 46446.6575 | 11418.35 | 0 | 21389.11 | 3291.9576 | 7392.355 | 0 | 32.6863 | 2922.181
MsrNResSpltPkgAC-65to134-S13 | sim_annual | RFF | 2015 | CZ09 | cDXGF | DXSZCap | 9.5034 | 2500.053 | 47299.2873 | 11418.35 | 0 | 21389.11 | 4257.6973 | 6768.074 | 0 | 59.9851 | 3406.036
MsrNResSpltPkgAC-65to134-S13 | sim_annual | RFF | 2015 | CZ10 | cDXGF | DXSZCap | 8.5539 | 2500.053 | 49771.676 | 11418.35 | 0 | 21389.11 | 5885.576 | 7766.328 | 0 | 79.2668 | 3233.03
MsrNResSpltPkgAC-65to134-S13 | sim_annual | RFF | 2015 | CZ11 | cDXGF | DXSZCap | 9.0929 | 2500.053 | 56476.4095 | 11418.35 | 0 | 21389.11 | 12618.1095 | 7519.698 | 0 | 154.8082 | 3376.309
MsrNResSpltPkgAC-65to134-S13 | sim_annual | RFF | 2015 | CZ12 | cDXGF | DXSZCap | 8.2465 | 2500.053 | 54333.5336 | 11418.35 | 0 | 21389.11 | 12504.7536 | 5717.742 | 0 | 130.3191 | 3173.225
MsrNResSpltPkgAC-65to134-S13 | sim_annual | RFF | 2015 | CZ13 | cDXGF | DXSZCap | 9.2773 | 2500.053 | 55411.0838 | 11418.35 | 0 | 21389.11 | 10198.7938 | 8766.168 | 0 | 137.4959 | 3501.132
MsrNResSpltPkgAC-65to134-S13 | sim_annual | RFF | 2015 | CZ14 | cDXGF | DXSZCap | 9.134 | 2500.053 | 54470.8099 | 11418.35 | 0 | 21389.11 | 11063.8499 | 7094.044 | 0 | 161.3719 | 3344.06
MsrNResSpltPkgAC-65to134-S13 | sim_annual | RFF | 2015 | CZ15 | cDXGF | DXSZCap | 12.4961 | 2500.053 | 53922.5662 | 11418.35 | 0 | 21389.11 | 1347.5662 | 15320.45 | 0 | 46.8803 | 4400.188
MsrNResSpltPkgAC-65to134-S13 | sim_annual | RFF | 2015 | CZ16 | cDXGF | DXSZCap | 7.5242 | 2500.053 | 67146.7578 | 11418.35 | 0 | 21389.11 | 28816.3478 | 2434.408 | 0 | 236.6449 | 2851.865
MsrNResSpltPkgAC-65to134-S13 | sim_annual | RFF | 2017 | CZ01 | cDXGF | DXSZCap | 6.3552 | 2500.053 | 59825.5374 | 11152.91 | 0 | 21389.11 | 24569.4974 | 209.3498 | 0 | 171.8577 | 2332.774
MsrNResSpltPkgAC-65to134-S13 | sim_annual | RFF | 2017 | CZ02 | cDXGF | DXSZCap | 6.2881 | 2500.053 | 54390.2217 | 11152.91 | 0 | 21389.11 | 15838.6717 | 3356.287 | 0 | 122.9602 | 2530.265
MsrNResSpltPkgAC-65to134-S13 | sim_annual | RFF | 2017 | CZ03 | cDXGF | DXSZCap | 7.3496 | 2500.053 | 48271.273 | 11152.91 | 0 | 21389.11 | 11166.523 | 1770.881 | 0 | 79.7607 | 2712.072
MsrNResSpltPkgAC-65to134-S13 | sim_annual | RFF | 2017 | CZ04 | cDXGF | DXSZCap | 6.5032 | 2500.053 | 49595.2783 | 11152.91 | 0 | 21389.11 | 9664.6783 | 4631.85 | 0 | 71.8835 | 2684.827
MsrNResSpltPkgAC-65to134-S13 | sim_annual | RFF | 2017 | CZ05 | cDXGF | DXSZCap | 6.9474 | 2500.053 | 47067.5662 | 11152.91 | 0 | 21389.11 | 9679.7062 | 2145.495 | 0 | 86.7885 | 2613.533
MsrNResSpltPkgAC-65to134-S13 | sim_annual | RFF | 2017 | CZ06 | cDXGF | DXSZCap | 8.1361 | 2500.053 | 44578.4981 | 11152.91 | 0 | 21389.11 | 3816.4481 | 5253.147 | 0 | 33.229 | 2933.639
MsrNResSpltPkgAC-65to134-S13 | sim_annual | RFF | 2017 | CZ07 | cDXGF | DXSZCap | 7.9115 | 2500.053 | 42694.2737 | 11152.91 | 0 | 21389.11 | 2605.4837 | 4623.487 | 0 | 16.0337 | 2907.234
MsrNResSpltPkgAC-65to134-S13 | sim_annual | RFF | 2017 | CZ08 | cDXGF | DXSZCap | 7.2657 | 2500.053 | 45854.6061 | 11152.91 | 0 | 21389.11 | 3053.4761 | 7345.837 | 0 | 31.9785 | 2881.282
MsrNResSpltPkgAC-65to134-S13 | sim_annual | RFF | 2017 | CZ09 | cDXGF | DXSZCap | 9.4005 | 2500.053 | 46821.6885 | 11152.91 | 0 | 21389.11 | 4114.4086 | 6728.191 | 0 | 59.3351 | 3377.728
MsrNResSpltPkgAC-65to134-S13 | sim_annual | RFF | 2017 | CZ10 | cDXGF | DXSZCap | 8.4456 | 2500.053 | 49261.0601 | 11152.91 | 0 | 21389.11 | 5722.8701 | 7715.072 | 0 | 78.2637 | 3202.813
MsrNResSpltPkgAC-65to134-S13 | sim_annual | RFF | 2017 | CZ11 | cDXGF | DXSZCap | 8.9621 | 2500.053 | 55740.3909 | 11152.91 | 0 | 21389.11 | 12254.2709 | 7453.372 | 0 | 152.5828 | 3338.128
MsrNResSpltPkgAC-65to134-S13 | sim_annual | RFF | 2017 | CZ12 | cDXGF | DXSZCap | 8.1291 | 2500.053 | 53675.6198 | 11152.91 | 0 | 21389.11 | 12186.5498 | 5678.663 | 0 | 128.4641 | 3139.903
MsrNResSpltPkgAC-65to134-S13 | sim_annual | RFF | 2017 | CZ13 | cDXGF | DXSZCap | 9.1487 | 2500.053 | 54725.6708 | 11152.91 | 0 | 21389.11 | 9903.2008 | 8682.502 | 0 | 135.5888 | 3462.335
MsrNResSpltPkgAC-65to134-S13 | sim_annual | RFF | 2017 | CZ14 | cDXGF | DXSZCap | 9.0087 | 2500.053 | 53740.4206 | 11152.91 | 0 | 21389.11 | 10703.6006 | 7028.539 | 0 | 159.1575 | 3307.083
MsrNResSpltPkgAC-65to134-S13 | sim_annual | RFF | 2017 | CZ15 | cDXGF | DXSZCap | 12.3534 | 2500.053 | 53381.2898 | 11152.91 | 0 | 21389.11 | 1276.9998 | 15160.01 | 0 | 46.3447 | 4355.877
MsrNResSpltPkgAC-65to134-S13 | sim_annual | RFF | 2017 | CZ16 | cDXGF | DXSZCap | 7.409 | 2500.053 | 66172.3117 | 11152.91 | 0 | 21389.11 | 28149.1517 | 2425.411 | 0 | 233.0223 | 2822.697
MsrNResSpltPkgAC-65to134-S13 | sim_annual | RFF | 2020 | CZ01 | cDXGF | DXSZCap | 5.9728 | 2500.053 | 59999.7018 | 7067.909 | 0 | 21389.11 | 29017.4718 | 149.4516 | 0 | 161.5166 | 2214.221
MsrNResSpltPkgAC-65to134-S13 | sim_annual | RFF | 2020 | CZ02 | cDXGF | DXSZCap | 6.053 | 2500.053 | 51942.8751 | 7067.909 | 0 | 21389.11 | 17888.485 | 3049.803 | 0 | 118.3646 | 2429.18
MsrNResSpltPkgAC-65to134-S13 | sim_annual | RFF | 2020 | CZ03 | cDXGF | DXSZCap | 6.9739 | 2500.053 | 45632.7476 | 7067.909 | 0 | 21389.11 | 12967.5676 | 1551.639 | 0 | 75.6846 | 2580.801
MsrNResSpltPkgAC-65to134-S13 | sim_annual | RFF | 2020 | CZ04 | cDXGF | DXSZCap | 6.2492 | 2500.053 | 46536.4072 | 7067.909 | 0 | 21389.11 | 11188.2372 | 4251.278 | 0 | 69.0761 | 2570.74
MsrNResSpltPkgAC-65to134-S13 | sim_annual | RFF | 2020 | CZ05 | cDXGF | DXSZCap | 6.5687 | 2500.053 | 44211.5516 | 7067.909 | 0 | 21389.11 | 11309.2316 | 1883.587 | 0 | 82.0571 | 2479.609
MsrNResSpltPkgAC-65to134-S13 | sim_annual | RFF | 2020 | CZ06 | cDXGF | DXSZCap | 7.7686 | 2500.053 | 40675.1036 | 7067.909 | 0 | 21389.11 | 4596.8536 | 4784.897 | 0 | 31.728 | 2804.571
MsrNResSpltPkgAC-65to134-S13 | sim_annual | RFF | 2020 | CZ07 | cDXGF | DXSZCap | 7.5551 | 2500.053 | 38719.8028 | 7067.909 | 0 | 21389.11 | 3284.8728 | 4187.684 | 0 | 15.3112 | 2774.886
MsrNResSpltPkgAC-65to134-S13 | sim_annual | RFF | 2020 | CZ08 | cDXGF | DXSZCap | 7.0016 | 2500.053 | 41806.3089 | 7067.909 | 0 | 21389.11 | 3732.9489 | 6820.835 | 0 | 30.8164 | 2764.662
MsrNResSpltPkgAC-65to134-S13 | sim_annual | RFF | 2020 | CZ09 | cDXGF | DXSZCap | 9.1353 | 2500.053 | 42974.4956 | 7067.909 | 0 | 21389.11 | 4893.7856 | 6291.995 | 0 | 57.6613 | 3273.998
MsrNResSpltPkgAC-65to134-S13 | sim_annual | RFF | 2020 | CZ10 | cDXGF | DXSZCap | 8.1946 | 2500.053 | 45499.8191 | 7067.909 | 0 | 21389.11 | 6620.9591 | 7249.775 | 0 | 75.9375 | 3096.074
MsrNResSpltPkgAC-65to134-S13 | sim_annual | RFF | 2020 | CZ11 | cDXGF | DXSZCap | 8.7259 | 2500.053 | 52659.9563 | 7067.909 | 0 | 21389.11 | 13760.8563 | 7054.581 | 0 | 148.5605 | 3238.909
MsrNResSpltPkgAC-65to134-S13 | sim_annual | RFF | 2020 | CZ12 | cDXGF | DXSZCap | 7.8925 | 2500.053 | 50593.0517 | 7067.909 | 0 | 21389.11 | 13663.6917 | 5311.595 | 0 | 124.7256 | 3035.998
MsrNResSpltPkgAC-65to134-S13 | sim_annual | RFF | 2020 | CZ13 | cDXGF | DXSZCap | 8.9032 | 2500.053 | 51318.8958 | 7067.909 | 0 | 21389.11 | 11144.0558 | 8231.657 | 0 | 131.9511 | 3354.179
MsrNResSpltPkgAC-65to134-S13 | sim_annual | RFF | 2020 | CZ14 | cDXGF | DXSZCap | 8.768 | 2500.053 | 50533.7271 | 7067.909 | 0 | 21389.11 | 12082.8571 | 6631.058 | 0 | 154.9053 | 3207.847
MsrNResSpltPkgAC-65to134-S13 | sim_annual | RFF | 2020 | CZ15 | cDXGF | DXSZCap | 12.0769 | 2500.053 | 48884.7927 | 7067.909 | 0 | 21389.11 | 1611.0927 | 14529.04 | 0 | 45.3073 | 4242.321
MsrNResSpltPkgAC-65to134-S13 | sim_annual | RFF | 2020 | CZ16 | cDXGF | DXSZCap | 7.0308 | 2500.053 | 63970.1584 | 7067.909 | 0 | 21389.11 | 30372.0284 | 2229.437 | 0 | 221.1275 | 2690.5
MsrNResSpltPkgAC-65to134-S13 | sim_annual | RSD | 1975 | CZ01 | cDXGF | DXSZCap | 13.4 | 5599.957 | 89329.5287 | 26630.69 | 0 | 37822.35 | 20112.6188 | 743.4483 | 0 | 362.3282 | 3658.051
MsrNResSpltPkgAC-65to134-S13 | sim_annual | RSD | 1975 | CZ02 | cDXGF | DXSZCap | 13.8115 | 5599.957 | 87581.9566 | 26630.69 | 0 | 37822.35 | 10962.3166 | 7691.913 | 0 | 270.0699 | 4204.62
MsrNResSpltPkgAC-65to134-S13 | sim_annual | RSD | 1975 | CZ03 | cDXGF | DXSZCap | 14.5967 | 5599.957 | 79583.0649 | 26630.69 | 0 | 37822.35 | 5906.0449 | 4771.72 | 0 | 158.3933 | 4293.823
MsrNResSpltPkgAC-65to134-S13 | sim_annual | RSD | 1975 | CZ04 | cDXGF | DXSZCap | 13.8759 | 5599.957 | 84744.5829 | 26630.69 | 0 | 37822.35 | 5757.1629 | 9959.049 | 0 | 153.3639 | 4421.971
MsrNResSpltPkgAC-65to134-S13 | sim_annual | RSD | 1975 | CZ05 | cDXGF | DXSZCap | 14.3589 | 5599.957 | 78500.2507 | 26630.69 | 0 | 37822.35 | 4054.1707 | 5565.029 | 0 | 179.3608 | 4248.634
MsrNResSpltPkgAC-65to134-S13 | sim_annual | RSD | 1975 | CZ06 | cDXGF | DXSZCap | 15.5989 | 5599.957 | 81532.8738 | 26630.69 | 0 | 37822.35 | 920.0338 | 11542.56 | 0 | 63.7031 | 4553.51
MsrNResSpltPkgAC-65to134-S13 | sim_annual | RSD | 1975 | CZ07 | cDXGF | DXSZCap | 15.1472 | 5599.957 | 79473.5124 | 26630.69 | 0 | 37822.35 | 443.5824 | 10002.08 | 0 | 30.6974 | 4544.071
MsrNResSpltPkgAC-65to134-S13 | sim_annual | RSD | 1975 | CZ08 | cDXGF | DXSZCap | 15.2587 | 5599.957 | 84287.0494 | 26630.69 | 0 | 37822.35 | 806.9994 | 14323.49 | 0 | 67.1583 | 4636.354
MsrNResSpltPkgAC-65to134-S13 | sim_annual | RSD | 1975 | CZ09 | cDXGF | DXSZCap | 19.6081 | 5599.957 | 84971.1153 | 26630.69 | 0 | 37822.35 | 1598.4653 | 13475.83 | 0 | 123.7647 | 5320.005
MsrNResSpltPkgAC-65to134-S13 | sim_annual | RSD | 1975 | CZ10 | cDXGF | DXSZCap | 17.9342 | 5599.957 | 88068.7911 | 26630.69 | 0 | 37822.35 | 2938.2011 | 15374.93 | 0 | 166.1925 | 5136.408
MsrNResSpltPkgAC-65to134-S13 | sim_annual | RSD | 1975 | CZ11 | cDXGF | DXSZCap | 19.9728 | 5599.957 | 97468.4987 | 26630.69 | 0 | 37822.35 | 12071.4887 | 15113.75 | 0 | 340.0422 | 5490.165
MsrNResSpltPkgAC-65to134-S13 | sim_annual | RSD | 1975 | CZ12 | cDXGF | DXSZCap | 17.6296 | 5599.957 | 91994.9655 | 26630.69 | 0 | 37822.35 | 10200.3555 | 11915.76 | 0 | 278.5996 | 5147.176
MsrNResSpltPkgAC-65to134-S13 | sim_annual | RSD | 1975 | CZ13 | cDXGF | DXSZCap | 20.097 | 5599.957 | 97292.4173 | 26630.69 | 0 | 37822.35 | 9638.0973 | 17233.25 | 0 | 297.8507 | 5670.176
MsrNResSpltPkgAC-65to134-S13 | sim_annual | RSD | 1975 | CZ14 | cDXGF | DXSZCap | 20.1282 | 5599.957 | 93899.1144 | 26630.69 | 0 | 37822.35 | 9202.4444 | 14416.02 | 0 | 355.6086 | 5471.999
MsrNResSpltPkgAC-65to134-S13 | sim_annual | RSD | 1975 | CZ15 | cDXGF | DXSZCap | 27.0745 | 5599.957 | 101235.6913 | 26630.69 | 0 | 37822.35 | 529.5913 | 29009.33 | 0 | 101.5719 | 7142.217
MsrNResSpltPkgAC-65to134-S13 | sim_annual | RSD | 1975 | CZ16 | cDXGF | DXSZCap | 15.6721 | 5599.957 | 110557.5638 | 26630.69 | 0 | 37822.35 | 36114.1838 | 4975.41 | 0 | 492.8946 | 4521.975
MsrNResSpltPkgAC-65to134-S13 | sim_annual | RSD | 1985 | CZ01 | cDXGF | DXSZCap | 13.2895 | 5599.957 | 86968.7351 | 26630.69 | 0 | 37215.79 | 18332.7551 | 788.3651 | 0 | 359.3447 | 3641.919
MsrNResSpltPkgAC-65to134-S13 | sim_annual | RSD | 1985 | CZ02 | cDXGF | DXSZCap | 13.6172 | 5599.957 | 86026.4717 | 26630.69 | 0 | 37215.79 | 10021.9918 | 7715.19 | 0 | 266.273 | 4176.69
MsrNResSpltPkgAC-65to134-S13 | sim_annual | RSD | 1985 | CZ03 | cDXGF | DXSZCap | 14.3694 | 5599.957 | 78333.222 | 26630.69 | 0 | 37215.79 | 5174.462 | 4885.18 | 0 | 155.9284 | 4271.313
MsrNResSpltPkgAC-65to134-S13 | sim_annual | RSD | 1985 | CZ04 | cDXGF | DXSZCap | 13.6444 | 5599.957 | 83532.3415 | 26630.69 | 0 | 37215.79 | 5172.1415 | 9972.023 | 0 | 150.807 | 4391.017
MsrNResSpltPkgAC-65to134-S13 | sim_annual | RSD | 1985 | CZ05 | cDXGF | DXSZCap | 14.2091 | 5599.957 | 77419.4638 | 26630.69 | 0 | 37215.79 | 3496.3338 | 5660.621 | 0 | 177.4894 | 4238.644
MsrNResSpltPkgAC-65to134-S13 | sim_annual | RSD | 1985 | CZ06 | cDXGF | DXSZCap | 15.3786 | 5599.957 | 80796.7171 | 26630.69 | 0 | 37215.79 | 730.7071 | 11625.98 | 0 | 62.8032 | 4530.867
MsrNResSpltPkgAC-65to134-S13 | sim_annual | RSD | 1985 | CZ07 | cDXGF | DXSZCap | 14.9346 | 5599.957 | 78843.3193 | 26630.69 | 0 | 37215.79 | 340.0693 | 10100.07 | 0 | 30.2665 | 4526.561
MsrNResSpltPkgAC-65to134-S13 | sim_annual | RSD | 1985 | CZ08 | cDXGF | DXSZCap | 15.0549 | 5599.957 | 83476.4138 | 26630.69 | 0 | 37215.79 | 663.8838 | 14292.11 | 0 | 66.2617 | 4607.796
MsrNResSpltPkgAC-65to134-S13 | sim_annual | RSD | 1985 | CZ09 | cDXGF | DXSZCap | 19.3109 | 5599.957 | 83977.1523 | 26630.69 | 0 | 37215.79 | 1309.4223 | 13429.69 | 0 | 121.8891 | 5269.787
MsrNResSpltPkgAC-65to134-S13 | sim_annual | RSD | 1985 | CZ10 | cDXGF | DXSZCap | 17.678 | 5599.957 | 86942.9988 | 26630.69 | 0 | 37215.79 | 2532.9088 | 15306.3 | 0 | 163.8178 | 5093.6
MsrNResSpltPkgAC-65to134-S13 | sim_annual | RSD | 1985 | CZ11 | cDXGF | DXSZCap | 19.6469 | 5599.957 | 95506.1342 | 26630.69 | 0 | 37215.79 | 10933.2042 | 14967.78 | 0 | 334.4913 | 5424.291
MsrNResSpltPkgAC-65to134-S13 | sim_annual | RSD | 1985 | CZ12 | cDXGF | DXSZCap | 17.3536 | 5599.957 | 90303.4873 | 26630.69 | 0 | 37215.79 | 9214.6273 | 11869.75 | 0 | 274.2402 | 5098.492
MsrNResSpltPkgAC-65to134-S13 | sim_annual | RSD | 1985 | CZ13 | cDXGF | DXSZCap | 19.777 | 5599.957 | 95523.5391 | 26630.69 | 0 | 37215.79 | 8723.1491 | 17056.14 | 0 | 293.1081 | 5604.791
MsrNResSpltPkgAC-65to134-S13 | sim_annual | RSD | 1985 | CZ14 | cDXGF | DXSZCap | 19.8376 | 5599.957 | 92154.6337 | 26630.69 | 0 | 37215.79 | 8241.4337 | 14299.5 | 0 | 350.4741 | 5416.866
MsrNResSpltPkgAC-65to134-S13 | sim_annual | RSD | 1985 | CZ15 | cDXGF | DXSZCap | 26.6695 | 5599.957 | 100008.3635 | 26630.69 | 0 | 37215.79 | 410.7435 | 28596.89 | 0 | 100.0524 | 7054.285
MsrNResSpltPkgAC-65to134-S13 | sim_annual | RSD | 1985 | CZ16 | cDXGF | DXSZCap | 15.4092 | 5599.957 | 107564.8065 | 26630.69 | 0 | 37215.79 | 33785.9765 | 4976.76 | 0 | 484.6267 | 4471.059
MsrNResSpltPkgAC-65to134-S13 | sim_annual | RSD | 1996 | CZ01 | cDXGF | DXSZCap | 12.6143 | 5599.957 | 84441.6497 | 26630.69 | 0 | 36609.16 | 16625.6697 | 751.4128 | 0 | 341.083 | 3483.766
MsrNResSpltPkgAC-65to134-S13 | sim_annual | RSD | 1996 | CZ02 | cDXGF | DXSZCap | 13.1622 | 5599.957 | 84700.1517 | 26630.69 | 0 | 36609.16 | 9749.6717 | 7406.479 | 0 | 257.3741 | 4046.915
MsrNResSpltPkgAC-65to134-S13 | sim_annual | RSD | 1996 | CZ03 | cDXGF | DXSZCap | 13.8512 | 5599.957 | 77290.0004 | 26630.69 | 0 | 36609.16 | 5101.4904 | 4665.839 | 0 | 150.3042 | 4132.643
MsrNResSpltPkgAC-65to134-S13 | sim_annual | RSD | 1996 | CZ04 | cDXGF | DXSZCap | 13.1901 | 5599.957 | 82247.053 | 26630.69 | 0 | 36609.16 | 5004.733 | 9602.795 | 0 | 145.7848 | 4254.014
MsrNResSpltPkgAC-65to134-S13 | sim_annual | RSD | 1996 | CZ05 | cDXGF | DXSZCap | 13.7167 | 5599.957 | 76434.9014 | 26630.69 | 0 | 36609.16 | 3514.5614 | 5404.723 | 0 | 171.3397 | 4104.551
MsrNResSpltPkgAC-65to134-S13 | sim_annual | RSD | 1996 | CZ06 | cDXGF | DXSZCap | 15.2569 | 5599.957 | 79818.1597 | 26630.69 | 0 | 36609.16 | 935.9897 | 11141.98 | 0 | 62.3071 | 4438.159
MsrNResSpltPkgAC-65to134-S13 | sim_annual | RSD | 1996 | CZ07 | cDXGF | DXSZCap | 14.7983 | 5599.957 | 77841.1685 | 26630.69 | 0 | 36609.16 | 466.5785 | 9674.675 | 0 | 29.9904 | 4430.206
MsrNResSpltPkgAC-65to134-S13 | sim_annual | RSD | 1996 | CZ08 | cDXGF | DXSZCap | 14.9547 | 5599.957 | 82542.1451 | 26630.69 | 0 | 36609.16 | 819.0551 | 13887.96 | 0 | 65.8206 | 4529.579
MsrNResSpltPkgAC-65to134-S13 | sim_annual | RSD | 1996 | CZ09 | cDXGF | DXSZCap | 19.2397 | 5599.957 | 83343.124 | 26630.69 | 0 | 36609.16 | 1744.534 | 13032.56 | 0 | 121.4394 | 5204.863
MsrNResSpltPkgAC-65to134-S13 | sim_annual | RSD | 1996 | CZ10 | cDXGF | DXSZCap | 17.6168 | 5599.957 | 86419.6265 | 26630.69 | 0 | 36609.16 | 3097.1565 | 14897.22 | 0 | 163.2504 | 5022.248
MsrNResSpltPkgAC-65to134-S13 | sim_annual | RSD | 1996 | CZ11 | cDXGF | DXSZCap | 18.6497 | 5599.957 | 91957.1773 | 26630.69 | 0 | 36609.16 | 9118.1073 | 14122.88 | 0 | 317.5145 | 5158.957
MsrNResSpltPkgAC-65to134-S13 | sim_annual | RSD | 1996 | CZ12 | cDXGF | DXSZCap | 16.4622 | 5599.957 | 87274.4243 | 26630.69 | 0 | 36609.16 | 7674.0743 | 11243.89 | 0 | 260.1529 | 4856.579
MsrNResSpltPkgAC-65to134-S13 | sim_annual | RSD | 1996 | CZ13 | cDXGF | DXSZCap | 18.8148 | 5599.957 | 92265.5966 | 26630.69 | 0 | 36609.16 | 7305.8466 | 16104.71 | 0 | 278.8473 | 5336.427
MsrNResSpltPkgAC-65to134-S13 | sim_annual | RSD | 1996 | CZ14 | cDXGF | DXSZCap | 18.8604 | 5599.957 | 89143.3108 | 26630.69 | 0 | 36609.16 | 6992.1608 | 13426.42 | 0 | 333.2105 | 5151.772
MsrNResSpltPkgAC-65to134-S13 | sim_annual | RSD | 1996 | CZ15 | cDXGF | DXSZCap | 25.4749 | 5599.957 | 97257.9136 | 26630.69 | 0 | 36609.16 | 255.9836 | 26939.7 | 0 | 95.5711 | 6726.96
MsrNResSpltPkgAC-65to134-S13 | sim_annual | RSD | 1996 | CZ16 | cDXGF | DXSZCap | 14.4857 | 5599.957 | 102964.6355 | 26630.69 | 0 | 36609.16 | 30361.6855 | 4676.034 | 0 | 455.5787 | 4231.627
MsrNResSpltPkgAC-65to134-S13 | sim_annual | RSD | 2003 | CZ01 | cDXGF | DXSZCap | 12.0058 | 5599.957 | 85809.9135 | 26630.69 | 0 | 36002.35 | 18938.9135 | 602.4238 | 0 | 324.6351 | 3310.892
MsrNResSpltPkgAC-65to134-S13 | sim_annual | RSD | 2003 | CZ02 | cDXGF | DXSZCap | 12.3109 | 5599.957 | 82325.985 | 26630.69 | 0 | 36002.35 | 8775.895 | 6876.722 | 0 | 240.7309 | 3799.543
MsrNResSpltPkgAC-65to134-S13 | sim_annual | RSD | 2003 | CZ03 | cDXGF | DXSZCap | 13.7735 | 5599.957 | 76061.2126 | 26630.69 | 0 | 36002.35 | 4431.0126 | 4722.171 | 0 | 149.4629 | 4125.496
MsrNResSpltPkgAC-65to134-S13 | sim_annual | RSD | 2003 | CZ04 | cDXGF | DXSZCap | 13.035 | 5599.957 | 81033.076 | 26630.69 | 0 | 36002.35 | 4469.926 | 9565.533 | 0 | 144.0741 | 4220.497
MsrNResSpltPkgAC-65to134-S13 | sim_annual | RSD | 2003 | CZ05 | cDXGF | DXSZCap | 13.6525 | 5599.957 | 75393.1822 | 26630.69 | 0 | 36002.35 | 3055.7322 | 5435.942 | 0 | 170.5382 | 4097.921
MsrNResSpltPkgAC-65to134-S13 | sim_annual | RSD | 2003 | CZ06 | cDXGF | DXSZCap | 15.2563 | 5599.957 | 79207.6846 | 26630.69 | 0 | 36002.35 | 762.7546 | 11289.36 | 0 | 62.3054 | 4460.198
MsrNResSpltPkgAC-65to134-S13 | sim_annual | RSD | 2003 | CZ07 | cDXGF | DXSZCap | 14.8111 | 5599.957 | 77305.8121 | 26630.69 | 0 | 36002.35 | 378.8021 | 9808.591 | 0 | 30.0163 | 4455.324
MsrNResSpltPkgAC-65to134-S13 | sim_annual | RSD | 2003 | CZ08 | cDXGF | DXSZCap | 14.9362 | 5599.957 | 81867.0613 | 26630.69 | 0 | 36002.35 | 689.2213 | 13944.11 | 0 | 65.7394 | 4534.912
MsrNResSpltPkgAC-65to134-S13 | sim_annual | RSD | 2003 | CZ09 | cDXGF | DXSZCap | 19.0784 | 5599.957 | 82400.7687 | 26630.69 | 0 | 36002.35 | 1382.6087 | 13080.71 | 0 | 120.4214 | 5183.96
MsrNResSpltPkgAC-65to134-S13 | sim_annual | RSD | 2003 | CZ10 | cDXGF | DXSZCap | 16.1887 | 5599.957 | 83371.5701 | 26630.69 | 0 | 36002.35 | 2111.7301 | 13811 | 0 | 150.0168 | 4665.76
MsrNResSpltPkgAC-65to134-S13 | sim_annual | RSD | 2003 | CZ11 | cDXGF | DXSZCap | 18.037 | 5599.957 | 90528.1916 | 26630.69 | 0 | 36002.35 | 9164.3016 | 13454.85 | 0 | 307.0813 | 4968.901
MsrNResSpltPkgAC-65to134-S13 | sim_annual | RSD | 2003 | CZ12 | cDXGF | DXSZCap | 15.8501 | 5599.957 | 85936.0252 | 26630.69 | 0 | 36002.35 | 7732.1352 | 10663.04 | 0 | 250.4799 | 4657.278
MsrNResSpltPkgAC-65to134-S13 | sim_annual | RSD | 2003 | CZ13 | cDXGF | DXSZCap | 18.1941 | 5599.957 | 90790.6551 | 26630.69 | 0 | 36002.35 | 7391.5051 | 15361.31 | 0 | 269.6478 | 5135.14
MsrNResSpltPkgAC-65to134-S13 | sim_annual | RSD | 2003 | CZ14 | cDXGF | DXSZCap | 18.3109 | 5599.957 | 88178.7253 | 26630.69 | 0 | 36002.35 | 7436.9553 | 12807.39 | 0 | 323.5026 | 4977.813
MsrNResSpltPkgAC-65to134-S13 | sim_annual | RSD | 2003 | CZ15 | cDXGF | DXSZCap | 24.8275 | 5599.957 | 95472.5752 | 26630.69 | 0 | 36002.35 | 284.3352 | 25937.93 | 0 | 93.142 | 6524.094
MsrNResSpltPkgAC-65to134-S13 | sim_annual | RSD | 2003 | CZ16 | cDXGF | DXSZCap | 13.8226 | 5599.957 | 102002.0825 | 26630.69 | 0 | 36002.35 | 30540.1225 | 4363.849 | 0 | 434.7285 | 4030.305
MsrNResSpltPkgAC-65to134-S13 | sim_annual | RSD | 2007 | CZ01 | cDXGF | DXSZCap | 11.8499 | 5599.957 | 85261.3586 | 26630.69 | 0 | 36002.35 | 18409.7086 | 612.2683 | 0 | 320.4155 | 3285.922
MsrNResSpltPkgAC-65to134-S13 | sim_annual | RSD | 2007 | CZ02 | cDXGF | DXSZCap | 12.1524 | 5599.957 | 81874.2072 | 26630.69 | 0 | 36002.35 | 8361.2472 | 6866.729 | 0 | 237.6277 | 3775.568
MsrNResSpltPkgAC-65to134-S13 | sim_annual | RSD | 2007 | CZ03 | cDXGF | DXSZCap | 13.6204 | 5599.957 | 75757.7919 | 26630.69 | 0 | 36002.35 | 4120.0019 | 4748.845 | 0 | 147.7989 | 4108.085
MsrNResSpltPkgAC-65to134-S13 | sim_annual | RSD | 2007 | CZ04 | cDXGF | DXSZCap | 12.9092 | 5599.957 | 80671.5331 | 26630.69 | 0 | 36002.35 | 4127.4031 | 9564.242 | 0 | 142.6792 | 4204.178
MsrNResSpltPkgAC-65to134-S13 | sim_annual | RSD | 2007 | CZ05 | cDXGF | DXSZCap | 13.4701 | 5599.957 | 75182.0111 | 26630.69 | 0 | 36002.35 | 2849.6011 | 5455.783 | 0 | 168.2596 | 4075.333
MsrNResSpltPkgAC-65to134-S13 | sim_annual | RSD | 2007 | CZ06 | cDXGF | DXSZCap | 15.2563 | 5599.957 | 79207.6846 | 26630.69 | 0 | 36002.35 | 762.7546 | 11289.36 | 0 | 62.3054 | 4460.198
MsrNResSpltPkgAC-65to134-S13 | sim_annual | RSD | 2007 | CZ07 | cDXGF | DXSZCap | 14.8111 | 5599.957 | 77305.8121 | 26630.69 | 0 | 36002.35 | 378.8021 | 9808.591 | 0 | 30.0163 | 4455.324
MsrNResSpltPkgAC-65to134-S13 | sim_annual | RSD | 2007 | CZ08 | cDXGF | DXSZCap | 14.9362 | 5599.957 | 81867.0613 | 26630.69 | 0 | 36002.35 | 689.2213 | 13944.11 | 0 | 65.7394 | 4534.912
MsrNResSpltPkgAC-65to134-S13 | sim_annual | RSD | 2007 | CZ09 | cDXGF | DXSZCap | 19.0784 | 5599.957 | 82400.7687 | 26630.69 | 0 | 36002.35 | 1382.6087 | 13080.71 | 0 | 120.4214 | 5183.96
MsrNResSpltPkgAC-65to134-S13 | sim_annual | RSD | 2007 | CZ10 | cDXGF | DXSZCap | 16.0016 | 5599.957 | 83054.6892 | 26630.69 | 0 | 36002.35 | 1873.0992 | 13764.5 | 0 | 148.2832 | 4635.768
MsrNResSpltPkgAC-65to134-S13 | sim_annual | RSD | 2007 | CZ11 | cDXGF | DXSZCap | 17.8036 | 5599.957 | 89681.8718 | 26630.69 | 0 | 36002.35 | 8448.8718 | 13371.37 | 0 | 303.1102 | 4925.438
MsrNResSpltPkgAC-65to134-S13 | sim_annual | RSD | 2007 | CZ12 | cDXGF | DXSZCap | 15.6423 | 5599.957 | 85255.2181 | 26630.69 | 0 | 36002.35 | 7121.4881 | 10631.26 | 0 | 247.1943 | 4622.221
MsrNResSpltPkgAC-65to134-S13 | sim_annual | RSD | 2007 | CZ13 | cDXGF | DXSZCap | 17.9631 | 5599.957 | 90012.9369 | 26630.69 | 0 | 36002.35 | 6784.3769 | 15238.93 | 0 | 266.2231 | 5090.351
MsrNResSpltPkgAC-65to134-S13 | sim_annual | RSD | 2007 | CZ14 | cDXGF | DXSZCap | 18.0794 | 5599.957 | 87401.0115 | 26630.69 | 0 | 36002.35 | 6781.6315 | 12731.7 | 0 | 319.4109 | 4935.215
MsrNResSpltPkgAC-65to134-S13 | sim_annual | RSD | 2007 | CZ15 | cDXGF | DXSZCap | 24.5618 | 5599.957 | 95099.1036 | 26630.69 | 0 | 36002.35 | 216.3436 | 25686.94 | 0 | 92.1454 | 6470.612
MsrNResSpltPkgAC-65to134-S13 | sim_annual | RSD | 2007 | CZ16 | cDXGF | DXSZCap | 13.6154 | 5599.957 | 100659.6144 | 26630.69 | 0 | 36002.35 | 29236.2344 | 4364.312 | 0 | 428.2057 | 3997.835
MsrNResSpltPkgAC-65to134-S13 | sim_annual | RSD | 2011 | CZ01 | cDXGF | DXSZCap | 11.8499 | 5599.957 | 85261.3586 | 26630.69 | 0 | 36002.35 | 18409.7086 | 612.2683 | 0 | 320.4155 | 3285.922
MsrNResSpltPkgAC-65to134-S13 | sim_annual | RSD | 2011 | CZ02 | cDXGF | DXSZCap | 11.9023 | 5599.957 | 80663.8783 | 26630.69 | 0 | 36002.35 | 7219.0483 | 6954.042 | 0 | 232.7319 | 3625.004
MsrNResSpltPkgAC-65to134-S13 | sim_annual | RSD | 2011 | CZ03 | cDXGF | DXSZCap | 13.4702 | 5599.957 | 75461.3422 | 26630.69 | 0 | 36002.35 | 3811.5022 | 4778.714 | 0 | 146.1675 | 4091.928
MsrNResSpltPkgAC-65to134-S13 | sim_annual | RSD | 2011 | CZ04 | cDXGF | DXSZCap | 12.5819 | 5599.957 | 79632.3076 | 26630.69 | 0 | 36002.35 | 3156.0876 | 9685.566 | 0 | 139.0553 | 4018.548
MsrNResSpltPkgAC-65to134-S13 | sim_annual | RSD | 2011 | CZ05 | cDXGF | DXSZCap | 13.4701 | 5599.957 | 75182.0111 | 26630.69 | 0 | 36002.35 | 2849.6011 | 5455.783 | 0 | 168.2596 | 4075.333
MsrNResSpltPkgAC-65to134-S13 | sim_annual | RSD | 2011 | CZ06 | cDXGF | DXSZCap | 15.2563 | 5599.957 | 79207.6846 | 26630.69 | 0 | 36002.35 | 762.7546 | 11289.36 | 0 | 62.3054 | 4460.198
MsrNResSpltPkgAC-65to134-S13 | sim_annual | RSD | 2011 | CZ07 | cDXGF | DXSZCap | 14.6217 | 5599.957 | 77266.6039 | 26630.69 | 0 | 36002.35 | 297.3639 | 9868.725 | 0 | 29.6325 | 4437.81
MsrNResSpltPkgAC-65to134-S13 | sim_annual | RSD | 2011 | CZ08 | cDXGF | DXSZCap | 14.7705 | 5599.957 | 81702.189 | 26630.69 | 0 | 36002.35 | 591.039 | 13903.17 | 0 | 65.0099 | 4509.889
MsrNResSpltPkgAC-65to134-S13 | sim_annual | RSD | 2011 | CZ09 | cDXGF | DXSZCap | 18.0374 | 5599.957 | 81241.9655 | 26630.69 | 0 | 36002.35 | 442.3055 | 13022.55 | 0 | 113.8506 | 5030.185
MsrNResSpltPkgAC-65to134-S13 | sim_annual | RSD | 2011 | CZ10 | cDXGF | DXSZCap | 15.656 | 5599.957 | 82470.986 | 26630.69 | 0 | 36002.35 | 1364.336 | 13737.73 | 0 | 145.0809 | 4590.755
MsrNResSpltPkgAC-65to134-S13 | sim_annual | RSD | 2011 | CZ11 | cDXGF | DXSZCap | 17.3748 | 5599.957 | 87908.7714 | 26630.69 | 0 | 36002.35 | 6887.4514 | 13240.91 | 0 | 295.8078 | 4851.54
MsrNResSpltPkgAC-65to134-S13 | sim_annual | RSD | 2011 | CZ12 | cDXGF | DXSZCap | 15.2781 | 5599.957 | 83945.5159 | 26630.69 | 0 | 36002.35 | 5903.4959 | 10597.46 | 0 | 241.4401 | 4570.039
MsrNResSpltPkgAC-65to134-S13 | sim_annual | RSD | 2011 | CZ13 | cDXGF | DXSZCap | 17.5257 | 5599.957 | 88397.2818 | 26630.69 | 0 | 36002.35 | 5445.6218 | 15045.68 | 0 | 259.7437 | 5013.163
MsrNResSpltPkgAC-65to134-S13 | sim_annual | RSD | 2011 | CZ14 | cDXGF | DXSZCap | 17.6805 | 5599.957 | 85859.8325 | 26630.69 | 0 | 36002.35 | 5416.2925 | 12628.83 | 0 | 312.3647 | 4869.253
MsrNResSpltPkgAC-65to134-S13 | sim_annual | RSD | 2011 | CZ15 | cDXGF | DXSZCap | 23.7832 | 5599.957 | 94104.1203 | 26630.69 | 0 | 36002.35 | 75.2703 | 24984.97 | 0 | 89.2243 | 6321.572
MsrNResSpltPkgAC-65to134-S13 | sim_annual | RSD | 2011 | CZ16 | cDXGF | DXSZCap | 13.2621 | 5599.957 | 98372.7983 | 26630.69 | 0 | 36002.35 | 27017.9783 | 4362.523 | 0 | 417.0919 | 3942.114
MsrNResSpltPkgAC-65to134-S13 | sim_annual | RSD | 2015 | CZ01 | cDXGF | DXSZCap | 11.3936 | 5599.957 | 88529.0037 | 23939.61 | 0 | 36002.35 | 24672.7037 | 432.377 | 0 | 308.0771 | 3173.875
MsrNResSpltPkgAC-65to134-S13 | sim_annual | RSD | 2015 | CZ02 | cDXGF | DXSZCap | 11.6708 | 5599.957 | 79305.7928 | 23939.61 | 0 | 36002.35 | 9278.7328 | 6326.477 | 0 | 228.2062 | 3530.316
MsrNResSpltPkgAC-65to134-S13 | sim_annual | RSD | 2015 | CZ03 | cDXGF | DXSZCap | 12.2708 | 5599.957 | 73916.2223 | 23939.61 | 0 | 36002.35 | 6456.0323 | 3711.454 | 0 | 133.153 | 3673.55
MsrNResSpltPkgAC-65to134-S13 | sim_annual | RSD | 2015 | CZ04 | cDXGF | DXSZCap | 11.675 | 5599.957 | 76789.8138 | 23939.61 | 0 | 36002.35 | 4739.1138 | 8296.528 | 0 | 129.0331 | 3683.086
MsrNResSpltPkgAC-65to134-S13 | sim_annual | RSD | 2015 | CZ05 | cDXGF | DXSZCap | 12.2998 | 5599.957 | 73214.6477 | 23939.61 | 0 | 36002.35 | 5189.1677 | 4265.14 | 0 | 153.6409 | 3664.677
MsrNResSpltPkgAC-65to134-S13 | sim_annual | RSD | 2015 | CZ06 | cDXGF | DXSZCap | 13.9656 | 5599.957 | 74933.3506 | 23939.61 | 0 | 36002.35 | 1268.1506 | 9628.068 | 0 | 57.0345 | 4038.059
MsrNResSpltPkgAC-65to134-S13 | sim_annual | RSD | 2015 | CZ07 | cDXGF | DXSZCap | 13.3691 | 5599.957 | 72957.9259 | 23939.61 | 0 | 36002.35 | 590.1559 | 8384.355 | 0 | 27.094 | 4014.303
MsrNResSpltPkgAC-65to134-S13 | sim_annual | RSD | 2015 | CZ08 | cDXGF | DXSZCap | 13.8736 | 5599.957 | 77322.8462 | 23939.61 | 0 | 36002.35 | 1007.9862 | 12158.87 | 0 | 61.0622 | 4152.893
MsrNResSpltPkgAC-65to134-S13 | sim_annual | RSD | 2015 | CZ09 | cDXGF | DXSZCap | 17.0319 | 5599.957 | 76918.3125 | 23939.61 | 0 | 36002.35 | 776.1825 | 11411.92 | 0 | 107.5038 | 4680.672
MsrNResSpltPkgAC-65to134-S13 | sim_annual | RSD | 2015 | CZ10 | cDXGF | DXSZCap | 15.4882 | 5599.957 | 79472.2705 | 23939.61 | 0 | 36002.35 | 1902.8205 | 12996.54 | 0 | 143.5256 | 4487.369
MsrNResSpltPkgAC-65to134-S13 | sim_annual | RSD | 2015 | CZ11 | cDXGF | DXSZCap | 17.1841 | 5599.957 | 85713.3219 | 23939.61 | 0 | 36002.35 | 8071.022 | 12648.74 | 0 | 292.5624 | 4758.991
MsrNResSpltPkgAC-65to134-S13 | sim_annual | RSD | 2015 | CZ12 | cDXGF | DXSZCap | 15.0968 | 5599.957 | 81892.3419 | 23939.61 | 0 | 36002.35 | 7287.9619 | 9965.816 | 0 | 238.5745 | 4457.957
MsrNResSpltPkgAC-65to134-S13 | sim_annual | RSD | 2015 | CZ13 | cDXGF | DXSZCap | 17.3756 | 5599.957 | 85974.8171 | 23939.61 | 0 | 36002.35 | 6429.3371 | 14423.33 | 0 | 257.5175 | 4922.603
MsrNResSpltPkgAC-65to134-S13 | sim_annual | RSD | 2015 | CZ14 | cDXGF | DXSZCap | 17.4941 | 5599.957 | 83649.7565 | 23939.61 | 0 | 36002.35 | 6626.4265 | 11995.47 | 0 | 309.074 | 4776.767
MsrNResSpltPkgAC-65to134-S13 | sim_annual | RSD | 2015 | CZ15 | cDXGF | DXSZCap | 23.595 | 5599.957 | 90616.981 | 23939.61 | 0 | 36002.35 | 112.831 | 24237.51 | 0 | 88.5182 | 6236.096
MsrNResSpltPkgAC-65to134-S13 | sim_annual | RSD | 2015 | CZ16 | cDXGF | DXSZCap | 12.8108 | 5599.957 | 100001.7202 | 23939.61 | 0 | 36002.35 | 31872.9502 | 3977.176 | 0 | 402.903 | 3806.666
MsrNResSpltPkgAC-65to134-S13 | sim_annual | RSD | 2017 | CZ01 | cDXGF | DXSZCap | 11.0762 | 5599.957 | 87585.0712 | 23731.79 | 0 | 36002.35 | 24018.5812 | 424.9055 | 0 | 299.4878 | 3107.988
MsrNResSpltPkgAC-65to134-S13 | sim_annual | RSD | 2017 | CZ02 | cDXGF | DXSZCap | 11.502 | 5599.957 | 78686.4004 | 23731.79 | 0 | 36002.35 | 8949.5004 | 6277.986 | 0 | 224.8994 | 3499.939
MsrNResSpltPkgAC-65to134-S13 | sim_annual | RSD | 2017 | CZ03 | cDXGF | DXSZCap | 12.1025 | 5599.957 | 73479.9034 | 23731.79 | 0 | 36002.35 | 6245.8634 | 3719.455 | 0 | 131.3244 | 3649.153
MsrNResSpltPkgAC-65to134-S13 | sim_annual | RSD | 2017 | CZ04 | cDXGF | DXSZCap | 11.5315 | 5599.957 | 76240.3501 | 23731.79 | 0 | 36002.35 | 4468.0801 | 8253.321 | 0 | 127.4429 | 3657.414
MsrNResSpltPkgAC-65to134-S13 | sim_annual | RSD | 2017 | CZ05 | cDXGF | DXSZCap | 11.9084 | 5599.957 | 72678.2781 | 23731.79 | 0 | 36002.35 | 4912.5581 | 4275.626 | 0 | 148.7487 | 3607.252
MsrNResSpltPkgAC-65to134-S13 | sim_annual | RSD | 2017 | CZ06 | cDXGF | DXSZCap | 13.3433 | 5599.957 | 74310.1465 | 23731.79 | 0 | 36002.35 | 901.0565 | 9665.102 | 0 | 54.4914 | 3955.396
MsrNResSpltPkgAC-65to134-S13 | sim_annual | RSD | 2017 | CZ07 | cDXGF | DXSZCap | 12.9963 | 5599.957 | 72580.8221 | 23731.79 | 0 | 36002.35 | 473.5621 | 8382.928 | 0 | 26.3385 | 3963.89
MsrNResSpltPkgAC-65to134-S13 | sim_annual | RSD | 2017 | CZ08 | cDXGF | DXSZCap | 13.5447 | 5599.957 | 76739.9434 | 23731.79 | 0 | 36002.35 | 798.5334 | 12049.24 | 0 | 59.6145 | 4098.449
MsrNResSpltPkgAC-65to134-S13 | sim_annual | RSD | 2017 | CZ09 | cDXGF | DXSZCap | 16.8344 | 5599.957 | 76504.9656 | 23731.79 | 0 | 36002.35 | 645.8356 | 11370.36 | 0 | 106.2572 | 4648.402
MsrNResSpltPkgAC-65to134-S13 | sim_annual | RSD | 2017 | CZ10 | cDXGF | DXSZCap | 15.2771 | 5599.957 | 78981.3443 | 23731.79 | 0 | 36002.35 | 1740.6143 | 12914.63 | 0 | 141.5695 | 4450.449
MsrNResSpltPkgAC-65to134-S13 | sim_annual | RSD | 2017 | CZ11 | cDXGF | DXSZCap | 16.8396 | 5599.957 | 84221.251 | 23731.79 | 0 | 36002.35 | 6986.081 | 12519.46 | 0 | 286.6969 | 4694.904
MsrNResSpltPkgAC-65to134-S13 | sim_annual | RSD | 2017 | CZ12 | cDXGF | DXSZCap | 14.8751 | 5599.957 | 81137.7369 | 23731.79 | 0 | 36002.35 | 6850.3869 | 9901.04 | 0 | 235.0709 | 4417.138
MsrNResSpltPkgAC-65to134-S13 | sim_annual | RSD | 2017 | CZ13 | cDXGF | DXSZCap | 17.1294 | 5599.957 | 84986.3027 | 23731.79 | 0 | 36002.35 | 5851.4327 | 14273.81 | 0 | 253.8694 | 4873.096
MsrNResSpltPkgAC-65to134-S13 | sim_annual | RSD | 2017 | CZ14 | cDXGF | DXSZCap | 17.2522 | 5599.957 | 82680.3395 | 23731.79 | 0 | 36002.35 | 6010.9595 | 11899.83 | 0 | 304.7983 | 4730.651
MsrNResSpltPkgAC-65to134-S13 | sim_annual | RSD | 2017 | CZ15 | cDXGF | DXSZCap | 23.2972 | 5599.957 | 90025.7884 | 23731.79 | 0 | 36002.35 | 85.4284 | 23944.19 | 0 | 87.4012 | 6174.651
MsrNResSpltPkgAC-65to134-S13 | sim_annual | RSD | 2017 | CZ16 | cDXGF | DXSZCap | 12.5939 | 5599.957 | 99193.3373 | 23731.79 | 0 | 36002.35 | 31349.8573 | 3945.517 | 0 | 396.0773 | 3767.757
MsrNResSpltPkgAC-65to134-S13 | sim_annual | RSD | 2020 | CZ01 | cDXGF | DXSZCap | 10.1412 | 5599.957 | 90333.4675 | 14258.23 | 0 | 36002.35 | 36682.8675 | 234.1958 | 0 | 274.218 | 2881.618
MsrNResSpltPkgAC-65to134-S13 | sim_annual | RSD | 2020 | CZ02 | cDXGF | DXSZCap | 10.8296 | 5599.957 | 72407.3934 | 14258.23 | 0 | 36002.35 | 13401.5534 | 5284.193 | 0 | 211.7605 | 3249.343
MsrNResSpltPkgAC-65to134-S13 | sim_annual | RSD | 2020 | CZ03 | cDXGF | DXSZCap | 11.2062 | 5599.957 | 67404.8787 | 14258.23 | 0 | 36002.35 | 10955.9087 | 2819.323 | 0 | 121.604 | 3247.484
MsrNResSpltPkgAC-65to134-S13 | sim_annual | RSD | 2020 | CZ04 | cDXGF | DXSZCap | 10.8876 | 5599.957 | 68150.3845 | 14258.23 | 0 | 36002.35 | 7319.6645 | 7060.023 | 0 | 120.3331 | 3389.815
MsrNResSpltPkgAC-65to134-S13 | sim_annual | RSD | 2020 | CZ05 | cDXGF | DXSZCap | 11.0077 | 5599.957 | 66029.9798 | 14258.23 | 0 | 36002.35 | 9172.4998 | 3252.971 | 0 | 137.5018 | 3206.442
MsrNResSpltPkgAC-65to134-S13 | sim_annual | RSD | 2020 | CZ06 | cDXGF | DXSZCap | 12.4719 | 5599.957 | 64237.2761 | 14258.23 | 0 | 36002.35 | 2125.5761 | 8160.356 | 0 | 50.9337 | 3639.863
MsrNResSpltPkgAC-65to134-S13 | sim_annual | RSD | 2020 | CZ07 | cDXGF | DXSZCap | 12.1245 | 5599.957 | 62177.0281 | 14258.23 | 0 | 36002.35 | 1388.3881 | 6885.601 | 0 | 24.5718 | 3617.924
MsrNResSpltPkgAC-65to134-S13 | sim_annual | RSD | 2020 | CZ08 | cDXGF | DXSZCap | 12.8505 | 5599.957 | 66348.9298 | 14258.23 | 0 | 36002.35 | 1495.4298 | 10710.52 | 0 | 56.5591 | 3825.881
MsrNResSpltPkgAC-65to134-S13 | sim_annual | RSD | 2020 | CZ09 | cDXGF | DXSZCap | 16.1835 | 5599.957 | 66348.6836 | 14258.23 | 0 | 36002.35 | 1372.8336 | 10202.83 | 0 | 102.1491 | 4410.343
MsrNResSpltPkgAC-65to134-S13 | sim_annual | RSD | 2020 | CZ10 | cDXGF | DXSZCap | 14.6493 | 5599.957 | 69141.4736 | 14258.23 | 0 | 36002.35 | 2882.5636 | 11663.97 | 0 | 135.7519 | 4198.64
MsrNResSpltPkgAC-65to134-S13 | sim_annual | RSD | 2020 | CZ11 | cDXGF | DXSZCap | 16.1588 | 5599.957 | 75948.7068 | 14258.23 | 0 | 36002.35 | 9473.0768 | 11479.48 | 0 | 275.1064 | 4460.535
MsrNResSpltPkgAC-65to134-S13 | sim_annual | RSD | 2020 | CZ12 | cDXGF | DXSZCap | 14.2092 | 5599.957 | 72978.0315 | 14258.23 | 0 | 36002.35 | 9444.0815 | 8890.641 | 0 | 224.5468 | 4158.235
MsrNResSpltPkgAC-65to134-S13 | sim_annual | RSD | 2020 | CZ13 | cDXGF | DXSZCap | 16.4391 | 5599.957 | 76256.7002 | 14258.23 | 0 | 36002.35 | 8010.5702 | 13122.07 | 0 | 243.6371 | 4619.861
MsrNResSpltPkgAC-65to134-S13 | sim_annual | RSD | 2020 | CZ14 | cDXGF | DXSZCap | 16.5578 | 5599.957 | 74223.4765 | 14258.23 | 0 | 36002.35 | 8290.4965 | 10884.26 | 0 | 292.5307 | 4495.639
MsrNResSpltPkgAC-65to134-S13 | sim_annual | RSD | 2020 | CZ15 | cDXGF | DXSZCap | 22.6084 | 5599.957 | 78926.7265 | 14258.23 | 0 | 36002.35 | 257.3965 | 22394.15 | 0 | 84.817 | 5929.849
MsrNResSpltPkgAC-65to134-S13 | sim_annual | RSD | 2020 | CZ16 | cDXGF | DXSZCap | 11.6959 | 5599.957 | 97237.0172 | 14258.23 | 0 | 36002.35 | 39783.6572 | 3335.404 | 0 | 367.8419 | 3489.552
MsrNResSpltPkgAC-65to134-S13 | sim_annual | Rt3 | 1975 | CZ01 | cDXGF | DXSZCap | 216.5119 | 120000.5 | 1413343.8356 | 754922.6 | 0 | 469995.8 | 99323.8356 | 19642.37 | 0 | 5854.902 | 63606.27
MsrNResSpltPkgAC-65to134-S13 | sim_annual | Rt3 | 1975 | CZ02 | cDXGF | DXSZCap | 245.226 | 120000.5 | 1502415.7682 | 754922.6 | 0 | 469995.8 | 52800.7682 | 138441.2 | 0 | 4795.283 | 81464.03
MsrNResSpltPkgAC-65to134-S13 | sim_annual | Rt3 | 1975 | CZ03 | cDXGF | DXSZCap | 226.7337 | 120000.5 | 1423737.3243 | 754922.6 | 0 | 469995.8 | 28769.3243 | 91532.96 | 0 | 2460.627 | 76058.48
MsrNResSpltPkgAC-65to134-S13 | sim_annual | Rt3 | 1975 | CZ04 | cDXGF | DXSZCap | 247.484 | 120000.5 | 1512862.1779 | 754922.6 | 0 | 469995.8 | 24027.1779 | 175045.9 | 0 | 2735.594 | 86137.58
MsrNResSpltPkgAC-65to134-S13 | sim_annual | Rt3 | 1975 | CZ05 | cDXGF | DXSZCap | 226.8163 | 120000.5 | 1430119.2184 | 754922.6 | 0 | 469995.8 | 17201.2184 | 108291.1 | 0 | 2833.454 | 76877.42
MsrNResSpltPkgAC-65to134-S13 | sim_annual | Rt3 | 1975 | CZ06 | cDXGF | DXSZCap | 243.7382 | 120000.5 | 1520006.3994 | 754922.6 | 0 | 469995.8 | 3296.3994 | 208943.8 | 0 | 995.4662 | 81854.91
MsrNResSpltPkgAC-65to134-S13 | sim_annual | Rt3 | 1975 | CZ07 | cDXGF | DXSZCap | 237.6099 | 120000.5 | 1497418.6908 | 754922.6 | 0 | 469995.8 | 1133.6908 | 187729.3 | 0 | 481.5458 | 83158.4
MsrNResSpltPkgAC-65to134-S13 | sim_annual | Rt3 | 1975 | CZ08 | cDXGF | DXSZCap | 264.924 | 120000.5 | 1575478.081 | 754922.6 | 0 | 469995.8 | 2387.081 | 256835 | 0 | 1166.019 | 90173.38
MsrNResSpltPkgAC-65to134-S13 | sim_annual | Rt3 | 1975 | CZ09 | cDXGF | DXSZCap | 330.5693 | 120000.5 | 1573198.2872 | 754922.6 | 0 | 469995.8 | 7426.2872 | 237299.6 | 0 | 2086.524 | 101469.4
MsrNResSpltPkgAC-65to134-S13 | sim_annual | Rt3 | 1975 | CZ10 | cDXGF | DXSZCap | 304.1611 | 120000.5 | 1606171.5992 | 754922.6 | 0 | 469995.8 | 13446.5992 | 266390.7 | 0 | 2818.586 | 98599.45
MsrNResSpltPkgAC-65to134-S13 | sim_annual | Rt3 | 1975 | CZ11 | cDXGF | DXSZCap | 336.3941 | 120000.5 | 1675899.5876 | 754922.6 | 0 | 469995.8 | 86450.5876 | 252805.2 | 0 | 5727.147 | 106001.1
MsrNResSpltPkgAC-65to134-S13 | sim_annual | Rt3 | 1975 | CZ12 | cDXGF | DXSZCap | 301.961 | 120000.5 | 1597612.3847 | 754922.6 | 0 | 469995.8 | 65045.3847 | 203384.5 | 0 | 4771.901 | 99494.84
MsrNResSpltPkgAC-65to134-S13 | sim_annual | Rt3 | 1975 | CZ13 | cDXGF | DXSZCap | 337.6671 | 120000.5 | 1686832.0748 | 754922.6 | 0 | 469995.8 | 63916.0748 | 283269.2 | 0 | 5004.453 | 109725.9
MsrNResSpltPkgAC-65to134-S13 | sim_annual | Rt3 | 1975 | CZ14 | cDXGF | DXSZCap | 340.1575 | 120000.5 | 1644495.1946 | 754922.6 | 0 | 469995.8 | 61926.1946 | 246812.7 | 0 | 6009.631 | 104831.1
MsrNResSpltPkgAC-65to134-S13 | sim_annual | Rt3 | 1975 | CZ15 | cDXGF | DXSZCap | 434.3713 | 120000.5 | 1845452.5411 | 754922.6 | 0 | 469995.8 | 2331.5411 | 481153 | 0 | 1629.576 | 135422.3
MsrNResSpltPkgAC-65to134-S13 | sim_annual | Rt3 | 1975 | CZ16 | cDXGF | DXSZCap | 248.328 | 120000.5 | 1732123.61 | 754922.6 | 0 | 469995.8 | 321646.61 | 95412.06 | 0 | 7810.18 | 82339.69
MsrNResSpltPkgAC-65to134-S13 | sim_annual | Rt3 | 1985 | CZ01 | cDXGF | DXSZCap | 214.2914 | 120000.5 | 1396204.0128 | 754922.6 | 0 | 450097.8 | 103549.0128 | 18990.22 | 0 | 5794.879 | 62848.21
MsrNResSpltPkgAC-65to134-S13 | sim_annual | Rt3 | 1985 | CZ02 | cDXGF | DXSZCap | 243.3879 | 120000.5 | 1481897.6169 | 754922.6 | 0 | 450097.8 | 55099.6169 | 136378.2 | 0 | 4759.34 | 80639.49
MsrNResSpltPkgAC-65to134-S13 | sim_annual | Rt3 | 1985 | CZ03 | cDXGF | DXSZCap | 224.5394 | 120000.5 | 1402541.0684 | 754922.6 | 0 | 450097.8 | 30161.0684 | 89794.3 | 0 | 2436.806 | 75126.38
MsrNResSpltPkgAC-65to134-S13 | sim_annual | Rt3 | 1985 | CZ04 | cDXGF | DXSZCap | 245.6714 | 120000.5 | 1490805.3609 | 754922.6 | 0 | 450097.8 | 25157.3609 | 172647.3 | 0 | 2715.559 | 85263.16
MsrNResSpltPkgAC-65to134-S13 | sim_annual | Rt3 | 1985 | CZ05 | cDXGF | DXSZCap | 224.6184 | 120000.5 | 1408024.8229 | 754922.6 | 0 | 450097.8 | 17988.8229 | 106273 | 0 | 2806.003 | 75934.28
MsrNResSpltPkgAC-65to134-S13 | sim_annual | Rt3 | 1985 | CZ06 | cDXGF | DXSZCap | 241.5409 | 120000.5 | 1496532.6438 | 754922.6 | 0 | 450097.8 | 3490.6438 | 206098.3 | 0 | 986.4924 | 80935.89
MsrNResSpltPkgAC-65to134-S13 | sim_annual | Rt3 | 1985 | CZ07 | cDXGF | DXSZCap | 235.4983 | 120000.5 | 1473960.27 | 754922.6 | 0 | 450097.8 | 1222.27 | 185034.4 | 0 | 477.2661 | 82204.58
MsrNResSpltPkgAC-65to134-S13 | sim_annual | Rt3 | 1985 | CZ08 | cDXGF | DXSZCap | 263.1085 | 120000.5 | 1551768.5803 | 754922.6 | 0 | 450097.8 | 2527.5803 | 253752.8 | 0 | 1158.026 | 89307.94
MsrNResSpltPkgAC-65to134-S13 | sim_annual | Rt3 | 1985 | CZ09 | cDXGF | DXSZCap | 328.6962 | 120000.5 | 1550175.7429 | 754922.6 | 0 | 450097.8 | 7798.7429 | 234561.1 | 0 | 2074.708 | 100719.2
MsrNResSpltPkgAC-65to134-S13 | sim_annual | Rt3 | 1985 | CZ10 | cDXGF | DXSZCap | 302.2986 | 120000.5 | 1583166.0657 | 754922.6 | 0 | 450097.8 | 14103.0657 | 263452.1 | 0 | 2801.326 | 97787.21
MsrNResSpltPkgAC-65to134-S13 | sim_annual | Rt3 | 1985 | CZ11 | cDXGF | DXSZCap | 334.4788 | 120000.5 | 1655935.5356 | 754922.6 | 0 | 450097.8 | 89625.5356 | 250352.6 | 0 | 5694.576 | 105240.7
MsrNResSpltPkgAC-65to134-S13 | sim_annual | Rt3 | 1985 | CZ12 | cDXGF | DXSZCap | 300.0818 | 120000.5 | 1577094.0755 | 754922.6 | 0 | 450097.8 | 67640.0755 | 201022.1 | 0 | 4742.178 | 98668.95
MsrNResSpltPkgAC-65to134-S13 | sim_annual | Rt3 | 1985 | CZ13 | cDXGF | DXSZCap | 335.7418 | 120000.5 | 1665891.1489 | 754922.6 | 0 | 450097.8 | 66387.1489 | 280589.4 | 0 | 4975.919 | 108916.8
MsrNResSpltPkgAC-65to134-S13 | sim_annual | Rt3 | 1985 | CZ14 | cDXGF | DXSZCap | 338.2485 | 120000.5 | 1623687.1875 | 754922.6 | 0 | 450097.8 | 64295.1875 | 244319.2 | 0 | 5975.9 | 104075.7
MsrNResSpltPkgAC-65to134-S13 | sim_annual | Rt3 | 1985 | CZ15 | cDXGF | DXSZCap | 432.3745 | 120000.5 | 1821149.4529 | 754922.6 | 0 | 450097.8 | 2466.4529 | 477401.7 | 0 | 1622.085 | 134637.6
MsrNResSpltPkgAC-65to134-S13 | sim_annual | Rt3 | 1985 | CZ16 | cDXGF | DXSZCap | 246.1758 | 120000.5 | 1717470.515 | 754922.6 | 0 | 450097.8 | 328996.515 | 94174.33 | 0 | 7742.519 | 81534.45
MsrNResSpltPkgAC-65to134-S13 | sim_annual | Rt3 | 1996 | CZ01 | cDXGF | DXSZCap | 210.5168 | 120000.5 | 1376835.4335 | 754922.6 | 0 | 430205.2 | 106083.4335 | 18279.87 | 0 | 5692.809 | 61651.19
MsrNResSpltPkgAC-65to134-S13 | sim_annual | Rt3 | 1996 | CZ02 | cDXGF | DXSZCap | 241.0416 | 120000.5 | 1461043.1855 | 754922.6 | 0 | 430205.2 | 58050.1855 | 133600.2 | 0 | 4713.461 | 79551.42
MsrNResSpltPkgAC-65to134-S13 | sim_annual | Rt3 | 1996 | CZ03 | cDXGF | DXSZCap | 221.7407 | 120000.5 | 1380864.8658 | 754922.6 | 0 | 430205.2 | 32033.8658 | 87409.09 | 0 | 2406.437 | 73887.34
MsrNResSpltPkgAC-65to134-S13 | sim_annual | Rt3 | 1996 | CZ04 | cDXGF | DXSZCap | 243.3443 | 120000.5 | 1467911.6475 | 754922.6 | 0 | 430205.2 | 26626.6475 | 169379 | 0 | 2689.838 | 84088.77
MsrNResSpltPkgAC-65to134-S13 | sim_annual | Rt3 | 1996 | CZ05 | cDXGF | DXSZCap | 221.6945 | 120000.5 | 1385262.0499 | 754922.6 | 0 | 430205.2 | 19156.0499 | 103543.9 | 0 | 2769.479 | 74664.9
MsrNResSpltPkgAC-65to134-S13 | sim_annual | Rt3 | 1996 | CZ06 | cDXGF | DXSZCap | 238.9959 | 120000.5 | 1472560.4894 | 754922.6 | 0 | 430205.2 | 4368.4894 | 202329.3 | 0 | 976.0997 | 79759.58
MsrNResSpltPkgAC-65to134-S13 | sim_annual | Rt3 | 1996 | CZ07 | cDXGF | DXSZCap | 232.7432 | 120000.5 | 1449588.2219 | 754922.6 | 0 | 430205.2 | 1573.2219 | 181490 | 0 | 471.6824 | 80926.19
MsrNResSpltPkgAC-65to134-S13 | sim_annual | Rt3 | 1996 | CZ08 | cDXGF | DXSZCap | 262.5134 | 120000.5 | 1528475.7795 | 754922.6 | 0 | 430205.2 | 3270.7795 | 250343.7 | 0 | 1155.406 | 88579.01
MsrNResSpltPkgAC-65to134-S13 | sim_annual | Rt3 | 1996 | CZ09 | cDXGF | DXSZCap | 328.1975 | 120000.5 | 1528853.9199 | 754922.6 | 0 | 430205.2 | 9814.9199 | 231625.7 | 0 | 2071.556 | 100214.7
MsrNResSpltPkgAC-65to134-S13 | sim_annual | Rt3 | 1996 | CZ10 | cDXGF | DXSZCap | 301.7544 | 120000.5 | 1562677.3831 | 754922.6 | 0 | 430205.2 | 17079.3831 | 260473.5 | 0 | 2796.284 | 97200.47
MsrNResSpltPkgAC-65to134-S13 | sim_annual | Rt3 | 1996 | CZ11 | cDXGF | DXSZCap | 330.8107 | 120000.5 | 1631776.5732 | 754922.6 | 0 | 430205.2 | 91296.5732 | 245885.8 | 0 | 5632.106 | 103833.9
MsrNResSpltPkgAC-65to134-S13 | sim_annual | Rt3 | 1996 | CZ12 | cDXGF | DXSZCap | 296.6604 | 120000.5 | 1553173.5742 | 754922.6 | 0 | 430205.2 | 69074.5742 | 197042 | 0 | 4688.131 | 97241.09
MsrNResSpltPkgAC-65to134-S13 | sim_annual | Rt3 | 1996 | CZ13 | cDXGF | DXSZCap | 331.8676 | 120000.5 | 1641132.4868 | 754922.6 | 0 | 430205.2 | 67925.4868 | 275763.5 | 0 | 4918.476 | 107397.1
MsrNResSpltPkgAC-65to134-S13 | sim_annual | Rt3 | 1996 | CZ14 | cDXGF | DXSZCap | 334.2953 | 120000.5 | 1599182.5252 | 754922.6 | 0 | 430205.2 | 65941.5252 | 239607.6 | 0 | 5906.039 | 102600
MsrNResSpltPkgAC-65to134-S13 | sim_annual | Rt3 | 1996 | CZ15 | cDXGF | DXSZCap | 428.1458 | 120000.5 | 1792346.3397 | 754922.6 | 0 | 430205.2 | 2555.3397 | 470016.2 | 0 | 1606.22 | 133040.4
MsrNResSpltPkgAC-65to134-S13 | sim_annual | Rt3 | 1996 | CZ16 | cDXGF | DXSZCap | 242.1501 | 120000.5 | 1697827.123 | 754922.6 | 0 | 430205.2 | 332939.123 | 92078.63 | 0 | 7615.94 | 80066.23
MsrNResSpltPkgAC-65to134-S13 | sim_annual | Rt3 | 2003 | CZ01 | cDXGF | DXSZCap | 207.936 | 120000.5 | 1358703.4204 | 754922.6 | 0 | 410310 | 109348.4204 | 17689.64 | 0 | 5622.985 | 60809.79
MsrNResSpltPkgAC-65to134-S13 | sim_annual | Rt3 | 2003 | CZ02 | cDXGF | DXSZCap | 237.6022 | 120000.5 | 1437366.2128 | 754922.6 | 0 | 410310 | 58251.2128 | 130948.4 | 0 | 4646.202 | 78286.75
MsrNResSpltPkgAC-65to134-S13 | sim_annual | Rt3 | 2003 | CZ03 | cDXGF | DXSZCap | 219.2918 | 120000.5 | 1359042.5768 | 754922.6 | 0 | 410310 | 32217.5768 | 86181.9 | 0 | 2379.857 | 73029.82
MsrNResSpltPkgAC-65to134-S13 | sim_annual | Rt3 | 2003 | CZ04 | cDXGF | DXSZCap | 241.1125 | 120000.5 | 1445193.0548 | 754922.6 | 0 | 410310 | 26829.0548 | 167252.3 | 0 | 2665.159 | 83213.24
MsrNResSpltPkgAC-65to134-S13 | sim_annual | Rt3 | 2003 | CZ05 | cDXGF | DXSZCap | 219.2852 | 120000.5 | 1362994.9937 | 754922.6 | 0 | 410310 | 19186.9937 | 102038.2 | 0 | 2739.39 | 73797.1
MsrNResSpltPkgAC-65to134-S13 | sim_annual | Rt3 | 2003 | CZ06 | cDXGF | DXSZCap | 236.4705 | 120000.5 | 1449440.3334 | 754922.6 | 0 | 410310 | 4362.3334 | 199984.7 | 0 | 965.7851 | 78894.38
MsrNResSpltPkgAC-65to134-S13 | sim_annual | Rt3 | 2003 | CZ07 | cDXGF | DXSZCap | 230.2764 | 120000.5 | 1426616.3597 | 754922.6 | 0 | 410310 | 1579.3597 | 179300.8 | 0 | 466.6834 | 80036.28
MsrNResSpltPkgAC-65to134-S13 | sim_annual | Rt3 | 2003 | CZ08 | cDXGF | DXSZCap | 260.3168 | 120000.5 | 1504819.5616 | 754922.6 | 0 | 410310 | 3278.5616 | 247450.3 | 0 | 1145.739 | 87711.58
MsrNResSpltPkgAC-65to134-S13 | sim_annual | Rt3 | 2003 | CZ09 | cDXGF | DXSZCap | 325.8816 | 120000.5 | 1505564.8506 | 754922.6 | 0 | 410310 | 9870.8506 | 228984.9 | 0 | 2056.936 | 99418.5
MsrNResSpltPkgAC-65to134-S13 | sim_annual | Rt3 | 2003 | CZ10 | cDXGF | DXSZCap | 296.0017 | 120000.5 | 1533425.0632 | 754922.6 | 0 | 410310 | 15059.0632 | 255075.9 | 0 | 2742.976 | 95313.19
MsrNResSpltPkgAC-65to134-S13 | sim_annual | Rt3 | 2003 | CZ11 | cDXGF | DXSZCap | 328.1696 | 120000.5 | 1610297.7858 | 754922.6 | 0 | 410310 | 93692.7858 | 242922.6 | 0 | 5587.136 | 102862.3
MsrNResSpltPkgAC-65to134-S13 | sim_annual | Rt3 | 2003 | CZ12 | cDXGF | DXSZCap | 294.2246 | 120000.5 | 1531504.5982 | 754922.6 | 0 | 410310 | 71057.5982 | 194314 | 0 | 4649.624 | 96249.19
MsrNResSpltPkgAC-65to134-S13 | sim_annual | Rt3 | 2003 | CZ13 | cDXGF | DXSZCap | 329.2854 | 120000.5 | 1618917.1755 | 754922.6 | 0 | 410310 | 69896.1755 | 272522.6 | 0 | 4880.217 | 106385.5
MsrNResSpltPkgAC-65to134-S13 | sim_annual | Rt3 | 2003 | CZ14 | cDXGF | DXSZCap | 331.874 | 120000.5 | 1577429.8629 | 754922.6 | 0 | 410310 | 67880.8629 | 236750.5 | 0 | 5863.307 | 101700.6
MsrNResSpltPkgAC-65to134-S13 | sim_annual | Rt3 | 2003 | CZ15 | cDXGF | DXSZCap | 425.6083 | 120000.5 | 1767110.1064 | 754922.6 | 0 | 410310 | 2673.1064 | 465519.5 | 0 | 1596.702 | 132086.6
MsrNResSpltPkgAC-65to134-S13 | sim_annual | Rt3 | 2003 | CZ16 | cDXGF | DXSZCap | 239.4555 | 120000.5 | 1680669.548 | 754922.6 | 0 | 410310 | 338132.548 | 90678.26 | 0 | 7531.179 | 79094.64
MsrNResSpltPkgAC-65to134-S13 | sim_annual | Rt3 | 2007 | CZ01 | cDXGF | DXSZCap | 207.8902 | 120000.5 | 1354733.1593 | 754922.6 | 0 | 410310 | 105307.1593 | 17758.41 | 0 | 5621.77 | 60812.79
MsrNResSpltPkgAC-65to134-S13 | sim_annual | Rt3 | 2007 | CZ02 | cDXGF | DXSZCap | 236.7943 | 120000.5 | 1434302.1746 | 754922.6 | 0 | 410310 | 55439.1746 | 130897.4 | 0 | 4630.431 | 78100.96
MsrNResSpltPkgAC-65to134-S13 | sim_annual | Rt3 | 2007 | CZ03 | cDXGF | DXSZCap | 219.2324 | 120000.5 | 1357403.1806 | 754922.6 | 0 | 410310 | 30517.1806 | 86242.29 | 0 | 2379.209 | 73031.45
MsrNResSpltPkgAC-65to134-S13 | sim_annual | Rt3 | 2007 | CZ04 | cDXGF | DXSZCap | 240.2506 | 120000.5 | 1443348.5951 | 754922.6 | 0 | 410310 | 25292.5951 | 167147.8 | 0 | 2655.64 | 83019.63
MsrNResSpltPkgAC-65to134-S13 | sim_annual | Rt3 | 2007 | CZ05 | cDXGF | DXSZCap | 219.2279 | 120000.5 | 1362128.3048 | 754922.6 | 0 | 410310 | 18203.3048 | 102151.5 | 0 | 2738.667 | 73801.91
MsrNResSpltPkgAC-65to134-S13 | sim_annual | Rt3 | 2007 | CZ06 | cDXGF | DXSZCap | 236.4705 | 120000.5 | 1449440.3334 | 754922.6 | 0 | 410310 | 4362.3334 | 199984.7 | 0 | 965.7851 | 78894.38
MsrNResSpltPkgAC-65to134-S13 | sim_annual | Rt3 | 2007 | CZ07 | cDXGF | DXSZCap | 230.2764 | 120000.5 | 1426616.3597 | 754922.6 | 0 | 410310 | 1579.3597 | 179300.8 | 0 | 466.6834 | 80036.28
MsrNResSpltPkgAC-65to134-S13 | sim_annual | Rt3 | 2007 | CZ08 | cDXGF | DXSZCap | 260.3168 | 120000.5 | 1504819.5616 | 754922.6 | 0 | 410310 | 3278.5616 | 247450.3 | 0 | 1145.739 | 87711.58
MsrNResSpltPkgAC-65to134-S13 | sim_annual | Rt3 | 2007 | CZ09 | cDXGF | DXSZCap | 325.8816 | 120000.5 | 1505564.8506 | 754922.6 | 0 | 410310 | 9870.8506 | 228984.9 | 0 | 2056.936 | 99418.5
MsrNResSpltPkgAC-65to134-S13 | sim_annual | Rt3 | 2007 | CZ10 | cDXGF | DXSZCap | 294.9498 | 120000.5 | 1531635.5741 | 754922.6 | 0 | 410310 | 14081.5741 | 254550.3 | 0 | 2733.23 | 95037.51
MsrNResSpltPkgAC-65to134-S13 | sim_annual | Rt3 | 2007 | CZ11 | cDXGF | DXSZCap | 326.8985 | 120000.5 | 1604836.6555 | 754922.6 | 0 | 410310 | 89339.6555 | 242191.5 | 0 | 5565.485 | 102506.3
MsrNResSpltPkgAC-65to134-S13 | sim_annual | Rt3 | 2007 | CZ12 | cDXGF | DXSZCap | 293.0187 | 120000.5 | 1527239.5988 | 754922.6 | 0 | 410310 | 67510.5988 | 193928.4 | 0 | 4630.579 | 95936.45
MsrNResSpltPkgAC-65to134-S13 | sim_annual | Rt3 | 2007 | CZ13 | cDXGF | DXSZCap | 328.0433 | 120000.5 | 1613928.8447 | 754922.6 | 0 | 410310 | 66281.8447 | 271536.1 | 0 | 4861.806 | 106015.8
MsrNResSpltPkgAC-65to134-S13 | sim_annual | Rt3 | 2007 | CZ14 | cDXGF | DXSZCap | 330.6486 | 120000.5 | 1572739.576 | 754922.6 | 0 | 410310 | 64293.576 | 236007.3 | 0 | 5841.626 | 101362.1
MsrNResSpltPkgAC-65to134-S13 | sim_annual | Rt3 | 2007 | CZ15 | cDXGF | DXSZCap | 424.0519 | 120000.5 | 1764273.4343 | 754922.6 | 0 | 410310 | 2381.4343 | 463463 | 0 | 1590.86 | 131604.1
MsrNResSpltPkgAC-65to134-S13 | sim_annual | Rt3 | 2007 | CZ16 | cDXGF | DXSZCap | 239.3683 | 120000.5 | 1672961.339 | 754922.6 | 0 | 410310 | 330569.339 | 90573.16 | 0 | 7528.426 | 79057.16
MsrNResSpltPkgAC-65to134-S13 | sim_annual | Rt3 | 2011 | CZ01 | cDXGF | DXSZCap | 204.9308 | 120000.5 | 1329834.9142 | 754922.6 | 0 | 410310 | 78854.9142 | 19733.72 | 0 | 5541.739 | 60472.19
MsrNResSpltPkgAC-65to134-S13 | sim_annual | Rt3 | 2011 | CZ02 | cDXGF | DXSZCap | 235.9873 | 120000.5 | 1431369.1557 | 754922.6 | 0 | 410310 | 52753.1557 | 130849.7 | 0 | 4614.616 | 77917.04
MsrNResSpltPkgAC-65to134-S13 | sim_annual | Rt3 | 2011 | CZ03 | cDXGF | DXSZCap | 219.1701 | 120000.5 | 1355863.269 | 754922.6 | 0 | 410310 | 28910.269 | 86308.35 | 0 | 2378.531 | 73033.26
MsrNResSpltPkgAC-65to134-S13 | sim_annual | Rt3 | 2011 | CZ04 | cDXGF | DXSZCap | 239.3721 | 120000.5 | 1441602.9195 | 754922.6 | 0 | 410310 | 23838.9195 | 167056.6 | 0 | 2645.919 | 82828.15
MsrNResSpltPkgAC-65to134-S13 | sim_annual | Rt3 | 2011 | CZ05 | cDXGF | DXSZCap | 219.2279 | 120000.5 | 1362128.3048 | 754922.6 | 0 | 410310 | 18203.3048 | 102151.5 | 0 | 2738.667 | 73801.91
MsrNResSpltPkgAC-65to134-S13 | sim_annual | Rt3 | 2011 | CZ06 | cDXGF | DXSZCap | 236.4705 | 120000.5 | 1449440.3334 | 754922.6 | 0 | 410310 | 4362.3334 | 199984.7 | 0 | 965.7851 | 78894.38
MsrNResSpltPkgAC-65to134-S13 | sim_annual | Rt3 | 2011 | CZ07 | cDXGF | DXSZCap | 230.2111 | 120000.5 | 1426452.7364 | 754922.6 | 0 | 410310 | 1446.7364 | 179279.4 | 0 | 466.5512 | 80026.81
MsrNResSpltPkgAC-65to134-S13 | sim_annual | Rt3 | 2011 | CZ08 | cDXGF | DXSZCap | 259.4871 | 120000.5 | 1503979.4811 | 754922.6 | 0 | 410310 | 2990.4811 | 247106.1 | 0 | 1142.087 | 87507.92
MsrNResSpltPkgAC-65to134-S13 | sim_annual | Rt3 | 2011 | CZ09 | cDXGF | DXSZCap | 321.7406 | 120000.5 | 1500130.3184 | 754922.6 | 0 | 410310 | 7124.3184 | 227391 | 0 | 2030.804 | 98350.66
MsrNResSpltPkgAC-65to134-S13 | sim_annual | Rt3 | 2011 | CZ10 | cDXGF | DXSZCap | 293.8692 | 120000.5 | 1529933.715 | 754922.6 | 0 | 410310 | 13195.715 | 254024.6 | 0 | 2723.215 | 94756.25
MsrNResSpltPkgAC-65to134-S13 | sim_annual | Rt3 | 2011 | CZ11 | cDXGF | DXSZCap | 305.7389 | 120000.5 | 1534062.7631 | 754922.6 | 0 | 410310 | 34751.7631 | 232315.2 | 0 | 5205.255 | 96556.78
MsrNResSpltPkgAC-65to134-S13 | sim_annual | Rt3 | 2011 | CZ12 | cDXGF | DXSZCap | 285.7884 | 120000.5 | 1504231.0307 | 754922.6 | 0 | 410310 | 48175.0307 | 192161.1 | 0 | 4516.313 | 94145.27
MsrNResSpltPkgAC-65to134-S13 | sim_annual | Rt3 | 2011 | CZ13 | cDXGF | DXSZCap | 312.1147 | 120000.5 | 1567508.6391 | 754922.6 | 0 | 410310 | 34321.6391 | 261927.7 | 0 | 4625.744 | 101401.1
MsrNResSpltPkgAC-65to134-S13 | sim_annual | Rt3 | 2011 | CZ14 | cDXGF | DXSZCap | 308.7078 | 120000.5 | 1518141.0276 | 754922.6 | 0 | 410310 | 23937.0276 | 227784.5 | 0 | 5454.016 | 95731.65
MsrNResSpltPkgAC-65to134-S13 | sim_annual | Rt3 | 2011 | CZ15 | cDXGF | DXSZCap | 397.6591 | 120000.5 | 1723099.4053 | 754922.6 | 0 | 410310 | 464.4053 | 432709.9 | 0 | 1491.844 | 123199.2
MsrNResSpltPkgAC-65to134-S13 | sim_annual | Rt3 | 2011 | CZ16 | cDXGF | DXSZCap | 221.6859 | 120000.5 | 1498614.2579 | 754922.6 | 0 | 410310 | 162231.2579 | 89749.53 | 0 | 6972.146 | 74426.99
MsrNResSpltPkgAC-65to134-S13 | sim_annual | Rt3 | 2015 | CZ01 | cDXGF | DXSZCap | 192.9598 | 120000.5 | 1233403.4649 | 638134.9 | 0 | 410310 | 107586.4649 | 15868.16 | 0 | 5218.021 | 56284.21
MsrNResSpltPkgAC-65to134-S13 | sim_annual | Rt3 | 2015 | CZ02 | cDXGF | DXSZCap | 226.6595 | 120000.5 | 1316087.8512 | 638134.9 | 0 | 410310 | 70096.8512 | 119605.1 | 0 | 4432.226 | 73507.37
MsrNResSpltPkgAC-65to134-S13 | sim_annual | Rt3 | 2015 | CZ03 | cDXGF | DXSZCap | 206.3658 | 120000.5 | 1234548.9284 | 638134.9 | 0 | 410310 | 40421.9284 | 75971.97 | 0 | 2239.581 | 67468.96
MsrNResSpltPkgAC-65to134-S13 | sim_annual | Rt3 | 2015 | CZ04 | cDXGF | DXSZCap | 228.8645 | 120000.5 | 1314007.8787 | 638134.9 | 0 | 410310 | 32685.8787 | 152784.3 | 0 | 2529.782 | 77562.16
MsrNResSpltPkgAC-65to134-S13 | sim_annual | Rt3 | 2015 | CZ05 | cDXGF | DXSZCap | 206.2608 | 120000.5 | 1235225.0991 | 638134.9 | 0 | 410310 | 25724.0991 | 90327.02 | 0 | 2576.674 | 68151.12
MsrNResSpltPkgAC-65to134-S13 | sim_annual | Rt3 | 2015 | CZ06 | cDXGF | DXSZCap | 223.5824 | 120000.5 | 1311449.6092 | 638134.9 | 0 | 410310 | 6618.6092 | 182244.9 | 0 | 913.1522 | 73226.96
MsrNResSpltPkgAC-65to134-S13 | sim_annual | Rt3 | 2015 | CZ07 | cDXGF | DXSZCap | 217.3082 | 120000.5 | 1288318.6522 | 638134.9 | 0 | 410310 | 2378.6522 | 162973.7 | 0 | 440.4019 | 74080.13
MsrNResSpltPkgAC-65to134-S13 | sim_annual | Rt3 | 2015 | CZ08 | cDXGF | DXSZCap | 249.8509 | 120000.5 | 1364835.5941 | 638134.9 | 0 | 410310 | 4352.5941 | 228511.2 | 0 | 1099.676 | 82426.77
MsrNResSpltPkgAC-65to134-S13 | sim_annual | Rt3 | 2015 | CZ09 | cDXGF | DXSZCap | 311.0995 | 120000.5 | 1364683.2133 | 638134.9 | 0 | 410310 | 9599.2133 | 210875.5 | 0 | 1963.633 | 93799.03
MsrNResSpltPkgAC-65to134-S13 | sim_annual | Rt3 | 2015 | CZ10 | cDXGF | DXSZCap | 285.0823 | 120000.5 | 1397198.9264 | 638134.9 | 0 | 410310 | 18024.9264 | 237676.9 | 0 | 2641.784 | 90409.23
MsrNResSpltPkgAC-65to134-S13 | sim_annual | Rt3 | 2015 | CZ11 | cDXGF | DXSZCap | 296.4078 | 120000.5 | 1409853.7061 | 638134.9 | 0 | 410310 | 46193.7061 | 217867.3 | 0 | 5046.396 | 92300.38
MsrNResSpltPkgAC-65to134-S13 | sim_annual | Rt3 | 2015 | CZ12 | cDXGF | DXSZCap | 276.9419 | 120000.5 | 1384297.6334 | 638134.9 | 0 | 410310 | 62890.6334 | 178863.9 | 0 | 4376.528 | 89721.52
MsrNResSpltPkgAC-65to134-S13 | sim_annual | Rt3 | 2015 | CZ13 | cDXGF | DXSZCap | 302.9633 | 120000.5 | 1441388.5818 | 638134.9 | 0 | 410310 | 45046.5818 | 246463.5 | 0 | 4490.128 | 96942.53
MsrNResSpltPkgAC-65to134-S13 | sim_annual | Rt3 | 2015 | CZ14 | cDXGF | DXSZCap | 299.6303 | 120000.5 | 1390467.6829 | 638134.9 | 0 | 410310 | 32351.6829 | 212835 | 0 | 5293.622 | 91541.18
MsrNResSpltPkgAC-65to134-S13 | sim_annual | Rt3 | 2015 | CZ15 | cDXGF | DXSZCap | 388.1819 | 120000.5 | 1580278.9098 | 638134.9 | 0 | 410310 | 621.9098 | 410930.2 | 0 | 1456.291 | 118825
MsrNResSpltPkgAC-65to134-S13 | sim_annual | Rt3 | 2015 | CZ16 | cDXGF | DXSZCap | 209.767 | 120000.5 | 1410378.5175 | 638134.9 | 0 | 410310 | 203707.5175 | 82040.84 | 0 | 6597.385 | 69586.48
MsrNResSpltPkgAC-65to134-S13 | sim_annual | Rt3 | 2017 | CZ01 | cDXGF | DXSZCap | 192.5281 | 120000.5 | 1222670.649 | 634628.3 | 0 | 410310 | 100467.649 | 15890.9 | 0 | 5206.381 | 56166.55
MsrNResSpltPkgAC-65to134-S13 | sim_annual | Rt3 | 2017 | CZ02 | cDXGF | DXSZCap | 225.4908 | 120000.5 | 1309492.7937 | 634628.3 | 0 | 410310 | 67744.7937 | 119226.3 | 0 | 4409.361 | 73171.66
MsrNResSpltPkgAC-65to134-S13 | sim_annual | Rt3 | 2017 | CZ03 | cDXGF | DXSZCap | 205.9826 | 120000.5 | 1229159.5199 | 634628.3 | 0 | 410310 | 38917.5199 | 75745.64 | 0 | 2235.428 | 67320.36
MsrNResSpltPkgAC-65to134-S13 | sim_annual | Rt3 | 2017 | CZ04 | cDXGF | DXSZCap | 227.6926 | 120000.5 | 1308299.783 | 634628.3 | 0 | 410310 | 31330.783 | 152290.7 | 0 | 2516.825 | 77221.14
MsrNResSpltPkgAC-65to134-S13 | sim_annual | Rt3 | 2017 | CZ05 | cDXGF | DXSZCap | 205.8211 | 120000.5 | 1229562.9357 | 634628.3 | 0 | 410310 | 23816.9357 | 90227.34 | 0 | 2571.186 | 68006.53
MsrNResSpltPkgAC-65to134-S13 | sim_annual | Rt3 | 2017 | CZ06 | cDXGF | DXSZCap | 222.9223 | 120000.5 | 1305868.5093 | 634628.3 | 0 | 410310 | 5544.5093 | 181488.3 | 0 | 910.4542 | 72984.03
MsrNResSpltPkgAC-65to134-S13 | sim_annual | Rt3 | 2017 | CZ07 | cDXGF | DXSZCap | 216.8371 | 120000.5 | 1283874.8718 | 634628.3 | 0 | 410310 | 2133.8718 | 162464.6 | 0 | 439.4467 | 73896.44
MsrNResSpltPkgAC-65to134-S13 | sim_annual | Rt3 | 2017 | CZ08 | cDXGF | DXSZCap | 247.7794 | 120000.5 | 1358952.4486 | 634628.3 | 0 | 410310 | 3775.4486 | 227294.9 | 0 | 1090.559 | 81850.11
MsrNResSpltPkgAC-65to134-S13 | sim_annual | Rt3 | 2017 | CZ09 | cDXGF | DXSZCap | 309.6455 | 120000.5 | 1359345.5459 | 634628.3 | 0 | 410310 | 9055.5459 | 210015.1 | 0 | 1954.458 | 93379.6
MsrNResSpltPkgAC-65to134-S13 | sim_annual | Rt3 | 2017 | CZ10 | cDXGF | DXSZCap | 283.6809 | 120000.5 | 1391425.5842 | 634628.3 | 0 | 410310 | 17215.5842 | 236652.4 | 0 | 2628.812 | 89987.55
MsrNResSpltPkgAC-65to134-S13 | sim_annual | Rt3 | 2017 | CZ11 | cDXGF | DXSZCap | 294.5737 | 120000.5 | 1401686.3941 | 634628.3 | 0 | 410310 | 43268.3941 | 216705.2 | 0 | 5015.15 | 91757.12
MsrNResSpltPkgAC-65to134-S13 | sim_annual | Rt3 | 2017 | CZ12 | cDXGF | DXSZCap | 275.3344 | 120000.5 | 1376648.7722 | 634628.3 | 0 | 410310 | 60016.7722 | 178090.7 | 0 | 4351.104 | 89249.88
MsrNResSpltPkgAC-65to134-S13 | sim_annual | Rt3 | 2017 | CZ13 | cDXGF | DXSZCap | 301.1374 | 120000.5 | 1433243.1069 | 634628.3 | 0 | 410310 | 42480.1069 | 244979.8 | 0 | 4463.035 | 96379.14
MsrNResSpltPkgAC-65to134-S13 | sim_annual | Rt3 | 2017 | CZ14 | cDXGF | DXSZCap | 297.8591 | 120000.5 | 1382974.4532 | 634628.3 | 0 | 410310 | 30106.4532 | 211639.4 | 0 | 5262.331 | 91025.06
MsrNResSpltPkgAC-65to134-S13 | sim_annual | Rt3 | 2017 | CZ15 | cDXGF | DXSZCap | 386.083 | 120000.5 | 1573211.526 | 634628.3 | 0 | 410310 | 524.526 | 408135 | 0 | 1448.417 | 118162.6
MsrNResSpltPkgAC-65to134-S13 | sim_annual | Rt3 | 2017 | CZ16 | cDXGF | DXSZCap | 209.3447 | 120000.5 | 1400259.7833 | 634628.3 | 0 | 410310 | 197592.7833 | 81726.71 | 0 | 6584.057 | 69415.28
MsrNResSpltPkgAC-65to134-S13 | sim_annual | Rt3 | 2020 | CZ01 | cDXGF | DXSZCap | 183.2832 | 120000.5 | 1136237.8955 | 514297.2 | 0 | 410310 | 141224.0955 | 12567.15 | 0 | 4956.355 | 52882.68
MsrNResSpltPkgAC-65to134-S13 | sim_annual | Rt3 | 2020 | CZ02 | cDXGF | DXSZCap | 216.6909 | 120000.5 | 1198483.9813 | 514297.2 | 0 | 410310 | 91551.9813 | 108938.8 | 0 | 4237.302 | 69148.14
MsrNResSpltPkgAC-65to134-S13 | sim_annual | Rt3 | 2020 | CZ03 | cDXGF | DXSZCap | 196.4645 | 120000.5 | 1113475.3698 | 514297.2 | 0 | 410310 | 56683.3698 | 66994.62 | 0 | 2132.127 | 63057.09
MsrNResSpltPkgAC-65to134-S13 | sim_annual | Rt3 | 2020 | CZ04 | cDXGF | DXSZCap | 218.8477 | 120000.5 | 1184723.7392 | 514297.2 | 0 | 410310 | 44727.7392 | 140147.9 | 0 | 2419.056 | 72821.39
MsrNResSpltPkgAC-65to134-S13 | sim_annual | Rt3 | 2020 | CZ05 | cDXGF | DXSZCap | 196.2452 | 120000.5 | 1105886.4569 | 514297.2 | 0 | 410310 | 35140.4569 | 80040.14 | 0 | 2451.566 | 63645.43
MsrNResSpltPkgAC-65to134-S13 | sim_annual | Rt3 | 2020 | CZ06 | cDXGF | DXSZCap | 213.6132 | 120000.5 | 1169586.3001 | 514297.2 | 0 | 410310 | 9122.3001 | 166293.8 | 0 | 872.4364 | 68689.8
MsrNResSpltPkgAC-65to134-S13 | sim_annual | Rt3 | 2020 | CZ07 | cDXGF | DXSZCap | 207.4575 | 120000.5 | 1146487.8818 | 514297.2 | 0 | 410310 | 3954.8818 | 148196.9 | 0 | 420.4382 | 69307.73
MsrNResSpltPkgAC-65to134-S13 | sim_annual | Rt3 | 2020 | CZ08 | cDXGF | DXSZCap | 238.4913 | 120000.5 | 1220528.909 | 514297.2 | 0 | 410310 | 6169.909 | 211332.5 | 0 | 1049.678 | 77368.68
MsrNResSpltPkgAC-65to134-S13 | sim_annual | Rt3 | 2020 | CZ09 | cDXGF | DXSZCap | 300.4501 | 120000.5 | 1225675.4793 | 514297.2 | 0 | 410310 | 13631.4793 | 196007.5 | 0 | 1896.415 | 89531.04
MsrNResSpltPkgAC-65to134-S13 | sim_annual | Rt3 | 2020 | CZ10 | cDXGF | DXSZCap | 274.4497 | 120000.5 | 1259505.2221 | 514297.2 | 0 | 410310 | 24936.2221 | 221601 | 0 | 2543.264 | 85815.95
MsrNResSpltPkgAC-65to134-S13 | sim_annual | Rt3 | 2020 | CZ11 | cDXGF | DXSZCap | 284.7825 | 120000.5 | 1282371.2889 | 514297.2 | 0 | 410310 | 61693.2889 | 203549.1 | 0 | 4848.458 | 87672
MsrNResSpltPkgAC-65to134-S13 | sim_annual | Rt3 | 2020 | CZ12 | cDXGF | DXSZCap | 265.8926 | 120000.5 | 1261005.5641 | 514297.2 | 0 | 410310 | 81267.5641 | 165948.5 | 0 | 4201.927 | 84979.15
MsrNResSpltPkgAC-65to134-S13 | sim_annual | Rt3 | 2020 | CZ13 | cDXGF | DXSZCap | 291.5044 | 120000.5 | 1311362.6493 | 514297.2 | 0 | 410310 | 59578.6493 | 230741.6 | 0 | 4320.281 | 92113.8
MsrNResSpltPkgAC-65to134-S13 | sim_annual | Rt3 | 2020 | CZ14 | cDXGF | DXSZCap | 287.8143 | 120000.5 | 1258884.0773 | 514297.2 | 0 | 410310 | 44107.0773 | 198163.3 | 0 | 5084.88 | 86920.65
MsrNResSpltPkgAC-65to134-S13 | sim_annual | Rt3 | 2020 | CZ15 | cDXGF | DXSZCap | 376.1739 | 120000.5 | 1429020.7866 | 514297.2 | 0 | 410310 | 994.7866 | 388063.9 | 0 | 1411.245 | 113942.4
MsrNResSpltPkgAC-65to134-S13 | sim_annual | Rt3 | 2020 | CZ16 | cDXGF | DXSZCap | 199.8842 | 120000.5 | 1315360.1307 | 514297.2 | 0 | 410310 | 244104.1307 | 74881.79 | 0 | 6286.57 | 65479.85
MsrNResSpltPkgAC-65to134-S13 | sim_annual | RtL | 1975 | CZ01 | cDXGF | DXSZCap | 187.9948 | 129997 | 1511532.5089 | 550930.6 | 0 | 639589.4 | 218606.5089 | 31920.78 | 0 | 5081.894 | 65404.04
MsrNResSpltPkgAC-65to134-S13 | sim_annual | RtL | 1975 | CZ02 | cDXGF | DXSZCap | 217.6892 | 129997 | 1528438.4791 | 550930.6 | 0 | 639589.4 | 121014.4791 | 131068.7 | 0 | 4256.671 | 81578.96
MsrNResSpltPkgAC-65to134-S13 | sim_annual | RtL | 1975 | CZ03 | cDXGF | DXSZCap | 194.7665 | 129997 | 1464531.2569 | 550930.6 | 0 | 639589.4 | 97432.2569 | 97279.91 | 0 | 2113.224 | 77186.43
MsrNResSpltPkgAC-65to134-S13 | sim_annual | RtL | 1975 | CZ04 | cDXGF | DXSZCap | 213.8308 | 129997 | 1520992.7492 | 550930.6 | 0 | 639589.4 | 77124.7492 | 166226.3 | 0 | 2363.471 | 84758.17
MsrNResSpltPkgAC-65to134-S13 | sim_annual | RtL | 1975 | CZ05 | cDXGF | DXSZCap | 194.793 | 129997 | 1468215.0082 | 550930.6 | 0 | 639589.4 | 87867.0082 | 110070.2 | 0 | 2433.218 | 77324.98
MsrNResSpltPkgAC-65to134-S13 | sim_annual | RtL | 1975 | CZ06 | cDXGF | DXSZCap | 203.7033 | 129997 | 1511977.8835 | 550930.6 | 0 | 639589.4 | 36246.8835 | 202497.3 | 0 | 831.8733 | 81882.74
MsrNResSpltPkgAC-65to134-S13 | sim_annual | RtL | 1975 | CZ07 | cDXGF | DXSZCap | 200.145 | 129997 | 1483916.2489 | 550930.6 | 0 | 639589.4 | 29674.2489 | 180802 | 0 | 405.6183 | 82514.47
MsrNResSpltPkgAC-65to134-S13 | sim_annual | RtL | 1975 | CZ08 | cDXGF | DXSZCap | 235.8912 | 129997 | 1544477.9523 | 550930.6 | 0 | 639589.4 | 28879.9523 | 235235.2 | 0 | 1038.235 | 88804.95
MsrNResSpltPkgAC-65to134-S13 | sim_annual | RtL | 1975 | CZ09 | cDXGF | DXSZCap | 292.0654 | 129997 | 1550786.5598 | 550930.6 | 0 | 639589.4 | 41104.5598 | 217354 | 0 | 1843.495 | 99964.72
MsrNResSpltPkgAC-65to134-S13 | sim_annual | RtL | 1975 | CZ10 | cDXGF | DXSZCap | 270.1415 | 129997 | 1587532.6012 | 550930.6 | 0 | 639589.4 | 52736.6012 | 244744.5 | 0 | 2503.34 | 97027.95
MsrNResSpltPkgAC-65to134-S13 | sim_annual | RtL | 1975 | CZ11 | cDXGF | DXSZCap | 297.1654 | 129997 | 1676412.5018 | 550930.6 | 0 | 639589.4 | 140107.5018 | 237169.5 | 0 | 5059.294 | 103557.2
MsrNResSpltPkgAC-65to134-S13 | sim_annual | RtL | 1975 | CZ12 | cDXGF | DXSZCap | 266.6053 | 129997 | 1598191.3762 | 550930.6 | 0 | 639589.4 | 116808.3762 | 188848.7 | 0 | 4213.179 | 97801.34
MsrNResSpltPkgAC-65to134-S13 | sim_annual | RtL | 1975 | CZ13 | cDXGF | DXSZCap | 298.9354 | 129997 | 1675927.3858 | 550930.6 | 0 | 639589.4 | 107815.3858 | 266244.8 | 0 | 4430.425 | 106917.1
MsrNResSpltPkgAC-65to134-S13 | sim_annual | RtL | 1975 | CZ14 | cDXGF | DXSZCap | 300.6809 | 129997 | 1659905.4562 | 550930.6 | 0 | 639589.4 | 129278.4562 | 231455 | 0 | 5312.173 | 103339.9
MsrNResSpltPkgAC-65to134-S13 | sim_annual | RtL | 1975 | CZ15 | cDXGF | DXSZCap | 390.9888 | 129997 | 1794353.2411 | 550930.6 | 0 | 639589.4 | 20738.2411 | 448379.2 | 0 | 1466.825 | 133249.1
MsrNResSpltPkgAC-65to134-S13 | sim_annual | RtL | 1975 | CZ16 | cDXGF | DXSZCap | 204.9767 | 129997 | 1747642.864 | 550930.6 | 0 | 639589.4 | 387242.864 | 87021.45 | 0 | 6446 | 76413.01
MsrNResSpltPkgAC-65to134-S13 | sim_annual | RtL | 1985 | CZ01 | cDXGF | DXSZCap | 185.2658 | 129997 | 1486404.1658 | 550930.6 | 0 | 612101.3 | 223392.1658 | 30707.42 | 0 | 5008.368 | 64264.86
MsrNResSpltPkgAC-65to134-S13 | sim_annual | RtL | 1985 | CZ02 | cDXGF | DXSZCap | 215.426 | 129997 | 1499907.9092 | 550930.6 | 0 | 612101.3 | 124039.9092 | 128219.8 | 0 | 4212.451 | 80404.23
MsrNResSpltPkgAC-65to134-S13 | sim_annual | RtL | 1985 | CZ03 | cDXGF | DXSZCap | 192.0612 | 129997 | 1435138.7242 | 550930.6 | 0 | 612101.3 | 99414.7242 | 94766.04 | 0 | 2083.905 | 75843.05
MsrNResSpltPkgAC-65to134-S13 | sim_annual | RtL | 1985 | CZ04 | cDXGF | DXSZCap | 211.5659 | 129997 | 1490584.0004 | 550930.6 | 0 | 612101.3 | 78894.0004 | 162832.8 | 0 | 2338.468 | 83487.34
MsrNResSpltPkgAC-65to134-S13 | sim_annual | RtL | 1985 | CZ05 | cDXGF | DXSZCap | 192.0694 | 129997 | 1438339.0294 | 550930.6 | 0 | 612101.3 | 89604.0294 | 107321.6 | 0 | 2399.22 | 75982.51
MsrNResSpltPkgAC-65to134-S13 | sim_annual | RtL | 1985 | CZ06 | cDXGF | DXSZCap | 200.9988 | 129997 | 1479846.8887 | 550930.6 | 0 | 612101.3 | 36954.8887 | 198486.1 | 0 | 820.8431 | 80554.32
MsrNResSpltPkgAC-65to134-S13 | sim_annual | RtL | 1985 | CZ07 | cDXGF | DXSZCap | 197.4411 | 129997 | 1451856.9081 | 550930.6 | 0 | 612101.3 | 30287.9081 | 177013.4 | 0 | 400.1384 | 81124.24
MsrNResSpltPkgAC-65to134-S13 | sim_annual | RtL | 1985 | CZ08 | cDXGF | DXSZCap | 233.6323 | 129997 | 1512063.0588 | 550930.6 | 0 | 612101.3 | 29485.0588 | 230939.5 | 0 | 1028.292 | 87579.38
MsrNResSpltPkgAC-65to134-S13 | sim_annual | RtL | 1985 | CZ09 | cDXGF | DXSZCap | 289.736 | 129997 | 1519404.3502 | 550930.6 | 0 | 612101.3 | 42069.3502 | 213578.4 | 0 | 1828.795 | 98897.13
MsrNResSpltPkgAC-65to134-S13 | sim_annual | RtL | 1985 | CZ10 | cDXGF | DXSZCap | 267.7739 | 129997 | 1556074.2798 | 550930.6 | 0 | 612101.3 | 54008.2798 | 240683.7 | 0 | 2481.402 | 95869.98
MsrNResSpltPkgAC-65to134-S13 | sim_annual | RtL | 1985 | CZ11 | cDXGF | DXSZCap | 294.7934 | 129997 | 1648562.9916 | 550930.6 | 0 | 612101.3 | 144296.9916 | 233730.8 | 0 | 5018.893 | 102485.3
MsrNResSpltPkgAC-65to134-S13 | sim_annual | RtL | 1985 | CZ12 | cDXGF | DXSZCap | 264.2197 | 129997 | 1569473.616 | 550930.6 | 0 | 612101.3 | 120045.616 | 185608.4 | 0 | 4175.452 | 96612.85
MsrNResSpltPkgAC-65to134-S13 | sim_annual | RtL | 1985 | CZ13 | cDXGF | DXSZCap | 296.4732 | 129997 | 1646621.4684 | 550930.6 | 0 | 612101.3 | 110970.4684 | 262466.7 | 0 | 4393.934 | 105759.2
MsrNResSpltPkgAC-65to134-S13 | sim_annual | RtL | 1985 | CZ14 | cDXGF | DXSZCap | 298.2698 | 129997 | 1631351.268 | 550930.6 | 0 | 612101.3 | 132751.268 | 228026.1 | 0 | 5269.598 | 102273.1
MsrNResSpltPkgAC-65to134-S13 | sim_annual | RtL | 1985 | CZ15 | cDXGF | DXSZCap | 388.4298 | 129997 | 1761079.9605 | 550930.6 | 0 | 612101.3 | 21228.9605 | 443227.8 | 0 | 1457.221 | 132134.6
MsrNResSpltPkgAC-65to134-S13 | sim_annual | RtL | 1985 | CZ16 | cDXGF | DXSZCap | 202.2817 | 129997 | 1726174.475 | 550930.6 | 0 | 612101.3 | 396304.475 | 85224.73 | 0 | 6361.389 | 75252.36
MsrNResSpltPkgAC-65to134-S13 | sim_annual | RtL | 1996 | CZ01 | cDXGF | DXSZCap | 181.5352 | 129997 | 1460310.7263 | 550930.6 | 0 | 584609.5 | 227493.7263 | 29533.73 | 0 | 4907.681 | 62832.71
MsrNResSpltPkgAC-65to134-S13 | sim_annual | RtL | 1996 | CZ02 | cDXGF | DXSZCap | 212.7713 | 129997 | 1471811.5608 | 550930.6 | 0 | 584609.5 | 128171.5608 | 124895.7 | 0 | 4160.552 | 79040.1
MsrNResSpltPkgAC-65to134-S13 | sim_annual | RtL | 1996 | CZ03 | cDXGF | DXSZCap | 188.9125 | 129997 | 1406356.5386 | 550930.6 | 0 | 584609.5 | 102655.5386 | 91825.29 | 0 | 2049.779 | 74282.26
MsrNResSpltPkgAC-65to134-S13 | sim_annual | RtL | 1996 | CZ04 | cDXGF | DXSZCap | 208.9007 | 129997 | 1460172.8545 | 550930.6 | 0 | 584609.5 | 81499.8545 | 158826.6 | 0 | 2309.035 | 81993.76
MsrNResSpltPkgAC-65to134-S13 | sim_annual | RtL | 1996 | CZ05 | cDXGF | DXSZCap | 188.8702 | 129997 | 1408903.2422 | 550930.6 | 0 | 584609.5 | 92478.2422 | 104109.3 | 0 | 2359.279 | 74412.76
MsrNResSpltPkgAC-65to134-S13 | sim_annual | RtL | 1996 | CZ06 | cDXGF | DXSZCap | 200.7891 | 129997 | 1454653.9011 | 550930.6 | 0 | 584609.5 | 45494.9011 | 193268.2 | 0 | 820.0271 | 79526.57
MsrNResSpltPkgAC-65to134-S13 | sim_annual | RtL | 1996 | CZ07 | cDXGF | DXSZCap | 196.9536 | 129997 | 1425787.3953 | 550930.6 | 0 | 584609.5 | 38225.3953 | 171698.4 | 0 | 399.1504 | 79920.08
MsrNResSpltPkgAC-65to134-S13 | sim_annual | RtL | 1996 | CZ08 | cDXGF | DXSZCap | 238.1099 | 129997 | 1490194.47 | 550930.6 | 0 | 584609.5 | 37735.47 | 227892.7 | 0 | 1048 | 87973.6
MsrNResSpltPkgAC-65to134-S13 | sim_annual | RtL | 1996 | CZ09 | cDXGF | DXSZCap | 294.2785 | 129997 | 1502028.1069 | 550930.6 | 0 | 584609.5 | 53614.1069 | 211391.8 | 0 | 1857.465 | 99621.25
MsrNResSpltPkgAC-65to134-S13 | sim_annual | RtL | 1996 | CZ10 | cDXGF | DXSZCap | 272.3951 | 129997 | 1540876.4154 | 550930.6 | 0 | 584609.5 | 67219.4154 | 239016.4 | 0 | 2524.226 | 96572.25
MsrNResSpltPkgAC-65to134-S13 | sim_annual | RtL | 1996 | CZ11 | cDXGF | DXSZCap | 290.9572 | 129997 | 1617769.9654 | 550930.6 | 0 | 584609.5 | 147603.9654 | 228808.4 | 0 | 4953.594 | 100860.4
MsrNResSpltPkgAC-65to134-S13 | sim_annual | RtL | 1996 | CZ12 | cDXGF | DXSZCap | 260.63 | 129997 | 1538363.0931 | 550930.6 | 0 | 584609.5 | 122596.0931 | 181164.3 | 0 | 4118.75 | 94940.68
MsrNResSpltPkgAC-65to134-S13 | sim_annual | RtL | 1996 | CZ13 | cDXGF | DXSZCap | 292.6643 | 129997 | 1614610.1424 | 550930.6 | 0 | 584609.5 | 113554.1424 | 257112.2 | 0 | 4337.458 | 104063
MsrNResSpltPkgAC-65to134-S13 | sim_annual | RtL | 1996 | CZ14 | cDXGF | DXSZCap | 294.4414 | 129997 | 1600775.6107 | 550930.6 | 0 | 584609.5 | 136385.6107 | 222978.4 | 0 | 5201.971 | 100666.4
MsrNResSpltPkgAC-65to134-S13 | sim_annual | RtL | 1996 | CZ15 | cDXGF | DXSZCap | 384.2378 | 129997 | 1724657.0261 | 550930.6 | 0 | 584609.5 | 21908.0261 | 435382.6 | 0 | 1441.497 | 130381.6
MsrNResSpltPkgAC-65to134-S13 | sim_annual | RtL | 1996 | CZ16 | cDXGF | DXSZCap | 198.4543 | 129997 | 1701491.931 | 550930.6 | 0 | 584609.5 | 403216.931 | 82832.83 | 0 | 6241.09 | 73658.69
MsrNResSpltPkgAC-65to134-S13 | sim_annual | RtL | 2003 | CZ01 | cDXGF | DXSZCap | 178.7272 | 129997 | 1434910.1141 | 550930.6 | 0 | 557123.7 | 231972.1141 | 28362.23 | 0 | 4831.938 | 61689.2
MsrNResSpltPkgAC-65to134-S13 | sim_annual | RtL | 2003 | CZ02 | cDXGF | DXSZCap | 209.3256 | 129997 | 1440927.1588 | 550930.6 | 0 | 557123.7 | 129603.1588 | 121659.9 | 0 | 4093.225 | 77517.58
MsrNResSpltPkgAC-65to134-S13 | sim_annual | RtL | 2003 | CZ03 | cDXGF | DXSZCap | 186.1882 | 129997 | 1376068.1164 | 550930.6 | 0 | 557123.7 | 103275.1164 | 89685.94 | 0 | 2020.249 | 73032.54
MsrNResSpltPkgAC-65to134-S13 | sim_annual | RtL | 2003 | CZ04 | cDXGF | DXSZCap | 206.3305 | 129997 | 1428918.1288 | 550930.6 | 0 | 557123.7 | 82222.1288 | 155647.4 | 0 | 2280.65 | 80714.16
MsrNResSpltPkgAC-65to134-S13 | sim_annual | RtL | 2003 | CZ05 | cDXGF | DXSZCap | 186.09 | 129997 | 1378355.0886 | 550930.6 | 0 | 557123.7 | 93089.0886 | 101737 | 0 | 2324.567 | 73150.59
MsrNResSpltPkgAC-65to134-S13 | sim_annual | RtL | 2003 | CZ06 | cDXGF | DXSZCap | 197.9129 | 129997 | 1422538.2614 | 550930.6 | 0 | 557123.7 | 45778.2614 | 189645.7 | 0 | 808.2847 | 78252.15
MsrNResSpltPkgAC-65to134-S13 | sim_annual | RtL | 2003 | CZ07 | cDXGF | DXSZCap | 194.12 | 129997 | 1393903.9774 | 550930.6 | 0 | 557123.7 | 38573.9774 | 168283.2 | 0 | 393.4078 | 78599.38
MsrNResSpltPkgAC-65to134-S13 | sim_annual | RtL | 2003 | CZ08 | cDXGF | DXSZCap | 235.6132 | 129997 | 1457674.5643 | 550930.6 | 0 | 557123.7 | 38088.5643 | 223741.2 | 0 | 1037.01 | 86754.22
MsrNResSpltPkgAC-65to134-S13 | sim_annual | RtL | 2003 | CZ09 | cDXGF | DXSZCap | 291.4533 | 129997 | 1470250.8877 | 550930.6 | 0 | 557123.7 | 54195.8877 | 207695 | 0 | 1839.634 | 98466.47
MsrNResSpltPkgAC-65to134-S13 | sim_annual | RtL | 2003 | CZ10 | cDXGF | DXSZCap | 261.3909 | 129997 | 1490976.6741 | 550930.6 | 0 | 557123.7 | 56734.6741 | 230814.9 | 0 | 2422.25 | 92950.45
MsrNResSpltPkgAC-65to134-S13 | sim_annual | RtL | 2003 | CZ11 | cDXGF | DXSZCap | 288.056 | 129997 | 1588848.7931 | 550930.6 | 0 | 557123.7 | 151280.7931 | 224991.1 | 0 | 4904.188 | 99619.48
MsrNResSpltPkgAC-65to134-S13 | sim_annual | RtL | 2003 | CZ12 | cDXGF | DXSZCap | 257.8758 | 129997 | 1508956.4159 | 550930.6 | 0 | 557123.7 | 125549.4159 | 177646.7 | 0 | 4075.236 | 93630.98
MsrNResSpltPkgAC-65to134-S13 | sim_annual | RtL | 2003 | CZ13 | cDXGF | DXSZCap | 289.7487 | 129997 | 1584779.105 | 550930.6 | 0 | 557123.7 | 116756.105 | 252908.3 | 0 | 4294.257 | 102766.8
MsrNResSpltPkgAC-65to134-S13 | sim_annual | RtL | 2003 | CZ14 | cDXGF | DXSZCap | 291.7046 | 129997 | 1571771.7379 | 550930.6 | 0 | 557123.7 | 139775.7379 | 219295.6 | 0 | 5153.614 | 99492.66
MsrNResSpltPkgAC-65to134-S13 | sim_annual | RtL | 2003 | CZ15 | cDXGF | DXSZCap | 381.2251 | 129997 | 1690711.9723 | 550930.6 | 0 | 557123.7 | 22447.9723 | 429660.6 | 0 | 1430.193 | 129119.2
MsrNResSpltPkgAC-65to134-S13 | sim_annual | RtL | 2003 | CZ16 | cDXGF | DXSZCap | 195.4043 | 129997 | 1678857.458 | 550930.6 | 0 | 557123.7 | 411344.458 | 80917.98 | 0 | 6145.195 | 72395.95
MsrNResSpltPkgAC-65to134-S13 | sim_annual | RtL | 2007 | CZ01 | cDXGF | DXSZCap | 177.6364 | 129997 | 1420212.317 | 550930.6 | 0 | 557123.7 | 216752.317 | 29072.43 | 0 | 4802.171 | 61530.84
MsrNResSpltPkgAC-65to134-S13 | sim_annual | RtL | 2007 | CZ02 | cDXGF | DXSZCap | 206.1368 | 129997 | 1429715.5713 | 550930.6 | 0 | 557123.7 | 119278.5713 | 121609.5 | 0 | 4030.807 | 76742.55
MsrNResSpltPkgAC-65to134-S13 | sim_annual | RtL | 2007 | CZ03 | cDXGF | DXSZCap | 184.951 | 129997 | 1368614.1237 | 550930.6 | 0 | 557123.7 | 95231.1237 | 90438.47 | 0 | 2006.767 | 72883.98
MsrNResSpltPkgAC-65to134-S13 | sim_annual | RtL | 2007 | CZ04 | cDXGF | DXSZCap | 203.3018 | 129997 | 1421055.9352 | 550930.6 | 0 | 557123.7 | 75132.9352 | 155594.7 | 0 | 2247.127 | 80027.04
MsrNResSpltPkgAC-65to134-S13 | sim_annual | RtL | 2007 | CZ05 | cDXGF | DXSZCap | 184.8337 | 129997 | 1371552.5292 | 550930.6 | 0 | 557123.7 | 85756.5292 | 102441.8 | 0 | 2308.841 | 72991.53
MsrNResSpltPkgAC-65to134-S13 | sim_annual | RtL | 2007 | CZ06 | cDXGF | DXSZCap | 197.9129 | 129997 | 1422538.2614 | 550930.6 | 0 | 557123.7 | 45778.2614 | 189645.7 | 0 | 808.2847 | 78252.15
MsrNResSpltPkgAC-65to134-S13 | sim_annual | RtL | 2007 | CZ07 | cDXGF | DXSZCap | 194.12 | 129997 | 1393903.9774 | 550930.6 | 0 | 557123.7 | 38573.9774 | 168283.2 | 0 | 393.4078 | 78599.38
MsrNResSpltPkgAC-65to134-S13 | sim_annual | RtL | 2007 | CZ08 | cDXGF | DXSZCap | 235.6132 | 129997 | 1457674.5643 | 550930.6 | 0 | 557123.7 | 38088.5643 | 223741.2 | 0 | 1037.01 | 86754.22
MsrNResSpltPkgAC-65to134-S13 | sim_annual | RtL | 2007 | CZ09 | cDXGF | DXSZCap | 291.4533 | 129997 | 1470250.8877 | 550930.6 | 0 | 557123.7 | 54195.8877 | 207695 | 0 | 1839.634 | 98466.47
MsrNResSpltPkgAC-65to134-S13 | sim_annual | RtL | 2007 | CZ10 | cDXGF | DXSZCap | 257.1912 | 129997 | 1482730.7456 | 550930.6 | 0 | 557123.7 | 51233.7456 | 229263.5 | 0 | 2383.341 | 91795.4
MsrNResSpltPkgAC-65to134-S13 | sim_annual | RtL | 2007 | CZ11 | cDXGF | DXSZCap | 283.3505 | 129997 | 1571376.9131 | 550930.6 | 0 | 557123.7 | 137462.9131 | 222774.3 | 0 | 4824.091 | 98261.21
MsrNResSpltPkgAC-65to134-S13 | sim_annual | RtL | 2007 | CZ12 | cDXGF | DXSZCap | 253.3329 | 129997 | 1495145.4255 | 550930.6 | 0 | 557123.7 | 114212.4255 | 176490.4 | 0 | 4003.439 | 92384.34
MsrNResSpltPkgAC-65to134-S13 | sim_annual | RtL | 2007 | CZ13 | cDXGF | DXSZCap | 285.1481 | 129997 | 1569205.6209 | 550930.6 | 0 | 557123.7 | 105679.6209 | 249878 | 0 | 4226.091 | 101367.5
MsrNResSpltPkgAC-65to134-S13 | sim_annual | RtL | 2007 | CZ14 | cDXGF | DXSZCap | 287.1488 | 129997 | 1555499.9568 | 550930.6 | 0 | 557123.7 | 127049.9568 | 217133.1 | 0 | 5073.11 | 98189.47
MsrNResSpltPkgAC-65to134-S13 | sim_annual | RtL | 2007 | CZ15 | cDXGF | DXSZCap | 375.8983 | 129997 | 1679867.5653 | 550930.6 | 0 | 557123.7 | 19712.5653 | 423255.1 | 0 | 1410.211 | 127436.3
MsrNResSpltPkgAC-65to134-S13 | sim_annual | RtL | 2007 | CZ16 | cDXGF | DXSZCap | 193.914 | 129997 | 1650867.971 | 550930.6 | 0 | 557123.7 | 383960.971 | 80806.56 | 0 | 6098.219 | 71949.25
MsrNResSpltPkgAC-65to134-S13 | sim_annual | RtL | 2011 | CZ01 | cDXGF | DXSZCap | 176.4967 | 129997 | 1404326.2456 | 550930.6 | 0 | 557123.7 | 199345.2456 | 30576.95 | 0 | 4770.908 | 61578.88
MsrNResSpltPkgAC-65to134-S13 | sim_annual | RtL | 2011 | CZ02 | cDXGF | DXSZCap | 202.8794 | 129997 | 1418934.7998 | 550930.6 | 0 | 557123.7 | 109279.7998 | 121667.7 | 0 | 3967.034 | 75966.2
MsrNResSpltPkgAC-65to134-S13 | sim_annual | RtL | 2011 | CZ03 | cDXGF | DXSZCap | 183.6892 | 129997 | 1361469.2479 | 550930.6 | 0 | 557123.7 | 87349.2479 | 91307.02 | 0 | 1993.009 | 72765.87
MsrNResSpltPkgAC-65to134-S13 | sim_annual | RtL | 2011 | CZ04 | cDXGF | DXSZCap | 200.3692 | 129997 | 1413453.4712 | 550930.6 | 0 | 557123.7 | 68145.4712 | 155638.1 | 0 | 2214.648 | 79401.48
MsrNResSpltPkgAC-65to134-S13 | sim_annual | RtL | 2011 | CZ05 | cDXGF | DXSZCap | 184.8337 | 129997 | 1371552.5292 | 550930.6 | 0 | 557123.7 | 85756.5292 | 102441.8 | 0 | 2308.841 | 72991.53
MsrNResSpltPkgAC-65to134-S13 | sim_annual | RtL | 2011 | CZ06 | cDXGF | DXSZCap | 197.9129 | 129997 | 1422538.2614 | 550930.6 | 0 | 557123.7 | 45778.2614 | 189645.7 | 0 | 808.2847 | 78252.15
MsrNResSpltPkgAC-65to134-S13 | sim_annual | RtL | 2011 | CZ07 | cDXGF | DXSZCap | 192.797 | 129997 | 1390607.7923 | 550930.6 | 0 | 557123.7 | 35098.7923 | 168685.4 | 0 | 390.7269 | 78379.32
MsrNResSpltPkgAC-65to134-S13 | sim_annual | RtL | 2011 | CZ08 | cDXGF | DXSZCap | 232.0808 | 129997 | 1452010.4399 | 550930.6 | 0 | 557123.7 | 34358.4399 | 222738.9 | 0 | 1021.465 | 85837.2
MsrNResSpltPkgAC-65to134-S13 | sim_annual | RtL | 2011 | CZ09 | cDXGF | DXSZCap | 276.0526 | 129997 | 1441752.5445 | 550930.6 | 0 | 557123.7 | 34423.5445 | 203238 | 0 | 1742.419 | 94295.18
MsrNResSpltPkgAC-65to134-S13 | sim_annual | RtL | 2011 | CZ10 | cDXGF | DXSZCap | 252.9469 | 129997 | 1474756.0782 | 550930.6 | 0 | 557123.7 | 45965.0782 | 227748.3 | 0 | 2344.005 | 90643.98
MsrNResSpltPkgAC-65to134-S13 | sim_annual | RtL | 2011 | CZ11 | cDXGF | DXSZCap | 268.8956 | 129997 | 1515824.9459 | 550930.6 | 0 | 557123.7 | 91329.9459 | 217490.9 | 0 | 4577.987 | 94372.37
MsrNResSpltPkgAC-65to134-S13 | sim_annual | RtL | 2011 | CZ12 | cDXGF | DXSZCap | 245.6494 | 129997 | 1470752.534 | 550930.6 | 0 | 557123.7 | 93126.534 | 175255.8 | 0 | 3882 | 90434.95
MsrNResSpltPkgAC-65to134-S13 | sim_annual | RtL | 2011 | CZ13 | cDXGF | DXSZCap | 272.9647 | 129997 | 1530709.7552 | 550930.6 | 0 | 557123.7 | 76814.7552 | 243827.5 | 0 | 4045.528 | 97968.01
MsrNResSpltPkgAC-65to134-S13 | sim_annual | RtL | 2011 | CZ14 | cDXGF | DXSZCap | 272.9504 | 129997 | 1506207.4628 | 550930.6 | 0 | 557123.7 | 86159.4628 | 212699 | 0 | 4822.273 | 94473.63
MsrNResSpltPkgAC-65to134-S13 | sim_annual | RtL | 2011 | CZ15 | cDXGF | DXSZCap | 359.507 | 129997 | 1651075.6472 | 550930.6 | 0 | 557123.7 | 13347.6472 | 405858.8 | 0 | 1348.715 | 122466.7
MsrNResSpltPkgAC-65to134-S13 | sim_annual | RtL | 2011 | CZ16 | cDXGF | DXSZCap | 185.4385 | 129997 | 1534455.2206 | 550930.6 | 0 | 557123.7 | 267929.2206 | 82377.73 | 0 | 5830.09 | 70263.88
MsrNResSpltPkgAC-65to134-S13 | sim_annual | RtL | 2015 | CZ01 | cDXGF | DXSZCap | 168.4332 | 129997 | 1336913.4242 | 474706.8 | 0 | 557123.7 | 214827.4242 | 27455.77 | 0 | 4553.435 | 58247.14
MsrNResSpltPkgAC-65to134-S13 | sim_annual | RtL | 2015 | CZ02 | cDXGF | DXSZCap | 195.498 | 129997 | 1340164.4347 | 474706.8 | 0 | 557123.7 | 118034.4347 | 114031.7 | 0 | 3822.716 | 72446.24
MsrNResSpltPkgAC-65to134-S13 | sim_annual | RtL | 2015 | CZ03 | cDXGF | DXSZCap | 174.4119 | 129997 | 1281077.0683 | 474706.8 | 0 | 557123.7 | 94382.0683 | 84463.81 | 0 | 1892.427 | 68508.87
MsrNResSpltPkgAC-65to134-S13 | sim_annual | RtL | 2015 | CZ04 | cDXGF | DXSZCap | 192.0486 | 129997 | 1328658.17 | 474706.8 | 0 | 557123.7 | 73452.17 | 145993.4 | 0 | 2122.702 | 75260.27
MsrNResSpltPkgAC-65to134-S13 | sim_annual | RtL | 2015 | CZ05 | cDXGF | DXSZCap | 175.2735 | 129997 | 1289903.2588 | 474706.8 | 0 | 557123.7 | 92304.2588 | 94882.91 | 0 | 2189.412 | 68697.28
MsrNResSpltPkgAC-65to134-S13 | sim_annual | RtL | 2015 | CZ06 | cDXGF | DXSZCap | 188.7596 | 129997 | 1333029.7781 | 474706.8 | 0 | 557123.7 | 48626.7781 | 177715.7 | 0 | 770.895 | 74086.72
MsrNResSpltPkgAC-65to134-S13 | sim_annual | RtL | 2015 | CZ07 | cDXGF | DXSZCap | 183.8718 | 129997 | 1301488.0508 | 474706.8 | 0 | 557123.7 | 37321.0508 | 157829.5 | 0 | 372.6387 | 74135.07
MsrNResSpltPkgAC-65to134-S13 | sim_annual | RtL | 2015 | CZ08 | cDXGF | DXSZCap | 223.9228 | 129997 | 1360972.4135 | 474706.8 | 0 | 557123.7 | 36015.4135 | 210248 | 0 | 985.5571 | 81893.94
MsrNResSpltPkgAC-65to134-S13 | sim_annual | RtL | 2015 | CZ09 | cDXGF | DXSZCap | 267.8928 | 129997 | 1351997.4992 | 474706.8 | 0 | 557123.7 | 35738.4992 | 192036.2 | 0 | 1690.919 | 90701.88
MsrNResSpltPkgAC-65to134-S13 | sim_annual | RtL | 2015 | CZ10 | cDXGF | DXSZCap | 245.9464 | 129997 | 1386558.7014 | 474706.8 | 0 | 557123.7 | 48438.7014 | 216729.3 | 0 | 2279.129 | 87281.23
MsrNResSpltPkgAC-65to134-S13 | sim_annual | RtL | 2015 | CZ11 | cDXGF | DXSZCap | 261.1293 | 129997 | 1431506.6932 | 474706.8 | 0 | 557123.7 | 96523.6932 | 207786.7 | 0 | 4445.785 | 90920.17
MsrNResSpltPkgAC-65to134-S13 | sim_annual | RtL | 2015 | CZ12 | cDXGF | DXSZCap | 238.3928 | 129997 | 1388795.1 | 474706.8 | 0 | 557123.7 | 99825.1 | 166437.9 | 0 | 3767.314 | 86935.16
MsrNResSpltPkgAC-65to134-S13 | sim_annual | RtL | 2015 | CZ13 | cDXGF | DXSZCap | 265.304 | 129997 | 1444569.4094 | 474706.8 | 0 | 557123.7 | 81007.4094 | 233358.1 | 0 | 3931.971 | 94442.28
MsrNResSpltPkgAC-65to134-S13 | sim_annual | RtL | 2015 | CZ14 | cDXGF | DXSZCap | 265.3721 | 129997 | 1420535.891 | 474706.8 | 0 | 557123.7 | 90210.891 | 202728.4 | 0 | 4688.4 | 91078.56
MsrNResSpltPkgAC-65to134-S13 | sim_annual | RtL | 2015 | CZ15 | cDXGF | DXSZCap | 351.2435 | 129997 | 1555473.159 | 474706.8 | 0 | 557123.7 | 12423.159 | 391043.4 | 0 | 1317.717 | 118858.3
MsrNResSpltPkgAC-65to134-S13 | sim_annual | RtL | 2015 | CZ16 | cDXGF | DXSZCap | 176.8285 | 129997 | 1474577.447 | 474706.8 | 0 | 557123.7 | 293345.447 | 77287.27 | 0 | 5560.004 | 66554.3
MsrNResSpltPkgAC-65to134-S13 | sim_annual | RtL | 2017 | CZ01 | cDXGF | DXSZCap | 166.1497 | 129997 | 1309130.4036 | 473124.1 | 0 | 557123.7 | 187275.4036 | 29170.62 | 0 | 4491.053 | 57944.99
MsrNResSpltPkgAC-65to134-S13 | sim_annual | RtL | 2017 | CZ02 | cDXGF | DXSZCap | 192.0712 | 129997 | 1327966.8373 | 473124.1 | 0 | 557123.7 | 108367.8373 | 113982 | 0 | 3755.604 | 71612.97
MsrNResSpltPkgAC-65to134-S13 | sim_annual | RtL | 2017 | CZ03 | cDXGF | DXSZCap | 173.1027 | 129997 | 1272983.0506 | 473124.1 | 0 | 557123.7 | 87239.0506 | 85248.87 | 0 | 1878.159 | 68368.63
MsrNResSpltPkgAC-65to134-S13 | sim_annual | RtL | 2017 | CZ04 | cDXGF | DXSZCap | 189.0823 | 129997 | 1319424.269 | 473124.1 | 0 | 557123.7 | 66579.269 | 145908.3 | 0 | 2089.824 | 74599.01
MsrNResSpltPkgAC-65to134-S13 | sim_annual | RtL | 2017 | CZ05 | cDXGF | DXSZCap | 172.642 | 129997 | 1275646.5901 | 473124.1 | 0 | 557123.7 | 78361.5901 | 96475.65 | 0 | 2156.458 | 68404.58
MsrNResSpltPkgAC-65to134-S13 | sim_annual | RtL | 2017 | CZ06 | cDXGF | DXSZCap | 184.2086 | 129997 | 1320426.0403 | 473124.1 | 0 | 557123.7 | 38010.0403 | 178174.4 | 0 | 752.2708 | 73241.73
MsrNResSpltPkgAC-65to134-S13 | sim_annual | RtL | 2017 | CZ07 | cDXGF | DXSZCap | 180.993 | 129997 | 1293797.0871 | 473124.1 | 0 | 557123.7 | 30904.0871 | 158595.1 | 0 | 366.8045 | 73683.17
MsrNResSpltPkgAC-65to134-S13 | sim_annual | RtL | 2017 | CZ08 | cDXGF | DXSZCap | 216.958 | 129997 | 1348847.2211 | 473124.1 | 0 | 557123.7 | 29450.2211 | 208105.4 | 0 | 954.9031 | 80088.7
MsrNResSpltPkgAC-65to134-S13 | sim_annual | RtL | 2017 | CZ09 | cDXGF | DXSZCap | 263.818 | 129997 | 1343882.1038 | 473124.1 | 0 | 557123.7 | 31555.1038 | 190815.4 | 0 | 1665.197 | 89598.34
MsrNResSpltPkgAC-65to134-S13 | sim_annual | RtL | 2017 | CZ10 | cDXGF | DXSZCap | 241.6539 | 129997 | 1377304.9989 | 473124.1 | 0 | 557123.7 | 43664.9989 | 215049 | 0 | 2239.352 | 86103.89
MsrNResSpltPkgAC-65to134-S13 | sim_annual | RtL | 2017 | CZ11 | cDXGF | DXSZCap | 255.7458 | 129997 | 1414906.6832 | 473124.1 | 0 | 557123.7 | 85515.6832 | 205429.8 | 0 | 4354.134 | 89359.18
MsrNResSpltPkgAC-65to134-S13 | sim_annual | RtL | 2017 | CZ12 | cDXGF | DXSZCap | 233.6145 | 129997 | 1374709.2534 | 473124.1 | 0 | 557123.7 | 89946.2534 | 165206.7 | 0 | 3691.825 | 85617.28
MsrNResSpltPkgAC-65to134-S13 | sim_annual | RtL | 2017 | CZ13 | cDXGF | DXSZCap | 260.0317 | 129997 | 1428958.7485 | 473124.1 | 0 | 557123.7 | 71935.7485 | 230082.6 | 0 | 3853.834 | 92838.73
MsrNResSpltPkgAC-65to134-S13 | sim_annual | RtL | 2017 | CZ14 | cDXGF | DXSZCap | 260.2103 | 129997 | 1404762.2302 | 473124.1 | 0 | 557123.7 | 79913.2302 | 200414.7 | 0 | 4597.175 | 89588.18
MsrNResSpltPkgAC-65to134-S13 | sim_annual | RtL | 2017 | CZ15 | cDXGF | DXSZCap | 345.1355 | 129997 | 1543071.5109 | 473124.1 | 0 | 557123.7 | 10412.5109 | 384154.2 | 0 | 1294.799 | 116961
MsrNResSpltPkgAC-65to134-S13 | sim_annual | RtL | 2017 | CZ16 | cDXGF | DXSZCap | 175.1536 | 129997 | 1449521.5942 | 473124.1 | 0 | 557123.7 | 270406.5942 | 77234.76 | 0 | 5507.038 | 66124.41
MsrNResSpltPkgAC-65to134-S13 | sim_annual | RtL | 2020 | CZ01 | cDXGF | DXSZCap | 157.004 | 129997 | 1227057.8654 | 373221 | 0 | 557123.7 | 212737.8654 | 25639.22 | 0 | 4244.346 | 54091.68
MsrNResSpltPkgAC-65to134-S13 | sim_annual | RtL | 2020 | CZ02 | cDXGF | DXSZCap | 183.158 | 129997 | 1230441.2568 | 373221 | 0 | 557123.7 | 123563.2568 | 105439.1 | 0 | 3581.509 | 67513.11
MsrNResSpltPkgAC-65to134-S13 | sim_annual | RtL | 2020 | CZ03 | cDXGF | DXSZCap | 163.4674 | 129997 | 1175741.2117 | 373221 | 0 | 557123.7 | 101623.2117 | 78290.48 | 0 | 1773.707 | 63709.13
MsrNResSpltPkgAC-65to134-S13 | sim_annual | RtL | 2020 | CZ04 | cDXGF | DXSZCap | 180.4299 | 129997 | 1215232.0854 | 373221 | 0 | 557123.7 | 76944.0854 | 135665.5 | 0 | 1994.336 | 70283.56
MsrNResSpltPkgAC-65to134-S13 | sim_annual | RtL | 2020 | CZ05 | cDXGF | DXSZCap | 162.922 | 129997 | 1176079.5446 | 373221 | 0 | 557123.7 | 91504.5446 | 88507.73 | 0 | 2035.034 | 63688.82
MsrNResSpltPkgAC-65to134-S13 | sim_annual | RtL | 2020 | CZ06 | cDXGF | DXSZCap | 174.4976 | 129997 | 1210257.3572 | 373221 | 0 | 557123.7 | 44735.3572 | 165770.2 | 0 | 712.6063 | 68695.27
MsrNResSpltPkgAC-65to134-S13 | sim_annual | RtL | 2020 | CZ07 | cDXGF | DXSZCap | 171.1061 | 129997 | 1184215.0096 | 373221 | 0 | 557123.7 | 37301.0096 | 147314.2 | 0 | 346.7675 | 68909.22
MsrNResSpltPkgAC-65to134-S13 | sim_annual | RtL | 2020 | CZ08 | cDXGF | DXSZCap | 208.0831 | 129997 | 1236772.8455 | 373221 | 0 | 557123.7 | 34791.8455 | 194837.1 | 0 | 915.8408 | 75883.48
MsrNResSpltPkgAC-65to134-S13 | sim_annual | RtL | 2020 | CZ09 | cDXGF | DXSZCap | 254.6086 | 129997 | 1234040.7887 | 373221 | 0 | 557123.7 | 37628.7887 | 178801.1 | 0 | 1607.072 | 85659.54
MsrNResSpltPkgAC-65to134-S13 | sim_annual | RtL | 2020 | CZ10 | cDXGF | DXSZCap | 232.5705 | 129997 | 1267407.0716 | 373221 | 0 | 557123.7 | 50701.0716 | 202216.1 | 0 | 2155.174 | 81991.04
MsrNResSpltPkgAC-65to134-S13 | sim_annual | RtL | 2020 | CZ11 | cDXGF | DXSZCap | 245.9736 | 129997 | 1312733.068 | 373221 | 0 | 557123.7 | 98646.068 | 194348.4 | 0 | 4187.74 | 85206.96
MsrNResSpltPkgAC-65to134-S13 | sim_annual | RtL | 2020 | CZ12 | cDXGF | DXSZCap | 224.2521 | 129997 | 1273313.4647 | 373221 | 0 | 557123.7 | 103006.4647 | 155064.8 | 0 | 3543.858 | 81354.59
MsrNResSpltPkgAC-65to134-S13 | sim_annual | RtL | 2020 | CZ13 | cDXGF | DXSZCap | 250.6021 | 129997 | 1323867.5982 | 373221 | 0 | 557123.7 | 83070.5982 | 218097.9 | 0 | 3714.094 | 88640.95
MsrNResSpltPkgAC-65to134-S13 | sim_annual | RtL | 2020 | CZ14 | cDXGF | DXSZCap | 250.5728 | 129997 | 1301346.1499 | 373221 | 0 | 557123.7 | 91924.1499 | 189132.1 | 0 | 4426.922 | 85519.03
MsrNResSpltPkgAC-65to134-S13 | sim_annual | RtL | 2020 | CZ15 | cDXGF | DXSZCap | 334.9276 | 129997 | 1424132.7464 | 373221 | 0 | 557123.7 | 12940.7464 | 366921.3 | 0 | 1256.504 | 112670.6
MsrNResSpltPkgAC-65to134-S13 | sim_annual | RtL | 2020 | CZ16 | cDXGF | DXSZCap | 165.3557 | 129997 | 1372132.092 | 373221 | 0 | 557123.7 | 303092.092 | 71672.45 | 0 | 5199.423 | 61823.78
MsrNResSpltPkgAC-65to134-S13 | sim_annual | RtS | 1975 | CZ01 | cDXGF | DXSZCap | 16.1551 | 7999.929 | 95275.1254 | 26261.42 | 0 | 24619.78 | 38827.7154 | 655.4481 | 0 | 436.8699 | 4473.995
MsrNResSpltPkgAC-65to134-S13 | sim_annual | RtS | 1975 | CZ02 | cDXGF | DXSZCap | 18.5618 | 7999.929 | 87261.8378 | 26261.42 | 0 | 24619.78 | 21429.9878 | 8877.38 | 0 | 362.9672 | 5710.412
MsrNResSpltPkgAC-65to134-S13 | sim_annual | RtS | 1975 | CZ03 | cDXGF | DXSZCap | 17.5239 | 7999.929 | 77697.2503 | 26261.42 | 0 | 24619.78 | 16340.6803 | 4974.737 | 0 | 190.1785 | 5310.586
MsrNResSpltPkgAC-65to134-S13 | sim_annual | RtS | 1975 | CZ04 | cDXGF | DXSZCap | 18.8985 | 7999.929 | 81664.9681 | 26261.42 | 0 | 24619.78 | 13250.4181 | 11303.31 | 0 | 208.8957 | 6021.247
MsrNResSpltPkgAC-65to134-S13 | sim_annual | RtS | 1975 | CZ05 | cDXGF | DXSZCap | 17.2177 | 7999.929 | 74119.1629 | 26261.42 | 0 | 24619.78 | 11684.5529 | 6074.005 | 0 | 215.0898 | 5264.447
MsrNResSpltPkgAC-65to134-S13 | sim_annual | RtS | 1975 | CZ06 | cDXGF | DXSZCap | 19.1761 | 7999.929 | 73940.4547 | 26261.42 | 0 | 24619.78 | 4451.8947 | 12743.91 | 0 | 78.3187 | 5785.248
MsrNResSpltPkgAC-65to134-S13 | sim_annual | RtS | 1975 | CZ07 | cDXGF | DXSZCap | 18.5831 | 7999.929 | 70618.8294 | 26261.42 | 0 | 24619.78 | 3284.8494 | 10717.45 | 0 | 37.6608 | 5697.794
MsrNResSpltPkgAC-65to134-S13 | sim_annual | RtS | 1975 | CZ08 | cDXGF | DXSZCap | 19.8579 | 7999.929 | 77397.1183 | 26261.42 | 0 | 24619.78 | 3637.4983 | 16597.54 | 0 | 87.401 | 6193.613
MsrNResSpltPkgAC-65to134-S13 | sim_annual | RtS | 1975 | CZ09 | cDXGF | DXSZCap | 24.9186 | 7999.929 | 80078.583 | 26261.42 | 0 | 24619.78 | 5820.193 | 16003.8 | 0 | 157.2843 | 7216.219
MsrNResSpltPkgAC-65to134-S13 | sim_annual | RtS | 1975 | CZ10 | cDXGF | DXSZCap | 23.2729 | 7999.929 | 83961.5804 | 26261.42 | 0 | 24619.78 | 7551.8904 | 18252.86 | 0 | 215.6638 | 7060.089
MsrNResSpltPkgAC-65to134-S13 | sim_annual | RtS | 1975 | CZ11 | cDXGF | DXSZCap | 25.4844 | 7999.929 | 102577.562 | 26261.42 | 0 | 24619.78 | 25293.392 | 18257.63 | 0 | 433.878 | 7711.58
MsrNResSpltPkgAC-65to134-S13 | sim_annual | RtS | 1975 | CZ12 | cDXGF | DXSZCap | 22.8046 | 7999.929 | 93755.5229 | 26261.42 | 0 | 24619.78 | 21430.4829 | 14008.98 | 0 | 360.3821 | 7074.594
MsrNResSpltPkgAC-65to134-S13 | sim_annual | RtS | 1975 | CZ13 | cDXGF | DXSZCap | 25.8241 | 7999.929 | 99181.1732 | 26261.42 | 0 | 24619.78 | 19486.5832 | 20426.68 | 0 | 382.7299 | 8004.102
MsrNResSpltPkgAC-65to134-S13 | sim_annual | RtS | 1975 | CZ14 | cDXGF | DXSZCap | 25.6959 | 7999.929 | 95193.6044 | 26261.42 | 0 | 24619.78 | 18200.4744 | 17991.3 | 0 | 453.9721 | 7666.781
MsrNResSpltPkgAC-65to134-S13 | sim_annual | RtS | 1975 | CZ15 | cDXGF | DXSZCap | 32.7979 | 7999.929 | 99746.815 | 26261.42 | 0 | 24619.78 | 2579.545 | 36197.39 | 0 | 123.0435 | 9965.73
MsrNResSpltPkgAC-65to134-S13 | sim_annual | RtS | 1975 | CZ16 | cDXGF | DXSZCap | 18.9962 | 7999.929 | 119623.9404 | 26261.42 | 0 | 24619.78 | 55875.9204 | 6293.991 | 0 | 597.4576 | 5975.492
MsrNResSpltPkgAC-65to134-S13 | sim_annual | RtS | 1985 | CZ01 | cDXGF | DXSZCap | 16.0432 | 7999.929 | 94724.5529 | 26261.42 | 0 | 23576.54 | 39374.8929 | 637.2565 | 0 | 433.8432 | 4440.514
MsrNResSpltPkgAC-65to134-S13 | sim_annual | RtS | 1985 | CZ02 | cDXGF | DXSZCap | 18.4654 | 7999.929 | 86385.6862 | 26261.42 | 0 | 23576.54 | 21734.3562 | 8780.274 | 0 | 361.0827 | 5671.926
MsrNResSpltPkgAC-65to134-S13 | sim_annual | RtS | 1985 | CZ03 | cDXGF | DXSZCap | 17.3998 | 7999.929 | 76805.1613 | 26261.42 | 0 | 23576.54 | 16612.4613 | 4900.04 | 0 | 188.8306 | 5265.762
MsrNResSpltPkgAC-65to134-S13 | sim_annual | RtS | 1985 | CZ04 | cDXGF | DXSZCap | 18.8004 | 7999.929 | 80691.0009 | 26261.42 | 0 | 23576.54 | 13473.9009 | 11191.31 | 0 | 207.8113 | 5979.906
MsrNResSpltPkgAC-65to134-S13 | sim_annual | RtS | 1985 | CZ05 | cDXGF | DXSZCap | 17.0959 | 7999.929 | 73135.0565 | 26261.42 | 0 | 23576.54 | 11881.9265 | 5982.59 | 0 | 213.5682 | 5218.918
MsrNResSpltPkgAC-65to134-S13 | sim_annual | RtS | 1985 | CZ06 | cDXGF | DXSZCap | 19.0519 | 7999.929 | 72807.2163 | 26261.42 | 0 | 23576.54 | 4540.7763 | 12609.98 | 0 | 77.8117 | 5740.568
MsrNResSpltPkgAC-65to134-S13 | sim_annual | RtS | 1985 | CZ07 | cDXGF | DXSZCap | 18.4596 | 7999.929 | 69473.0825 | 26261.42 | 0 | 23576.54 | 3354.2025 | 10592.34 | 0 | 37.4106 | 5651.059
MsrNResSpltPkgAC-65to134-S13 | sim_annual | RtS | 1985 | CZ08 | cDXGF | DXSZCap | 19.7613 | 7999.929 | 76237.6159 | 26261.42 | 0 | 23576.54 | 3709.8459 | 16449.88 | 0 | 86.9758 | 6152.827
MsrNResSpltPkgAC-65to134-S13 | sim_annual | RtS | 1985 | CZ09 | cDXGF | DXSZCap | 24.8162 | 7999.929 | 78974.2126 | 26261.42 | 0 | 23576.54 | 5930.8826 | 15869.75 | 0 | 156.6379 | 7178.859
MsrNResSpltPkgAC-65to134-S13 | sim_annual | RtS | 1985 | CZ10 | cDXGF | DXSZCap | 23.1712 | 7999.929 | 82867.2758 | 26261.42 | 0 | 23576.54 | 7686.1957 | 18107.8 | 0 | 214.7216 | 7020.491
MsrNResSpltPkgAC-65to134-S13 | sim_annual | RtS | 1985 | CZ11 | cDXGF | DXSZCap | 25.3781 | 7999.929 | 101692.921 | 26261.42 | 0 | 23576.54 | 25614.561 | 18135.66 | 0 | 432.066 | 7672.589
MsrNResSpltPkgAC-65to134-S13 | sim_annual | RtS | 1985 | CZ12 | cDXGF | DXSZCap | 22.7011 | 7999.929 | 92836.5219 | 26261.42 | 0 | 23576.54 | 21713.2719 | 13893.07 | 0 | 358.7465 | 7033.379
MsrNResSpltPkgAC-65to134-S13 | sim_annual | RtS | 1985 | CZ13 | cDXGF | DXSZCap | 25.7207 | 7999.929 | 98214.4831 | 26261.42 | 0 | 23576.54 | 19739.073 | 20293.19 | 0 | 381.1965 | 7962.973
MsrNResSpltPkgAC-65to134-S13 | sim_annual | RtS | 1985 | CZ14 | cDXGF | DXSZCap | 25.5927 | 7999.929 | 94228.8176 | 26261.42 | 0 | 23576.54 | 18443.9076 | 17866.27 | 0 | 452.1516 | 7628.432
MsrNResSpltPkgAC-65to134-S13 | sim_annual | RtS | 1985 | CZ15 | cDXGF | DXSZCap | 32.6891 | 7999.929 | 98527.5516 | 26261.42 | 0 | 23576.54 | 2635.8916 | 36006.2 | 0 | 122.6357 | 9924.781
MsrNResSpltPkgAC-65to134-S13 | sim_annual | RtS | 1985 | CZ16 | cDXGF | DXSZCap | 18.8753 | 7999.929 | 118946.369 | 26261.42 | 0 | 23576.54 | 56347.709 | 6233.604 | 0 | 593.652 | 5933.338
MsrNResSpltPkgAC-65to134-S13 | sim_annual | RtS | 1996 | CZ01 | cDXGF | DXSZCap | 14.5634 | 7999.929 | 89689.5933 | 26261.42 | 0 | 22533.54 | 35906.5933 | 569.7258 | 0 | 393.8269 | 4024.497
MsrNResSpltPkgAC-65to134-S13 | sim_annual | RtS | 1996 | CZ02 | cDXGF | DXSZCap | 17.7002 | 7999.929 | 84701.2503 | 26261.42 | 0 | 22533.54 | 22066.9903 | 8115.41 | 0 | 346.1196 | 5377.781
MsrNResSpltPkgAC-65to134-S13 | sim_annual | RtS | 1996 | CZ03 | cDXGF | DXSZCap | 16.5937 | 7999.929 | 75522.5012 | 26261.42 | 0 | 22533.54 | 17215.2912 | 4377.308 | 0 | 180.0832 | 4954.868
MsrNResSpltPkgAC-65to134-S13 | sim_annual | RtS | 1996 | CZ04 | cDXGF | DXSZCap | 18.0827 | 7999.929 | 78802.2951 | 26261.42 | 0 | 22533.54 | 13753.6251 | 10383.74 | 0 | 199.8791 | 5670.112
MsrNResSpltPkgAC-65to134-S13 | sim_annual | RtS | 1996 | CZ05 | cDXGF | DXSZCap | 16.2794 | 7999.929 | 71734.6799 | 26261.42 | 0 | 22533.54 | 12449.9099 | 5380.796 | 0 | 203.3678 | 4905.654
MsrNResSpltPkgAC-65to134-S13 | sim_annual | RtS | 1996 | CZ06 | cDXGF | DXSZCap | 18.5485 | 7999.929 | 71694.4561 | 26261.42 | 0 | 22533.54 | 5616.7661 | 11699.81 | 0 | 75.7556 | 5507.162
MsrNResSpltPkgAC-65to134-S13 | sim_annual | RtS | 1996 | CZ07 | cDXGF | DXSZCap | 17.973 | 7999.929 | 68380.0255 | 26261.42 | 0 | 22533.54 | 4307.4955 | 9819.887 | 0 | 36.4245 | 5421.257
MsrNResSpltPkgAC-65to134-S13 | sim_annual | RtS | 1996 | CZ08 | cDXGF | DXSZCap | 19.5119 | 7999.929 | 75067.0414 | 26261.42 | 0 | 22533.54 | 4589.4114 | 15627.25 | 0 | 85.8783 | 5969.546
MsrNResSpltPkgAC-65to134-S13 | sim_annual | RtS | 1996 | CZ09 | cDXGF | DXSZCap | 24.5581 | 7999.929 | 78234.9072 | 26261.42 | 0 | 22533.54 | 7177.5272 | 15084.29 | 0 | 155.0086 | 7023.141
MsrNResSpltPkgAC-65to134-S13 | sim_annual | RtS | 1996 | CZ10 | cDXGF | DXSZCap | 22.9283 | 7999.929 | 82262.3859 | 26261.42 | 0 | 22533.54 | 9128.3359 | 17278.24 | 0 | 212.4702 | 6848.373
MsrNResSpltPkgAC-65to134-S13 | sim_annual | RtS | 1996 | CZ11 | cDXGF | DXSZCap | 23.4066 | 7999.929 | 95208.8516 | 26261.42 | 0 | 22533.54 | 22774.6116 | 16247.11 | 0 | 398.5 | 6993.67
MsrNResSpltPkgAC-65to134-S13 | sim_annual | RtS | 1996 | CZ12 | cDXGF | DXSZCap | 20.8409 | 7999.929 | 87375.0978 | 26261.42 | 0 | 22533.54 | 19464.2478 | 12398.92 | 0 | 329.3496 | 6387.626
MsrNResSpltPkgAC-65to134-S13 | sim_annual | RtS | 1996 | CZ13 | cDXGF | DXSZCap | 23.7588 | 7999.929 | 92384.441 | 26261.42 | 0 | 22533.54 | 17726.541 | 18244.42 | 0 | 352.1203 | 7266.422
MsrNResSpltPkgAC-65to134-S13 | sim_annual | RtS | 1996 | CZ14 | cDXGF | DXSZCap | 23.5225 | 7999.929 | 88566.1362 | 26261.42 | 0 | 22533.54 | 16635.9862 | 15808.16 | 0 | 415.5764 | 6911.456
MsrNResSpltPkgAC-65to134-S13 | sim_annual | RtS | 1996 | CZ15 | cDXGF | DXSZCap | 30.299 | 7999.929 | 92663.7016 | 26261.42 | 0 | 22533.54 | 2247.8216 | 32426.39 | 0 | 113.6688 | 9080.831
MsrNResSpltPkgAC-65to134-S13 | sim_annual | RtS | 1996 | CZ16 | cDXGF | DXSZCap | 16.8366 | 7999.929 | 111193.8764 | 26261.42 | 0 | 22533.54 | 51147.4864 | 5468.488 | 0 | 529.5333 | 5253.4
MsrNResSpltPkgAC-65to134-S13 | sim_annual | RtS | 2003 | CZ01 | cDXGF | DXSZCap | 13.0266 | 7999.929 | 88689.6609 | 26261.42 | 0 | 21490.53 | 36511.1109 | 479.2687 | 0 | 352.267 | 3595.128
MsrNResSpltPkgAC-65to134-S13 | sim_annual | RtS | 2003 | CZ02 | cDXGF | DXSZCap | 15.4798 | 7999.929 | 79304.2463 | 26261.42 | 0 | 21490.53 | 19811.0163 | 6792.766 | 0 | 302.7007 | 4645.915
MsrNResSpltPkgAC-65to134-S13 | sim_annual | RtS | 2003 | CZ03 | cDXGF | DXSZCap | 14.641 | 7999.929 | 72898.0649 | 26261.42 | 0 | 21490.53 | 16977.7649 | 3670.366 | 0 | 158.891 | 4339.171
MsrNResSpltPkgAC-65to134-S13 | sim_annual | RtS | 2003 | CZ04 | cDXGF | DXSZCap | 16.3781 | 7999.929 | 75381.725 | 26261.42 | 0 | 21490.53 | 13457.865 | 8946.789 | 0 | 181.0377 | 5044.166
MsrNResSpltPkgAC-65to134-S13 | sim_annual | RtS | 2003 | CZ05 | cDXGF | DXSZCap | 14.497 | 7999.929 | 69509.5938 | 26261.42 | 0 | 21490.53 | 12742.4938 | 4505.739 | 0 | 181.1012 | 4328.387
MsrNResSpltPkgAC-65to134-S13 | sim_annual | RtS | 2003 | CZ06 | cDXGF | DXSZCap | 16.242 | 7999.929 | 68572.8608 | 26261.42 | 0 | 21490.53 | 5818.1508 | 10134.07 | 0 | 66.3354 | 4802.475
MsrNResSpltPkgAC-65to134-S13 | sim_annual | RtS | 2003 | CZ07 | cDXGF | DXSZCap | 15.7701 | 7999.929 | 65815.0017 | 26261.42 | 0 | 21490.53 | 4707.6017 | 8575.42 | 0 | 31.9601 | 4748.175
MsrNResSpltPkgAC-65to134-S13 | sim_annual | RtS | 2003 | CZ08 | cDXGF | DXSZCap | 17.9741 | 7999.929 | 71749.2332 | 26261.42 | 0 | 21490.53 | 4730.1832 | 13787.58 | 0 | 79.1102 | 5400.504
MsrNResSpltPkgAC-65to134-S13 | sim_annual | RtS | 2003 | CZ09 | cDXGF | DXSZCap | 22.6832 | 7999.929 | 74915.8133 | 26261.42 | 0 | 21490.53 | 7353.7433 | 13256.73 | 0 | 143.175 | 6410.323
MsrNResSpltPkgAC-65to134-S13 | sim_annual | RtS | 2003 | CZ10 | cDXGF | DXSZCap | 19.8699 | 7999.929 | 75807.2632 | 26261.42 | 0 | 21490.53 | 7352.9932 | 14640.13 | 0 | 184.1301 | 5878.15
MsrNResSpltPkgAC-65to134-S13 | sim_annual | RtS | 2003 | CZ11 | cDXGF | DXSZCap | 21.9308 | 7999.929 | 92261.3887 | 26261.42 | 0 | 21490.53 | 22936.3887 | 14724.75 | 0 | 373.3763 | 6475.004
MsrNResSpltPkgAC-65to134-S13 | sim_annual | RtS | 2003 | CZ12 | cDXGF | DXSZCap | 19.4141 | 7999.929 | 84697.741 | 26261.42 | 0 | 21490.53 | 19680.851 | 11092.21 | 0 | 306.801 | 5866.025
MsrNResSpltPkgAC-65to134-S13 | sim_annual | RtS | 2003 | CZ13 | cDXGF | DXSZCap | 22.2217 | 7999.929 | 89375.6654 | 26261.42 | 0 | 21490.53 | 18003.2854 | 16580.62 | 0 | 329.3405 | 6710.589
MsrNResSpltPkgAC-65to134-S13 | sim_annual | RtS | 2003 | CZ14 | cDXGF | DXSZCap | 22.1604 | 7999.929 | 86631.6535 | 26261.42 | 0 | 21490.53 | 17670.6835 | 14385.11 | 0 | 391.512 | 6432.475
MsrNResSpltPkgAC-65to134-S13 | sim_annual | RtS | 2003 | CZ15 | cDXGF | DXSZCap | 28.862 | 7999.929 | 88965.4573 | 26261.42 | 0 | 21490.53 | 2474.1673 | 30081.29 | 0 | 108.2779 | 8549.84
MsrNResSpltPkgAC-65to134-S13 | sim_annual | RtS | 2003 | CZ16 | cDXGF | DXSZCap | 14.8909 | 7999.929 | 108564.522 | 26261.42 | 0 | 21490.53 | 50953.872 | 4765.849 | 0 | 468.3391 | 4624.598
MsrNResSpltPkgAC-65to134-S13 | sim_annual | RtS | 2007 | CZ01 | cDXGF | DXSZCap | 13.0183 | 7999.929 | 87047.3763 | 26261.42 | 0 | 21490.53 | 34869.6663 | 482.9616 | 0 | 352.0438 | 3590.805
MsrNResSpltPkgAC-65to134-S13 | sim_annual | RtS | 2007 | CZ02 | cDXGF | DXSZCap | 15.22 | 7999.929 | 78042.8318 | 26261.42 | 0 | 21490.53 | 18666.4118 | 6748.45 | 0 | 297.6205 | 4578.484
MsrNResSpltPkgAC-65to134-S13 | sim_annual | RtS | 2007 | CZ03 | cDXGF | DXSZCap | 14.6319 | 7999.929 | 71887.3087 | 26261.42 | 0 | 21490.53 | 15974.2487 | 3666.471 | 0 | 158.7923 | 4335.95
MsrNResSpltPkgAC-65to134-S13 | sim_annual | RtS | 2007 | CZ04 | cDXGF | DXSZCap | 16.1662 | 7999.929 | 74382.0485 | 26261.42 | 0 | 21490.53 | 12563.1485 | 8898.229 | 0 | 178.6953 | 4990.111
MsrNResSpltPkgAC-65to134-S13 | sim_annual | RtS | 2007 | CZ05 | cDXGF | DXSZCap | 14.4893 | 7999.929 | 68640.9069 | 26261.42 | 0 | 21490.53 | 11876.7169 | 4505.82 | 0 | 181.005 | 4325.492
MsrNResSpltPkgAC-65to134-S13 | sim_annual | RtS | 2007 | CZ06 | cDXGF | DXSZCap | 16.242 | 7999.929 | 68572.8608 | 26261.42 | 0 | 21490.53 | 5818.1508 | 10134.07 | 0 | 66.3354 | 4802.475
MsrNResSpltPkgAC-65to134-S13 | sim_annual | RtS | 2007 | CZ07 | cDXGF | DXSZCap | 15.7701 | 7999.929 | 65815.0017 | 26261.42 | 0 | 21490.53 | 4707.6017 | 8575.42 | 0 | 31.9601 | 4748.175
MsrNResSpltPkgAC-65to134-S13 | sim_annual | RtS | 2007 | CZ08 | cDXGF | DXSZCap | 17.9741 | 7999.929 | 71749.2332 | 26261.42 | 0 | 21490.53 | 4730.1832 | 13787.58 | 0 | 79.1102 | 5400.504
MsrNResSpltPkgAC-65to134-S13 | sim_annual | RtS | 2007 | CZ09 | cDXGF | DXSZCap | 22.6832 | 7999.929 | 74915.8133 | 26261.42 | 0 | 21490.53 | 7353.7433 | 13256.73 | 0 | 143.175 | 6410.323
MsrNResSpltPkgAC-65to134-S13 | sim_annual | RtS | 2007 | CZ10 | cDXGF | DXSZCap | 19.5856 | 7999.929 | 75009.8721 | 26261.42 | 0 | 21490.53 | 6754.4821 | 14517.28 | 0 | 181.4949 | 5804.76
MsrNResSpltPkgAC-65to134-S13 | sim_annual | RtS | 2007 | CZ11 | cDXGF | DXSZCap | 21.5809 | 7999.929 | 90699.9489 | 26261.42 | 0 | 21490.53 | 21634.3289 | 14565.38 | 0 | 367.4171 | 6380.976
MsrNResSpltPkgAC-65to134-S13 | sim_annual | RtS | 2007 | CZ12 | cDXGF | DXSZCap | 19.1113 | 7999.929 | 83388.3895 | 26261.42 | 0 | 21490.53 | 18557.2195 | 10991.42 | 0 | 302.0163 | 5785.872
MsrNResSpltPkgAC-65to134-S13 | sim_annual | RtS | 2007 | CZ13 | cDXGF | DXSZCap | 21.8864 | 7999.929 | 88014.5259 | 26261.42 | 0 | 21490.53 | 16947.5859 | 16373.69 | 0 | 324.3712 | 6617.008
MsrNResSpltPkgAC-65to134-S13 | sim_annual | RtS | 2007 | CZ14 | cDXGF | DXSZCap | 21.8376 | 7999.929 | 85214.7572 | 26261.42 | 0 | 21490.53 | 16502.3372 | 14229.53 | 0 | 385.8086 | 6345.213
MsrNResSpltPkgAC-65to134-S13 | sim_annual | RtS | 2007 | CZ15 | cDXGF | DXSZCap | 28.4687 | 7999.929 | 88151.2554 | 26261.42 | 0 | 21490.53 | 2165.9354 | 29687.77 | 0 | 106.8023 | 8438.91
MsrNResSpltPkgAC-65to134-S13 | sim_annual | RtS | 2007 | CZ16 | cDXGF | DXSZCap | 14.6956 | 7999.929 | 106478.9781 | 26261.42 | 0 | 21490.53 | 48957.8681 | 4738.532 | 0 | 462.1971 | 4568.529
MsrNResSpltPkgAC-65to134-S13 | sim_annual | RtS | 2011 | CZ01 | cDXGF | DXSZCap | 12.9589 | 7999.929 | 84964.6641 | 26261.42 | 0 | 21490.53 | 32776.0641 | 508.4262 | 0 | 350.436 | 3577.878
MsrNResSpltPkgAC-65to134-S13 | sim_annual | RtS | 2011 | CZ02 | cDXGF | DXSZCap | 14.8974 | 7999.929 | 76804.9754 | 26261.42 | 0 | 21490.53 | 17561.1454 | 6704.602 | 0 | 291.3125 | 4496.068
MsrNResSpltPkgAC-65to134-S13 | sim_annual | RtS | 2011 | CZ03 | cDXGF | DXSZCap | 14.6224 | 7999.929 | 70861.4749 | 26261.42 | 0 | 21490.53 | 14953.5949 | 3664.36 | 0 | 158.6895 | 4332.972
MsrNResSpltPkgAC-65to134-S13 | sim_annual | RtS | 2011 | CZ04 | cDXGF | DXSZCap | 15.9387 | 7999.929 | 73372.6114 | 26261.42 | 0 | 21490.53 | 11659.9614 | 8851.345 | 0 | 176.1795 | 4933.251
MsrNResSpltPkgAC-65to134-S13 | sim_annual | RtS | 2011 | CZ05 | cDXGF | DXSZCap | 14.4893 | 7999.929 | 68640.9069 | 26261.42 | 0 | 21490.53 | 11876.7169 | 4505.82 | 0 | 181.005 | 4325.492
MsrNResSpltPkgAC-65to134-S13 | sim_annual | RtS | 2011 | CZ06 | cDXGF | DXSZCap | 16.242 | 7999.929 | 68572.8608 | 26261.42 | 0 | 21490.53 | 5818.1508 | 10134.07 | 0 | 66.3354 | 4802.475
MsrNResSpltPkgAC-65to134-S13 | sim_annual | RtS | 2011 | CZ07 | cDXGF | DXSZCap | 15.5996 | 7999.929 | 65332.0385 | 26261.42 | 0 | 21490.53 | 4286.0685 | 8558.969 | 0 | 31.6146 | 4703.515
MsrNResSpltPkgAC-65to134-S13 | sim_annual | RtS | 2011 | CZ08 | cDXGF | DXSZCap | 17.7352 | 7999.929 | 71177.1371 | 26261.42 | 0 | 21490.53 | 4313.4171 | 13694.47 | 0 | 78.0588 | 5339.352
MsrNResSpltPkgAC-65to134-S13 | sim_annual | RtS | 2011 | CZ09 | cDXGF | DXSZCap | 21.5828 | 7999.929 | 71941.2825 | 26261.42 | 0 | 21490.53 | 5059.2925 | 12868.27 | 0 | 136.2284 | 6125.637
MsrNResSpltPkgAC-65to134-S13 | sim_annual | RtS | 2011 | CZ10 | cDXGF | DXSZCap | 19.2949 | 7999.929 | 74229.7905 | 26261.42 | 0 | 21490.53 | 6174.1605 | 14395.02 | 0 | 178.8014 | 5729.958
MsrNResSpltPkgAC-65to134-S13 | sim_annual | RtS | 2011 | CZ11 | cDXGF | DXSZCap | 20.1814 | 7999.929 | 83973.9639 | 26261.42 | 0 | 21490.53 | 16097.6339 | 13792.91 | 0 | 343.5926 | 5987.964
MsrNResSpltPkgAC-65to134-S13 | sim_annual | RtS | 2011 | CZ12 | cDXGF | DXSZCap | 18.4588 | 7999.929 | 80604.3673 | 26261.42 | 0 | 21490.53 | 16164.5873 | 10780.09 | 0 | 291.7057 | 5616.104
MsrNResSpltPkgAC-65to134-S13 | sim_annual | RtS | 2011 | CZ13 | cDXGF | DXSZCap | 20.8026 | 7999.929 | 83523.9431 | 26261.42 | 0 | 21490.53 | 13519.4331 | 15638.46 | 0 | 308.307 | 6305.856
MsrNResSpltPkgAC-65to134-S13 | sim_annual | RtS | 2011 | CZ14 | cDXGF | DXSZCap | 20.4692 | 7999.929 | 79618.6029 | 26261.42 | 0 | 21490.53 | 11971.5229 | 13553.1 | 0 | 361.6328 | 5980.469
MsrNResSpltPkgAC-65to134-S13 | sim_annual | RtS | 2011 | CZ15 | cDXGF | DXSZCap | 26.8679 | 7999.929 | 84766.6806 | 26261.42 | 0 | 21490.53 | 1384.1006 | 27593.4 | 0 | 100.7968 | 7936.563
MsrNResSpltPkgAC-65to134-S13 | sim_annual | RtS | 2011 | CZ16 | cDXGF | DXSZCap | 14.2571 | 7999.929 | 95424.0229 | 26261.42 | 0 | 21490.53 | 38232.1929 | 4570.083 | 0 | 448.4063 | 4421.476
MsrNResSpltPkgAC-65to134-S13 | sim_annual | RtS | 2015 | CZ01 | cDXGF | DXSZCap | 12.565 | 7999.929 | 87653.1789 | 22467.66 | 0 | 21490.53 | 39595.2289 | 320.2606 | 0 | 339.7842 | 3439.713
MsrNResSpltPkgAC-65to134-S13 | sim_annual | RtS | 2015 | CZ02 | cDXGF | DXSZCap | 14.6052 | 7999.929 | 75338.051 | 22467.66 | 0 | 21490.53 | 20799.8209 | 5983.526 | 0 | 285.5977 | 4311.017
MsrNResSpltPkgAC-65to134-S13 | sim_annual | RtS | 2015 | CZ03 | cDXGF | DXSZCap | 13.5128 | 7999.929 | 68084.704 | 22467.66 | 0 | 21490.53 | 17004.214 | 3034.006 | 0 | 146.6476 | 3941.678
MsrNResSpltPkgAC-65to134-S13 | sim_annual | RtS | 2015 | CZ04 | cDXGF | DXSZCap | 15.002 | 7999.929 | 69681.2924 | 22467.66 | 0 | 21490.53 | 13174.3524 | 7832.455 | 0 | 165.8258 | 4550.533
MsrNResSpltPkgAC-65to134-S13 | sim_annual | RtS | 2015 | CZ05 | cDXGF | DXSZCap | 13.3935 | 7999.929 | 65642.5558 | 22467.66 | 0 | 21490.53 | 13833.1658 | 3750.677 | 0 | 167.3167 | 3933.301
MsrNResSpltPkgAC-65to134-S13 | sim_annual | RtS | 2015 | CZ06 | cDXGF | DXSZCap | 15.0166 | 7999.929 | 64023.9107 | 22467.66 | 0 | 21490.53 | 6725.4107 | 8901.014 | 0 | 61.3306 | 4378.035
MsrNResSpltPkgAC-65to134-S13 | sim_annual | RtS | 2015 | CZ07 | cDXGF | DXSZCap | 14.3913 | 7999.929 | 60824.8435 | 22467.66 | 0 | 21490.53 | 5092.6535 | 7474.021 | 0 | 29.1656 | 4270.87
MsrNResSpltPkgAC-65to134-S13 | sim_annual | RtS | 2015 | CZ08 | cDXGF | DXSZCap | 16.8833 | 7999.929 | 66309.0559 | 22467.66 | 0 | 21490.53 | 4913.4459 | 12380.91 | 0 | 74.3089 | 4982.25
MsrNResSpltPkgAC-65to134-S13 | sim_annual | RtS | 2015 | CZ09 | cDXGF | DXSZCap | 20.6779 | 7999.929 | 67251.8475 | 22467.66 | 0 | 21490.53 | 5716.6175 | 11649.74 | 0 | 130.5174 | 5796.824
MsrNResSpltPkgAC-65to134-S13 | sim_annual | RtS | 2015 | CZ10 | cDXGF | DXSZCap | 19.0643 | 7999.929 | 70679.2217 | 22467.66 | 0 | 21490.53 | 7600.1416 | 13394.24 | 0 | 176.664 | 5550.032
MsrNResSpltPkgAC-65to134-S13 | sim_annual | RtS | 2015 | CZ11 | cDXGF | DXSZCap | 19.9582 | 7999.929 | 81833.266 | 22467.66 | 0 | 21490.53 | 18792.686 | 12922.19 | 0 | 339.7922 | 5820.482
MsrNResSpltPkgAC-65to134-S13 | sim_annual | RtS | 2015 | CZ12 | cDXGF | DXSZCap | 18.193 | 7999.929 | 78261.9757 | 22467.66 | 0 | 21490.53 | 18654.9057 | 9941.688 | 0 | 287.5044 | 5419.741
MsrNResSpltPkgAC-65to134-S13 | sim_annual | RtS | 2015 | CZ13 | cDXGF | DXSZCap | 20.5619 | 7999.929 | 80650.2113 | 22467.66 | 0 | 21490.53 | 15502.2813 | 14761.66 | 0 | 304.7399 | 6123.4
MsrNResSpltPkgAC-65to134-S13 | sim_annual | RtS | 2015 | CZ14 | cDXGF | DXSZCap | 20.2176 | 7999.929 | 77303.9309 | 22467.66 | 0 | 21490.53 | 14620.1609 | 12568.3 | 0 | 357.1886 | 5800.152
MsrNResSpltPkgAC-65to134-S13 | sim_annual | RtS | 2015 | CZ15 | cDXGF | DXSZCap | 26.7352 | 7999.929 | 80001.8916 | 22467.66 | 0 | 21490.53 | 1710.6916 | 26450.21 | 0 | 100.2991 | 7782.558
MsrNResSpltPkgAC-65to134-S13 | sim_annual | RtS | 2015 | CZ16 | cDXGF | DXSZCap | 13.9105 | 7999.929 | 97229.0373 | 22467.66 | 0 | 21490.53 | 44578.8073 | 4028.786 | 0 | 437.5045 | 4225.831
MsrNResSpltPkgAC-65to134-S13 | sim_annual | RtS | 2017 | CZ01 | cDXGF | DXSZCap | 12.541 | 7999.929 | 84145.8862 | 22391.06 | 0 | 21490.53 | 36174.7762 | 322.6329 | 0 | 339.1388 | 3427.798
MsrNResSpltPkgAC-65to134-S13 | sim_annual | RtS | 2017 | CZ02 | cDXGF | DXSZCap | 14.2981 | 7999.929 | 74007.6195 | 22391.06 | 0 | 21490.53 | 19685.0995 | 5931.088 | 0 | 279.5947 | 4230.285
MsrNResSpltPkgAC-65to134-S13 | sim_annual | RtS | 2017 | CZ03 | cDXGF | DXSZCap | 13.4946 | 7999.929 | 66966.7995 | 22391.06 | 0 | 21490.53 | 15981.7495 | 3022.321 | 0 | 146.4497 | 3934.748
MsrNResSpltPkgAC-65to134-S13 | sim_annual | RtS | 2017 | CZ04 | cDXGF | DXSZCap | 14.7472 | 7999.929 | 68588.3827 | 22391.06 | 0 | 21490.53 | 12283.7027 | 7775.8 | 0 | 163.0096 | 4484.302
MsrNResSpltPkgAC-65to134-S13 | sim_annual | RtS | 2017 | CZ05 | cDXGF | DXSZCap | 13.3719 | 7999.929 | 63777.6138 | 22391.06 | 0 | 21490.53 | 12059.9738 | 3744.069 | 0 | 167.0462 | 3924.969
MsrNResSpltPkgAC-65to134-S13 | sim_annual | RtS | 2017 | CZ06 | cDXGF | DXSZCap | 14.5407 | 7999.929 | 62333.8496 | 22391.06 | 0 | 21490.53 | 5341.6596 | 8802.055 | 0 | 59.3869 | 4249.178
MsrNResSpltPkgAC-65to134-S13 | sim_annual | RtS | 2017 | CZ07 | cDXGF | DXSZCap | 14.2475 | 7999.929 | 59798.0691 | 22391.06 | 0 | 21490.53 | 4221.7491 | 7434.998 | 0 | 28.8744 | 4230.886
MsrNResSpltPkgAC-65to134-S13 | sim_annual | RtS | 2017 | CZ08 | cDXGF | DXSZCap | 16.4045 | 7999.929 | 65060.7069 | 22391.06 | 0 | 21490.53 | 4067.177 | 12182.31 | 0 | 72.2016 | 4857.449
MsrNResSpltPkgAC-65to134-S13 | sim_annual | RtS | 2017 | CZ09 | cDXGF | DXSZCap | 20.3885 | 7999.929 | 66418.0621 | 22391.06 | 0 | 21490.53 | 5141.4322 | 11545.06 | 0 | 128.6909 | 5721.31
MsrNResSpltPkgAC-65to134-S13 | sim_annual | RtS | 2017 | CZ10 | cDXGF | DXSZCap | 18.7673 | 7999.929 | 69783.5567 | 22391.06 | 0 | 21490.53 | 6996.3067 | 13259.74 | 0 | 173.912 | 5472.032
MsrNResSpltPkgAC-65to134-S13 | sim_annual | RtS | 2017 | CZ11 | cDXGF | DXSZCap | 19.5738 | 7999.929 | 80111.9785 | 22391.06 | 0 | 21490.53 | 17434.8185 | 12745.46 | 0 | 333.2455 | 5716.886
MsrNResSpltPkgAC-65to134-S13 | sim_annual | RtS | 2017 | CZ12 | cDXGF | DXSZCap | 17.8691 | 7999.929 | 76832.6319 | 22391.06 | 0 | 21490.53 | 17507.1719 | 9828.26 | 0 | 282.3865 | 5333.242
MsrNResSpltPkgAC-65to134-S13 | sim_annual | RtS | 2017 | CZ13 | cDXGF | DXSZCap | 20.1948 | 7999.929 | 79145.197 | 22391.06 | 0 | 21490.53 | 14408.527 | 14534.45 | 0 | 299.3015 | 6021.335
MsrNResSpltPkgAC-65to134-S13 | sim_annual | RtS | 2017 | CZ14 | cDXGF | DXSZCap | 19.8534 | 7999.929 | 75731.4316 | 22391.06 | 0 | 21490.53 | 13402.6316 | 12395.22 | 0 | 350.7534 | 5701.278
MsrNResSpltPkgAC-65to134-S13 | sim_annual | RtS | 2017 | CZ15 | cDXGF | DXSZCap | 26.2971 | 7999.929 | 79082.1702 | 22391.06 | 0 | 21490.53 | 1421.6802 | 26018.97 | 0 | 98.6555 | 7661.301
MsrNResSpltPkgAC-65to134-S13 | sim_annual | RtS | 2017 | CZ16 | cDXGF | DXSZCap | 13.8861 | 7999.929 | 94970.9307 | 22391.06 | 0 | 21490.53 | 42441.0207 | 3997.736 | 0 | 436.7357 | 4213.886
MsrNResSpltPkgAC-65to134-S13 | sim_annual | RtS | 2020 | CZ01 | cDXGF | DXSZCap | 12.2437 | 7999.929 | 82754.6028 | 18024.85 | 0 | 21490.53 | 39294.1128 | 272.7355 | 0 | 331.0975 | 3341.31
MsrNResSpltPkgAC-65to134-S13 | sim_annual | RtS | 2020 | CZ02 | cDXGF | DXSZCap | 13.9022 | 7999.929 | 70764.3174 | 18024.85 | 0 | 21490.53 | 21280.6574 | 5606.441 | 0 | 271.8519 | 4090.069
MsrNResSpltPkgAC-65to134-S13 | sim_annual | RtS | 2020 | CZ03 | cDXGF | DXSZCap | 13.1434 | 7999.929 | 63869.5617 | 18024.85 | 0 | 21490.53 | 17618.1017 | 2784.363 | 0 | 142.6386 | 3809.137
MsrNResSpltPkgAC-65to134-S13 | sim_annual | RtS | 2020 | CZ04 | cDXGF | DXSZCap | 14.3381 | 7999.929 | 64927.9501 | 18024.85 | 0 | 21490.53 | 13527.4701 | 7393.773 | 0 | 158.488 | 4332.898
MsrNResSpltPkgAC-65to134-S13 | sim_annual | RtS | 2020 | CZ05 | cDXGF | DXSZCap | 13.0152 | 7999.929 | 60358.3332 | 18024.85 | 0 | 21490.53 | 13433.8332 | 3451.984 | 0 | 162.5902 | 3794.6
MsrNResSpltPkgAC-65to134-S13 | sim_annual | RtS | 2020 | CZ06 | cDXGF | DXSZCap | 14.1948 | 7999.929 | 58046.8863 | 18024.85 | 0 | 21490.53 | 6031.0563 | 8320.151 | 0 | 57.9742 | 4122.389
MsrNResSpltPkgAC-65to134-S13 | sim_annual | RtS | 2020 | CZ07 | cDXGF | DXSZCap | 13.9158 | 7999.929 | 55507.7729 | 18024.85 | 0 | 21490.53 | 4868.2829 | 6995.508 | 0 | 28.2022 | 4100.454
MsrNResSpltPkgAC-65to134-S13 | sim_annual | RtS | 2020 | CZ08 | cDXGF | DXSZCap | 16.0267 | 7999.929 | 60553.0606 | 18024.85 | 0 | 21490.53 | 4589.6106 | 11662.17 | 0 | 70.5389 | 4715.417
MsrNResSpltPkgAC-65to134-S13 | sim_annual | RtS | 2020 | CZ09 | cDXGF | DXSZCap | 19.9987 | 7999.929 | 62109.8361 | 18024.85 | 0 | 21490.53 | 5804.5761 | 11072.54 | 0 | 126.23 | 5591.161
MsrNResSpltPkgAC-65to134-S13 | sim_annual | RtS | 2020 | CZ10 | cDXGF | DXSZCap | 18.3641 | 7999.929 | 65505.8276 | 18024.85 | 0 | 21490.53 | 7743.3776 | 12748.14 | 0 | 170.175 | 5328.808
MsrNResSpltPkgAC-65to134-S13 | sim_annual | RtS | 2020 | CZ11 | cDXGF | DXSZCap | 19.1584 | 7999.929 | 76578.847 | 18024.85 | 0 | 21490.53 | 18855.177 | 12308.03 | 0 | 326.1738 | 5574.141
MsrNResSpltPkgAC-65to134-S13 | sim_annual | RtS | 2020 | CZ12 | cDXGF | DXSZCap | 17.4503 | 7999.929 | 73261.7277 | 18024.85 | 0 | 21490.53 | 18862.3878 | 9426.206 | 0 | 275.7677 | 5182.052
MsrNResSpltPkgAC-65to134-S13 | sim_annual | RtS | 2020 | CZ13 | cDXGF | DXSZCap | 19.8007 | 7999.929 | 75296.7037 | 18024.85 | 0 | 21490.53 | 15559.6537 | 14053.7 | 0 | 293.4589 | 5874.582
MsrNResSpltPkgAC-65to134-S13 | sim_annual | RtS | 2020 | CZ14 | cDXGF | DXSZCap | 19.4239 | 7999.929 | 72022.1003 | 18024.85 | 0 | 21490.53 | 14660.2404 | 11945.54 | 0 | 343.1669 | 5557.821
MsrNResSpltPkgAC-65to134-S13 | sim_annual | RtS | 2020 | CZ15 | cDXGF | DXSZCap | 25.8874 | 7999.929 | 74122.4692 | 18024.85 | 0 | 21490.53 | 1683.5792 | 25314.13 | 0 | 97.1186 | 7512.319
MsrNResSpltPkgAC-65to134-S13 | sim_annual | RtS | 2020 | CZ16 | cDXGF | DXSZCap | 13.5334 | 7999.929 | 92572.7059 | 18024.85 | 0 | 21490.53 | 44757.5959 | 3785.39 | 0 | 425.644 | 4088.746
MsrNResSpltPkgAC-65to134-S13 | sim_annual | SCn | 1975 | CZ01 | cDXGF | DXSZCap | 323.9708 | 250000.3 | 2230971.31 | 353206.1 | 0 | 356446.5 | 1421363.51 | 2699.44 | 0 | 8760.843 | 88495.55
MsrNResSpltPkgAC-65to134-S13 | sim_annual | SCn | 1975 | CZ02 | cDXGF | DXSZCap | 260.8157 | 250000.3 | 1568670.765 | 353206.1 | 0 | 356446.5 | 744162.865 | 38375.41 | 0 | 5100.124 | 71380.77
MsrNResSpltPkgAC-65to134-S13 | sim_annual | SCn | 1975 | CZ03 | cDXGF | DXSZCap | 325.1039 | 250000.3 | 1472139.2 | 353206.1 | 0 | 356446.5 | 659337.9 | 13560.68 | 0 | 3528.16 | 86060.76
MsrNResSpltPkgAC-65to134-S13 | sim_annual | SCn | 1975 | CZ04 | cDXGF | DXSZCap | 251.6093 | 250000.3 | 1370849.466 | 353206.1 | 0 | 356446.5 | 531109.966 | 57468.72 | 0 | 2781.186 | 69837.9
MsrNResSpltPkgAC-65to134-S13 | sim_annual | SCn | 1975 | CZ05 | cDXGF | DXSZCap | 320.5144 | 250000.3 | 1377431.906 | 353206.1 | 0 | 356446.5 | 562601.606 | 15823.55 | 0 | 4003.947 | 85351.34
MsrNResSpltPkgAC-65to134-S13 | sim_annual | SCn | 1975 | CZ06 | cDXGF | DXSZCap | 325.021 | 250000.3 | 1093203.0411 | 353206.1 | 0 | 356446.5 | 243234.7411 | 50878.36 | 0 | 1327.443 | 88110.89
MsrNResSpltPkgAC-65to134-S13 | sim_annual | SCn | 1975 | CZ07 | cDXGF | DXSZCap | 315.841 | 250000.3 | 1043374.6043 | 353206.1 | 0 | 356446.5 | 208169.2043 | 39088.61 | 0 | 640.0908 | 85825
MsrNResSpltPkgAC-65to134-S13 | sim_annual | SCn | 1975 | CZ08 | cDXGF | DXSZCap | 279.544 | 250000.3 | 1088450.1472 | 353206.1 | 0 | 356446.5 | 197367.8472 | 103734.1 | 0 | 1230.363 | 76466.34
MsrNResSpltPkgAC-65to134-S13 | sim_annual | SCn | 1975 | CZ09 | cDXGF | DXSZCap | 376.6175 | 250000.3 | 1193079.8661 | 353206.1 | 0 | 356446.5 | 277142.1661 | 102754.9 | 0 | 2377.178 | 101154.4
MsrNResSpltPkgAC-65to134-S13 | sim_annual | SCn | 1975 | CZ10 | cDXGF | DXSZCap | 342.6753 | 250000.3 | 1261574.958 | 353206.1 | 0 | 356446.5 | 324645.758 | 131684.5 | 0 | 3175.484 | 92417.99
MsrNResSpltPkgAC-65to134-S13 | sim_annual | SCn | 1975 | CZ11 | cDXGF | DXSZCap | 395.4445 | 250000.3 | 1729394.882 | 353206.1 | 0 | 356446.5 | 750951.382 | 153613.2 | 0 | 6732.504 | 108446.2
MsrNResSpltPkgAC-65to134-S13 | sim_annual | SCn | 1975 | CZ12 | cDXGF | DXSZCap | 340.3982 | 250000.3 | 1566160.729 | 353206.1 | 0 | 356446.5 | 664686.029 | 93125.16 | 0 | 5379.327 | 93318.7
MsrNResSpltPkgAC-65to134-S13 | sim_annual | SCn | 1975 | CZ13 | cDXGF | DXSZCap | 402.8263 | 250000.3 | 1599285.232 | 353206.1 | 0 | 356446.5 | 594328.232 | 177927.3 | 0 | 5970.168 | 111407.8
MsrNResSpltPkgAC-65to134-S13 | sim_annual | SCn | 1975 | CZ14 | cDXGF | DXSZCap | 401.886 | 250000.3 | 1682657.728 | 353206.1 | 0 | 356446.5 | 699477.728 | 156769.1 | 0 | 7100.171 | 109659.3
MsrNResSpltPkgAC-65to134-S13 | sim_annual | SCn | 1975 | CZ15 | cDXGF | DXSZCap | 549.897 | 250000.3 | 1378593.9763 | 353206.1 | 0 | 356446.5 | 137029.9763 | 379810.5 | 0 | 2062.978 | 150038.9
MsrNResSpltPkgAC-65to134-S13 | sim_annual | SCn | 1975 | CZ16 | cDXGF | DXSZCap | 362.0719 | 250000.3 | 2494861.965 | 353206.1 | 0 | 356446.5 | 1640742.865 | 32785.14 | 0 | 11387.53 | 100294.9
MsrNResSpltPkgAC-65to134-S13 | sim_annual | SCn | 1985 | CZ01 | cDXGF | DXSZCap | 323.8538 | 250000.3 | 2227145.153 | 353206.1 | 0 | 341463.9 | 1432922.653 | 2401.325 | 0 | 8757.729 | 88392.9
MsrNResSpltPkgAC-65to134-S13 | sim_annual | SCn | 1985 | CZ02 | cDXGF | DXSZCap | 259.395 | 250000.3 | 1559095.699 | 353206.1 | 0 | 341463.9 | 750854.399 | 37530.61 | 0 | 5072.349 | 70968.23
MsrNResSpltPkgAC-65to134-S13 | sim_annual | SCn | 1985 | CZ03 | cDXGF | DXSZCap | 324.8738 | 250000.3 | 1468091.707 | 353206.1 | 0 | 341463.9 | 669563.307 | 12968.24 | 0 | 3525.663 | 87364.43
MsrNResSpltPkgAC-65to134-S13 | sim_annual | SCn | 1985 | CZ04 | cDXGF | DXSZCap | 250.2112 | 250000.3 | 1359584.582 | 353206.1 | 0 | 341463.9 | 536387.482 | 56379.77 | 0 | 2765.73 | 69381.79
MsrNResSpltPkgAC-65to134-S13 | sim_annual | SCn | 1985 | CZ05 | cDXGF | DXSZCap | 320.3076 | 250000.3 | 1369563.297 | 353206.1 | 0 | 341463.9 | 570274.397 | 15131.73 | 0 | 4001.378 | 85485.86
MsrNResSpltPkgAC-65to134-S13 | sim_annual | SCn | 1985 | CZ06 | cDXGF | DXSZCap | 324.5503 | 250000.3 | 1078939.211 | 353206.1 | 0 | 341463.9 | 246391.611 | 49468.5 | 0 | 1325.525 | 87083.76
MsrNResSpltPkgAC-65to134-S13 | sim_annual | SCn | 1985 | CZ07 | cDXGF | DXSZCap | 315.4029 | 250000.3 | 1029683.8259 | 353206.1 | 0 | 341463.9 | 211038.0259 | 37867.16 | 0 | 639.202 | 85469.56
MsrNResSpltPkgAC-65to134-S13 | sim_annual | SCn | 1985 | CZ08 | cDXGF | DXSZCap | 277.9989 | 250000.3 | 1073503.4395 | 353206.1 | 0 | 341463.9 | 200060.8395 | 102095 | 0 | 1223.566 | 75454.19
MsrNResSpltPkgAC-65to134-S13 | sim_annual | SCn | 1985 | CZ09 | cDXGF | DXSZCap | 375.0771 | 250000.3 | 1179583.0057 | 353206.1 | 0 | 341463.9 | 280604.6057 | 101241.2 | 0 | 2367.461 | 100699.9
MsrNResSpltPkgAC-65to134-S13 | sim_annual | SCn | 1985 | CZ10 | cDXGF | DXSZCap | 341.0149 | 250000.3 | 1248754.945 | 353206.1 | 0 | 341463.9 | 328559.945 | 130007.9 | 0 | 3160.106 | 92357.25
MsrNResSpltPkgAC-65to134-S13 | sim_annual | SCn | 1985 | CZ11 | cDXGF | DXSZCap | 394.1914 | 250000.3 | 1718382.748 | 353206.1 | 0 | 341463.9 | 756653.748 | 152283 | 0 | 6711.184 | 108065.1
MsrNResSpltPkgAC-65to134-S13 | sim_annual | SCn | 1985 | CZ12 | cDXGF | DXSZCap | 338.9221 | 250000.3 | 1554246.176 | 353206.1 | 0 | 341463.9 | 669631.576 | 91936.02 | 0 | 5355.989 | 92652.41
MsrNResSpltPkgAC-65to134-S13 | sim_annual | SCn | 1985 | CZ13 | cDXGF | DXSZCap | 401.1316 | 250000.3 | 1587145.714 | 353206.1 | 0 | 341463.9 | 599155.114 | 176447.2 | 0 | 5945.01 | 110928
MsrNResSpltPkgAC-65to134-S13 | sim_annual | SCn | 1985 | CZ14 | cDXGF | DXSZCap | 400.2084 | 250000.3 | 1671360.302 | 353206.1 | 0 | 341463.9 | 705079.302 | 155336.8 | 0 | 7070.577 | 109203.2
MsrNResSpltPkgAC-65to134-S13 | sim_annual | SCn | 1985 | CZ15 | cDXGF | DXSZCap | 548.2314 | 250000.3 | 1362576.0472 | 353206.1 | 0 | 341463.9 | 138885.0472 | 377422.2 | 0 | 2056.73 | 149542.6
MsrNResSpltPkgAC-65to134-S13 | sim_annual | SCn | 1985 | CZ16 | cDXGF | DXSZCap | 361.6636 | 250000.3 | 2487319.285 | 353206.1 | 0 | 341463.9 | 1649339.485 | 32180.54 | 0 | 11374.69 | 99754.84
MsrNResSpltPkgAC-65to134-S13 | sim_annual | SCn | 1996 | CZ01 | cDXGF | DXSZCap | 323.2482 | 250000.3 | 2227055.912 | 353206.1 | 0 | 326484.5 | 1448177.112 | 2113.068 | 0 | 8741.336 | 88335.8
MsrNResSpltPkgAC-65to134-S13 | sim_annual | SCn | 1996 | CZ02 | cDXGF | DXSZCap | 257.4773 | 250000.3 | 1553460.418 | 353206.1 | 0 | 326484.5 | 761719.718 | 36462.23 | 0 | 5034.853 | 70554.97
MsrNResSpltPkgAC-65to134-S13 | sim_annual | SCn | 1996 | CZ03 | cDXGF | DXSZCap | 324.6093 | 250000.3 | 1463576.097 | 353206.1 | 0 | 326484.5 | 680706.097 | 12289.01 | 0 | 3522.816 | 87368.97
MsrNResSpltPkgAC-65to134-S13 | sim_annual | SCn | 1996 | CZ04 | cDXGF | DXSZCap | 248.2629 | 250000.3 | 1351052.289 | 353206.1 | 0 | 326484.5 | 544766.989 | 54957.01 | 0 | 2744.189 | 68894.94
MsrNResSpltPkgAC-65to134-S13 | sim_annual | SCn | 1996 | CZ05 | cDXGF | DXSZCap | 319.9925 | 250000.3 | 1366657.225 | 353206.1 | 0 | 326484.5 | 582462.025 | 14356.12 | 0 | 3997.46 | 86152.78
MsrNResSpltPkgAC-65to134-S13 | sim_annual | SCn | 1996 | CZ06 | cDXGF | DXSZCap | 326.9185 | 250000.3 | 1116860.148 | 353206.1 | 0 | 326484.5 | 298255.248 | 48941.56 | 0 | 1335.195 | 88639.32
MsrNResSpltPkgAC-65to134-S13 | sim_annual | SCn | 1996 | CZ07 | cDXGF | DXSZCap | 316.9024 | 250000.3 | 1066863.2365 | 353206.1 | 0 | 326484.5 | 263357.3365 | 37340.7 | 0 | 642.2417 | 85834.18
MsrNResSpltPkgAC-65to134-S13 | sim_annual | SCn | 1996 | CZ08 | cDXGF | DXSZCap | 309.521 | 250000.3 | 1119554.8511 | 353206.1 | 0 | 326484.5 | 246566.1511 | 107898.8 | 0 | 1362.303 | 84038.61
MsrNResSpltPkgAC-65to134-S13 | sim_annual | SCn | 1996 | CZ09 | cDXGF | DXSZCap | 411.2965 | 250000.3 | 1238332.223 | 353206.1 | 0 | 326484.5 | 339355.823 | 106796.9 | 0 | 2596.07 | 109894.5
MsrNResSpltPkgAC-65to134-S13 | sim_annual | SCn | 1996 | CZ10 | cDXGF | DXSZCap | 377.5125 | 250000.3 | 1312611.937 | 353206.1 | 0 | 326484.5 | 389399.637 | 137700.3 | 0 | 3498.312 | 102324.8
MsrNResSpltPkgAC-65to134-S13 | sim_annual | SCn | 1996 | CZ11 | cDXGF | DXSZCap | 391.0295 | 250000.3 | 1707289.155 | 353206.1 | 0 | 326484.5 | 763744.055 | 149741.1 | 0 | 6657.344 | 107457.5
MsrNResSpltPkgAC-65to134-S13 | sim_annual | SCn | 1996 | CZ12 | cDXGF | DXSZCap | 336.5057 | 250000.3 | 1543449.332 | 353206.1 | 0 | 326484.5 | 676514.732 | 89858.22 | 0 | 5317.81 | 92069.76
MsrNResSpltPkgAC-65to134-S13 | sim_annual | SCn | 1996 | CZ13 | cDXGF | DXSZCap | 398.0567 | 250000.3 | 1573520.482 | 353206.1 | 0 | 326484.5 | 604246.282 | 173723.4 | 0 | 5899.477 | 109962.4
MsrNResSpltPkgAC-65to134-S13 | sim_annual | SCn | 1996 | CZ14 | cDXGF | DXSZCap | 397.0249 | 250000.3 | 1659684.347 | 353206.1 | 0 | 326484.5 | 712218.247 | 152646.1 | 0 | 7014.294 | 108116.4
MsrNResSpltPkgAC-65to134-S13 | sim_annual | SCn | 1996 | CZ15 | cDXGF | DXSZCap | 545.1236 | 250000.3 | 1345640.9302 | 353206.1 | 0 | 326484.5 | 141999.9302 | 372718.8 | 0 | 2045.069 | 149188.1
MsrNResSpltPkgAC-65to134-S13 | sim_annual | SCn | 1996 | CZ16 | cDXGF | DXSZCap | 360.7419 | 250000.3 | 2480002.261 | 353206.1 | 0 | 326484.5 | 1658431.861 | 31135.09 | 0 | 11345.78 | 99400.3
MsrNResSpltPkgAC-65to134-S13 | sim_annual | SCn | 2003 | CZ01 | cDXGF | DXSZCap | 322.9226 | 250000.3 | 2221525.292 | 353206.1 | 0 | 311499.4 | 1458185.992 | 1851.979 | 0 | 8732.556 | 88046.55
MsrNResSpltPkgAC-65to134-S13 | sim_annual | SCn | 2003 | CZ02 | cDXGF | DXSZCap | 254.7524 | 250000.3 | 1541983.442 | 353206.1 | 0 | 311499.4 | 767248.042 | 35274.83 | 0 | 4981.577 | 69771.13
MsrNResSpltPkgAC-65to134-S13 | sim_annual | SCn | 2003 | CZ03 | cDXGF | DXSZCap | 323.8474 | 250000.3 | 1452520.681 | 353206.1 | 0 | 311499.4 | 685390.581 | 11703.61 | 0 | 3514.542 | 87204.67
MsrNResSpltPkgAC-65to134-S13 | sim_annual | SCn | 2003 | CZ04 | cDXGF | DXSZCap | 246.6025 | 250000.3 | 1337510.252 | 353206.1 | 0 | 311499.4 | 547840.852 | 53866.17 | 0 | 2725.851 | 68369.65
MsrNResSpltPkgAC-65to134-S13 | sim_annual | SCn | 2003 | CZ05 | cDXGF | DXSZCap | 319.2432 | 250000.3 | 1354545.888 | 353206.1 | 0 | 311499.4 | 586356.288 | 13688.12 | 0 | 3988.102 | 85806.07
MsrNResSpltPkgAC-65to134-S13 | sim_annual | SCn | 2003 | CZ06 | cDXGF | DXSZCap | 326.2755 | 250000.3 | 1102600.949 | 353206.1 | 0 | 311499.4 | 300615.949 | 47561.56 | 0 | 1332.569 | 88383.33
MsrNResSpltPkgAC-65to134-S13 | sim_annual | SCn | 2003 | CZ07 | cDXGF | DXSZCap | 316.3555 | 250000.3 | 1053342.1643 | 353206.1 | 0 | 311499.4 | 266159.7643 | 36146.41 | 0 | 641.1327 | 85687.34
MsrNResSpltPkgAC-65to134-S13 | sim_annual | SCn | 2003 | CZ08 | cDXGF | DXSZCap | 307.6911 | 250000.3 | 1104271.3999 | 353206.1 | 0 | 311499.4 | 248547.2999 | 106194.8 | 0 | 1354.251 | 83467.31
MsrNResSpltPkgAC-65to134-S13 | sim_annual | SCn | 2003 | CZ09 | cDXGF | DXSZCap | 409.2152 | 250000.3 | 1223529.673 | 353206.1 | 0 | 311499.4 | 341714.473 | 105219 | 0 | 2582.935 | 109305.1
MsrNResSpltPkgAC-65to134-S13 | sim_annual | SCn | 2003 | CZ10 | cDXGF | DXSZCap | 336.1231 | 250000.3 | 1223928.748 | 353206.1 | 0 | 311499.4 | 339597.548 | 125291.6 | 0 | 3114.771 | 91217.13
MsrNResSpltPkgAC-65to134-S13 | sim_annual | SCn | 2003 | CZ11 | cDXGF | DXSZCap | 388.7503 | 250000.3 | 1689131.992 | 353206.1 | 0 | 311499.4 | 764186.192 | 148080.1 | 0 | 6618.56 | 105539
MsrNResSpltPkgAC-65to134-S13 | sim_annual | SCn | 2003 | CZ12 | cDXGF | DXSZCap | 334.761 | 250000.3 | 1531655.014 | 353206.1 | 0 | 311499.4 | 681634.614 | 88474.61 | 0 | 5290.227 | 91547.95
MsrNResSpltPkgAC-65to134-S13 | sim_annual | SCn | 2003 | CZ13 | cDXGF | DXSZCap | 395.8628 | 250000.3 | 1559589.264 | 353206.1 | 0 | 311499.4 | 607930.464 | 171920.5 | 0 | 5866.965 | 109163.1
MsrNResSpltPkgAC-65to134-S13 | sim_annual | SCn | 2003 | CZ14 | cDXGF | DXSZCap | 395.1987 | 250000.3 | 1647797.905 | 353206.1 | 0 | 311499.4 | 717464.705 | 151070.2 | 0 | 6982.031 | 107572.9
MsrNResSpltPkgAC-65to134-S13 | sim_annual | SCn | 2003 | CZ15 | cDXGF | DXSZCap | 543.0965 | 250000.3 | 1329791.717 | 353206.1 | 0 | 311499.4 | 144029.717 | 369918.5 | 0 | 2037.467 | 149098.4
MsrNResSpltPkgAC-65to134-S13 | sim_annual | SCn | 2003 | CZ16 | cDXGF | DXSZCap | 360.2091 | 250000.3 | 2470843.311 | 353206.1 | 0 | 311499.4 | 1665361.311 | 30427.5 | 0 | 11329.03 | 99017.57
MsrNResSpltPkgAC-65to134-S13 | sim_annual | SCn | 2007 | CZ01 | cDXGF | DXSZCap | 321.1616 | 250000.3 | 2141278.435 | 353206.1 | 0 | 311499.4 | 1379090.935 | 1885.808 | 0 | 8684.947 | 86908.69
MsrNResSpltPkgAC-65to134-S13 | sim_annual | SCn | 2007 | CZ02 | cDXGF | DXSZCap | 242.6643 | 250000.3 | 1488390.205 | 353206.1 | 0 | 311499.4 | 718666.005 | 33614.77 | 0 | 4745.187 | 66656.05
MsrNResSpltPkgAC-65to134-S13 | sim_annual | SCn | 2007 | CZ03 | cDXGF | DXSZCap | 322.1544 | 250000.3 | 1403155.208 | 353206.1 | 0 | 311499.4 | 636676.108 | 11530.43 | 0 | 3496.184 | 86744.74
MsrNResSpltPkgAC-65to134-S13 | sim_annual | SCn | 2007 | CZ04 | cDXGF | DXSZCap | 236.735 | 250000.3 | 1292903.989 | 353206.1 | 0 | 311499.4 | 507995.489 | 51931.45 | 0 | 2616.776 | 65652.34
MsrNResSpltPkgAC-65to134-S13 | sim_annual | SCn | 2007 | CZ05 | cDXGF | DXSZCap | 317.9295 | 250000.3 | 1305610.176 | 353206.1 | 0 | 311499.4 | 538250.376 | 13592.21 | 0 | 3971.68 | 85088.3
MsrNResSpltPkgAC-65to134-S13 | sim_annual | SCn | 2007 | CZ06 | cDXGF | DXSZCap | 326.2755 | 250000.3 | 1102600.949 | 353206.1 | 0 | 311499.4 | 300615.949 | 47561.56 | 0 | 1332.569 | 88383.33
MsrNResSpltPkgAC-65to134-S13 | sim_annual | SCn | 2007 | CZ07 | cDXGF | DXSZCap | 316.3555 | 250000.3 | 1053342.1643 | 353206.1 | 0 | 311499.4 | 266159.7643 | 36146.41 | 0 | 641.1327 | 85687.34
MsrNResSpltPkgAC-65to134-S13 | sim_annual | SCn | 2007 | CZ08 | cDXGF | DXSZCap | 307.6911 | 250000.3 | 1104271.3999 | 353206.1 | 0 | 311499.4 | 248547.2999 | 106194.8 | 0 | 1354.251 | 83467.31
MsrNResSpltPkgAC-65to134-S13 | sim_annual | SCn | 2007 | CZ09 | cDXGF | DXSZCap | 409.2152 | 250000.3 | 1223529.673 | 353206.1 | 0 | 311499.4 | 341714.473 | 105219 | 0 | 2582.935 | 109305.1
MsrNResSpltPkgAC-65to134-S13 | sim_annual | SCn | 2007 | CZ10 | cDXGF | DXSZCap | 316.0016 | 250000.3 | 1186124.011 | 353206.1 | 0 | 311499.4 | 312580.311 | 120496.1 | 0 | 2928.314 | 85411.66
MsrNResSpltPkgAC-65to134-S13 | sim_annual | SCn | 2007 | CZ11 | cDXGF | DXSZCap | 369.2917 | 250000.3 | 1633160.795 | 353206.1 | 0 | 311499.4 | 718293.895 | 142616.5 | 0 | 6287.278 | 101255.4
MsrNResSpltPkgAC-65to134-S13 | sim_annual | SCn | 2007 | CZ12 | cDXGF | DXSZCap | 319.7882 | 250000.3 | 1480399.674 | 353206.1 | 0 | 311499.4 | 638305.774 | 84770.12 | 0 | 5053.628 | 87562.35
MsrNResSpltPkgAC-65to134-S13 | sim_annual | SCn | 2007 | CZ13 | cDXGF | DXSZCap | 372.0235 | 250000.3 | 1505710.688 | 353206.1 | 0 | 311499.4 | 567750.788 | 164691.8 | 0 | 5513.639 | 103046.8
MsrNResSpltPkgAC-65to134-S13 | sim_annual | SCn | 2007 | CZ14 | cDXGF | DXSZCap | 372.1815 | 250000.3 | 1581261.748 | 353206.1 | 0 | 311499.4 | 664300.148 | 145513.3 | 0 | 6575.415 | 100164.9
MsrNResSpltPkgAC-65to134-S13 | sim_annual | SCn | 2007 | CZ15 | cDXGF | DXSZCap | 518.2445 | 250000.3 | 1292796.3189 | 353206.1 | 0 | 311499.4 | 127533.3189 | 356780.1 | 0 | 1944.233 | 141830.9
MsrNResSpltPkgAC-65to134-S13 | sim_annual | SCn | 2007 | CZ16 | cDXGF | DXSZCap | 358.5013 | 250000.3 | 2381492.309 | 353206.1 | 0 | 311499.4 | 1577134.909 | 29493.23 | 0 | 11275.31 | 98881.66
MsrNResSpltPkgAC-65to134-S13 | sim_annual | SCn | 2011 | CZ01 | cDXGF | DXSZCap | 313.9556 | 250000.3 | 2061812.783 | 353206.1 | 0 | 311499.4 | 1301632.283 | 2000.25 | 0 | 8490.068 | 84982.27
MsrNResSpltPkgAC-65to134-S13 | sim_annual | SCn | 2011 | CZ02 | cDXGF | DXSZCap | 230.4167 | 250000.3 | 1432004.707 | 353206.1 | 0 | 311499.4 | 668274.107 | 32092.58 | 0 | 4505.686 | 62424.66
MsrNResSpltPkgAC-65to134-S13 | sim_annual | SCn | 2011 | CZ03 | cDXGF | DXSZCap | 320.6556 | 250000.3 | 1340844.81 | 353206.1 | 0 | 311499.4 | 580893.01 | 11474.56 | 0 | 3479.915 | 80290.22
MsrNResSpltPkgAC-65to134-S13 | sim_annual | SCn | 2011 | CZ04 | cDXGF | DXSZCap | 226.9193 | 250000.3 | 1238787.704 | 353206.1 | 0 | 311499.4 | 460809.304 | 50087.71 | 0 | 2508.272 | 60674.5
MsrNResSpltPkgAC-65to134-S13 | sim_annual | SCn | 2011 | CZ05 | cDXGF | DXSZCap | 317.9295 | 250000.3 | 1305610.176 | 353206.1 | 0 | 311499.4 | 538250.376 | 13592.21 | 0 | 3971.68 | 85088.3
MsrNResSpltPkgAC-65to134-S13 | sim_annual | SCn | 2011 | CZ06 | cDXGF | DXSZCap | 326.2755 | 250000.3 | 1102600.949 | 353206.1 | 0 | 311499.4 | 300615.949 | 47561.56 | 0 | 1332.569 | 88383.33
MsrNResSpltPkgAC-65to134-S13 | sim_annual | SCn | 2011 | CZ07 | cDXGF | DXSZCap | 315.3119 | 250000.3 | 1028914.4796 | 353206.1 | 0 | 311499.4 | 242661.7796 | 35597.79 | 0 | 639.0178 | 85308.45
MsrNResSpltPkgAC-65to134-S13 | sim_annual | SCn | 2011 | CZ08 | cDXGF | DXSZCap | 291.5937 | 250000.3 | 1075322.9514 | 353206.1 | 0 | 311499.4 | 227652.1514 | 102226 | 0 | 1283.399 | 79453.78
MsrNResSpltPkgAC-65to134-S13 | sim_annual | SCn | 2011 | CZ09 | cDXGF | DXSZCap | 333.2517 | 250000.3 | 1072623.845 | 353206.1 | 0 | 311499.4 | 229291.545 | 90481.35 | 0 | 2103.456 | 86040.3
MsrNResSpltPkgAC-65to134-S13 | sim_annual | SCn | 2011 | CZ10 | cDXGF | DXSZCap | 302.0666 | 250000.3 | 1147852.4733 | 353206.1 | 0 | 311499.4 | 283216.1733 | 116035.8 | 0 | 2799.184 | 81093.47
MsrNResSpltPkgAC-65to134-S13 | sim_annual | SCn | 2011 | CZ11 | cDXGF | DXSZCap | 321.3149 | 250000.3 | 1433513.612 | 353206.1 | 0 | 311499.4 | 546205.912 | 128653.3 | 0 | 5470.44 | 88476.5
MsrNResSpltPkgAC-65to134-S13 | sim_annual | SCn | 2011 | CZ12 | cDXGF | DXSZCap | 294.5679 | 250000.3 | 1384407.542 | 353206.1 | 0 | 311499.4 | 554940.242 | 79823.49 | 0 | 4655.072 | 80280.59
MsrNResSpltPkgAC-65to134-S13 | sim_annual | SCn | 2011 | CZ13 | cDXGF | DXSZCap | 329.201 | 250000.3 | 1372406.482 | 353206.1 | 0 | 311499.4 | 461789.682 | 149809.9 | 0 | 4878.961 | 91220.33
MsrNResSpltPkgAC-65to134-S13 | sim_annual | SCn | 2011 | CZ14 | cDXGF | DXSZCap | 315.4968 | 250000.3 | 1391368.924 | 353206.1 | 0 | 311499.4 | 503013.024 | 131548.7 | 0 | 5573.942 | 86525.88
MsrNResSpltPkgAC-65to134-S13 | sim_annual | SCn | 2011 | CZ15 | cDXGF | DXSZCap | 455.8183 | 250000.3 | 1187650.5443 | 353206.1 | 0 | 311499.4 | 81118.5443 | 317335.7 | 0 | 1710.035 | 122778
MsrNResSpltPkgAC-65to134-S13 | sim_annual | SCn | 2011 | CZ16 | cDXGF | DXSZCap | 323.2617 | 250000.3 | 2000946.497 | 353206.1 | 0 | 311499.4 | 1210596.597 | 27072 | 0 | 10166.96 | 88403.02
MsrNResSpltPkgAC-65to134-S13 | sim_annual | SCn | 2015 | CZ01 | cDXGF | DXSZCap | 313.8042 | 250000.3 | 2068031.09 | 353206.1 | 0 | 311499.4 | 1307931.49 | 1983.126 | 0 | 8486.015 | 84922.67
MsrNResSpltPkgAC-65to134-S13 | sim_annual | SCn | 2015 | CZ02 | cDXGF | DXSZCap | 227.3828 | 250000.3 | 1435391.243 | 353206.1 | 0 | 311499.4 | 673006.643 | 31493.34 | 0 | 4446.321 | 61737.01
MsrNResSpltPkgAC-65to134-S13 | sim_annual | SCn | 2015 | CZ03 | cDXGF | DXSZCap | 319.694 | 250000.3 | 1347864.999 | 353206.1 | 0 | 311499.4 | 588151.499 | 11298.32 | 0 | 3469.474 | 80238.24
MsrNResSpltPkgAC-65to134-S13 | sim_annual | SCn | 2015 | CZ04 | cDXGF | DXSZCap | 222.9461 | 250000.3 | 1241701.515 | 353206.1 | 0 | 311499.4 | 465798.215 | 48857.42 | 0 | 2464.338 | 59873.76
MsrNResSpltPkgAC-65to134-S13 | sim_annual | SCn | 2015 | CZ05 | cDXGF | DXSZCap | 316.6625 | 250000.3 | 1314569.135 | 353206.1 | 0 | 311499.4 | 547732.735 | 13300.35 | 0 | 3955.868 | 84872.82
MsrNResSpltPkgAC-65to134-S13 | sim_annual | SCn | 2015 | CZ06 | cDXGF | DXSZCap | 323.8836 | 250000.3 | 1104973.698 | 353206.1 | 0 | 311499.4 | 304979.598 | 46212.57 | 0 | 1322.802 | 87750.93
MsrNResSpltPkgAC-65to134-S13 | sim_annual | SCn | 2015 | CZ07 | cDXGF | DXSZCap | 313.3875 | 250000.3 | 1031665.7631 | 353206.1 | 0 | 311499.4 | 247000.9631 | 34634.84 | 0 | 635.1185 | 84687.22
MsrNResSpltPkgAC-65to134-S13 | sim_annual | SCn | 2015 | CZ08 | cDXGF | DXSZCap | 296.5164 | 250000.3 | 1077346.1634 | 353206.1 | 0 | 311499.4 | 229903.5634 | 100774.5 | 0 | 1305.065 | 80655.23
MsrNResSpltPkgAC-65to134-S13 | sim_annual | SCn | 2015 | CZ09 | cDXGF | DXSZCap | 339.4329 | 250000.3 | 1078997.4086 | 353206.1 | 0 | 311499.4 | 233184.1086 | 88984.8 | 0 | 2142.476 | 89978.37
MsrNResSpltPkgAC-65to134-S13 | sim_annual | SCn | 2015 | CZ10 | cDXGF | DXSZCap | 305.6864 | 250000.3 | 1151807.9837 | 353206.1 | 0 | 311499.4 | 286653.8837 | 115053.6 | 0 | 2832.728 | 82560.22
MsrNResSpltPkgAC-65to134-S13 | sim_annual | SCn | 2015 | CZ11 | cDXGF | DXSZCap | 319.5442 | 250000.3 | 1431309.685 | 353206.1 | 0 | 311499.4 | 545784.285 | 127315.9 | 0 | 5440.282 | 88061.52
MsrNResSpltPkgAC-65to134-S13 | sim_annual | SCn | 2015 | CZ12 | cDXGF | DXSZCap | 292.5056 | 250000.3 | 1385985.397 | 353206.1 | 0 | 311499.4 | 557792.597 | 78796.04 | 0 | 4622.46 | 80066.5
MsrNResSpltPkgAC-65to134-S13 | sim_annual | SCn | 2015 | CZ13 | cDXGF | DXSZCap | 332.5114 | 250000.3 | 1371157.225 | 353206.1 | 0 | 311499.4 | 460749.825 | 148621.7 | 0 | 4928.016 | 92149.35
MsrNResSpltPkgAC-65to134-S13 | sim_annual | SCn | 2015 | CZ14 | cDXGF | DXSZCap | 324.2492 | 250000.3 | 1388150.715 | 353206.1 | 0 | 311499.4 | 498877.915 | 130795.6 | 0 | 5728.569 | 88041.13
MsrNResSpltPkgAC-65to134-S13 | sim_annual | SCn | 2015 | CZ15 | cDXGF | DXSZCap | 459.98 | 250000.3 | 1184512.0151 | 353206.1 | 0 | 311499.4 | 78574.0151 | 315589.2 | 0 | 1725.65 | 123914.7
MsrNResSpltPkgAC-65to134-S13 | sim_annual | SCn | 2015 | CZ16 | cDXGF | DXSZCap | 322.9057 | 250000.3 | 2004522.852 | 353206.1 | 0 | 311499.4 | 1214796.752 | 26573.2 | 0 | 10155.72 | 88289
MsrNResSpltPkgAC-65to134-S13 | sim_annual | SCn | 2017 | CZ01 | cDXGF | DXSZCap | 310.1938 | 250000.3 | 1848098.951 | 351295.6 | 0 | 311499.4 | 1100129.151 | 1910.759 | 0 | 8388.35 | 74874.17
MsrNResSpltPkgAC-65to134-S13 | sim_annual | SCn | 2017 | CZ02 | cDXGF | DXSZCap | 214.7513 | 250000.3 | 1372376.48 | 351295.6 | 0 | 311499.4 | 617837.38 | 29812.8 | 0 | 4199.284 | 57730.97
MsrNResSpltPkgAC-65to134-S13 | sim_annual | SCn | 2017 | CZ03 | cDXGF | DXSZCap | 318.025 | 250000.3 | 1296056.079 | 351295.6 | 0 | 311499.4 | 535516.979 | 10556.86 | 0 | 3451.348 | 83734.76
MsrNResSpltPkgAC-65to134-S13 | sim_annual | SCn | 2017 | CZ04 | cDXGF | DXSZCap | 212.1737 | 250000.3 | 1210662.854 | 351295.6 | 0 | 311499.4 | 440226.054 | 46578.46 | 0 | 2345.248 | 58717.2
MsrNResSpltPkgAC-65to134-S13 | sim_annual | SCn | 2017 | CZ05 | cDXGF | DXSZCap | 314.2501 | 250000.3 | 1202160.093 | 351295.6 | 0 | 311499.4 | 444129.693 | 12891.67 | 0 | 3925.716 | 78416.85
MsrNResSpltPkgAC-65to134-S13 | sim_annual | SCn | 2017 | CZ06 | cDXGF | DXSZCap | 319.1385 | 250000.3 | 1028428.8808 | 351295.6 | 0 | 311499.4 | 234542.2808 | 43703.01 | 0 | 1303.42 | 86083.95
MsrNResSpltPkgAC-65to134-S13 | sim_annual | SCn | 2017 | CZ07 | cDXGF | DXSZCap | 310.7155 | 250000.3 | 981031.1687 | 351295.6 | 0 | 311499.4 | 200349.2687 | 33269.16 | 0 | 629.7023 | 83987.11
MsrNResSpltPkgAC-65to134-S13 | sim_annual | SCn | 2017 | CZ08 | cDXGF | DXSZCap | 264.2573 | 250000.3 | 1016963.4854 | 351295.6 | 0 | 311499.4 | 188137.5854 | 92792.95 | 0 | 1163.085 | 72073.91
MsrNResSpltPkgAC-65to134-S13 | sim_annual | SCn | 2017 | CZ09 | cDXGF | DXSZCap | 320.8023 | 250000.3 | 1047967.4551 | 351295.6 | 0 | 311499.4 | 211736.6551 | 85391.34 | 0 | 2024.88 | 86018.46
MsrNResSpltPkgAC-65to134-S13 | sim_annual | SCn | 2017 | CZ10 | cDXGF | DXSZCap | 286.9132 | 250000.3 | 1103556.9771 | 351295.6 | 0 | 311499.4 | 251805.5771 | 110231.7 | 0 | 2658.765 | 76064.8
MsrNResSpltPkgAC-65to134-S13 | sim_annual | SCn | 2017 | CZ11 | cDXGF | DXSZCap | 301.5214 | 250000.3 | 1367535.911 | 351295.6 | 0 | 311499.4 | 494533.311 | 121791.8 | 0 | 5133.447 | 83281.34
MsrNResSpltPkgAC-65to134-S13 | sim_annual | SCn | 2017 | CZ12 | cDXGF | DXSZCap | 276.8138 | 250000.3 | 1316784.318 | 351295.6 | 0 | 311499.4 | 502444.018 | 75132.09 | 0 | 4374.501 | 72037.81
MsrNResSpltPkgAC-65to134-S13 | sim_annual | SCn | 2017 | CZ13 | cDXGF | DXSZCap | 309.6944 | 250000.3 | 1312902.926 | 351295.6 | 0 | 311499.4 | 419014.026 | 141246.2 | 0 | 4589.865 | 85256.55
MsrNResSpltPkgAC-65to134-S13 | sim_annual | SCn | 2017 | CZ14 | cDXGF | DXSZCap | 301.1618 | 250000.3 | 1329671.078 | 351295.6 | 0 | 311499.4 | 453841.178 | 125146.8 | 0 | 5320.687 | 82565.96
MsrNResSpltPkgAC-65to134-S13 | sim_annual | SCn | 2017 | CZ15 | cDXGF | DXSZCap | 434.7244 | 250000.3 | 1150529.1657 | 351295.6 | 0 | 311499.4 | 65226.1657 | 301896.2 | 0 | 1630.898 | 118979.4
MsrNResSpltPkgAC-65to134-S13 | sim_annual | SCn | 2017 | CZ16 | cDXGF | DXSZCap | 320.0848 | 250000.3 | 1907089.432 | 351295.6 | 0 | 311499.4 | 1121376.632 | 25550.92 | 0 | 10067.06 | 87298.36
MsrNResSpltPkgAC-65to134-S13 | sim_annual | SCn | 2020 | CZ01 | cDXGF | DXSZCap | 310.218 | 250000.3 | 1897103.276 | 262734.3 | 0 | 311499.4 | 1229027.176 | 1234.141 | 0 | 8389.008 | 84217.2
MsrNResSpltPkgAC-65to134-S13 | sim_annual | SCn | 2020 | CZ02 | cDXGF | DXSZCap | 205.1262 | 250000.3 | 1339333.919 | 262734.3 | 0 | 311499.4 | 680458.219 | 26150.71 | 0 | 4011.069 | 54477.66
MsrNResSpltPkgAC-65to134-S13 | sim_annual | SCn | 2020 | CZ03 | cDXGF | DXSZCap | 317.3705 | 250000.3 | 1273226.335 | 262734.3 | 0 | 311499.4 | 601381.035 | 8700.076 | 0 | 3444.248 | 85464.43
MsrNResSpltPkgAC-65to134-S13 | sim_annual | SCn | 2020 | CZ04 | cDXGF | DXSZCap | 203.823 | 250000.3 | 1169272.65 | 262734.3 | 0 | 311499.4 | 494833.05 | 41290.75 | 0 | 2252.933 | 56659.6
MsrNResSpltPkgAC-65to134-S13 | sim_annual | SCn | 2020 | CZ05 | cDXGF | DXSZCap | 313.4003 | 250000.3 | 1159407.288 | 262734.3 | 0 | 311499.4 | 497108.488 | 10601.87 | 0 | 3915.103 | 73545.8
MsrNResSpltPkgAC-65to134-S13 | sim_annual | SCn | 2020 | CZ06 | cDXGF | DXSZCap | 317.6572 | 250000.3 | 959046.4403 | 262734.3 | 0 | 311499.4 | 261012.3403 | 36851.23 | 0 | 1297.372 | 85648.98
MsrNResSpltPkgAC-65to134-S13 | sim_annual | SCn | 2020 | CZ07 | cDXGF | DXSZCap | 309.1921 | 250000.3 | 913029.6357 | 262734.3 | 0 | 311499.4 | 226988.5357 | 27899.68 | 0 | 626.6156 | 83278.27
MsrNResSpltPkgAC-65to134-S13 | sim_annual | SCn | 2020 | CZ08 | cDXGF | DXSZCap | 253.2835 | 250000.3 | 938446.1086 | 262734.3 | 0 | 311499.4 | 210330.1086 | 84312.95 | 0 | 1114.784 | 68451.66
MsrNResSpltPkgAC-65to134-S13 | sim_annual | SCn | 2020 | CZ09 | cDXGF | DXSZCap | 309.5501 | 250000.3 | 967141.2856 | 262734.3 | 0 | 311499.4 | 232565.5856 | 77491.14 | 0 | 1953.857 | 80894.02
MsrNResSpltPkgAC-65to134-S13 | sim_annual | SCn | 2020 | CZ10 | cDXGF | DXSZCap | 278.1138 | 250000.3 | 1035330.7859 | 262734.3 | 0 | 311499.4 | 282242.8859 | 101759.1 | 0 | 2577.212 | 74515.02
MsrNResSpltPkgAC-65to134-S13 | sim_annual | SCn | 2020 | CZ11 | cDXGF | DXSZCap | 291.5926 | 250000.3 | 1308052.929 | 262734.3 | 0 | 311499.4 | 533949.429 | 114615.4 | 0 | 4964.422 | 80287.7
MsrNResSpltPkgAC-65to134-S13 | sim_annual | SCn | 2020 | CZ12 | cDXGF | DXSZCap | 267.9905 | 250000.3 | 1271474.907 | 262734.3 | 0 | 311499.4 | 550751.807 | 69090.75 | 0 | 4235.045 | 73161.05
MsrNResSpltPkgAC-65to134-S13 | sim_annual | SCn | 2020 | CZ13 | cDXGF | DXSZCap | 300.5129 | 250000.3 | 1249292.643 | 262734.3 | 0 | 311499.4 | 453725.443 | 133487 | 0 | 4453.808 | 83390.61
MsrNResSpltPkgAC-65to134-S13 | sim_annual | SCn | 2020 | CZ14 | cDXGF | DXSZCap | 289.282 | 250000.3 | 1269290.292 | 262734.3 | 0 | 311499.4 | 493014.692 | 117597.4 | 0 | 5110.809 | 79331.2
MsrNResSpltPkgAC-65to134-S13 | sim_annual | SCn | 2020 | CZ15 | cDXGF | DXSZCap | 422.8583 | 250000.3 | 1056265.3874 | 262734.3 | 0 | 311499.4 | 77622.0874 | 288541.6 | 0 | 1586.385 | 114279.5
MsrNResSpltPkgAC-65to134-S13 | sim_annual | SCn | 2020 | CZ16 | cDXGF | DXSZCap | 319.9169 | 250000.3 | 1876640.319 | 262734.3 | 0 | 311499.4 | 1182953.219 | 22379.57 | 0 | 10061.78 | 87009.4
MsrNResSpltPkgAC-65to134-S13 | sim_annual | WRf | 1975 | CZ01 | cDXGF | DXSZCap | 12.232 | 99998.18 | 3819695.7692 | 380066.7 | 0 | 60898.55 | 17494.7692 | 1590.682 | 147968.5 | 0 | 1318126
MsrNResSpltPkgAC-65to134-S13 | sim_annual | WRf | 1975 | CZ02 | cDXGF | DXSZCap | 16.0934 | 99998.18 | 4000676.5508 | 380066.7 | 0 | 60898.55 | 13697.5508 | 8005.553 | 160464.7 | 0 | 1318904
MsrNResSpltPkgAC-65to134-S13 | sim_annual | WRf | 1975 | CZ03 | cDXGF | DXSZCap | 13.696 | 99998.18 | 4015307.4911 | 380066.7 | 0 | 60898.55 | 14429.4911 | 5981.856 | 162585.5 | 0 | 1318565
MsrNResSpltPkgAC-65to134-S13 | sim_annual | WRf | 1975 | CZ04 | cDXGF | DXSZCap | 16.4002 | 99998.18 | 4098336.0075 | 380066.7 | 0 | 60898.55 | 13200.0075 | 9789.77 | 169168.3 | 0 | 1319319
MsrNResSpltPkgAC-65to134-S13 | sim_annual | WRf | 1975 | CZ05 | cDXGF | DXSZCap | 14.717 | 99998.18 | 4024201.2926 | 380066.7 | 0 | 60898.55 | 13593.2926 | 7286.503 | 161955.2 | 0 | 1318529
MsrNResSpltPkgAC-65to134-S13 | sim_annual | WRf | 1975 | CZ06 | cDXGF | DXSZCap | 14.3901 | 99998.18 | 4232049.909 | 380066.7 | 0 | 60898.55 | 12029.909 | 12764.32 | 184036.1 | 0 | 1319199
MsrNResSpltPkgAC-65to134-S13 | sim_annual | WRf | 1975 | CZ07 | cDXGF | DXSZCap | 11.742 | 99998.18 | 4156900.1292 | 380066.7 | 0 | 60898.55 | 12400.1292 | 11091.04 | 177235.7 | 0 | 1319390
MsrNResSpltPkgAC-65to134-S13 | sim_annual | WRf | 1975 | CZ08 | cDXGF | DXSZCap | 16.501 | 99998.18 | 4180480.6941 | 380066.7 | 0 | 60898.55 | 10838.6941 | 14321.96 | 178791.5 | 0 | 1319732
MsrNResSpltPkgAC-65to134-S13 | sim_annual | WRf | 1975 | CZ09 | cDXGF | DXSZCap | 15.1009 | 99998.18 | 4152504.1035 | 380066.7 | 0 | 60898.55 | 11244.1035 | 13362 | 172478.8 | 0 | 1319647
MsrNResSpltPkgAC-65to134-S13 | sim_annual | WRf | 1975 | CZ10 | cDXGF | DXSZCap | 15.765 | 99998.18 | 4176593.664 | 380066.7 | 0 | 60898.55 | 10721.664 | 14674.19 | 175227.8 | 0 | 1319957
MsrNResSpltPkgAC-65to134-S13 | sim_annual | WRf | 1975 | CZ11 | cDXGF | DXSZCap | 18.2883 | 99998.18 | 4114968.7472 | 380066.7 | 0 | 60898.55 | 12599.7472 | 13373.2 | 169204.1 | 0 | 1320178
MsrNResSpltPkgAC-65to134-S13 | sim_annual | WRf | 1975 | CZ12 | cDXGF | DXSZCap | 16.2462 | 99998.18 | 4082939.286 | 380066.7 | 0 | 60898.55 | 12900.286 | 11095.28 | 167902.6 | 0 | 1319402
MsrNResSpltPkgAC-65to134-S13 | sim_annual | WRf | 1975 | CZ13 | cDXGF | DXSZCap | 17.0644 | 99998.18 | 4170680.5936 | 380066.7 | 0 | 60898.55 | 11169.5936 | 14871.41 | 174765.4 | 0 | 1320014
MsrNResSpltPkgAC-65to134-S13 | sim_annual | WRf | 1975 | CZ14 | cDXGF | DXSZCap | 17.0823 | 99998.18 | 4124617.7719 | 380066.7 | 0 | 60898.55 | 12062.7719 | 14066.33 | 163174 | 0 | 1319890
MsrNResSpltPkgAC-65to134-S13 | sim_annual | WRf | 1975 | CZ15 | cDXGF | DXSZCap | 21.0768 | 99998.18 | 4386577.8932 | 380066.7 | 0 | 60898.55 | 7605.8932 | 25645.21 | 189077.1 | 0 | 1322393
MsrNResSpltPkgAC-65to134-S13 | sim_annual | WRf | 1975 | CZ16 | cDXGF | DXSZCap | 12.5349 | 99998.18 | 3804180.1477 | 380066.7 | 0 | 60898.55 | 19862.1477 | 5621.586 | 140561.5 | 0 | 1318764
MsrNResSpltPkgAC-65to134-S13 | sim_annual | WRf | 1985 | CZ01 | cDXGF | DXSZCap | 10.0294 | 99998.18 | 3753662.0473 | 380066.7 | 0 | 58250.43 | 17492.0473 | 1588.243 | 146051 | 0 | 1318055
MsrNResSpltPkgAC-65to134-S13 | sim_annual | WRf | 1985 | CZ02 | cDXGF | DXSZCap | 15.5944 | 99998.18 | 3932385.348 | 380066.7 | 0 | 58250.43 | 13664.348 | 7788.114 | 158102.2 | 0 | 1318766
MsrNResSpltPkgAC-65to134-S13 | sim_annual | WRf | 1985 | CZ03 | cDXGF | DXSZCap | 13.268 | 99998.18 | 3938740.0519 | 380066.7 | 0 | 58250.43 | 14395.0519 | 5891.912 | 160125.2 | 0 | 1318450
MsrNResSpltPkgAC-65to134-S13 | sim_annual | WRf | 1985 | CZ04 | cDXGF | DXSZCap | 15.9254 | 99998.18 | 4019524.4109 | 380066.7 | 0 | 58250.43 | 13164.4109 | 9519.665 | 166447.7 | 0 | 1319167
MsrNResSpltPkgAC-65to134-S13 | sim_annual | WRf | 1985 | CZ05 | cDXGF | DXSZCap | 14.2429 | 99998.18 | 3944531.5821 | 380066.7 | 0 | 58250.43 | 13570.5821 | 7158.673 | 159447.5 | 0 | 1318426
MsrNResSpltPkgAC-65to134-S13 | sim_annual | WRf | 1985 | CZ06 | cDXGF | DXSZCap | 13.9408 | 99998.18 | 4140362.6577 | 380066.7 | 0 | 58250.43 | 11944.6578 | 12466.58 | 180816.1 | 0 | 1319061
MsrNResSpltPkgAC-65to134-S13 | sim_annual | WRf | 1985 | CZ07 | cDXGF | DXSZCap | 11.351 | 99998.18 | 4066297.3213 | 380066.7 | 0 | 58250.43 | 12297.3213 | 10811.61 | 174119.5 | 0 | 1319269
MsrNResSpltPkgAC-65to134-S13 | sim_annual | WRf | 1985 | CZ08 | cDXGF | DXSZCap | 15.9728 | 99998.18 | 4096113.4823 | 380066.7 | 0 | 58250.43 | 10748.4823 | 13906.75 | 175611 | 0 | 1319530
MsrNResSpltPkgAC-65to134-S13 | sim_annual | WRf | 1985 | CZ09 | cDXGF | DXSZCap | 14.6201 | 99998.18 | 4070258.5286 | 380066.7 | 0 | 58250.43 | 11200.5286 | 12957.06 | 169513.3 | 0 | 1319485
MsrNResSpltPkgAC-65to134-S13 | sim_annual | WRf | 1985 | CZ10 | cDXGF | DXSZCap | 15.2264 | 99998.18 | 4096362.6887 | 380066.7 | 0 | 58250.43 | 10659.6887 | 14217.24 | 172256.5 | 0 | 1319760
MsrNResSpltPkgAC-65to134-S13 | sim_annual | WRf | 1985 | CZ11 | cDXGF | DXSZCap | 17.6926 | 99998.18 | 4039205.9922 | 380066.7 | 0 | 58250.43 | 12543.9922 | 12899.15 | 166417 | 0 | 1319974
MsrNResSpltPkgAC-65to134-S13 | sim_annual | WRf | 1985 | CZ12 | cDXGF | DXSZCap | 15.7149 | 99998.18 | 4007893.4917 | 380066.7 | 0 | 58250.43 | 12832.4917 | 10751.43 | 165193.4 | 0 | 1319237
MsrNResSpltPkgAC-65to134-S13 | sim_annual | WRf | 1985 | CZ13 | cDXGF | DXSZCap | 16.498 | 99998.18 | 4092518.7638 | 380066.7 | 0 | 58250.43 | 11125.7638 | 14337.24 | 171752.8 | 0 | 1319808
MsrNResSpltPkgAC-65to134-S13 | sim_annual | WRf | 1985 | CZ14 | cDXGF | DXSZCap | 15.7695 | 99998.18 | 4041291.2958 | 380066.7 | 0 | 58250.43 | 11838.2958 | 13628.28 | 160482.1 | 0 | 1319562
MsrNResSpltPkgAC-65to134-S13 | sim_annual | WRf | 1985 | CZ15 | cDXGF | DXSZCap | 18.6622 | 99998.18 | 4291239.8558 | 380066.7 | 0 | 58250.43 | 7382.8558 | 24545.6 | 185486.3 | 0 | 1321624
MsrNResSpltPkgAC-65to134-S13 | sim_annual | WRf | 1985 | CZ16 | cDXGF | DXSZCap | 12.1445 | 99998.18 | 3742255.1272 | 380066.7 | 0 | 58250.43 | 19468.1272 | 5451.233 | 138738 | 0 | 1318655
MsrNResSpltPkgAC-65to134-S13 | sim_annual | WRf | 1996 | CZ01 | cDXGF | DXSZCap | 9.5029 | 99998.18 | 3746747.9653 | 380066.7 | 0 | 55602.78 | 17437.9653 | 1617.931 | 155267.2 | 0 | 1317876
MsrNResSpltPkgAC-65to134-S13 | sim_annual | WRf | 1996 | CZ02 | cDXGF | DXSZCap | 15.2097 | 99998.18 | 3922417.7201 | 380066.7 | 0 | 55602.78 | 13435.7201 | 7447.905 | 167181 | 0 | 1318573
MsrNResSpltPkgAC-65to134-S13 | sim_annual | WRf | 1996 | CZ03 | cDXGF | DXSZCap | 12.9813 | 99998.18 | 3944998.6731 | 380066.7 | 0 | 55602.78 | 14075.6731 | 5609.272 | 169802.5 | 0 | 1318260
MsrNResSpltPkgAC-65to134-S13 | sim_annual | WRf | 1996 | CZ04 | cDXGF | DXSZCap | 15.6273 | 99998.18 | 4025501.8817 | 380066.7 | 0 | 55602.78 | 12734.8817 | 9122.907 | 176152.1 | 0 | 1318924
MsrNResSpltPkgAC-65to134-S13 | sim_annual | WRf | 1996 | CZ05 | cDXGF | DXSZCap | 13.9547 | 99998.18 | 3950747.2864 | 380066.7 | 0 | 55602.78 | 13270.2864 | 6812.075 | 169122.4 | 0 | 1318235
MsrNResSpltPkgAC-65to134-S13 | sim_annual | WRf | 1996 | CZ06 | cDXGF | DXSZCap | 14.0935 | 99998.18 | 4289452.1274 | 380066.7 | 0 | 55602.78 | 11651.1274 | 12037 | 195584.9 | 0 | 1318765
MsrNResSpltPkgAC-65to134-S13 | sim_annual | WRf | 1996 | CZ07 | cDXGF | DXSZCap | 11.4708 | 99998.18 | 4215005.4264 | 380066.7 | 0 | 55602.78 | 12082.4264 | 10441.07 | 188613.3 | 0 | 1318970
MsrNResSpltPkgAC-65to134-S13 | sim_annual | WRf | 1996 | CZ08 | cDXGF | DXSZCap | 16.2415 | 99998.18 | 4234317.1179 | 380066.7 | 0 | 55602.78 | 10655.1179 | 13571.77 | 190271.2 | 0 | 1319426
MsrNResSpltPkgAC-65to134-S13 | sim_annual | WRf | 1996 | CZ09 | cDXGF | DXSZCap | 14.9007 | 99998.18 | 4203639.5025 | 380066.7 | 0 | 55602.78 | 11267.5025 | 12561.43 | 183773 | 0 | 1319347
MsrNResSpltPkgAC-65to134-S13 | sim_annual | WRf | 1996 | CZ10 | cDXGF | DXSZCap | 15.5053 | 99998.18 | 4229665.8994 | 380066.7 | 0 | 55602.78 | 10730.8994 | 13873.37 | 186769.3 | 0 | 1319685
MsrNResSpltPkgAC-65to134-S13 | sim_annual | WRf | 1996 | CZ11 | cDXGF | DXSZCap | 16.8562 | 99998.18 | 4027122.4634 | 380066.7 | 0 | 55602.78 | 12484.4634 | 12175.99 | 175419.2 | 0 | 1319682
MsrNResSpltPkgAC-65to134-S13 | sim_annual | WRf | 1996 | CZ12 | cDXGF | DXSZCap | 15.0144 | 99998.18 | 3995954.95 | 380066.7 | 0 | 55602.78 | 12706.95 | 10166.19 | 174214.5 | 0 | 1318961
MsrNResSpltPkgAC-65to134-S13 | sim_annual | WRf | 1996 | CZ13 | cDXGF | DXSZCap | 15.7546 | 99998.18 | 4078635.7455 | 380066.7 | 0 | 55602.78 | 11018.7455 | 13555.64 | 180710.3 | 0 | 1319525
MsrNResSpltPkgAC-65to134-S13 | sim_annual | WRf | 1996 | CZ14 | cDXGF | DXSZCap | 15.0394 | 99998.18 | 4025757.2897 | 380066.7 | 0 | 55602.78 | 11845.2897 | 12832.56 | 169513.3 | 0 | 1319284
MsrNResSpltPkgAC-65to134-S13 | sim_annual | WRf | 1996 | CZ15 | cDXGF | DXSZCap | 17.7947 | 99998.18 | 4270707.958 | 380066.7 | 0 | 55602.78 | 7251.958 | 23206.4 | 194922.3 | 0 | 1321250
MsrNResSpltPkgAC-65to134-S13 | sim_annual | WRf | 1996 | CZ16 | cDXGF | DXSZCap | 11.5686 | 99998.18 | 3733268.403 | 380066.7 | 0 | 55602.78 | 19124.403 | 5151.885 | 147938.5 | 0 | 1318403
MsrNResSpltPkgAC-65to134-S13 | sim_annual | WRf | 2003 | CZ01 | cDXGF | DXSZCap | 9.2748 | 99998.18 | 3580788.5041 | 380066.7 | 0 | 52954.79 | 17398.5041 | 1582.549 | 127027.8 | 0 | 1317764
MsrNResSpltPkgAC-65to134-S13 | sim_annual | WRf | 2003 | CZ02 | cDXGF | DXSZCap | 14.6021 | 99998.18 | 3741427.5139 | 380066.7 | 0 | 52954.79 | 13443.5139 | 7127.114 | 138542.9 | 0 | 1318399
MsrNResSpltPkgAC-65to134-S13 | sim_annual | WRf | 2003 | CZ03 | cDXGF | DXSZCap | 12.7262 | 99998.18 | 3758169.3155 | 380066.7 | 0 | 52954.79 | 14092.3155 | 5558.704 | 140644.8 | 0 | 1318180
MsrNResSpltPkgAC-65to134-S13 | sim_annual | WRf | 2003 | CZ04 | cDXGF | DXSZCap | 15.3347 | 99998.18 | 3837169.7254 | 380066.7 | 0 | 52954.79 | 12725.7254 | 8927.961 | 147153.1 | 0 | 1318808
MsrNResSpltPkgAC-65to134-S13 | sim_annual | WRf | 2003 | CZ05 | cDXGF | DXSZCap | 13.6941 | 99998.18 | 3763681.2897 | 380066.7 | 0 | 52954.79 | 13310.2897 | 6719.905 | 139960.7 | 0 | 1318165
MsrNResSpltPkgAC-65to134-S13 | sim_annual | WRf | 2003 | CZ06 | cDXGF | DXSZCap | 13.8459 | 99998.18 | 4081414.7213 | 380066.7 | 0 | 52954.79 | 11578.7213 | 11833.79 | 166032.4 | 0 | 1318662
MsrNResSpltPkgAC-65to134-S13 | sim_annual | WRf | 2003 | CZ07 | cDXGF | DXSZCap | 11.261 | 99998.18 | 4011135.0278 | 380066.7 | 0 | 52954.79 | 11981.0278 | 10242.41 | 159216.5 | 0 | 1318865
MsrNResSpltPkgAC-65to134-S13 | sim_annual | WRf | 2003 | CZ08 | cDXGF | DXSZCap | 15.9317 | 99998.18 | 4034241.5147 | 380066.7 | 0 | 52954.79 | 10566.5147 | 13273.88 | 161263.3 | 0 | 1319268
MsrNResSpltPkgAC-65to134-S13 | sim_annual | WRf | 2003 | CZ09 | cDXGF | DXSZCap | 14.5861 | 99998.18 | 4005144.552 | 380066.7 | 0 | 52954.79 | 11163.552 | 12277.32 | 154259.1 | 0 | 1319215
MsrNResSpltPkgAC-65to134-S13 | sim_annual | WRf | 2003 | CZ10 | cDXGF | DXSZCap | 14.1921 | 99998.18 | 3889720.4517 | 380066.7 | 0 | 52954.79 | 10342.4517 | 13020.41 | 152433.4 | 0 | 1319330
MsrNResSpltPkgAC-65to134-S13 | sim_annual | WRf | 2003 | CZ11 | cDXGF | DXSZCap | 16.5232 | 99998.18 | 3839902.7675 | 380066.7 | 0 | 52954.79 | 12478.7675 | 11800.02 | 146758.8 | 0 | 1319528
MsrNResSpltPkgAC-65to134-S13 | sim_annual | WRf | 2003 | CZ12 | cDXGF | DXSZCap | 14.7179 | 99998.18 | 3811996.2965 | 380066.7 | 0 | 52954.79 | 12595.2965 | 9840.758 | 145623.2 | 0 | 1318802
MsrNResSpltPkgAC-65to134-S13 | sim_annual | WRf | 2003 | CZ13 | cDXGF | DXSZCap | 15.4437 | 99998.18 | 3889149.3979 | 380066.7 | 0 | 52954.79 | 10973.3979 | 13143.96 | 152155.6 | 0 | 1319370
MsrNResSpltPkgAC-65to134-S13 | sim_annual | WRf | 2003 | CZ14 | cDXGF | DXSZCap | 14.7691 | 99998.18 | 3836397.5701 | 380066.7 | 0 | 52954.79 | 11836.5701 | 12458.31 | 140195.4 | 0 | 1319158
MsrNResSpltPkgAC-65to134-S13 | sim_annual | WRf | 2003 | CZ15 | cDXGF | DXSZCap | 17.4842 | 99998.18 | 4069517.9088 | 380066.7 | 0 | 52954.79 | 7183.9088 | 22600.93 | 165147.1 | 0 | 1321054
MsrNResSpltPkgAC-65to134-S13 | sim_annual | WRf | 2003 | CZ16 | cDXGF | DXSZCap | 11.3205 | 99998.18 | 3569135.3579 | 380066.7 | 0 | 52954.79 | 19122.3579 | 4983.845 | 120092.5 | 0 | 1318269
MsrNResSpltPkgAC-65to134-S13 | sim_annual | WRf | 2007 | CZ01 | cDXGF | DXSZCap | 10.932 | 99998.18 | 3526891.3403 | 380066.7 | 0 | 52954.79 | 16815.3403 | 1605.892 | 104916.5 | 0 | 1317765
MsrNResSpltPkgAC-65to134-S13 | sim_annual | WRf | 2007 | CZ02 | cDXGF | DXSZCap | 14.2876 | 99998.18 | 3617131.0902 | 380066.7 | 0 | 52954.79 | 13115.0902 | 7132.597 | 113453.7 | 0 | 1318332
MsrNResSpltPkgAC-65to134-S13 | sim_annual | WRf | 2007 | CZ03 | cDXGF | DXSZCap | 12.512 | 99998.18 | 3649780.5356 | 380066.7 | 0 | 52954.79 | 13765.5356 | 5557.623 | 115451.2 | 0 | 1318178
MsrNResSpltPkgAC-65to134-S13 | sim_annual | WRf | 2007 | CZ04 | cDXGF | DXSZCap | 15.0223 | 99998.18 | 3698599.2686 | 380066.7 | 0 | 52954.79 | 12462.2686 | 8922.125 | 120378.3 | 0 | 1318734
MsrNResSpltPkgAC-65to134-S13 | sim_annual | WRf | 2007 | CZ05 | cDXGF | DXSZCap | 13.4838 | 99998.18 | 3641284.3742 | 380066.7 | 0 | 52954.79 | 13031.3742 | 6731.999 | 114718.3 | 0 | 1318164
MsrNResSpltPkgAC-65to134-S13 | sim_annual | WRf | 2007 | CZ06 | cDXGF | DXSZCap | 13.8459 | 99998.18 | 3980232.7213 | 380066.7 | 0 | 52954.79 | 11578.7213 | 11833.79 | 137536.8 | 0 | 1318662
MsrNResSpltPkgAC-65to134-S13 | sim_annual | WRf | 2007 | CZ07 | cDXGF | DXSZCap | 11.261 | 99998.18 | 3901872.0278 | 380066.7 | 0 | 52954.79 | 11981.0278 | 10242.41 | 131774.8 | 0 | 1318865
MsrNResSpltPkgAC-65to134-S13 | sim_annual | WRf | 2007 | CZ08 | cDXGF | DXSZCap | 15.9317 | 99998.18 | 3942190.5147 | 380066.7 | 0 | 52954.79 | 10566.5147 | 13273.88 | 133661 | 0 | 1319268
MsrNResSpltPkgAC-65to134-S13 | sim_annual | WRf | 2007 | CZ09 | cDXGF | DXSZCap | 14.5861 | 99998.18 | 3917850.552 | 380066.7 | 0 | 52954.79 | 11163.552 | 12277.32 | 127916.1 | 0 | 1319215
MsrNResSpltPkgAC-65to134-S13 | sim_annual | WRf | 2007 | CZ10 | cDXGF | DXSZCap | 13.908 | 99998.18 | 3733966.7953 | 380066.7 | 0 | 52954.79 | 10230.7953 | 12942.97 | 124428.6 | 0 | 1319247
MsrNResSpltPkgAC-65to134-S13 | sim_annual | WRf | 2007 | CZ11 | cDXGF | DXSZCap | 16.1849 | 99998.18 | 3710570.6255 | 380066.7 | 0 | 52954.79 | 12136.6255 | 11654.18 | 120091.4 | 0 | 1319430
MsrNResSpltPkgAC-65to134-S13 | sim_annual | WRf | 2007 | CZ12 | cDXGF | DXSZCap | 14.392 | 99998.18 | 3679694.2358 | 380066.7 | 0 | 52954.79 | 12301.2358 | 9781.795 | 119117.3 | 0 | 1318732
MsrNResSpltPkgAC-65to134-S13 | sim_annual | WRf | 2007 | CZ13 | cDXGF | DXSZCap | 15.0873 | 99998.18 | 3746915.4626 | 380066.7 | 0 | 52954.79 | 10737.4626 | 12953.2 | 124304.1 | 0 | 1319290
MsrNResSpltPkgAC-65to134-S13 | sim_annual | WRf | 2007 | CZ14 | cDXGF | DXSZCap | 14.442 | 99998.18 | 3701685.131 | 380066.7 | 0 | 52954.79 | 11492.131 | 12326.88 | 114743.2 | 0 | 1319073
MsrNResSpltPkgAC-65to134-S13 | sim_annual | WRf | 2007 | CZ15 | cDXGF | DXSZCap | 17.1024 | 99998.18 | 3895466.5443 | 380066.7 | 0 | 52954.79 | 7090.5443 | 22188.65 | 134785.6 | 0 | 1320940
MsrNResSpltPkgAC-65to134-S13 | sim_annual | WRf | 2007 | CZ16 | cDXGF | DXSZCap | 11.0874 | 99998.18 | 3476596.0122 | 380066.7 | 0 | 52954.79 | 18152.0122 | 4960.34 | 98798.6 | 0 | 1318266
MsrNResSpltPkgAC-65to134-S13 | sim_annual | WRf | 2011 | CZ01 | cDXGF | DXSZCap | 8.9627 | 99998.18 | 3497018.1979 | 372306.4 | 0 | 52954.79 | 16817.1979 | 1660.503 | 104034.4 | 0 | 1317787
MsrNResSpltPkgAC-65to134-S13 | sim_annual | WRf | 2011 | CZ02 | cDXGF | DXSZCap | 13.3264 | 99998.18 | 3515475.5979 | 372306.4 | 0 | 52954.79 | 13141.5979 | 7193.185 | 109451.6 | 0 | 1318282
MsrNResSpltPkgAC-65to134-S13 | sim_annual | WRf | 2011 | CZ03 | cDXGF | DXSZCap | 11.8553 | 99998.18 | 3568252.5378 | 372306.4 | 0 | 52954.79 | 13695.5379 | 5699.475 | 112117.4 | 0 | 1318210
MsrNResSpltPkgAC-65to134-S13 | sim_annual | WRf | 2011 | CZ04 | cDXGF | DXSZCap | 14.024 | 99998.18 | 3578818.0538 | 372306.4 | 0 | 52954.79 | 12682.0538 | 8908.169 | 115432.4 | 0 | 1318696
MsrNResSpltPkgAC-65to134-S13 | sim_annual | WRf | 2011 | CZ05 | cDXGF | DXSZCap | 11.5587 | 99998.18 | 3566593.1078 | 372306.4 | 0 | 52954.79 | 13408.1078 | 6873.342 | 111678.9 | 0 | 1318246
MsrNResSpltPkgAC-65to134-S13 | sim_annual | WRf | 2011 | CZ06 | cDXGF | DXSZCap | 13.5266 | 99998.18 | 3889924.6145 | 372306.4 | 0 | 52954.79 | 11822.6145 | 11828.02 | 135074.5 | 0 | 1318736
MsrNResSpltPkgAC-65to134-S13 | sim_annual | WRf | 2011 | CZ07 | cDXGF | DXSZCap | 10.809 | 99998.18 | 3746960.1043 | 372306.4 | 0 | 52954.79 | 12112.1043 | 10205.85 | 127544.9 | 0 | 1318955
MsrNResSpltPkgAC-65to134-S13 | sim_annual | WRf | 2011 | CZ08 | cDXGF | DXSZCap | 14.8646 | 99998.18 | 3723414.8881 | 372306.4 | 0 | 52954.79 | 10743.8881 | 12995.69 | 126854.7 | 0 | 1319137
MsrNResSpltPkgAC-65to134-S13 | sim_annual | WRf | 2011 | CZ09 | cDXGF | DXSZCap | 12.7226 | 99998.18 | 3587131.714 | 372306.4 | 0 | 52954.79 | 10933.714 | 11889.82 | 117010.9 | 0 | 1319081
MsrNResSpltPkgAC-65to134-S13 | sim_annual | WRf | 2011 | CZ10 | cDXGF | DXSZCap | 12.914 | 99998.18 | 3600709.3663 | 372306.4 | 0 | 52954.79 | 10329.3663 | 12627.52 | 119101.3 | 0 | 1319201
MsrNResSpltPkgAC-65to134-S13 | sim_annual | WRf | 2011 | CZ11 | cDXGF | DXSZCap | 15.0262 | 99998.18 | 3576567.4668 | 372306.4 | 0 | 52954.79 | 11884.4668 | 11181.85 | 115012.4 | 0 | 1319206
MsrNResSpltPkgAC-65to134-S13 | sim_annual | WRf | 2011 | CZ12 | cDXGF | DXSZCap | 13.6332 | 99998.18 | 3558735.2447 | 372306.4 | 0 | 52954.79 | 12348.2447 | 9547.487 | 114326.5 | 0 | 1318696
MsrNResSpltPkgAC-65to134-S13 | sim_annual | WRf | 2011 | CZ13 | cDXGF | DXSZCap | 13.9675 | 99998.18 | 3594206.7766 | 372306.4 | 0 | 52954.79 | 10632.7766 | 12359.76 | 118543.4 | 0 | 1319101
MsrNResSpltPkgAC-65to134-S13 | sim_annual | WRf | 2011 | CZ14 | cDXGF | DXSZCap | 13.3913 | 99998.18 | 3574686.5912 | 372306.4 | 0 | 52954.79 | 11293.5912 | 11917.63 | 110200.4 | 0 | 1318959
MsrNResSpltPkgAC-65to134-S13 | sim_annual | WRf | 2011 | CZ15 | cDXGF | DXSZCap | 15.8309 | 99998.18 | 3696019.8053 | 372306.4 | 0 | 52954.79 | 7211.8053 | 20815.25 | 127946.2 | 0 | 1320595
MsrNResSpltPkgAC-65to134-S13 | sim_annual | WRf | 2011 | CZ16 | cDXGF | DXSZCap | 10.3874 | 99998.18 | 3390031.0481 | 372306.4 | 0 | 52954.79 | 16804.0481 | 4844.011 | 95936.53 | 0 | 1318318
MsrNResSpltPkgAC-65to134-S13 | sim_annual | WRf | 2015 | CZ01 | cDXGF | DXSZCap | 8.6217 | 99998.18 | 3496854.3343 | 372306.4 | 0 | 52954.79 | 16731.3343 | 1681.741 | 104031.6 | 0 | 1317681
MsrNResSpltPkgAC-65to134-S13 | sim_annual | WRf | 2015 | CZ02 | cDXGF | DXSZCap | 12.8837 | 99998.18 | 3515031.4613 | 372306.4 | 0 | 52954.79 | 13069.4613 | 6948.221 | 109452.8 | 0 | 1318158
MsrNResSpltPkgAC-65to134-S13 | sim_annual | WRf | 2015 | CZ03 | cDXGF | DXSZCap | 11.1649 | 99998.18 | 3567896.8985 | 372306.4 | 0 | 52954.79 | 13688.8985 | 5506.166 | 112114 | 0 | 1318056
MsrNResSpltPkgAC-65to134-S13 | sim_annual | WRf | 2015 | CZ04 | cDXGF | DXSZCap | 13.2839 | 99998.18 | 3577972.3074 | 372306.4 | 0 | 52954.79 | 12542.3074 | 8426.496 | 115435.8 | 0 | 1318458
MsrNResSpltPkgAC-65to134-S13 | sim_annual | WRf | 2015 | CZ05 | cDXGF | DXSZCap | 10.8887 | 99998.18 | 3566154.144 | 372306.4 | 0 | 52954.79 | 13400.144 | 6557.854 | 111680.7 | 0 | 1318124
MsrNResSpltPkgAC-65to134-S13 | sim_annual | WRf | 2015 | CZ06 | cDXGF | DXSZCap | 12.8376 | 99998.18 | 3888983.5151 | 372306.4 | 0 | 52954.79 | 11596.5152 | 11299.82 | 135076.1 | 0 | 1318542
MsrNResSpltPkgAC-65to134-S13 | sim_annual | WRf | 2015 | CZ07 | cDXGF | DXSZCap | 10.2137 | 99998.18 | 3746147.2728 | 372306.4 | 0 | 52954.79 | 11915.2728 | 9721.821 | 127544.8 | 0 | 1318816
MsrNResSpltPkgAC-65to134-S13 | sim_annual | WRf | 2015 | CZ08 | cDXGF | DXSZCap | 14.0901 | 99998.18 | 3722300.2704 | 372306.4 | 0 | 52954.79 | 10547.2704 | 12341.23 | 126852.1 | 0 | 1318870
MsrNResSpltPkgAC-65to134-S13 | sim_annual | WRf | 2015 | CZ09 | cDXGF | DXSZCap | 10.6517 | 99998.18 | 3585819.5511 | 372306.4 | 0 | 52954.79 | 10578.5511 | 11226.75 | 117013 | 0 | 1318787
MsrNResSpltPkgAC-65to134-S13 | sim_annual | WRf | 2015 | CZ10 | cDXGF | DXSZCap | 12.4606 | 99998.18 | 3599986.505 | 372306.4 | 0 | 52954.79 | 10210.505 | 12152.68 | 119102.5 | 0 | 1319066
MsrNResSpltPkgAC-65to134-S13 | sim_annual | WRf | 2015 | CZ11 | cDXGF | DXSZCap | 14.5505 | 99998.18 | 3575933.6316 | 372306.4 | 0 | 52954.79 | 11836.6316 | 10747.13 | 115012.6 | 0 | 1319034
MsrNResSpltPkgAC-65to134-S13 | sim_annual | WRf | 2015 | CZ12 | cDXGF | DXSZCap | 13.2023 | 99998.18 | 3558136.8209 | 372306.4 | 0 | 52954.79 | 12265.8209 | 9184.481 | 114330.3 | 0 | 1318541
MsrNResSpltPkgAC-65to134-S13 | sim_annual | WRf | 2015 | CZ13 | cDXGF | DXSZCap | 13.5186 | 99998.18 | 3593554.4038 | 372306.4 | 0 | 52954.79 | 10616.4038 | 11890.62 | 118542.1 | 0 | 1318938
MsrNResSpltPkgAC-65to134-S13 | sim_annual | WRf | 2015 | CZ14 | cDXGF | DXSZCap | 12.9696 | 99998.18 | 3574019.8591 | 372306.4 | 0 | 52954.79 | 11268.8591 | 11439.85 | 110197.2 | 0 | 1318795
MsrNResSpltPkgAC-65to134-S13 | sim_annual | WRf | 2015 | CZ15 | cDXGF | DXSZCap | 15.3216 | 99998.18 | 3695045.932 | 372306.4 | 0 | 52954.79 | 7163.932 | 20075.37 | 127945 | 0 | 1320409
MsrNResSpltPkgAC-65to134-S13 | sim_annual | WRf | 2015 | CZ16 | cDXGF | DXSZCap | 10.0171 | 99998.18 | 3389585.8586 | 372306.4 | 0 | 52954.79 | 16684.8586 | 4637.744 | 95939.45 | 0 | 1318194
MsrNResSpltPkgAC-65to134-S13 | sim_annual | WRf | 2017 | CZ01 | cDXGF | DXSZCap | 9.9295 | 99998.18 | 3433892.7984 | 371531.8 | 0 | 52954.79 | 16440.7984 | 1770.142 | 101532.9 | 0 | 1317723
MsrNResSpltPkgAC-65to134-S13 | sim_annual | WRf | 2017 | CZ02 | cDXGF | DXSZCap | 12.5707 | 99998.18 | 3488996.3958 | 371531.8 | 0 | 52954.79 | 13636.3958 | 6971.705 | 108272.5 | 0 | 1318125
MsrNResSpltPkgAC-65to134-S13 | sim_annual | WRf | 2017 | CZ03 | cDXGF | DXSZCap | 10.955 | 99998.18 | 3543633.3127 | 371531.8 | 0 | 52954.79 | 14267.3127 | 5505.626 | 111023.3 | 0 | 1318063
MsrNResSpltPkgAC-65to134-S13 | sim_annual | WRf | 2017 | CZ04 | cDXGF | DXSZCap | 12.9764 | 99998.18 | 3550671.1596 | 371531.8 | 0 | 52954.79 | 13143.1596 | 8445.859 | 114137.2 | 0 | 1318415
MsrNResSpltPkgAC-65to134-S13 | sim_annual | WRf | 2017 | CZ05 | cDXGF | DXSZCap | 10.6703 | 99998.18 | 3516686.8208 | 371531.8 | 0 | 52954.79 | 13720.8208 | 6588.435 | 109461.4 | 0 | 1318106
MsrNResSpltPkgAC-65to134-S13 | sim_annual | WRf | 2017 | CZ06 | cDXGF | DXSZCap | 11.9698 | 99998.18 | 3699695.4315 | 371531.8 | 0 | 52954.79 | 12332.4315 | 11198.01 | 128437.8 | 0 | 1318638
MsrNResSpltPkgAC-65to134-S13 | sim_annual | WRf | 2017 | CZ07 | cDXGF | DXSZCap | 11.5834 | 99998.18 | 3645588.4017 | 371531.8 | 0 | 52954.79 | 12693.4017 | 9923.748 | 123134.4 | 0 | 1318627
MsrNResSpltPkgAC-65to134-S13 | sim_annual | WRf | 2017 | CZ08 | cDXGF | DXSZCap | 13.5522 | 99998.18 | 3630713.9127 | 371531.8 | 0 | 52954.79 | 11139.9127 | 12207.64 | 123299.9 | 0 | 1318775
MsrNResSpltPkgAC-65to134-S13 | sim_annual | WRf | 2017 | CZ09 | cDXGF | DXSZCap | 11.6736 | 99998.18 | 3556604.9886 | 371531.8 | 0 | 52954.79 | 11429.9886 | 11133.19 | 115565.8 | 0 | 1318890
MsrNResSpltPkgAC-65to134-S13 | sim_annual | WRf | 2017 | CZ10 | cDXGF | DXSZCap | 12.1777 | 99998.18 | 3569801.9755 | 371531.8 | 0 | 52954.79 | 10885.9755 | 12075.2 | 117597.2 | 0 | 1319023
MsrNResSpltPkgAC-65to134-S13 | sim_annual | WRf | 2017 | CZ11 | cDXGF | DXSZCap | 14.2139 | 99998.18 | 3547023.6435 | 371531.8 | 0 | 52954.79 | 12314.6435 | 10603.94 | 113626.2 | 0 | 1318966
MsrNResSpltPkgAC-65to134-S13 | sim_annual | WRf | 2017 | CZ12 | cDXGF | DXSZCap | 12.6018 | 99998.18 | 3530211.3525 | 371531.8 | 0 | 52954.79 | 12827.3525 | 9161.107 | 112980.9 | 0 | 1318488
MsrNResSpltPkgAC-65to134-S13 | sim_annual | WRf | 2017 | CZ13 | cDXGF | DXSZCap | 13.1627 | 99998.18 | 3561780.0186 | 371531.8 | 0 | 52954.79 | 11217.0186 | 11693.61 | 116969.2 | 0 | 1318887
MsrNResSpltPkgAC-65to134-S13 | sim_annual | WRf | 2017 | CZ14 | cDXGF | DXSZCap | 12.6454 | 99998.18 | 3544616.1952 | 371531.8 | 0 | 52954.79 | 11728.1952 | 11302.16 | 108930.7 | 0 | 1318746
MsrNResSpltPkgAC-65to134-S13 | sim_annual | WRf | 2017 | CZ15 | cDXGF | DXSZCap | 14.9422 | 99998.18 | 3657492.5253 | 371531.8 | 0 | 52954.79 | 7745.5253 | 19600.69 | 126121.3 | 0 | 1320292
MsrNResSpltPkgAC-65to134-S13 | sim_annual | WRf | 2017 | CZ16 | cDXGF | DXSZCap | 9.7871 | 99998.18 | 3367126.9173 | 371531.8 | 0 | 52954.79 | 16859.9173 | 4613.422 | 95114.34 | 0 | 1318195
MsrNResSpltPkgAC-65to134-S13 | sim_annual | WRf | 2020 | CZ01 | cDXGF | DXSZCap | 9.4835 | 99998.18 | 3263297.45 | 237523.4 | 0 | 52954.79 | 16497.45 | 1615.641 | 100178.8 | 0 | 1317521
MsrNResSpltPkgAC-65to134-S13 | sim_annual | WRf | 2020 | CZ02 | cDXGF | DXSZCap | 12.1218 | 99998.18 | 3319684.3206 | 237523.4 | 0 | 52954.79 | 13480.3206 | 6476.066 | 106835.6 | 0 | 1317875
MsrNResSpltPkgAC-65to134-S13 | sim_annual | WRf | 2020 | CZ03 | cDXGF | DXSZCap | 10.5269 | 99998.18 | 3375886.4903 | 237523.4 | 0 | 52954.79 | 14137.4903 | 5120.019 | 109569 | 0 | 1317821
MsrNResSpltPkgAC-65to134-S13 | sim_annual | WRf | 2020 | CZ04 | cDXGF | DXSZCap | 12.5255 | 99998.18 | 3381808.3416 | 237523.4 | 0 | 52954.79 | 13018.3416 | 7878.496 | 112620.4 | 0 | 1318146
MsrNResSpltPkgAC-65to134-S13 | sim_annual | WRf | 2020 | CZ05 | cDXGF | DXSZCap | 10.2444 | 99998.18 | 3348292.8031 | 237523.4 | 0 | 52954.79 | 13545.8031 | 6134.21 | 108017.3 | 0 | 1317851
MsrNResSpltPkgAC-65to134-S13 | sim_annual | WRf | 2020 | CZ06 | cDXGF | DXSZCap | 11.5321 | 99998.18 | 3529920.0396 | 237523.4 | 0 | 52954.79 | 12183.0396 | 10556.55 | 126763.1 | 0 | 1318324
MsrNResSpltPkgAC-65to134-S13 | sim_annual | WRf | 2020 | CZ07 | cDXGF | DXSZCap | 11.1564 | 99998.18 | 3477897.2314 | 237523.4 | 0 | 52954.79 | 12498.2314 | 9331.244 | 121502.7 | 0 | 1318318
MsrNResSpltPkgAC-65to134-S13 | sim_annual | WRf | 2020 | CZ08 | cDXGF | DXSZCap | 13.0915 | 99998.18 | 3462569.8721 | 237523.4 | 0 | 52954.79 | 11014.8721 | 11475.26 | 121651.7 | 0 | 1318494
MsrNResSpltPkgAC-65to134-S13 | sim_annual | WRf | 2020 | CZ09 | cDXGF | DXSZCap | 11.2365 | 99998.18 | 3388948.3495 | 237523.4 | 0 | 52954.79 | 11426.3495 | 10459.43 | 114022.8 | 0 | 1318576
MsrNResSpltPkgAC-65to134-S13 | sim_annual | WRf | 2020 | CZ10 | cDXGF | DXSZCap | 11.7351 | 99998.18 | 3402117.9127 | 237523.4 | 0 | 52954.79 | 10873.9127 | 11352.19 | 116038 | 0 | 1318718
MsrNResSpltPkgAC-65to134-S13 | sim_annual | WRf | 2020 | CZ11 | cDXGF | DXSZCap | 13.7343 | 99998.18 | 3378116.3793 | 237523.4 | 0 | 52954.79 | 12328.3793 | 9975.589 | 112126.2 | 0 | 1318714
MsrNResSpltPkgAC-65to134-S13 | sim_annual | WRf | 2020 | CZ12 | cDXGF | DXSZCap | 12.1472 | 99998.18 | 3360966.7459 | 237523.4 | 0 | 52954.79 | 12725.7459 | 8599.046 | 111469.4 | 0 | 1318208
MsrNResSpltPkgAC-65to134-S13 | sim_annual | WRf | 2020 | CZ13 | cDXGF | DXSZCap | 12.7008 | 99998.18 | 3391655.1683 | 237523.4 | 0 | 52954.79 | 11247.1683 | 11029.37 | 115384.9 | 0 | 1318627
MsrNResSpltPkgAC-65to134-S13 | sim_annual | WRf | 2020 | CZ14 | cDXGF | DXSZCap | 12.1977 | 99998.18 | 3375877.583 | 237523.4 | 0 | 52954.79 | 11710.583 | 10637.84 | 107560.7 | 0 | 1318491
MsrNResSpltPkgAC-65to134-S13 | sim_annual | WRf | 2020 | CZ15 | cDXGF | DXSZCap | 14.4557 | 99998.18 | 3487106.9998 | 237523.4 | 0 | 52954.79 | 7698.9999 | 18619.24 | 124489.7 | 0 | 1320002
MsrNResSpltPkgAC-65to134-S13 | sim_annual | WRf | 2020 | CZ16 | cDXGF | DXSZCap | 9.3788 | 99998.18 | 3197992.5078 | 237523.4 | 0 | 52954.79 | 16902.5078 | 4326.207 | 93905.75 | 0 | 1317939

## results-summary_new
File Name | Net Site EUI (kWh/m2) | Net Site Energy (kWh) | Electricity (kWh) | Natural Gas (kWh)
CZ01/Asm/defaults/instance-out.sql | 143.99 | 909751.75 | 381415.39 | 528336.36
CZ01/ECC/defaults/instance-out.sql | 97.23 | 2567027.91 | 1605347.91 | 961680
CZ01/EPr/defaults/instance-out.sql | 104.14 | 394217.14 | 225501.4 | 168715.73
CZ01/ERC/defaults/instance-out.sql | 54.47 | 14593.46 | 7206.35 | 7387.11
CZ01/ESe/defaults/instance-out.sql | 168.55 | 1165023.33 | 634704.8 | 530318.53
CZ01/EUn/defaults/instance-out.sql | 93.98 | 7489260.55 | 5734712.23 | 1754548.31
CZ01/Fin/defaults/instance-out.sql | 158.45 | 52994.56 | 43040.6 | 9953.95
CZ01/Gro/defaults/instance-out.sql | 374.1 | 1737628 | 1418246.28 | 319381.72
CZ01/Hsp/defaults/instance-out.sql | 63.95 | 2935419.65 | 2224637.75 | 710781.91
CZ01/Lib/defaults/instance-out.sql | 107.53 | 99902.16 | 74233.46 | 25668.7
CZ01/MBT/defaults/instance-out.sql | 222.67 | 8273679.25 | 3097089.42 | 5176589.83
CZ01/MLI/defaults/instance-out.sql | 113.03 | 1050216.38 | 467986.18 | 582230.2
CZ01/Mtl/defaults/instance-out.sql | 64.42 | 179463.19 | 69757.31 | 109705.88
CZ01/Nrs/defaults/instance-out.sql | 78.06 | 805000.62 | 462413.96 | 342586.66
CZ01/OfL/defaults/instance-out.sql | 54.24 | 1763382.28 | 1312222.85 | 451159.44
CZ01/OfS/defaults/instance-out.sql | 54.23 | 100778.76 | 85299.07 | 15479.68
CZ01/Rel/defaults/instance-out.sql | 307.25 | 570886 | 348600.99 | 222285.02
CZ01/RFF/defaults/instance-out.sql | 263.44 | 97805.85 | 49130.08 | 48675.77
CZ01/RSD/defaults/instance-out.sql | 242.77 | 252718.54 | 94120.36 | 158598.18
CZ01/Rt3/defaults/instance-out.sql | 66.6 | 1485071.52 | 957971.09 | 527100.44
CZ01/RtL/defaults/instance-out.sql | 139.42 | 1690305.44 | 1402390.02 | 287915.42
CZ01/RtS/defaults/instance-out.sql | 73.39 | 109110.45 | 78836.87 | 30273.58
CZ01/SCn/defaults/instance-out.sql | 89.93 | 4177496.22 | 1578520.89 | 2598975.34
CZ01/SUn/defaults/instance-out.sql | 23.85 | 1107958.34 | 1020605.42 | 87352.91
CZ01/WRf/defaults/instance-out.sql | 116.06 | 5391136.13 | 5303773.31 | 87362.82
CZ02/Asm/defaults/instance-out.sql | 175.3 | 1107546.09 | 536847.9 | 570698.19
CZ02/ECC/defaults/instance-out.sql | 121.63 | 3211247.49 | 2160891.43 | 1050356.06
CZ02/EPr/defaults/instance-out.sql | 98.84 | 374133.35 | 231050.95 | 143082.4
CZ02/ERC/defaults/instance-out.sql | 46.86 | 12552.53 | 7562.25 | 4990.28
CZ02/ESe/defaults/instance-out.sql | 185.03 | 1278970.75 | 785867.94 | 493102.81
CZ02/EUn/defaults/instance-out.sql | 111.53 | 8887752.58 | 7133287.07 | 1754465.52
CZ02/Fin/defaults/instance-out.sql | 157.94 | 52824.4 | 45137.83 | 7686.57
CZ02/Gro/defaults/instance-out.sql | 403.87 | 1875943.86 | 1676376.75 | 199567.1
CZ02/Hsp/defaults/instance-out.sql | 99.13 | 4550171.6 | 3191851.28 | 1358320.32
CZ02/Lib/defaults/instance-out.sql | 102.78 | 95487.58 | 76607.25 | 18880.33
CZ02/MBT/defaults/instance-out.sql | 194.37 | 7222030.97 | 3472639.43 | 3749391.54
CZ02/MLI/defaults/instance-out.sql | 141 | 1310088.89 | 602552.18 | 707536.71
CZ02/Mtl/defaults/instance-out.sql | 58.59 | 163231.3 | 87385.18 | 75846.12
CZ02/Nrs/defaults/instance-out.sql | 80.01 | 825063.5 | 525076.08 | 299987.42
CZ02/OfL/defaults/instance-out.sql | 72.37 | 2352790.17 | 1859323.73 | 493466.43
CZ02/OfS/defaults/instance-out.sql | 52.02 | 96679.56 | 87060.44 | 9619.12
CZ02/Rel/defaults/instance-out.sql | 264.58 | 491604.87 | 358168.52 | 133436.35
CZ02/RFF/defaults/instance-out.sql | 287.89 | 106880.95 | 62084.26 | 44796.69
CZ02/RSD/defaults/instance-out.sql | 252.79 | 263152.34 | 109029.03 | 154123.31
CZ02/Rt3/defaults/instance-out.sql | 94.92 | 2116401.73 | 1190524.73 | 925876.99
CZ02/RtL/defaults/instance-out.sql | 138.86 | 1683521.27 | 1431148.4 | 252372.88
CZ02/RtS/defaults/instance-out.sql | 81.48 | 121141.79 | 96208.26 | 24933.53
CZ02/SCn/defaults/instance-out.sql | 79.94 | 3713415.99 | 2008115.69 | 1705300.29
CZ02/SUn/defaults/instance-out.sql | 23.7 | 1100898.78 | 1020605.42 | 80293.36
CZ02/WRf/defaults/instance-out.sql | 194.56 | 9037220.67 | 8956919.63 | 80301.04
CZ03/Asm/defaults/instance-out.sql | 124.12 | 784212.68 | 414584.55 | 369628.14
CZ03/ECC/defaults/instance-out.sql | 101.44 | 2678176.67 | 1902755.11 | 775421.57
CZ03/EPr/defaults/instance-out.sql | 96.31 | 364553.48 | 229985.37 | 134568.11
CZ03/ERC/defaults/instance-out.sql | 45.55 | 12202.4 | 7637.37 | 4565.03
CZ03/ESe/defaults/instance-out.sql | 164.2 | 1135003.43 | 726075.64 | 408927.79
CZ03/EUn/defaults/instance-out.sql | 99.1 | 7897276.3 | 6579725.12 | 1317551.18
CZ03/Fin/defaults/instance-out.sql | 152.6 | 51038.38 | 44529.46 | 6508.92
CZ03/Gro/defaults/instance-out.sql | 400.73 | 1861346.81 | 1686119.61 | 175227.21
CZ03/Hsp/defaults/instance-out.sql | 81.06 | 3720415.32 | 2791884.53 | 928530.79
CZ03/Lib/defaults/instance-out.sql | 98.1 | 91140.84 | 75032.82 | 16108.02
CZ03/MBT/defaults/instance-out.sql | 175.78 | 6531158.03 | 3344413.21 | 3186744.83
CZ03/MLI/defaults/instance-out.sql | 110.54 | 1027050.54 | 532865.07 | 494185.47
CZ03/Mtl/defaults/instance-out.sql | 47.54 | 132444.2 | 76617.27 | 55826.92
CZ03/Nrs/defaults/instance-out.sql | 73.91 | 762131.31 | 497227.49 | 264903.82
CZ03/OfL/defaults/instance-out.sql | 61.69 | 2005446.28 | 1665800.67 | 339645.62
CZ03/OfS/defaults/instance-out.sql | 50.37 | 93604.63 | 85703.86 | 7900.78
CZ03/Rel/defaults/instance-out.sql | 240.33 | 446550.56 | 353777.2 | 92773.37
CZ03/RFF/defaults/instance-out.sql | 275.45 | 102262.8 | 59602.21 | 42660.59
CZ03/RSD/defaults/instance-out.sql | 228.3 | 237660.19 | 100220.21 | 137439.99
CZ03/Rt3/defaults/instance-out.sql | 89.57 | 1997061.89 | 1160087.27 | 836974.62
CZ03/RtL/defaults/instance-out.sql | 135.94 | 1648190.55 | 1418647.49 | 229543.06
CZ03/RtS/defaults/instance-out.sql | 75.24 | 111853.72 | 92051.54 | 19802.18
CZ03/SCn/defaults/instance-out.sql | 71.62 | 3326666.76 | 1902777.86 | 1423888.9
CZ03/SUn/defaults/instance-out.sql | 23.69 | 1100598.59 | 1020605.42 | 79993.17
CZ03/WRf/defaults/instance-out.sql | 196.95 | 9148659.19 | 9068656.82 | 80002.36
CZ04/Asm/defaults/instance-out.sql | 156.58 | 989278.65 | 529072.57 | 460206.08
CZ04/ECC/defaults/instance-out.sql | 112.46 | 2969212.68 | 2168597.95 | 800614.74
CZ04/EPr/defaults/instance-out.sql | 95.54 | 361654.88 | 232222.43 | 129432.46
CZ04/ERC/defaults/instance-out.sql | 43.13 | 11553.25 | 7403.57 | 4149.68
CZ04/ESe/defaults/instance-out.sql | 169.63 | 1172495.04 | 779953.85 | 392541.19
CZ04/EUn/defaults/instance-out.sql | 110.15 | 8777975.14 | 7275494.79 | 1502480.35
CZ04/Fin/defaults/instance-out.sql | 153.22 | 51245.5 | 45155.37 | 6090.13
CZ04/Gro/defaults/instance-out.sql | 408.09 | 1895530.73 | 1742212.88 | 153317.85
CZ04/Hsp/defaults/instance-out.sql | 96.78 | 4442008.01 | 3276294.55 | 1165713.46
CZ04/Lib/defaults/instance-out.sql | 97.84 | 90900.83 | 75875.47 | 15025.36
CZ04/MBT/defaults/instance-out.sql | 174.78 | 6494242.54 | 3554839.01 | 2939403.53
CZ04/MLI/defaults/instance-out.sql | 134.38 | 1248625.08 | 624771.6 | 623853.49
CZ04/Mtl/defaults/instance-out.sql | 51.35 | 143064.66 | 90723.9 | 52340.76
CZ04/Nrs/defaults/instance-out.sql | 77.63 | 800490.88 | 538908.24 | 261582.64
CZ04/OfL/defaults/instance-out.sql | 72.39 | 2353253.2 | 1941062.11 | 412191.09
CZ04/OfS/defaults/instance-out.sql | 50.03 | 92981.34 | 86399.51 | 6581.83
CZ04/Rel/defaults/instance-out.sql | 238.14 | 442470.19 | 359708.37 | 82761.82
CZ04/RFF/defaults/instance-out.sql | 282.09 | 104729.64 | 63228.64 | 41501
CZ04/RSD/defaults/instance-out.sql | 244.97 | 255013.83 | 111100.1 | 143913.72
CZ04/Rt3/defaults/instance-out.sql | 85.61 | 1908730.26 | 1194702.49 | 714027.76
CZ04/RtL/defaults/instance-out.sql | 136.81 | 1658695.07 | 1438677.02 | 220018.05
CZ04/RtS/defaults/instance-out.sql | 76.05 | 113066.22 | 95269.29 | 17796.93
CZ04/SCn/defaults/instance-out.sql | 70.43 | 3271313.6 | 2043407.14 | 1227906.47
CZ04/SUn/defaults/instance-out.sql | 23.64 | 1097860.8 | 1020605.42 | 77255.37
CZ04/WRf/defaults/instance-out.sql | 205.11 | 9527393.22 | 9450130.8 | 77262.42
CZ05/Asm/defaults/instance-out.sql | 134.7 | 851021.78 | 444471.97 | 406549.81
CZ05/ECC/defaults/instance-out.sql | 103.72 | 2738571.1 | 1958749.64 | 779821.46
CZ05/EPr/defaults/instance-out.sql | 95.64 | 362032.53 | 228027.14 | 134005.39
CZ05/ERC/defaults/instance-out.sql | 44.29 | 11865.91 | 7390.15 | 4475.75
CZ05/ESe/defaults/instance-out.sql | 164.28 | 1135504.8 | 728637.62 | 406867.18
CZ05/EUn/defaults/instance-out.sql | 102.55 | 8172649.2 | 6787393.64 | 1385255.56
CZ05/Fin/defaults/instance-out.sql | 149.79 | 50097 | 43692.41 | 6404.6
CZ05/Gro/defaults/instance-out.sql | 400.68 | 1861106.98 | 1701379.24 | 159727.75
CZ05/Hsp/defaults/instance-out.sql | 86.38 | 3964939.18 | 2956847.85 | 1008091.33
CZ05/Lib/defaults/instance-out.sql | 96.28 | 89443.65 | 73705.27 | 15738.37
CZ05/MBT/defaults/instance-out.sql | 179.91 | 6684908.31 | 3382513.67 | 3302394.64
CZ05/MLI/defaults/instance-out.sql | 121.04 | 1124615.52 | 563487.53 | 561127.99
CZ05/Mtl/defaults/instance-out.sql | 50.25 | 139998.32 | 82008.35 | 57989.97
CZ05/Nrs/defaults/instance-out.sql | 75.89 | 782600.53 | 512011.31 | 270589.22
CZ05/OfL/defaults/instance-out.sql | 64 | 2080433.98 | 1745041.84 | 335392.14
CZ05/OfS/defaults/instance-out.sql | 49.54 | 92076.05 | 84696.69 | 7379.37
CZ05/Rel/defaults/instance-out.sql | 236.6 | 439611.86 | 349580.06 | 90031.8
CZ05/RFF/defaults/instance-out.sql | 274.76 | 102006.93 | 59192.94 | 42813.99
CZ05/RSD/defaults/instance-out.sql | 236.52 | 246219.06 | 103171.68 | 143047.38
CZ05/Rt3/defaults/instance-out.sql | 99.63 | 2221409.22 | 1233328.44 | 988080.79
CZ05/RtL/defaults/instance-out.sql | 135 | 1636690.08 | 1408092.85 | 228597.22
CZ05/RtS/defaults/instance-out.sql | 73.65 | 109497.78 | 91232.91 | 18264.88
CZ05/SCn/defaults/instance-out.sql | 69.39 | 3223404.91 | 1919659.49 | 1303745.42
CZ05/SUn/defaults/instance-out.sql | 23.69 | 1100607.07 | 1020605.42 | 80001.64
CZ05/WRf/defaults/instance-out.sql | 196.47 | 9126079.94 | 9046071.6 | 80008.35
CZ06/Asm/defaults/instance-out.sql | 149.66 | 945556.31 | 565720.98 | 379835.33
CZ06/ECC/defaults/instance-out.sql | 110.7 | 2922731.2 | 2282201.79 | 640529.41
CZ06/EPr/defaults/instance-out.sql | 91.58 | 346660.66 | 228790.36 | 117870.3
CZ06/ERC/defaults/instance-out.sql | 39.69 | 10631.82 | 7229.17 | 3402.64
CZ06/ESe/defaults/instance-out.sql | 155.49 | 1074750.74 | 753824.91 | 320925.83
CZ06/EUn/defaults/instance-out.sql | 109.7 | 8742445.16 | 7609100.92 | 1133344.24
CZ06/Fin/defaults/instance-out.sql | 144.88 | 48456.84 | 43403.28 | 5053.56
CZ06/Gro/defaults/instance-out.sql | 452.11 | 2100010.91 | 2007000.71 | 93010.2
CZ06/Hsp/defaults/instance-out.sql | 92.01 | 4223064.64 | 3447177.52 | 775887.12
CZ06/Lib/defaults/instance-out.sql | 90.96 | 84506.26 | 72257.5 | 12248.76
CZ06/MBT/defaults/instance-out.sql | 145.24 | 5396634.1 | 3597000.65 | 1799633.46
CZ06/MLI/defaults/instance-out.sql | 130.81 | 1215441.97 | 646883.55 | 568558.42
CZ06/Mtl/defaults/instance-out.sql | 48.12 | 134066.42 | 97476.4 | 36590.02
CZ06/Nrs/defaults/instance-out.sql | 76.03 | 784009.94 | 552655.33 | 231354.61
CZ06/OfL/defaults/instance-out.sql | 73.68 | 2395265.91 | 2108403 | 286862.91
CZ06/OfS/defaults/instance-out.sql | 47.3 | 87914.58 | 83372.93 | 4541.64
CZ06/Rel/defaults/instance-out.sql | 200.99 | 373453.98 | 344070.37 | 29383.61
CZ06/RFF/defaults/instance-out.sql | 272.92 | 101325.76 | 62247.67 | 39078.08
CZ06/RSD/defaults/instance-out.sql | 228.26 | 237614.16 | 109671.04 | 127943.12
CZ06/Rt3/defaults/instance-out.sql | 107.44 | 2395670.25 | 1380507.17 | 1015163.09
CZ06/RtL/defaults/instance-out.sql | 132.27 | 1603603.22 | 1404698.28 | 198904.94
CZ06/RtS/defaults/instance-out.sql | 68.71 | 102153.74 | 90471.89 | 11681.85
CZ06/SCn/defaults/instance-out.sql | 58.9 | 2736112.7 | 2150852.39 | 585260.31
CZ06/SUn/defaults/instance-out.sql | 23.56 | 1094326.24 | 1020605.42 | 73720.82
CZ06/WRf/defaults/instance-out.sql | 231.65 | 10760200.27 | 10686468.55 | 73731.72
CZ07/Asm/defaults/instance-out.sql | 157.82 | 997137.52 | 583118.16 | 414019.36
CZ07/ECC/defaults/instance-out.sql | 114.68 | 3027827.04 | 2338083.49 | 689743.56
CZ07/EPr/defaults/instance-out.sql | 91.28 | 345531.15 | 228659.71 | 116871.44
CZ07/ERC/defaults/instance-out.sql | 39.52 | 10587.42 | 7222.47 | 3364.95
CZ07/ESe/defaults/instance-out.sql | 155.35 | 1073804.06 | 755777.87 | 318026.19
CZ07/EUn/defaults/instance-out.sql | 115.28 | 9186630.73 | 7815502.02 | 1371128.72
CZ07/Fin/defaults/instance-out.sql | 145.77 | 48754.56 | 43769.41 | 4985.15
CZ07/Gro/defaults/instance-out.sql | 447.23 | 2077311.01 | 1986373.99 | 90937.02
CZ07/Hsp/defaults/instance-out.sql | 98.09 | 4502478.49 | 3593504.63 | 908973.87
CZ07/Lib/defaults/instance-out.sql | 91.08 | 84620.2 | 72519.74 | 12100.47
CZ07/MBT/defaults/instance-out.sql | 145.74 | 5415343.87 | 3645841.67 | 1769502.2
CZ07/MLI/defaults/instance-out.sql | 138.31 | 1285081.39 | 680858.93 | 604222.47
CZ07/Mtl/defaults/instance-out.sql | 46.09 | 128404.12 | 97806.43 | 30597.69
CZ07/Nrs/defaults/instance-out.sql | 77.52 | 799405.26 | 562167.54 | 237237.73
CZ07/OfL/defaults/instance-out.sql | 80.31 | 2610671.42 | 2216300.04 | 394371.37
CZ07/OfS/defaults/instance-out.sql | 47.25 | 87809.02 | 83367.55 | 4441.47
CZ07/Rel/defaults/instance-out.sql | 199.79 | 371225.32 | 342635.62 | 28589.7
CZ07/RFF/defaults/instance-out.sql | 272.12 | 101028.06 | 62207.95 | 38820.11
CZ07/RSD/defaults/instance-out.sql | 235.33 | 244977.54 | 113271.15 | 131706.39
CZ07/Rt3/defaults/instance-out.sql | 97.11 | 2165236.01 | 1345724.48 | 819511.53
CZ07/RtL/defaults/instance-out.sql | 132.73 | 1609231.11 | 1412468.36 | 196762.75
CZ07/RtS/defaults/instance-out.sql | 68.6 | 101986.76 | 90701.28 | 11285.48
CZ07/SCn/defaults/instance-out.sql | 59.59 | 2768145.2 | 2194485.49 | 573659.71
CZ07/SUn/defaults/instance-out.sql | 23.54 | 1093399.17 | 1020605.42 | 72793.74
CZ07/WRf/defaults/instance-out.sql | 230.09 | 10687847.03 | 10615041.05 | 72805.98
CZ08/Asm/defaults/instance-out.sql | 171.09 | 1080981.84 | 617655.65 | 463326.19
CZ08/ECC/defaults/instance-out.sql | 119.16 | 3146126.08 | 2432001.03 | 714125.05
CZ08/EPr/defaults/instance-out.sql | 92.68 | 350838.76 | 232936.28 | 117902.48
CZ08/ERC/defaults/instance-out.sql | 40.73 | 10911.15 | 7484.03 | 3427.12
CZ08/ESe/defaults/instance-out.sql | 163.73 | 1131746.62 | 798901.8 | 332844.82
CZ08/EUn/defaults/instance-out.sql | 118.12 | 9413086.08 | 8012276.15 | 1400809.93
CZ08/Fin/defaults/instance-out.sql | 148.86 | 49787.65 | 44702.23 | 5085.41
CZ08/Gro/defaults/instance-out.sql | 442.76 | 2056556.63 | 1959394.68 | 97161.95
CZ08/Hsp/defaults/instance-out.sql | 107.2 | 4920259.16 | 3786542.2 | 1133716.96
CZ08/Lib/defaults/instance-out.sql | 93.16 | 86546.67 | 74219 | 12327.67
CZ08/MBT/defaults/instance-out.sql | 154.12 | 5726504.44 | 3744667.19 | 1981837.25
CZ08/MLI/defaults/instance-out.sql | 149.77 | 1391643.81 | 713577.61 | 678066.19
CZ08/Mtl/defaults/instance-out.sql | 51.65 | 143876.33 | 103318.38 | 40557.95
CZ08/Nrs/defaults/instance-out.sql | 80.84 | 833665.21 | 579413.03 | 254252.18
CZ08/OfL/defaults/instance-out.sql | 81.58 | 2652064.59 | 2254936.79 | 397127.8
CZ08/OfS/defaults/instance-out.sql | 48.81 | 90705.02 | 86039.96 | 4665.07
CZ08/Rel/defaults/instance-out.sql | 210.42 | 390960.85 | 354279.43 | 36681.42
CZ08/RFF/defaults/instance-out.sql | 281.03 | 104334.89 | 65328.28 | 39006.61
CZ08/RSD/defaults/instance-out.sql | 251.26 | 261562.69 | 120190.5 | 141372.18
CZ08/Rt3/defaults/instance-out.sql | 94.55 | 2108244.49 | 1341591.4 | 766653.08
CZ08/RtL/defaults/instance-out.sql | 134.42 | 1629653.64 | 1431847.94 | 197805.69
CZ08/RtS/defaults/instance-out.sql | 71.9 | 106894.96 | 94850.37 | 12044.59
CZ08/SCn/defaults/instance-out.sql | 63.22 | 2936503.32 | 2275802.48 | 660700.84
CZ08/SUn/defaults/instance-out.sql | 23.54 | 1093272.23 | 1020605.42 | 72666.8
CZ08/WRf/defaults/instance-out.sql | 230.93 | 10726612.81 | 10653937.45 | 72675.35
CZ09/Asm/defaults/instance-out.sql | 174.72 | 1103889.03 | 637050.28 | 466838.75
CZ09/ECC/defaults/instance-out.sql | 133.56 | 3526186.18 | 2643127.19 | 883059
CZ09/EPr/defaults/instance-out.sql | 92.5 | 350136.22 | 234335.43 | 115800.79
CZ09/ERC/defaults/instance-out.sql | 39.55 | 10593.99 | 7308.08 | 3285.91
CZ09/ESe/defaults/instance-out.sql | 173.37 | 1198401.14 | 849391.54 | 349009.59
CZ09/EUn/defaults/instance-out.sql | 122.38 | 9752570.97 | 8250801.02 | 1501769.95
CZ09/Fin/defaults/instance-out.sql | 149.27 | 49921.92 | 44948.37 | 4973.55
CZ09/Gro/defaults/instance-out.sql | 448.34 | 2082462.83 | 1990965.45 | 91497.38
CZ09/Hsp/defaults/instance-out.sql | 113.82 | 5224272.64 | 3975579.39 | 1248693.25
CZ09/Lib/defaults/instance-out.sql | 93.73 | 87077.42 | 75084.07 | 11993.35
CZ09/MBT/defaults/instance-out.sql | 154.03 | 5723216.84 | 3845523.34 | 1877693.5
CZ09/MLI/defaults/instance-out.sql | 156.98 | 1458622.34 | 753309.85 | 705312.49
CZ09/Mtl/defaults/instance-out.sql | 50.55 | 140809.66 | 103845.35 | 36964.31
CZ09/Nrs/defaults/instance-out.sql | 82.4 | 849758.49 | 594455.58 | 255302.91
CZ09/OfL/defaults/instance-out.sql | 84.9 | 2759928.78 | 2327973.87 | 431954.92
CZ09/OfS/defaults/instance-out.sql | 48 | 89212.46 | 84716.09 | 4496.37
CZ09/Rel/defaults/instance-out.sql | 210.52 | 391148.97 | 359046.7 | 32102.27
CZ09/RFF/defaults/instance-out.sql | 286.84 | 106492.18 | 67912.03 | 38580.15
CZ09/RSD/defaults/instance-out.sql | 244.51 | 254527.87 | 120272.59 | 134255.28
CZ09/Rt3/defaults/instance-out.sql | 97.99 | 2184840.25 | 1390568.42 | 794271.82
CZ09/RtL/defaults/instance-out.sql | 136.31 | 1652618.85 | 1457650.54 | 194968.31
CZ09/RtS/defaults/instance-out.sql | 73.18 | 108801.08 | 97506.72 | 11294.36
CZ09/SCn/defaults/instance-out.sql | 67.62 | 3140924.83 | 2469055.27 | 671869.56
CZ09/SUn/defaults/instance-out.sql | 23.51 | 1092279.43 | 1020605.42 | 71674.01
CZ09/WRf/defaults/instance-out.sql | 232.18 | 10784804.42 | 10713129.32 | 71675.1
CZ10/Asm/defaults/instance-out.sql | 209.1 | 1321106.42 | 731196.67 | 589909.75
CZ10/ECC/defaults/instance-out.sql | 131.92 | 3483095.8 | 2674345.92 | 808749.89
CZ10/EPr/defaults/instance-out.sql | 97.31 | 368368.02 | 247636.93 | 120731.09
CZ10/ERC/defaults/instance-out.sql | 43.48 | 11648.63 | 8048.49 | 3600.14
CZ10/ESe/defaults/instance-out.sql | 179.67 | 1241909.81 | 884467.27 | 357442.54
CZ10/EUn/defaults/instance-out.sql | 131.9 | 10511183.94 | 8681368.28 | 1829815.65
CZ10/Fin/defaults/instance-out.sql | 159.76 | 53432.16 | 48132.05 | 5300.1
CZ10/Gro/defaults/instance-out.sql | 447.54 | 2078775.15 | 1966934.21 | 111840.94
CZ10/Hsp/defaults/instance-out.sql | 125.57 | 5763606.59 | 4195398.7 | 1568207.89
CZ10/Lib/defaults/instance-out.sql | 101.55 | 94339.27 | 81063.29 | 13275.97
CZ10/MBT/defaults/instance-out.sql | 174.55 | 6485634.74 | 4095836.18 | 2389798.56
CZ10/MLI/defaults/instance-out.sql | 179.88 | 1671420.17 | 813836.16 | 857584.01
CZ10/Mtl/defaults/instance-out.sql | 63.65 | 177327.52 | 120704.51 | 56623.01
CZ10/Nrs/defaults/instance-out.sql | 89.77 | 925712.63 | 633903.22 | 291809.41
CZ10/OfL/defaults/instance-out.sql | 90.17 | 2931455.03 | 2395601.81 | 535853.22
CZ10/OfS/defaults/instance-out.sql | 52.43 | 97433.98 | 92031.56 | 5402.41
CZ10/Rel/defaults/instance-out.sql | 241.17 | 448104.54 | 390907.04 | 57197.51
CZ10/RFF/defaults/instance-out.sql | 292.32 | 108524.98 | 69214.89 | 39310.08
CZ10/RSD/defaults/instance-out.sql | 274.71 | 285968.6 | 134675.2 | 151293.4
CZ10/Rt3/defaults/instance-out.sql | 103.51 | 2307837.76 | 1450628.02 | 857209.74
CZ10/RtL/defaults/instance-out.sql | 141.32 | 1713344.31 | 1511842.06 | 201502.25
CZ10/RtS/defaults/instance-out.sql | 78.06 | 116047.63 | 102510.1 | 13537.53
CZ10/SCn/defaults/instance-out.sql | 74.9 | 3479296.95 | 2589911.96 | 889384.99
CZ10/SUn/defaults/instance-out.sql | 23.5 | 1091682.33 | 1020605.42 | 71076.91
CZ10/WRf/defaults/instance-out.sql | 222.8 | 10349210.82 | 10278119.73 | 71091.1
CZ11/Asm/defaults/instance-out.sql | 238.68 | 1507973.63 | 749370.82 | 758602.81
CZ11/ECC/defaults/instance-out.sql | 129.35 | 3415134.27 | 2552010.08 | 863124.19
CZ11/EPr/defaults/instance-out.sql | 103.86 | 393159.06 | 258768.2 | 134390.85
CZ11/ERC/defaults/instance-out.sql | 50.33 | 13483.05 | 8984.48 | 4498.57
CZ11/ESe/defaults/instance-out.sql | 175.08 | 1210215.09 | 810537.66 | 399677.43
CZ11/EUn/defaults/instance-out.sql | 136.11 | 10846706.03 | 8622122.94 | 2224583.09
CZ11/Fin/defaults/instance-out.sql | 171.6 | 57391.54 | 50338.4 | 7053.14
CZ11/Gro/defaults/instance-out.sql | 433.71 | 2014513.58 | 1835802.84 | 178710.74
CZ11/Hsp/defaults/instance-out.sql | 110.04 | 5050638.6 | 3840430.41 | 1210208.19
CZ11/Lib/defaults/instance-out.sql | 113.26 | 105225.6 | 87697.07 | 17528.54
CZ11/MBT/defaults/instance-out.sql | 201.63 | 7491897.42 | 4196525.41 | 3295372.01
CZ11/MLI/defaults/instance-out.sql | 211.91 | 1968958.66 | 873310.21 | 1095648.46
CZ11/Mtl/defaults/instance-out.sql | 73.76 | 205483.51 | 119366.37 | 86117.15
CZ11/Nrs/defaults/instance-out.sql | 95.98 | 989728.87 | 637766.53 | 351962.35
CZ11/OfL/defaults/instance-out.sql | 90.75 | 2950226.57 | 2291863.77 | 658362.79
CZ11/OfS/defaults/instance-out.sql | 56.93 | 105795.33 | 97012.58 | 8782.75
CZ11/Rel/defaults/instance-out.sql | 292.28 | 543059.57 | 416282.98 | 126776.58
CZ11/RFF/defaults/instance-out.sql | 277.33 | 102960.34 | 61508.59 | 41451.75
CZ11/RSD/defaults/instance-out.sql | 301.69 | 314057.45 | 140109.65 | 173947.8
CZ11/Rt3/defaults/instance-out.sql | 84.59 | 1886141.9 | 1323030.21 | 563111.69
CZ11/RtL/defaults/instance-out.sql | 148.81 | 1804167.16 | 1569037.1 | 235130.06
CZ11/RtS/defaults/instance-out.sql | 75.17 | 111755.71 | 94140.35 | 17615.36
CZ11/SCn/defaults/instance-out.sql | 95.01 | 4413328.54 | 2762716.67 | 1650611.87
CZ11/SUn/defaults/instance-out.sql | 23.54 | 1093292.29 | 1020605.42 | 72686.86
CZ11/WRf/defaults/instance-out.sql | 129.54 | 6017324.13 | 5944635.35 | 72688.78
CZ12/Asm/defaults/instance-out.sql | 230.47 | 1456119.93 | 716930.31 | 739189.62
CZ12/ECC/defaults/instance-out.sql | 135.4 | 3574864.78 | 2557967.88 | 1016896.9
CZ12/EPr/defaults/instance-out.sql | 100.62 | 380869.22 | 245833.38 | 135035.84
CZ12/ERC/defaults/instance-out.sql | 48.05 | 12873.36 | 8390.73 | 4482.64
CZ12/ESe/defaults/instance-out.sql | 180.49 | 1247552.6 | 802801.86 | 444750.73
CZ12/EUn/defaults/instance-out.sql | 129.63 | 10330614.62 | 8246935.99 | 2083678.63
CZ12/Fin/defaults/instance-out.sql | 164.56 | 55037.54 | 47808.99 | 7228.55
CZ12/Gro/defaults/instance-out.sql | 424.6 | 1972216.54 | 1794667.55 | 177548.99
CZ12/Hsp/defaults/instance-out.sql | 105.16 | 4826980.28 | 3665063.07 | 1161917.21
CZ12/Lib/defaults/instance-out.sql | 106.91 | 99318.35 | 81984.64 | 17333.71
CZ12/MBT/defaults/instance-out.sql | 194.08 | 7211323.07 | 3928336.02 | 3282987.05
CZ12/MLI/defaults/instance-out.sql | 170.3 | 1582343.21 | 738592.32 | 843750.9
CZ12/Mtl/defaults/instance-out.sql | 63.88 | 177970.52 | 105423.37 | 72547.15
CZ12/Nrs/defaults/instance-out.sql | 90.38 | 932023.53 | 602276.07 | 329747.46
CZ12/OfL/defaults/instance-out.sql | 85.31 | 2773431.45 | 2192704.36 | 580727.09
CZ12/OfS/defaults/instance-out.sql | 54.09 | 100524.02 | 91258.66 | 9265.36
CZ12/Rel/defaults/instance-out.sql | 274.39 | 509832.22 | 389096.27 | 120735.95
CZ12/RFF/defaults/instance-out.sql | 272.6 | 101204.89 | 58960.23 | 42244.66
CZ12/RSD/defaults/instance-out.sql | 281.86 | 293409.43 | 129398.2 | 164011.22
CZ12/Rt3/defaults/instance-out.sql | 82.39 | 1836975.94 | 1274941.74 | 562034.2
CZ12/RtL/defaults/instance-out.sql | 144.38 | 1750483.67 | 1509221.46 | 241262.22
CZ12/RtS/defaults/instance-out.sql | 73.59 | 109404.82 | 90502.55 | 18902.27
CZ12/SCn/defaults/instance-out.sql | 86 | 3994778.25 | 2486363.75 | 1508414.5
CZ12/SUn/defaults/instance-out.sql | 23.58 | 1095327.06 | 1020605.42 | 74721.64
CZ12/WRf/defaults/instance-out.sql | 139.25 | 6468192.12 | 6393456.09 | 74736.03
CZ13/Asm/defaults/instance-out.sql | 243.33 | 1537368.3 | 788199.61 | 749168.69
CZ13/ECC/defaults/instance-out.sql | 132.11 | 3488121.67 | 2681896.51 | 806225.16
CZ13/EPr/defaults/instance-out.sql | 102.36 | 387481.88 | 261009.36 | 126472.52
CZ13/ERC/defaults/instance-out.sql | 49.62 | 13292.4 | 9299.87 | 3992.53
CZ13/ESe/defaults/instance-out.sql | 172.88 | 1194974.4 | 823911.43 | 371062.97
CZ13/EUn/defaults/instance-out.sql | 138.32 | 11023043.37 | 8897559.68 | 2125483.69
CZ13/Fin/defaults/instance-out.sql | 170.22 | 56930.69 | 50544.14 | 6386.55
CZ13/Gro/defaults/instance-out.sql | 440.35 | 2045387.07 | 1889257 | 156130.06
CZ13/Hsp/defaults/instance-out.sql | 113.23 | 5197128 | 4005656.05 | 1191471.95
CZ13/Lib/defaults/instance-out.sql | 111.01 | 103136.06 | 87937.19 | 15198.87
CZ13/MBT/defaults/instance-out.sql | 194.81 | 7238261.67 | 4314317.88 | 2923943.79
CZ13/MLI/defaults/instance-out.sql | 201.52 | 1872422.79 | 887634.42 | 984788.36
CZ13/Mtl/defaults/instance-out.sql | 68.17 | 189906.11 | 122146.94 | 67759.18
CZ13/Nrs/defaults/instance-out.sql | 95.22 | 981963.17 | 652780.27 | 329182.9
CZ13/OfL/defaults/instance-out.sql | 91.67 | 2980125 | 2381772.3 | 598352.7
CZ13/OfS/defaults/instance-out.sql | 56.25 | 104538.08 | 96727.82 | 7810.27
CZ13/Rel/defaults/instance-out.sql | 280.45 | 521084.55 | 415809.5 | 105275.06
CZ13/RFF/defaults/instance-out.sql | 276.77 | 102755.06 | 62560.17 | 40194.88
CZ13/RSD/defaults/instance-out.sql | 305 | 317497.04 | 145421.09 | 172075.95
CZ13/Rt3/defaults/instance-out.sql | 85.42 | 1904489.76 | 1368344.43 | 536145.33
CZ13/RtL/defaults/instance-out.sql | 147.93 | 1793535.4 | 1572739.95 | 220795.45
CZ13/RtS/defaults/instance-out.sql | 74.75 | 111133.09 | 95306.76 | 15826.33
CZ13/SCn/defaults/instance-out.sql | 88.99 | 4133625.95 | 2844836.25 | 1288789.7
CZ13/SUn/defaults/instance-out.sql | 23.49 | 1091190.09 | 1020605.42 | 70584.66
CZ13/WRf/defaults/instance-out.sql | 141.26 | 6561518.59 | 6490931.44 | 70587.15
CZ14/Asm/defaults/instance-out.sql | 244.61 | 1545452.6 | 844292.33 | 701160.27
CZ14/ECC/defaults/instance-out.sql | 139.89 | 3693370.01 | 2918953.67 | 774416.34
CZ14/EPr/defaults/instance-out.sql | 104.82 | 396799.86 | 280558.82 | 116241.04
CZ14/ERC/defaults/instance-out.sql | 51.01 | 13665.27 | 10224.33 | 3440.93
CZ14/ESe/defaults/instance-out.sql | 178.27 | 1232257.48 | 896499.65 | 335757.83
CZ14/EUn/defaults/instance-out.sql | 150.63 | 12004002.36 | 9749070.79 | 2254931.57
CZ14/Fin/defaults/instance-out.sql | 176.57 | 59055.03 | 53685.28 | 5369.75
CZ14/Gro/defaults/instance-out.sql | 460.03 | 2136793.45 | 2016427.45 | 120366
CZ14/Hsp/defaults/instance-out.sql | 122.91 | 5641547.91 | 4354668.47 | 1286879.44
CZ14/Lib/defaults/instance-out.sql | 115.24 | 107061.98 | 94379.65 | 12682.33
CZ14/MBT/defaults/instance-out.sql | 198.36 | 7370300.37 | 4781565.01 | 2588735.36
CZ14/MLI/defaults/instance-out.sql | 251.61 | 2337830.01 | 1079839.25 | 1257990.77
CZ14/Mtl/defaults/instance-out.sql | 72.74 | 202643.88 | 139919.65 | 62724.23
CZ14/Nrs/defaults/instance-out.sql | 101.71 | 1048891.02 | 715036.98 | 333854.04
CZ14/OfL/defaults/instance-out.sql | 98.97 | 3217533.59 | 2585716.04 | 631817.56
CZ14/OfS/defaults/instance-out.sql | 59.21 | 110036.12 | 104282 | 5754.12
CZ14/Rel/defaults/instance-out.sql | 285.08 | 529692.88 | 460078.43 | 69614.45
CZ14/RFF/defaults/instance-out.sql | 284.16 | 105498.02 | 67326.91 | 38171.11
CZ14/RSD/defaults/instance-out.sql | 320.64 | 333780.56 | 159641.87 | 174138.69
CZ14/Rt3/defaults/instance-out.sql | 90.64 | 2021019.32 | 1481000.4 | 540018.92
CZ14/RtL/defaults/instance-out.sql | 152.99 | 1854824.17 | 1655774.51 | 199049.66
CZ14/RtS/defaults/instance-out.sql | 75.81 | 112703.68 | 100965.56 | 11738.12
CZ14/SCn/defaults/instance-out.sql | 94.28 | 4379394.5 | 3196751.92 | 1182642.57
CZ14/SUn/defaults/instance-out.sql | 23.41 | 1087573.69 | 1020605.42 | 66968.27
CZ14/WRf/defaults/instance-out.sql | 140.55 | 6528633.02 | 6461658.42 | 66974.6
CZ15/Asm/defaults/instance-out.sql | 281.21 | 1776716.11 | 1033504.21 | 743211.9
CZ15/ECC/defaults/instance-out.sql | 176.06 | 4648336.1 | 3581701.01 | 1066635.09
CZ15/EPr/defaults/instance-out.sql | 105.48 | 399267.45 | 295532.34 | 103735.11
CZ15/ERC/defaults/instance-out.sql | 50 | 13395.27 | 10581.48 | 2813.8
CZ15/ESe/defaults/instance-out.sql | 196.68 | 1359502.14 | 1010750.86 | 348751.28
CZ15/EUn/defaults/instance-out.sql | 170.62 | 13596583.78 | 11051587.11 | 2544996.67
CZ15/Fin/defaults/instance-out.sql | 180.27 | 60293.02 | 56021.81 | 4271.2
CZ15/Gro/defaults/instance-out.sql | 482.69 | 2242048.19 | 2170983.66 | 71064.54
CZ15/Hsp/defaults/instance-out.sql | 137.49 | 6310776.93 | 4953903.33 | 1356873.6
CZ15/Lib/defaults/instance-out.sql | 118.21 | 109822.86 | 99673.01 | 10149.84
CZ15/MBT/defaults/instance-out.sql | 192.76 | 7162232.04 | 5287576.13 | 1874655.91
CZ15/MLI/defaults/instance-out.sql | 348.89 | 3241780.61 | 1465952.38 | 1775828.23
CZ15/Mtl/defaults/instance-out.sql | 77.41 | 215644.6 | 165192.03 | 50452.57
CZ15/Nrs/defaults/instance-out.sql | 110.44 | 1138840.05 | 803838.49 | 335001.56
CZ15/OfL/defaults/instance-out.sql | 113.65 | 3694443.47 | 3018873.45 | 675570.02
CZ15/OfS/defaults/instance-out.sql | 59.56 | 110693.38 | 106828.48 | 3864.9
CZ15/Rel/defaults/instance-out.sql | 277.48 | 515566.3 | 485960.71 | 29605.6
CZ15/RFF/defaults/instance-out.sql | 285.58 | 106025.34 | 70583.51 | 35441.83
CZ15/RSD/defaults/instance-out.sql | 311.99 | 324777.79 | 170477.83 | 154299.96
CZ15/Rt3/defaults/instance-out.sql | 102.61 | 2287825.74 | 1714190.14 | 573635.6
CZ15/RtL/defaults/instance-out.sql | 156.43 | 1896516.5 | 1726550.53 | 169965.97
CZ15/RtS/defaults/instance-out.sql | 76.94 | 114392.58 | 106135.62 | 8256.96
CZ15/SCn/defaults/instance-out.sql | 107.46 | 4991560.89 | 4100069.88 | 891491
CZ15/SUn/defaults/instance-out.sql | 23.25 | 1080112.95 | 1020605.42 | 59507.53
CZ15/WRf/defaults/instance-out.sql | 150.47 | 6989355.62 | 6929837.28 | 59518.34
CZ16/Asm/defaults/instance-out.sql | 244.66 | 1545777.99 | 749647.56 | 796130.43
CZ16/ECC/defaults/instance-out.sql | 149.31 | 3942170.55 | 2778535.59 | 1163634.96
CZ16/EPr/defaults/instance-out.sql | 109.75 | 415453.85 | 266389.54 | 149064.31
CZ16/ERC/defaults/instance-out.sql | 55.77 | 14941.72 | 9622.48 | 5319.24
CZ16/ESe/defaults/instance-out.sql | 200.43 | 1385394.44 | 861001.91 | 524392.54
CZ16/EUn/defaults/instance-out.sql | 151.18 | 12047766.83 | 9268012.23 | 2779754.6
CZ16/Fin/defaults/instance-out.sql | 180.65 | 60419.01 | 51157.35 | 9261.66
CZ16/Gro/defaults/instance-out.sql | 445.32 | 2068454.23 | 1850976.54 | 217477.68
CZ16/Hsp/defaults/instance-out.sql | 123.18 | 5653980.62 | 4108034.05 | 1545946.56
CZ16/Lib/defaults/instance-out.sql | 119.82 | 111314.23 | 90238.56 | 21075.67
CZ16/MBT/defaults/instance-out.sql | 223.43 | 8301956.04 | 4229211.1 | 4072744.95
CZ16/MLI/defaults/instance-out.sql | 231.82 | 2154020.23 | 914674.83 | 1239345.41
CZ16/Mtl/defaults/instance-out.sql | 80.11 | 223163.52 | 117436.82 | 105726.69
CZ16/Nrs/defaults/instance-out.sql | 104.94 | 1082143.37 | 648120.44 | 434022.93
CZ16/OfL/defaults/instance-out.sql | 98.78 | 3211356.63 | 2369738.78 | 841617.84
CZ16/OfS/defaults/instance-out.sql | 61.41 | 114125.42 | 101273.19 | 12852.22
CZ16/Rel/defaults/instance-out.sql | 318.45 | 591688.08 | 425862.61 | 165825.47
CZ16/RFF/defaults/instance-out.sql | 289.25 | 107386.95 | 62170.82 | 45216.13
CZ16/RSD/defaults/instance-out.sql | 320.69 | 333831.19 | 143104.64 | 190726.55
CZ16/Rt3/defaults/instance-out.sql | 90 | 2006750.11 | 1324935.42 | 681814.7
CZ16/RtL/defaults/instance-out.sql | 155.39 | 1883954.25 | 1593688.55 | 290265.7
CZ16/RtS/defaults/instance-out.sql | 78.49 | 116693.16 | 93381.6 | 23311.56
CZ16/SCn/defaults/instance-out.sql | 97.73 | 4539498.34 | 2567745.89 | 1971752.46
CZ16/SUn/defaults/instance-out.sql | 23.67 | 1099571.41 | 1020605.42 | 78965.99
CZ16/WRf/defaults/instance-out.sql | 121.43 | 5640501.63 | 5561525.33 | 78976.3
File Name | Net Source EUI (kWh/m2) | Net Source Energy (kWh)
CZ01/Asm/defaults/instance-out.sql | 289.19 | 1827095.57
CZ01/ECC/defaults/instance-out.sql | 241.22 | 6368740.98
CZ01/EPr/defaults/instance-out.sql | 245.63 | 929820.06
CZ01/ERC/defaults/instance-out.sql | 118.72 | 31803.51
CZ01/ESe/defaults/instance-out.sql | 387.02 | 2675157.52
CZ01/EUn/defaults/instance-out.sql | 263.4 | 20990950.94
CZ01/Fin/defaults/instance-out.sql | 460.99 | 154177.41
CZ01/Gro/defaults/instance-out.sql | 1091.81 | 5071335.25
CZ01/Hsp/defaults/instance-out.sql | 178.1 | 8174478.73
CZ01/Lib/defaults/instance-out.sql | 295.81 | 274814.89
CZ01/MBT/defaults/instance-out.sql | 424.27 | 15764168.2
CZ01/MLI/defaults/instance-out.sql | 233.83 | 2172668.86
CZ01/Mtl/defaults/instance-out.sql | 124.87 | 347851.47
CZ01/Nrs/defaults/instance-out.sql | 184.55 | 1903150.86
CZ01/OfL/defaults/instance-out.sql | 149.35 | 4855188.24
CZ01/OfS/defaults/instance-out.sql | 162.02 | 301106.14
CZ01/Rel/defaults/instance-out.sql | 751.9 | 1397059.7
CZ01/RFF/defaults/instance-out.sql | 579.27 | 215057.99
CZ01/RSD/defaults/instance-out.sql | 461.5 | 480414.29
CZ01/Rt3/defaults/instance-out.sql | 168.25 | 3751497.59
CZ01/RtL/defaults/instance-out.sql | 411.2 | 4985430.1
CZ01/RtS/defaults/instance-out.sql | 198.43 | 295011.59
CZ01/SCn/defaults/instance-out.sql | 172.08 | 7993386.94
CZ01/SUn/defaults/instance-out.sql | 75.35 | 3500280.62
CZ01/WRf/defaults/instance-out.sql | 383.33 | 17806071.72
CZ02/Asm/defaults/instance-out.sql | 378.38 | 2390592.98
CZ02/ECC/defaults/instance-out.sql | 315.01 | 8317100.17
CZ02/EPr/defaults/instance-out.sql | 243.44 | 921517.44
CZ02/ERC/defaults/instance-out.sql | 113.79 | 30482.74
CZ02/ESe/defaults/instance-out.sql | 454.42 | 3141077.56
CZ02/EUn/defaults/instance-out.sql | 322.02 | 25662104.19
CZ02/Fin/defaults/instance-out.sql | 474.83 | 158808.2
CZ02/Gro/defaults/instance-out.sql | 1250.42 | 5808045.11
CZ02/Hsp/defaults/instance-out.sql | 263.25 | 12082944.64
CZ02/Lib/defaults/instance-out.sql | 296.69 | 275635.91
CZ02/MBT/defaults/instance-out.sql | 417.81 | 15524228.64
CZ02/MLI/defaults/instance-out.sql | 296.32 | 2753315.23
CZ02/Mtl/defaults/instance-out.sql | 133.27 | 371277.4
CZ02/Nrs/defaults/instance-out.sql | 200.53 | 2067840.92
CZ02/OfL/defaults/instance-out.sql | 206.92 | 6726800.63
CZ02/OfS/defaults/instance-out.sql | 161.88 | 300853.1
CZ02/Rel/defaults/instance-out.sql | 719.03 | 1335990.72
CZ02/RFF/defaults/instance-out.sql | 684.87 | 254263.57
CZ02/RSD/defaults/instance-out.sql | 504.83 | 525524.07
CZ02/Rt3/defaults/instance-out.sql | 221.81 | 4945745.83
CZ02/RtL/defaults/instance-out.sql | 416.06 | 5044270.04
CZ02/RtS/defaults/instance-out.sql | 233.7 | 347440.98
CZ02/SCn/defaults/instance-out.sql | 182.83 | 8492555.82
CZ02/SUn/defaults/instance-out.sql | 75.2 | 3492889.26
CZ02/WRf/defaults/instance-out.sql | 645.85 | 30000186.74
CZ03/Asm/defaults/instance-out.sql | 280.42 | 1771713.05
CZ03/ECC/defaults/instance-out.sql | 271.46 | 7167068.43
CZ03/EPr/defaults/instance-out.sql | 240.15 | 909043.93
CZ03/ERC/defaults/instance-out.sql | 113.06 | 30288.4
CZ03/ESe/defaults/instance-out.sql | 412.78 | 2853240.05
CZ03/EUn/defaults/instance-out.sql | 293.08 | 23355757.98
CZ03/Fin/defaults/instance-out.sql | 465.07 | 155543.25
CZ03/Gro/defaults/instance-out.sql | 1251.94 | 5815102.37
CZ03/Hsp/defaults/instance-out.sql | 224.34 | 10297066.08
CZ03/Lib/defaults/instance-out.sql | 287.91 | 267474.71
CZ03/MBT/defaults/instance-out.sql | 390.43 | 14506861.95
CZ03/MLI/defaults/instance-out.sql | 247.23 | 2297181.52
CZ03/Mtl/defaults/instance-out.sql | 112.84 | 314352.48
CZ03/Nrs/defaults/instance-out.sql | 187.94 | 1938094.11
CZ03/OfL/defaults/instance-out.sql | 182.09 | 5919383.19
CZ03/OfS/defaults/instance-out.sql | 158.47 | 294523
CZ03/Rel/defaults/instance-out.sql | 688.22 | 1278749.55
CZ03/RFF/defaults/instance-out.sql | 656.51 | 243737.01
CZ03/RSD/defaults/instance-out.sql | 459.79 | 478635.15
CZ03/Rt3/defaults/instance-out.sql | 213.08 | 4751003.91
CZ03/RtL/defaults/instance-out.sql | 410.64 | 4978614.19
CZ03/RtS/defaults/instance-out.sql | 220.75 | 328185.02
CZ03/SCn/defaults/instance-out.sql | 168.91 | 7846089.72
CZ03/SUn/defaults/instance-out.sql | 75.19 | 3492574.97
CZ03/WRf/defaults/instance-out.sql | 653.88 | 30373076.26
CZ04/Asm/defaults/instance-out.sql | 355.96 | 2248938.15
CZ04/ECC/defaults/instance-out.sql | 306.08 | 8081360.78
CZ04/EPr/defaults/instance-out.sql | 240.7 | 911138.69
CZ04/ERC/defaults/instance-out.sql | 108.52 | 29072.64
CZ04/ESe/defaults/instance-out.sql | 436.33 | 3016036.49
CZ04/EUn/defaults/instance-out.sql | 324.67 | 25873249.54
CZ04/Fin/defaults/instance-out.sql | 470.01 | 157195.32
CZ04/Gro/defaults/instance-out.sql | 1287.34 | 5979514.82
CZ04/Hsp/defaults/instance-out.sql | 265 | 12163325.78
CZ04/Lib/defaults/instance-out.sql | 289.72 | 269155.63
CZ04/MBT/defaults/instance-out.sql | 402.37 | 14950717.78
CZ04/MLI/defaults/instance-out.sql | 294.88 | 2739911.73
CZ04/Mtl/defaults/instance-out.sql | 128.44 | 357818.6
CZ04/Nrs/defaults/instance-out.sql | 201.11 | 2073830.54
CZ04/OfL/defaults/instance-out.sql | 212.7 | 6914711.51
CZ04/OfS/defaults/instance-out.sql | 158.98 | 295465.53
CZ04/Rel/defaults/instance-out.sql | 693.24 | 1288077.58
CZ04/RFF/defaults/instance-out.sql | 685.87 | 254635.21
CZ04/RSD/defaults/instance-out.sql | 501.21 | 521752.02
CZ04/Rt3/defaults/instance-out.sql | 212.49 | 4737893.4
CZ04/RtL/defaults/instance-out.sql | 415.34 | 5035540.15
CZ04/RtS/defaults/instance-out.sql | 226.56 | 336832.81
CZ04/SCn/defaults/instance-out.sql | 174.61 | 8110597.91
CZ04/SUn/defaults/instance-out.sql | 75.13 | 3489708.49
CZ04/WRf/defaults/instance-out.sql | 681.25 | 31644330.62
CZ05/Asm/defaults/instance-out.sql | 302.34 | 1910194.04
CZ05/ECC/defaults/instance-out.sql | 278.71 | 7358696.86
CZ05/EPr/defaults/instance-out.sql | 238.26 | 901914.29
CZ05/ERC/defaults/instance-out.sql | 109.63 | 29369.23
CZ05/ESe/defaults/instance-out.sql | 413.71 | 2859639.58
CZ05/EUn/defaults/instance-out.sql | 302.67 | 24120257.31
CZ05/Fin/defaults/instance-out.sql | 456.38 | 152638.25
CZ05/Gro/defaults/instance-out.sql | 1259.42 | 5849841.6
CZ05/Hsp/defaults/instance-out.sql | 238.16 | 10931343.45
CZ05/Lib/defaults/instance-out.sql | 282.72 | 262653.69
CZ05/MBT/defaults/instance-out.sql | 397.11 | 14755202.84
CZ05/MLI/defaults/instance-out.sql | 265.78 | 2469549.36
CZ05/Mtl/defaults/instance-out.sql | 120.12 | 334623.38
CZ05/Nrs/defaults/instance-out.sql | 193.31 | 1993424.69
CZ05/OfL/defaults/instance-out.sql | 190.09 | 6179595.31
CZ05/OfS/defaults/instance-out.sql | 156.37 | 290613.12
CZ05/Rel/defaults/instance-out.sql | 679.13 | 1261860.69
CZ05/RFF/defaults/instance-out.sql | 653.27 | 242530.66
CZ05/RSD/defaults/instance-out.sql | 474.9 | 494364.01
CZ05/Rt3/defaults/instance-out.sql | 231.15 | 5153837.56
CZ05/RtL/defaults/instance-out.sql | 407.65 | 4942371.42
CZ05/RtS/defaults/instance-out.sql | 217.83 | 323841.23
CZ05/SCn/defaults/instance-out.sql | 167.42 | 7776684.15
CZ05/SUn/defaults/instance-out.sql | 75.19 | 3492583.84
CZ05/WRf/defaults/instance-out.sql | 652.25 | 30297647.88
CZ06/Asm/defaults/instance-out.sql | 362.01 | 2287195.65
CZ06/ECC/defaults/instance-out.sql | 314.11 | 8293188.28
CZ06/EPr/defaults/instance-out.sql | 234.47 | 887569.99
CZ06/ERC/defaults/instance-out.sql | 103.43 | 27708.01
CZ06/ESe/defaults/instance-out.sql | 412.86 | 2853784.55
CZ06/EUn/defaults/instance-out.sql | 333.8 | 26601008.49
CZ06/Fin/defaults/instance-out.sql | 449.27 | 150258.03
CZ06/Gro/defaults/instance-out.sql | 1464.15 | 6800764.05
CZ06/Hsp/defaults/instance-out.sql | 268.54 | 12325926.72
CZ06/Lib/defaults/instance-out.sql | 273.58 | 254164.5
CZ06/MBT/defaults/instance-out.sql | 374.05 | 13898198.38
CZ06/MLI/defaults/instance-out.sql | 296.6 | 2755871.72
CZ06/Mtl/defaults/instance-out.sql | 130.62 | 363880.92
CZ06/Nrs/defaults/instance-out.sql | 202.49 | 2088097.09
CZ06/OfL/defaults/instance-out.sql | 225.86 | 7342411.48
CZ06/OfS/defaults/instance-out.sql | 152.39 | 283220.7
CZ06/Rel/defaults/instance-out.sql | 635.06 | 1179959.67
CZ06/RFF/defaults/instance-out.sql | 670.21 | 248821.98
CZ06/RSD/defaults/instance-out.sql | 480.56 | 500257.71
CZ06/Rt3/defaults/instance-out.sql | 254.47 | 5673769.69
CZ06/RtL/defaults/instance-out.sql | 404.15 | 4899945.73
CZ06/RtS/defaults/instance-out.sql | 211.48 | 314407.01
CZ06/SCn/defaults/instance-out.sql | 167.85 | 7796614.53
CZ06/SUn/defaults/instance-out.sql | 75.05 | 3486007.81
CZ06/WRf/defaults/instance-out.sql | 770.06 | 35770002.06
CZ07/Asm/defaults/instance-out.sql | 376.87 | 2381092.93
CZ07/ECC/defaults/instance-out.sql | 323.13 | 8531360.35
CZ07/EPr/defaults/instance-out.sql | 234.08 | 886087.82
CZ07/ERC/defaults/instance-out.sql | 103.2 | 27646.15
CZ07/ESe/defaults/instance-out.sql | 413.37 | 2857271.51
CZ07/EUn/defaults/instance-out.sql | 345.58 | 27539348.5
CZ07/Fin/defaults/instance-out.sql | 452.71 | 151409.29
CZ07/Gro/defaults/instance-out.sql | 1448.85 | 6729700.2
CZ07/Hsp/defaults/instance-out.sql | 282.23 | 12954001.1
CZ07/Lib/defaults/instance-out.sql | 274.36 | 254885.1
CZ07/MBT/defaults/instance-out.sql | 377.59 | 14029779.97
CZ07/MLI/defaults/instance-out.sql | 312.83 | 2906689.74
CZ07/Mtl/defaults/instance-out.sql | 128.76 | 358709.26
CZ07/Nrs/defaults/instance-out.sql | 206.17 | 2126027.47
CZ07/OfL/defaults/instance-out.sql | 240.41 | 7815348.97
CZ07/OfS/defaults/instance-out.sql | 152.33 | 283097.84
CZ07/Rel/defaults/instance-out.sql | 632.03 | 1174336.39
CZ07/RFF/defaults/instance-out.sql | 669.13 | 248419.21
CZ07/RSD/defaults/instance-out.sql | 495.9 | 516222.23
CZ07/Rt3/defaults/instance-out.sql | 240.07 | 5352748.33
CZ07/RtL/defaults/instance-out.sql | 406.11 | 4923654.92
CZ07/RtS/defaults/instance-out.sql | 211.72 | 314758.18
CZ07/SCn/defaults/instance-out.sql | 170.72 | 7930203.26
CZ07/SUn/defaults/instance-out.sql | 75.03 | 3485037.17
CZ07/WRf/defaults/instance-out.sql | 764.91 | 35530464.96
CZ08/Asm/defaults/instance-out.sql | 403.3 | 2548072.4
CZ08/ECC/defaults/instance-out.sql | 335.98 | 8870572.36
CZ08/EPr/defaults/instance-out.sql | 238.14 | 901451.07
CZ08/ERC/defaults/instance-out.sql | 106.7 | 28584.86
CZ08/ESe/defaults/instance-out.sql | 436.45 | 3016820.54
CZ08/EUn/defaults/instance-out.sql | 354.21 | 28227650.33
CZ08/Fin/defaults/instance-out.sql | 462.34 | 154629.89
CZ08/Gro/defaults/instance-out.sql | 1430.85 | 6646106.78
CZ08/Hsp/defaults/instance-out.sql | 301.4 | 13834052.6
CZ08/Lib/defaults/instance-out.sql | 280.72 | 260798.51
CZ08/MBT/defaults/instance-out.sql | 392.45 | 14582172.01
CZ08/MLI/defaults/instance-out.sql | 332.91 | 3093284.53
CZ08/Mtl/defaults/instance-out.sql | 139.11 | 387547.55
CZ08/Nrs/defaults/instance-out.sql | 213.48 | 2201441.56
CZ08/OfL/defaults/instance-out.sql | 244.47 | 7947281.68
CZ08/OfS/defaults/instance-out.sql | 157.26 | 292257.78
CZ08/Rel/defaults/instance-out.sql | 657.52 | 1221698.74
CZ08/RFF/defaults/instance-out.sql | 697.72 | 259036.37
CZ08/RSD/defaults/instance-out.sql | 527.82 | 549452.96
CZ08/Rt3/defaults/instance-out.sql | 236.97 | 5283601.07
CZ08/RtL/defaults/instance-out.sql | 411.54 | 4989474.69
CZ08/RtS/defaults/instance-out.sql | 221.57 | 329410.92
CZ08/SCn/defaults/instance-out.sql | 178.53 | 8292934.06
CZ08/SUn/defaults/instance-out.sql | 75.02 | 3484904.26
CZ08/WRf/defaults/instance-out.sql | 767.7 | 35660242.19
CZ09/Asm/defaults/instance-out.sql | 414.14 | 2616528.1
CZ09/ECC/defaults/instance-out.sql | 369.38 | 9752607.58
CZ09/EPr/defaults/instance-out.sql | 238.79 | 903923.75
CZ09/ERC/defaults/instance-out.sql | 103.96 | 27849.34
CZ09/ESe/defaults/instance-out.sql | 463.29 | 3202380.8
CZ09/EUn/defaults/instance-out.sql | 365.54 | 29130028.55
CZ09/Fin/defaults/instance-out.sql | 464.45 | 155334.85
CZ09/Gro/defaults/instance-out.sql | 1452.27 | 6745622.37
CZ09/Hsp/defaults/instance-out.sql | 317.78 | 14585816.99
CZ09/Lib/defaults/instance-out.sql | 283.45 | 263337.84
CZ09/MBT/defaults/instance-out.sql | 398.59 | 14809993.06
CZ09/MLI/defaults/instance-out.sql | 350.26 | 3254517.06
CZ09/Mtl/defaults/instance-out.sql | 138.4 | 385545.11
CZ09/Nrs/defaults/instance-out.sql | 218.46 | 2252783.8
CZ09/OfL/defaults/instance-out.sql | 253.09 | 8227689.51
CZ09/OfS/defaults/instance-out.sql | 154.78 | 287659.44
CZ09/Rel/defaults/instance-out.sql | 663.51 | 1232827.05
CZ09/RFF/defaults/instance-out.sql | 719.77 | 267219.6
CZ09/RSD/defaults/instance-out.sql | 520.93 | 542275.72
CZ09/Rt3/defaults/instance-out.sql | 245.6 | 5476101.13
CZ09/RtL/defaults/instance-out.sql | 418.4 | 5072684.63
CZ09/RtS/defaults/instance-out.sql | 227.01 | 337497.64
CZ09/SCn/defaults/instance-out.sql | 192.68 | 8950092.02
CZ09/SUn/defaults/instance-out.sql | 75 | 3483864.8
CZ09/WRf/defaults/instance-out.sql | 771.94 | 35856895.77
CZ10/Asm/defaults/instance-out.sql | 484.3 | 3059832.37
CZ10/ECC/defaults/instance-out.sql | 370.39 | 9779076.49
CZ10/EPr/defaults/instance-out.sql | 251.89 | 953512.79
CZ10/ERC/defaults/instance-out.sql | 114.42 | 30651.3
CZ10/ESe/defaults/instance-out.sql | 481.52 | 3328363.02
CZ10/EUn/defaults/instance-out.sql | 387.89 | 30911587.05
CZ10/Fin/defaults/instance-out.sql | 497.26 | 166310.26
CZ10/Gro/defaults/instance-out.sql | 1439.58 | 6686657.73
CZ10/Hsp/defaults/instance-out.sql | 341.06 | 15654545.31
CZ10/Lib/defaults/instance-out.sql | 306.4 | 284651.34
CZ10/MBT/defaults/instance-out.sql | 435.52 | 16182211.93
CZ10/MLI/defaults/instance-out.sql | 389.18 | 3616103.22
CZ10/Mtl/defaults/instance-out.sql | 166 | 462437.36
CZ10/Nrs/defaults/instance-out.sql | 234.94 | 2422761.2
CZ10/OfL/defaults/instance-out.sql | 263.39 | 8562348.37
CZ10/OfS/defaults/instance-out.sql | 168.44 | 313041.75
CZ10/Rel/defaults/instance-out.sql | 734.92 | 1365515.29
CZ10/RFF/defaults/instance-out.sql | 733.55 | 272335.4
CZ10/RSD/defaults/instance-out.sql | 584.27 | 608219.37
CZ10/Rt3/defaults/instance-out.sql | 257.55 | 5742596.19
CZ10/RtL/defaults/instance-out.sql | 433.89 | 5260525.35
CZ10/RtS/defaults/instance-out.sql | 239.83 | 356557.54
CZ10/SCn/defaults/instance-out.sql | 206.27 | 9581492.02
CZ10/SUn/defaults/instance-out.sql | 74.99 | 3483239.64
CZ10/WRf/defaults/instance-out.sql | 740.64 | 34403352.26
CZ11/Asm/defaults/instance-out.sql | 521.86 | 3297155.69
CZ11/ECC/defaults/instance-out.sql | 357.07 | 9427404.69
CZ11/EPr/defaults/instance-out.sql | 265.49 | 1004993.02
CZ11/ERC/defaults/instance-out.sql | 129.6 | 34718.17
CZ11/ESe/defaults/instance-out.sql | 452.19 | 3125658.07
CZ11/EUn/defaults/instance-out.sql | 390.6 | 31127029.13
CZ11/Fin/defaults/instance-out.sql | 524.79 | 175514.9
CZ11/Gro/defaults/instance-out.sql | 1360.36 | 6318691.63
CZ11/Hsp/defaults/instance-out.sql | 307.07 | 14094125.54
CZ11/Lib/defaults/instance-out.sql | 335.04 | 311260.59
CZ11/MBT/defaults/instance-out.sql | 470.09 | 17466649.35
CZ11/MLI/defaults/instance-out.sql | 437.38 | 4064000.03
CZ11/Mtl/defaults/instance-out.sql | 175.48 | 488848.31
CZ11/Nrs/defaults/instance-out.sql | 242.3 | 2498644.77
CZ11/OfL/defaults/instance-out.sql | 256.67 | 8344130.85
CZ11/OfS/defaults/instance-out.sql | 179.29 | 333217.55
CZ11/Rel/defaults/instance-out.sql | 819.74 | 1523120.25
CZ11/RFF/defaults/instance-out.sql | 670.26 | 248838.67
CZ11/RSD/defaults/instance-out.sql | 624.49 | 650089.58
CZ11/Rt3/defaults/instance-out.sql | 224.63 | 5008498.83
CZ11/RtL/defaults/instance-out.sql | 452.55 | 5486765.09
CZ11/RtS/defaults/instance-out.sql | 223.9 | 332872.05
CZ11/SCn/defaults/instance-out.sql | 235.86 | 10955664.31
CZ11/SUn/defaults/instance-out.sql | 75.02 | 3484925.26
CZ11/WRf/defaults/instance-out.sql | 429.08 | 19931187.21
CZ12/Asm/defaults/instance-out.sql | 501.5 | 3168478.76
CZ12/ECC/defaults/instance-out.sql | 363.92 | 9608303.78
CZ12/EPr/defaults/instance-out.sql | 254.26 | 962466
CZ12/ERC/defaults/instance-out.sql | 122.13 | 32718.34
CZ12/ESe/defaults/instance-out.sql | 455.28 | 3147012.24
CZ12/EUn/defaults/instance-out.sql | 373.02 | 29726377.74
CZ12/Fin/defaults/instance-out.sql | 500.07 | 167250.33
CZ12/Gro/defaults/instance-out.sql | 1330.52 | 6180083.42
CZ12/Hsp/defaults/instance-out.sql | 293.2 | 13457837.97
CZ12/Lib/defaults/instance-out.sql | 314.28 | 291977.08
CZ12/MBT/defaults/instance-out.sql | 445.63 | 16557929.74
CZ12/MLI/defaults/instance-out.sql | 360.57 | 3350305.52
CZ12/Mtl/defaults/instance-out.sql | 153.66 | 428070.91
CZ12/Nrs/defaults/instance-out.sql | 228.55 | 2356847.67
CZ12/OfL/defaults/instance-out.sql | 243.99 | 7931653.84
CZ12/OfS/defaults/instance-out.sql | 169.23 | 314504.76
CZ12/Rel/defaults/instance-out.sql | 767.47 | 1425992.08
CZ12/RFF/defaults/instance-out.sql | 649.57 | 241157.32
CZ12/RSD/defaults/instance-out.sql | 580.13 | 603909.75
CZ12/Rt3/defaults/instance-out.sql | 217.38 | 4846755.2
CZ12/RtL/defaults/instance-out.sql | 436.61 | 5293401.21
CZ12/RtS/defaults/instance-out.sql | 216.63 | 322069.21
CZ12/SCn/defaults/instance-out.sql | 212.78 | 9883764.91
CZ12/SUn/defaults/instance-out.sql | 75.07 | 3487055.67
CZ12/WRf/defaults/instance-out.sql | 461.4 | 21432391.96
CZ13/Asm/defaults/instance-out.sql | 540.83 | 3416966.3
CZ13/ECC/defaults/instance-out.sql | 371.24 | 9801652.1
CZ13/EPr/defaults/instance-out.sql | 265.28 | 1004187.99
CZ13/ERC/defaults/instance-out.sql | 131.55 | 35241.73
CZ13/ESe/defaults/instance-out.sql | 454.32 | 3140367.1
CZ13/EUn/defaults/instance-out.sql | 400.84 | 31943230.77
CZ13/Fin/defaults/instance-out.sql | 524.75 | 175504.13
CZ13/Gro/defaults/instance-out.sql | 1393.71 | 6473586.57
CZ13/Hsp/defaults/instance-out.sql | 318.66 | 14626362.35
CZ13/Lib/defaults/instance-out.sql | 333.28 | 309623.43
CZ13/MBT/defaults/instance-out.sql | 470.21 | 17471190.87
CZ13/MLI/defaults/instance-out.sql | 430.04 | 3995772.4
CZ13/Mtl/defaults/instance-out.sql | 171.91 | 478914.63
CZ13/Nrs/defaults/instance-out.sql | 244.85 | 2524940.6
CZ13/OfL/defaults/instance-out.sql | 263.98 | 8581594.75
CZ13/OfS/defaults/instance-out.sql | 178.24 | 331248.25
CZ13/Rel/defaults/instance-out.sql | 806.78 | 1499026.71
CZ13/RFF/defaults/instance-out.sql | 676.17 | 251035.02
CZ13/RSD/defaults/instance-out.sql | 639.65 | 665869.98
CZ13/Rt3/defaults/instance-out.sql | 230.15 | 5131614.55
CZ13/RtL/defaults/instance-out.sql | 452.34 | 5484124.27
CZ13/RtS/defaults/instance-out.sql | 225.26 | 334894.76
CZ13/SCn/defaults/instance-out.sql | 233.61 | 10851115.89
CZ13/SUn/defaults/instance-out.sql | 74.98 | 3482724.26
CZ13/WRf/defaults/instance-out.sql | 468.32 | 21753615.74
CZ14/Asm/defaults/instance-out.sql | 562.53 | 3554051.17
CZ14/ECC/defaults/instance-out.sql | 399.97 | 10560119.16
CZ14/EPr/defaults/instance-out.sql | 279.7 | 1058770.82
CZ14/ERC/defaults/instance-out.sql | 140.92 | 37751.93
CZ14/ESe/defaults/instance-out.sql | 484.05 | 3345847.29
CZ14/EUn/defaults/instance-out.sql | 438.23 | 34922809.8
CZ14/Fin/defaults/instance-out.sql | 552.94 | 184930.97
CZ14/Gro/defaults/instance-out.sql | 1477.09 | 6860890.87
CZ14/Hsp/defaults/instance-out.sql | 346.24 | 15891955.46
CZ14/Lib/defaults/instance-out.sql | 353.6 | 328506.42
CZ14/MBT/defaults/instance-out.sql | 502.76 | 18680833.05
CZ14/MLI/defaults/instance-out.sql | 529.92 | 4923779.42
CZ14/Mtl/defaults/instance-out.sql | 191.33 | 533003.9
CZ14/Nrs/defaults/instance-out.sql | 265.49 | 2737768.7
CZ14/OfL/defaults/instance-out.sql | 286.01 | 9297804.54
CZ14/OfS/defaults/instance-out.sql | 190.65 | 354326.45
CZ14/Rel/defaults/instance-out.sql | 866.26 | 1609548.28
CZ14/RFF/defaults/instance-out.sql | 713.35 | 264837.04
CZ14/RSD/defaults/instance-out.sql | 687.36 | 715527.06
CZ14/Rt3/defaults/instance-out.sql | 247.21 | 5511941.14
CZ14/RtL/defaults/instance-out.sql | 473.33 | 5738691.86
CZ14/RtS/defaults/instance-out.sql | 235.1 | 349514.77
CZ14/SCn/defaults/instance-out.sql | 256.52 | 11915378.2
CZ14/SUn/defaults/instance-out.sql | 74.9 | 3478937.89
CZ14/WRf/defaults/instance-out.sql | 466.13 | 21652061.54
CZ15/Asm/defaults/instance-out.sql | 669.52 | 4230046.92
CZ15/ECC/defaults/instance-out.sql | 495.4 | 13079648.3
CZ15/EPr/defaults/instance-out.sql | 289.45 | 1095688.69
CZ15/ERC/defaults/instance-out.sql | 142.92 | 38288.18
CZ15/ESe/defaults/instance-out.sql | 541.22 | 3741050.47
CZ15/EUn/defaults/instance-out.sql | 496.63 | 39576912.45
CZ15/Fin/defaults/instance-out.sql | 572.83 | 191584.8
CZ15/Gro/defaults/instance-out.sql | 1577.11 | 7325489.98
CZ15/Hsp/defaults/instance-out.sql | 391.44 | 17966683.78
CZ15/Lib/defaults/instance-out.sql | 369.78 | 343534.75
CZ15/MBT/defaults/instance-out.sql | 528.13 | 19623269
CZ15/MLI/defaults/instance-out.sql | 727.06 | 6755573.1
CZ15/Mtl/defaults/instance-out.sql | 217.02 | 604565.22
CZ15/Nrs/defaults/instance-out.sql | 294.37 | 3035567.18
CZ15/OfL/defaults/instance-out.sql | 331.92 | 10790359.14
CZ15/OfS/defaults/instance-out.sql | 194.16 | 360853.66
CZ15/Rel/defaults/instance-out.sql | 890.24 | 1654105.82
CZ15/RFF/defaults/instance-out.sql | 734.95 | 272856.53
CZ15/RSD/defaults/instance-out.sql | 702.17 | 730948.02
CZ15/Rt3/defaults/instance-out.sql | 283.72 | 6325991.55
CZ15/RtL/defaults/instance-out.sql | 490.32 | 5944633.14
CZ15/RtS/defaults/instance-out.sql | 244.26 | 363137.99
CZ15/SCn/defaults/instance-out.sql | 314.91 | 14627624.49
CZ15/SUn/defaults/instance-out.sql | 74.73 | 3471126.5
CZ15/WRf/defaults/instance-out.sql | 499.63 | 23207972.22
CZ16/Asm/defaults/instance-out.sql | 528.23 | 3337371.42
CZ16/ECC/defaults/instance-out.sql | 397.64 | 10498634.68
CZ16/EPr/defaults/instance-out.sql | 276.28 | 1045811.41
CZ16/ERC/defaults/instance-out.sql | 140.76 | 37708.33
CZ16/ESe/defaults/instance-out.sql | 495.47 | 3424785.36
CZ16/EUn/defaults/instance-out.sql | 424.96 | 33865563.92
CZ16/Fin/defaults/instance-out.sql | 539.88 | 180562.52
CZ16/Gro/defaults/instance-out.sql | 1380.01 | 6409960.79
CZ16/Hsp/defaults/instance-out.sql | 334.2 | 15339439.79
CZ16/Lib/defaults/instance-out.sql | 348.17 | 323463.01
CZ16/MBT/defaults/instance-out.sql | 494.93 | 18389729.02
CZ16/MLI/defaults/instance-out.sql | 468.45 | 4352608.56
CZ16/Mtl/defaults/instance-out.sql | 180.53 | 502934.84
CZ16/Nrs/defaults/instance-out.sql | 253.99 | 2619144.28
CZ16/OfL/defaults/instance-out.sql | 270.58 | 8796101.42
CZ16/OfS/defaults/instance-out.sql | 189.24 | 351708.74
CZ16/Rel/defaults/instance-out.sql | 858.97 | 1596000.39
CZ16/RFF/defaults/instance-out.sql | 686.83 | 254991.84
CZ16/RSD/defaults/instance-out.sql | 650.98 | 677660.21
CZ16/Rt3/defaults/instance-out.sql | 230.49 | 5139144.28
CZ16/RtL/defaults/instance-out.sql | 464.11 | 5626827.94
CZ16/RtS/defaults/instance-out.sql | 226.21 | 336301.74
CZ16/SCn/defaults/instance-out.sql | 229.08 | 10640696.08
CZ16/SUn/defaults/instance-out.sql | 75.17 | 3491499.5
CZ16/WRf/defaults/instance-out.sql | 401.68 | 18658182.79
File Name | Total (kWh) | Heating (kWh) | Cooling (kWh) | Interior Lighting (kWh) | Exterior Lighting (kWh) | Interior Equipment (kWh) | Exterior Equipment (kWh) | Fans (kWh) | Pumps (kWh) | Heat Rejection (kWh) | Humidification (kWh) | Heat Recovery (kWh) | Water Systems (kWh) | Refrigeration (kWh) | Generators (kWh)
CZ01/Asm/defaults/instance-out.sql | 909751.75 | 502578.32 | 10220.94 | 76925.07 | 0 | 145958.35 | 0 | 148083.58 | 227.45 | 0 | 0 | 0 | 25758.04 | 0 | 0
CZ01/ECC/defaults/instance-out.sql | 2567027.91 | 362882.37 | 101800.05 | 163686.57 | 0 | 1004942.32 | 0 | 358606.14 | 44940.44 | 0 | 0 | 0 | 530170.03 | 0 | 0
CZ01/EPr/defaults/instance-out.sql | 394217.13 | 38927.93 | 8354.42 | 30282.85 | 0 | 124743.49 | 0 | 104793.17 | 0 | 0 | 0 | 0 | 87115.27 | 0 | 0
CZ01/ERC/defaults/instance-out.sql | 14593.46 | 3707.33 | 18.99 | 991.78 | 0 | 2139.72 | 0 | 4055.85 | 0 | 0 | 0 | 0 | 3679.78 | 0 | 0
CZ01/ESe/defaults/instance-out.sql | 1165023.33 | 213047.88 | 14511.45 | 94437.9 | 0 | 322422.45 | 0 | 267248.49 | 178.8 | 0 | 0 | 0 | 253176.35 | 0 | 0
CZ01/EUn/defaults/instance-out.sql | 7489260.540000001 | 821734.31 | 173004.9 | 643032.05 | 0 | 3680441 | 0 | 1353250.46 | 12412.62 | 0 | 0 | 0 | 805385.2 | 0 | 0
CZ01/Fin/defaults/instance-out.sql | 52994.55 | 4161.21 | 78.41 | 10745.16 | 0 | 14732.48 | 0 | 17484.55 | 0 | 0 | 0 | 0 | 5792.74 | 0 | 0
CZ01/Gro/defaults/instance-out.sql | 1737628 | 248684.55 | 192.6 | 157166.11 | 0 | 177647.52 | 0 | 159066.04 | 0 | 0 | 0 | 0 | 70697.17 | 924174.02 | 0
CZ01/Hsp/defaults/instance-out.sql | 2935419.66 | 367425.22 | 205857.81 | 626942.71 | 0 | 1185036.94 | 0 | 177696.87 | 72840.92 | 0 | 0 | 0 | 299619.18 | 0 | 0
CZ01/Lib/defaults/instance-out.sql | 99902.16 | 11648.75 | 107.45 | 14789.42 | 0 | 23374.05 | 0 | 35962.54 | 0 | 0 | 0 | 0 | 14019.95 | 0 | 0
CZ01/MBT/defaults/instance-out.sql | 8273679.25 | 4207502.38 | 89940.72 | 439484.63 | 0 | 2172017.2199999997 | 0 | 1148714.93 | 22478.1 | 0 | 0 | 0 | 193541.26 | 0 | 0
CZ01/MLI/defaults/instance-out.sql | 1050216.38 | 527534.95 | 10295.25 | 154009.8 | 0 | 240539.88 | 0 | 62799.35 | 341.9 | 0 | 0 | 0 | 54695.25 | 0 | 0
CZ01/Mtl/defaults/instance-out.sql | 179463.19 | 107629.91 | 1706.36 | 34396.45 | 0 | 22461.47 | 0 | 11404.73 | 40.42 | 0 | 0 | 0 | 1823.87 | 0 | 0
CZ01/Nrs/defaults/instance-out.sql | 805000.62 | 139298.85 | 19188.62 | 103288.37 | 0 | 347903.8 | 0 | 57782.46 | 105.46 | 0 | 0 | 0 | 137433.06 | 0 | 0
CZ01/OfL/defaults/instance-out.sql | 1763382.29 | 325162.84 | 81332.18 | 239542.44 | 0 | 831153.37 | 0 | 134573.6 | 25621.26 | 0 | 0 | 0 | 125996.6 | 0 | 0
CZ01/OfS/defaults/instance-out.sql | 100778.75 | 10430.61 | 204.28 | 12134.67 | 0 | 29466.65 | 0 | 43493.48 | 0 | 0 | 0 | 0 | 5049.08 | 0 | 0
CZ01/Rel/defaults/instance-out.sql | 570886.01 | 204225.53 | 416.36 | 46142.66 | 0 | 78770.29 | 0 | 223271.68 | 0 | 0 | 0 | 0 | 18059.48 | 0 | 0
CZ01/RFF/defaults/instance-out.sql | 97805.85 | 6385.22 | 3122.06 | 6627.45 | 0 | 37905.78 | 0 | 20955.53 | 0 | 0 | 0 | 0 | 22809.82 | 0 | 0
CZ01/RSD/defaults/instance-out.sql | 252718.53999999998 | 39378.55 | 8937.72 | 16228.18 | 0 | 76552.65 | 0 | 31465.43 | 9.56 | 0 | 0 | 0 | 80146.45 | 0 | 0
CZ01/Rt3/defaults/instance-out.sql | 1485071.5299999998 | 334542.41 | 16001.47 | 394508.4 | 0 | 436518 | 0 | 110598.61 | 344.61 | 0 | 0 | 0 | 192558.02 | 0 | 0
CZ01/RtL/defaults/instance-out.sql | 1690305.44 | 60899.27 | 10382 | 395367.09 | 0 | 509362.99 | 0 | 527632.78 | 0 | 0 | 0 | 0 | 186661.31 | 0 | 0
CZ01/RtS/defaults/instance-out.sql | 109110.45 | 19117.14 | 78.1 | 23259.39 | 0 | 24449.53 | 0 | 31049.86 | 0 | 0 | 0 | 0 | 11156.44 | 0 | 0
CZ01/SCn/defaults/instance-out.sql | 4177496.2299999995 | 2511621.4 | 60069.03 | 571539.04 | 0 | 449066.39 | 0 | 494417.75 | 3428.68 | 0 | 0 | 0 | 87353.94 | 0 | 0
CZ01/SUn/defaults/instance-out.sql | 1107958.33 | 0 | 0 | 571539.04 | 0 | 449066.39 | 0 | 0 | 0 | 0 | 0 | 0 | 87352.91 | 0 | 0
CZ01/WRf/defaults/instance-out.sql | 5391136.13 | 0 | 0 | 571539.04 | 0 | 224533.19 | 0 | 1100.74 | 0 | 0 | 0 | 0 | 87362.82 | 4506600.34 | 0
CZ02/Asm/defaults/instance-out.sql | 1107546.0899999999 | 546982.66 | 136820.78 | 76925.07 | 0 | 145958.35 | 0 | 176390.78 | 752.91 | 0 | 0 | 0 | 23715.53 | 0 | 0
CZ02/ECC/defaults/instance-out.sql | 3211247.49 | 495484.43 | 555691.5 | 163686.57 | 0 | 1004942.32 | 0 | 448699.61 | 56499.02 | 0 | 0 | 0 | 486244.02 | 0 | 0
CZ02/EPr/defaults/instance-out.sql | 374133.35 | 20476.41 | 22589.02 | 30282.85 | 0 | 124743.49 | 0 | 96108.12 | 0 | 0 | 0 | 0 | 79933.46 | 0 | 0
CZ02/ERC/defaults/instance-out.sql | 12552.529999999999 | 1565.32 | 464.49 | 991.78 | 0 | 2139.72 | 0 | 3966.26 | 0 | 0 | 0 | 0 | 3424.95 | 0 | 0
CZ02/ESe/defaults/instance-out.sql | 1278970.75 | 196425.04 | 80652.5 | 94437.9 | 0 | 322422.45 | 0 | 352339.82 | 109.57 | 0 | 0 | 0 | 232583.47 | 0 | 0
CZ02/EUn/defaults/instance-out.sql | 8887752.59 | 887749.43 | 1376971.41 | 643032.05 | 0 | 3680441 | 0 | 1497594.45 | 62676.95 | 0 | 0 | 0 | 739287.29 | 0 | 0
CZ02/Fin/defaults/instance-out.sql | 52824.4 | 2315.06 | 2610.63 | 10745.16 | 0 | 14732.48 | 0 | 17049.56 | 0 | 0 | 0 | 0 | 5371.51 | 0 | 0
CZ02/Gro/defaults/instance-out.sql | 1875943.85 | 134570.77 | 12232.72 | 157166.11 | 0 | 177647.52 | 0 | 160113.74 | 0 | 0 | 0 | 0 | 64996.33 | 1169216.67 | 0
CZ02/Hsp/defaults/instance-out.sql | 4550171.6 | 1039307.58 | 994512.61 | 626942.71 | 0 | 1185036.94 | 0 | 332042.68 | 97053.85 | 0 | 0 | 0 | 275275.24 | 0 | 0
CZ02/Lib/defaults/instance-out.sql | 95487.58 | 5974.44 | 4656.61 | 14789.42 | 0 | 23374.05 | 0 | 33787.17 | 0 | 0 | 0 | 0 | 12905.89 | 0 | 0
CZ02/MBT/defaults/instance-out.sql | 7222030.970000001 | 2796002.36 | 376759.03 | 439484.63 | 0 | 2172017.2199999997 | 0 | 1231574.95 | 28349.79 | 0 | 0 | 0 | 177843 | 0 | 0
CZ02/MLI/defaults/instance-out.sql | 1310088.8900000001 | 657244.82 | 108458.05 | 154009.8 | 0 | 240539.88 | 0 | 99149.13 | 395.31 | 0 | 0 | 0 | 50291.89 | 0 | 0
CZ02/Mtl/defaults/instance-out.sql | 163231.3 | 73859.09 | 14866.4 | 34396.45 | 0 | 22461.47 | 0 | 15862.89 | 50.09 | 0 | 0 | 0 | 1734.92 | 0 | 0
CZ02/Nrs/defaults/instance-out.sql | 825063.5 | 107840.25 | 66764.27 | 103288.37 | 0 | 347903.8 | 0 | 72794.94 | 179.44 | 0 | 0 | 0 | 126292.41 | 0 | 0
CZ02/OfL/defaults/instance-out.sql | 2352790.16 | 377668.23 | 560488.05 | 239542.44 | 0 | 831153.37 | 0 | 183819.45 | 44320.43 | 0 | 0 | 0 | 115798.21 | 0 | 0
CZ02/OfS/defaults/instance-out.sql | 96679.56 | 4931.05 | 4801.42 | 12134.67 | 0 | 29466.65 | 0 | 40657.71 | 0 | 0 | 0 | 0 | 4688.07 | 0 | 0
CZ02/Rel/defaults/instance-out.sql | 491604.87 | 116801.55 | 28889.05 | 46142.66 | 0 | 78770.29 | 0 | 204366.53 | 0 | 0 | 0 | 0 | 16634.81 | 0 | 0
CZ02/RFF/defaults/instance-out.sql | 106880.95000000001 | 4308.97 | 7083.03 | 6627.45 | 0 | 37905.78 | 0 | 29948.74 | 0 | 0 | 0 | 0 | 21006.99 | 0 | 0
CZ02/RSD/defaults/instance-out.sql | 263152.33999999997 | 41366.98 | 21378.13 | 16228.18 | 0 | 76552.65 | 0 | 33911.91 | 31.34 | 0 | 0 | 0 | 73683.15 | 0 | 0
CZ02/Rt3/defaults/instance-out.sql | 2116401.7199999997 | 748913.61 | 170078.94 | 394508.4 | 0 | 436518 | 0 | 188366.38 | 1053.01 | 0 | 0 | 0 | 176963.38 | 0 | 0
CZ02/RtL/defaults/instance-out.sql | 1683521.2799999998 | 40489.43 | 87529.97 | 395367.09 | 0 | 509362.99 | 0 | 479243.19 | 0 | 0 | 0 | 0 | 171528.6 | 0 | 0
CZ02/RtS/defaults/instance-out.sql | 121141.79 | 14634.29 | 5331.7 | 23259.39 | 0 | 24449.53 | 0 | 43167.64 | 0 | 0 | 0 | 0 | 10299.24 | 0 | 0
CZ02/SCn/defaults/instance-out.sql | 3713415.98 | 1625011.19 | 488914.22 | 571539.04 | 0 | 449066.39 | 0 | 482220.17 | 16375.88 | 0 | 0 | 0 | 80289.11 | 0 | 0
CZ02/SUn/defaults/instance-out.sql | 1100898.78 | 0 | 0 | 571539.04 | 0 | 449066.39 | 0 | 0 | 0 | 0 | 0 | 0 | 80293.36 | 0 | 0
CZ02/WRf/defaults/instance-out.sql | 9037220.67 | 0 | 0 | 571539.04 | 0 | 224533.19 | 0 | 1100.74 | 0 | 0 | 0 | 0 | 80301.04 | 8159746.66 | 0
CZ03/Asm/defaults/instance-out.sql | 784212.69 | 346006.98 | 69674.87 | 76925.07 | 0 | 145958.35 | 0 | 121621.23 | 405.02 | 0 | 0 | 0 | 23621.16 | 0 | 0
CZ03/ECC/defaults/instance-out.sql | 2678176.68 | 221889.03 | 383608.87 | 163686.57 | 0 | 1004942.32 | 0 | 363234.99 | 55909.96 | 0 | 0 | 0 | 484904.94 | 0 | 0
CZ03/EPr/defaults/instance-out.sql | 364553.48 | 12189.7 | 15583.51 | 30282.85 | 0 | 124743.49 | 0 | 102048.04 | 0 | 0 | 0 | 0 | 79705.88 | 0 | 0
CZ03/ERC/defaults/instance-out.sql | 12202.4 | 1147.92 | 192.66 | 991.78 | 0 | 2139.72 | 0 | 4313.2 | 0 | 0 | 0 | 0 | 3417.12 | 0 | 0
CZ03/ESe/defaults/instance-out.sql | 1135003.43 | 113102.58 | 43493.23 | 94437.9 | 0 | 322422.45 | 0 | 329676.88 | 139.48 | 0 | 0 | 0 | 231730.92 | 0 | 0
CZ03/EUn/defaults/instance-out.sql | 7897276.3 | 453379.21 | 950950.13 | 643032.05 | 0 | 3680441 | 0 | 1374880.41 | 57850.33 | 0 | 0 | 0 | 736743.18 | 0 | 0
CZ03/Fin/defaults/instance-out.sql | 51038.38 | 1155.61 | 1139.55 | 10745.16 | 0 | 14732.48 | 0 | 17912.27 | 0 | 0 | 0 | 0 | 5353.31 | 0 | 0
CZ03/Gro/defaults/instance-out.sql | 1861346.82 | 110476.19 | 4239.95 | 157166.11 | 0 | 177647.52 | 0 | 162436.3 | 0 | 0 | 0 | 0 | 64751.02 | 1184629.73 | 0
CZ03/Hsp/defaults/instance-out.sql | 3720415.32 | 610559.27 | 687121.6 | 626942.71 | 0 | 1185036.94 | 0 | 246194.56 | 90326.23 | 0 | 0 | 0 | 274234.01 | 0 | 0
CZ03/Lib/defaults/instance-out.sql | 91140.84000000001 | 3236.87 | 1981.87 | 14789.42 | 0 | 23374.05 | 0 | 34887.48 | 0 | 0 | 0 | 0 | 12871.15 | 0 | 0
CZ03/MBT/defaults/instance-out.sql | 6531158.04 | 2234035.27 | 259188.67 | 439484.63 | 0 | 2172017.2199999997 | 0 | 1221435.76 | 27833.12 | 0 | 0 | 0 | 177163.37 | 0 | 0
CZ03/MLI/defaults/instance-out.sql | 1027050.5399999999 | 444085.39 | 62681.91 | 154009.8 | 0 | 240539.88 | 0 | 75318.76 | 314.72 | 0 | 0 | 0 | 50100.08 | 0 | 0
CZ03/Mtl/defaults/instance-out.sql | 132444.19 | 53858.87 | 8498.52 | 34396.45 | 0 | 22461.47 | 0 | 11476.43 | 36.53 | 0 | 0 | 0 | 1715.95 | 0 | 0
CZ03/Nrs/defaults/instance-out.sql | 762131.31 | 73239.9 | 50172.4 | 103288.37 | 0 | 347903.8 | 0 | 61622.84 | 94.82 | 0 | 0 | 0 | 125809.17 | 0 | 0
CZ03/OfL/defaults/instance-out.sql | 2005446.29 | 224288.41 | 400280.73 | 239542.44 | 0 | 831153.37 | 0 | 149640.78 | 45183.35 | 0 | 0 | 0 | 115357.2 | 0 | 0
CZ03/OfS/defaults/instance-out.sql | 93604.64 | 3228.25 | 2003.99 | 12134.67 | 0 | 29466.65 | 0 | 42098.55 | 0 | 0 | 0 | 0 | 4672.53 | 0 | 0
CZ03/Rel/defaults/instance-out.sql | 446550.57 | 76201.28 | 12058.05 | 46142.66 | 0 | 78770.29 | 0 | 216806.19 | 0 | 0 | 0 | 0 | 16572.08 | 0 | 0
CZ03/RFF/defaults/instance-out.sql | 102262.79999999999 | 2251.72 | 5647.81 | 6627.45 | 0 | 37905.78 | 0 | 28901.9 | 0 | 0 | 0 | 0 | 20928.14 | 0 | 0
CZ03/RSD/defaults/instance-out.sql | 237660.2 | 24963.32 | 15841.59 | 16228.18 | 0 | 76552.65 | 0 | 30655.57 | 15.39 | 0 | 0 | 0 | 73403.49 | 0 | 0
CZ03/Rt3/defaults/instance-out.sql | 1997061.8900000001 | 660693.54 | 144662.58 | 394508.4 | 0 | 436518 | 0 | 183157.8 | 1240.49 | 0 | 0 | 0 | 176281.08 | 0 | 0
CZ03/RtL/defaults/instance-out.sql | 1648190.55 | 18307.11 | 46881.46 | 395367.09 | 0 | 509362.99 | 0 | 507390.8 | 0 | 0 | 0 | 0 | 170881.1 | 0 | 0
CZ03/RtS/defaults/instance-out.sql | 111853.72 | 9540.13 | 2153.11 | 23259.39 | 0 | 24449.53 | 0 | 42189.51 | 0 | 0 | 0 | 0 | 10262.05 | 0 | 0
CZ03/SCn/defaults/instance-out.sql | 3326666.76 | 1343895.86 | 379089.18 | 571539.04 | 0 | 449066.39 | 0 | 488630.16 | 14453.09 | 0 | 0 | 0 | 79993.04 | 0 | 0
CZ03/SUn/defaults/instance-out.sql | 1100598.59 | 0 | 0 | 571539.04 | 0 | 449066.39 | 0 | 0 | 0 | 0 | 0 | 0 | 79993.17 | 0 | 0
CZ03/WRf/defaults/instance-out.sql | 9148659.18 | 0 | 0 | 571539.04 | 0 | 224533.19 | 0 | 1100.74 | 0 | 0 | 0 | 0 | 80002.36 | 8271483.86 | 0
CZ04/Asm/defaults/instance-out.sql | 989278.6499999999 | 437369.55 | 142630.43 | 76925.07 | 0 | 145958.35 | 0 | 162822.53 | 736.19 | 0 | 0 | 0 | 22836.53 | 0 | 0
CZ04/ECC/defaults/instance-out.sql | 2969212.6900000004 | 264377.3 | 606406.55 | 163686.57 | 0 | 1004942.32 | 0 | 399717.41 | 62472.69 | 0 | 0 | 0 | 467609.84 | 0 | 0
CZ04/EPr/defaults/instance-out.sql | 361654.89 | 9890.43 | 26142.63 | 30282.85 | 0 | 124743.49 | 0 | 93725.99 | 0 | 0 | 0 | 0 | 76869.49 | 0 | 0
CZ04/ERC/defaults/instance-out.sql | 11553.25 | 833.13 | 579.24 | 991.78 | 0 | 2139.72 | 0 | 3692.82 | 0 | 0 | 0 | 0 | 3316.55 | 0 | 0
CZ04/ESe/defaults/instance-out.sql | 1172495.04 | 104722.92 | 90442.87 | 94437.9 | 0 | 322422.45 | 0 | 336560.53 | 184.4 | 0 | 0 | 0 | 223723.97 | 0 | 0
CZ04/EUn/defaults/instance-out.sql | 8777975.14 | 664034.36 | 1511286.12 | 643032.05 | 0 | 3680441 | 0 | 1496462.53 | 71701.88 | 0 | 0 | 0 | 711017.19 | 0 | 0
CZ04/Fin/defaults/instance-out.sql | 51245.5 | 899.97 | 3180.63 | 10745.16 | 0 | 14732.48 | 0 | 16497.09 | 0 | 0 | 0 | 0 | 5190.15 | 0 | 0
CZ04/Gro/defaults/instance-out.sql | 1895530.73 | 90773.58 | 16106.81 | 157166.11 | 0 | 177647.52 | 0 | 156662.59 | 0 | 0 | 0 | 0 | 62544.27 | 1234629.86 | 0
CZ04/Hsp/defaults/instance-out.sql | 4442008.01 | 857173.64 | 1060111.82 | 626942.71 | 0 | 1185036.94 | 0 | 349629.28 | 98311.3 | 0 | 0 | 0 | 264802.31 | 0 | 0
CZ04/Lib/defaults/instance-out.sql | 90900.83 | 2595.73 | 5768.97 | 14789.42 | 0 | 23374.05 | 0 | 31943.03 | 0 | 0 | 0 | 0 | 12429.63 | 0 | 0
CZ04/MBT/defaults/instance-out.sql | 6494242.539999999 | 1992775.43 | 436836.44 | 439484.63 | 0 | 2172017.2199999997 | 0 | 1252637.88 | 29409.02 | 0 | 0 | 0 | 171081.91 | 0 | 0
CZ04/MLI/defaults/instance-out.sql | 1248625.0899999999 | 575458.77 | 123032.97 | 154009.8 | 0 | 240539.88 | 0 | 106850.43 | 338.51 | 0 | 0 | 0 | 48394.71 | 0 | 0
CZ04/Mtl/defaults/instance-out.sql | 143064.66 | 50400.56 | 17764.01 | 34396.45 | 0 | 22461.47 | 0 | 16308.92 | 45.17 | 0 | 0 | 0 | 1688.09 | 0 | 0
CZ04/Nrs/defaults/instance-out.sql | 800490.88 | 74234.6 | 78598.94 | 103288.37 | 0 | 347903.8 | 0 | 74824.78 | 147.09 | 0 | 0 | 0 | 121493.29 | 0 | 0
CZ04/OfL/defaults/instance-out.sql | 2353253.2 | 300788.53 | 631234.01 | 239542.44 | 0 | 831153.37 | 0 | 190732.26 | 48400.03 | 0 | 0 | 0 | 111402.56 | 0 | 0
CZ04/OfS/defaults/instance-out.sql | 92981.34 | 2049.2 | 5872.61 | 12134.67 | 0 | 29466.65 | 0 | 38925.58 | 0 | 0 | 0 | 0 | 4532.62 | 0 | 0
CZ04/Rel/defaults/instance-out.sql | 442470.19 | 66739.6 | 35040.54 | 46142.66 | 0 | 78770.29 | 0 | 199754.88 | 0 | 0 | 0 | 0 | 16022.22 | 0 | 0
CZ04/RFF/defaults/instance-out.sql | 104729.64 | 1790.01 | 8452.92 | 6627.45 | 0 | 37905.78 | 0 | 29723.24 | 0 | 0 | 0 | 0 | 20230.25 | 0 | 0
CZ04/RSD/defaults/instance-out.sql | 255013.82 | 33938.5 | 24124.97 | 16228.18 | 0 | 76552.65 | 0 | 33231.87 | 35.61 | 0 | 0 | 0 | 70902.04 | 0 | 0
CZ04/Rt3/defaults/instance-out.sql | 1908730.25 | 543793.03 | 184369.56 | 394508.4 | 0 | 436518 | 0 | 178744.32 | 562.22 | 0 | 0 | 0 | 170234.74 | 0 | 0
CZ04/RtL/defaults/instance-out.sql | 1658695.07 | 14640.73 | 105115.52 | 395367.09 | 0 | 509362.99 | 0 | 469186.27 | 0 | 0 | 0 | 0 | 165022.47 | 0 | 0
CZ04/RtS/defaults/instance-out.sql | 113066.22 | 7866.67 | 6849.37 | 23259.39 | 0 | 24449.53 | 0 | 40711 | 0 | 0 | 0 | 0 | 9930.27 | 0 | 0
CZ04/SCn/defaults/instance-out.sql | 3271313.61 | 1150649.76 | 558848.38 | 571539.04 | 0 | 449066.39 | 0 | 444372.07 | 19581.27 | 0 | 0 | 0 | 77256.7 | 0 | 0
CZ04/SUn/defaults/instance-out.sql | 1097860.79 | 0 | 0 | 571539.04 | 0 | 449066.39 | 0 | 0 | 0 | 0 | 0 | 0 | 77255.37 | 0 | 0
CZ04/WRf/defaults/instance-out.sql | 9527393.22 | 0 | 0 | 571539.04 | 0 | 224533.19 | 0 | 1100.74 | 0 | 0 | 0 | 0 | 77262.42 | 8652957.83 | 0
CZ05/Asm/defaults/instance-out.sql | 851021.78 | 382926.39 | 87753.4 | 76925.07 | 0 | 145958.35 | 0 | 133319.02 | 516.13 | 0 | 0 | 0 | 23623.42 | 0 | 0
CZ05/ECC/defaults/instance-out.sql | 2738571.0999999996 | 226247.42 | 436168.39 | 163686.57 | 0 | 1004942.32 | 0 | 369444.31 | 53135.66 | 0 | 0 | 0 | 484946.44 | 0 | 0
CZ05/EPr/defaults/instance-out.sql | 362032.53 | 11635.97 | 18356.89 | 30282.85 | 0 | 124743.49 | 0 | 97316.44 | 0 | 0 | 0 | 0 | 79696.88 | 0 | 0
CZ05/ERC/defaults/instance-out.sql | 11865.9 | 1058.44 | 284.53 | 991.78 | 0 | 2139.72 | 0 | 3974.12 | 0 | 0 | 0 | 0 | 3417.32 | 0 | 0
CZ05/ESe/defaults/instance-out.sql | 1135504.8 | 111023.26 | 55988.88 | 94437.9 | 0 | 322422.45 | 0 | 319695.9 | 186.79 | 0 | 0 | 0 | 231749.62 | 0 | 0
CZ05/EUn/defaults/instance-out.sql | 8172649.199999999 | 521052.57 | 1118765.79 | 643032.05 | 0 | 3680441 | 0 | 1414659.6 | 57924 | 0 | 0 | 0 | 736774.19 | 0 | 0
CZ05/Fin/defaults/instance-out.sql | 50097.01 | 1050.77 | 1615.48 | 10745.16 | 0 | 14732.48 | 0 | 16599.28 | 0 | 0 | 0 | 0 | 5353.82 | 0 | 0
CZ05/Gro/defaults/instance-out.sql | 1861106.99 | 94970.7 | 5560 | 157166.11 | 0 | 177647.52 | 0 | 157012.61 | 0 | 0 | 0 | 0 | 64757.04 | 1203993 | 0
CZ05/Hsp/defaults/instance-out.sql | 3964939.18 | 690099.83 | 818563.77 | 626942.71 | 0 | 1185036.94 | 0 | 282885.13 | 87156.8 | 0 | 0 | 0 | 274253.99 | 0 | 0
CZ05/Lib/defaults/instance-out.sql | 89443.64 | 2866.11 | 2880.4 | 14789.42 | 0 | 23374.05 | 0 | 32661.4 | 0 | 0 | 0 | 0 | 12872.27 | 0 | 0
CZ05/MBT/defaults/instance-out.sql | 6684908.3100000005 | 2349659.14 | 291586.23 | 439484.63 | 0 | 2172017.2199999997 | 0 | 1229669.7 | 25302.08 | 0 | 0 | 0 | 177189.31 | 0 | 0
CZ05/MLI/defaults/instance-out.sql | 1124615.52 | 511019.65 | 85513.78 | 154009.8 | 0 | 240539.88 | 0 | 83060.77 | 363.3 | 0 | 0 | 0 | 50108.33 | 0 | 0
CZ05/Mtl/defaults/instance-out.sql | 139998.32 | 56012.18 | 12175.94 | 34396.45 | 0 | 22461.47 | 0 | 13180.86 | 45.75 | 0 | 0 | 0 | 1725.68 | 0 | 0
CZ05/Nrs/defaults/instance-out.sql | 782600.53 | 78908.54 | 60366.43 | 103288.37 | 0 | 347903.8 | 0 | 66152.08 | 155.38 | 0 | 0 | 0 | 125825.94 | 0 | 0
CZ05/OfL/defaults/instance-out.sql | 2080433.98 | 220023.09 | 465329.61 | 239542.44 | 0 | 831153.37 | 0 | 166193.35 | 42823.07 | 0 | 0 | 0 | 115369.05 | 0 | 0
CZ05/OfS/defaults/instance-out.sql | 92076.06 | 2706.59 | 2926.74 | 12134.67 | 0 | 29466.65 | 0 | 40168.63 | 0 | 0 | 0 | 0 | 4672.78 | 0 | 0
CZ05/Rel/defaults/instance-out.sql | 439611.86 | 73459.09 | 17067.27 | 46142.66 | 0 | 78770.29 | 0 | 207599.84 | 0 | 0 | 0 | 0 | 16572.71 | 0 | 0
CZ05/RFF/defaults/instance-out.sql | 102006.93 | 2402.97 | 6235.59 | 6627.45 | 0 | 37905.78 | 0 | 27904.86 | 0 | 0 | 0 | 0 | 20930.29 | 0 | 0
CZ05/RSD/defaults/instance-out.sql | 246219.06 | 30561.99 | 17756.9 | 16228.18 | 0 | 76552.65 | 0 | 31686.58 | 20.55 | 0 | 0 | 0 | 73412.2 | 0 | 0
CZ05/Rt3/defaults/instance-out.sql | 2221409.23 | 811771.45 | 197319.26 | 394508.4 | 0 | 436518 | 0 | 203608.68 | 1374.09 | 0 | 0 | 0 | 176309.33 | 0 | 0
CZ05/RtL/defaults/instance-out.sql | 1636690.07 | 17343.85 | 61944.97 | 395367.09 | 0 | 509362.99 | 0 | 481772.65 | 0 | 0 | 0 | 0 | 170898.52 | 0 | 0
CZ05/RtS/defaults/instance-out.sql | 109497.79000000001 | 8001.54 | 3091.1 | 23259.39 | 0 | 24449.53 | 0 | 40432.89 | 0 | 0 | 0 | 0 | 10263.34 | 0 | 0
CZ05/SCn/defaults/instance-out.sql | 3223404.91 | 1223745.89 | 405299.22 | 571539.04 | 0 | 449066.39 | 0 | 479216.99 | 14537.85 | 0 | 0 | 0 | 79999.53 | 0 | 0
CZ05/SUn/defaults/instance-out.sql | 1100607.06 | 0 | 0 | 571539.04 | 0 | 449066.39 | 0 | 0 | 0 | 0 | 0 | 0 | 80001.64 | 0 | 0
CZ05/WRf/defaults/instance-out.sql | 9126079.95 | 0 | 0 | 571539.04 | 0 | 224533.19 | 0 | 1100.74 | 0 | 0 | 0 | 0 | 80008.35 | 8248898.63 | 0
CZ06/Asm/defaults/instance-out.sql | 945556.31 | 358017.07 | 163041.83 | 76925.07 | 0 | 145958.35 | 0 | 178751.1 | 1044.62 | 0 | 0 | 0 | 21818.26 | 0 | 0
CZ06/ECC/defaults/instance-out.sql | 2922731.2 | 125414.36 | 729665.58 | 163686.57 | 0 | 1004942.32 | 0 | 387439.44 | 65095.48 | 0 | 0 | 0 | 446487.45 | 0 | 0
CZ06/EPr/defaults/instance-out.sql | 346660.66 | 1778.14 | 25214.65 | 30282.85 | 0 | 124743.49 | 0 | 91221.89 | 0 | 0 | 0 | 0 | 73419.63 | 0 | 0
CZ06/ERC/defaults/instance-out.sql | 10631.81 | 208.08 | 503.08 | 991.78 | 0 | 2139.72 | 0 | 3594.59 | 0 | 0 | 0 | 0 | 3194.56 | 0 | 0
CZ06/ESe/defaults/instance-out.sql | 1074750.74 | 43368.36 | 85540.23 | 94437.9 | 0 | 322422.45 | 0 | 315395.5 | 123.14 | 0 | 0 | 0 | 213463.17 | 0 | 0
CZ06/EUn/defaults/instance-out.sql | 8742445.16 | 327448.63 | 1842874.84 | 643032.05 | 0 | 3680441 | 0 | 1481290.61 | 88891.22 | 0 | 0 | 0 | 678466.82 | 0 | 0
CZ06/Fin/defaults/instance-out.sql | 48456.84 | 74.5 | 2826.07 | 10745.16 | 0 | 14732.48 | 0 | 15099.56 | 0 | 0 | 0 | 0 | 4979.07 | 0 | 0
CZ06/Gro/defaults/instance-out.sql | 2100010.91 | 33324.91 | 10989.61 | 157166.11 | 0 | 177647.52 | 0 | 146198.64 | 0 | 0 | 0 | 0 | 59685.29 | 1514998.83 | 0
CZ06/Hsp/defaults/instance-out.sql | 4223064.64 | 479517.73 | 1273217.67 | 626942.71 | 0 | 1185036.94 | 0 | 308347.85 | 97369.85 | 0 | 0 | 0 | 252631.89 | 0 | 0
CZ06/Lib/defaults/instance-out.sql | 84506.26 | 351.56 | 4857.41 | 14789.42 | 0 | 23374.05 | 0 | 29236.62 | 0 | 0 | 0 | 0 | 11897.2 | 0 | 0
CZ06/MBT/defaults/instance-out.sql | 5396634.109999999 | 860881.38 | 444556.41 | 439484.63 | 0 | 2172017.2199999997 | 0 | 1287967.64 | 28520.93 | 0 | 0 | 0 | 163205.89 | 0 | 0
CZ06/MLI/defaults/instance-out.sql | 1215441.9700000002 | 522367.84 | 146210.61 | 154009.8 | 0 | 240539.88 | 0 | 105816.16 | 307.1 | 0 | 0 | 0 | 46190.58 | 0 | 0
CZ06/Mtl/defaults/instance-out.sql | 134066.41999999998 | 34711.72 | 23310.02 | 34396.45 | 0 | 22461.47 | 0 | 17474.51 | 86.06 | 0 | 0 | 0 | 1626.2 | 0 | 0
CZ06/Nrs/defaults/instance-out.sql | 784009.94 | 49582.2 | 95103.47 | 103288.37 | 0 | 347903.8 | 0 | 72104.32 | 110.12 | 0 | 0 | 0 | 115917.66 | 0 | 0
CZ06/OfL/defaults/instance-out.sql | 2395265.91 | 180570.55 | 782759.82 | 239542.44 | 0 | 831153.37 | 0 | 200829.95 | 54117.42 | 0 | 0 | 0 | 106292.36 | 0 | 0
CZ06/OfS/defaults/instance-out.sql | 87914.56999999999 | 189.86 | 5256.63 | 12134.67 | 0 | 29466.65 | 0 | 36514.99 | 0 | 0 | 0 | 0 | 4351.79 | 0 | 0
CZ06/Rel/defaults/instance-out.sql | 373453.98 | 14072.19 | 26031.58 | 46142.66 | 0 | 78770.29 | 0 | 193125.84 | 0 | 0 | 0 | 0 | 15311.42 | 0 | 0
CZ06/RFF/defaults/instance-out.sql | 101325.75 | 271.71 | 8992.87 | 6627.45 | 0 | 37905.78 | 0 | 28202.31 | 0 | 0 | 0 | 0 | 19325.63 | 0 | 0
CZ06/RSD/defaults/instance-out.sql | 237614.15999999997 | 21208.83 | 24763.36 | 16228.18 | 0 | 76552.65 | 0 | 31160.27 | 39.75 | 0 | 0 | 0 | 67661.11 | 0 | 0
CZ06/Rt3/defaults/instance-out.sql | 2395670.26 | 852758.91 | 311991.26 | 394508.4 | 0 | 436518 | 0 | 235790.95 | 1698.56 | 0 | 0 | 0 | 162404.18 | 0 | 0
CZ06/RtL/defaults/instance-out.sql | 1603603.22 | 1124.34 | 96223.32 | 395367.09 | 0 | 509362.99 | 0 | 444099.73 | 0 | 0 | 0 | 0 | 157425.75 | 0 | 0
CZ06/RtS/defaults/instance-out.sql | 102153.74 | 2181.34 | 6089.39 | 23259.39 | 0 | 24449.53 | 0 | 36673.58 | 0 | 0 | 0 | 0 | 9500.52 | 0 | 0
CZ06/SCn/defaults/instance-out.sql | 2736112.7 | 511543.04 | 640540.24 | 571539.04 | 0 | 449066.39 | 0 | 470929.89 | 18776.84 | 0 | 0 | 0 | 73717.27 | 0 | 0
CZ06/SUn/defaults/instance-out.sql | 1094326.24 | 0 | 0 | 571539.04 | 0 | 449066.39 | 0 | 0 | 0 | 0 | 0 | 0 | 73720.82 | 0 | 0
CZ06/WRf/defaults/instance-out.sql | 10760200.270000001 | 0 | 0 | 571539.04 | 0 | 224533.19 | 0 | 1100.74 | 0 | 0 | 0 | 0 | 73731.72 | 9889295.58 | 0
CZ07/Asm/defaults/instance-out.sql | 997137.52 | 392467.76 | 176706.5 | 76925.07 | 0 | 145958.35 | 0 | 182349.3 | 1178.95 | 0 | 0 | 0 | 21551.6 | 0 | 0
CZ07/ECC/defaults/instance-out.sql | 3027827.0500000003 | 180597.33 | 766307.93 | 163686.57 | 0 | 1004942.32 | 0 | 404487.76 | 67286.52 | 0 | 0 | 0 | 440518.62 | 0 | 0
CZ07/EPr/defaults/instance-out.sql | 345531.15 | 1764.07 | 28226.1 | 30282.85 | 0 | 124743.49 | 0 | 88079.8 | 0 | 0 | 0 | 0 | 72434.84 | 0 | 0
CZ07/ERC/defaults/instance-out.sql | 10587.42 | 205.13 | 650.42 | 991.78 | 0 | 2139.72 | 0 | 3440.54 | 0 | 0 | 0 | 0 | 3159.82 | 0 | 0
CZ07/ESe/defaults/instance-out.sql | 1073804.06 | 43169.7 | 93352.25 | 94437.9 | 0 | 322422.45 | 0 | 309514.01 | 145.56 | 0 | 0 | 0 | 210762.19 | 0 | 0
CZ07/EUn/defaults/instance-out.sql | 9186630.74 | 574095.49 | 1978027.45 | 643032.05 | 0 | 3680441 | 0 | 1546786.55 | 94643.77 | 0 | 0 | 0 | 669604.43 | 0 | 0
CZ07/Fin/defaults/instance-out.sql | 48754.560000000005 | 60.98 | 3532.41 | 10745.16 | 0 | 14732.48 | 0 | 14759.36 | 0 | 0 | 0 | 0 | 4924.17 | 0 | 0
CZ07/Gro/defaults/instance-out.sql | 2077311.01 | 31993.45 | 14971.81 | 157166.11 | 0 | 177647.52 | 0 | 142535.56 | 0 | 0 | 0 | 0 | 58943.57 | 1494052.99 | 0
CZ07/Hsp/defaults/instance-out.sql | 4502478.5 | 615774.44 | 1375755.11 | 626942.71 | 0 | 1185036.94 | 0 | 349567.69 | 99939.69 | 0 | 0 | 0 | 249461.92 | 0 | 0
CZ07/Lib/defaults/instance-out.sql | 84620.21 | 357.28 | 6139.73 | 14789.42 | 0 | 23374.05 | 0 | 28216.53 | 0 | 0 | 0 | 0 | 11743.18 | 0 | 0
CZ07/MBT/defaults/instance-out.sql | 5415343.87 | 832787.1 | 493769.91 | 439484.63 | 0 | 2172017.2199999997 | 0 | 1286264.08 | 29852.02 | 0 | 0 | 0 | 161168.91 | 0 | 0
CZ07/MLI/defaults/instance-out.sql | 1285081.4 | 558603.62 | 156293.05 | 154009.8 | 0 | 240539.88 | 0 | 129691.22 | 324.98 | 0 | 0 | 0 | 45618.85 | 0 | 0
CZ07/Mtl/defaults/instance-out.sql | 128404.12 | 28729.25 | 22614.91 | 34396.45 | 0 | 22461.47 | 0 | 18532.26 | 53.46 | 0 | 0 | 0 | 1616.33 | 0 | 0
CZ07/Nrs/defaults/instance-out.sql | 799405.27 | 56908.95 | 99372.96 | 103288.37 | 0 | 347903.8 | 0 | 77328.15 | 129.01 | 0 | 0 | 0 | 114474.02 | 0 | 0
CZ07/OfL/defaults/instance-out.sql | 2610671.41 | 289404.51 | 863449.05 | 239542.44 | 0 | 831153.37 | 0 | 226559.46 | 55595.72 | 0 | 0 | 0 | 104966.86 | 0 | 0
CZ07/OfS/defaults/instance-out.sql | 87809.02 | 136.84 | 6898.99 | 12134.67 | 0 | 29466.65 | 0 | 34867.24 | 0 | 0 | 0 | 0 | 4304.63 | 0 | 0
CZ07/Rel/defaults/instance-out.sql | 371225.32 | 13461.85 | 33078.83 | 46142.66 | 0 | 78770.29 | 0 | 184643.84 | 0 | 0 | 0 | 0 | 15127.85 | 0 | 0
CZ07/RFF/defaults/instance-out.sql | 101028.06 | 247.96 | 9821.08 | 6627.45 | 0 | 37905.78 | 0 | 27334.39 | 0 | 0 | 0 | 0 | 19091.41 | 0 | 0
CZ07/RSD/defaults/instance-out.sql | 244977.54 | 25811.82 | 27561.34 | 16228.18 | 0 | 76552.65 | 0 | 31952.83 | 49.32 | 0 | 0 | 0 | 66821.39 | 0 | 0
CZ07/Rt3/defaults/instance-out.sql | 2165236.01 | 659133.44 | 285764.71 | 394508.4 | 0 | 436518 | 0 | 227905.13 | 1028.24 | 0 | 0 | 0 | 160378.09 | 0 | 0
CZ07/RtL/defaults/instance-out.sql | 1609231.11 | 947.9 | 115280.54 | 395367.09 | 0 | 509362.99 | 0 | 432812.59 | 0 | 0 | 0 | 0 | 155460 | 0 | 0
CZ07/RtS/defaults/instance-out.sql | 101986.76 | 1896.74 | 7745.36 | 23259.39 | 0 | 24449.53 | 0 | 35247 | 0 | 0 | 0 | 0 | 9388.74 | 0 | 0
CZ07/SCn/defaults/instance-out.sql | 2768145.2 | 500865.93 | 677028.8 | 571539.04 | 0 | 449066.39 | 0 | 476356.71 | 20494.56 | 0 | 0 | 0 | 72793.79 | 0 | 0
CZ07/SUn/defaults/instance-out.sql | 1093399.1600000001 | 0 | 0 | 571539.04 | 0 | 449066.39 | 0 | 0 | 0 | 0 | 0 | 0 | 72793.74 | 0 | 0
CZ07/WRf/defaults/instance-out.sql | 10687847.030000001 | 0 | 0 | 571539.04 | 0 | 224533.19 | 0 | 1100.74 | 0 | 0 | 0 | 0 | 72805.98 | 9817868.08 | 0
CZ08/Asm/defaults/instance-out.sql | 1080981.84 | 441814.53 | 201006.47 | 76925.07 | 0 | 145958.35 | 0 | 192575.89 | 1189.86 | 0 | 0 | 0 | 21511.66 | 0 | 0
CZ08/ECC/defaults/instance-out.sql | 3146126.08 | 205836.68 | 847380.19 | 163686.57 | 0 | 1004942.32 | 0 | 413519.22 | 71100.33 | 0 | 0 | 0 | 439660.78 | 0 | 0
CZ08/EPr/defaults/instance-out.sql | 350838.76 | 2924.21 | 32529.12 | 30282.85 | 0 | 124743.49 | 0 | 88053.35 | 0 | 0 | 0 | 0 | 72305.75 | 0 | 0
CZ08/ERC/defaults/instance-out.sql | 10911.15 | 272.41 | 839.1 | 991.78 | 0 | 2139.72 | 0 | 3513.42 | 0 | 0 | 0 | 0 | 3154.71 | 0 | 0
CZ08/ESe/defaults/instance-out.sql | 1131746.62 | 58357.33 | 124336.91 | 94437.9 | 0 | 322422.45 | 0 | 321621.95 | 176.89 | 0 | 0 | 0 | 210393.2 | 0 | 0
CZ08/EUn/defaults/instance-out.sql | 9413086.08 | 604904.56 | 2155651.31 | 643032.05 | 0 | 3680441 | 0 | 1564343.65 | 96236.94 | 0 | 0 | 0 | 668476.57 | 0 | 0
CZ08/Fin/defaults/instance-out.sql | 49787.64 | 168.76 | 4428.9 | 10745.16 | 0 | 14732.48 | 0 | 14795.69 | 0 | 0 | 0 | 0 | 4916.65 | 0 | 0
CZ08/Gro/defaults/instance-out.sql | 2056556.63 | 38321.68 | 22346.53 | 157166.11 | 0 | 177647.52 | 0 | 143311.79 | 0 | 0 | 0 | 0 | 58840.27 | 1458922.73 | 0
CZ08/Hsp/defaults/instance-out.sql | 4920259.16 | 840952.16 | 1505119.48 | 626942.71 | 0 | 1185036.94 | 0 | 408281.4 | 104899.17 | 0 | 0 | 0 | 249027.3 | 0 | 0
CZ08/Lib/defaults/instance-out.sql | 86546.67 | 606.47 | 7678.99 | 14789.42 | 0 | 23374.05 | 0 | 28376.53 | 0 | 0 | 0 | 0 | 11721.2 | 0 | 0
CZ08/MBT/defaults/instance-out.sql | 5726504.4399999995 | 1045410.13 | 585353.76 | 439484.63 | 0 | 2172017.2199999997 | 0 | 1292416.24 | 30941.52 | 0 | 0 | 0 | 160880.93 | 0 | 0
CZ08/MLI/defaults/instance-out.sql | 1391643.7999999998 | 632528.3 | 181539.66 | 154009.8 | 0 | 240539.88 | 0 | 137150.57 | 337.7 | 0 | 0 | 0 | 45537.9 | 0 | 0
CZ08/Mtl/defaults/instance-out.sql | 143876.33000000002 | 38694.24 | 26931.56 | 34396.45 | 0 | 22461.47 | 0 | 19703.16 | 77.85 | 0 | 0 | 0 | 1611.61 | 0 | 0
CZ08/Nrs/defaults/instance-out.sql | 833665.21 | 74126.83 | 109587.99 | 103288.37 | 0 | 347903.8 | 0 | 84326.04 | 161.57 | 0 | 0 | 0 | 114270.6 | 0 | 0
CZ08/OfL/defaults/instance-out.sql | 2652064.59 | 292346.68 | 903957.31 | 239542.44 | 0 | 831153.37 | 0 | 223703.44 | 56580.24 | 0 | 0 | 0 | 104781.12 | 0 | 0
CZ08/OfS/defaults/instance-out.sql | 90705.03 | 366.92 | 8289.31 | 12134.67 | 0 | 29466.65 | 0 | 36149.33 | 0 | 0 | 0 | 0 | 4298.15 | 0 | 0
CZ08/Rel/defaults/instance-out.sql | 390960.85 | 21579.96 | 46583.77 | 46142.66 | 0 | 78770.29 | 0 | 182782.71 | 0 | 0 | 0 | 0 | 15101.46 | 0 | 0
CZ08/RFF/defaults/instance-out.sql | 104334.89 | 466.82 | 11045.11 | 6627.45 | 0 | 37905.78 | 0 | 29230.67 | 0 | 0 | 0 | 0 | 19059.05 | 0 | 0
CZ08/RSD/defaults/instance-out.sql | 261562.68 | 35591.72 | 31482.16 | 16228.18 | 0 | 76552.65 | 0 | 34935.59 | 65.1 | 0 | 0 | 0 | 66707.27 | 0 | 0
CZ08/Rt3/defaults/instance-out.sql | 2108244.48 | 606555.77 | 292319.89 | 394508.4 | 0 | 436518 | 0 | 217761.37 | 483.74 | 0 | 0 | 0 | 160097.31 | 0 | 0
CZ08/RtL/defaults/instance-out.sql | 1629653.63 | 2259.07 | 142375.3 | 395367.09 | 0 | 509362.99 | 0 | 425097.41 | 0 | 0 | 0 | 0 | 155191.77 | 0 | 0
CZ08/RtS/defaults/instance-out.sql | 106894.95999999999 | 2670.89 | 10125.66 | 23259.39 | 0 | 24449.53 | 0 | 37015.79 | 0 | 0 | 0 | 0 | 9373.7 | 0 | 0
CZ08/SCn/defaults/instance-out.sql | 2936503.32 | 588035.95 | 797045.55 | 571539.04 | 0 | 449066.39 | 0 | 433555.75 | 24595.75 | 0 | 0 | 0 | 72664.89 | 0 | 0
CZ08/SUn/defaults/instance-out.sql | 1093272.22 | 0 | 0 | 571539.04 | 0 | 449066.39 | 0 | 0 | 0 | 0 | 0 | 0 | 72666.8 | 0 | 0
CZ08/WRf/defaults/instance-out.sql | 10726612.799999999 | 0 | 0 | 571539.04 | 0 | 224533.19 | 0 | 1100.74 | 0 | 0 | 0 | 0 | 72675.35 | 9856764.49 | 0
CZ09/Asm/defaults/instance-out.sql | 1103889.03 | 445613.43 | 216022.3 | 76925.07 | 0 | 145958.35 | 0 | 196869.46 | 1275.09 | 0 | 0 | 0 | 21225.32 | 0 | 0
CZ09/ECC/defaults/instance-out.sql | 3526186.19 | 380845.8 | 981606.46 | 163686.57 | 0 | 1004942.32 | 0 | 488841.42 | 72678.02 | 0 | 0 | 0 | 433585.6 | 0 | 0
CZ09/EPr/defaults/instance-out.sql | 350136.22 | 1834.38 | 36514.04 | 30282.85 | 0 | 124743.49 | 0 | 85467.57 | 0 | 0 | 0 | 0 | 71293.88 | 0 | 0
CZ09/ERC/defaults/instance-out.sql | 10593.99 | 166.47 | 962.12 | 991.78 | 0 | 2139.72 | 0 | 3214.46 | 0 | 0 | 0 | 0 | 3119.44 | 0 | 0
CZ09/ESe/defaults/instance-out.sql | 1198401.1300000001 | 77425.21 | 152143.54 | 94437.9 | 0 | 322422.45 | 0 | 344353.94 | 128.01 | 0 | 0 | 0 | 207490.08 | 0 | 0
CZ09/EUn/defaults/instance-out.sql | 9752570.969999999 | 715156.78 | 2330626.78 | 643032.05 | 0 | 3680441 | 0 | 1627564.45 | 96565.55 | 0 | 0 | 0 | 659184.37 | 0 | 0
CZ09/Fin/defaults/instance-out.sql | 49921.920000000006 | 116.15 | 5038.45 | 10745.16 | 0 | 14732.48 | 0 | 14432.27 | 0 | 0 | 0 | 0 | 4857.41 | 0 | 0
CZ09/Gro/defaults/instance-out.sql | 2082462.83 | 33458.04 | 27709.4 | 157166.11 | 0 | 177647.52 | 0 | 141891.12 | 0 | 0 | 0 | 0 | 58039.34 | 1486551.3 | 0
CZ09/Hsp/defaults/instance-out.sql | 5224272.640000001 | 959351.14 | 1648101.55 | 626942.71 | 0 | 1185036.94 | 0 | 451278.73 | 107956.96 | 0 | 0 | 0 | 245604.6 | 0 | 0
CZ09/Lib/defaults/instance-out.sql | 87077.42000000001 | 426.4 | 9047.96 | 14789.42 | 0 | 23374.05 | 0 | 27872.65 | 0 | 0 | 0 | 0 | 11566.94 | 0 | 0
CZ09/MBT/defaults/instance-out.sql | 5723216.84 | 943473.07 | 655053.69 | 439484.63 | 0 | 2172017.2199999997 | 0 | 1323210.69 | 31303.3 | 0 | 0 | 0 | 158674.25 | 0 | 0
CZ09/MLI/defaults/instance-out.sql | 1458622.3399999999 | 660395.98 | 203165.92 | 154009.8 | 0 | 240539.88 | 0 | 155240.82 | 353.42 | 0 | 0 | 0 | 44916.51 | 0 | 0
CZ09/Mtl/defaults/instance-out.sql | 140809.66 | 35110.11 | 27879.46 | 34396.45 | 0 | 22461.47 | 0 | 19282.89 | 77.19 | 0 | 0 | 0 | 1602.09 | 0 | 0
CZ09/Nrs/defaults/instance-out.sql | 849758.49 | 76744.67 | 119394.82 | 103288.37 | 0 | 347903.8 | 0 | 89510.63 | 212.72 | 0 | 0 | 0 | 112703.49 | 0 | 0
CZ09/OfL/defaults/instance-out.sql | 2759928.79 | 328611.06 | 960322.44 | 239542.44 | 0 | 831153.37 | 0 | 240595.21 | 56360.41 | 0 | 0 | 0 | 103343.85 | 0 | 0
CZ09/OfS/defaults/instance-out.sql | 89212.45999999999 | 249.03 | 9162.71 | 12134.67 | 0 | 29466.65 | 0 | 33952.06 | 0 | 0 | 0 | 0 | 4247.33 | 0 | 0
CZ09/Rel/defaults/instance-out.sql | 391148.97000000003 | 17199.14 | 53831.38 | 46142.66 | 0 | 78770.29 | 0 | 180302.38 | 0 | 0 | 0 | 0 | 14903.12 | 0 | 0
CZ09/RFF/defaults/instance-out.sql | 106492.18 | 293.8 | 12341.05 | 6627.45 | 0 | 37905.78 | 0 | 30518.49 | 0 | 0 | 0 | 0 | 18805.61 | 0 | 0
CZ09/RSD/defaults/instance-out.sql | 254527.87 | 29383.97 | 32055.4 | 16228.18 | 0 | 76552.65 | 0 | 34450.34 | 59.19 | 0 | 0 | 0 | 65798.13 | 0 | 0
CZ09/Rt3/defaults/instance-out.sql | 2184840.2399999998 | 636376.94 | 330625.44 | 394508.4 | 0 | 436518 | 0 | 228554.54 | 362.04 | 0 | 0 | 0 | 157894.88 | 0 | 0
CZ09/RtL/defaults/instance-out.sql | 1652618.85 | 1550.92 | 163898.37 | 395367.09 | 0 | 509362.99 | 0 | 429376.94 | 0 | 0 | 0 | 0 | 153062.54 | 0 | 0
CZ09/RtS/defaults/instance-out.sql | 108801.08 | 2041.6 | 12353.56 | 23259.39 | 0 | 24449.53 | 0 | 37444.24 | 0 | 0 | 0 | 0 | 9252.77 | 0 | 0
CZ09/SCn/defaults/instance-out.sql | 3140924.83 | 600196.12 | 980297.32 | 571539.04 | 0 | 449066.39 | 0 | 438771.16 | 29381.37 | 0 | 0 | 0 | 71673.44 | 0 | 0
CZ09/SUn/defaults/instance-out.sql | 1092279.43 | 0 | 0 | 571539.04 | 0 | 449066.39 | 0 | 0 | 0 | 0 | 0 | 0 | 71674.01 | 0 | 0
CZ09/WRf/defaults/instance-out.sql | 10784804.42 | 0 | 0 | 571539.04 | 0 | 224533.19 | 0 | 1100.74 | 0 | 0 | 0 | 0 | 71675.1 | 9915956.36 | 0
CZ10/Asm/defaults/instance-out.sql | 1321106.42 | 568853.9 | 284745.5 | 76925.07 | 0 | 145958.35 | 0 | 222263.6 | 1304.14 | 0 | 0 | 0 | 21055.86 | 0 | 0
CZ10/ECC/defaults/instance-out.sql | 3483095.81 | 311577.62 | 1030137.39 | 163686.57 | 0 | 1004942.32 | 0 | 468777.56 | 75429.68 | 0 | 0 | 0 | 428544.67 | 0 | 0
CZ10/EPr/defaults/instance-out.sql | 368368.02 | 7574.01 | 48741.64 | 30282.85 | 0 | 124743.49 | 0 | 86541.48 | 0 | 0 | 0 | 0 | 70484.55 | 0 | 0
CZ10/ERC/defaults/instance-out.sql | 11648.63 | 509.92 | 1534.21 | 991.78 | 0 | 2139.72 | 0 | 3382.77 | 0 | 0 | 0 | 0 | 3090.23 | 0 | 0
CZ10/ESe/defaults/instance-out.sql | 1241909.81 | 87661.21 | 198523.67 | 94437.9 | 0 | 322422.45 | 0 | 332969.29 | 208.27 | 0 | 0 | 0 | 205687.03 | 0 | 0
CZ10/EUn/defaults/instance-out.sql | 10511183.93 | 1049574.21 | 2644228.58 | 643032.05 | 0 | 3680441 | 0 | 1740378.8 | 100716.65 | 0 | 0 | 0 | 652812.65 | 0 | 0
CZ10/Fin/defaults/instance-out.sql | 53432.15 | 477.04 | 7539.16 | 10745.16 | 0 | 14732.48 | 0 | 15115.24 | 0 | 0 | 0 | 0 | 4823.07 | 0 | 0
CZ10/Gro/defaults/instance-out.sql | 2078775.15 | 54268.16 | 45562.84 | 157166.11 | 0 | 177647.52 | 0 | 144717.31 | 0 | 0 | 0 | 0 | 57572.78 | 1441840.44 | 0
CZ10/Hsp/defaults/instance-out.sql | 5763606.59 | 1280899.37 | 1785358.67 | 626942.71 | 0 | 1185036.94 | 0 | 530345.07 | 111452.81 | 0 | 0 | 0 | 243571.02 | 0 | 0
CZ10/Lib/defaults/instance-out.sql | 94339.26 | 1834.39 | 13910.95 | 14789.42 | 0 | 23374.05 | 0 | 28988.87 | 0 | 0 | 0 | 0 | 11441.58 | 0 | 0
CZ10/MBT/defaults/instance-out.sql | 6485634.74 | 1456881.5 | 889884.31 | 439484.63 | 0 | 2172017.2199999997 | 0 | 1336970.67 | 33025.54 | 0 | 0 | 0 | 157370.87 | 0 | 0
CZ10/MLI/defaults/instance-out.sql | 1671420.17 | 813032.69 | 249936.73 | 154009.8 | 0 | 240539.88 | 0 | 168955.22 | 394.52 | 0 | 0 | 0 | 44551.32 | 0 | 0
CZ10/Mtl/defaults/instance-out.sql | 177327.52 | 54792.61 | 38754.55 | 34396.45 | 0 | 22461.47 | 0 | 25278.03 | 66.13 | 0 | 0 | 0 | 1578.29 | 0 | 0
CZ10/Nrs/defaults/instance-out.sql | 925712.6299999999 | 114177.75 | 146651.99 | 103288.37 | 0 | 347903.8 | 0 | 101677.73 | 236.08 | 0 | 0 | 0 | 111776.91 | 0 | 0
CZ10/OfL/defaults/instance-out.sql | 2931455.0300000003 | 433352.15 | 1016034.8 | 239542.44 | 0 | 831153.37 | 0 | 251020.23 | 57850.98 | 0 | 0 | 0 | 102501.07 | 0 | 0
CZ10/OfS/defaults/instance-out.sql | 97433.97 | 1185.02 | 14263.82 | 12134.67 | 0 | 29466.65 | 0 | 36166.43 | 0 | 0 | 0 | 0 | 4217.4 | 0 | 0
CZ10/Rel/defaults/instance-out.sql | 448104.55 | 42413.46 | 89141.97 | 46142.66 | 0 | 78770.29 | 0 | 176852.12 | 0 | 0 | 0 | 0 | 14784.04 | 0 | 0
CZ10/RFF/defaults/instance-out.sql | 108524.97 | 1170.36 | 14656.5 | 6627.45 | 0 | 37905.78 | 0 | 29505.91 | 0 | 0 | 0 | 0 | 18658.99 | 0 | 0
CZ10/RSD/defaults/instance-out.sql | 285968.6 | 46946.39 | 40450.87 | 16228.18 | 0 | 76552.65 | 0 | 40446.95 | 69.73 | 0 | 0 | 0 | 65273.82 | 0 | 0
CZ10/Rt3/defaults/instance-out.sql | 2307837.76 | 700581.57 | 384733.68 | 394508.4 | 0 | 436518 | 0 | 234320.68 | 547.25 | 0 | 0 | 0 | 156628.17 | 0 | 0
CZ10/RtL/defaults/instance-out.sql | 1713344.31 | 9318.18 | 226407.09 | 395367.09 | 0 | 509362.99 | 0 | 421059.75 | 0 | 0 | 0 | 0 | 151829.22 | 0 | 0
CZ10/RtS/defaults/instance-out.sql | 116047.63 | 4354.35 | 17731.83 | 23259.39 | 0 | 24449.53 | 0 | 37069.36 | 0 | 0 | 0 | 0 | 9183.18 | 0 | 0
CZ10/SCn/defaults/instance-out.sql | 3479296.95 | 818308.74 | 1057826.7 | 571539.04 | 0 | 449066.39 | 0 | 481396.67 | 30083.16 | 0 | 0 | 0 | 71076.25 | 0 | 0
CZ10/SUn/defaults/instance-out.sql | 1091682.33 | 0 | 0 | 571539.04 | 0 | 449066.39 | 0 | 0 | 0 | 0 | 0 | 0 | 71076.91 | 0 | 0
CZ10/WRf/defaults/instance-out.sql | 10349210.83 | 0 | 0 | 571539.04 | 0 | 224533.19 | 0 | 1100.74 | 0 | 0 | 0 | 0 | 71091.1 | 9480946.76 | 0
CZ11/Asm/defaults/instance-out.sql | 1507973.63 | 737075.17 | 305041.11 | 76925.07 | 0 | 145958.35 | 0 | 219996.66 | 1449.64 | 0 | 0 | 0 | 21527.64 | 0 | 0
CZ11/ECC/defaults/instance-out.sql | 3415134.27 | 357113.66 | 911558.83 | 163686.57 | 0 | 1004942.32 | 0 | 470528.4 | 69921.55 | 0 | 0 | 0 | 437382.93 | 0 | 0
CZ11/EPr/defaults/instance-out.sql | 393159.05000000005 | 19765.18 | 53803.11 | 30282.85 | 0 | 124743.49 | 0 | 92611.29 | 0 | 0 | 0 | 0 | 71953.14 | 0 | 0
CZ11/ERC/defaults/instance-out.sql | 13483.05 | 1356.73 | 1840.58 | 991.78 | 0 | 2139.72 | 0 | 4012.4 | 0 | 0 | 0 | 0 | 3141.84 | 0 | 0
CZ11/ESe/defaults/instance-out.sql | 1210215.09 | 125274.64 | 179834.61 | 94437.9 | 0 | 322422.45 | 0 | 277754.61 | 182.4 | 0 | 0 | 0 | 210308.49 | 0 | 0
CZ11/EUn/defaults/instance-out.sql | 10846706.03 | 1429839.67 | 2595881.78 | 643032.05 | 0 | 3680441 | 0 | 1745107.7 | 85089.22 | 0 | 0 | 0 | 667314.62 | 0 | 0
CZ11/Fin/defaults/instance-out.sql | 57391.54 | 2133.4 | 8157.8 | 10745.16 | 0 | 14732.48 | 0 | 16702.96 | 0 | 0 | 0 | 0 | 4919.74 | 0 | 0
CZ11/Gro/defaults/instance-out.sql | 2014513.58 | 119827.51 | 54880.01 | 157166.11 | 0 | 177647.52 | 0 | 160590.29 | 0 | 0 | 0 | 0 | 58883.23 | 1285518.91 | 0
CZ11/Hsp/defaults/instance-out.sql | 5050638.6 | 917366.11 | 1528368.65 | 626942.71 | 0 | 1185036.94 | 0 | 444453.73 | 99365.88 | 0 | 0 | 0 | 249104.57 | 0 | 0
CZ11/Lib/defaults/instance-out.sql | 105225.61000000002 | 5861.33 | 16156.61 | 14789.42 | 0 | 23374.05 | 0 | 33376.99 | 0 | 0 | 0 | 0 | 11667.21 | 0 | 0
CZ11/MBT/defaults/instance-out.sql | 7491897.42 | 2358860.96 | 1001546.95 | 439484.63 | 0 | 2172017.2199999997 | 0 | 1325364.44 | 33658.36 | 0 | 0 | 0 | 160964.87 | 0 | 0
CZ11/MLI/defaults/instance-out.sql | 1968958.67 | 1050092.02 | 276655.27 | 154009.8 | 0 | 240539.88 | 0 | 201633.17 | 472.09 | 0 | 0 | 0 | 45556.44 | 0 | 0
CZ11/Mtl/defaults/instance-out.sql | 205483.52 | 84262.7 | 39315.64 | 34396.45 | 0 | 22461.47 | 0 | 23385.83 | 59.09 | 0 | 0 | 0 | 1602.35 | 0 | 0
CZ11/Nrs/defaults/instance-out.sql | 989728.88 | 171784.61 | 149551.48 | 103288.37 | 0 | 347903.8 | 0 | 102599.17 | 278.46 | 0 | 0 | 0 | 114322.98 | 0 | 0
CZ11/OfL/defaults/instance-out.sql | 2950226.56 | 553527.34 | 934621.77 | 239542.44 | 0 | 831153.37 | 0 | 235505.9 | 51040.28 | 0 | 0 | 0 | 104835.46 | 0 | 0
CZ11/OfS/defaults/instance-out.sql | 105795.33 | 4482.68 | 15807.27 | 12134.67 | 0 | 29466.65 | 0 | 39603.99 | 0 | 0 | 0 | 0 | 4300.07 | 0 | 0
CZ11/Rel/defaults/instance-out.sql | 543059.5599999999 | 111663.61 | 103743.68 | 46142.66 | 0 | 78770.29 | 0 | 187626.35 | 0 | 0 | 0 | 0 | 15112.98 | 0 | 0
CZ11/RFF/defaults/instance-out.sql | 102960.34 | 2898.59 | 13137.96 | 6627.45 | 0 | 37905.78 | 0 | 23318.14 | 0 | 0 | 0 | 0 | 19072.43 | 0 | 0
CZ11/RSD/defaults/instance-out.sql | 314057.44999999995 | 68117.79 | 43397.66 | 16228.18 | 0 | 76552.65 | 0 | 42930.71 | 73.62 | 0 | 0 | 0 | 66756.82 | 0 | 0
CZ11/Rt3/defaults/instance-out.sql | 1886141.9 | 402905.4 | 297778.46 | 394508.4 | 0 | 436518 | 0 | 193434.61 | 790.74 | 0 | 0 | 0 | 160206.3 | 0 | 0
CZ11/RtL/defaults/instance-out.sql | 1804167.1600000001 | 39470.81 | 241827.15 | 395367.09 | 0 | 509362.99 | 0 | 462834.72 | 0 | 0 | 0 | 0 | 155304.4 | 0 | 0
CZ11/RtS/defaults/instance-out.sql | 111755.71 | 8235.48 | 15424.05 | 23259.39 | 0 | 24449.53 | 0 | 31007.38 | 0 | 0 | 0 | 0 | 9379.88 | 0 | 0
CZ11/SCn/defaults/instance-out.sql | 4413328.54 | 1577924.5 | 1133895.05 | 571539.04 | 0 | 449066.39 | 0 | 578148.21 | 30067.99 | 0 | 0 | 0 | 72687.37 | 0 | 0
CZ11/SUn/defaults/instance-out.sql | 1093292.28 | 0 | 0 | 571539.04 | 0 | 449066.39 | 0 | 0 | 0 | 0 | 0 | 0 | 72686.86 | 0 | 0
CZ11/WRf/defaults/instance-out.sql | 6017324.13 | 0 | 0 | 571539.04 | 0 | 224533.19 | 0 | 1100.74 | 0 | 0 | 0 | 0 | 72688.78 | 5147462.38 | 0
CZ12/Asm/defaults/instance-out.sql | 1456119.9300000002 | 717084.5 | 275193.04 | 76925.07 | 0 | 145958.35 | 0 | 217524.02 | 1329.83 | 0 | 0 | 0 | 22105.12 | 0 | 0
CZ12/ECC/defaults/instance-out.sql | 3574864.78 | 497607.7 | 882064.38 | 163686.57 | 0 | 1004942.32 | 0 | 505915.93 | 69986.29 | 0 | 0 | 0 | 450661.6 | 0 | 0
CZ12/EPr/defaults/instance-out.sql | 380869.22 | 18235.35 | 43701.23 | 30282.85 | 0 | 124743.49 | 0 | 89778.33 | 0 | 0 | 0 | 0 | 74127.96 | 0 | 0
CZ12/ERC/defaults/instance-out.sql | 12873.369999999999 | 1263.63 | 1377.6 | 991.78 | 0 | 2139.72 | 0 | 3881.62 | 0 | 0 | 0 | 0 | 3219.01 | 0 | 0
CZ12/ESe/defaults/instance-out.sql | 1247552.5899999999 | 164387.74 | 159368.9 | 94437.9 | 0 | 322422.45 | 0 | 290500.15 | 166.76 | 0 | 0 | 0 | 216268.7 | 0 | 0
CZ12/EUn/defaults/instance-out.sql | 10330614.620000001 | 1269550.87 | 2292706.84 | 643032.05 | 0 | 3680441 | 0 | 1676184.4 | 82000.51 | 0 | 0 | 0 | 686698.96 | 0 | 0
CZ12/Fin/defaults/instance-out.sql | 55037.54 | 2188.3 | 6382.99 | 10745.16 | 0 | 14732.48 | 0 | 15948.35 | 0 | 0 | 0 | 0 | 5040.26 | 0 | 0
CZ12/Gro/defaults/instance-out.sql | 1972216.54 | 117038.83 | 40209.88 | 157166.11 | 0 | 177647.52 | 0 | 154160 | 0 | 0 | 0 | 0 | 60510.15 | 1265484.04 | 0
CZ12/Hsp/defaults/instance-out.sql | 4826980.279999999 | 862086.03 | 1386113.4 | 626942.71 | 0 | 1185036.94 | 0 | 412162.34 | 98545.18 | 0 | 0 | 0 | 256093.67 | 0 | 0
CZ12/Lib/defaults/instance-out.sql | 99318.35 | 5329.62 | 12265.68 | 14789.42 | 0 | 23374.05 | 0 | 31555.49 | 0 | 0 | 0 | 0 | 12004.1 | 0 | 0
CZ12/MBT/defaults/instance-out.sql | 7211323.07 | 2341965.35 | 777651.64 | 439484.63 | 0 | 2172017.2199999997 | 0 | 1282805.03 | 31923.69 | 0 | 0 | 0 | 165475.51 | 0 | 0
CZ12/MLI/defaults/instance-out.sql | 1582343.22 | 796932.14 | 202355.36 | 154009.8 | 0 | 240539.88 | 0 | 141279.77 | 407.51 | 0 | 0 | 0 | 46818.75 | 0 | 0
CZ12/Mtl/defaults/instance-out.sql | 177970.52 | 70650.2 | 29623.53 | 34396.45 | 0 | 22461.47 | 0 | 19145.23 | 48.8 | 0 | 0 | 0 | 1644.84 | 0 | 0
CZ12/Nrs/defaults/instance-out.sql | 932023.53 | 146379.09 | 123879.28 | 103288.37 | 0 | 347903.8 | 0 | 92810.64 | 248.74 | 0 | 0 | 0 | 117513.62 | 0 | 0
CZ12/OfL/defaults/instance-out.sql | 2773431.4499999997 | 472965.99 | 844530.1 | 239542.44 | 0 | 831153.37 | 0 | 226499.41 | 50979.05 | 0 | 0 | 0 | 107761.09 | 0 | 0
CZ12/OfS/defaults/instance-out.sql | 100524.02 | 4861.77 | 12008.9 | 12134.67 | 0 | 29466.65 | 0 | 37648.44 | 0 | 0 | 0 | 0 | 4403.59 | 0 | 0
CZ12/Rel/defaults/instance-out.sql | 509832.22000000003 | 105217.23 | 78598.34 | 46142.66 | 0 | 78770.29 | 0 | 185584.98 | 0 | 0 | 0 | 0 | 15518.72 | 0 | 0
CZ12/RFF/defaults/instance-out.sql | 101204.89000000001 | 3176.46 | 11018.15 | 6627.45 | 0 | 37905.78 | 0 | 22889.59 | 0 | 0 | 0 | 0 | 19587.47 | 0 | 0
CZ12/RSD/defaults/instance-out.sql | 293409.42 | 56335.78 | 36195.54 | 16228.18 | 0 | 76552.65 | 0 | 39439.4 | 55.61 | 0 | 0 | 0 | 68602.26 | 0 | 0
CZ12/Rt3/defaults/instance-out.sql | 1836975.94 | 397363.26 | 259647.99 | 394508.4 | 0 | 436518 | 0 | 183511.86 | 755.49 | 0 | 0 | 0 | 164670.94 | 0 | 0
CZ12/RtL/defaults/instance-out.sql | 1750483.68 | 41284.14 | 196350.33 | 395367.09 | 0 | 509362.99 | 0 | 448495.89 | 0 | 0 | 0 | 0 | 159623.24 | 0 | 0
CZ12/RtS/defaults/instance-out.sql | 109404.82 | 9277.21 | 12123.32 | 23259.39 | 0 | 24449.53 | 0 | 30670.31 | 0 | 0 | 0 | 0 | 9625.06 | 0 | 0
CZ12/SCn/defaults/instance-out.sql | 3994778.25 | 1433690.76 | 927091.52 | 571539.04 | 0 | 449066.39 | 0 | 511796.11 | 26870.69 | 0 | 0 | 0 | 74723.74 | 0 | 0
CZ12/SUn/defaults/instance-out.sql | 1095327.06 | 0 | 0 | 571539.04 | 0 | 449066.39 | 0 | 0 | 0 | 0 | 0 | 0 | 74721.64 | 0 | 0
CZ12/WRf/defaults/instance-out.sql | 6468192.12 | 0 | 0 | 571539.04 | 0 | 224533.19 | 0 | 1100.74 | 0 | 0 | 0 | 0 | 74736.03 | 5596283.12 | 0
CZ13/Asm/defaults/instance-out.sql | 1537368.2999999998 | 728249.91 | 336873.69 | 76925.07 | 0 | 145958.35 | 0 | 226965.52 | 1476.97 | 0 | 0 | 0 | 20918.78 | 0 | 0
CZ13/ECC/defaults/instance-out.sql | 3488121.67 | 313183.6 | 1030436.9 | 163686.57 | 0 | 1004942.32 | 0 | 477725.56 | 73732.76 | 0 | 0 | 0 | 424413.96 | 0 | 0
CZ13/EPr/defaults/instance-out.sql | 387481.88 | 13955.47 | 58835.01 | 30282.85 | 0 | 124743.49 | 0 | 89820.54 | 0 | 0 | 0 | 0 | 69844.52 | 0 | 0
CZ13/ERC/defaults/instance-out.sql | 13292.400000000001 | 925.79 | 2122.05 | 991.78 | 0 | 2139.72 | 0 | 4046.31 | 0 | 0 | 0 | 0 | 3066.74 | 0 | 0
CZ13/ESe/defaults/instance-out.sql | 1194974.4 | 102764.8 | 197522.29 | 94437.9 | 0 | 322422.45 | 0 | 273428.41 | 194.67 | 0 | 0 | 0 | 204203.87 | 0 | 0
CZ13/EUn/defaults/instance-out.sql | 11023043.37 | 1350488.86 | 2845485.23 | 643032.05 | 0 | 3680441 | 0 | 1763304.59 | 92725.61 | 0 | 0 | 0 | 647566.03 | 0 | 0
CZ13/Fin/defaults/instance-out.sql | 56930.69 | 1591.94 | 8915.28 | 10745.16 | 0 | 14732.48 | 0 | 16151.21 | 0 | 0 | 0 | 0 | 4794.6 | 0 | 0
CZ13/Gro/defaults/instance-out.sql | 2045387.06 | 98939.91 | 60646.26 | 157166.11 | 0 | 177647.52 | 0 | 152418.73 | 0 | 0 | 0 | 0 | 57190.15 | 1341378.38 | 0
CZ13/Hsp/defaults/instance-out.sql | 5197128 | 905849.46 | 1672228.41 | 626942.71 | 0 | 1185036.94 | 0 | 462713.69 | 102471.81 | 0 | 0 | 0 | 241884.99 | 0 | 0
CZ13/Lib/defaults/instance-out.sql | 103136.06 | 3860.37 | 17987.64 | 14789.42 | 0 | 23374.05 | 0 | 31786.08 | 0 | 0 | 0 | 0 | 11338.5 | 0 | 0
CZ13/MBT/defaults/instance-out.sql | 7238261.67 | 1992103.62 | 1110055.72 | 439484.63 | 0 | 2172017.2199999997 | 0 | 1333441.16 | 34865.34 | 0 | 0 | 0 | 156293.99 | 0 | 0
CZ13/MLI/defaults/instance-out.sql | 1872422.78 | 940544.25 | 287031.79 | 154009.8 | 0 | 240539.88 | 0 | 205641.67 | 411.27 | 0 | 0 | 0 | 44244.12 | 0 | 0
CZ13/Mtl/defaults/instance-out.sql | 189906.12 | 65942.23 | 42325.61 | 34396.45 | 0 | 22461.47 | 0 | 23166.71 | 48.81 | 0 | 0 | 0 | 1564.84 | 0 | 0
CZ13/Nrs/defaults/instance-out.sql | 981963.17 | 152323.55 | 162006.93 | 103288.37 | 0 | 347903.8 | 0 | 105179.06 | 256.87 | 0 | 0 | 0 | 111004.6 | 0 | 0
CZ13/OfL/defaults/instance-out.sql | 2980125 | 496551.31 | 1013655.03 | 239542.44 | 0 | 831153.37 | 0 | 244292.75 | 53128.7 | 0 | 0 | 0 | 101801.4 | 0 | 0
CZ13/OfS/defaults/instance-out.sql | 104538.09000000001 | 3617.78 | 17558.78 | 12134.67 | 0 | 29466.65 | 0 | 37567.72 | 0 | 0 | 0 | 0 | 4192.49 | 0 | 0
CZ13/Rel/defaults/instance-out.sql | 521084.56 | 90584.57 | 112002.12 | 46142.66 | 0 | 78770.29 | 0 | 178894.42 | 0 | 0 | 0 | 0 | 14690.49 | 0 | 0
CZ13/RFF/defaults/instance-out.sql | 102755.04999999999 | 2177.82 | 14505.55 | 6627.45 | 0 | 37905.78 | 0 | 23002.14 | 0 | 0 | 0 | 0 | 18536.33 | 0 | 0
CZ13/RSD/defaults/instance-out.sql | 317497.04000000004 | 68166.22 | 47728.04 | 16228.18 | 0 | 76552.65 | 0 | 43907.7 | 77.7 | 0 | 0 | 0 | 64836.55 | 0 | 0
CZ13/Rt3/defaults/instance-out.sql | 1904489.7599999998 | 380581.38 | 332600.67 | 394508.4 | 0 | 436518 | 0 | 203967.05 | 750.3 | 0 | 0 | 0 | 155563.94 | 0 | 0
CZ13/RtL/defaults/instance-out.sql | 1793535.4 | 29635.09 | 265323.72 | 395367.09 | 0 | 509362.99 | 0 | 443041 | 0 | 0 | 0 | 0 | 150805.51 | 0 | 0
CZ13/RtS/defaults/instance-out.sql | 111133.09 | 6701.57 | 17247.69 | 23259.39 | 0 | 24449.53 | 0 | 30350.15 | 0 | 0 | 0 | 0 | 9124.76 | 0 | 0
CZ13/SCn/defaults/instance-out.sql | 4133625.95 | 1218201.89 | 1212168.57 | 571539.04 | 0 | 449066.39 | 0 | 580609.64 | 31452.62 | 0 | 0 | 0 | 70587.81 | 0 | 0
CZ13/SUn/defaults/instance-out.sql | 1091190.08 | 0 | 0 | 571539.04 | 0 | 449066.39 | 0 | 0 | 0 | 0 | 0 | 0 | 70584.66 | 0 | 0
CZ13/WRf/defaults/instance-out.sql | 6561518.590000001 | 0 | 0 | 571539.04 | 0 | 224533.19 | 0 | 1100.74 | 0 | 0 | 0 | 0 | 70587.15 | 5693758.47 | 0
CZ14/Asm/defaults/instance-out.sql | 1545452.6 | 681296.57 | 390818.48 | 76925.07 | 0 | 145958.35 | 0 | 229209.4 | 1381.03 | 0 | 0 | 0 | 19863.7 | 0 | 0
CZ14/ECC/defaults/instance-out.sql | 3693370.01 | 304264.42 | 1214767.48 | 163686.57 | 0 | 1004942.32 | 0 | 526917.86 | 77267.04 | 0 | 0 | 0 | 401524.31 | 0 | 0
CZ14/EPr/defaults/instance-out.sql | 396799.86 | 7458.67 | 76738.99 | 30282.85 | 0 | 124743.49 | 0 | 91466.01 | 0 | 0 | 0 | 0 | 66109.84 | 0 | 0
CZ14/ERC/defaults/instance-out.sql | 13665.26 | 506.68 | 2969.62 | 991.78 | 0 | 2139.72 | 0 | 4123.21 | 0 | 0 | 0 | 0 | 2934.25 | 0 | 0
CZ14/ESe/defaults/instance-out.sql | 1232257.48 | 78034.31 | 257837.06 | 94437.9 | 0 | 322422.45 | 0 | 285774.68 | 121.86 | 0 | 0 | 0 | 193629.22 | 0 | 0
CZ14/EUn/defaults/instance-out.sql | 12004002.36 | 1513925.26 | 3467748.06 | 643032.05 | 0 | 3680441 | 0 | 1983364.35 | 101914.13 | 0 | 0 | 0 | 613577.52 | 0 | 0
CZ14/Fin/defaults/instance-out.sql | 59055.03 | 790.32 | 11973.3 | 10745.16 | 0 | 14732.48 | 0 | 16234.34 | 0 | 0 | 0 | 0 | 4579.43 | 0 | 0
CZ14/Gro/defaults/instance-out.sql | 2136793.45 | 66088.41 | 83079.42 | 157166.11 | 0 | 177647.52 | 0 | 156454.43 | 0 | 0 | 0 | 0 | 54277.59 | 1442079.97 | 0
CZ14/Hsp/defaults/instance-out.sql | 5641547.91 | 1013707.72 | 1943561 | 626942.71 | 0 | 1185036.94 | 0 | 539220.95 | 103644.37 | 0 | 0 | 0 | 229434.21 | 0 | 0
CZ14/Lib/defaults/instance-out.sql | 107061.98 | 1922.3 | 24331.15 | 14789.42 | 0 | 23374.05 | 0 | 31885.02 | 0 | 0 | 0 | 0 | 10760.04 | 0 | 0
CZ14/MBT/defaults/instance-out.sql | 7370300.369999999 | 1664942.75 | 1468350.26 | 439484.63 | 0 | 2172017.2199999997 | 0 | 1441593.73 | 35665.35 | 0 | 0 | 0 | 148246.43 | 0 | 0
CZ14/MLI/defaults/instance-out.sql | 2337830.02 | 1216005.1 | 400690.55 | 154009.8 | 0 | 240539.88 | 0 | 284038.72 | 560.29 | 0 | 0 | 0 | 41985.66 | 0 | 0
CZ14/Mtl/defaults/instance-out.sql | 202643.88 | 60954.54 | 55298.37 | 34396.45 | 0 | 22461.47 | 0 | 27961.19 | 54.28 | 0 | 0 | 0 | 1517.59 | 0 | 0
CZ14/Nrs/defaults/instance-out.sql | 1048891.02 | 162691.21 | 206712.57 | 103288.37 | 0 | 347903.8 | 0 | 122717.08 | 269.91 | 0 | 0 | 0 | 105308.08 | 0 | 0
CZ14/OfL/defaults/instance-out.sql | 3217533.6 | 535234.11 | 1185309.39 | 239542.44 | 0 | 831153.37 | 0 | 272523.79 | 57187.05 | 0 | 0 | 0 | 96583.45 | 0 | 0
CZ14/OfS/defaults/instance-out.sql | 110036.12 | 1746.46 | 23972.38 | 12134.67 | 0 | 29466.65 | 0 | 38708.3 | 0 | 0 | 0 | 0 | 4007.66 | 0 | 0
CZ14/Rel/defaults/instance-out.sql | 529692.88 | 55658.38 | 152843.85 | 46142.66 | 0 | 78770.29 | 0 | 182321.63 | 0 | 0 | 0 | 0 | 13956.07 | 0 | 0
CZ14/RFF/defaults/instance-out.sql | 105498.02 | 1075.05 | 17991.11 | 6627.45 | 0 | 37905.78 | 0 | 24283.31 | 0 | 0 | 0 | 0 | 17615.31 | 0 | 0
CZ14/RSD/defaults/instance-out.sql | 333780.56 | 73529.21 | 57000.82 | 16228.18 | 0 | 76552.65 | 0 | 48849.46 | 83.93 | 0 | 0 | 0 | 61536.3 | 0 | 0
CZ14/Rt3/defaults/instance-out.sql | 2021019.3199999998 | 392419.58 | 418262.31 | 394508.4 | 0 | 436518 | 0 | 230947.16 | 764.53 | 0 | 0 | 0 | 147599.34 | 0 | 0
CZ14/RtL/defaults/instance-out.sql | 1854824.17 | 15613.09 | 346067.62 | 395367.09 | 0 | 509362.99 | 0 | 445331.66 | 0 | 0 | 0 | 0 | 143081.73 | 0 | 0
CZ14/RtS/defaults/instance-out.sql | 112703.68 | 3051.1 | 22908.9 | 23259.39 | 0 | 24449.53 | 0 | 30347.73 | 0 | 0 | 0 | 0 | 8687.02 | 0 | 0
CZ14/SCn/defaults/instance-out.sql | 4379394.49 | 1115670.65 | 1496828.32 | 571539.04 | 0 | 449066.39 | 0 | 643360.37 | 35957.81 | 0 | 0 | 0 | 66971.93 | 0 | 0
CZ14/SUn/defaults/instance-out.sql | 1087573.69 | 0 | 0 | 571539.04 | 0 | 449066.39 | 0 | 0 | 0 | 0 | 0 | 0 | 66968.27 | 0 | 0
CZ14/WRf/defaults/instance-out.sql | 6528633.02 | 0 | 0 | 571539.04 | 0 | 224533.19 | 0 | 1100.74 | 0 | 0 | 0 | 0 | 66974.6 | 5664485.46 | 0
CZ15/Asm/defaults/instance-out.sql | 1776716.1099999999 | 725507.21 | 562845.74 | 76925.07 | 0 | 145958.35 | 0 | 246121.3 | 1653.74 | 0 | 0 | 0 | 17704.69 | 0 | 0
CZ15/ECC/defaults/instance-out.sql | 4648336.1 | 641874.12 | 1760543.14 | 163686.57 | 0 | 1004942.32 | 0 | 636266.28 | 84890.29 | 0 | 0 | 0 | 356133.37 | 0 | 0
CZ15/EPr/defaults/instance-out.sql | 399267.45 | 2382.59 | 103310.28 | 30282.85 | 0 | 124743.49 | 0 | 79868.25 | 0 | 0 | 0 | 0 | 58679.98 | 0 | 0
CZ15/ERC/defaults/instance-out.sql | 13395.279999999999 | 142.43 | 4108.42 | 991.78 | 0 | 2139.72 | 0 | 3341.55 | 0 | 0 | 0 | 0 | 2671.37 | 0 | 0
CZ15/ESe/defaults/instance-out.sql | 1359502.1400000001 | 112715.29 | 382378.44 | 94437.9 | 0 | 322422.45 | 0 | 275349.74 | 256.64 | 0 | 0 | 0 | 171941.68 | 0 | 0
CZ15/EUn/defaults/instance-out.sql | 13596583.78 | 1873218.34 | 4668725.23 | 643032.05 | 0 | 3680441 | 0 | 2063465.25 | 123352.37 | 0 | 0 | 0 | 544349.54 | 0 | 0
CZ15/Fin/defaults/instance-out.sql | 60293.009999999995 | 137.2 | 17023.47 | 10745.16 | 0 | 14732.48 | 0 | 13520.69 | 0 | 0 | 0 | 0 | 4134 | 0 | 0
CZ15/Gro/defaults/instance-out.sql | 2242048.2 | 22814.31 | 121701.31 | 157166.11 | 0 | 177647.52 | 0 | 133061.7 | 0 | 0 | 0 | 0 | 48250.22 | 1581407.02 | 0
CZ15/Hsp/defaults/instance-out.sql | 6310776.93 | 1109446.32 | 2514021.05 | 626942.71 | 0 | 1185036.94 | 0 | 564049.45 | 107590.68 | 0 | 0 | 0 | 203689.77 | 0 | 0
CZ15/Lib/defaults/instance-out.sql | 109822.84999999999 | 538.9 | 34239.31 | 14789.42 | 0 | 23374.05 | 0 | 27270.24 | 0 | 0 | 0 | 0 | 9610.94 | 0 | 0
CZ15/MBT/defaults/instance-out.sql | 7162232.04 | 967464.76 | 2011969.71 | 439484.63 | 0 | 2172017.2199999997 | 0 | 1401502.52 | 38148.23 | 0 | 0 | 0 | 131644.97 | 0 | 0
CZ15/MLI/defaults/instance-out.sql | 3241780.61 | 1738495 | 672832.91 | 154009.8 | 0 | 240539.88 | 0 | 397875.71 | 694.07 | 0 | 0 | 0 | 37333.23 | 0 | 0
CZ15/Mtl/defaults/instance-out.sql | 215644.6 | 48800.68 | 78183.73 | 34396.45 | 0 | 22461.47 | 0 | 30329.71 | 72.79 | 0 | 0 | 0 | 1399.79 | 0 | 0
CZ15/Nrs/defaults/instance-out.sql | 1138840.05 | 175610.24 | 285079.76 | 103288.37 | 0 | 347903.8 | 0 | 133067.71 | 353.6 | 0 | 0 | 0 | 93536.57 | 0 | 0
CZ15/OfL/defaults/instance-out.sql | 3694443.47 | 589776.87 | 1585060.52 | 239542.44 | 0 | 831153.37 | 0 | 297372.83 | 65744.29 | 0 | 0 | 0 | 85793.15 | 0 | 0
CZ15/OfS/defaults/instance-out.sql | 110693.37999999999 | 238.89 | 32904.28 | 12134.67 | 0 | 29466.65 | 0 | 32322.88 | 0 | 0 | 0 | 0 | 3626.01 | 0 | 0
CZ15/Rel/defaults/instance-out.sql | 515566.31 | 17149.95 | 210849.28 | 46142.66 | 0 | 78770.29 | 0 | 150198.48 | 0 | 0 | 0 | 0 | 12455.65 | 0 | 0
CZ15/RFF/defaults/instance-out.sql | 106025.34 | 252.82 | 23358.28 | 6627.45 | 0 | 37905.78 | 0 | 22172.74 | 0 | 0 | 0 | 0 | 15708.27 | 0 | 0
CZ15/RSD/defaults/instance-out.sql | 324777.79 | 60522.97 | 69664.95 | 16228.18 | 0 | 76552.65 | 0 | 47019.15 | 86.08 | 0 | 0 | 0 | 54703.81 | 0 | 0
CZ15/Rt3/defaults/instance-out.sql | 2287825.7399999998 | 442539.65 | 624853.78 | 394508.4 | 0 | 436518 | 0 | 257624.89 | 685.08 | 0 | 0 | 0 | 131095.95 | 0 | 0
CZ15/RtL/defaults/instance-out.sql | 1896516.5 | 2531.62 | 488200.75 | 395367.09 | 0 | 509362.99 | 0 | 373974.54 | 0 | 0 | 0 | 0 | 127079.51 | 0 | 0
CZ15/RtS/defaults/instance-out.sql | 114392.57999999999 | 476.54 | 33199.66 | 23259.39 | 0 | 24449.53 | 0 | 25227.04 | 0 | 0 | 0 | 0 | 7780.42 | 0 | 0
CZ15/SCn/defaults/instance-out.sql | 4991560.88 | 831984.11 | 2267316.36 | 571539.04 | 0 | 449066.39 | 0 | 762305.41 | 49842.69 | 0 | 0 | 0 | 59506.89 | 0 | 0
CZ15/SUn/defaults/instance-out.sql | 1080112.95 | 0 | 0 | 571539.04 | 0 | 449066.39 | 0 | 0 | 0 | 0 | 0 | 0 | 59507.53 | 0 | 0
CZ15/WRf/defaults/instance-out.sql | 6989355.62 | 0 | 0 | 571539.04 | 0 | 224533.19 | 0 | 1100.74 | 0 | 0 | 0 | 0 | 59518.34 | 6132664.31 | 0
CZ16/Asm/defaults/instance-out.sql | 1545777.9900000002 | 772780.73 | 254860.4 | 76925.07 | 0 | 145958.35 | 0 | 270833.3 | 1070.44 | 0 | 0 | 0 | 23349.7 | 0 | 0
CZ16/ECC/defaults/instance-out.sql | 3942170.55 | 619274.16 | 997235.4 | 163686.57 | 0 | 1004942.32 | 0 | 616774.71 | 64524.19 | 0 | 0 | 0 | 475733.2 | 0 | 0
CZ16/EPr/defaults/instance-out.sql | 415453.85 | 28161.12 | 48327.58 | 30282.85 | 0 | 124743.49 | 0 | 105708.15 | 0 | 0 | 0 | 0 | 78230.66 | 0 | 0
CZ16/ERC/defaults/instance-out.sql | 14941.72 | 1955.01 | 1622.21 | 991.78 | 0 | 2139.72 | 0 | 4868.77 | 0 | 0 | 0 | 0 | 3364.23 | 0 | 0
CZ16/ESe/defaults/instance-out.sql | 1385394.4500000002 | 231727.24 | 175958.37 | 94437.9 | 0 | 322422.45 | 0 | 332061.51 | 215.97 | 0 | 0 | 0 | 228571 | 0 | 0
CZ16/EUn/defaults/instance-out.sql | 12047766.83 | 1926694.47 | 2860295.32 | 643032.05 | 0 | 3680441 | 0 | 2125655.51 | 86017.15 | 0 | 0 | 0 | 725631.33 | 0 | 0
CZ16/Fin/defaults/instance-out.sql | 60419.009999999995 | 3967.79 | 7433.64 | 10745.16 | 0 | 14732.48 | 0 | 18246.06 | 0 | 0 | 0 | 0 | 5293.87 | 0 | 0
CZ16/Gro/defaults/instance-out.sql | 2068454.22 | 153531.4 | 46165.45 | 157166.11 | 0 | 177647.52 | 0 | 173801.27 | 0 | 0 | 0 | 0 | 63946.28 | 1296196.2 | 0
CZ16/Hsp/defaults/instance-out.sql | 5653980.609999999 | 1231484.26 | 1674424.69 | 626942.71 | 0 | 1185036.94 | 0 | 570780.35 | 94586.87 | 0 | 0 | 0 | 270724.79 | 0 | 0
CZ16/Lib/defaults/instance-out.sql | 111314.23 | 8437.3 | 14138.02 | 14789.42 | 0 | 23374.05 | 0 | 37937.07 | 0 | 0 | 0 | 0 | 12638.38 | 0 | 0
CZ16/MBT/defaults/instance-out.sql | 8301956.05 | 3122286.88 | 880906.8 | 439484.63 | 0 | 2172017.2199999997 | 0 | 1482998.69 | 29349.94 | 0 | 0 | 0 | 174911.88 | 0 | 0
CZ16/MLI/defaults/instance-out.sql | 2154020.2399999998 | 1189877.96 | 257383.25 | 154009.8 | 0 | 240539.88 | 0 | 262267.77 | 474.13 | 0 | 0 | 0 | 49467.44 | 0 | 0
CZ16/Mtl/defaults/instance-out.sql | 223163.51 | 103748.86 | 33997.16 | 34396.45 | 0 | 22461.47 | 0 | 26774.1 | 59.75 | 0 | 0 | 0 | 1725.73 | 0 | 0
CZ16/Nrs/defaults/instance-out.sql | 1082143.3699999999 | 243954.92 | 137725.41 | 103288.37 | 0 | 347903.8 | 0 | 124709.27 | 348.34 | 0 | 0 | 0 | 124213.26 | 0 | 0
CZ16/OfL/defaults/instance-out.sql | 3211356.6199999996 | 727732.42 | 962215.8 | 239542.44 | 0 | 831153.37 | 0 | 285231.4 | 51595.78 | 0 | 0 | 0 | 113885.42 | 0 | 0
CZ16/OfS/defaults/instance-out.sql | 114125.41 | 8231.66 | 14875.69 | 12134.67 | 0 | 29466.65 | 0 | 44796.19 | 0 | 0 | 0 | 0 | 4620.57 | 0 | 0
CZ16/Rel/defaults/instance-out.sql | 591688.08 | 149447.2 | 89005.11 | 46142.66 | 0 | 78770.29 | 0 | 211944.55 | 0 | 0 | 0 | 0 | 16378.27 | 0 | 0
CZ16/RFF/defaults/instance-out.sql | 107386.95 | 5061.41 | 11963.65 | 6627.45 | 0 | 37905.78 | 0 | 25154.68 | 0 | 0 | 0 | 0 | 20673.98 | 0 | 0
CZ16/RSD/defaults/instance-out.sql | 333831.19 | 79158.33 | 39087.5 | 16228.18 | 0 | 76552.65 | 0 | 50252.9 | 56.59 | 0 | 0 | 0 | 72495.04 | 0 | 0
CZ16/Rt3/defaults/instance-out.sql | 2006750.1199999999 | 507745.95 | 261697.4 | 394508.4 | 0 | 436518 | 0 | 231015.75 | 1195.86 | 0 | 0 | 0 | 174068.74 | 0 | 0
CZ16/RtL/defaults/instance-out.sql | 1883954.25 | 81167.53 | 215696.66 | 395367.09 | 0 | 509362.99 | 0 | 513616.66 | 0 | 0 | 0 | 0 | 168743.33 | 0 | 0
CZ16/RtS/defaults/instance-out.sql | 116693.16 | 13170.38 | 13163.88 | 23259.39 | 0 | 24449.53 | 0 | 32508.8 | 0 | 0 | 0 | 0 | 10141.18 | 0 | 0
CZ16/SCn/defaults/instance-out.sql | 4539498.35 | 1892787.91 | 900200.93 | 571539.04 | 0 | 449066.39 | 0 | 623832.89 | 23106.64 | 0 | 0 | 0 | 78964.55 | 0 | 0
CZ16/SUn/defaults/instance-out.sql | 1099571.4100000001 | 0 | 0 | 571539.04 | 0 | 449066.39 | 0 | 0 | 0 | 0 | 0 | 0 | 78965.99 | 0 | 0
CZ16/WRf/defaults/instance-out.sql | 5640501.63 | 2573.86 | 0 | 571539.04 | 0 | 224533.19 | 0 | 1100.74 | 0 | 0 | 0 | 0 | 78976.3 | 4761778.5 | 0
File Name | Heat Rejection (m3) | Humidification (m3) | Water Systems (m3)
CZ01/Asm/defaults/instance-out.sql | 0 | 0 | 411.62
CZ01/ECC/defaults/instance-out.sql | 0 | 0 | 8687.1
CZ01/EPr/defaults/instance-out.sql | 0 | 0 | 1419.15
CZ01/ERC/defaults/instance-out.sql | 0 | 0 | 50.33
CZ01/ESe/defaults/instance-out.sql | 0 | 0 | 4134.52
CZ01/EUn/defaults/instance-out.sql | 0 | 0 | 13198.07
CZ01/Fin/defaults/instance-out.sql | 0 | 0 | 84.81
CZ01/Gro/defaults/instance-out.sql | 0 | 0 | 1146.94
CZ01/Hsp/defaults/instance-out.sql | 0 | 0 | 4893.91
CZ01/Lib/defaults/instance-out.sql | 0 | 0 | 219.94
CZ01/MBT/defaults/instance-out.sql | 0 | 0 | 3157.41
CZ01/MLI/defaults/instance-out.sql | 0 | 0 | 885.24
CZ01/Mtl/defaults/instance-out.sql | 0 | 0 | 22.64
CZ01/Nrs/defaults/instance-out.sql | 0 | 0 | 2239.38
CZ01/OfL/defaults/instance-out.sql | 0 | 0 | 2052.01
CZ01/OfS/defaults/instance-out.sql | 0 | 0 | 72.65
CZ01/Rel/defaults/instance-out.sql | 0 | 0 | 285.61
CZ01/RFF/defaults/instance-out.sql | 0 | 0 | 363.28
CZ01/RSD/defaults/instance-out.sql | 0 | 0 | 1301.55
CZ01/Rt3/defaults/instance-out.sql | 0 | 0 | 3141.02
CZ01/RtL/defaults/instance-out.sql | 0 | 0 | 3044.65
CZ01/RtS/defaults/instance-out.sql | 0 | 0 | 172.58
CZ01/SCn/defaults/instance-out.sql | 0 | 0 | 1419.99
CZ01/SUn/defaults/instance-out.sql | 0 | 0 | 1419.99
CZ01/WRf/defaults/instance-out.sql | 0 | 0 | 1419.99
CZ02/Asm/defaults/instance-out.sql | 0 | 0 | 411.62
CZ02/ECC/defaults/instance-out.sql | 0 | 0 | 8687.1
CZ02/EPr/defaults/instance-out.sql | 0 | 0 | 1419.15
CZ02/ERC/defaults/instance-out.sql | 0 | 0 | 50.33
CZ02/ESe/defaults/instance-out.sql | 0 | 0 | 4134.52
CZ02/EUn/defaults/instance-out.sql | 0 | 0 | 13198.07
CZ02/Fin/defaults/instance-out.sql | 0 | 0 | 84.81
CZ02/Gro/defaults/instance-out.sql | 0 | 0 | 1146.94
CZ02/Hsp/defaults/instance-out.sql | 0 | 0 | 4893.91
CZ02/Lib/defaults/instance-out.sql | 0 | 0 | 219.94
CZ02/MBT/defaults/instance-out.sql | 0 | 0 | 3157.41
CZ02/MLI/defaults/instance-out.sql | 0 | 0 | 885.24
CZ02/Mtl/defaults/instance-out.sql | 0 | 0 | 22.64
CZ02/Nrs/defaults/instance-out.sql | 0 | 0 | 2239.38
CZ02/OfL/defaults/instance-out.sql | 0 | 0 | 2052.01
CZ02/OfS/defaults/instance-out.sql | 0 | 0 | 72.65
CZ02/Rel/defaults/instance-out.sql | 0 | 0 | 285.61
CZ02/RFF/defaults/instance-out.sql | 0 | 0 | 363.28
CZ02/RSD/defaults/instance-out.sql | 0 | 0 | 1301.55
CZ02/Rt3/defaults/instance-out.sql | 0 | 0 | 3141.02
CZ02/RtL/defaults/instance-out.sql | 0 | 0 | 3044.65
CZ02/RtS/defaults/instance-out.sql | 0 | 0 | 172.58
CZ02/SCn/defaults/instance-out.sql | 0 | 0 | 1419.99
CZ02/SUn/defaults/instance-out.sql | 0 | 0 | 1419.99
CZ02/WRf/defaults/instance-out.sql | 0 | 0 | 1419.99
CZ03/Asm/defaults/instance-out.sql | 0 | 0 | 411.62
CZ03/ECC/defaults/instance-out.sql | 0 | 0 | 8687.1
CZ03/EPr/defaults/instance-out.sql | 0 | 0 | 1419.15
CZ03/ERC/defaults/instance-out.sql | 0 | 0 | 50.33
CZ03/ESe/defaults/instance-out.sql | 0 | 0 | 4134.52
CZ03/EUn/defaults/instance-out.sql | 0 | 0 | 13198.07
CZ03/Fin/defaults/instance-out.sql | 0 | 0 | 84.81
CZ03/Gro/defaults/instance-out.sql | 0 | 0 | 1146.94
CZ03/Hsp/defaults/instance-out.sql | 0 | 0 | 4893.91
CZ03/Lib/defaults/instance-out.sql | 0 | 0 | 219.94
CZ03/MBT/defaults/instance-out.sql | 0 | 0 | 3157.41
CZ03/MLI/defaults/instance-out.sql | 0 | 0 | 885.24
CZ03/Mtl/defaults/instance-out.sql | 0 | 0 | 22.64
CZ03/Nrs/defaults/instance-out.sql | 0 | 0 | 2239.38
CZ03/OfL/defaults/instance-out.sql | 0 | 0 | 2052.01
CZ03/OfS/defaults/instance-out.sql | 0 | 0 | 72.65
CZ03/Rel/defaults/instance-out.sql | 0 | 0 | 285.61
CZ03/RFF/defaults/instance-out.sql | 0 | 0 | 363.28
CZ03/RSD/defaults/instance-out.sql | 0 | 0 | 1301.55
CZ03/Rt3/defaults/instance-out.sql | 0 | 0 | 3141.02
CZ03/RtL/defaults/instance-out.sql | 0 | 0 | 3044.65
CZ03/RtS/defaults/instance-out.sql | 0 | 0 | 172.58
CZ03/SCn/defaults/instance-out.sql | 0 | 0 | 1419.99
CZ03/SUn/defaults/instance-out.sql | 0 | 0 | 1419.99
CZ03/WRf/defaults/instance-out.sql | 0 | 0 | 1419.99
CZ04/Asm/defaults/instance-out.sql | 0 | 0 | 411.62
CZ04/ECC/defaults/instance-out.sql | 0 | 0 | 8687.1
CZ04/EPr/defaults/instance-out.sql | 0 | 0 | 1419.15
CZ04/ERC/defaults/instance-out.sql | 0 | 0 | 50.33
CZ04/ESe/defaults/instance-out.sql | 0 | 0 | 4134.52
CZ04/EUn/defaults/instance-out.sql | 0 | 0 | 13198.07
CZ04/Fin/defaults/instance-out.sql | 0 | 0 | 84.81
CZ04/Gro/defaults/instance-out.sql | 0 | 0 | 1146.94
CZ04/Hsp/defaults/instance-out.sql | 0 | 0 | 4893.91
CZ04/Lib/defaults/instance-out.sql | 0 | 0 | 219.94
CZ04/MBT/defaults/instance-out.sql | 0 | 0 | 3157.41
CZ04/MLI/defaults/instance-out.sql | 0 | 0 | 885.24
CZ04/Mtl/defaults/instance-out.sql | 0 | 0 | 22.64
CZ04/Nrs/defaults/instance-out.sql | 0 | 0 | 2239.38
CZ04/OfL/defaults/instance-out.sql | 0 | 0 | 2052.01
CZ04/OfS/defaults/instance-out.sql | 0 | 0 | 72.65
CZ04/Rel/defaults/instance-out.sql | 0 | 0 | 285.61
CZ04/RFF/defaults/instance-out.sql | 0 | 0 | 363.28
CZ04/RSD/defaults/instance-out.sql | 0 | 0 | 1301.55
CZ04/Rt3/defaults/instance-out.sql | 0 | 0 | 3141.02
CZ04/RtL/defaults/instance-out.sql | 0 | 0 | 3044.65
CZ04/RtS/defaults/instance-out.sql | 0 | 0 | 172.58
CZ04/SCn/defaults/instance-out.sql | 0 | 0 | 1419.99
CZ04/SUn/defaults/instance-out.sql | 0 | 0 | 1419.99
CZ04/WRf/defaults/instance-out.sql | 0 | 0 | 1419.99
CZ05/Asm/defaults/instance-out.sql | 0 | 0 | 411.62
CZ05/ECC/defaults/instance-out.sql | 0 | 0 | 8687.1
CZ05/EPr/defaults/instance-out.sql | 0 | 0 | 1419.15
CZ05/ERC/defaults/instance-out.sql | 0 | 0 | 50.33
CZ05/ESe/defaults/instance-out.sql | 0 | 0 | 4134.52
CZ05/EUn/defaults/instance-out.sql | 0 | 0 | 13198.07
CZ05/Fin/defaults/instance-out.sql | 0 | 0 | 84.81
CZ05/Gro/defaults/instance-out.sql | 0 | 0 | 1146.94
CZ05/Hsp/defaults/instance-out.sql | 0 | 0 | 4893.91
CZ05/Lib/defaults/instance-out.sql | 0 | 0 | 219.94
CZ05/MBT/defaults/instance-out.sql | 0 | 0 | 3157.41
CZ05/MLI/defaults/instance-out.sql | 0 | 0 | 885.24
CZ05/Mtl/defaults/instance-out.sql | 0 | 0 | 22.64
CZ05/Nrs/defaults/instance-out.sql | 0 | 0 | 2239.38
CZ05/OfL/defaults/instance-out.sql | 0 | 0 | 2052.01
CZ05/OfS/defaults/instance-out.sql | 0 | 0 | 72.65
CZ05/Rel/defaults/instance-out.sql | 0 | 0 | 285.61
CZ05/RFF/defaults/instance-out.sql | 0 | 0 | 363.28
CZ05/RSD/defaults/instance-out.sql | 0 | 0 | 1301.55
CZ05/Rt3/defaults/instance-out.sql | 0 | 0 | 3141.02
CZ05/RtL/defaults/instance-out.sql | 0 | 0 | 3044.65
CZ05/RtS/defaults/instance-out.sql | 0 | 0 | 172.58
CZ05/SCn/defaults/instance-out.sql | 0 | 0 | 1419.99
CZ05/SUn/defaults/instance-out.sql | 0 | 0 | 1419.99
CZ05/WRf/defaults/instance-out.sql | 0 | 0 | 1419.99
CZ06/Asm/defaults/instance-out.sql | 0 | 0 | 411.62
CZ06/ECC/defaults/instance-out.sql | 0 | 0 | 8687.1
CZ06/EPr/defaults/instance-out.sql | 0 | 0 | 1419.15
CZ06/ERC/defaults/instance-out.sql | 0 | 0 | 50.33
CZ06/ESe/defaults/instance-out.sql | 0 | 0 | 4134.52
CZ06/EUn/defaults/instance-out.sql | 0 | 0 | 13198.07
CZ06/Fin/defaults/instance-out.sql | 0 | 0 | 84.81
CZ06/Gro/defaults/instance-out.sql | 0 | 0 | 1146.94
CZ06/Hsp/defaults/instance-out.sql | 0 | 0 | 4893.91
CZ06/Lib/defaults/instance-out.sql | 0 | 0 | 219.94
CZ06/MBT/defaults/instance-out.sql | 0 | 0 | 3157.41
CZ06/MLI/defaults/instance-out.sql | 0 | 0 | 885.24
CZ06/Mtl/defaults/instance-out.sql | 0 | 0 | 22.64
CZ06/Nrs/defaults/instance-out.sql | 0 | 0 | 2239.38
CZ06/OfL/defaults/instance-out.sql | 0 | 0 | 2052.01
CZ06/OfS/defaults/instance-out.sql | 0 | 0 | 72.65
CZ06/Rel/defaults/instance-out.sql | 0 | 0 | 285.61
CZ06/RFF/defaults/instance-out.sql | 0 | 0 | 363.28
CZ06/RSD/defaults/instance-out.sql | 0 | 0 | 1301.55
CZ06/Rt3/defaults/instance-out.sql | 0 | 0 | 3141.02
CZ06/RtL/defaults/instance-out.sql | 0 | 0 | 3044.65
CZ06/RtS/defaults/instance-out.sql | 0 | 0 | 172.58
CZ06/SCn/defaults/instance-out.sql | 0 | 0 | 1419.99
CZ06/SUn/defaults/instance-out.sql | 0 | 0 | 1419.99
CZ06/WRf/defaults/instance-out.sql | 0 | 0 | 1419.99
CZ07/Asm/defaults/instance-out.sql | 0 | 0 | 411.62
CZ07/ECC/defaults/instance-out.sql | 0 | 0 | 8687.1
CZ07/EPr/defaults/instance-out.sql | 0 | 0 | 1419.15
CZ07/ERC/defaults/instance-out.sql | 0 | 0 | 50.33
CZ07/ESe/defaults/instance-out.sql | 0 | 0 | 4134.52
CZ07/EUn/defaults/instance-out.sql | 0 | 0 | 13198.07
CZ07/Fin/defaults/instance-out.sql | 0 | 0 | 84.81
CZ07/Gro/defaults/instance-out.sql | 0 | 0 | 1146.94
CZ07/Hsp/defaults/instance-out.sql | 0 | 0 | 4893.91
CZ07/Lib/defaults/instance-out.sql | 0 | 0 | 219.94
CZ07/MBT/defaults/instance-out.sql | 0 | 0 | 3157.41
CZ07/MLI/defaults/instance-out.sql | 0 | 0 | 885.24
CZ07/Mtl/defaults/instance-out.sql | 0 | 0 | 22.64
CZ07/Nrs/defaults/instance-out.sql | 0 | 0 | 2239.38
CZ07/OfL/defaults/instance-out.sql | 0 | 0 | 2052.01
CZ07/OfS/defaults/instance-out.sql | 0 | 0 | 72.65
CZ07/Rel/defaults/instance-out.sql | 0 | 0 | 285.61
CZ07/RFF/defaults/instance-out.sql | 0 | 0 | 363.28
CZ07/RSD/defaults/instance-out.sql | 0 | 0 | 1301.55
CZ07/Rt3/defaults/instance-out.sql | 0 | 0 | 3141.02
CZ07/RtL/defaults/instance-out.sql | 0 | 0 | 3044.65
CZ07/RtS/defaults/instance-out.sql | 0 | 0 | 172.58
CZ07/SCn/defaults/instance-out.sql | 0 | 0 | 1419.99
CZ07/SUn/defaults/instance-out.sql | 0 | 0 | 1419.99
CZ07/WRf/defaults/instance-out.sql | 0 | 0 | 1419.99
CZ08/Asm/defaults/instance-out.sql | 0 | 0 | 411.62
CZ08/ECC/defaults/instance-out.sql | 0 | 0 | 8687.1
CZ08/EPr/defaults/instance-out.sql | 0 | 0 | 1419.15
CZ08/ERC/defaults/instance-out.sql | 0 | 0 | 50.33
CZ08/ESe/defaults/instance-out.sql | 0 | 0 | 4134.52
CZ08/EUn/defaults/instance-out.sql | 0 | 0 | 13198.07
CZ08/Fin/defaults/instance-out.sql | 0 | 0 | 84.81
CZ08/Gro/defaults/instance-out.sql | 0 | 0 | 1146.94
CZ08/Hsp/defaults/instance-out.sql | 0 | 0 | 4893.91
CZ08/Lib/defaults/instance-out.sql | 0 | 0 | 219.94
CZ08/MBT/defaults/instance-out.sql | 0 | 0 | 3157.41
CZ08/MLI/defaults/instance-out.sql | 0 | 0 | 885.24
CZ08/Mtl/defaults/instance-out.sql | 0 | 0 | 22.64
CZ08/Nrs/defaults/instance-out.sql | 0 | 0 | 2239.38
CZ08/OfL/defaults/instance-out.sql | 0 | 0 | 2052.01
CZ08/OfS/defaults/instance-out.sql | 0 | 0 | 72.65
CZ08/Rel/defaults/instance-out.sql | 0 | 0 | 285.61
CZ08/RFF/defaults/instance-out.sql | 0 | 0 | 363.28
CZ08/RSD/defaults/instance-out.sql | 0 | 0 | 1301.55
CZ08/Rt3/defaults/instance-out.sql | 0 | 0 | 3141.02
CZ08/RtL/defaults/instance-out.sql | 0 | 0 | 3044.65
CZ08/RtS/defaults/instance-out.sql | 0 | 0 | 172.58
CZ08/SCn/defaults/instance-out.sql | 0 | 0 | 1419.99
CZ08/SUn/defaults/instance-out.sql | 0 | 0 | 1419.99
CZ08/WRf/defaults/instance-out.sql | 0 | 0 | 1419.99
CZ09/Asm/defaults/instance-out.sql | 0 | 0 | 411.62
CZ09/ECC/defaults/instance-out.sql | 0 | 0 | 8687.1
CZ09/EPr/defaults/instance-out.sql | 0 | 0 | 1419.15
CZ09/ERC/defaults/instance-out.sql | 0 | 0 | 50.33
CZ09/ESe/defaults/instance-out.sql | 0 | 0 | 4134.52
CZ09/EUn/defaults/instance-out.sql | 0 | 0 | 13198.07
CZ09/Fin/defaults/instance-out.sql | 0 | 0 | 84.81
CZ09/Gro/defaults/instance-out.sql | 0 | 0 | 1146.94
CZ09/Hsp/defaults/instance-out.sql | 0 | 0 | 4893.91
CZ09/Lib/defaults/instance-out.sql | 0 | 0 | 219.94
CZ09/MBT/defaults/instance-out.sql | 0 | 0 | 3157.41
CZ09/MLI/defaults/instance-out.sql | 0 | 0 | 885.24
CZ09/Mtl/defaults/instance-out.sql | 0 | 0 | 22.64
CZ09/Nrs/defaults/instance-out.sql | 0 | 0 | 2239.38
CZ09/OfL/defaults/instance-out.sql | 0 | 0 | 2052.01
CZ09/OfS/defaults/instance-out.sql | 0 | 0 | 72.65
CZ09/Rel/defaults/instance-out.sql | 0 | 0 | 285.61
CZ09/RFF/defaults/instance-out.sql | 0 | 0 | 363.28
CZ09/RSD/defaults/instance-out.sql | 0 | 0 | 1301.55
CZ09/Rt3/defaults/instance-out.sql | 0 | 0 | 3141.02
CZ09/RtL/defaults/instance-out.sql | 0 | 0 | 3044.65
CZ09/RtS/defaults/instance-out.sql | 0 | 0 | 172.58
CZ09/SCn/defaults/instance-out.sql | 0 | 0 | 1419.99
CZ09/SUn/defaults/instance-out.sql | 0 | 0 | 1419.99
CZ09/WRf/defaults/instance-out.sql | 0 | 0 | 1419.99
CZ10/Asm/defaults/instance-out.sql | 0 | 0 | 411.62
CZ10/ECC/defaults/instance-out.sql | 0 | 0 | 8687.1
CZ10/EPr/defaults/instance-out.sql | 0 | 0 | 1419.15
CZ10/ERC/defaults/instance-out.sql | 0 | 0 | 50.33
CZ10/ESe/defaults/instance-out.sql | 0 | 0 | 4134.52
CZ10/EUn/defaults/instance-out.sql | 0 | 0 | 13198.07
CZ10/Fin/defaults/instance-out.sql | 0 | 0 | 84.81
CZ10/Gro/defaults/instance-out.sql | 0 | 0 | 1146.94
CZ10/Hsp/defaults/instance-out.sql | 0 | 0 | 4893.91
CZ10/Lib/defaults/instance-out.sql | 0 | 0 | 219.94
CZ10/MBT/defaults/instance-out.sql | 0 | 0 | 3157.41
CZ10/MLI/defaults/instance-out.sql | 0 | 0 | 885.24
CZ10/Mtl/defaults/instance-out.sql | 0 | 0 | 22.64
CZ10/Nrs/defaults/instance-out.sql | 0 | 0 | 2239.38
CZ10/OfL/defaults/instance-out.sql | 0 | 0 | 2052.01
CZ10/OfS/defaults/instance-out.sql | 0 | 0 | 72.65
CZ10/Rel/defaults/instance-out.sql | 0 | 0 | 285.61
CZ10/RFF/defaults/instance-out.sql | 0 | 0 | 363.28
CZ10/RSD/defaults/instance-out.sql | 0 | 0 | 1301.55
CZ10/Rt3/defaults/instance-out.sql | 0 | 0 | 3141.02
CZ10/RtL/defaults/instance-out.sql | 0 | 0 | 3044.65
CZ10/RtS/defaults/instance-out.sql | 0 | 0 | 172.58
CZ10/SCn/defaults/instance-out.sql | 0 | 0 | 1419.99
CZ10/SUn/defaults/instance-out.sql | 0 | 0 | 1419.99
CZ10/WRf/defaults/instance-out.sql | 0 | 0 | 1419.99
CZ11/Asm/defaults/instance-out.sql | 0 | 0 | 411.62
CZ11/ECC/defaults/instance-out.sql | 0 | 0 | 8687.1
CZ11/EPr/defaults/instance-out.sql | 0 | 0 | 1419.15
CZ11/ERC/defaults/instance-out.sql | 0 | 0 | 50.33
CZ11/ESe/defaults/instance-out.sql | 0 | 0 | 4134.52
CZ11/EUn/defaults/instance-out.sql | 0 | 0 | 13198.07
CZ11/Fin/defaults/instance-out.sql | 0 | 0 | 84.81
CZ11/Gro/defaults/instance-out.sql | 0 | 0 | 1146.94
CZ11/Hsp/defaults/instance-out.sql | 0 | 0 | 4893.91
CZ11/Lib/defaults/instance-out.sql | 0 | 0 | 219.94
CZ11/MBT/defaults/instance-out.sql | 0 | 0 | 3157.41
CZ11/MLI/defaults/instance-out.sql | 0 | 0 | 885.24
CZ11/Mtl/defaults/instance-out.sql | 0 | 0 | 22.64
CZ11/Nrs/defaults/instance-out.sql | 0 | 0 | 2239.38
CZ11/OfL/defaults/instance-out.sql | 0 | 0 | 2052.01
CZ11/OfS/defaults/instance-out.sql | 0 | 0 | 72.65
CZ11/Rel/defaults/instance-out.sql | 0 | 0 | 285.61
CZ11/RFF/defaults/instance-out.sql | 0 | 0 | 363.28
CZ11/RSD/defaults/instance-out.sql | 0 | 0 | 1301.55
CZ11/Rt3/defaults/instance-out.sql | 0 | 0 | 3141.02
CZ11/RtL/defaults/instance-out.sql | 0 | 0 | 3044.65
CZ11/RtS/defaults/instance-out.sql | 0 | 0 | 172.58
CZ11/SCn/defaults/instance-out.sql | 0 | 0 | 1419.99
CZ11/SUn/defaults/instance-out.sql | 0 | 0 | 1419.99
CZ11/WRf/defaults/instance-out.sql | 0 | 0 | 1419.99
CZ12/Asm/defaults/instance-out.sql | 0 | 0 | 411.62
CZ12/ECC/defaults/instance-out.sql | 0 | 0 | 8687.1
CZ12/EPr/defaults/instance-out.sql | 0 | 0 | 1419.15
CZ12/ERC/defaults/instance-out.sql | 0 | 0 | 50.33
CZ12/ESe/defaults/instance-out.sql | 0 | 0 | 4134.52
CZ12/EUn/defaults/instance-out.sql | 0 | 0 | 13198.07
CZ12/Fin/defaults/instance-out.sql | 0 | 0 | 84.81
CZ12/Gro/defaults/instance-out.sql | 0 | 0 | 1146.94
CZ12/Hsp/defaults/instance-out.sql | 0 | 0 | 4893.91
CZ12/Lib/defaults/instance-out.sql | 0 | 0 | 219.94
CZ12/MBT/defaults/instance-out.sql | 0 | 0 | 3157.41
CZ12/MLI/defaults/instance-out.sql | 0 | 0 | 885.24
CZ12/Mtl/defaults/instance-out.sql | 0 | 0 | 22.64
CZ12/Nrs/defaults/instance-out.sql | 0 | 0 | 2239.38
CZ12/OfL/defaults/instance-out.sql | 0 | 0 | 2052.01
CZ12/OfS/defaults/instance-out.sql | 0 | 0 | 72.65
CZ12/Rel/defaults/instance-out.sql | 0 | 0 | 285.61
CZ12/RFF/defaults/instance-out.sql | 0 | 0 | 363.28
CZ12/RSD/defaults/instance-out.sql | 0 | 0 | 1301.55
CZ12/Rt3/defaults/instance-out.sql | 0 | 0 | 3141.02
CZ12/RtL/defaults/instance-out.sql | 0 | 0 | 3044.65
CZ12/RtS/defaults/instance-out.sql | 0 | 0 | 172.58
CZ12/SCn/defaults/instance-out.sql | 0 | 0 | 1419.99
CZ12/SUn/defaults/instance-out.sql | 0 | 0 | 1419.99
CZ12/WRf/defaults/instance-out.sql | 0 | 0 | 1419.99
CZ13/Asm/defaults/instance-out.sql | 0 | 0 | 411.62
CZ13/ECC/defaults/instance-out.sql | 0 | 0 | 8687.1
CZ13/EPr/defaults/instance-out.sql | 0 | 0 | 1419.15
CZ13/ERC/defaults/instance-out.sql | 0 | 0 | 50.33
CZ13/ESe/defaults/instance-out.sql | 0 | 0 | 4134.52
CZ13/EUn/defaults/instance-out.sql | 0 | 0 | 13198.07
CZ13/Fin/defaults/instance-out.sql | 0 | 0 | 84.81
CZ13/Gro/defaults/instance-out.sql | 0 | 0 | 1146.94
CZ13/Hsp/defaults/instance-out.sql | 0 | 0 | 4893.91
CZ13/Lib/defaults/instance-out.sql | 0 | 0 | 219.94
CZ13/MBT/defaults/instance-out.sql | 0 | 0 | 3157.41
CZ13/MLI/defaults/instance-out.sql | 0 | 0 | 885.24
CZ13/Mtl/defaults/instance-out.sql | 0 | 0 | 22.64
CZ13/Nrs/defaults/instance-out.sql | 0 | 0 | 2239.38
CZ13/OfL/defaults/instance-out.sql | 0 | 0 | 2052.01
CZ13/OfS/defaults/instance-out.sql | 0 | 0 | 72.65
CZ13/Rel/defaults/instance-out.sql | 0 | 0 | 285.61
CZ13/RFF/defaults/instance-out.sql | 0 | 0 | 363.28
CZ13/RSD/defaults/instance-out.sql | 0 | 0 | 1301.55
CZ13/Rt3/defaults/instance-out.sql | 0 | 0 | 3141.02
CZ13/RtL/defaults/instance-out.sql | 0 | 0 | 3044.65
CZ13/RtS/defaults/instance-out.sql | 0 | 0 | 172.58
CZ13/SCn/defaults/instance-out.sql | 0 | 0 | 1419.99
CZ13/SUn/defaults/instance-out.sql | 0 | 0 | 1419.99
CZ13/WRf/defaults/instance-out.sql | 0 | 0 | 1419.99
CZ14/Asm/defaults/instance-out.sql | 0 | 0 | 411.62
CZ14/ECC/defaults/instance-out.sql | 0 | 0 | 8687.1
CZ14/EPr/defaults/instance-out.sql | 0 | 0 | 1419.15
CZ14/ERC/defaults/instance-out.sql | 0 | 0 | 50.33
CZ14/ESe/defaults/instance-out.sql | 0 | 0 | 4134.52
CZ14/EUn/defaults/instance-out.sql | 0 | 0 | 13198.07
CZ14/Fin/defaults/instance-out.sql | 0 | 0 | 84.81
CZ14/Gro/defaults/instance-out.sql | 0 | 0 | 1146.94
CZ14/Hsp/defaults/instance-out.sql | 0 | 0 | 4893.91
CZ14/Lib/defaults/instance-out.sql | 0 | 0 | 219.94
CZ14/MBT/defaults/instance-out.sql | 0 | 0 | 3157.41
CZ14/MLI/defaults/instance-out.sql | 0 | 0 | 885.24
CZ14/Mtl/defaults/instance-out.sql | 0 | 0 | 22.64
CZ14/Nrs/defaults/instance-out.sql | 0 | 0 | 2239.38
CZ14/OfL/defaults/instance-out.sql | 0 | 0 | 2052.01
CZ14/OfS/defaults/instance-out.sql | 0 | 0 | 72.65
CZ14/Rel/defaults/instance-out.sql | 0 | 0 | 285.61
CZ14/RFF/defaults/instance-out.sql | 0 | 0 | 363.28
CZ14/RSD/defaults/instance-out.sql | 0 | 0 | 1301.55
CZ14/Rt3/defaults/instance-out.sql | 0 | 0 | 3141.02
CZ14/RtL/defaults/instance-out.sql | 0 | 0 | 3044.65
CZ14/RtS/defaults/instance-out.sql | 0 | 0 | 172.58
CZ14/SCn/defaults/instance-out.sql | 0 | 0 | 1419.99
CZ14/SUn/defaults/instance-out.sql | 0 | 0 | 1419.99
CZ14/WRf/defaults/instance-out.sql | 0 | 0 | 1419.99
CZ15/Asm/defaults/instance-out.sql | 0 | 0 | 411.62
CZ15/ECC/defaults/instance-out.sql | 0 | 0 | 8687.1
CZ15/EPr/defaults/instance-out.sql | 0 | 0 | 1419.15
CZ15/ERC/defaults/instance-out.sql | 0 | 0 | 50.33
CZ15/ESe/defaults/instance-out.sql | 0 | 0 | 4134.52
CZ15/EUn/defaults/instance-out.sql | 0 | 0 | 13198.07
CZ15/Fin/defaults/instance-out.sql | 0 | 0 | 84.81
CZ15/Gro/defaults/instance-out.sql | 0 | 0 | 1146.94
CZ15/Hsp/defaults/instance-out.sql | 0 | 0 | 4893.91
CZ15/Lib/defaults/instance-out.sql | 0 | 0 | 219.94
CZ15/MBT/defaults/instance-out.sql | 0 | 0 | 3157.41
CZ15/MLI/defaults/instance-out.sql | 0 | 0 | 885.24
CZ15/Mtl/defaults/instance-out.sql | 0 | 0 | 22.64
CZ15/Nrs/defaults/instance-out.sql | 0 | 0 | 2239.38
CZ15/OfL/defaults/instance-out.sql | 0 | 0 | 2052.01
CZ15/OfS/defaults/instance-out.sql | 0 | 0 | 72.65
CZ15/Rel/defaults/instance-out.sql | 0 | 0 | 285.61
CZ15/RFF/defaults/instance-out.sql | 0 | 0 | 363.28
CZ15/RSD/defaults/instance-out.sql | 0 | 0 | 1301.55
CZ15/Rt3/defaults/instance-out.sql | 0 | 0 | 3141.02
CZ15/RtL/defaults/instance-out.sql | 0 | 0 | 3044.65
CZ15/RtS/defaults/instance-out.sql | 0 | 0 | 172.58
CZ15/SCn/defaults/instance-out.sql | 0 | 0 | 1419.99
CZ15/SUn/defaults/instance-out.sql | 0 | 0 | 1419.99
CZ15/WRf/defaults/instance-out.sql | 0 | 0 | 1419.99
CZ16/Asm/defaults/instance-out.sql | 0 | 0 | 411.62
CZ16/ECC/defaults/instance-out.sql | 0 | 0 | 8687.1
CZ16/EPr/defaults/instance-out.sql | 0 | 0 | 1419.15
CZ16/ERC/defaults/instance-out.sql | 0 | 0 | 50.33
CZ16/ESe/defaults/instance-out.sql | 0 | 0 | 4134.52
CZ16/EUn/defaults/instance-out.sql | 0 | 0 | 13198.07
CZ16/Fin/defaults/instance-out.sql | 0 | 0 | 84.81
CZ16/Gro/defaults/instance-out.sql | 0 | 0 | 1146.94
CZ16/Hsp/defaults/instance-out.sql | 0 | 0 | 4893.91
CZ16/Lib/defaults/instance-out.sql | 0 | 0 | 219.94
CZ16/MBT/defaults/instance-out.sql | 0 | 0 | 3157.41
CZ16/MLI/defaults/instance-out.sql | 0 | 0 | 885.24
CZ16/Mtl/defaults/instance-out.sql | 0 | 0 | 22.64
CZ16/Nrs/defaults/instance-out.sql | 0 | 0 | 2239.38
CZ16/OfL/defaults/instance-out.sql | 0 | 0 | 2052.01
CZ16/OfS/defaults/instance-out.sql | 0 | 0 | 72.65
CZ16/Rel/defaults/instance-out.sql | 0 | 0 | 285.61
CZ16/RFF/defaults/instance-out.sql | 0 | 0 | 363.28
CZ16/RSD/defaults/instance-out.sql | 0 | 0 | 1301.55
CZ16/Rt3/defaults/instance-out.sql | 0 | 0 | 3141.02
CZ16/RtL/defaults/instance-out.sql | 0 | 0 | 3044.65
CZ16/RtS/defaults/instance-out.sql | 0 | 0 | 172.58
CZ16/SCn/defaults/instance-out.sql | 0 | 0 | 1419.99
CZ16/SUn/defaults/instance-out.sql | 0 | 0 | 1419.99
CZ16/WRf/defaults/instance-out.sql | 0 | 0 | 1419.99
File Name | Unmet Heating (Hours) | Unmet Cooling (Hours)
CZ01/Asm/defaults/instance-out.sql | 0 | 0
CZ01/ECC/defaults/instance-out.sql | 89.33 | 1676.67
CZ01/EPr/defaults/instance-out.sql | 0 | 0
CZ01/ERC/defaults/instance-out.sql | 0 | 0
CZ01/ESe/defaults/instance-out.sql | 509.5 | 0
CZ01/EUn/defaults/instance-out.sql | 0.17 | 0
CZ01/Fin/defaults/instance-out.sql | 0 | 0
CZ01/Gro/defaults/instance-out.sql | 0 | 0
CZ01/Hsp/defaults/instance-out.sql | 2 | 0
CZ01/Lib/defaults/instance-out.sql | 0 | 0
CZ01/MBT/defaults/instance-out.sql | 0 | 0
CZ01/MLI/defaults/instance-out.sql | 0 | 0
CZ01/Mtl/defaults/instance-out.sql | 0 | 0
CZ01/Nrs/defaults/instance-out.sql | 0.17 | 0
CZ01/OfL/defaults/instance-out.sql | 7 | 5287.83
CZ01/OfS/defaults/instance-out.sql | 0 | 0
CZ01/Rel/defaults/instance-out.sql | 0 | 0
CZ01/RFF/defaults/instance-out.sql | 0 | 0
CZ01/RSD/defaults/instance-out.sql | 0 | 0
CZ01/Rt3/defaults/instance-out.sql | 6.33 | 0
CZ01/RtL/defaults/instance-out.sql | 0 | 0
CZ01/RtS/defaults/instance-out.sql | 0 | 0
CZ01/SCn/defaults/instance-out.sql | 2 | 0
CZ01/SUn/defaults/instance-out.sql | 0 | 0
CZ01/WRf/defaults/instance-out.sql | 0 | 197.83
CZ02/Asm/defaults/instance-out.sql | 0.17 | 0
CZ02/ECC/defaults/instance-out.sql | 1 | 43.5
CZ02/EPr/defaults/instance-out.sql | 0 | 0
CZ02/ERC/defaults/instance-out.sql | 0 | 0
CZ02/ESe/defaults/instance-out.sql | 8.17 | 0
CZ02/EUn/defaults/instance-out.sql | 0 | 0
CZ02/Fin/defaults/instance-out.sql | 0 | 0
CZ02/Gro/defaults/instance-out.sql | 0 | 0
CZ02/Hsp/defaults/instance-out.sql | 1.17 | 0
CZ02/Lib/defaults/instance-out.sql | 0 | 0
CZ02/MBT/defaults/instance-out.sql | 0 | 0
CZ02/MLI/defaults/instance-out.sql | 0 | 0
CZ02/Mtl/defaults/instance-out.sql | 0 | 0
CZ02/Nrs/defaults/instance-out.sql | 12.83 | 0
CZ02/OfL/defaults/instance-out.sql | 6.83 | 5278.33
CZ02/OfS/defaults/instance-out.sql | 0 | 2.33
CZ02/Rel/defaults/instance-out.sql | 0 | 0
CZ02/RFF/defaults/instance-out.sql | 0 | 0
CZ02/RSD/defaults/instance-out.sql | 0 | 0
CZ02/Rt3/defaults/instance-out.sql | 6.5 | 10
CZ02/RtL/defaults/instance-out.sql | 0 | 0
CZ02/RtS/defaults/instance-out.sql | 0 | 0
CZ02/SCn/defaults/instance-out.sql | 1.5 | 0
CZ02/SUn/defaults/instance-out.sql | 0 | 0
CZ02/WRf/defaults/instance-out.sql | 0 | 387.17
CZ03/Asm/defaults/instance-out.sql | 0.83 | 0
CZ03/ECC/defaults/instance-out.sql | 121.33 | 122.33
CZ03/EPr/defaults/instance-out.sql | 0 | 0
CZ03/ERC/defaults/instance-out.sql | 0 | 0
CZ03/ESe/defaults/instance-out.sql | 230.17 | 0.17
CZ03/EUn/defaults/instance-out.sql | 4.5 | 0
CZ03/Fin/defaults/instance-out.sql | 0 | 0
CZ03/Gro/defaults/instance-out.sql | 0 | 0
CZ03/Hsp/defaults/instance-out.sql | 0.5 | 0
CZ03/Lib/defaults/instance-out.sql | 0 | 0
CZ03/MBT/defaults/instance-out.sql | 0 | 0
CZ03/MLI/defaults/instance-out.sql | 0 | 0
CZ03/Mtl/defaults/instance-out.sql | 0 | 0
CZ03/Nrs/defaults/instance-out.sql | 2.33 | 0
CZ03/OfL/defaults/instance-out.sql | 5 | 5278.67
CZ03/OfS/defaults/instance-out.sql | 0.17 | 0.83
CZ03/Rel/defaults/instance-out.sql | 0 | 0
CZ03/RFF/defaults/instance-out.sql | 0 | 0
CZ03/RSD/defaults/instance-out.sql | 0 | 0
CZ03/Rt3/defaults/instance-out.sql | 2.67 | 1.5
CZ03/RtL/defaults/instance-out.sql | 0 | 0
CZ03/RtS/defaults/instance-out.sql | 0 | 0
CZ03/SCn/defaults/instance-out.sql | 2.17 | 0
CZ03/SUn/defaults/instance-out.sql | 0 | 0
CZ03/WRf/defaults/instance-out.sql | 0 | 395.17
CZ04/Asm/defaults/instance-out.sql | 0.33 | 0
CZ04/ECC/defaults/instance-out.sql | 100.17 | 75.5
CZ04/EPr/defaults/instance-out.sql | 0 | 0
CZ04/ERC/defaults/instance-out.sql | 0 | 0
CZ04/ESe/defaults/instance-out.sql | 192.67 | 0.5
CZ04/EUn/defaults/instance-out.sql | 4.33 | 0
CZ04/Fin/defaults/instance-out.sql | 0 | 0
CZ04/Gro/defaults/instance-out.sql | 0 | 0
CZ04/Hsp/defaults/instance-out.sql | 1 | 0
CZ04/Lib/defaults/instance-out.sql | 0 | 0
CZ04/MBT/defaults/instance-out.sql | 0 | 0
CZ04/MLI/defaults/instance-out.sql | 0 | 0
CZ04/Mtl/defaults/instance-out.sql | 0 | 0
CZ04/Nrs/defaults/instance-out.sql | 7.33 | 0
CZ04/OfL/defaults/instance-out.sql | 5 | 5278
CZ04/OfS/defaults/instance-out.sql | 0 | 4.83
CZ04/Rel/defaults/instance-out.sql | 0 | 0
CZ04/RFF/defaults/instance-out.sql | 0 | 0
CZ04/RSD/defaults/instance-out.sql | 0 | 0
CZ04/Rt3/defaults/instance-out.sql | 2.17 | 3.67
CZ04/RtL/defaults/instance-out.sql | 0 | 0
CZ04/RtS/defaults/instance-out.sql | 0 | 0
CZ04/SCn/defaults/instance-out.sql | 2.17 | 0
CZ04/SUn/defaults/instance-out.sql | 0 | 0
CZ04/WRf/defaults/instance-out.sql | 0 | 422
CZ05/Asm/defaults/instance-out.sql | 0 | 0
CZ05/ECC/defaults/instance-out.sql | 87.67 | 980
CZ05/EPr/defaults/instance-out.sql | 0 | 0
CZ05/ERC/defaults/instance-out.sql | 0 | 0
CZ05/ESe/defaults/instance-out.sql | 211 | 0
CZ05/EUn/defaults/instance-out.sql | 1.5 | 0
CZ05/Fin/defaults/instance-out.sql | 0 | 0
CZ05/Gro/defaults/instance-out.sql | 0 | 0
CZ05/Hsp/defaults/instance-out.sql | 0 | 0
CZ05/Lib/defaults/instance-out.sql | 0 | 0
CZ05/MBT/defaults/instance-out.sql | 0 | 0
CZ05/MLI/defaults/instance-out.sql | 0 | 0
CZ05/Mtl/defaults/instance-out.sql | 0 | 0.17
CZ05/Nrs/defaults/instance-out.sql | 0 | 0.17
CZ05/OfL/defaults/instance-out.sql | 0 | 5310.83
CZ05/OfS/defaults/instance-out.sql | 0 | 0.83
CZ05/Rel/defaults/instance-out.sql | 0 | 0
CZ05/RFF/defaults/instance-out.sql | 0 | 0
CZ05/RSD/defaults/instance-out.sql | 0 | 0
CZ05/Rt3/defaults/instance-out.sql | 0.83 | 3.5
CZ05/RtL/defaults/instance-out.sql | 0 | 0
CZ05/RtS/defaults/instance-out.sql | 0 | 0
CZ05/SCn/defaults/instance-out.sql | 1 | 0
CZ05/SUn/defaults/instance-out.sql | 0 | 0
CZ05/WRf/defaults/instance-out.sql | 0 | 419.17
CZ06/Asm/defaults/instance-out.sql | 0 | 0.5
CZ06/ECC/defaults/instance-out.sql | 17.67 | 1206.17
CZ06/EPr/defaults/instance-out.sql | 0 | 0
CZ06/ERC/defaults/instance-out.sql | 0 | 0
CZ06/ESe/defaults/instance-out.sql | 28 | 0.33
CZ06/EUn/defaults/instance-out.sql | 0.33 | 0
CZ06/Fin/defaults/instance-out.sql | 0 | 0
CZ06/Gro/defaults/instance-out.sql | 0 | 0
CZ06/Hsp/defaults/instance-out.sql | 0 | 0
CZ06/Lib/defaults/instance-out.sql | 0 | 0
CZ06/MBT/defaults/instance-out.sql | 0 | 0
CZ06/MLI/defaults/instance-out.sql | 0 | 0
CZ06/Mtl/defaults/instance-out.sql | 0 | 0.5
CZ06/Nrs/defaults/instance-out.sql | 0 | 0
CZ06/OfL/defaults/instance-out.sql | 0 | 5319
CZ06/OfS/defaults/instance-out.sql | 0 | 10.67
CZ06/Rel/defaults/instance-out.sql | 0 | 0
CZ06/RFF/defaults/instance-out.sql | 0 | 0
CZ06/RSD/defaults/instance-out.sql | 0 | 0
CZ06/Rt3/defaults/instance-out.sql | 0 | 1.5
CZ06/RtL/defaults/instance-out.sql | 0 | 0
CZ06/RtS/defaults/instance-out.sql | 0 | 0
CZ06/SCn/defaults/instance-out.sql | 0 | 0
CZ06/SUn/defaults/instance-out.sql | 0 | 0
CZ06/WRf/defaults/instance-out.sql | 0 | 463.67
CZ07/Asm/defaults/instance-out.sql | 0 | 0.17
CZ07/ECC/defaults/instance-out.sql | 18.5 | 24.67
CZ07/EPr/defaults/instance-out.sql | 0 | 0
CZ07/ERC/defaults/instance-out.sql | 0 | 0
CZ07/ESe/defaults/instance-out.sql | 24.83 | 0.33
CZ07/EUn/defaults/instance-out.sql | 1 | 0
CZ07/Fin/defaults/instance-out.sql | 0 | 0
CZ07/Gro/defaults/instance-out.sql | 0 | 0
CZ07/Hsp/defaults/instance-out.sql | 0 | 0
CZ07/Lib/defaults/instance-out.sql | 0 | 0
CZ07/MBT/defaults/instance-out.sql | 0 | 0
CZ07/MLI/defaults/instance-out.sql | 0 | 0
CZ07/Mtl/defaults/instance-out.sql | 0 | 0.67
CZ07/Nrs/defaults/instance-out.sql | 0 | 0
CZ07/OfL/defaults/instance-out.sql | 0 | 5320.17
CZ07/OfS/defaults/instance-out.sql | 0 | 10.17
CZ07/Rel/defaults/instance-out.sql | 0 | 0
CZ07/RFF/defaults/instance-out.sql | 0 | 0
CZ07/RSD/defaults/instance-out.sql | 0 | 0
CZ07/Rt3/defaults/instance-out.sql | 0 | 3.67
CZ07/RtL/defaults/instance-out.sql | 0 | 0
CZ07/RtS/defaults/instance-out.sql | 0 | 0
CZ07/SCn/defaults/instance-out.sql | 0 | 0
CZ07/SUn/defaults/instance-out.sql | 0 | 0
CZ07/WRf/defaults/instance-out.sql | 0 | 463.33
CZ08/Asm/defaults/instance-out.sql | 0 | 0.17
CZ08/ECC/defaults/instance-out.sql | 26.5 | 28.33
CZ08/EPr/defaults/instance-out.sql | 0 | 0
CZ08/ERC/defaults/instance-out.sql | 0 | 0
CZ08/ESe/defaults/instance-out.sql | 40.83 | 0.5
CZ08/EUn/defaults/instance-out.sql | 0 | 0
CZ08/Fin/defaults/instance-out.sql | 0 | 0
CZ08/Gro/defaults/instance-out.sql | 0 | 0
CZ08/Hsp/defaults/instance-out.sql | 0 | 0
CZ08/Lib/defaults/instance-out.sql | 0 | 0
CZ08/MBT/defaults/instance-out.sql | 0 | 0
CZ08/MLI/defaults/instance-out.sql | 0 | 0
CZ08/Mtl/defaults/instance-out.sql | 0 | 1.17
CZ08/Nrs/defaults/instance-out.sql | 0 | 0
CZ08/OfL/defaults/instance-out.sql | 0 | 5305.33
CZ08/OfS/defaults/instance-out.sql | 0 | 18.67
CZ08/Rel/defaults/instance-out.sql | 0 | 0
CZ08/RFF/defaults/instance-out.sql | 0 | 0
CZ08/RSD/defaults/instance-out.sql | 0 | 0
CZ08/Rt3/defaults/instance-out.sql | 0 | 2.83
CZ08/RtL/defaults/instance-out.sql | 0 | 0
CZ08/RtS/defaults/instance-out.sql | 0 | 0
CZ08/SCn/defaults/instance-out.sql | 0.17 | 0
CZ08/SUn/defaults/instance-out.sql | 0 | 0
CZ08/WRf/defaults/instance-out.sql | 0 | 473
CZ09/Asm/defaults/instance-out.sql | 0.17 | 0.17
CZ09/ECC/defaults/instance-out.sql | 0 | 1.83
CZ09/EPr/defaults/instance-out.sql | 0 | 0
CZ09/ERC/defaults/instance-out.sql | 0 | 0
CZ09/ESe/defaults/instance-out.sql | 0 | 0.17
CZ09/EUn/defaults/instance-out.sql | 0 | 0
CZ09/Fin/defaults/instance-out.sql | 0 | 0
CZ09/Gro/defaults/instance-out.sql | 0 | 0
CZ09/Hsp/defaults/instance-out.sql | 0 | 0
CZ09/Lib/defaults/instance-out.sql | 0 | 0
CZ09/MBT/defaults/instance-out.sql | 0 | 0
CZ09/MLI/defaults/instance-out.sql | 0 | 0
CZ09/Mtl/defaults/instance-out.sql | 0 | 0
CZ09/Nrs/defaults/instance-out.sql | 0 | 0.5
CZ09/OfL/defaults/instance-out.sql | 0 | 5300
CZ09/OfS/defaults/instance-out.sql | 0 | 9.33
CZ09/Rel/defaults/instance-out.sql | 0 | 0
CZ09/RFF/defaults/instance-out.sql | 0 | 0
CZ09/RSD/defaults/instance-out.sql | 0 | 0
CZ09/Rt3/defaults/instance-out.sql | 0 | 3.17
CZ09/RtL/defaults/instance-out.sql | 0 | 0
CZ09/RtS/defaults/instance-out.sql | 0 | 0
CZ09/SCn/defaults/instance-out.sql | 0.67 | 0
CZ09/SUn/defaults/instance-out.sql | 0 | 0
CZ09/WRf/defaults/instance-out.sql | 0 | 485.83
CZ10/Asm/defaults/instance-out.sql | 0.5 | 0.17
CZ10/ECC/defaults/instance-out.sql | 75 | 979.67
CZ10/EPr/defaults/instance-out.sql | 0 | 0
CZ10/ERC/defaults/instance-out.sql | 0 | 0
CZ10/ESe/defaults/instance-out.sql | 142.33 | 3.67
CZ10/EUn/defaults/instance-out.sql | 8.17 | 0
CZ10/Fin/defaults/instance-out.sql | 0 | 0
CZ10/Gro/defaults/instance-out.sql | 0 | 0
CZ10/Hsp/defaults/instance-out.sql | 0 | 0
CZ10/Lib/defaults/instance-out.sql | 0 | 0
CZ10/MBT/defaults/instance-out.sql | 0 | 0
CZ10/MLI/defaults/instance-out.sql | 0 | 0.17
CZ10/Mtl/defaults/instance-out.sql | 0 | 1.67
CZ10/Nrs/defaults/instance-out.sql | 3.5 | 0
CZ10/OfL/defaults/instance-out.sql | 0.33 | 5288
CZ10/OfS/defaults/instance-out.sql | 0 | 28.83
CZ10/Rel/defaults/instance-out.sql | 0 | 0
CZ10/RFF/defaults/instance-out.sql | 0 | 0
CZ10/RSD/defaults/instance-out.sql | 0 | 0
CZ10/Rt3/defaults/instance-out.sql | 0.17 | 14.83
CZ10/RtL/defaults/instance-out.sql | 0 | 0
CZ10/RtS/defaults/instance-out.sql | 0 | 0
CZ10/SCn/defaults/instance-out.sql | 1.17 | 0
CZ10/SUn/defaults/instance-out.sql | 0 | 0
CZ10/WRf/defaults/instance-out.sql | 0 | 467.33
CZ11/Asm/defaults/instance-out.sql | 0 | 0.17
CZ11/ECC/defaults/instance-out.sql | 56 | 104
CZ11/EPr/defaults/instance-out.sql | 0 | 0
CZ11/ERC/defaults/instance-out.sql | 0 | 0
CZ11/ESe/defaults/instance-out.sql | 293.33 | 0.33
CZ11/EUn/defaults/instance-out.sql | 1.83 | 0
CZ11/Fin/defaults/instance-out.sql | 0 | 0
CZ11/Gro/defaults/instance-out.sql | 0 | 0
CZ11/Hsp/defaults/instance-out.sql | 0 | 0
CZ11/Lib/defaults/instance-out.sql | 0 | 0
CZ11/MBT/defaults/instance-out.sql | 0 | 0
CZ11/MLI/defaults/instance-out.sql | 0 | 0
CZ11/Mtl/defaults/instance-out.sql | 0 | 0
CZ11/Nrs/defaults/instance-out.sql | 12 | 0
CZ11/OfL/defaults/instance-out.sql | 5 | 5286.17
CZ11/OfS/defaults/instance-out.sql | 0 | 21.33
CZ11/Rel/defaults/instance-out.sql | 0 | 0
CZ11/RFF/defaults/instance-out.sql | 0 | 0
CZ11/RSD/defaults/instance-out.sql | 0 | 0
CZ11/Rt3/defaults/instance-out.sql | 7.83 | 3
CZ11/RtL/defaults/instance-out.sql | 0 | 0
CZ11/RtS/defaults/instance-out.sql | 0 | 0
CZ11/SCn/defaults/instance-out.sql | 0.67 | 0
CZ11/SUn/defaults/instance-out.sql | 0 | 0
CZ11/WRf/defaults/instance-out.sql | 0 | 220.5
CZ12/Asm/defaults/instance-out.sql | 0 | 0
CZ12/ECC/defaults/instance-out.sql | 1 | 133
CZ12/EPr/defaults/instance-out.sql | 0 | 0
CZ12/ERC/defaults/instance-out.sql | 0 | 0
CZ12/ESe/defaults/instance-out.sql | 13 | 0
CZ12/EUn/defaults/instance-out.sql | 0 | 0
CZ12/Fin/defaults/instance-out.sql | 0 | 0
CZ12/Gro/defaults/instance-out.sql | 0 | 0
CZ12/Hsp/defaults/instance-out.sql | 1 | 0
CZ12/Lib/defaults/instance-out.sql | 0 | 0
CZ12/MBT/defaults/instance-out.sql | 0 | 0
CZ12/MLI/defaults/instance-out.sql | 0 | 2.33
CZ12/Mtl/defaults/instance-out.sql | 0 | 0
CZ12/Nrs/defaults/instance-out.sql | 12.17 | 0.17
CZ12/OfL/defaults/instance-out.sql | 7 | 5286.33
CZ12/OfS/defaults/instance-out.sql | 0 | 8.67
CZ12/Rel/defaults/instance-out.sql | 0 | 0
CZ12/RFF/defaults/instance-out.sql | 0 | 0
CZ12/RSD/defaults/instance-out.sql | 0 | 0
CZ12/Rt3/defaults/instance-out.sql | 13.67 | 4.83
CZ12/RtL/defaults/instance-out.sql | 0 | 0
CZ12/RtS/defaults/instance-out.sql | 0 | 0
CZ12/SCn/defaults/instance-out.sql | 1 | 0
CZ12/SUn/defaults/instance-out.sql | 0 | 0
CZ12/WRf/defaults/instance-out.sql | 0 | 243.83
CZ13/Asm/defaults/instance-out.sql | 0 | 0
CZ13/ECC/defaults/instance-out.sql | 34.83 | 196.5
CZ13/EPr/defaults/instance-out.sql | 0 | 0
CZ13/ERC/defaults/instance-out.sql | 0 | 0
CZ13/ESe/defaults/instance-out.sql | 231 | 0.5
CZ13/EUn/defaults/instance-out.sql | 1.67 | 0
CZ13/Fin/defaults/instance-out.sql | 0 | 0
CZ13/Gro/defaults/instance-out.sql | 0 | 0
CZ13/Hsp/defaults/instance-out.sql | 0 | 0
CZ13/Lib/defaults/instance-out.sql | 0 | 0
CZ13/MBT/defaults/instance-out.sql | 0 | 0
CZ13/MLI/defaults/instance-out.sql | 0 | 0
CZ13/Mtl/defaults/instance-out.sql | 0 | 0
CZ13/Nrs/defaults/instance-out.sql | 7 | 0.33
CZ13/OfL/defaults/instance-out.sql | 6.83 | 5280.5
CZ13/OfS/defaults/instance-out.sql | 0 | 29
CZ13/Rel/defaults/instance-out.sql | 0 | 0
CZ13/RFF/defaults/instance-out.sql | 0 | 0
CZ13/RSD/defaults/instance-out.sql | 0 | 0
CZ13/Rt3/defaults/instance-out.sql | 10.83 | 10
CZ13/RtL/defaults/instance-out.sql | 0 | 0
CZ13/RtS/defaults/instance-out.sql | 0 | 0
CZ13/SCn/defaults/instance-out.sql | 0.5 | 0
CZ13/SUn/defaults/instance-out.sql | 0 | 0
CZ13/WRf/defaults/instance-out.sql | 0 | 251.17
CZ14/Asm/defaults/instance-out.sql | 2.33 | 1.83
CZ14/ECC/defaults/instance-out.sql | 20 | 1521.67
CZ14/EPr/defaults/instance-out.sql | 0 | 0
CZ14/ERC/defaults/instance-out.sql | 0 | 0
CZ14/ESe/defaults/instance-out.sql | 95.5 | 0.67
CZ14/EUn/defaults/instance-out.sql | 0.17 | 0
CZ14/Fin/defaults/instance-out.sql | 0 | 0
CZ14/Gro/defaults/instance-out.sql | 0 | 0
CZ14/Hsp/defaults/instance-out.sql | 0 | 0
CZ14/Lib/defaults/instance-out.sql | 0 | 0
CZ14/MBT/defaults/instance-out.sql | 0 | 0
CZ14/MLI/defaults/instance-out.sql | 0 | 0
CZ14/Mtl/defaults/instance-out.sql | 0 | 0.33
CZ14/Nrs/defaults/instance-out.sql | 2.67 | 0
CZ14/OfL/defaults/instance-out.sql | 3.33 | 5289.17
CZ14/OfS/defaults/instance-out.sql | 0 | 47.5
CZ14/Rel/defaults/instance-out.sql | 0 | 0
CZ14/RFF/defaults/instance-out.sql | 0 | 0
CZ14/RSD/defaults/instance-out.sql | 0 | 0
CZ14/Rt3/defaults/instance-out.sql | 2.33 | 11.83
CZ14/RtL/defaults/instance-out.sql | 0 | 0
CZ14/RtS/defaults/instance-out.sql | 0 | 0
CZ14/SCn/defaults/instance-out.sql | 0.5 | 0
CZ14/SUn/defaults/instance-out.sql | 0 | 0
CZ14/WRf/defaults/instance-out.sql | 0 | 270.83
CZ15/Asm/defaults/instance-out.sql | 1.83 | 6.83
CZ15/ECC/defaults/instance-out.sql | 0 | 165.83
CZ15/EPr/defaults/instance-out.sql | 0 | 0
CZ15/ERC/defaults/instance-out.sql | 0 | 0
CZ15/ESe/defaults/instance-out.sql | 0.17 | 0.17
CZ15/EUn/defaults/instance-out.sql | 0 | 0
CZ15/Fin/defaults/instance-out.sql | 0 | 0
CZ15/Gro/defaults/instance-out.sql | 0 | 0
CZ15/Hsp/defaults/instance-out.sql | 0 | 0
CZ15/Lib/defaults/instance-out.sql | 0 | 0
CZ15/MBT/defaults/instance-out.sql | 0 | 0
CZ15/MLI/defaults/instance-out.sql | 0 | 0
CZ15/Mtl/defaults/instance-out.sql | 0 | 1.5
CZ15/Nrs/defaults/instance-out.sql | 0.5 | 19.83
CZ15/OfL/defaults/instance-out.sql | 0 | 5294.83
CZ15/OfS/defaults/instance-out.sql | 0 | 58.67
CZ15/Rel/defaults/instance-out.sql | 0 | 0
CZ15/RFF/defaults/instance-out.sql | 0 | 0
CZ15/RSD/defaults/instance-out.sql | 0 | 0
CZ15/Rt3/defaults/instance-out.sql | 0 | 35.33
CZ15/RtL/defaults/instance-out.sql | 0 | 0
CZ15/RtS/defaults/instance-out.sql | 0 | 0
CZ15/SCn/defaults/instance-out.sql | 0 | 0
CZ15/SUn/defaults/instance-out.sql | 0 | 0
CZ15/WRf/defaults/instance-out.sql | 0 | 280.33
CZ16/Asm/defaults/instance-out.sql | 0.83 | 0
CZ16/ECC/defaults/instance-out.sql | 1 | 1887
CZ16/EPr/defaults/instance-out.sql | 0 | 0
CZ16/ERC/defaults/instance-out.sql | 0 | 0
CZ16/ESe/defaults/instance-out.sql | 13.67 | 0
CZ16/EUn/defaults/instance-out.sql | 0 | 0
CZ16/Fin/defaults/instance-out.sql | 0 | 0
CZ16/Gro/defaults/instance-out.sql | 0 | 0
CZ16/Hsp/defaults/instance-out.sql | 0 | 0
CZ16/Lib/defaults/instance-out.sql | 0 | 0
CZ16/MBT/defaults/instance-out.sql | 0 | 0
CZ16/MLI/defaults/instance-out.sql | 0 | 0
CZ16/Mtl/defaults/instance-out.sql | 0 | 0
CZ16/Nrs/defaults/instance-out.sql | 3.83 | 0
CZ16/OfL/defaults/instance-out.sql | 2.5 | 5294.33
CZ16/OfS/defaults/instance-out.sql | 0 | 25.5
CZ16/Rel/defaults/instance-out.sql | 0 | 0
CZ16/RFF/defaults/instance-out.sql | 0 | 0
CZ16/RSD/defaults/instance-out.sql | 0 | 0
CZ16/Rt3/defaults/instance-out.sql | 41.83 | 13.83
CZ16/RtL/defaults/instance-out.sql | 0 | 0
CZ16/RtS/defaults/instance-out.sql | 0 | 0
CZ16/SCn/defaults/instance-out.sql | 0.5 | 0
CZ16/SUn/defaults/instance-out.sql | 0 | 0
CZ16/WRf/defaults/instance-out.sql | 0 | 246.33

## results-summary_new_htl
File Name | Net Site EUI (kWh/m2) | Net Site Energy (kWh) | Electricity (kWh) | Natural Gas (kWh)
CZ01/Htl/defaults/instance-out.sql | 39.24 | 499885.46 | 365256.83 | 134628.63
CZ02/Htl/defaults/instance-out.sql | 42.54 | 541865.73 | 417551.67 | 124314.06
CZ03/Htl/defaults/instance-out.sql | 38.09 | 485267.68 | 393756.09 | 91511.59
CZ04/Htl/defaults/instance-out.sql | 42.87 | 546097.82 | 432506.03 | 113591.79
CZ05/Htl/defaults/instance-out.sql | 38.74 | 493537.12 | 400903.91 | 92633.21
CZ06/Htl/defaults/instance-out.sql | 45.19 | 575695.42 | 458872.89 | 116822.54
CZ07/Htl/defaults/instance-out.sql | 45.69 | 582023.73 | 462070.09 | 119953.64
CZ08/Htl/defaults/instance-out.sql | 47.5 | 605023.93 | 474587.23 | 130436.71
CZ09/Htl/defaults/instance-out.sql | 48.02 | 611739.66 | 485277.49 | 126462.17
CZ10/Htl/defaults/instance-out.sql | 52.35 | 666920.77 | 513385.24 | 153535.53
CZ11/Htl/defaults/instance-out.sql | 54.24 | 690972.21 | 510595.46 | 180376.75
CZ12/Htl/defaults/instance-out.sql | 50.31 | 640882.13 | 482689.85 | 158192.28
CZ13/Htl/defaults/instance-out.sql | 54.66 | 696340.3 | 526375.85 | 169964.45
CZ14/Htl/defaults/instance-out.sql | 58.42 | 744182.71 | 569553.11 | 174629.6
CZ15/Htl/defaults/instance-out.sql | 66.78 | 850660.99 | 649381.04 | 201279.95
CZ16/Htl/defaults/instance-out.sql | 55.9 | 712127.25 | 506006.94 | 206120.31
File Name | Net Source EUI (kWh/m2) | Net Source Energy (kWh)
CZ01/Htl/defaults/instance-out.sql | 106.83 | 1360913.98
CZ02/Htl/defaults/instance-out.sql | 119.7 | 1524779.41
CZ03/Htl/defaults/instance-out.sql | 110.76 | 1410957.99
CZ04/Htl/defaults/instance-out.sql | 122.74 | 1563500.75
CZ05/Htl/defaults/instance-out.sql | 112.73 | 1436006.03
CZ06/Htl/defaults/instance-out.sql | 129.92 | 1654948.64
CZ07/Htl/defaults/instance-out.sql | 131.01 | 1668905.57
CZ08/Htl/defaults/instance-out.sql | 135.16 | 1721688.57
CZ09/Htl/defaults/instance-out.sql | 137.63 | 1753232.71
CZ10/Htl/defaults/instance-out.sql | 147.23 | 1875458.4
CZ11/Htl/defaults/instance-out.sql | 148.7 | 1894243.28
CZ12/Htl/defaults/instance-out.sql | 139.56 | 1777811.43
CZ13/Htl/defaults/instance-out.sql | 151.98 | 1936048.1
CZ14/Htl/defaults/instance-out.sql | 163.69 | 2085144.58
CZ15/Htl/defaults/instance-out.sql | 186.81 | 2379672.78
CZ16/Htl/defaults/instance-out.sql | 149.61 | 1905871.14
File Name | Total (kWh) | Heating (kWh) | Cooling (kWh) | Interior Lighting (kWh) | Exterior Lighting (kWh) | Interior Equipment (kWh) | Exterior Equipment (kWh) | Fans (kWh) | Pumps (kWh) | Heat Rejection (kWh) | Humidification (kWh) | Heat Recovery (kWh) | Water Systems (kWh) | Refrigeration (kWh) | Generators (kWh)
CZ01/Htl/defaults/instance-out.sql | 499885.46 | 95700.9 | 18570 | 125722.95 | 0 | 205621.82 | 0 | 41222.06 | 108.9 | 0 | 0 | 0 | 12938.83 | 0 | 0
CZ02/Htl/defaults/instance-out.sql | 541865.73 | 86414.41 | 60897.53 | 125722.95 | 0 | 205621.82 | 0 | 51157.77 | 140.51 | 0 | 0 | 0 | 11910.76 | 0 | 0
CZ03/Htl/defaults/instance-out.sql | 485267.68000000005 | 53711.72 | 46332.88 | 125722.95 | 0 | 205621.82 | 0 | 41966.07 | 101.28 | 0 | 0 | 0 | 11810.97 | 0 | 0
CZ04/Htl/defaults/instance-out.sql | 546097.8200000001 | 76119.06 | 73507.57 | 125722.95 | 0 | 205621.82 | 0 | 53502.72 | 139.88 | 0 | 0 | 0 | 11483.84 | 0 | 0
CZ05/Htl/defaults/instance-out.sql | 493537.12 | 54751.79 | 51670.39 | 125722.95 | 0 | 205621.82 | 0 | 43767.48 | 110.18 | 0 | 0 | 0 | 11892.52 | 0 | 0
CZ06/Htl/defaults/instance-out.sql | 575695.43 | 79836 | 90715.15 | 125722.95 | 0 | 205621.82 | 0 | 62643.08 | 158.79 | 0 | 0 | 0 | 10997.64 | 0 | 0
CZ07/Htl/defaults/instance-out.sql | 582023.73 | 83097.26 | 92996.99 | 125722.95 | 0 | 205621.82 | 0 | 63557.79 | 159.45 | 0 | 0 | 0 | 10867.48 | 0 | 0
CZ08/Htl/defaults/instance-out.sql | 605023.94 | 93582.17 | 103721.36 | 125722.95 | 0 | 205621.82 | 0 | 65319.63 | 190.36 | 0 | 0 | 0 | 10865.64 | 0 | 0
CZ09/Htl/defaults/instance-out.sql | 611739.66 | 89781.28 | 111247.35 | 125722.95 | 0 | 205621.82 | 0 | 68504.17 | 170.09 | 0 | 0 | 0 | 10691.99 | 0 | 0
CZ10/Htl/defaults/instance-out.sql | 666920.77 | 116888.09 | 132725.74 | 125722.95 | 0 | 205621.82 | 0 | 75120.42 | 183.22 | 0 | 0 | 0 | 10658.54 | 0 | 0
CZ11/Htl/defaults/instance-out.sql | 690972.21 | 143573.08 | 132334.04 | 125722.95 | 0 | 205621.82 | 0 | 72704.71 | 200.83 | 0 | 0 | 0 | 10814.78 | 0 | 0
CZ12/Htl/defaults/instance-out.sql | 640882.13 | 121075.28 | 111090.78 | 125722.95 | 0 | 205621.82 | 0 | 66055.67 | 187.54 | 0 | 0 | 0 | 11128.1 | 0 | 0
CZ13/Htl/defaults/instance-out.sql | 696340.3 | 133370.35 | 146098.85 | 125722.95 | 0 | 205621.82 | 0 | 74716.83 | 204.29 | 0 | 0 | 0 | 10605.21 | 0 | 0
CZ14/Htl/defaults/instance-out.sql | 744182.71 | 138603.37 | 178720.52 | 125722.95 | 0 | 205621.82 | 0 | 85281.93 | 194.79 | 0 | 0 | 0 | 10037.33 | 0 | 0
CZ15/Htl/defaults/instance-out.sql | 850660.99 | 166227.18 | 251274.84 | 125722.95 | 0 | 205621.82 | 0 | 92453.23 | 297.09 | 0 | 0 | 0 | 9063.87 | 0 | 0
CZ16/Htl/defaults/instance-out.sql | 712127.25 | 168341.65 | 115176.25 | 125722.95 | 0 | 205621.82 | 0 | 85308.79 | 166.02 | 0 | 0 | 0 | 11789.76 | 0 | 0
File Name | Heat Rejection (m3) | Humidification (m3) | Water Systems (m3)
CZ01/Htl/defaults/instance-out.sql | 0 | 0 | 206.65
CZ02/Htl/defaults/instance-out.sql | 0 | 0 | 206.65
CZ03/Htl/defaults/instance-out.sql | 0 | 0 | 206.65
CZ04/Htl/defaults/instance-out.sql | 0 | 0 | 206.65
CZ05/Htl/defaults/instance-out.sql | 0 | 0 | 206.65
CZ06/Htl/defaults/instance-out.sql | 0 | 0 | 206.65
CZ07/Htl/defaults/instance-out.sql | 0 | 0 | 206.65
CZ08/Htl/defaults/instance-out.sql | 0 | 0 | 206.65
CZ09/Htl/defaults/instance-out.sql | 0 | 0 | 206.65
CZ10/Htl/defaults/instance-out.sql | 0 | 0 | 206.65
CZ11/Htl/defaults/instance-out.sql | 0 | 0 | 206.65
CZ12/Htl/defaults/instance-out.sql | 0 | 0 | 206.65
CZ13/Htl/defaults/instance-out.sql | 0 | 0 | 206.65
CZ14/Htl/defaults/instance-out.sql | 0 | 0 | 206.65
CZ15/Htl/defaults/instance-out.sql | 0 | 0 | 206.65
CZ16/Htl/defaults/instance-out.sql | 0 | 0 | 206.65
File Name | Unmet Heating (Hours) | Unmet Cooling (Hours)
CZ01/Htl/defaults/instance-out.sql | 0 | 0
CZ02/Htl/defaults/instance-out.sql | 0 | 0
CZ03/Htl/defaults/instance-out.sql | 0.5 | 0
CZ04/Htl/defaults/instance-out.sql | 0.17 | 0
CZ05/Htl/defaults/instance-out.sql | 0 | 0
CZ06/Htl/defaults/instance-out.sql | 0 | 0
CZ07/Htl/defaults/instance-out.sql | 0 | 0
CZ08/Htl/defaults/instance-out.sql | 0 | 0
CZ09/Htl/defaults/instance-out.sql | 0 | 0
CZ10/Htl/defaults/instance-out.sql | 0 | 0
CZ11/Htl/defaults/instance-out.sql | 0.17 | 0
CZ12/Htl/defaults/instance-out.sql | 0.83 | 0
CZ13/Htl/defaults/instance-out.sql | 0 | 0
CZ14/Htl/defaults/instance-out.sql | 0 | 0
CZ15/Htl/defaults/instance-out.sql | 0 | 12.5
CZ16/Htl/defaults/instance-out.sql | 0 | 0

## results-summary_ex
File Name | Net Site EUI (kWh/m2) | Net Site Energy (kWh) | Electricity (kWh) | Natural Gas (kWh)
CZ01/Asm/defaults/instance-out.sql | 165.4 | 1044978.24 | 470823.45 | 574154.8
CZ01/ECC/defaults/instance-out.sql | 106.05 | 2799915.73 | 1867605.34 | 932310.39
CZ01/EPr/defaults/instance-out.sql | 120.06 | 454479.71 | 296801.44 | 157678.27
CZ01/ERC/defaults/instance-out.sql | 61.06 | 16357.09 | 10085.57 | 6271.52
CZ01/ESe/defaults/instance-out.sql | 192.2 | 1328502.5 | 813290.53 | 515211.97
CZ01/EUn/defaults/instance-out.sql | 106.84 | 8513841.23 | 6574138.33 | 1939702.9
CZ01/Fin/defaults/instance-out.sql | 227.44 | 76068.45 | 67010.87 | 9057.58
CZ01/Gro/defaults/instance-out.sql | 396.54 | 1841897.23 | 1549244.04 | 292653.19
CZ01/Hsp/defaults/instance-out.sql | 74.39 | 3414394.12 | 2550051.37 | 864342.76
CZ01/Lib/defaults/instance-out.sql | 143.23 | 133061.74 | 110444.26 | 22617.48
CZ01/MBT/defaults/instance-out.sql | 229.43 | 8524877.66 | 3505153.88 | 5019723.79
CZ01/MLI/defaults/instance-out.sql | 141.2 | 1311966.79 | 614452.88 | 697513.91
CZ01/Mtl/defaults/instance-out.sql | 87.48 | 243710.48 | 97099.41 | 146611.08
CZ01/Nrs/defaults/instance-out.sql | 94.2 | 971437.88 | 584514.46 | 386923.42
CZ01/OfL/defaults/instance-out.sql | 77.48 | 2518746.76 | 1616375.53 | 902371.23
CZ01/OfS/defaults/instance-out.sql | 73.71 | 136984.64 | 124508.64 | 12476
CZ01/Rel/defaults/instance-out.sql | 353.33 | 656510.4 | 439503.18 | 217007.22
CZ01/RFF/defaults/instance-out.sql | 306.5 | 113792.21 | 68029.64 | 45762.57
CZ01/RSD/defaults/instance-out.sql | 262.38 | 273133.05 | 120357.09 | 152775.96
CZ01/Rt3/defaults/instance-out.sql | 82.53 | 1840158.73 | 1369912.5 | 470246.23
CZ01/RtL/defaults/instance-out.sql | 187.61 | 2274622.06 | 2003192.13 | 271429.94
CZ01/RtS/defaults/instance-out.sql | 94.27 | 140157.3 | 117087.16 | 23070.14
CZ01/SCn/defaults/instance-out.sql | 102.86 | 4777783.03 | 1806758.68 | 2971024.35
CZ01/SUn/defaults/instance-out.sql | 29.85 | 1386474.33 | 1299121.42 | 87352.91
CZ01/WRf/defaults/instance-out.sql | 165.55 | 7690107.15 | 7602740.54 | 87366.61
CZ02/Asm/defaults/instance-out.sql | 199.85 | 1262681.8 | 651489.59 | 611192.21
CZ02/ECC/defaults/instance-out.sql | 135.97 | 3590006.35 | 2573638.9 | 1016367.46
CZ02/EPr/defaults/instance-out.sql | 117.75 | 445732.3 | 307521.03 | 138211.27
CZ02/ERC/defaults/instance-out.sql | 57.66 | 15446.39 | 10845.26 | 4601.13
CZ02/ESe/defaults/instance-out.sql | 202.79 | 1401716.27 | 940209.82 | 461506.44
CZ02/EUn/defaults/instance-out.sql | 134.02 | 10680271.67 | 8542648.32 | 2137623.36
CZ02/Fin/defaults/instance-out.sql | 231.63 | 77468.16 | 70173.35 | 7294.8
CZ02/Gro/defaults/instance-out.sql | 432.68 | 2009741.3 | 1825687.6 | 184053.7
CZ02/Hsp/defaults/instance-out.sql | 106.4 | 4883806.53 | 3620997.14 | 1262809.4
CZ02/Lib/defaults/instance-out.sql | 143.03 | 132879.67 | 115398.48 | 17481.19
CZ02/MBT/defaults/instance-out.sql | 206.19 | 7661106.84 | 4003118.5 | 3657988.34
CZ02/MLI/defaults/instance-out.sql | 188.22 | 1748836.96 | 859548.32 | 889288.63
CZ02/Mtl/defaults/instance-out.sql | 96.31 | 268291.17 | 133243.47 | 135047.7
CZ02/Nrs/defaults/instance-out.sql | 103.4 | 1066271.8 | 685920.26 | 380351.55
CZ02/OfL/defaults/instance-out.sql | 102.66 | 3337459.93 | 2411292.26 | 926167.67
CZ02/OfS/defaults/instance-out.sql | 75.91 | 141082.24 | 132726.08 | 8356.16
CZ02/Rel/defaults/instance-out.sql | 320.21 | 594971.43 | 465075.99 | 129895.44
CZ02/RFF/defaults/instance-out.sql | 322.29 | 119653.88 | 77245.64 | 42408.24
CZ02/RSD/defaults/instance-out.sql | 284.52 | 296180.2 | 141774.64 | 154405.55
CZ02/Rt3/defaults/instance-out.sql | 105.29 | 2347633.66 | 1647752.64 | 699881.02
CZ02/RtL/defaults/instance-out.sql | 188.12 | 2280796.1 | 2036815.66 | 243980.44
CZ02/RtS/defaults/instance-out.sql | 96.35 | 143248.62 | 125082.28 | 18166.34
CZ02/SCn/defaults/instance-out.sql | 97.07 | 4508989.9 | 2481049.46 | 2027940.44
CZ02/SUn/defaults/instance-out.sql | 29.7 | 1379414.77 | 1299121.42 | 80293.36
CZ02/WRf/defaults/instance-out.sql | 205.01 | 9522734.81 | 9442437.04 | 80297.77
CZ03/Asm/defaults/instance-out.sql | 148.45 | 937932.3 | 534007.7 | 403924.59
CZ03/ECC/defaults/instance-out.sql | 113.65 | 3000572.97 | 2275949.17 | 724623.8
CZ03/EPr/defaults/instance-out.sql | 114.32 | 432745.15 | 302520.2 | 130224.95
CZ03/ERC/defaults/instance-out.sql | 53.86 | 14427.77 | 10329.41 | 4098.36
CZ03/ESe/defaults/instance-out.sql | 183.44 | 1267977.74 | 882799.89 | 385177.85
CZ03/EUn/defaults/instance-out.sql | 117.04 | 9326969.24 | 7800955.77 | 1526013.47
CZ03/Fin/defaults/instance-out.sql | 223.08 | 74609.13 | 68365.3 | 6243.84
CZ03/Gro/defaults/instance-out.sql | 425.31 | 1975501.77 | 1822680.27 | 152821.5
CZ03/Hsp/defaults/instance-out.sql | 86.7 | 3979676.25 | 3163625.01 | 816051.24
CZ03/Lib/defaults/instance-out.sql | 135.35 | 125744.08 | 110651.3 | 15092.78
CZ03/MBT/defaults/instance-out.sql | 184.94 | 6871528.95 | 3840013.11 | 3031515.84
CZ03/MLI/defaults/instance-out.sql | 137.74 | 1279825.55 | 712140.71 | 567684.84
CZ03/Mtl/defaults/instance-out.sql | 81.84 | 227998.53 | 123727.96 | 104270.57
CZ03/Nrs/defaults/instance-out.sql | 91.71 | 945729.5 | 648087.66 | 297641.84
CZ03/OfL/defaults/instance-out.sql | 88.86 | 2888858.43 | 2184136.58 | 704721.85
CZ03/OfS/defaults/instance-out.sql | 72.27 | 134308.03 | 127740.9 | 6567.12
CZ03/Rel/defaults/instance-out.sql | 290.93 | 540558.92 | 453740.94 | 86817.98
CZ03/RFF/defaults/instance-out.sql | 312.27 | 115934.02 | 74769.86 | 41164.16
CZ03/RSD/defaults/instance-out.sql | 252.21 | 262549.41 | 129964.77 | 132584.64
CZ03/Rt3/defaults/instance-out.sql | 94.17 | 2099616.87 | 1556515.85 | 543101.02
CZ03/RtL/defaults/instance-out.sql | 184.46 | 2236345.26 | 2009460.29 | 226884.97
CZ03/RtS/defaults/instance-out.sql | 91.25 | 135657.99 | 120956.29 | 14701.7
CZ03/SCn/defaults/instance-out.sql | 77.2 | 3586087.27 | 2076708.72 | 1509378.55
CZ03/SUn/defaults/instance-out.sql | 29.69 | 1379114.59 | 1299121.42 | 79993.17
CZ03/WRf/defaults/instance-out.sql | 205.68 | 9554147.89 | 9474147.43 | 80000.47
CZ04/Asm/defaults/instance-out.sql | 180.02 | 1137353.96 | 648446.08 | 488907.87
CZ04/ECC/defaults/instance-out.sql | 127.84 | 3375311.21 | 2596494.52 | 778816.69
CZ04/EPr/defaults/instance-out.sql | 114.98 | 435241.07 | 309073.08 | 126167.99
CZ04/ERC/defaults/instance-out.sql | 53.84 | 14422.97 | 10562.4 | 3860.57
CZ04/ESe/defaults/instance-out.sql | 190.64 | 1317735.56 | 940702.55 | 377033.01
CZ04/EUn/defaults/instance-out.sql | 132.04 | 10522590.65 | 8711284.29 | 1811306.36
CZ04/Fin/defaults/instance-out.sql | 226.96 | 75906.13 | 69990.32 | 5915.82
CZ04/Gro/defaults/instance-out.sql | 437.51 | 2032168.82 | 1895942.08 | 136226.74
CZ04/Hsp/defaults/instance-out.sql | 105.03 | 4820890.36 | 3712097.38 | 1108792.98
CZ04/Lib/defaults/instance-out.sql | 139.38 | 129491.63 | 115216.9 | 14274.73
CZ04/MBT/defaults/instance-out.sql | 187.08 | 6951073.04 | 4108995.65 | 2842077.39
CZ04/MLI/defaults/instance-out.sql | 161.54 | 1500957.1 | 831551 | 669406.11
CZ04/Mtl/defaults/instance-out.sql | 85.74 | 238861.34 | 139059.4 | 99801.94
CZ04/Nrs/defaults/instance-out.sql | 98.95 | 1020370.53 | 704762.99 | 315607.53
CZ04/OfL/defaults/instance-out.sql | 101.24 | 3291188.7 | 2514039.15 | 777149.55
CZ04/OfS/defaults/instance-out.sql | 74.49 | 138432.36 | 132587.05 | 5845.31
CZ04/Rel/defaults/instance-out.sql | 292.69 | 543838.86 | 465809.23 | 78029.62
CZ04/RFF/defaults/instance-out.sql | 320.31 | 118916.99 | 78622.35 | 40294.64
CZ04/RSD/defaults/instance-out.sql | 279.1 | 290534.05 | 145513.82 | 145020.23
CZ04/Rt3/defaults/instance-out.sql | 99.8 | 2225188.37 | 1659345.4 | 565842.98
CZ04/RtL/defaults/instance-out.sql | 186.51 | 2261277.44 | 2043309.01 | 217968.43
CZ04/RtS/defaults/instance-out.sql | 93.69 | 139288.96 | 125589.92 | 13699.04
CZ04/SCn/defaults/instance-out.sql | 84.37 | 3919266.5 | 2506775.92 | 1412490.58
CZ04/SUn/defaults/instance-out.sql | 29.63 | 1376376.79 | 1299121.42 | 77255.37
CZ04/WRf/defaults/instance-out.sql | 217.61 | 10108189.61 | 10030929.24 | 77260.37
CZ05/Asm/defaults/instance-out.sql | 152.45 | 963167.66 | 548491.07 | 414676.59
CZ05/ECC/defaults/instance-out.sql | 116.92 | 3087049.5 | 2358551.9 | 728497.6
CZ05/EPr/defaults/instance-out.sql | 113.78 | 430709.52 | 300875.2 | 129834.31
CZ05/ERC/defaults/instance-out.sql | 52.72 | 14124.72 | 10087.37 | 4037.35
CZ05/ESe/defaults/instance-out.sql | 185.61 | 1282992.77 | 892362.31 | 390630.45
CZ05/EUn/defaults/instance-out.sql | 121.74 | 9701445.12 | 8116361.33 | 1585083.79
CZ05/Fin/defaults/instance-out.sql | 221.16 | 73966.48 | 67682.57 | 6283.91
CZ05/Gro/defaults/instance-out.sql | 426.89 | 1982852.79 | 1840840.12 | 142012.67
CZ05/Hsp/defaults/instance-out.sql | 93.42 | 4287788.76 | 3366064.39 | 921724.37
CZ05/Lib/defaults/instance-out.sql | 134.04 | 124528.29 | 109538.62 | 14989.67
CZ05/MBT/defaults/instance-out.sql | 189.48 | 7040356.62 | 3892795.91 | 3147560.71
CZ05/MLI/defaults/instance-out.sql | 164.07 | 1524438.6 | 792843.88 | 731594.72
CZ05/Mtl/defaults/instance-out.sql | 83.69 | 233151.13 | 132829.09 | 100322.05
CZ05/Nrs/defaults/instance-out.sql | 95.43 | 984063.44 | 675009.58 | 309053.86
CZ05/OfL/defaults/instance-out.sql | 91.64 | 2979153.96 | 2302099.21 | 677054.76
CZ05/OfS/defaults/instance-out.sql | 71.15 | 132226.03 | 126094.75 | 6131.28
CZ05/Rel/defaults/instance-out.sql | 288.55 | 536144.36 | 450449.32 | 85695.04
CZ05/RFF/defaults/instance-out.sql | 312.28 | 115935.39 | 74698.75 | 41236.64
CZ05/RSD/defaults/instance-out.sql | 262.24 | 272985.2 | 133828.89 | 139156.31
CZ05/Rt3/defaults/instance-out.sql | 102.07 | 2275915.85 | 1631325.05 | 644590.8
CZ05/RtL/defaults/instance-out.sql | 183.7 | 2227133.27 | 1999733.56 | 227399.71
CZ05/RtS/defaults/instance-out.sql | 90.35 | 134326.02 | 120363.97 | 13962.05
CZ05/SCn/defaults/instance-out.sql | 78.58 | 3650037.83 | 2180460.92 | 1469576.92
CZ05/SUn/defaults/instance-out.sql | 29.69 | 1379123.06 | 1299121.42 | 80001.64
CZ05/WRf/defaults/instance-out.sql | 208.36 | 9678572.16 | 9598559.19 | 80012.97
CZ06/Asm/defaults/instance-out.sql | 202.31 | 1278227.38 | 768794.22 | 509433.16
CZ06/ECC/defaults/instance-out.sql | 127.85 | 3375548.11 | 2738275.45 | 637272.66
CZ06/EPr/defaults/instance-out.sql | 110.75 | 419247.77 | 302119.26 | 117128.51
CZ06/ERC/defaults/instance-out.sql | 48.83 | 13080.97 | 9779.33 | 3301.65
CZ06/ESe/defaults/instance-out.sql | 178.7 | 1235188.49 | 911387.23 | 323801.26
CZ06/EUn/defaults/instance-out.sql | 132.48 | 10557108.04 | 9181297.64 | 1375810.4
CZ06/Fin/defaults/instance-out.sql | 216.87 | 72531.57 | 67470.71 | 5060.86
CZ06/Gro/defaults/instance-out.sql | 479.79 | 2228563.2 | 2145724.37 | 82838.83
CZ06/Hsp/defaults/instance-out.sql | 99.59 | 4571228.09 | 3867044.86 | 704183.23
CZ06/Lib/defaults/instance-out.sql | 131.28 | 121963.75 | 109763.76 | 12199.99
CZ06/MBT/defaults/instance-out.sql | 158.9 | 5904105.02 | 4181235.81 | 1722869.21
CZ06/MLI/defaults/instance-out.sql | 144.89 | 1346302.38 | 814259.68 | 532042.7
CZ06/Mtl/defaults/instance-out.sql | 90.77 | 252871.06 | 160111.24 | 92759.82
CZ06/Nrs/defaults/instance-out.sql | 100.23 | 1033620.29 | 741871.8 | 291748.49
CZ06/OfL/defaults/instance-out.sql | 102.41 | 3329104.15 | 2784018.95 | 545085.2
CZ06/OfS/defaults/instance-out.sql | 70.67 | 131341.96 | 126891.59 | 4450.37
CZ06/Rel/defaults/instance-out.sql | 252.93 | 469954.99 | 442115.54 | 27839.45
CZ06/RFF/defaults/instance-out.sql | 310.01 | 115092.32 | 76237.98 | 38854.34
CZ06/RSD/defaults/instance-out.sql | 257.32 | 267864.66 | 141307.96 | 126556.69
CZ06/Rt3/defaults/instance-out.sql | 112.21 | 2501904.15 | 1791791.87 | 710112.27
CZ06/RtL/defaults/instance-out.sql | 180.89 | 2193120.48 | 1993359.88 | 199760.59
CZ06/RtS/defaults/instance-out.sql | 87.27 | 129745.94 | 119596.35 | 10149.59
CZ06/SCn/defaults/instance-out.sql | 67.15 | 3118964.38 | 2473197.4 | 645766.98
CZ06/SUn/defaults/instance-out.sql | 29.55 | 1372842.23 | 1299121.42 | 73720.81
CZ06/WRf/defaults/instance-out.sql | 236.72 | 10995861.51 | 10922132.31 | 73729.2
CZ07/Asm/defaults/instance-out.sql | 184.45 | 1165377.17 | 724242.7 | 441134.47
CZ07/ECC/defaults/instance-out.sql | 132.8 | 3506117.05 | 2802204.41 | 703912.63
CZ07/EPr/defaults/instance-out.sql | 110.68 | 418959.66 | 302768.37 | 116191.28
CZ07/ERC/defaults/instance-out.sql | 48.83 | 13080.34 | 9816.23 | 3264.11
CZ07/ESe/defaults/instance-out.sql | 178.75 | 1235536.95 | 916068.89 | 319468.06
CZ07/EUn/defaults/instance-out.sql | 139.8 | 11140703.36 | 9416900.3 | 1723803.06
CZ07/Fin/defaults/instance-out.sql | 217.78 | 72837.98 | 67845.12 | 4992.87
CZ07/Gro/defaults/instance-out.sql | 474.88 | 2205764.83 | 2124306.4 | 81458.43
CZ07/Hsp/defaults/instance-out.sql | 107.5 | 4934295.63 | 4053030.32 | 881265.3
CZ07/Lib/defaults/instance-out.sql | 131.66 | 122314.19 | 110246.59 | 12067.61
CZ07/MBT/defaults/instance-out.sql | 160.57 | 5966237.59 | 4236427.31 | 1729810.28
CZ07/MLI/defaults/instance-out.sql | 161.91 | 1504420.95 | 873025.87 | 631395.08
CZ07/Mtl/defaults/instance-out.sql | 91.34 | 254463.31 | 162431.56 | 92031.75
CZ07/Nrs/defaults/instance-out.sql | 99.12 | 1022109.32 | 743649.51 | 278459.82
CZ07/OfL/defaults/instance-out.sql | 106.64 | 3466703.4 | 2826413.05 | 640290.34
CZ07/OfS/defaults/instance-out.sql | 70.4 | 130836.04 | 126465.9 | 4370.14
CZ07/Rel/defaults/instance-out.sql | 252.41 | 468979.66 | 441759.26 | 27220.41
CZ07/RFF/defaults/instance-out.sql | 310.25 | 115181.63 | 76564.1 | 38617.54
CZ07/RSD/defaults/instance-out.sql | 269.6 | 280652.05 | 146484.63 | 134167.42
CZ07/Rt3/defaults/instance-out.sql | 110.73 | 2468961.07 | 1798129.81 | 670831.26
CZ07/RtL/defaults/instance-out.sql | 181.55 | 2201163.48 | 2003656.15 | 197507.33
CZ07/RtS/defaults/instance-out.sql | 88.2 | 131133.82 | 121122.31 | 10011.51
CZ07/SCn/defaults/instance-out.sql | 71.38 | 3315682.99 | 2686474.69 | 629208.3
CZ07/SUn/defaults/instance-out.sql | 29.53 | 1371915.16 | 1299121.42 | 72793.74
CZ07/WRf/defaults/instance-out.sql | 243.51 | 11311233.84 | 11238425.29 | 72808.55
CZ08/Asm/defaults/instance-out.sql | 213.72 | 1350305.42 | 793885.68 | 556419.74
CZ08/ECC/defaults/instance-out.sql | 138.17 | 3647946.9 | 2923544.5 | 724402.41
CZ08/EPr/defaults/instance-out.sql | 112.99 | 427704.23 | 310885.95 | 116818.28
CZ08/ERC/defaults/instance-out.sql | 50.78 | 13602.73 | 10290.81 | 3311.92
CZ08/ESe/defaults/instance-out.sql | 185.54 | 1282485.54 | 953233.58 | 329251.96
CZ08/EUn/defaults/instance-out.sql | 144.23 | 11493472.76 | 9721207.1 | 1772265.66
CZ08/Fin/defaults/instance-out.sql | 224.53 | 75094.61 | 69993.04 | 5101.57
CZ08/Gro/defaults/instance-out.sql | 473.37 | 2198739 | 2111142.39 | 87596.6
CZ08/Hsp/defaults/instance-out.sql | 115.95 | 5322102.83 | 4245447.71 | 1076655.12
CZ08/Lib/defaults/instance-out.sql | 136.75 | 127045.12 | 114811.21 | 12233.91
CZ08/MBT/defaults/instance-out.sql | 169.49 | 6297495.1 | 4361292.96 | 1936202.14
CZ08/MLI/defaults/instance-out.sql | 168.62 | 1566714.29 | 902852.96 | 663861.33
CZ08/Mtl/defaults/instance-out.sql | 88.96 | 247816.09 | 162024.75 | 85791.34
CZ08/Nrs/defaults/instance-out.sql | 103.71 | 1069489.53 | 766204.08 | 303285.46
CZ08/OfL/defaults/instance-out.sql | 110.62 | 3595959.07 | 2919946.51 | 676012.56
CZ08/OfS/defaults/instance-out.sql | 73.64 | 136864.96 | 132382.02 | 4482.94
CZ08/Rel/defaults/instance-out.sql | 265.6 | 493493.65 | 458379.41 | 35114.24
CZ08/RFF/defaults/instance-out.sql | 317.16 | 117748.54 | 79098.08 | 38650.46
CZ08/RSD/defaults/instance-out.sql | 290.66 | 302568.61 | 156621.61 | 145947
CZ08/Rt3/defaults/instance-out.sql | 103.12 | 2299222.64 | 1775667.07 | 523555.57
CZ08/RtL/defaults/instance-out.sql | 184.37 | 2235275.63 | 2036665.44 | 198610.19
CZ08/RtS/defaults/instance-out.sql | 90.75 | 134912.88 | 124615.23 | 10297.65
CZ08/SCn/defaults/instance-out.sql | 82.23 | 3819597.86 | 2985047.47 | 834550.39
CZ08/SUn/defaults/instance-out.sql | 29.53 | 1371788.22 | 1299121.42 | 72666.8
CZ08/WRf/defaults/instance-out.sql | 236.81 | 11000054.58 | 10927375.94 | 72678.64
CZ09/Asm/defaults/instance-out.sql | 217.65 | 1375136.55 | 817277.12 | 557859.42
CZ09/ECC/defaults/instance-out.sql | 154.76 | 4086089.9 | 3171174.03 | 914915.87
CZ09/EPr/defaults/instance-out.sql | 114.53 | 433530.87 | 318379.6 | 115151.27
CZ09/ERC/defaults/instance-out.sql | 51.83 | 13884.52 | 10670.21 | 3214.31
CZ09/ESe/defaults/instance-out.sql | 196.36 | 1357262.62 | 1007722.46 | 349540.16
CZ09/EUn/defaults/instance-out.sql | 150.75 | 12013132.43 | 10085213.91 | 1927918.52
CZ09/Fin/defaults/instance-out.sql | 228.83 | 76533.75 | 71561.86 | 4971.89
CZ09/Gro/defaults/instance-out.sql | 482.5 | 2241168.73 | 2160001.87 | 81166.87
CZ09/Hsp/defaults/instance-out.sql | 125.38 | 5755038.68 | 4506351.39 | 1248687.28
CZ09/Lib/defaults/instance-out.sql | 141.13 | 131118.48 | 119228.9 | 11889.58
CZ09/MBT/defaults/instance-out.sql | 171.11 | 6357691 | 4502487.25 | 1855203.75
CZ09/MLI/defaults/instance-out.sql | 170.15 | 1580972.92 | 947342.05 | 633630.88
CZ09/Mtl/defaults/instance-out.sql | 97.96 | 272910.91 | 173474.67 | 99436.24
CZ09/Nrs/defaults/instance-out.sql | 109.68 | 1130986.25 | 802842.6 | 328143.64
CZ09/OfL/defaults/instance-out.sql | 116.27 | 3779933.39 | 3048536.81 | 731396.58
CZ09/OfS/defaults/instance-out.sql | 76.31 | 141826.2 | 137434.71 | 4391.49
CZ09/Rel/defaults/instance-out.sql | 269.16 | 500105.22 | 470294.24 | 29810.97
CZ09/RFF/defaults/instance-out.sql | 325.05 | 120677.43 | 82341.58 | 38335.85
CZ09/RSD/defaults/instance-out.sql | 305.32 | 317838.31 | 164980.45 | 152857.86
CZ09/Rt3/defaults/instance-out.sql | 112.6 | 2510506.1 | 1860839.27 | 649666.83
CZ09/RtL/defaults/instance-out.sql | 187.31 | 2270985.21 | 2075310.14 | 195675.07
CZ09/RtS/defaults/instance-out.sql | 92.64 | 137725.13 | 127813.42 | 9911.7
CZ09/SCn/defaults/instance-out.sql | 95.77 | 4448658.28 | 3484538.54 | 964119.74
CZ09/SUn/defaults/instance-out.sql | 29.51 | 1370795.43 | 1299121.42 | 71674.01
CZ09/WRf/defaults/instance-out.sql | 236.7 | 10994918.97 | 10923237.3 | 71681.67
CZ10/Asm/defaults/instance-out.sql | 242.11 | 1529683.29 | 883253.79 | 646429.5
CZ10/ECC/defaults/instance-out.sql | 152.32 | 4021546.13 | 3181271.7 | 840274.43
CZ10/EPr/defaults/instance-out.sql | 117.37 | 444302.84 | 325705.73 | 118597.11
CZ10/ERC/defaults/instance-out.sql | 54.4 | 14573.18 | 11127.71 | 3445.48
CZ10/ESe/defaults/instance-out.sql | 205.7 | 1421809.75 | 1060976.9 | 360832.85
CZ10/EUn/defaults/instance-out.sql | 159.22 | 12688654.59 | 10413210.39 | 2275444.19
CZ10/Fin/defaults/instance-out.sql | 232.28 | 77687.35 | 72433.07 | 5254.27
CZ10/Gro/defaults/instance-out.sql | 479.96 | 2229369.51 | 2127690.1 | 101679.41
CZ10/Hsp/defaults/instance-out.sql | 140.56 | 6451486.36 | 4776429.23 | 1675057.13
CZ10/Lib/defaults/instance-out.sql | 144.75 | 134477.66 | 121633.26 | 12844.39
CZ10/MBT/defaults/instance-out.sql | 191.48 | 7114754.04 | 4739876.97 | 2374877.07
CZ10/MLI/defaults/instance-out.sql | 199.79 | 1856353.64 | 1033865.29 | 822488.35
CZ10/Mtl/defaults/instance-out.sql | 101.13 | 281725.88 | 178498.76 | 103227.12
CZ10/Nrs/defaults/instance-out.sql | 115.59 | 1191957.45 | 829335.92 | 362621.53
CZ10/OfL/defaults/instance-out.sql | 117.69 | 3825930.85 | 3031495.35 | 794435.49
CZ10/OfS/defaults/instance-out.sql | 76.51 | 142192.09 | 137224.07 | 4968.02
CZ10/Rel/defaults/instance-out.sql | 295.7 | 549414.1 | 495435.07 | 53979.03
CZ10/RFF/defaults/instance-out.sql | 332.11 | 123297.82 | 84669.99 | 38627.83
CZ10/RSD/defaults/instance-out.sql | 329.33 | 342832.67 | 177464.42 | 165368.25
CZ10/Rt3/defaults/instance-out.sql | 125.37 | 2795360.91 | 1967130.35 | 828230.56
CZ10/RtL/defaults/instance-out.sql | 191.61 | 2323094.6 | 2123365.64 | 199728.96
CZ10/RtS/defaults/instance-out.sql | 98.67 | 146694.59 | 135050.93 | 11643.66
CZ10/SCn/defaults/instance-out.sql | 100.31 | 4659629.21 | 3479550.87 | 1180078.34
CZ10/SUn/defaults/instance-out.sql | 29.5 | 1370196.58 | 1299121.42 | 71075.16
CZ10/WRf/defaults/instance-out.sql | 250.26 | 11624769.91 | 11553679.77 | 71090.14
CZ11/Asm/defaults/instance-out.sql | 261.3 | 1650880.26 | 872005.97 | 778874.29
CZ11/ECC/defaults/instance-out.sql | 156.66 | 4136266.58 | 3174481.44 | 961785.13
CZ11/EPr/defaults/instance-out.sql | 127.25 | 481680.71 | 352142.01 | 129538.7
CZ11/ERC/defaults/instance-out.sql | 65.37 | 17512.03 | 13354.6 | 4157.43
CZ11/ESe/defaults/instance-out.sql | 218.51 | 1510366.18 | 1087235.39 | 423130.79
CZ11/EUn/defaults/instance-out.sql | 167.74 | 13367189.94 | 10490118.65 | 2877071.29
CZ11/Fin/defaults/instance-out.sql | 255.25 | 85369.6 | 78908.11 | 6461.49
CZ11/Gro/defaults/instance-out.sql | 469.06 | 2178715.97 | 2015792.7 | 162923.27
CZ11/Hsp/defaults/instance-out.sql | 141.59 | 6498910.13 | 4688152.25 | 1810757.88
CZ11/Lib/defaults/instance-out.sql | 164.83 | 153128.42 | 137441.1 | 15687.32
CZ11/MBT/defaults/instance-out.sql | 220.47 | 8191677.15 | 4866805.82 | 3324871.34
CZ11/MLI/defaults/instance-out.sql | 244.83 | 2274819.76 | 1109433.12 | 1165386.64
CZ11/Mtl/defaults/instance-out.sql | 122.68 | 341757.42 | 188039.04 | 153718.38
CZ11/Nrs/defaults/instance-out.sql | 129.4 | 1334382.23 | 851825.38 | 482556.86
CZ11/OfL/defaults/instance-out.sql | 125.72 | 4086876.24 | 3003909.88 | 1082966.36
CZ11/OfS/defaults/instance-out.sql | 86.92 | 161546.72 | 154280.97 | 7265.76
CZ11/Rel/defaults/instance-out.sql | 354.34 | 658382.84 | 537548.17 | 120834.67
CZ11/RFF/defaults/instance-out.sql | 343.26 | 127438.57 | 87218.69 | 40219.89
CZ11/RSD/defaults/instance-out.sql | 361.54 | 376358.58 | 186704.83 | 189653.75
CZ11/Rt3/defaults/instance-out.sql | 122.48 | 2730892.85 | 1894602.58 | 836290.27
CZ11/RtL/defaults/instance-out.sql | 200.91 | 2435798.91 | 2214648.09 | 221150.82
CZ11/RtS/defaults/instance-out.sql | 105.95 | 157515.14 | 141577.87 | 15937.27
CZ11/SCn/defaults/instance-out.sql | 131.05 | 6087409 | 3800372.59 | 2287036.41
CZ11/SUn/defaults/instance-out.sql | 29.53 | 1371810.55 | 1299121.42 | 72689.14
CZ11/WRf/defaults/instance-out.sql | 214.25 | 9952204.42 | 9879515.76 | 72688.66
CZ12/Asm/defaults/instance-out.sql | 250.88 | 1585047.67 | 834525.59 | 750522.08
CZ12/ECC/defaults/instance-out.sql | 164.03 | 4330694.43 | 3169880.39 | 1160814.04
CZ12/EPr/defaults/instance-out.sql | 121.58 | 460227.38 | 329796.11 | 130431.27
CZ12/ERC/defaults/instance-out.sql | 60.31 | 16156.89 | 12021.27 | 4135.61
CZ12/ESe/defaults/instance-out.sql | 214.84 | 1484993.01 | 1037039.16 | 447953.85
CZ12/EUn/defaults/instance-out.sql | 159.7 | 12726345.99 | 10050767 | 2675578.99
CZ12/Fin/defaults/instance-out.sql | 242.19 | 81002.32 | 74353.53 | 6648.79
CZ12/Gro/defaults/instance-out.sql | 457.44 | 2124750.43 | 1962341.16 | 162409.27
CZ12/Hsp/defaults/instance-out.sql | 131.43 | 6032705 | 4419353.91 | 1613351.09
CZ12/Lib/defaults/instance-out.sql | 153.84 | 142919.56 | 127219.21 | 15700.35
CZ12/MBT/defaults/instance-out.sql | 210.38 | 7816919.58 | 4551120.91 | 3265798.68
CZ12/MLI/defaults/instance-out.sql | 224.92 | 2089850.86 | 1056259.93 | 1033590.93
CZ12/Mtl/defaults/instance-out.sql | 107.02 | 298149.67 | 168319.4 | 129830.27
CZ12/Nrs/defaults/instance-out.sql | 117.97 | 1216479.88 | 794215.44 | 422264.44
CZ12/OfL/defaults/instance-out.sql | 117.14 | 3808203.49 | 2850401.43 | 957802.06
CZ12/OfS/defaults/instance-out.sql | 80.31 | 149264.63 | 141748.82 | 7515.82
CZ12/Rel/defaults/instance-out.sql | 332.62 | 618015.17 | 502228.8 | 115786.37
CZ12/RFF/defaults/instance-out.sql | 330.11 | 122556.06 | 81694.98 | 40861.09
CZ12/RSD/defaults/instance-out.sql | 320.51 | 333650.52 | 168683.45 | 164967.06
CZ12/Rt3/defaults/instance-out.sql | 114.37 | 2550093.98 | 1816433.46 | 733660.51
CZ12/RtL/defaults/instance-out.sql | 194.72 | 2360841.42 | 2132576.02 | 228265.4
CZ12/RtS/defaults/instance-out.sql | 100.67 | 149663.31 | 133141.03 | 16522.28
CZ12/SCn/defaults/instance-out.sql | 113.52 | 5273002.84 | 3331287.96 | 1941714.87
CZ12/SUn/defaults/instance-out.sql | 29.58 | 1373843.05 | 1299121.42 | 74721.64
CZ12/WRf/defaults/instance-out.sql | 213.83 | 9932442.46 | 9857717.28 | 74725.18
CZ13/Asm/defaults/instance-out.sql | 260.91 | 1648436.75 | 906366.57 | 742070.18
CZ13/ECC/defaults/instance-out.sql | 160.31 | 4232503.69 | 3347370.81 | 885132.88
CZ13/EPr/defaults/instance-out.sql | 125.75 | 476000.37 | 353836.67 | 122163.7
CZ13/ERC/defaults/instance-out.sql | 63.44 | 16995.5 | 13315.48 | 3680.02
CZ13/ESe/defaults/instance-out.sql | 213.28 | 1474203.94 | 1091720.31 | 382483.63
CZ13/EUn/defaults/instance-out.sql | 169.71 | 13524593.91 | 10834027.6 | 2690566.31
CZ13/Fin/defaults/instance-out.sql | 252.35 | 84400.02 | 78568.67 | 5831.34
CZ13/Gro/defaults/instance-out.sql | 474.45 | 2203779.79 | 2064519.68 | 139260.11
CZ13/Hsp/defaults/instance-out.sql | 143.06 | 6566444.55 | 4876000.03 | 1690444.52
CZ13/Lib/defaults/instance-out.sql | 162.62 | 151082.33 | 137418.92 | 13663.41
CZ13/MBT/defaults/instance-out.sql | 213.6 | 7936518.95 | 5001244.05 | 2935274.9
CZ13/MLI/defaults/instance-out.sql | 226.62 | 2105707.4 | 1126201.59 | 979505.81
CZ13/Mtl/defaults/instance-out.sql | 113.39 | 315873.06 | 194642.11 | 121230.95
CZ13/Nrs/defaults/instance-out.sql | 124.9 | 1287952.97 | 867085.52 | 420867.46
CZ13/OfL/defaults/instance-out.sql | 123.9 | 4027695.59 | 3102409.37 | 925286.23
CZ13/OfS/defaults/instance-out.sql | 84.82 | 157633.79 | 151424.15 | 6209.64
CZ13/Rel/defaults/instance-out.sql | 340.42 | 632518.68 | 534381.23 | 98137.45
CZ13/RFF/defaults/instance-out.sql | 340.23 | 126314.09 | 87266.15 | 39047.94
CZ13/RSD/defaults/instance-out.sql | 359.34 | 374068.45 | 191130.53 | 182937.92
CZ13/Rt3/defaults/instance-out.sql | 120.91 | 2695952.43 | 1941646.91 | 754305.52
CZ13/RtL/defaults/instance-out.sql | 200.1 | 2426053.05 | 2216499.19 | 209553.85
CZ13/RtS/defaults/instance-out.sql | 104.79 | 155786.84 | 141876.39 | 13910.45
CZ13/SCn/defaults/instance-out.sql | 120.27 | 5586470.11 | 3889277.99 | 1697192.12
CZ13/SUn/defaults/instance-out.sql | 29.49 | 1369706.08 | 1299121.42 | 70584.66
CZ13/WRf/defaults/instance-out.sql | 226.62 | 10526705.79 | 10456111.42 | 70594.37
CZ14/Asm/defaults/instance-out.sql | 265.59 | 1678027.26 | 976515.86 | 701511.4
CZ14/ECC/defaults/instance-out.sql | 170.26 | 4495159.95 | 3630478 | 864681.95
CZ14/EPr/defaults/instance-out.sql | 129.72 | 491052.12 | 377286.66 | 113765.46
CZ14/ERC/defaults/instance-out.sql | 65.89 | 17652.65 | 14378.48 | 3274.18
CZ14/ESe/defaults/instance-out.sql | 220.81 | 1526280.64 | 1172222.53 | 354058.11
CZ14/EUn/defaults/instance-out.sql | 187.19 | 14917719.67 | 11926408.36 | 2991311.3
CZ14/Fin/defaults/instance-out.sql | 264.76 | 88547.63 | 83349.35 | 5198.28
CZ14/Gro/defaults/instance-out.sql | 498.05 | 2313368.7 | 2206653.46 | 106715.24
CZ14/Hsp/defaults/instance-out.sql | 157.81 | 7243482.28 | 5380029.75 | 1863452.53
CZ14/Lib/defaults/instance-out.sql | 169.86 | 157802.9 | 145678.2 | 12124.7
CZ14/MBT/defaults/instance-out.sql | 219.11 | 8141417.35 | 5518538.61 | 2622878.74
CZ14/MLI/defaults/instance-out.sql | 292.42 | 2717028.99 | 1370741.16 | 1346287.83
CZ14/Mtl/defaults/instance-out.sql | 122.97 | 342562.05 | 221905.85 | 120656.21
CZ14/Nrs/defaults/instance-out.sql | 135.02 | 1392298.63 | 952833.75 | 439464.88
CZ14/OfL/defaults/instance-out.sql | 131.78 | 4283984.37 | 3350341.25 | 933643.13
CZ14/OfS/defaults/instance-out.sql | 90.44 | 168087.14 | 163193.7 | 4893.44
CZ14/Rel/defaults/instance-out.sql | 348.94 | 648339.89 | 584132.84 | 64207.05
CZ14/RFF/defaults/instance-out.sql | 351.03 | 130321.83 | 92803.43 | 37518.4
CZ14/RSD/defaults/instance-out.sql | 394.17 | 410326.66 | 212402.76 | 197923.89
CZ14/Rt3/defaults/instance-out.sql | 128.54 | 2865985.6 | 2087850.11 | 778135.49
CZ14/RtL/defaults/instance-out.sql | 207.19 | 2511966.89 | 2316918.37 | 195048.52
CZ14/RtS/defaults/instance-out.sql | 107.27 | 159473.55 | 148724.38 | 10749.16
CZ14/SCn/defaults/instance-out.sql | 132.63 | 6160903.18 | 4481438.63 | 1679464.55
CZ14/SUn/defaults/instance-out.sql | 29.41 | 1366092.55 | 1299121.42 | 66971.14
CZ14/WRf/defaults/instance-out.sql | 218.91 | 10168677.74 | 10101697.6 | 66980.14
CZ15/Asm/defaults/instance-out.sql | 315 | 1990206.85 | 1189193.49 | 801013.36
CZ15/ECC/defaults/instance-out.sql | 222.98 | 5887297.99 | 4551996.17 | 1335301.83
CZ15/EPr/defaults/instance-out.sql | 131.99 | 499629.03 | 396697.11 | 102931.93
CZ15/ERC/defaults/instance-out.sql | 66.33 | 17768.35 | 15001.75 | 2766.6
CZ15/ESe/defaults/instance-out.sql | 239.52 | 1655630.28 | 1289100.19 | 366530.09
CZ15/EUn/defaults/instance-out.sql | 216.25 | 17232873.76 | 13698337 | 3534536.76
CZ15/Fin/defaults/instance-out.sql | 270.7 | 90536.45 | 86293.16 | 4243.29
CZ15/Gro/defaults/instance-out.sql | 522.92 | 2428915.1 | 2364174.85 | 64740.25
CZ15/Hsp/defaults/instance-out.sql | 174.79 | 8022687.43 | 6072611.59 | 1950075.84
CZ15/Lib/defaults/instance-out.sql | 175.63 | 163169.14 | 153195.1 | 9974.04
CZ15/MBT/defaults/instance-out.sql | 216.88 | 8058647.14 | 6113406.21 | 1945240.93
CZ15/MLI/defaults/instance-out.sql | 458.48 | 4259995.19 | 1920304.44 | 2339690.75
CZ15/Mtl/defaults/instance-out.sql | 132.76 | 369846.3 | 260262.63 | 109583.67
CZ15/Nrs/defaults/instance-out.sql | 148.56 | 1531936.56 | 1076677.97 | 455258.59
CZ15/OfL/defaults/instance-out.sql | 146.72 | 4769678.73 | 3856589.4 | 913089.32
CZ15/OfS/defaults/instance-out.sql | 92.22 | 171392.43 | 167653.33 | 3739.1
CZ15/Rel/defaults/instance-out.sql | 343.58 | 638379.72 | 611192.3 | 27187.42
CZ15/RFF/defaults/instance-out.sql | 353.74 | 131328.1 | 96059.29 | 35268.81
CZ15/RSD/defaults/instance-out.sql | 411.41 | 428273.65 | 233929.87 | 194343.78
CZ15/Rt3/defaults/instance-out.sql | 143.17 | 3192235 | 2363836.72 | 828398.28
CZ15/RtL/defaults/instance-out.sql | 211.48 | 2563988.08 | 2394740.78 | 169247.31
CZ15/RtS/defaults/instance-out.sql | 110.92 | 164909.58 | 156834.13 | 8075.45
CZ15/SCn/defaults/instance-out.sql | 158.9 | 7381227.85 | 5820996.58 | 1560231.27
CZ15/SUn/defaults/instance-out.sql | 29.25 | 1358628.94 | 1299121.42 | 59507.53
CZ15/WRf/defaults/instance-out.sql | 234.22 | 10879441.03 | 10819933.73 | 59507.3
CZ16/Asm/defaults/instance-out.sql | 270.41 | 1708462.75 | 874525.47 | 833937.28
CZ16/ECC/defaults/instance-out.sql | 185.74 | 4903877.68 | 3530170.59 | 1373707.09
CZ16/EPr/defaults/instance-out.sql | 131.41 | 497429.7 | 354724.06 | 142705.64
CZ16/ERC/defaults/instance-out.sql | 69.01 | 18487.04 | 13651.72 | 4835.32
CZ16/ESe/defaults/instance-out.sql | 238.39 | 1647819.5 | 1110583.53 | 537235.97
CZ16/EUn/defaults/instance-out.sql | 190.61 | 15189517.91 | 11383747.28 | 3805770.63
CZ16/Fin/defaults/instance-out.sql | 260.34 | 87072.2 | 78748.78 | 8323.42
CZ16/Gro/defaults/instance-out.sql | 482.72 | 2242183.87 | 2038118.05 | 204065.82
CZ16/Hsp/defaults/instance-out.sql | 157.2 | 7215461.08 | 5062780.91 | 2152680.16
CZ16/Lib/defaults/instance-out.sql | 170.06 | 157987.26 | 138877.31 | 19109.96
CZ16/MBT/defaults/instance-out.sql | 242.97 | 9027968.95 | 4924449.24 | 4103519.72
CZ16/MLI/defaults/instance-out.sql | 363.05 | 3373296.53 | 1438382.16 | 1934914.36
CZ16/Mtl/defaults/instance-out.sql | 137.59 | 383310.14 | 191305.15 | 192004.99
CZ16/Nrs/defaults/instance-out.sql | 140.08 | 1444518.12 | 863297.49 | 581220.63
CZ16/OfL/defaults/instance-out.sql | 132.54 | 4308808.63 | 3081122.6 | 1227686.04
CZ16/OfS/defaults/instance-out.sql | 89.24 | 165857.29 | 155715.16 | 10142.13
CZ16/Rel/defaults/instance-out.sql | 380.55 | 707078.32 | 544334.28 | 162744.05
CZ16/RFF/defaults/instance-out.sql | 346.7 | 128713.76 | 85285.81 | 43427.95
CZ16/RSD/defaults/instance-out.sql | 371.96 | 387200.72 | 188840.56 | 198360.15
CZ16/Rt3/defaults/instance-out.sql | 128.94 | 2874893.94 | 1917957.58 | 956936.36
CZ16/RtL/defaults/instance-out.sql | 207.29 | 2513151.07 | 2241774.23 | 271376.84
CZ16/RtS/defaults/instance-out.sql | 105.6 | 156996.44 | 136636.14 | 20360.3
CZ16/SCn/defaults/instance-out.sql | 130.65 | 6068876.83 | 3537769.65 | 2531107.17
CZ16/SUn/defaults/instance-out.sql | 29.67 | 1378087.4 | 1299121.42 | 78965.99
CZ16/WRf/defaults/instance-out.sql | 185.76 | 8628879.46 | 8549905.25 | 78974.21
File Name | Net Source EUI (kWh/m2) | Net Source Energy (kWh)
CZ01/Asm/defaults/instance-out.sql | 344.05 | 2173690.38
CZ01/ECC/defaults/instance-out.sql | 273.23 | 7213930.81
CZ01/EPr/defaults/instance-out.sql | 305.49 | 1156405.95
CZ01/ERC/defaults/instance-out.sql | 150.25 | 40252.08
CZ01/ESe/defaults/instance-out.sql | 471.02 | 3255817.3
CZ01/EUn/defaults/instance-out.sql | 301.02 | 23988490.95
CZ01/Fin/defaults/instance-out.sql | 697.56 | 233299.59
CZ01/Gro/defaults/instance-out.sql | 1179.99 | 5480882.97
CZ01/Hsp/defaults/instance-out.sql | 205.28 | 9422138.43
CZ01/Lib/defaults/instance-out.sql | 422.55 | 392564.32
CZ01/MBT/defaults/instance-out.sql | 456.53 | 16962864.76
CZ01/MLI/defaults/instance-out.sql | 299.47 | 2782569.67
CZ01/Mtl/defaults/instance-out.sql | 171.52 | 477813.81
CZ01/Nrs/defaults/instance-out.sql | 228.6 | 2357387.12
CZ01/OfL/defaults/instance-out.sql | 195.13 | 6343476.95
CZ01/OfS/defaults/instance-out.sql | 230.79 | 428921.23
CZ01/Rel/defaults/instance-out.sql | 912.33 | 1695147.2
CZ01/RFF/defaults/instance-out.sql | 741.08 | 275132.39
CZ01/RSD/defaults/instance-out.sql | 539.82 | 561949.09
CZ01/Rt3/defaults/instance-out.sql | 227.29 | 5067855.55
CZ01/RtL/defaults/instance-out.sql | 575.29 | 6974848.85
CZ01/RtS/defaults/instance-out.sql | 279.29 | 415225.55
CZ01/SCn/defaults/instance-out.sql | 196.88 | 9145236.48
CZ01/SUn/defaults/instance-out.sql | 95.38 | 4430524.03
CZ01/WRf/defaults/instance-out.sql | 548.64 | 25484626.24
CZ02/Asm/defaults/instance-out.sql | 445.69 | 2815893.47
CZ02/ECC/defaults/instance-out.sql | 365.88 | 9660090.64
CZ02/EPr/defaults/instance-out.sql | 309.57 | 1171827.44
CZ02/ERC/defaults/instance-out.sql | 153.2 | 41040.54
CZ02/ESe/defaults/instance-out.sql | 524.22 | 3623498.06
CZ02/EUn/defaults/instance-out.sql | 386.12 | 30770537.03
CZ02/Fin/defaults/instance-out.sql | 723.62 | 242016.66
CZ02/Gro/defaults/instance-out.sql | 1354.29 | 6290500.82
CZ02/Hsp/defaults/instance-out.sql | 292.3 | 13416291.87
CZ02/Lib/defaults/instance-out.sql | 434.58 | 403733.72
CZ02/MBT/defaults/instance-out.sql | 462.92 | 17200329.6
CZ02/MLI/defaults/instance-out.sql | 409.18 | 3801976.6
CZ02/Mtl/defaults/instance-out.sql | 210.51 | 586428.14
CZ02/Nrs/defaults/instance-out.sql | 260.78 | 2689201.72
CZ02/OfL/defaults/instance-out.sql | 277.57 | 9023413.71
CZ02/OfS/defaults/instance-out.sql | 243.24 | 452054
CZ02/Rel/defaults/instance-out.sql | 909.21 | 1689354.34
CZ02/RFF/defaults/instance-out.sql | 814.53 | 302401.86
CZ02/RSD/defaults/instance-out.sql | 610.18 | 635189.93
CZ02/Rt3/defaults/instance-out.sql | 279.69 | 6236269.25
CZ02/RtL/defaults/instance-out.sql | 582.19 | 7058411.83
CZ02/RtS/defaults/instance-out.sql | 293.8 | 436794.97
CZ02/SCn/defaults/instance-out.sql | 224.11 | 10409958.83
CZ02/SUn/defaults/instance-out.sql | 95.22 | 4423132.68
CZ02/WRf/defaults/instance-out.sql | 680.76 | 31621811.48
CZ03/Asm/defaults/instance-out.sql | 349.24 | 2206494.78
CZ03/ECC/defaults/instance-out.sql | 316.65 | 8360351.36
CZ03/EPr/defaults/instance-out.sql | 302.95 | 1146762.99
CZ03/ERC/defaults/instance-out.sql | 144.8 | 38791.22
CZ03/ESe/defaults/instance-out.sql | 484.92 | 3351832.83
CZ03/EUn/defaults/instance-out.sql | 347 | 27652928.36
CZ03/Fin/defaults/instance-out.sql | 702.28 | 234877.39
CZ03/Gro/defaults/instance-out.sql | 1345.09 | 6247756.21
CZ03/Hsp/defaults/instance-out.sql | 248.83 | 11420913.19
CZ03/Lib/defaults/instance-out.sql | 414.82 | 385377.48
CZ03/MBT/defaults/instance-out.sql | 430.6 | 15999640.88
CZ03/MLI/defaults/instance-out.sql | 319.96 | 2972915.99
CZ03/Mtl/defaults/instance-out.sql | 187.53 | 522422.67
CZ03/Nrs/defaults/instance-out.sql | 240.13 | 2476243.79
CZ03/OfL/defaults/instance-out.sql | 247.1 | 8032859.95
CZ03/OfS/defaults/instance-out.sql | 233.27 | 433530.39
CZ03/Rel/defaults/instance-out.sql | 864.56 | 1606393.16
CZ03/RFF/defaults/instance-out.sql | 788.75 | 292830.21
CZ03/RSD/defaults/instance-out.sql | 550.34 | 572898.45
CZ03/Rt3/defaults/instance-out.sql | 258.67 | 5767389.7
CZ03/RtL/defaults/instance-out.sql | 573.17 | 6949145.93
CZ03/RtS/defaults/instance-out.sql | 282.09 | 419386.7
CZ03/SCn/defaults/instance-out.sql | 183.35 | 8516526.48
CZ03/SUn/defaults/instance-out.sql | 95.22 | 4422818.38
CZ03/WRf/defaults/instance-out.sql | 683.04 | 31727412.89
CZ04/Asm/defaults/instance-out.sql | 423.82 | 2677696.46
CZ04/ECC/defaults/instance-out.sql | 359.35 | 9487712.77
CZ04/EPr/defaults/instance-out.sql | 307.6 | 1164401.98
CZ04/ERC/defaults/instance-out.sql | 146.78 | 39320.43
CZ04/ESe/defaults/instance-out.sql | 511.66 | 3536700.07
CZ04/EUn/defaults/instance-out.sql | 388.9 | 30992127.3
CZ04/Fin/defaults/instance-out.sql | 717.48 | 239961.52
CZ04/Gro/defaults/instance-out.sql | 1394.03 | 6475075.96
CZ04/Hsp/defaults/instance-out.sql | 295.41 | 13559311.5
CZ04/Lib/defaults/instance-out.sql | 430.31 | 399770.09
CZ04/MBT/defaults/instance-out.sql | 449.44 | 16699700.5
CZ04/MLI/defaults/instance-out.sql | 374.34 | 3478248.53
CZ04/Mtl/defaults/instance-out.sql | 204.23 | 568951.03
CZ04/Nrs/defaults/instance-out.sql | 260.31 | 2684349.49
CZ04/OfL/defaults/instance-out.sql | 283.33 | 9210566.33
CZ04/OfS/defaults/instance-out.sql | 241.57 | 448960.8
CZ04/Rel/defaults/instance-out.sql | 881.3 | 1637499.85
CZ04/RFF/defaults/instance-out.sql | 820.96 | 304787.13
CZ04/RSD/defaults/instance-out.sql | 612.74 | 637852.34
CZ04/Rt3/defaults/instance-out.sql | 275.14 | 6134651.22
CZ04/RtL/defaults/instance-out.sql | 581.73 | 7052865.05
CZ04/RtS/defaults/instance-out.sql | 291.8 | 433813.24
CZ04/SCn/defaults/instance-out.sql | 212.09 | 9851509.19
CZ04/SUn/defaults/instance-out.sql | 95.15 | 4419951.91
CZ04/WRf/defaults/instance-out.sql | 723.01 | 33584195.26
CZ05/Asm/defaults/instance-out.sql | 358.68 | 2266126.57
CZ05/ECC/defaults/instance-out.sql | 327.25 | 8640300.33
CZ05/EPr/defaults/instance-out.sql | 301.39 | 1140859.7
CZ05/ERC/defaults/instance-out.sql | 141.54 | 37918.93
CZ05/ESe/defaults/instance-out.sql | 490.36 | 3389480.21
CZ05/EUn/defaults/instance-out.sql | 361 | 28768229.56
CZ05/Fin/defaults/instance-out.sql | 695.58 | 232639.03
CZ05/Gro/defaults/instance-out.sql | 1355.71 | 6297093.26
CZ05/Hsp/defaults/instance-out.sql | 265.97 | 12207700.47
CZ05/Lib/defaults/instance-out.sql | 410.7 | 381553.16
CZ05/MBT/defaults/instance-out.sql | 438.62 | 16297434.4
CZ05/MLI/defaults/instance-out.sql | 367.44 | 3414078.23
CZ05/Mtl/defaults/instance-out.sql | 196.96 | 548686.33
CZ05/Nrs/defaults/instance-out.sql | 250.01 | 2578111.38
CZ05/OfL/defaults/instance-out.sql | 258.33 | 8397887.68
CZ05/OfS/defaults/instance-out.sql | 230.07 | 427575.91
CZ05/Rel/defaults/instance-out.sql | 858.01 | 1594223.43
CZ05/RFF/defaults/instance-out.sql | 788.31 | 292668.59
CZ05/RSD/defaults/instance-out.sql | 569.35 | 592685.14
CZ05/Rt3/defaults/instance-out.sql | 274.64 | 6123512.24
CZ05/RtL/defaults/instance-out.sql | 570.54 | 6917197.6
CZ05/RtS/defaults/instance-out.sql | 280.24 | 416633.93
CZ05/SCn/defaults/instance-out.sql | 189.91 | 8821386.49
CZ05/SUn/defaults/instance-out.sql | 95.22 | 4422827.25
CZ05/WRf/defaults/instance-out.sql | 691.98 | 32142961.27
CZ06/Asm/defaults/instance-out.sql | 490.84 | 3101149.22
CZ06/ECC/defaults/instance-out.sql | 371.67 | 9813064.47
CZ06/EPr/defaults/instance-out.sql | 298.97 | 1131711.87
CZ06/ERC/defaults/instance-out.sql | 134.83 | 36119.77
CZ06/ESe/defaults/instance-out.sql | 489.43 | 3383053.28
CZ06/EUn/defaults/instance-out.sql | 402.88 | 32106007.6
CZ06/Fin/defaults/instance-out.sql | 689.64 | 230650.89
CZ06/Gro/defaults/instance-out.sql | 1561.61 | 7253451.65
CZ06/Hsp/defaults/instance-out.sql | 297.46 | 13653209.66
CZ06/Lib/defaults/instance-out.sql | 408.37 | 379384.36
CZ06/MBT/defaults/instance-out.sql | 424.4 | 15769171.66
CZ06/MLI/defaults/instance-out.sql | 352.65 | 3276676.05
CZ06/Mtl/defaults/instance-out.sql | 226.82 | 631891.07
CZ06/Nrs/defaults/instance-out.sql | 269.91 | 2783312.49
CZ06/OfL/defaults/instance-out.sql | 303.59 | 9869327.5
CZ06/OfS/defaults/instance-out.sql | 230.55 | 428477.45
CZ06/Rel/defaults/instance-out.sql | 810.43 | 1505813.8
CZ06/RFF/defaults/instance-out.sql | 795.44 | 295315.35
CZ06/RSD/defaults/instance-out.sql | 580.67 | 604473.46
CZ06/Rt3/defaults/instance-out.sql | 301.75 | 6728072.4
CZ06/RtL/defaults/instance-out.sql | 566.4 | 6866971.36
CZ06/RtS/defaults/instance-out.sql | 275.83 | 410078.43
CZ06/SCn/defaults/instance-out.sql | 192.39 | 8936597.35
CZ06/SUn/defaults/instance-out.sql | 95.07 | 4416251.23
CZ06/WRf/defaults/instance-out.sql | 787.01 | 36557116.38
CZ07/Asm/defaults/instance-out.sql | 455.97 | 2880838.41
CZ07/ECC/defaults/instance-out.sql | 382.4 | 10096359.27
CZ07/EPr/defaults/instance-out.sql | 299.28 | 1132898.64
CZ07/ERC/defaults/instance-out.sql | 135.14 | 36203.73
CZ07/ESe/defaults/instance-out.sql | 491.04 | 3394153.16
CZ07/EUn/defaults/instance-out.sql | 417.33 | 33257268.8
CZ07/Fin/defaults/instance-out.sql | 693.17 | 231830.22
CZ07/Gro/defaults/instance-out.sql | 1545.89 | 7180470.36
CZ07/Hsp/defaults/instance-out.sql | 315.03 | 14459806.05
CZ07/Lib/defaults/instance-out.sql | 409.95 | 380858.38
CZ07/MBT/defaults/instance-out.sql | 429.56 | 15960778.59
CZ07/MLI/defaults/instance-out.sql | 384.97 | 3576977.06
CZ07/Mtl/defaults/instance-out.sql | 229.33 | 638878.64
CZ07/Nrs/defaults/instance-out.sql | 269.13 | 2775336.78
CZ07/OfL/defaults/instance-out.sql | 311.01 | 10110603.58
CZ07/OfS/defaults/instance-out.sql | 229.74 | 426971.66
CZ07/Rel/defaults/instance-out.sql | 809.44 | 1503975.68
CZ07/RFF/defaults/instance-out.sql | 797.71 | 296156.64
CZ07/RSD/defaults/instance-out.sql | 604.94 | 629731.95
CZ07/Rt3/defaults/instance-out.sql | 300.86 | 6708113.9
CZ07/RtL/defaults/instance-out.sql | 569.04 | 6899001.72
CZ07/RtS/defaults/instance-out.sql | 279.16 | 415030.56
CZ07/SCn/defaults/instance-out.sql | 207.35 | 9631606.55
CZ07/SUn/defaults/instance-out.sql | 95.05 | 4415280.58
CZ07/WRf/defaults/instance-out.sql | 809.73 | 37612571.01
CZ08/Asm/defaults/instance-out.sql | 511.89 | 3234149.64
CZ08/ECC/defaults/instance-out.sql | 398.57 | 10523087.94
CZ08/EPr/defaults/instance-out.sql | 306.62 | 1160667.83
CZ08/ERC/defaults/instance-out.sql | 141.25 | 37838.9
CZ08/ESe/defaults/instance-out.sql | 510.48 | 3528526.95
CZ08/EUn/defaults/instance-out.sql | 430.72 | 34324393.86
CZ08/Fin/defaults/instance-out.sql | 714.96 | 239118.11
CZ08/Gro/defaults/instance-out.sql | 1537.81 | 7142929.23
CZ08/Hsp/defaults/instance-out.sql | 333.49 | 15307053.27
CZ08/Lib/defaults/instance-out.sql | 426.55 | 396278.35
CZ08/MBT/defaults/instance-out.sql | 446.6 | 16593922.13
CZ08/MLI/defaults/instance-out.sql | 399.35 | 3710591.71
CZ08/Mtl/defaults/instance-out.sql | 226.5 | 630986.21
CZ08/Nrs/defaults/instance-out.sql | 278.96 | 2876661.49
CZ08/OfL/defaults/instance-out.sql | 321.77 | 10460406.5
CZ08/OfS/defaults/instance-out.sql | 240.44 | 446849.59
CZ08/Rel/defaults/instance-out.sql | 843.77 | 1567751.85
CZ08/RFF/defaults/instance-out.sql | 820.6 | 304654.63
CZ08/RSD/defaults/instance-out.sql | 649.31 | 675922.68
CZ08/Rt3/defaults/instance-out.sql | 290.58 | 6478890.69
CZ08/RtL/defaults/instance-out.sql | 578.23 | 7010407.44
CZ08/RtS/defaults/instance-out.sql | 287.21 | 426996.5
CZ08/SCn/defaults/instance-out.sql | 233.45 | 10843832.82
CZ08/SUn/defaults/instance-out.sql | 95.05 | 4415147.68
CZ08/WRf/defaults/instance-out.sql | 787.36 | 36573530.18
CZ09/Asm/defaults/instance-out.sql | 524.5 | 3313784.41
CZ09/ECC/defaults/instance-out.sql | 437.45 | 11549638.19
CZ09/EPr/defaults/instance-out.sql | 312.77 | 1183951.24
CZ09/ERC/defaults/instance-out.sql | 145.59 | 39003.9
CZ09/ESe/defaults/instance-out.sql | 539.88 | 3731761.57
CZ09/EUn/defaults/instance-out.sql | 448.02 | 35703145.15
CZ09/Fin/defaults/instance-out.sql | 730.22 | 244222.17
CZ09/Gro/defaults/instance-out.sql | 1571.49 | 7299387.95
CZ09/Hsp/defaults/instance-out.sql | 356.4 | 16358589.24
CZ09/Lib/defaults/instance-out.sql | 442.04 | 410672.92
CZ09/MBT/defaults/instance-out.sql | 457.01 | 16980705.74
CZ09/MLI/defaults/instance-out.sql | 411.93 | 3827533.96
CZ09/Mtl/defaults/instance-out.sql | 245.36 | 683515.14
CZ09/Nrs/defaults/instance-out.sql | 293.35 | 3025060.69
CZ09/OfL/defaults/instance-out.sql | 336.77 | 10947885.17
CZ09/OfS/defaults/instance-out.sql | 249.47 | 463629.82
CZ09/Rel/defaults/instance-out.sql | 862.2 | 1601994.86
CZ09/RFF/defaults/instance-out.sql | 848.89 | 315158.52
CZ09/RSD/defaults/instance-out.sql | 683.08 | 711076.89
CZ09/Rt3/defaults/instance-out.sql | 309.26 | 6895404.32
CZ09/RtL/defaults/instance-out.sql | 588.62 | 7136407.66
CZ09/RtS/defaults/instance-out.sql | 294.13 | 437274.39
CZ09/SCn/defaults/instance-out.sql | 272.28 | 12647792.09
CZ09/SUn/defaults/instance-out.sql | 95.03 | 4414108.22
CZ09/WRf/defaults/instance-out.sql | 787.04 | 36558663.29
CZ10/Asm/defaults/instance-out.sql | 574.05 | 3626879.35
CZ10/ECC/defaults/instance-out.sql | 435.76 | 11505214.8
CZ10/EPr/defaults/instance-out.sql | 320.19 | 1212028.3
CZ10/ERC/defaults/instance-out.sql | 152.2 | 40773.95
CZ10/ESe/defaults/instance-out.sql | 567.32 | 3921454.84
CZ10/EUn/defaults/instance-out.sql | 466.33 | 37162512.78
CZ10/Fin/defaults/instance-out.sql | 739.8 | 247427.69
CZ10/Gro/defaults/instance-out.sql | 1552.88 | 7212943.29
CZ10/Hsp/defaults/instance-out.sql | 385.78 | 17707058.45
CZ10/Lib/defaults/instance-out.sql | 451.76 | 419703.17
CZ10/MBT/defaults/instance-out.sql | 492.99 | 18317685.37
CZ10/MLI/defaults/instance-out.sql | 464.32 | 4314255.38
CZ10/Mtl/defaults/instance-out.sql | 252.8 | 704264.66
CZ10/Nrs/defaults/instance-out.sql | 305.43 | 3149646.73
CZ10/OfL/defaults/instance-out.sql | 337.05 | 10956968.44
CZ10/OfS/defaults/instance-out.sql | 249.41 | 463529.92
CZ10/Rel/defaults/instance-out.sql | 921.01 | 1711269.19
CZ10/RFF/defaults/instance-out.sql | 870.66 | 323241.11
CZ10/RSD/defaults/instance-out.sql | 735.72 | 765871.73
CZ10/Rt3/defaults/instance-out.sql | 333.56 | 7437372.75
CZ10/RtL/defaults/instance-out.sql | 602.21 | 7301157.46
CZ10/RtS/defaults/instance-out.sql | 311.6 | 463261.01
CZ10/SCn/defaults/instance-out.sql | 276.79 | 12857241.92
CZ10/SUn/defaults/instance-out.sql | 95.01 | 4413481.23
CZ10/WRf/defaults/instance-out.sql | 832.36 | 38663721.8
CZ11/Asm/defaults/instance-out.sql | 590.05 | 3727981.31
CZ11/ECC/defaults/instance-out.sql | 439.72 | 11609757.06
CZ11/EPr/defaults/instance-out.sql | 346.54 | 1311781.34
CZ11/ERC/defaults/instance-out.sql | 182.75 | 48957.2
CZ11/ESe/defaults/instance-out.sql | 589.45 | 4074384.15
CZ11/EUn/defaults/instance-out.sql | 477.46 | 38049289.92
CZ11/Fin/defaults/instance-out.sql | 808.24 | 270318.26
CZ11/Gro/defaults/instance-out.sql | 1486.23 | 6903328.29
CZ11/Hsp/defaults/instance-out.sql | 382.45 | 17554292.02
CZ11/Lib/defaults/instance-out.sql | 511.8 | 475477.91
CZ11/MBT/defaults/instance-out.sql | 531.17 | 19736271.72
CZ11/MLI/defaults/instance-out.sql | 530.12 | 4925666.43
CZ11/Mtl/defaults/instance-out.sql | 283.22 | 788993.53
CZ11/Nrs/defaults/instance-out.sql | 324.89 | 3350333.79
CZ11/OfL/defaults/instance-out.sql | 343.51 | 11166924.78
CZ11/OfS/defaults/instance-out.sql | 281.36 | 522905.67
CZ11/Rel/defaults/instance-out.sql | 1034.38 | 1921924.79
CZ11/RFF/defaults/instance-out.sql | 898.08 | 333420.63
CZ11/RSD/defaults/instance-out.sql | 789.79 | 822161.61
CZ11/Rt3/defaults/instance-out.sql | 323.08 | 7203568.53
CZ11/RtL/defaults/instance-out.sql | 629.2 | 7628469.52
CZ11/RtS/defaults/instance-out.sql | 329.29 | 489556.41
CZ11/SCn/defaults/instance-out.sql | 324.81 | 15087771.58
CZ11/SUn/defaults/instance-out.sql | 95.05 | 4415171.06
CZ11/WRf/defaults/instance-out.sql | 712.02 | 33073687.68
CZ12/Asm/defaults/instance-out.sql | 565.54 | 3573112.1
CZ12/ECC/defaults/instance-out.sql | 447.03 | 11802772.81
CZ12/EPr/defaults/instance-out.sql | 327.07 | 1238080.54
CZ12/ERC/defaults/instance-out.sql | 166.04 | 44481.03
CZ12/ESe/defaults/instance-out.sql | 568.95 | 3932718.48
CZ12/EUn/defaults/instance-out.sql | 456.4 | 36370892.97
CZ12/Fin/defaults/instance-out.sql | 763.35 | 255302.06
CZ12/Gro/defaults/instance-out.sql | 1447.68 | 6724261.99
CZ12/Hsp/defaults/instance-out.sql | 358.39 | 16449820.64
CZ12/Lib/defaults/instance-out.sql | 475.07 | 441350.43
CZ12/MBT/defaults/instance-out.sql | 501.13 | 18620035.05
CZ12/MLI/defaults/instance-out.sql | 496.15 | 4610077.87
CZ12/Mtl/defaults/instance-out.sql | 250.6 | 698119.1
CZ12/Nrs/defaults/instance-out.sql | 300.11 | 3094790.45
CZ12/OfL/defaults/instance-out.sql | 323.7 | 10523159.54
CZ12/OfS/defaults/instance-out.sql | 258.98 | 481310.11
CZ12/Rel/defaults/instance-out.sql | 968.05 | 1798672.52
CZ12/RFF/defaults/instance-out.sql | 850.2 | 315642.78
CZ12/RSD/defaults/instance-out.sql | 707.14 | 736123.25
CZ12/Rt3/defaults/instance-out.sql | 306.55 | 6835030.32
CZ12/RtL/defaults/instance-out.sql | 607.21 | 7361797.78
CZ12/RtS/defaults/instance-out.sql | 310.75 | 461989.86
CZ12/SCn/defaults/instance-out.sql | 283.3 | 13159477.28
CZ12/SUn/defaults/instance-out.sql | 95.1 | 4417299.09
CZ12/WRf/defaults/instance-out.sql | 710.5 | 33003012.98
CZ13/Asm/defaults/instance-out.sql | 602.12 | 3804211.82
CZ13/ECC/defaults/instance-out.sql | 458.56 | 12106952.63
CZ13/EPr/defaults/instance-out.sql | 345.99 | 1309719.86
CZ13/ERC/defaults/instance-out.sql | 180.39 | 48326.68
CZ13/ESe/defaults/instance-out.sql | 585.46 | 4046806.2
CZ13/EUn/defaults/instance-out.sql | 489.42 | 39002675.11
CZ13/Fin/defaults/instance-out.sql | 802.88 | 268524.79
CZ13/Gro/defaults/instance-out.sql | 1515.93 | 7041301.07
CZ13/Hsp/defaults/instance-out.sql | 393.38 | 18055735.5
CZ13/Lib/defaults/instance-out.sql | 509.44 | 473284.77
CZ13/MBT/defaults/instance-out.sql | 532.27 | 19777387.94
CZ13/MLI/defaults/instance-out.sql | 515.2 | 4787055.88
CZ13/Mtl/defaults/instance-out.sql | 278.93 | 777033.45
CZ13/Nrs/defaults/instance-out.sql | 323.57 | 3336713.85
CZ13/OfL/defaults/instance-out.sql | 348.55 | 11330821.96
CZ13/OfS/defaults/instance-out.sql | 275.63 | 512258.16
CZ13/Rel/defaults/instance-out.sql | 1015.9 | 1887583.21
CZ13/RFF/defaults/instance-out.sql | 895.2 | 332352.12
CZ13/RSD/defaults/instance-out.sql | 797.24 | 829911.97
CZ13/Rt3/defaults/instance-out.sql | 326.27 | 7274858.56
CZ13/RtL/defaults/instance-out.sql | 628.71 | 7622510.19
CZ13/RtS/defaults/instance-out.sql | 328.54 | 488431.39
CZ13/SCn/defaults/instance-out.sql | 317.91 | 14767148.64
CZ13/SUn/defaults/instance-out.sql | 95 | 4412967.68
CZ13/WRf/defaults/instance-out.sql | 753.43 | 34997324.44
CZ14/Asm/defaults/instance-out.sql | 632.48 | 3996045.4
CZ14/ECC/defaults/instance-out.sql | 493.56 | 13031118.52
CZ14/EPr/defaults/instance-out.sql | 364.36 | 1379249.89
CZ14/ERC/defaults/instance-out.sql | 192.06 | 51452.17
CZ14/ESe/defaults/instance-out.sql | 620.05 | 4285922.09
CZ14/EUn/defaults/instance-out.sql | 539.16 | 42966106.87
CZ14/Fin/defaults/instance-out.sql | 848.64 | 283829.42
CZ14/Gro/defaults/instance-out.sql | 1610.8 | 7481953.41
CZ14/Hsp/defaults/instance-out.sql | 434 | 19920334.16
CZ14/Lib/defaults/instance-out.sql | 537.4 | 499259.75
CZ14/MBT/defaults/instance-out.sql | 569.97 | 21178072.99
CZ14/MLI/defaults/instance-out.sql | 644.43 | 5987838.83
CZ14/Mtl/defaults/instance-out.sql | 311.4 | 867492.58
CZ14/Nrs/defaults/instance-out.sql | 353.23 | 3642584.46
CZ14/OfL/defaults/instance-out.sql | 374.29 | 12167664.12
CZ14/OfS/defaults/instance-out.sql | 296.04 | 550190.39
CZ14/Rel/defaults/instance-out.sql | 1086.21 | 2018228.48
CZ14/RFF/defaults/instance-out.sql | 940.71 | 349245.21
CZ14/RSD/defaults/instance-out.sql | 880.56 | 916651.54
CZ14/Rt3/defaults/instance-out.sql | 349.29 | 7788127.23
CZ14/RtL/defaults/instance-out.sql | 655.12 | 7942723.15
CZ14/RtS/defaults/instance-out.sql | 341.69 | 507993.82
CZ14/SCn/defaults/instance-out.sql | 360.09 | 16726404.41
CZ14/SUn/defaults/instance-out.sql | 94.92 | 4409184.31
CZ14/WRf/defaults/instance-out.sql | 727.87 | 33809798.2
CZ15/Asm/defaults/instance-out.sql | 761.4 | 4810567.25
CZ15/ECC/defaults/instance-out.sql | 628.8 | 16601728.21
CZ15/EPr/defaults/instance-out.sql | 378.49 | 1432738.06
CZ15/ERC/defaults/instance-out.sql | 197.85 | 53002.47
CZ15/ESe/defaults/instance-out.sql | 678.42 | 4689351.65
CZ15/EUn/defaults/instance-out.sql | 620.56 | 49453105.57
CZ15/Fin/defaults/instance-out.sql | 875.05 | 292661.87
CZ15/Gro/defaults/instance-out.sql | 1714.61 | 7964127.04
CZ15/Hsp/defaults/instance-out.sql | 486.37 | 22324252.13
CZ15/Lib/defaults/instance-out.sql | 562 | 522114.46
CZ15/MBT/defaults/instance-out.sql | 604.35 | 22455444
CZ15/MLI/defaults/instance-out.sql | 953.92 | 8863473.06
CZ15/Mtl/defaults/instance-out.sql | 353.22 | 984011.28
CZ15/Nrs/defaults/instance-out.sql | 394.95 | 4072760.17
CZ15/OfL/defaults/instance-out.sql | 425.64 | 13837013.13
CZ15/OfS/defaults/instance-out.sql | 303.41 | 563876.96
CZ15/Rel/defaults/instance-out.sql | 1113.99 | 2069847.5
CZ15/RFF/defaults/instance-out.sql | 963.65 | 357764.48
CZ15/RSD/defaults/instance-out.sql | 946.03 | 984803.7
CZ15/Rt3/defaults/instance-out.sql | 393 | 8762547.65
CZ15/RtL/defaults/instance-out.sql | 674.34 | 8175636.13
CZ15/RtS/defaults/instance-out.sql | 358.03 | 532280.99
CZ15/SCn/defaults/instance-out.sql | 453.72 | 21075690.71
CZ15/SUn/defaults/instance-out.sql | 94.75 | 4401369.91
CZ15/WRf/defaults/instance-out.sql | 779.34 | 36200882.81
CZ16/Asm/defaults/instance-out.sql | 600.51 | 3794047.4
CZ16/ECC/defaults/instance-out.sql | 501.06 | 13229041.09
CZ16/EPr/defaults/instance-out.sql | 352.46 | 1334191.17
CZ16/ERC/defaults/instance-out.sql | 189.1 | 50659.33
CZ16/ESe/defaults/instance-out.sql | 618.01 | 4271835.06
CZ16/EUn/defaults/instance-out.sql | 527.12 | 42006357.75
CZ16/Fin/defaults/instance-out.sql | 812.48 | 271735.56
CZ16/Gro/defaults/instance-out.sql | 1511.55 | 7020971.19
CZ16/Hsp/defaults/instance-out.sql | 417.51 | 19163544.38
CZ16/Lib/defaults/instance-out.sql | 520.82 | 483858.32
CZ16/MBT/defaults/instance-out.sql | 558.29 | 20744045.6
CZ16/MLI/defaults/instance-out.sql | 735.08 | 6830051.76
CZ16/Mtl/defaults/instance-out.sql | 301.52 | 839988.41
CZ16/Nrs/defaults/instance-out.sql | 338.63 | 3491951.62
CZ16/OfL/defaults/instance-out.sql | 356.1 | 11576336.76
CZ16/OfS/defaults/instance-out.sql | 285.56 | 530707.44
CZ16/Rel/defaults/instance-out.sql | 1070.2 | 1988469.51
CZ16/RFF/defaults/instance-out.sql | 889.74 | 330323.67
CZ16/RSD/defaults/instance-out.sql | 805.4 | 838410.57
CZ16/Rt3/defaults/instance-out.sql | 332.24 | 7407890.68
CZ16/RtL/defaults/instance-out.sql | 641.01 | 7771657.49
CZ16/RtS/defaults/instance-out.sql | 321.3 | 477681.94
CZ16/SCn/defaults/instance-out.sql | 311.43 | 14466219.85
CZ16/SUn/defaults/instance-out.sql | 95.19 | 4421742.92
CZ16/WRf/defaults/instance-out.sql | 616.56 | 28639369.54
File Name | Total (kWh) | Heating (kWh) | Cooling (kWh) | Interior Lighting (kWh) | Exterior Lighting (kWh) | Interior Equipment (kWh) | Exterior Equipment (kWh) | Fans (kWh) | Pumps (kWh) | Heat Rejection (kWh) | Humidification (kWh) | Heat Recovery (kWh) | Water Systems (kWh) | Refrigeration (kWh) | Generators (kWh)
CZ01/Asm/defaults/instance-out.sql | 1044978.25 | 548397.54 | 21032.49 | 153888.09 | 0 | 145958.35 | 0 | 149745.49 | 199.02 | 0 | 0 | 0 | 25757.26 | 0 | 0
CZ01/ECC/defaults/instance-out.sql | 2799915.73 | 333420.4 | 134156.52 | 350734.07 | 0 | 1004942.32 | 0 | 389395.27 | 57004.76 | 0 | 0 | 0 | 530262.4 | 0 | 0
CZ01/EPr/defaults/instance-out.sql | 454479.71 | 27879.56 | 10150.83 | 63471.11 | 0 | 124743.49 | 0 | 141108.53 | 0 | 0 | 0 | 0 | 87126.18 | 0 | 0
CZ01/ERC/defaults/instance-out.sql | 16357.09 | 2591.63 | 21.49 | 2170.58 | 0 | 2139.72 | 0 | 5753.78 | 0 | 0 | 0 | 0 | 3679.89 | 0 | 0
CZ01/ESe/defaults/instance-out.sql | 1328502.5 | 197927.57 | 20941.7 | 197273.03 | 0 | 322422.45 | 0 | 336593.81 | 153.85 | 0 | 0 | 0 | 253190.1 | 0 | 0
CZ01/EUn/defaults/instance-out.sql | 8513841.23 | 1006752.64 | 258461.68 | 1274541.22 | 0 | 3680441 | 0 | 1467864.76 | 20258.48 | 0 | 0 | 0 | 805521.46 | 0 | 0
CZ01/Fin/defaults/instance-out.sql | 76068.45 | 3264.7 | 121.54 | 21323.7 | 0 | 14732.48 | 0 | 30833.15 | 0 | 0 | 0 | 0 | 5792.88 | 0 | 0
CZ01/Gro/defaults/instance-out.sql | 1841897.23 | 221955.58 | 334.37 | 249305.1 | 0 | 177647.52 | 0 | 197023.81 | 0 | 0 | 0 | 0 | 70697.61 | 924933.24 | 0
CZ01/Hsp/defaults/instance-out.sql | 3414394.13 | 520987.48 | 256326.43 | 857863.39 | 0 | 1185036.94 | 0 | 209116.03 | 85446.08 | 0 | 0 | 0 | 299617.77 | 0 | 0
CZ01/Lib/defaults/instance-out.sql | 133061.74 | 8597.28 | 156.16 | 29298.95 | 0 | 23374.05 | 0 | 57615.1 | 0 | 0 | 0 | 0 | 14020.2 | 0 | 0
CZ01/MBT/defaults/instance-out.sql | 8524877.67 | 4050644.77 | 111335.16 | 711184.77 | 0 | 2172017.2199999997 | 0 | 1255822.13 | 30340.78 | 0 | 0 | 0 | 193532.83 | 0 | 0
CZ01/MLI/defaults/instance-out.sql | 1311966.79 | 642817.2 | 15824.75 | 283897.7 | 0 | 240539.88 | 0 | 73623.92 | 566.62 | 0 | 0 | 0 | 54696.71 | 0 | 0
CZ01/Mtl/defaults/instance-out.sql | 243710.49 | 144519.95 | 5716.92 | 51355.88 | 0 | 22461.47 | 0 | 17768.38 | 48.87 | 0 | 0 | 0 | 1839.02 | 0 | 0
CZ01/Nrs/defaults/instance-out.sql | 971437.88 | 183632.11 | 28782.11 | 201226.15 | 0 | 347903.8 | 0 | 72344.75 | 112.4 | 0 | 0 | 0 | 137436.56 | 0 | 0
CZ01/OfL/defaults/instance-out.sql | 2518746.76 | 776368.7 | 129579.75 | 463682.79 | 0 | 831153.37 | 0 | 162514.81 | 29444.8 | 0 | 0 | 0 | 126002.53 | 0 | 0
CZ01/OfS/defaults/instance-out.sql | 136984.64 | 7426.87 | 325.15 | 23792.96 | 0 | 29466.65 | 0 | 70923.88 | 0 | 0 | 0 | 0 | 5049.13 | 0 | 0
CZ01/Rel/defaults/instance-out.sql | 656510.4 | 198949.41 | 521.13 | 91928.76 | 0 | 78770.29 | 0 | 268283.01 | 0 | 0 | 0 | 0 | 18057.81 | 0 | 0
CZ01/RFF/defaults/instance-out.sql | 113792.21 | 3471.66 | 4004.96 | 13249.86 | 0 | 37905.78 | 0 | 32349.78 | 0 | 0 | 0 | 0 | 22810.18 | 0 | 0
CZ01/RSD/defaults/instance-out.sql | 273133.05 | 33555.98 | 10901.61 | 36053.39 | 0 | 76552.65 | 0 | 35910.12 | 12.5 | 0 | 0 | 0 | 80146.8 | 0 | 0
CZ01/Rt3/defaults/instance-out.sql | 1840158.73 | 277674.02 | 32799.32 | 774617.57 | 0 | 436518 | 0 | 125663.9 | 313.7 | 0 | 0 | 0 | 192572.21 | 0 | 0
CZ01/RtL/defaults/instance-out.sql | 2274622.07 | 44413.5 | 12982.91 | 767684.28 | 0 | 509362.99 | 0 | 753516.79 | 0 | 0 | 0 | 0 | 186661.59 | 0 | 0
CZ01/RtS/defaults/instance-out.sql | 140157.3 | 11913.6 | 126.12 | 44615.1 | 0 | 24449.53 | 0 | 47896.4 | 0 | 0 | 0 | 0 | 11156.54 | 0 | 0
CZ01/SCn/defaults/instance-out.sql | 4777783.03 | 2883672.99 | 37341.6 | 850055.03 | 0 | 449066.39 | 0 | 467572.49 | 2723.16 | 0 | 0 | 0 | 87351.37 | 0 | 0
CZ01/SUn/defaults/instance-out.sql | 1386474.33 | 0 | 0 | 850055.03 | 0 | 449066.39 | 0 | 0 | 0 | 0 | 0 | 0 | 87352.91 | 0 | 0
CZ01/WRf/defaults/instance-out.sql | 7690107.15 | 0 | 0 | 850055.03 | 0 | 224533.19 | 0 | 1100.74 | 0 | 0 | 0 | 0 | 87366.61 | 6527051.58 | 0
CZ02/Asm/defaults/instance-out.sql | 1262681.8 | 587488.62 | 153743.51 | 153888.09 | 0 | 145958.35 | 0 | 197185.37 | 714.26 | 0 | 0 | 0 | 23703.59 | 0 | 0
CZ02/ECC/defaults/instance-out.sql | 3590006.36 | 461432.48 | 723991.53 | 350734.07 | 0 | 1004942.32 | 0 | 486488.83 | 76109.75 | 0 | 0 | 0 | 486307.37 | 0 | 0
CZ02/EPr/defaults/instance-out.sql | 445732.3 | 15609.28 | 29324.94 | 63471.11 | 0 | 124743.49 | 0 | 132654.03 | 0 | 0 | 0 | 0 | 79929.46 | 0 | 0
CZ02/ERC/defaults/instance-out.sql | 15446.39 | 1176.15 | 686.8 | 2170.58 | 0 | 2139.72 | 0 | 5848.15 | 0 | 0 | 0 | 0 | 3424.98 | 0 | 0
CZ02/ESe/defaults/instance-out.sql | 1401716.26 | 164829.57 | 99064.92 | 197273.03 | 0 | 322422.45 | 0 | 385438.28 | 105.45 | 0 | 0 | 0 | 232582.57 | 0 | 0
CZ02/EUn/defaults/instance-out.sql | 10680271.68 | 1270688.56 | 1937632.44 | 1274541.22 | 0 | 3680441 | 0 | 1681702.93 | 95759.53 | 0 | 0 | 0 | 739506 | 0 | 0
CZ02/Fin/defaults/instance-out.sql | 77468.15 | 1923.23 | 4785.98 | 21323.7 | 0 | 14732.48 | 0 | 29331.2 | 0 | 0 | 0 | 0 | 5371.57 | 0 | 0
CZ02/Gro/defaults/instance-out.sql | 2009741.3 | 119054.86 | 21210.03 | 249305.1 | 0 | 177647.52 | 0 | 203090.06 | 0 | 0 | 0 | 0 | 64998.84 | 1174434.89 | 0
CZ02/Hsp/defaults/instance-out.sql | 4883806.54 | 943797.23 | 1131405.85 | 857863.39 | 0 | 1185036.94 | 0 | 383983.77 | 106444.71 | 0 | 0 | 0 | 275274.66 | 0 | 0
CZ02/Lib/defaults/instance-out.sql | 132879.67 | 4574.42 | 8407.02 | 29298.95 | 0 | 23374.05 | 0 | 54318.46 | 0 | 0 | 0 | 0 | 12906.77 | 0 | 0
CZ02/MBT/defaults/instance-out.sql | 7661106.84 | 2704602.87 | 479576.88 | 711184.77 | 0 | 2172017.2199999997 | 0 | 1376823.84 | 39061.97 | 0 | 0 | 0 | 177839.28 | 0 | 0
CZ02/MLI/defaults/instance-out.sql | 1748836.95 | 838997.08 | 146771.06 | 283897.7 | 0 | 240539.88 | 0 | 187785.89 | 553.79 | 0 | 0 | 0 | 50291.55 | 0 | 0
CZ02/Mtl/defaults/instance-out.sql | 268291.17000000004 | 133060.63 | 32175.72 | 51355.88 | 0 | 22461.47 | 0 | 27443.68 | 58.83 | 0 | 0 | 0 | 1734.97 | 0 | 0
CZ02/Nrs/defaults/instance-out.sql | 1066271.81 | 188199.94 | 98324.21 | 201226.15 | 0 | 347903.8 | 0 | 104166.71 | 154.13 | 0 | 0 | 0 | 126296.85 | 0 | 0
CZ02/OfL/defaults/instance-out.sql | 3337459.9299999997 | 810363.05 | 827152.85 | 463682.79 | 0 | 831153.37 | 0 | 225827.75 | 63475.5 | 0 | 0 | 0 | 115804.62 | 0 | 0
CZ02/OfS/defaults/instance-out.sql | 141082.24 | 3668.04 | 9507.66 | 23792.96 | 0 | 29466.65 | 0 | 69958.8 | 0 | 0 | 0 | 0 | 4688.12 | 0 | 0
CZ02/Rel/defaults/instance-out.sql | 594971.4299999999 | 113262.15 | 35045.53 | 91928.76 | 0 | 78770.29 | 0 | 259331.41 | 0 | 0 | 0 | 0 | 16633.28 | 0 | 0
CZ02/RFF/defaults/instance-out.sql | 119653.88 | 1920.66 | 9117.64 | 13249.86 | 0 | 37905.78 | 0 | 36453.1 | 0 | 0 | 0 | 0 | 21006.84 | 0 | 0
CZ02/RSD/defaults/instance-out.sql | 296180.19 | 41647.43 | 26224.33 | 36053.39 | 0 | 76552.65 | 0 | 41978.6 | 38.85 | 0 | 0 | 0 | 73684.94 | 0 | 0
CZ02/Rt3/defaults/instance-out.sql | 2347633.66 | 522921.88 | 211786.83 | 774617.57 | 0 | 436518 | 0 | 223956.72 | 873.53 | 0 | 0 | 0 | 176959.14 | 0 | 0
CZ02/RtL/defaults/instance-out.sql | 2280796.1 | 32093.01 | 119389.65 | 767684.28 | 0 | 509362.99 | 0 | 680733.59 | 0 | 0 | 0 | 0 | 171532.58 | 0 | 0
CZ02/RtS/defaults/instance-out.sql | 143248.62 | 7866.94 | 7163.54 | 44615.1 | 0 | 24449.53 | 0 | 48854.11 | 0 | 0 | 0 | 0 | 10299.4 | 0 | 0
CZ02/SCn/defaults/instance-out.sql | 4508989.9 | 1947647.98 | 680489.29 | 850055.03 | 0 | 449066.39 | 0 | 477950.53 | 23488.22 | 0 | 0 | 0 | 80292.46 | 0 | 0
CZ02/SUn/defaults/instance-out.sql | 1379414.78 | 0 | 0 | 850055.03 | 0 | 449066.39 | 0 | 0 | 0 | 0 | 0 | 0 | 80293.36 | 0 | 0
CZ02/WRf/defaults/instance-out.sql | 9522734.81 | 0 | 0 | 850055.03 | 0 | 224533.19 | 0 | 1100.74 | 0 | 0 | 0 | 0 | 80297.77 | 8366748.08 | 0
CZ03/Asm/defaults/instance-out.sql | 937932.29 | 380308.89 | 88638.11 | 153888.09 | 0 | 145958.35 | 0 | 144991.98 | 531.17 | 0 | 0 | 0 | 23615.7 | 0 | 0
CZ03/ECC/defaults/instance-out.sql | 3000572.97 | 171065.97 | 516071.94 | 350734.07 | 0 | 1004942.32 | 0 | 397260.77 | 75567.67 | 0 | 0 | 0 | 484930.23 | 0 | 0
CZ03/EPr/defaults/instance-out.sql | 432745.15 | 7850.78 | 20064.46 | 63471.11 | 0 | 124743.49 | 0 | 136913.67 | 0 | 0 | 0 | 0 | 79701.64 | 0 | 0
CZ03/ERC/defaults/instance-out.sql | 14427.77 | 681.23 | 277.75 | 2170.58 | 0 | 2139.72 | 0 | 5741.36 | 0 | 0 | 0 | 0 | 3417.13 | 0 | 0
CZ03/ESe/defaults/instance-out.sql | 1267977.74 | 89356.09 | 59357.47 | 197273.03 | 0 | 322422.45 | 0 | 367751.55 | 89.69 | 0 | 0 | 0 | 231727.47 | 0 | 0
CZ03/EUn/defaults/instance-out.sql | 9326969.24 | 661641.17 | 1346537.02 | 1274541.22 | 0 | 3680441 | 0 | 1539624.49 | 87240.85 | 0 | 0 | 0 | 736943.5 | 0 | 0
CZ03/Fin/defaults/instance-out.sql | 74609.14 | 890.41 | 2183.58 | 21323.7 | 0 | 14732.48 | 0 | 30125.53 | 0 | 0 | 0 | 0 | 5353.43 | 0 | 0
CZ03/Gro/defaults/instance-out.sql | 1975501.77 | 88070.46 | 8187.2 | 249305.1 | 0 | 177647.52 | 0 | 198557.15 | 0 | 0 | 0 | 0 | 64751.04 | 1188983.3 | 0
CZ03/Hsp/defaults/instance-out.sql | 3979676.25 | 498089.7 | 784916.28 | 857863.39 | 0 | 1185036.94 | 0 | 279790.64 | 99755.27 | 0 | 0 | 0 | 274224.03 | 0 | 0
CZ03/Lib/defaults/instance-out.sql | 125744.08 | 2221.45 | 3680.89 | 29298.95 | 0 | 23374.05 | 0 | 54297.42 | 0 | 0 | 0 | 0 | 12871.32 | 0 | 0
CZ03/MBT/defaults/instance-out.sql | 6871528.95 | 2078806.1 | 333166.86 | 711184.77 | 0 | 2172017.2199999997 | 0 | 1361817.66 | 37372.79 | 0 | 0 | 0 | 177163.55 | 0 | 0
CZ03/MLI/defaults/instance-out.sql | 1279825.55 | 517584.97 | 83511.82 | 283897.7 | 0 | 240539.88 | 0 | 103711.87 | 479.43 | 0 | 0 | 0 | 50099.87 | 0 | 0
CZ03/Mtl/defaults/instance-out.sql | 227998.53 | 102273.68 | 26273.71 | 51355.88 | 0 | 22461.47 | 0 | 23842 | 47 | 0 | 0 | 0 | 1744.79 | 0 | 0
CZ03/Nrs/defaults/instance-out.sql | 945729.5 | 105966.12 | 77525.15 | 201226.15 | 0 | 347903.8 | 0 | 87176.33 | 110.98 | 0 | 0 | 0 | 125820.97 | 0 | 0
CZ03/OfL/defaults/instance-out.sql | 2888858.43 | 589355.21 | 631107.27 | 463682.79 | 0 | 831153.37 | 0 | 194665.19 | 63527.95 | 0 | 0 | 0 | 115366.64 | 0 | 0
CZ03/OfS/defaults/instance-out.sql | 134308.02 | 1894.6 | 4301.9 | 23792.96 | 0 | 29466.65 | 0 | 70179.39 | 0 | 0 | 0 | 0 | 4672.53 | 0 | 0
CZ03/Rel/defaults/instance-out.sql | 540558.92 | 70247.07 | 14728.38 | 91928.76 | 0 | 78770.29 | 0 | 268313.51 | 0 | 0 | 0 | 0 | 16570.91 | 0 | 0
CZ03/RFF/defaults/instance-out.sql | 115934.02 | 755.42 | 7356.47 | 13249.86 | 0 | 37905.78 | 0 | 35738.5 | 0 | 0 | 0 | 0 | 20928 | 0 | 0
CZ03/RSD/defaults/instance-out.sql | 262549.41 | 20107.39 | 19549.5 | 36053.39 | 0 | 76552.65 | 0 | 36864.38 | 18.02 | 0 | 0 | 0 | 73404.07 | 0 | 0
CZ03/Rt3/defaults/instance-out.sql | 2099616.87 | 366823.82 | 162178.13 | 774617.57 | 0 | 436518 | 0 | 182551.85 | 650.29 | 0 | 0 | 0 | 176277.21 | 0 | 0
CZ03/RtL/defaults/instance-out.sql | 2236345.26 | 15648.26 | 63133.4 | 767684.28 | 0 | 509362.99 | 0 | 709634.46 | 0 | 0 | 0 | 0 | 170881.86 | 0 | 0
CZ03/RtS/defaults/instance-out.sql | 135657.99 | 4439.64 | 3138.13 | 44615.1 | 0 | 24449.53 | 0 | 48753.53 | 0 | 0 | 0 | 0 | 10262.05 | 0 | 0
CZ03/SCn/defaults/instance-out.sql | 3586087.27 | 1429386.21 | 406595.57 | 850055.03 | 0 | 449066.39 | 0 | 353171.59 | 17820.15 | 0 | 0 | 0 | 79992.34 | 0 | 0
CZ03/SUn/defaults/instance-out.sql | 1379114.59 | 0 | 0 | 850055.03 | 0 | 449066.39 | 0 | 0 | 0 | 0 | 0 | 0 | 79993.17 | 0 | 0
CZ03/WRf/defaults/instance-out.sql | 9554147.9 | 0 | 0 | 850055.03 | 0 | 224533.19 | 0 | 1100.74 | 0 | 0 | 0 | 0 | 80000.47 | 8398458.47 | 0
CZ04/Asm/defaults/instance-out.sql | 1137353.95 | 466080.84 | 162568.43 | 153888.09 | 0 | 145958.35 | 0 | 185207.08 | 824.13 | 0 | 0 | 0 | 22827.03 | 0 | 0
CZ04/ECC/defaults/instance-out.sql | 3375311.21 | 242531.97 | 784244.83 | 350734.07 | 0 | 1004942.32 | 0 | 443540.38 | 81660.52 | 0 | 0 | 0 | 467657.12 | 0 | 0
CZ04/EPr/defaults/instance-out.sql | 435241.07 | 6620.54 | 34488.07 | 63471.11 | 0 | 124743.49 | 0 | 129042.94 | 0 | 0 | 0 | 0 | 76874.92 | 0 | 0
CZ04/ERC/defaults/instance-out.sql | 14422.97 | 544 | 870.71 | 2170.58 | 0 | 2139.72 | 0 | 5381.38 | 0 | 0 | 0 | 0 | 3316.57 | 0 | 0
CZ04/ESe/defaults/instance-out.sql | 1317735.56 | 89199.91 | 112151.55 | 197273.03 | 0 | 322422.45 | 0 | 372814.96 | 134.86 | 0 | 0 | 0 | 223738.8 | 0 | 0
CZ04/EUn/defaults/instance-out.sql | 10522590.65 | 972730.24 | 2081393.06 | 1274541.22 | 0 | 3680441 | 0 | 1694939.4 | 107398.43 | 0 | 0 | 0 | 711147.32 | 0 | 0
CZ04/Fin/defaults/instance-out.sql | 75906.14 | 725.63 | 5829.02 | 21323.7 | 0 | 14732.48 | 0 | 28105.12 | 0 | 0 | 0 | 0 | 5190.18 | 0 | 0
CZ04/Gro/defaults/instance-out.sql | 2032168.82 | 73682.35 | 27559.43 | 249305.1 | 0 | 177647.52 | 0 | 196294.16 | 0 | 0 | 0 | 0 | 62544.39 | 1245135.88 | 0
CZ04/Hsp/defaults/instance-out.sql | 4820890.36 | 800249.85 | 1202309.32 | 857863.39 | 0 | 1185036.94 | 0 | 402769.29 | 107855.95 | 0 | 0 | 0 | 264805.63 | 0 | 0
CZ04/Lib/defaults/instance-out.sql | 129491.63 | 1843.57 | 10515.58 | 29298.95 | 0 | 23374.05 | 0 | 52028.33 | 0 | 0 | 0 | 0 | 12431.16 | 0 | 0
CZ04/MBT/defaults/instance-out.sql | 6951073.04 | 1895455.06 | 555561.29 | 711184.77 | 0 | 2172017.2199999997 | 0 | 1405650.77 | 40127.79 | 0 | 0 | 0 | 171076.14 | 0 | 0
CZ04/MLI/defaults/instance-out.sql | 1500957.11 | 621010.66 | 146062.8 | 283897.7 | 0 | 240539.88 | 0 | 160573.3 | 477.32 | 0 | 0 | 0 | 48395.45 | 0 | 0
CZ04/Mtl/defaults/instance-out.sql | 238861.34 | 97866.41 | 36905.59 | 51355.88 | 0 | 22461.47 | 0 | 28538.83 | 49.74 | 0 | 0 | 0 | 1683.42 | 0 | 0
CZ04/Nrs/defaults/instance-out.sql | 1020370.52 | 128251.03 | 112931.89 | 201226.15 | 0 | 347903.8 | 0 | 108423.98 | 131.92 | 0 | 0 | 0 | 121501.75 | 0 | 0
CZ04/OfL/defaults/instance-out.sql | 3291188.7 | 665742.88 | 912330.35 | 463682.79 | 0 | 831153.37 | 0 | 236782.17 | 70090.47 | 0 | 0 | 0 | 111406.68 | 0 | 0
CZ04/OfS/defaults/instance-out.sql | 138432.36 | 1312.79 | 11679.43 | 23792.96 | 0 | 29466.65 | 0 | 67648.01 | 0 | 0 | 0 | 0 | 4532.52 | 0 | 0
CZ04/Rel/defaults/instance-out.sql | 543838.85 | 62009.07 | 42819.37 | 91928.76 | 0 | 78770.29 | 0 | 252290.81 | 0 | 0 | 0 | 0 | 16020.55 | 0 | 0
CZ04/RFF/defaults/instance-out.sql | 118916.99 | 583.9 | 10684.57 | 13249.86 | 0 | 37905.78 | 0 | 36262.88 | 0 | 0 | 0 | 0 | 20230 | 0 | 0
CZ04/RSD/defaults/instance-out.sql | 290534.05 | 35044.55 | 30035.11 | 36053.39 | 0 | 76552.65 | 0 | 41906.79 | 39.05 | 0 | 0 | 0 | 70902.5 | 0 | 0
CZ04/Rt3/defaults/instance-out.sql | 2225188.38 | 395610.94 | 226328.34 | 774617.57 | 0 | 436518 | 0 | 221255.44 | 626.04 | 0 | 0 | 0 | 170232.04 | 0 | 0
CZ04/RtL/defaults/instance-out.sql | 2261277.44 | 12595.75 | 143324.18 | 767684.28 | 0 | 509362.99 | 0 | 663292.42 | 0 | 0 | 0 | 0 | 165017.83 | 0 | 0
CZ04/RtS/defaults/instance-out.sql | 139288.96 | 3768.58 | 9059.32 | 44615.1 | 0 | 24449.53 | 0 | 47465.98 | 0 | 0 | 0 | 0 | 9930.46 | 0 | 0
CZ04/SCn/defaults/instance-out.sql | 3919266.5 | 1335237.24 | 779095.69 | 850055.03 | 0 | 449066.39 | 0 | 400833.95 | 27724.86 | 0 | 0 | 0 | 77253.34 | 0 | 0
CZ04/SUn/defaults/instance-out.sql | 1376376.79 | 0 | 0 | 850055.03 | 0 | 449066.39 | 0 | 0 | 0 | 0 | 0 | 0 | 77255.37 | 0 | 0
CZ04/WRf/defaults/instance-out.sql | 10108189.61 | 0 | 0 | 850055.03 | 0 | 224533.19 | 0 | 1100.74 | 0 | 0 | 0 | 0 | 77260.37 | 8955240.28 | 0
CZ05/Asm/defaults/instance-out.sql | 963167.66 | 391058.63 | 100193.8 | 153888.09 | 0 | 145958.35 | 0 | 147945.38 | 505.45 | 0 | 0 | 0 | 23617.95 | 0 | 0
CZ05/ECC/defaults/instance-out.sql | 3087049.5 | 174913.71 | 592966.58 | 350734.07 | 0 | 1004942.32 | 0 | 406160.45 | 72376.08 | 0 | 0 | 0 | 484956.3 | 0 | 0
CZ05/EPr/defaults/instance-out.sql | 430709.51 | 7453.94 | 23839.46 | 63471.11 | 0 | 124743.49 | 0 | 131493.67 | 0 | 0 | 0 | 0 | 79707.84 | 0 | 0
CZ05/ERC/defaults/instance-out.sql | 14124.72 | 620 | 402.72 | 2170.58 | 0 | 2139.72 | 0 | 5374.35 | 0 | 0 | 0 | 0 | 3417.35 | 0 | 0
CZ05/ESe/defaults/instance-out.sql | 1282992.76 | 94782.56 | 77272.51 | 197273.03 | 0 | 322422.45 | 0 | 359336.34 | 152.29 | 0 | 0 | 0 | 231753.59 | 0 | 0
CZ05/EUn/defaults/instance-out.sql | 9701445.12 | 720584.51 | 1611805.1 | 1274541.22 | 0 | 3680441 | 0 | 1587274.88 | 89727.93 | 0 | 0 | 0 | 737070.49 | 0 | 0
CZ05/Fin/defaults/instance-out.sql | 73966.48 | 930.03 | 3158.21 | 21323.7 | 0 | 14732.48 | 0 | 28468.18 | 0 | 0 | 0 | 0 | 5353.88 | 0 | 0
CZ05/Gro/defaults/instance-out.sql | 1982852.79 | 77255.28 | 11316.24 | 249305.1 | 0 | 177647.52 | 0 | 192948.26 | 0 | 0 | 0 | 0 | 64757.38 | 1209622.99 | 0
CZ05/Hsp/defaults/instance-out.sql | 4287788.76 | 603719.64 | 940000.33 | 857863.39 | 0 | 1185036.94 | 0 | 330067.11 | 96834.13 | 0 | 0 | 0 | 274267.23 | 0 | 0
CZ05/Lib/defaults/instance-out.sql | 124528.29 | 2116.62 | 5291.44 | 29298.95 | 0 | 23374.05 | 0 | 51574.19 | 0 | 0 | 0 | 0 | 12873.05 | 0 | 0
CZ05/MBT/defaults/instance-out.sql | 7040356.62 | 2194829.48 | 379433.38 | 711184.77 | 0 | 2172017.2199999997 | 0 | 1370711.56 | 34995.17 | 0 | 0 | 0 | 177185.05 | 0 | 0
CZ05/MLI/defaults/instance-out.sql | 1524438.6 | 681487.6 | 125314.76 | 283897.7 | 0 | 240539.88 | 0 | 142535.43 | 556.1 | 0 | 0 | 0 | 50107.12 | 0 | 0
CZ05/Mtl/defaults/instance-out.sql | 233151.14 | 98331.08 | 32326.81 | 51355.88 | 0 | 22461.47 | 0 | 26879.6 | 57.44 | 0 | 0 | 0 | 1738.86 | 0 | 0
CZ05/Nrs/defaults/instance-out.sql | 984063.44 | 117367.76 | 95712.42 | 201226.15 | 0 | 347903.8 | 0 | 95871.44 | 150.52 | 0 | 0 | 0 | 125831.35 | 0 | 0
CZ05/OfL/defaults/instance-out.sql | 2979153.97 | 561678.52 | 733326.2 | 463682.79 | 0 | 831153.37 | 0 | 213236.63 | 60700.22 | 0 | 0 | 0 | 115376.24 | 0 | 0
CZ05/OfS/defaults/instance-out.sql | 132226.03 | 1458.22 | 6275.95 | 23792.96 | 0 | 29466.65 | 0 | 66559.18 | 0 | 0 | 0 | 0 | 4673.07 | 0 | 0
CZ05/Rel/defaults/instance-out.sql | 536144.36 | 69123.84 | 21096.11 | 91928.76 | 0 | 78770.29 | 0 | 258654.16 | 0 | 0 | 0 | 0 | 16571.2 | 0 | 0
CZ05/RFF/defaults/instance-out.sql | 115935.39 | 825.54 | 8154.41 | 13249.86 | 0 | 37905.78 | 0 | 34869.45 | 0 | 0 | 0 | 0 | 20930.36 | 0 | 0
CZ05/RSD/defaults/instance-out.sql | 272985.2 | 26669.93 | 22162.75 | 36053.39 | 0 | 76552.65 | 0 | 38103.61 | 29.66 | 0 | 0 | 0 | 73413.2 | 0 | 0
CZ05/Rt3/defaults/instance-out.sql | 2275915.85 | 468293.08 | 210172.8 | 774617.57 | 0 | 436518 | 0 | 209264.44 | 752.24 | 0 | 0 | 0 | 176297.72 | 0 | 0
CZ05/RtL/defaults/instance-out.sql | 2227133.27 | 16146.5 | 84886.07 | 767684.28 | 0 | 509362.99 | 0 | 678155.07 | 0 | 0 | 0 | 0 | 170898.37 | 0 | 0
CZ05/RtS/defaults/instance-out.sql | 134326.02 | 3698.57 | 4559.51 | 44615.1 | 0 | 24449.53 | 0 | 46739.83 | 0 | 0 | 0 | 0 | 10263.48 | 0 | 0
CZ05/SCn/defaults/instance-out.sql | 3650037.84 | 1389575.16 | 477053.25 | 850055.03 | 0 | 449066.39 | 0 | 385735.94 | 18550.32 | 0 | 0 | 0 | 80001.76 | 0 | 0
CZ05/SUn/defaults/instance-out.sql | 1379123.06 | 0 | 0 | 850055.03 | 0 | 449066.39 | 0 | 0 | 0 | 0 | 0 | 0 | 80001.64 | 0 | 0
CZ05/WRf/defaults/instance-out.sql | 9678572.16 | 0 | 0 | 850055.03 | 0 | 224533.19 | 0 | 1100.74 | 0 | 0 | 0 | 0 | 80012.97 | 8522870.23 | 0
CZ06/Asm/defaults/instance-out.sql | 1278227.38 | 487622.14 | 216256.58 | 153888.09 | 0 | 145958.35 | 0 | 251588.99 | 1102.21 | 0 | 0 | 0 | 21811.02 | 0 | 0
CZ06/ECC/defaults/instance-out.sql | 3375548.11 | 122059.77 | 935179.96 | 350734.07 | 0 | 1004942.32 | 0 | 434146.45 | 81900.25 | 0 | 0 | 0 | 446585.3 | 0 | 0
CZ06/EPr/defaults/instance-out.sql | 419247.77 | 1032.34 | 33100.96 | 63471.11 | 0 | 124743.49 | 0 | 123476.23 | 0 | 0 | 0 | 0 | 73423.64 | 0 | 0
CZ06/ERC/defaults/instance-out.sql | 13080.98 | 107.15 | 708.5 | 2170.58 | 0 | 2139.72 | 0 | 4760.52 | 0 | 0 | 0 | 0 | 3194.5 | 0 | 0
CZ06/ESe/defaults/instance-out.sql | 1235188.49 | 46231.85 | 110576.18 | 197273.03 | 0 | 322422.45 | 0 | 345103.73 | 106.15 | 0 | 0 | 0 | 213475.11 | 0 | 0
CZ06/EUn/defaults/instance-out.sql | 10557108.04 | 569710.71 | 2534536.53 | 1274541.22 | 0 | 3680441 | 0 | 1687268.29 | 131939.4 | 0 | 0 | 0 | 678670.9 | 0 | 0
CZ06/Fin/defaults/instance-out.sql | 72531.57 | 81.77 | 5289.51 | 21323.7 | 0 | 14732.48 | 0 | 26125.02 | 0 | 0 | 0 | 0 | 4979.08 | 0 | 0
CZ06/Gro/defaults/instance-out.sql | 2228563.2 | 23153.67 | 21396.43 | 249305.1 | 0 | 177647.52 | 0 | 175810.17 | 0 | 0 | 0 | 0 | 59685.16 | 1521565.15 | 0
CZ06/Hsp/defaults/instance-out.sql | 4571228.09 | 407814.91 | 1415344.51 | 857863.39 | 0 | 1185036.94 | 0 | 346616.38 | 105921.15 | 0 | 0 | 0 | 252630.81 | 0 | 0
CZ06/Lib/defaults/instance-out.sql | 121963.75 | 301.61 | 8993.7 | 29298.95 | 0 | 23374.05 | 0 | 48097.06 | 0 | 0 | 0 | 0 | 11898.38 | 0 | 0
CZ06/MBT/defaults/instance-out.sql | 5904105.02 | 784113.77 | 587174.68 | 711184.77 | 0 | 2172017.2199999997 | 0 | 1447824.31 | 38581.01 | 0 | 0 | 0 | 163209.25 | 0 | 0
CZ06/MLI/defaults/instance-out.sql | 1346302.38 | 485849.77 | 168249.84 | 283897.7 | 0 | 240539.88 | 0 | 121172.74 | 399.52 | 0 | 0 | 0 | 46192.92 | 0 | 0
CZ06/Mtl/defaults/instance-out.sql | 252871.06 | 90872.26 | 52825.49 | 51355.88 | 0 | 22461.47 | 0 | 33667.01 | 53.5 | 0 | 0 | 0 | 1635.45 | 0 | 0
CZ06/Nrs/defaults/instance-out.sql | 1033620.29 | 109955.88 | 148923.8 | 201226.15 | 0 | 347903.8 | 0 | 109539.96 | 132.84 | 0 | 0 | 0 | 115937.85 | 0 | 0
CZ06/OfL/defaults/instance-out.sql | 3329104.15 | 438785.36 | 1163035.73 | 463682.79 | 0 | 831153.37 | 0 | 246155.66 | 79991.39 | 0 | 0 | 0 | 106299.84 | 0 | 0
CZ06/OfS/defaults/instance-out.sql | 131341.96 | 98.48 | 10632.05 | 23792.96 | 0 | 29466.65 | 0 | 62999.93 | 0 | 0 | 0 | 0 | 4351.89 | 0 | 0
CZ06/Rel/defaults/instance-out.sql | 469954.99 | 12528.8 | 32542.37 | 91928.76 | 0 | 78770.29 | 0 | 238874.11 | 0 | 0 | 0 | 0 | 15310.65 | 0 | 0
CZ06/RFF/defaults/instance-out.sql | 115092.32 | 48.24 | 11065.31 | 13249.86 | 0 | 37905.78 | 0 | 33497.78 | 0 | 0 | 0 | 0 | 19325.37 | 0 | 0
CZ06/RSD/defaults/instance-out.sql | 267864.65 | 19822.58 | 29917.31 | 36053.39 | 0 | 76552.65 | 0 | 37829.55 | 28.25 | 0 | 0 | 0 | 67660.92 | 0 | 0
CZ06/Rt3/defaults/instance-out.sql | 2501904.14 | 547707.48 | 326155.88 | 774617.57 | 0 | 436518 | 0 | 253741.25 | 759.17 | 0 | 0 | 0 | 162404.8 | 0 | 0
CZ06/RtL/defaults/instance-out.sql | 2193120.47 | 1981.57 | 132738.58 | 767684.28 | 0 | 509362.99 | 0 | 623928.88 | 0 | 0 | 0 | 0 | 157424.17 | 0 | 0
CZ06/RtS/defaults/instance-out.sql | 129745.94 | 648.86 | 8199.53 | 44615.1 | 0 | 24449.53 | 0 | 42332.19 | 0 | 0 | 0 | 0 | 9500.73 | 0 | 0
CZ06/SCn/defaults/instance-out.sql | 3118964.38 | 572048.16 | 815919.07 | 850055.03 | 0 | 449066.39 | 0 | 328784.08 | 29372.84 | 0 | 0 | 0 | 73718.82 | 0 | 0
CZ06/SUn/defaults/instance-out.sql | 1372842.23 | 0 | 0 | 850055.03 | 0 | 449066.39 | 0 | 0 | 0 | 0 | 0 | 0 | 73720.81 | 0 | 0
CZ06/WRf/defaults/instance-out.sql | 10995861.51 | 0 | 0 | 850055.03 | 0 | 224533.19 | 0 | 1100.74 | 0 | 0 | 0 | 0 | 73729.2 | 9846443.35 | 0
CZ07/Asm/defaults/instance-out.sql | 1165377.17 | 419596.11 | 204181.44 | 153888.09 | 0 | 145958.35 | 0 | 219181.37 | 1033.45 | 0 | 0 | 0 | 21538.36 | 0 | 0
CZ07/ECC/defaults/instance-out.sql | 3506117.04 | 194765.37 | 977087.1 | 350734.07 | 0 | 1004942.32 | 0 | 454193.13 | 83875.4 | 0 | 0 | 0 | 440519.66 | 0 | 0
CZ07/EPr/defaults/instance-out.sql | 418959.65 | 1073.9 | 37668.7 | 63471.11 | 0 | 124743.49 | 0 | 119557.6 | 0 | 0 | 0 | 0 | 72444.85 | 0 | 0
CZ07/ERC/defaults/instance-out.sql | 13080.34 | 104.28 | 914.21 | 2170.58 | 0 | 2139.72 | 0 | 4591.71 | 0 | 0 | 0 | 0 | 3159.83 | 0 | 0
CZ07/ESe/defaults/instance-out.sql | 1235536.95 | 44604.95 | 117164.2 | 197273.03 | 0 | 322422.45 | 0 | 343162.9 | 140.62 | 0 | 0 | 0 | 210768.81 | 0 | 0
CZ07/EUn/defaults/instance-out.sql | 11140703.36 | 926604.93 | 2680825.25 | 1274541.22 | 0 | 3680441 | 0 | 1769353.27 | 139168.36 | 0 | 0 | 0 | 669769.33 | 0 | 0
CZ07/Fin/defaults/instance-out.sql | 72837.99 | 68.69 | 6526.41 | 21323.7 | 0 | 14732.48 | 0 | 25262.52 | 0 | 0 | 0 | 0 | 4924.18 | 0 | 0
CZ07/Gro/defaults/instance-out.sql | 2205764.83 | 22514.57 | 27861.22 | 249305.1 | 0 | 177647.52 | 0 | 170302.15 | 0 | 0 | 0 | 0 | 58943.86 | 1499190.41 | 0
CZ07/Hsp/defaults/instance-out.sql | 4934295.62 | 588058.57 | 1545655.24 | 857863.39 | 0 | 1185036.94 | 0 | 398544.14 | 109668.12 | 0 | 0 | 0 | 249469.23 | 0 | 0
CZ07/Lib/defaults/instance-out.sql | 122314.2 | 322.55 | 11389.03 | 29298.95 | 0 | 23374.05 | 0 | 46184.56 | 0 | 0 | 0 | 0 | 11745.05 | 0 | 0
CZ07/MBT/defaults/instance-out.sql | 5966237.59 | 793100.24 | 640736.68 | 711184.77 | 0 | 2172017.2199999997 | 0 | 1448328.92 | 39705.91 | 0 | 0 | 0 | 161163.85 | 0 | 0
CZ07/MLI/defaults/instance-out.sql | 1504420.95 | 585779.07 | 192210.44 | 283897.7 | 0 | 240539.88 | 0 | 155967.62 | 410.22 | 0 | 0 | 0 | 45616.02 | 0 | 0
CZ07/Mtl/defaults/instance-out.sql | 254463.31 | 90162.56 | 53267.23 | 51355.88 | 0 | 22461.47 | 0 | 35532.12 | 66.97 | 0 | 0 | 0 | 1617.08 | 0 | 0
CZ07/Nrs/defaults/instance-out.sql | 1022109.33 | 98124.93 | 147482.95 | 201226.15 | 0 | 347903.8 | 0 | 112740.5 | 150.85 | 0 | 0 | 0 | 114480.13 | 0 | 0
CZ07/OfL/defaults/instance-out.sql | 3466703.39 | 535318.62 | 1184594.91 | 463682.79 | 0 | 831153.37 | 0 | 265765.31 | 81216.67 | 0 | 0 | 0 | 104971.73 | 0 | 0
CZ07/OfS/defaults/instance-out.sql | 130836.04 | 65.4 | 13659.23 | 23792.96 | 0 | 29466.65 | 0 | 59547.07 | 0 | 0 | 0 | 0 | 4304.74 | 0 | 0
CZ07/Rel/defaults/instance-out.sql | 468979.67 | 12093.42 | 41995.46 | 91928.76 | 0 | 78770.29 | 0 | 229064.75 | 0 | 0 | 0 | 0 | 15126.98 | 0 | 0
CZ07/RFF/defaults/instance-out.sql | 115181.64 | 45.84 | 12143.9 | 13249.86 | 0 | 37905.78 | 0 | 32745.3 | 0 | 0 | 0 | 0 | 19090.96 | 0 | 0
CZ07/RSD/defaults/instance-out.sql | 280652.05 | 28273.17 | 33592.81 | 36053.39 | 0 | 76552.65 | 0 | 39320.66 | 38.3 | 0 | 0 | 0 | 66821.07 | 0 | 0
CZ07/Rt3/defaults/instance-out.sql | 2468961.07 | 510457.36 | 323970.68 | 774617.57 | 0 | 436518 | 0 | 262274.4 | 749.16 | 0 | 0 | 0 | 160373.9 | 0 | 0
CZ07/RtL/defaults/instance-out.sql | 2201163.48 | 1690.49 | 161985.03 | 767684.28 | 0 | 509362.99 | 0 | 604978.7 | 0 | 0 | 0 | 0 | 155461.98 | 0 | 0
CZ07/RtS/defaults/instance-out.sql | 131133.82 | 622.24 | 10289.04 | 44615.1 | 0 | 24449.53 | 0 | 41768.64 | 0 | 0 | 0 | 0 | 9389.27 | 0 | 0
CZ07/SCn/defaults/instance-out.sql | 3315682.99 | 556409.23 | 947545.69 | 850055.03 | 0 | 449066.39 | 0 | 408616.67 | 31190.91 | 0 | 0 | 0 | 72799.07 | 0 | 0
CZ07/SUn/defaults/instance-out.sql | 1371915.16 | 0 | 0 | 850055.03 | 0 | 449066.39 | 0 | 0 | 0 | 0 | 0 | 0 | 72793.74 | 0 | 0
CZ07/WRf/defaults/instance-out.sql | 11311233.84 | 0 | 0 | 850055.03 | 0 | 224533.19 | 0 | 1100.74 | 0 | 0 | 0 | 0 | 72808.55 | 10162736.33 | 0
CZ08/Asm/defaults/instance-out.sql | 1350305.42 | 534914.28 | 246009.06 | 153888.09 | 0 | 145958.35 | 0 | 246759.87 | 1270.3 | 0 | 0 | 0 | 21505.46 | 0 | 0
CZ08/ECC/defaults/instance-out.sql | 3647946.91 | 216051.69 | 1084087.36 | 350734.07 | 0 | 1004942.32 | 0 | 463873.59 | 88534.76 | 0 | 0 | 0 | 439723.11 | 0 | 0
CZ08/EPr/defaults/instance-out.sql | 427704.23 | 1838.73 | 43457.55 | 63471.11 | 0 | 124743.49 | 0 | 121886.33 | 0 | 0 | 0 | 0 | 72307.02 | 0 | 0
CZ08/ERC/defaults/instance-out.sql | 13602.73 | 157.16 | 1191.79 | 2170.58 | 0 | 2139.72 | 0 | 4788.71 | 0 | 0 | 0 | 0 | 3154.77 | 0 | 0
CZ08/ESe/defaults/instance-out.sql | 1282485.54 | 54758.48 | 149237.27 | 197273.03 | 0 | 322422.45 | 0 | 348245.48 | 149.65 | 0 | 0 | 0 | 210399.19 | 0 | 0
CZ08/EUn/defaults/instance-out.sql | 11493472.76 | 976254.98 | 2950570.69 | 1274541.22 | 0 | 3680441 | 0 | 1800884.65 | 142198.34 | 0 | 0 | 0 | 668581.89 | 0 | 0
CZ08/Fin/defaults/instance-out.sql | 75094.61 | 184.9 | 8166.31 | 21323.7 | 0 | 14732.48 | 0 | 25770.55 | 0 | 0 | 0 | 0 | 4916.67 | 0 | 0
CZ08/Gro/defaults/instance-out.sql | 2198738.99 | 28755.67 | 38848.51 | 249305.1 | 0 | 177647.52 | 0 | 179216.63 | 0 | 0 | 0 | 0 | 58840.93 | 1466124.64 | 0
CZ08/Hsp/defaults/instance-out.sql | 5322102.83 | 783876.19 | 1669496.29 | 857863.39 | 0 | 1185036.94 | 0 | 463600.06 | 113188.55 | 0 | 0 | 0 | 249041.42 | 0 | 0
CZ08/Lib/defaults/instance-out.sql | 127045.12 | 511.65 | 14248.31 | 29298.95 | 0 | 23374.05 | 0 | 47889.91 | 0 | 0 | 0 | 0 | 11722.27 | 0 | 0
CZ08/MBT/defaults/instance-out.sql | 6297495.1 | 999770.55 | 751103.37 | 711184.77 | 0 | 2172017.2199999997 | 0 | 1460615.52 | 41918.27 | 0 | 0 | 0 | 160885.4 | 0 | 0
CZ08/MLI/defaults/instance-out.sql | 1566714.29 | 618322.26 | 212749.3 | 283897.7 | 0 | 240539.88 | 0 | 165203.42 | 462.66 | 0 | 0 | 0 | 45539.07 | 0 | 0
CZ08/Mtl/defaults/instance-out.sql | 247816.09 | 83926.53 | 53437.14 | 51355.88 | 0 | 22461.47 | 0 | 34967.37 | 55 | 0 | 0 | 0 | 1612.71 | 0 | 0
CZ08/Nrs/defaults/instance-out.sql | 1069489.54 | 123147.08 | 158109.8 | 201226.15 | 0 | 347903.8 | 0 | 124656.24 | 162.83 | 0 | 0 | 0 | 114283.63 | 0 | 0
CZ08/OfL/defaults/instance-out.sql | 3595959.07 | 571229.13 | 1267976.81 | 463682.79 | 0 | 831153.37 | 0 | 273815.67 | 83317.87 | 0 | 0 | 0 | 104783.43 | 0 | 0
CZ08/OfS/defaults/instance-out.sql | 136864.96 | 184.57 | 16308.39 | 23792.96 | 0 | 29466.65 | 0 | 62814.02 | 0 | 0 | 0 | 0 | 4298.37 | 0 | 0
CZ08/Rel/defaults/instance-out.sql | 493493.65 | 20013.34 | 57913.96 | 91928.76 | 0 | 78770.29 | 0 | 229766.41 | 0 | 0 | 0 | 0 | 15100.89 | 0 | 0
CZ08/RFF/defaults/instance-out.sql | 117748.54 | 110.72 | 13391.39 | 13249.86 | 0 | 37905.78 | 0 | 34031.79 | 0 | 0 | 0 | 0 | 19059 | 0 | 0
CZ08/RSD/defaults/instance-out.sql | 302568.61 | 40165.73 | 38894.81 | 36053.39 | 0 | 76552.65 | 0 | 44140.46 | 53.47 | 0 | 0 | 0 | 66708.09 | 0 | 0
CZ08/Rt3/defaults/instance-out.sql | 2299222.64 | 363465.53 | 307529.49 | 774617.57 | 0 | 436518 | 0 | 256521.73 | 480.27 | 0 | 0 | 0 | 160090.04 | 0 | 0
CZ08/RtL/defaults/instance-out.sql | 2235275.63 | 3058.13 | 196437.95 | 767684.28 | 0 | 509362.99 | 0 | 603535.07 | 0 | 0 | 0 | 0 | 155197.2 | 0 | 0
CZ08/RtS/defaults/instance-out.sql | 134912.88 | 923.78 | 12918.44 | 44615.1 | 0 | 24449.53 | 0 | 42632.16 | 0 | 0 | 0 | 0 | 9373.87 | 0 | 0
CZ08/SCn/defaults/instance-out.sql | 3819597.86 | 761884.77 | 1188541.03 | 850055.03 | 0 | 449066.39 | 0 | 459443.24 | 37941.79 | 0 | 0 | 0 | 72665.61 | 0 | 0
CZ08/SUn/defaults/instance-out.sql | 1371788.22 | 0 | 0 | 850055.03 | 0 | 449066.39 | 0 | 0 | 0 | 0 | 0 | 0 | 72666.8 | 0 | 0
CZ08/WRf/defaults/instance-out.sql | 11000054.58 | 0 | 0 | 850055.03 | 0 | 224533.19 | 0 | 1100.74 | 0 | 0 | 0 | 0 | 72678.64 | 9851686.98 | 0
CZ09/Asm/defaults/instance-out.sql | 1375136.54 | 536642.39 | 264220.53 | 153888.09 | 0 | 145958.35 | 0 | 251952.02 | 1258.13 | 0 | 0 | 0 | 21217.03 | 0 | 0
CZ09/ECC/defaults/instance-out.sql | 4086089.9 | 412641.59 | 1245672.63 | 350734.07 | 0 | 1004942.32 | 0 | 547763.69 | 90688.92 | 0 | 0 | 0 | 433646.68 | 0 | 0
CZ09/EPr/defaults/instance-out.sql | 433530.87 | 1161.42 | 49921.86 | 63471.11 | 0 | 124743.49 | 0 | 122915.67 | 0 | 0 | 0 | 0 | 71317.32 | 0 | 0
CZ09/ERC/defaults/instance-out.sql | 13884.52 | 94.82 | 1472.49 | 2170.58 | 0 | 2139.72 | 0 | 4887.42 | 0 | 0 | 0 | 0 | 3119.49 | 0 | 0
CZ09/ESe/defaults/instance-out.sql | 1357262.62 | 77947.4 | 180092.02 | 197273.03 | 0 | 322422.45 | 0 | 371898.62 | 130.65 | 0 | 0 | 0 | 207498.46 | 0 | 0
CZ09/EUn/defaults/instance-out.sql | 12013132.43 | 1141122.64 | 3223298.76 | 1274541.22 | 0 | 3680441 | 0 | 1886039.49 | 148322.24 | 0 | 0 | 0 | 659367.09 | 0 | 0
CZ09/Fin/defaults/instance-out.sql | 76533.75 | 114.55 | 9644.27 | 21323.7 | 0 | 14732.48 | 0 | 25861.4 | 0 | 0 | 0 | 0 | 4857.34 | 0 | 0
CZ09/Gro/defaults/instance-out.sql | 2241168.74 | 23127.61 | 48679.97 | 249305.1 | 0 | 177647.52 | 0 | 188263.09 | 0 | 0 | 0 | 0 | 58039.25 | 1496106.19 | 0
CZ09/Hsp/defaults/instance-out.sql | 5755038.67 | 959346.12 | 1855201.46 | 857863.39 | 0 | 1185036.94 | 0 | 535952.73 | 116034.38 | 0 | 0 | 0 | 245603.66 | 0 | 0
CZ09/Lib/defaults/instance-out.sql | 131118.48 | 320.33 | 17393.11 | 29298.95 | 0 | 23374.05 | 0 | 49162.8 | 0 | 0 | 0 | 0 | 11569.26 | 0 | 0
CZ09/MBT/defaults/instance-out.sql | 6357691 | 920981.78 | 845069.57 | 711184.77 | 0 | 2172017.2199999997 | 0 | 1506495.45 | 43266.42 | 0 | 0 | 0 | 158675.78 | 0 | 0
CZ09/MLI/defaults/instance-out.sql | 1580972.93 | 588712.27 | 229838.73 | 283897.7 | 0 | 240539.88 | 0 | 192621.28 | 444.45 | 0 | 0 | 0 | 44918.61 | 0 | 0
CZ09/Mtl/defaults/instance-out.sql | 272910.91 | 97590.4 | 61983.11 | 51355.88 | 0 | 22461.47 | 0 | 37851.74 | 74.57 | 0 | 0 | 0 | 1593.73 | 0 | 0
CZ09/Nrs/defaults/instance-out.sql | 1130986.24 | 149568.13 | 179815.35 | 201226.15 | 0 | 347903.8 | 0 | 139552.2 | 199.85 | 0 | 0 | 0 | 112720.76 | 0 | 0
CZ09/OfL/defaults/instance-out.sql | 3779933.39 | 628039.85 | 1377793.33 | 463682.79 | 0 | 831153.37 | 0 | 289689.13 | 86218.19 | 0 | 0 | 0 | 103356.73 | 0 | 0
CZ09/OfS/defaults/instance-out.sql | 141826.2 | 144.13 | 19403.85 | 23792.96 | 0 | 29466.65 | 0 | 64771.25 | 0 | 0 | 0 | 0 | 4247.35 | 0 | 0
CZ09/Rel/defaults/instance-out.sql | 500105.21 | 14908.67 | 68223.82 | 91928.76 | 0 | 78770.29 | 0 | 231371.38 | 0 | 0 | 0 | 0 | 14902.3 | 0 | 0
CZ09/RFF/defaults/instance-out.sql | 120677.43 | 49.64 | 14973 | 13249.86 | 0 | 37905.78 | 0 | 35693.69 | 0 | 0 | 0 | 0 | 18805.46 | 0 | 0
CZ09/RSD/defaults/instance-out.sql | 317838.31 | 47987.14 | 43657.26 | 36053.39 | 0 | 76552.65 | 0 | 47726.45 | 63.87 | 0 | 0 | 0 | 65797.53 | 0 | 0
CZ09/Rt3/defaults/instance-out.sql | 2510506.1 | 491773.24 | 368096.37 | 774617.57 | 0 | 436518 | 0 | 280982.8 | 624.52 | 0 | 0 | 0 | 157893.59 | 0 | 0
CZ09/RtL/defaults/instance-out.sql | 2270985.21 | 2256.11 | 228473.63 | 767684.28 | 0 | 509362.99 | 0 | 610144.08 | 0 | 0 | 0 | 0 | 153064.11 | 0 | 0
CZ09/RtS/defaults/instance-out.sql | 137725.12 | 658.67 | 15558.54 | 44615.1 | 0 | 24449.53 | 0 | 43190.25 | 0 | 0 | 0 | 0 | 9253.03 | 0 | 0
CZ09/SCn/defaults/instance-out.sql | 4448658.28 | 892446.83 | 1542726.22 | 850055.03 | 0 | 449066.39 | 0 | 595097.85 | 47593.05 | 0 | 0 | 0 | 71672.9 | 0 | 0
CZ09/SUn/defaults/instance-out.sql | 1370795.43 | 0 | 0 | 850055.03 | 0 | 449066.39 | 0 | 0 | 0 | 0 | 0 | 0 | 71674.01 | 0 | 0
CZ09/WRf/defaults/instance-out.sql | 10994918.97 | 0 | 0 | 850055.03 | 0 | 224533.19 | 0 | 1100.74 | 0 | 0 | 0 | 0 | 71681.67 | 9847548.34 | 0
CZ10/Asm/defaults/instance-out.sql | 1529683.29 | 625380.45 | 318804.74 | 153888.09 | 0 | 145958.35 | 0 | 263351.22 | 1251.38 | 0 | 0 | 0 | 21049.05 | 0 | 0
CZ10/ECC/defaults/instance-out.sql | 4021546.13 | 343022.75 | 1281831.83 | 350734.07 | 0 | 1004942.32 | 0 | 520093.17 | 92297.91 | 0 | 0 | 0 | 428624.08 | 0 | 0
CZ10/EPr/defaults/instance-out.sql | 444302.84 | 5421.09 | 62672.95 | 63471.11 | 0 | 124743.49 | 0 | 117490.71 | 0 | 0 | 0 | 0 | 70503.48 | 0 | 0
CZ10/ERC/defaults/instance-out.sql | 14573.19 | 355.23 | 2096.58 | 2170.58 | 0 | 2139.72 | 0 | 4720.82 | 0 | 0 | 0 | 0 | 3090.25 | 0 | 0
CZ10/ESe/defaults/instance-out.sql | 1421809.75 | 91043.07 | 232648 | 197273.03 | 0 | 322422.45 | 0 | 372543.08 | 184.65 | 0 | 0 | 0 | 205695.48 | 0 | 0
CZ10/EUn/defaults/instance-out.sql | 12688654.58 | 1495004.38 | 3460672.58 | 1274541.22 | 0 | 3680441 | 0 | 1984479.51 | 140504.88 | 0 | 0 | 0 | 653011.01 | 0 | 0
CZ10/Fin/defaults/instance-out.sql | 77687.34 | 431.17 | 12252.74 | 21323.7 | 0 | 14732.48 | 0 | 24124.15 | 0 | 0 | 0 | 0 | 4823.1 | 0 | 0
CZ10/Gro/defaults/instance-out.sql | 2229369.51 | 44106.31 | 69990.56 | 249305.1 | 0 | 177647.52 | 0 | 180949.21 | 0 | 0 | 0 | 0 | 57573.1 | 1449797.71 | 0
CZ10/Hsp/defaults/instance-out.sql | 6451486.36 | 1387756.38 | 2032887.85 | 857863.39 | 0 | 1185036.94 | 0 | 621607.99 | 122770.57 | 0 | 0 | 0 | 243563.25 | 0 | 0
CZ10/Lib/defaults/instance-out.sql | 134477.65 | 1402.07 | 22612.45 | 29298.95 | 0 | 23374.05 | 0 | 46347.82 | 0 | 0 | 0 | 0 | 11442.32 | 0 | 0
CZ10/MBT/defaults/instance-out.sql | 7114754.04 | 1441962.1 | 1078932.08 | 711184.77 | 0 | 2172017.2199999997 | 0 | 1509243.52 | 44045.56 | 0 | 0 | 0 | 157368.78 | 0 | 0
CZ10/MLI/defaults/instance-out.sql | 1856353.64 | 777931.27 | 287486.07 | 283897.7 | 0 | 240539.88 | 0 | 221456.47 | 485.17 | 0 | 0 | 0 | 44557.08 | 0 | 0
CZ10/Mtl/defaults/instance-out.sql | 281725.88 | 101376.52 | 66599.29 | 51355.88 | 0 | 22461.47 | 0 | 38271.58 | 62.65 | 0 | 0 | 0 | 1598.5 | 0 | 0
CZ10/Nrs/defaults/instance-out.sql | 1191957.45 | 184977.58 | 201117.09 | 201226.15 | 0 | 347903.8 | 0 | 144744.69 | 198.94 | 0 | 0 | 0 | 111789.2 | 0 | 0
CZ10/OfL/defaults/instance-out.sql | 3825930.84 | 691930.87 | 1362880.23 | 463682.79 | 0 | 831153.37 | 0 | 293327.04 | 80451.92 | 0 | 0 | 0 | 102504.62 | 0 | 0
CZ10/OfS/defaults/instance-out.sql | 142192.09 | 750.52 | 24355.85 | 23792.96 | 0 | 29466.65 | 0 | 59608.61 | 0 | 0 | 0 | 0 | 4217.5 | 0 | 0
CZ10/Rel/defaults/instance-out.sql | 549414.1 | 39195.82 | 105526.67 | 91928.76 | 0 | 78770.29 | 0 | 219209.35 | 0 | 0 | 0 | 0 | 14783.2 | 0 | 0
CZ10/RFF/defaults/instance-out.sql | 123297.82 | 487.87 | 17786 | 13249.86 | 0 | 37905.78 | 0 | 35209.1 | 0 | 0 | 0 | 0 | 18659.22 | 0 | 0
CZ10/RSD/defaults/instance-out.sql | 342832.67 | 61021.04 | 51474.3 | 36053.39 | 0 | 76552.65 | 0 | 52378.83 | 78.42 | 0 | 0 | 0 | 65274.03 | 0 | 0
CZ10/Rt3/defaults/instance-out.sql | 2795360.91 | 671600.51 | 453078 | 774617.57 | 0 | 436518 | 0 | 302271.49 | 645.29 | 0 | 0 | 0 | 156630.05 | 0 | 0
CZ10/RtL/defaults/instance-out.sql | 2323094.6 | 7540.18 | 302063.29 | 767684.28 | 0 | 509362.99 | 0 | 584609.93 | 0 | 0 | 0 | 0 | 151833.93 | 0 | 0
CZ10/RtS/defaults/instance-out.sql | 146694.59 | 2460.35 | 22005.06 | 44615.1 | 0 | 24449.53 | 0 | 43981.24 | 0 | 0 | 0 | 0 | 9183.31 | 0 | 0
CZ10/SCn/defaults/instance-out.sql | 4659629.21 | 1108994.57 | 1514466.07 | 850055.03 | 0 | 449066.39 | 0 | 623577.21 | 42386.17 | 0 | 0 | 0 | 71083.77 | 0 | 0
CZ10/SUn/defaults/instance-out.sql | 1370196.58 | 0 | 0 | 850055.03 | 0 | 449066.39 | 0 | 0 | 0 | 0 | 0 | 0 | 71075.16 | 0 | 0
CZ10/WRf/defaults/instance-out.sql | 11624769.91 | 0 | 0 | 850055.03 | 0 | 224533.19 | 0 | 1100.74 | 0 | 0 | 0 | 0 | 71090.14 | 10477990.81 | 0
CZ11/Asm/defaults/instance-out.sql | 1650880.26 | 757351.45 | 327866.82 | 153888.09 | 0 | 145958.35 | 0 | 243120.13 | 1172.57 | 0 | 0 | 0 | 21522.84 | 0 | 0
CZ11/ECC/defaults/instance-out.sql | 4136266.57 | 455647.13 | 1243216.26 | 350734.07 | 0 | 1004942.32 | 0 | 556587.25 | 87629.15 | 0 | 0 | 0 | 437510.4 | 0 | 0
CZ11/EPr/defaults/instance-out.sql | 481680.71 | 14884.76 | 71552.66 | 63471.11 | 0 | 124743.49 | 0 | 135047.28 | 0 | 0 | 0 | 0 | 71981.41 | 0 | 0
CZ11/ERC/defaults/instance-out.sql | 17512.03 | 1015.57 | 2697.77 | 2170.58 | 0 | 2139.72 | 0 | 6346.53 | 0 | 0 | 0 | 0 | 3141.86 | 0 | 0
CZ11/ESe/defaults/instance-out.sql | 1510366.18 | 148705.77 | 242127.65 | 197273.03 | 0 | 322422.45 | 0 | 389291.59 | 214.97 | 0 | 0 | 0 | 210330.72 | 0 | 0
CZ11/EUn/defaults/instance-out.sql | 13367189.94 | 2082164.51 | 3508840.84 | 1274541.22 | 0 | 3680441 | 0 | 2024674.94 | 129049.45 | 0 | 0 | 0 | 667477.98 | 0 | 0
CZ11/Fin/defaults/instance-out.sql | 85369.6 | 1541.71 | 13885.76 | 21323.7 | 0 | 14732.48 | 0 | 28966.17 | 0 | 0 | 0 | 0 | 4919.78 | 0 | 0
CZ11/Gro/defaults/instance-out.sql | 2178715.97 | 104040.81 | 82760.41 | 249305.1 | 0 | 177647.52 | 0 | 210991.94 | 0 | 0 | 0 | 0 | 58882.46 | 1295087.73 | 0
CZ11/Hsp/defaults/instance-out.sql | 6498910.13 | 1517918.35 | 1974793.06 | 857863.39 | 0 | 1185036.94 | 0 | 592494.9 | 121701.47 | 0 | 0 | 0 | 249102.03 | 0 | 0
CZ11/Lib/defaults/instance-out.sql | 153128.42 | 4018.9 | 27416.47 | 29298.95 | 0 | 23374.05 | 0 | 57351.64 | 0 | 0 | 0 | 0 | 11668.41 | 0 | 0
CZ11/MBT/defaults/instance-out.sql | 8191677.16 | 2388360.69 | 1208667.19 | 711184.77 | 0 | 2172017.2199999997 | 0 | 1504313.35 | 46169.47 | 0 | 0 | 0 | 160964.47 | 0 | 0
CZ11/MLI/defaults/instance-out.sql | 2274819.76 | 1119825.99 | 324072.74 | 283897.7 | 0 | 240539.88 | 0 | 260336.96 | 585.83 | 0 | 0 | 0 | 45560.66 | 0 | 0
CZ11/Mtl/defaults/instance-out.sql | 341757.42 | 151853.55 | 73843.05 | 51355.88 | 0 | 22461.47 | 0 | 40556.6 | 74.14 | 0 | 0 | 0 | 1612.73 | 0 | 0
CZ11/Nrs/defaults/instance-out.sql | 1334382.24 | 302370.57 | 215193.1 | 201226.15 | 0 | 347903.8 | 0 | 153122.69 | 234.38 | 0 | 0 | 0 | 114331.54 | 0 | 0
CZ11/OfL/defaults/instance-out.sql | 4086876.24 | 978127.9 | 1344161.58 | 463682.79 | 0 | 831153.37 | 0 | 289345.76 | 75566.38 | 0 | 0 | 0 | 104838.46 | 0 | 0
CZ11/OfS/defaults/instance-out.sql | 161546.73 | 2965.8 | 29465.49 | 23792.96 | 0 | 29466.65 | 0 | 71555.86 | 0 | 0 | 0 | 0 | 4299.96 | 0 | 0
CZ11/Rel/defaults/instance-out.sql | 658382.84 | 105722.03 | 124222.26 | 91928.76 | 0 | 78770.29 | 0 | 242626.86 | 0 | 0 | 0 | 0 | 15112.64 | 0 | 0
CZ11/RFF/defaults/instance-out.sql | 127438.58 | 1666.03 | 18624.26 | 13249.86 | 0 | 37905.78 | 0 | 36919.53 | 0 | 0 | 0 | 0 | 19073.12 | 0 | 0
CZ11/RSD/defaults/instance-out.sql | 376358.58 | 83823.3 | 55974.69 | 36053.39 | 0 | 76552.65 | 0 | 57116.72 | 80.56 | 0 | 0 | 0 | 66757.26 | 0 | 0
CZ11/Rt3/defaults/instance-out.sql | 2730892.85 | 676081.6 | 418783.41 | 774617.57 | 0 | 436518 | 0 | 264034.37 | 649.22 | 0 | 0 | 0 | 160208.67 | 0 | 0
CZ11/RtL/defaults/instance-out.sql | 2435798.91 | 25492.65 | 320731.19 | 767684.28 | 0 | 509362.99 | 0 | 657224.47 | 0 | 0 | 0 | 0 | 155303.32 | 0 | 0
CZ11/RtS/defaults/instance-out.sql | 157515.14 | 6557.3 | 23770.1 | 44615.1 | 0 | 24449.53 | 0 | 48743.14 | 0 | 0 | 0 | 0 | 9379.97 | 0 | 0
CZ11/SCn/defaults/instance-out.sql | 6087409 | 2214348.86 | 1696712 | 850055.03 | 0 | 449066.39 | 0 | 759445.27 | 45093.91 | 0 | 0 | 0 | 72687.55 | 0 | 0
CZ11/SUn/defaults/instance-out.sql | 1371810.56 | 0 | 0 | 850055.03 | 0 | 449066.39 | 0 | 0 | 0 | 0 | 0 | 0 | 72689.14 | 0 | 0
CZ11/WRf/defaults/instance-out.sql | 9952204.42 | 0 | 0 | 850055.03 | 0 | 224533.19 | 0 | 1100.74 | 0 | 0 | 0 | 0 | 72688.66 | 8803826.81 | 0
CZ12/Asm/defaults/instance-out.sql | 1585047.67 | 728418.62 | 294214.85 | 153888.09 | 0 | 145958.35 | 0 | 239298.81 | 1165.48 | 0 | 0 | 0 | 22103.46 | 0 | 0
CZ12/ECC/defaults/instance-out.sql | 4330694.43 | 641413.63 | 1194557.13 | 350734.07 | 0 | 1004942.32 | 0 | 601838.7 | 86435.77 | 0 | 0 | 0 | 450772.81 | 0 | 0
CZ12/EPr/defaults/instance-out.sql | 460227.38 | 13618.35 | 57657.38 | 63471.11 | 0 | 124743.49 | 0 | 126596.66 | 0 | 0 | 0 | 0 | 74140.39 | 0 | 0
CZ12/ERC/defaults/instance-out.sql | 16156.88 | 916.58 | 1975.32 | 2170.58 | 0 | 2139.72 | 0 | 5735.65 | 0 | 0 | 0 | 0 | 3219.03 | 0 | 0
CZ12/ESe/defaults/instance-out.sql | 1484993.01 | 167569.91 | 202985.54 | 197273.03 | 0 | 322422.45 | 0 | 378315.26 | 137.19 | 0 | 0 | 0 | 216289.65 | 0 | 0
CZ12/EUn/defaults/instance-out.sql | 12726345.99 | 1861206.56 | 3143898.83 | 1274541.22 | 0 | 3680441 | 0 | 1955234.15 | 124080.61 | 0 | 0 | 0 | 686943.63 | 0 | 0
CZ12/Fin/defaults/instance-out.sql | 81002.32 | 1608.49 | 11026.03 | 21323.7 | 0 | 14732.48 | 0 | 27271.32 | 0 | 0 | 0 | 0 | 5040.3 | 0 | 0
CZ12/Gro/defaults/instance-out.sql | 2124750.43 | 101898.2 | 62641.7 | 249305.1 | 0 | 177647.52 | 0 | 199743.72 | 0 | 0 | 0 | 0 | 60511.08 | 1273003.12 | 0
CZ12/Hsp/defaults/instance-out.sql | 6032705 | 1313521.15 | 1759383.59 | 857863.39 | 0 | 1185036.94 | 0 | 543618.54 | 117188.96 | 0 | 0 | 0 | 256092.43 | 0 | 0
CZ12/Lib/defaults/instance-out.sql | 142919.56 | 3695.11 | 21133.3 | 29298.95 | 0 | 23374.05 | 0 | 53412.91 | 0 | 0 | 0 | 0 | 12005.24 | 0 | 0
CZ12/MBT/defaults/instance-out.sql | 7816919.59 | 2324784.7 | 952663.92 | 711184.77 | 0 | 2172017.2199999997 | 0 | 1447454.26 | 43346.92 | 0 | 0 | 0 | 165467.78 | 0 | 0
CZ12/MLI/defaults/instance-out.sql | 2089850.86 | 986766.17 | 273230.01 | 283897.7 | 0 | 240539.88 | 0 | 258018.99 | 573.34 | 0 | 0 | 0 | 46824.76 | 0 | 0
CZ12/Mtl/defaults/instance-out.sql | 298149.67 | 127923.29 | 58957.27 | 51355.88 | 0 | 22461.47 | 0 | 35732.97 | 63.92 | 0 | 0 | 0 | 1654.88 | 0 | 0
CZ12/Nrs/defaults/instance-out.sql | 1216479.88 | 238887.29 | 175305.06 | 201226.15 | 0 | 347903.8 | 0 | 135435.76 | 199.42 | 0 | 0 | 0 | 117522.39 | 0 | 0
CZ12/OfL/defaults/instance-out.sql | 3808203.49 | 850033.2 | 1211458.9 | 463682.79 | 0 | 831153.37 | 0 | 271544.98 | 72561.39 | 0 | 0 | 0 | 107768.86 | 0 | 0
CZ12/OfS/defaults/instance-out.sql | 149264.64 | 3112.31 | 22466.03 | 23792.96 | 0 | 29466.65 | 0 | 66023.17 | 0 | 0 | 0 | 0 | 4403.5 | 0 | 0
CZ12/Rel/defaults/instance-out.sql | 618015.17 | 100269.05 | 94418.65 | 91928.76 | 0 | 78770.29 | 0 | 237111.1 | 0 | 0 | 0 | 0 | 15517.31 | 0 | 0
CZ12/RFF/defaults/instance-out.sql | 122556.07 | 1792.13 | 15294.33 | 13249.86 | 0 | 37905.78 | 0 | 34725.75 | 0 | 0 | 0 | 0 | 19588.22 | 0 | 0
CZ12/RSD/defaults/instance-out.sql | 333650.51 | 57291.81 | 44343.49 | 36053.39 | 0 | 76552.65 | 0 | 50751.67 | 55.44 | 0 | 0 | 0 | 68602.07 | 0 | 0
CZ12/Rt3/defaults/instance-out.sql | 2550093.97 | 568989.58 | 352872.42 | 774617.57 | 0 | 436518 | 0 | 251755.46 | 670.01 | 0 | 0 | 0 | 164670.93 | 0 | 0
CZ12/RtL/defaults/instance-out.sql | 2360841.42 | 28287.65 | 262450.22 | 767684.28 | 0 | 509362.99 | 0 | 633433.38 | 0 | 0 | 0 | 0 | 159622.9 | 0 | 0
CZ12/RtS/defaults/instance-out.sql | 149663.31 | 6897.31 | 18294.02 | 44615.1 | 0 | 24449.53 | 0 | 45782.37 | 0 | 0 | 0 | 0 | 9624.98 | 0 | 0
CZ12/SCn/defaults/instance-out.sql | 5273002.83 | 1866990.52 | 1351182.68 | 850055.03 | 0 | 449066.39 | 0 | 642151 | 38832.86 | 0 | 0 | 0 | 74724.35 | 0 | 0
CZ12/SUn/defaults/instance-out.sql | 1373843.06 | 0 | 0 | 850055.03 | 0 | 449066.39 | 0 | 0 | 0 | 0 | 0 | 0 | 74721.64 | 0 | 0
CZ12/WRf/defaults/instance-out.sql | 9932442.46 | 0 | 0 | 850055.03 | 0 | 224533.19 | 0 | 1100.74 | 0 | 0 | 0 | 0 | 74725.18 | 8782028.32 | 0
CZ13/Asm/defaults/instance-out.sql | 1648436.75 | 721152.57 | 357800.24 | 153888.09 | 0 | 145958.35 | 0 | 247472.05 | 1247.83 | 0 | 0 | 0 | 20917.61 | 0 | 0
CZ13/ECC/defaults/instance-out.sql | 4232503.69 | 391969.02 | 1382834.1 | 350734.07 | 0 | 1004942.32 | 0 | 585532.43 | 91955.48 | 0 | 0 | 0 | 424536.25 | 0 | 0
CZ13/EPr/defaults/instance-out.sql | 476000.37 | 9630.72 | 78472.6 | 63471.11 | 0 | 124743.49 | 0 | 129822 | 0 | 0 | 0 | 0 | 69860.45 | 0 | 0
CZ13/ERC/defaults/instance-out.sql | 16995.5 | 613.26 | 3004.89 | 2170.58 | 0 | 2139.72 | 0 | 6000.28 | 0 | 0 | 0 | 0 | 3066.76 | 0 | 0
CZ13/ESe/defaults/instance-out.sql | 1474203.94 | 114166.5 | 262936.66 | 197273.03 | 0 | 322422.45 | 0 | 372964.76 | 217.72 | 0 | 0 | 0 | 204222.84 | 0 | 0
CZ13/EUn/defaults/instance-out.sql | 13524593.91 | 1915193.67 | 3811786.4 | 1274541.22 | 0 | 3680441 | 0 | 2056779.41 | 137908.38 | 0 | 0 | 0 | 647943.85 | 0 | 0
CZ13/Fin/defaults/instance-out.sql | 84400.01 | 1036.67 | 15075.05 | 21323.7 | 0 | 14732.48 | 0 | 27437.45 | 0 | 0 | 0 | 0 | 4794.68 | 0 | 0
CZ13/Gro/defaults/instance-out.sql | 2203779.79 | 82069.69 | 91415.83 | 249305.1 | 0 | 177647.52 | 0 | 197352.42 | 0 | 0 | 0 | 0 | 57190.41 | 1348798.81 | 0
CZ13/Hsp/defaults/instance-out.sql | 6566444.55 | 1404826.34 | 2139588.87 | 857863.39 | 0 | 1185036.94 | 0 | 613995.14 | 123253.2 | 0 | 0 | 0 | 241880.67 | 0 | 0
CZ13/Lib/defaults/instance-out.sql | 151082.33 | 2323.57 | 30199.49 | 29298.95 | 0 | 23374.05 | 0 | 54546.43 | 0 | 0 | 0 | 0 | 11339.84 | 0 | 0
CZ13/MBT/defaults/instance-out.sql | 7936518.95 | 2003441.23 | 1333735.21 | 711184.77 | 0 | 2172017.2199999997 | 0 | 1512914.86 | 46938.17 | 0 | 0 | 0 | 156287.48 | 0 | 0
CZ13/MLI/defaults/instance-out.sql | 2105707.4 | 935257.26 | 340465.3 | 283897.7 | 0 | 240539.88 | 0 | 260750.31 | 548.39 | 0 | 0 | 0 | 44248.55 | 0 | 0
CZ13/Mtl/defaults/instance-out.sql | 315873.06 | 119394.59 | 79030.55 | 51355.88 | 0 | 22461.47 | 0 | 41983.72 | 62.6 | 0 | 0 | 0 | 1584.26 | 0 | 0
CZ13/Nrs/defaults/instance-out.sql | 1287952.98 | 243984.98 | 228737.12 | 201226.15 | 0 | 347903.8 | 0 | 154858.14 | 215.05 | 0 | 0 | 0 | 111027.73 | 0 | 0
CZ13/OfL/defaults/instance-out.sql | 4027695.6 | 823476.59 | 1435964.13 | 463682.79 | 0 | 831153.37 | 0 | 294754.26 | 76854.82 | 0 | 0 | 0 | 101809.64 | 0 | 0
CZ13/OfS/defaults/instance-out.sql | 157633.79 | 2017 | 31935.2 | 23792.96 | 0 | 29466.65 | 0 | 66229.33 | 0 | 0 | 0 | 0 | 4192.64 | 0 | 0
CZ13/Rel/defaults/instance-out.sql | 632518.68 | 83448.34 | 134606.68 | 91928.76 | 0 | 78770.29 | 0 | 229075.49 | 0 | 0 | 0 | 0 | 14689.12 | 0 | 0
CZ13/RFF/defaults/instance-out.sql | 126314.09 | 1030.01 | 20352.4 | 13249.86 | 0 | 37905.78 | 0 | 35238.86 | 0 | 0 | 0 | 0 | 18537.19 | 0 | 0
CZ13/RSD/defaults/instance-out.sql | 374068.45 | 79028.44 | 60185.94 | 36053.39 | 0 | 76552.65 | 0 | 57333.64 | 78.08 | 0 | 0 | 0 | 64836.29 | 0 | 0
CZ13/Rt3/defaults/instance-out.sql | 2695952.43 | 598736.28 | 455052.91 | 774617.57 | 0 | 436518 | 0 | 274852.12 | 606.31 | 0 | 0 | 0 | 155569.24 | 0 | 0
CZ13/RtL/defaults/instance-out.sql | 2426053.04 | 18388.16 | 352596.4 | 767684.28 | 0 | 509362.99 | 0 | 627210.37 | 0 | 0 | 0 | 0 | 150810.85 | 0 | 0
CZ13/RtS/defaults/instance-out.sql | 155786.84 | 4785.22 | 26140.14 | 44615.1 | 0 | 24449.53 | 0 | 46671.62 | 0 | 0 | 0 | 0 | 9125.24 | 0 | 0
CZ13/SCn/defaults/instance-out.sql | 5586470.11 | 1626602.75 | 1783298.84 | 850055.03 | 0 | 449066.39 | 0 | 760846.93 | 46010.8 | 0 | 0 | 0 | 70589.37 | 0 | 0
CZ13/SUn/defaults/instance-out.sql | 1369706.08 | 0 | 0 | 850055.03 | 0 | 449066.39 | 0 | 0 | 0 | 0 | 0 | 0 | 70584.66 | 0 | 0
CZ13/WRf/defaults/instance-out.sql | 10526705.79 | 0 | 0 | 850055.03 | 0 | 224533.19 | 0 | 1100.74 | 0 | 0 | 0 | 0 | 70594.37 | 9380422.46 | 0
CZ14/Asm/defaults/instance-out.sql | 1678027.26 | 681647.94 | 416443.49 | 153888.09 | 0 | 145958.35 | 0 | 259208.9 | 1017.02 | 0 | 0 | 0 | 19863.46 | 0 | 0
CZ14/ECC/defaults/instance-out.sql | 4495159.95 | 394389.46 | 1623637.11 | 350734.07 | 0 | 1004942.32 | 0 | 622007.18 | 97784.93 | 0 | 0 | 0 | 401664.89 | 0 | 0
CZ14/EPr/defaults/instance-out.sql | 491052.12 | 4977.43 | 100594.29 | 63471.11 | 0 | 124743.49 | 0 | 131150.3 | 0 | 0 | 0 | 0 | 66115.49 | 0 | 0
CZ14/ERC/defaults/instance-out.sql | 17652.66 | 339.89 | 4076.86 | 2170.58 | 0 | 2139.72 | 0 | 5991.31 | 0 | 0 | 0 | 0 | 2934.29 | 0 | 0
CZ14/ESe/defaults/instance-out.sql | 1526280.64 | 96303.63 | 334367.84 | 197273.03 | 0 | 322422.45 | 0 | 382062.77 | 190.74 | 0 | 0 | 0 | 193660.18 | 0 | 0
CZ14/EUn/defaults/instance-out.sql | 14917719.66 | 2249911.97 | 4606339.18 | 1274541.22 | 0 | 3680441 | 0 | 2342235.32 | 150280.46 | 0 | 0 | 0 | 613970.54 | 0 | 0
CZ14/Fin/defaults/instance-out.sql | 88547.63 | 618.81 | 19587.77 | 21323.7 | 0 | 14732.48 | 0 | 27705.4 | 0 | 0 | 0 | 0 | 4579.47 | 0 | 0
CZ14/Gro/defaults/instance-out.sql | 2313368.7 | 52439.44 | 121141.13 | 249305.1 | 0 | 177647.52 | 0 | 201955.38 | 0 | 0 | 0 | 0 | 54275.79 | 1456604.33 | 0
CZ14/Hsp/defaults/instance-out.sql | 7243482.28 | 1590289.55 | 2512629.34 | 857863.39 | 0 | 1185036.94 | 0 | 744035.38 | 124202.2 | 0 | 0 | 0 | 229425.48 | 0 | 0
CZ14/Lib/defaults/instance-out.sql | 157802.9 | 1363.79 | 39378.91 | 29298.95 | 0 | 23374.05 | 0 | 53626.3 | 0 | 0 | 0 | 0 | 10760.91 | 0 | 0
CZ14/MBT/defaults/instance-out.sql | 8141417.35 | 1699080.06 | 1723340.78 | 711184.77 | 0 | 2172017.2199999997 | 0 | 1639445.41 | 48096.61 | 0 | 0 | 0 | 148252.49 | 0 | 0
CZ14/MLI/defaults/instance-out.sql | 2717028.99 | 1304302.01 | 474236.42 | 283897.7 | 0 | 240539.88 | 0 | 371487.56 | 579.6 | 0 | 0 | 0 | 41985.82 | 0 | 0
CZ14/Mtl/defaults/instance-out.sql | 342562.06 | 118863.74 | 98668.44 | 51355.88 | 0 | 22461.47 | 0 | 49602.66 | 69.5 | 0 | 0 | 0 | 1540.37 | 0 | 0
CZ14/Nrs/defaults/instance-out.sql | 1392298.63 | 268289.19 | 287491.95 | 201226.15 | 0 | 347903.8 | 0 | 181828.58 | 238.02 | 0 | 0 | 0 | 105320.94 | 0 | 0
CZ14/OfL/defaults/instance-out.sql | 4283984.38 | 837059.7 | 1643337.04 | 463682.79 | 0 | 831153.37 | 0 | 328354.74 | 83813.3 | 0 | 0 | 0 | 96583.43 | 0 | 0
CZ14/OfS/defaults/instance-out.sql | 168087.14 | 885.65 | 41745.35 | 23792.96 | 0 | 29466.65 | 0 | 68188.74 | 0 | 0 | 0 | 0 | 4007.79 | 0 | 0
CZ14/Rel/defaults/instance-out.sql | 648339.89 | 50251.88 | 180605.17 | 91928.76 | 0 | 78770.29 | 0 | 232828.63 | 0 | 0 | 0 | 0 | 13955.17 | 0 | 0
CZ14/RFF/defaults/instance-out.sql | 130321.83 | 421.73 | 24793.16 | 13249.86 | 0 | 37905.78 | 0 | 36335.37 | 0 | 0 | 0 | 0 | 17615.94 | 0 | 0
CZ14/RSD/defaults/instance-out.sql | 410326.65 | 97313.74 | 73903.28 | 36053.39 | 0 | 76552.65 | 0 | 64873.13 | 93.49 | 0 | 0 | 0 | 61536.96 | 0 | 0
CZ14/Rt3/defaults/instance-out.sql | 2865985.6 | 630542.11 | 563592.54 | 774617.57 | 0 | 436518 | 0 | 312444.36 | 677.64 | 0 | 0 | 0 | 147593.38 | 0 | 0
CZ14/RtL/defaults/instance-out.sql | 2511966.89 | 11616.59 | 453006.07 | 767684.28 | 0 | 509362.99 | 0 | 627219.87 | 0 | 0 | 0 | 0 | 143077.08 | 0 | 0
CZ14/RtS/defaults/instance-out.sql | 159473.54 | 2062.03 | 33590.92 | 44615.1 | 0 | 24449.53 | 0 | 46068.83 | 0 | 0 | 0 | 0 | 8687.13 | 0 | 0
CZ14/SCn/defaults/instance-out.sql | 6160903.18 | 1612497.66 | 2195279.05 | 850055.03 | 0 | 449066.39 | 0 | 934852.82 | 52185.34 | 0 | 0 | 0 | 66966.9 | 0 | 0
CZ14/SUn/defaults/instance-out.sql | 1366092.56 | 0 | 0 | 850055.03 | 0 | 449066.39 | 0 | 0 | 0 | 0 | 0 | 0 | 66971.14 | 0 | 0
CZ14/WRf/defaults/instance-out.sql | 10168677.74 | 0 | 0 | 850055.03 | 0 | 224533.19 | 0 | 1100.74 | 0 | 0 | 0 | 0 | 66980.14 | 9026008.64 | 0
CZ15/Asm/defaults/instance-out.sql | 1990206.85 | 783311.7 | 610699.62 | 153888.09 | 0 | 145958.35 | 0 | 277128.29 | 1519.14 | 0 | 0 | 0 | 17701.65 | 0 | 0
CZ15/ECC/defaults/instance-out.sql | 5887298 | 910402.13 | 2342686.01 | 350734.07 | 0 | 1004942.32 | 0 | 815090.88 | 107170.49 | 0 | 0 | 0 | 356272.1 | 0 | 0
CZ15/EPr/defaults/instance-out.sql | 499629.04 | 1553.28 | 134231.06 | 63471.11 | 0 | 124743.49 | 0 | 116923.98 | 0 | 0 | 0 | 0 | 58706.11 | 0 | 0
CZ15/ERC/defaults/instance-out.sql | 17768.35 | 95.2 | 5608.75 | 2170.58 | 0 | 2139.72 | 0 | 5082.69 | 0 | 0 | 0 | 0 | 2671.4 | 0 | 0
CZ15/ESe/defaults/instance-out.sql | 1655630.28 | 130484.06 | 478423.46 | 197273.03 | 0 | 322422.45 | 0 | 354851.78 | 223.78 | 0 | 0 | 0 | 171951.73 | 0 | 0
CZ15/EUn/defaults/instance-out.sql | 17232873.76 | 2862342.99 | 6190078.33 | 1274541.22 | 0 | 3680441 | 0 | 2502437.94 | 178267.32 | 0 | 0 | 0 | 544764.97 | 0 | 0
CZ15/Fin/defaults/instance-out.sql | 90536.45 | 109.26 | 26901.52 | 21323.7 | 0 | 14732.48 | 0 | 23335.46 | 0 | 0 | 0 | 0 | 4134.03 | 0 | 0
CZ15/Gro/defaults/instance-out.sql | 2428915.1 | 16488.28 | 174605.3 | 249305.1 | 0 | 177647.52 | 0 | 172592.31 | 0 | 0 | 0 | 0 | 48251.97 | 1590024.63 | 0
CZ15/Hsp/defaults/instance-out.sql | 8022687.43 | 1702626.62 | 3151522.23 | 857863.39 | 0 | 1185036.94 | 0 | 793637.46 | 128289.09 | 0 | 0 | 0 | 203711.71 | 0 | 0
CZ15/Lib/defaults/instance-out.sql | 163169.14 | 361.88 | 53478.26 | 29298.95 | 0 | 23374.05 | 0 | 47043.85 | 0 | 0 | 0 | 0 | 9612.16 | 0 | 0
CZ15/MBT/defaults/instance-out.sql | 8058647.14 | 1038037.6 | 2354580.93 | 711184.77 | 0 | 2172017.2199999997 | 0 | 1600314.32 | 50855.15 | 0 | 0 | 0 | 131657.15 | 0 | 0
CZ15/MLI/defaults/instance-out.sql | 4259995.19 | 2302357.4 | 863700.3 | 283897.7 | 0 | 240539.88 | 0 | 531438.85 | 727.71 | 0 | 0 | 0 | 37333.34 | 0 | 0
CZ15/Mtl/defaults/instance-out.sql | 369846.3 | 107902.99 | 133099.03 | 51355.88 | 0 | 22461.47 | 0 | 53516.21 | 82.14 | 0 | 0 | 0 | 1428.58 | 0 | 0
CZ15/Nrs/defaults/instance-out.sql | 1531936.56 | 295862.89 | 391628.96 | 201226.15 | 0 | 347903.8 | 0 | 201446.2 | 327.61 | 0 | 0 | 0 | 93540.95 | 0 | 0
CZ15/OfL/defaults/instance-out.sql | 4769678.72 | 827284.47 | 2126383.02 | 463682.79 | 0 | 831153.37 | 0 | 340656.66 | 94713.56 | 0 | 0 | 0 | 85804.85 | 0 | 0
CZ15/OfS/defaults/instance-out.sql | 171392.43 | 112.95 | 55363.78 | 23792.96 | 0 | 29466.65 | 0 | 59029.94 | 0 | 0 | 0 | 0 | 3626.15 | 0 | 0
CZ15/Rel/defaults/instance-out.sql | 638379.72 | 14732.06 | 248980.64 | 91928.76 | 0 | 78770.29 | 0 | 191512.61 | 0 | 0 | 0 | 0 | 12455.36 | 0 | 0
CZ15/RFF/defaults/instance-out.sql | 131328.1 | 79.19 | 31905.63 | 13249.86 | 0 | 37905.78 | 0 | 32478.77 | 0 | 0 | 0 | 0 | 15708.88 | 0 | 0
CZ15/RSD/defaults/instance-out.sql | 428273.65 | 100566.85 | 94318.26 | 36053.39 | 0 | 76552.65 | 0 | 65972.57 | 106.17 | 0 | 0 | 0 | 54703.75 | 0 | 0
CZ15/Rt3/defaults/instance-out.sql | 3192235 | 697303.6 | 805148.85 | 774617.57 | 0 | 436518 | 0 | 346886.28 | 666.02 | 0 | 0 | 0 | 131094.68 | 0 | 0
CZ15/RtL/defaults/instance-out.sql | 2563988.09 | 1814.64 | 633488.96 | 767684.28 | 0 | 509362.99 | 0 | 524559.4 | 0 | 0 | 0 | 0 | 127077.82 | 0 | 0
CZ15/RtS/defaults/instance-out.sql | 164909.58 | 294.69 | 47774.56 | 44615.1 | 0 | 24449.53 | 0 | 39994.93 | 0 | 0 | 0 | 0 | 7780.76 | 0 | 0
CZ15/SCn/defaults/instance-out.sql | 7381227.85 | 1500727.58 | 3240186.21 | 850055.03 | 0 | 449066.39 | 0 | 1211894.14 | 69794.81 | 0 | 0 | 0 | 59503.69 | 0 | 0
CZ15/SUn/defaults/instance-out.sql | 1358628.95 | 0 | 0 | 850055.03 | 0 | 449066.39 | 0 | 0 | 0 | 0 | 0 | 0 | 59507.53 | 0 | 0
CZ15/WRf/defaults/instance-out.sql | 10879441.03 | 0 | 0 | 850055.03 | 0 | 224533.19 | 0 | 1100.74 | 0 | 0 | 0 | 0 | 59507.3 | 9744244.77 | 0
CZ16/Asm/defaults/instance-out.sql | 1708462.75 | 810594.59 | 276401.69 | 153888.09 | 0 | 145958.35 | 0 | 297354.95 | 922.39 | 0 | 0 | 0 | 23342.68 | 0 | 0
CZ16/ECC/defaults/instance-out.sql | 4903877.68 | 829231.24 | 1387405.71 | 350734.07 | 0 | 1004942.32 | 0 | 772915.59 | 82800.49 | 0 | 0 | 0 | 475848.25 | 0 | 0
CZ16/EPr/defaults/instance-out.sql | 497429.7 | 21791.14 | 62887.82 | 63471.11 | 0 | 124743.49 | 0 | 146294.17 | 0 | 0 | 0 | 0 | 78241.98 | 0 | 0
CZ16/ERC/defaults/instance-out.sql | 18487.04 | 1471.04 | 2264.87 | 2170.58 | 0 | 2139.72 | 0 | 7076.55 | 0 | 0 | 0 | 0 | 3364.28 | 0 | 0
CZ16/ESe/defaults/instance-out.sql | 1647819.5 | 244558.5 | 222313.81 | 197273.03 | 0 | 322422.45 | 0 | 432498.27 | 170.28 | 0 | 0 | 0 | 228583.17 | 0 | 0
CZ16/EUn/defaults/instance-out.sql | 15189517.91 | 2952547.94 | 3896100.06 | 1274541.22 | 0 | 3680441 | 0 | 2526943.2 | 133150.6 | 0 | 0 | 0 | 725793.89 | 0 | 0
CZ16/Fin/defaults/instance-out.sql | 87072.2 | 3029.44 | 12244.99 | 21323.7 | 0 | 14732.48 | 0 | 30447.62 | 0 | 0 | 0 | 0 | 5293.97 | 0 | 0
CZ16/Gro/defaults/instance-out.sql | 2242183.87 | 140119.37 | 69597.8 | 249305.1 | 0 | 177647.52 | 0 | 230605.37 | 0 | 0 | 0 | 0 | 63946.44 | 1310962.26 | 0
CZ16/Hsp/defaults/instance-out.sql | 7215461.07 | 1838202.86 | 2177313.44 | 857863.39 | 0 | 1185036.94 | 0 | 773052.16 | 113252.5 | 0 | 0 | 0 | 270739.79 | 0 | 0
CZ16/Lib/defaults/instance-out.sql | 157987.27 | 6469.58 | 23493.17 | 29298.95 | 0 | 23374.05 | 0 | 62711.14 | 0 | 0 | 0 | 0 | 12640.37 | 0 | 0
CZ16/MBT/defaults/instance-out.sql | 9027968.96 | 3153057.3 | 1098031.41 | 711184.77 | 0 | 2172017.2199999997 | 0 | 1677864.53 | 40897.49 | 0 | 0 | 0 | 174916.22 | 0 | 0
CZ16/MLI/defaults/instance-out.sql | 3373296.52 | 1885444.22 | 419944.45 | 283897.7 | 0 | 240539.88 | 0 | 493231.96 | 768.17 | 0 | 0 | 0 | 49470.14 | 0 | 0
CZ16/Mtl/defaults/instance-out.sql | 383310.14 | 190023.04 | 67438.05 | 51355.88 | 0 | 22461.47 | 0 | 50220.39 | 81.46 | 0 | 0 | 0 | 1729.84 | 0 | 0
CZ16/Nrs/defaults/instance-out.sql | 1444518.12 | 391146.5 | 198736.13 | 201226.15 | 0 | 347903.8 | 0 | 181039.4 | 246.75 | 0 | 0 | 0 | 124219.39 | 0 | 0
CZ16/OfL/defaults/instance-out.sql | 4308808.64 | 1113782.93 | 1367491.63 | 463682.79 | 0 | 831153.37 | 0 | 341940.63 | 76854.17 | 0 | 0 | 0 | 113903.1 | 0 | 0
CZ16/OfS/defaults/instance-out.sql | 165857.29 | 5521.39 | 26060.02 | 23792.96 | 0 | 29466.65 | 0 | 76395.52 | 0 | 0 | 0 | 0 | 4620.74 | 0 | 0
CZ16/Rel/defaults/instance-out.sql | 707078.33 | 146366.27 | 105622.34 | 91928.76 | 0 | 78770.29 | 0 | 268012.89 | 0 | 0 | 0 | 0 | 16377.78 | 0 | 0
CZ16/RFF/defaults/instance-out.sql | 128713.76 | 3272.44 | 16339.46 | 13249.86 | 0 | 37905.78 | 0 | 37271.45 | 0 | 0 | 0 | 0 | 20674.77 | 0 | 0
CZ16/RSD/defaults/instance-out.sql | 387200.71 | 86790.6 | 49123.25 | 36053.39 | 0 | 76552.65 | 0 | 66136.93 | 47.53 | 0 | 0 | 0 | 72496.37 | 0 | 0
CZ16/Rt3/defaults/instance-out.sql | 2874893.94 | 782866.35 | 378458.11 | 774617.57 | 0 | 436518 | 0 | 327410.04 | 953.85 | 0 | 0 | 0 | 174070.02 | 0 | 0
CZ16/RtL/defaults/instance-out.sql | 2513151.07 | 62279.93 | 287396.69 | 767684.28 | 0 | 509362.99 | 0 | 717685.12 | 0 | 0 | 0 | 0 | 168742.06 | 0 | 0
CZ16/RtS/defaults/instance-out.sql | 156996.44 | 10218.74 | 19509.08 | 44615.1 | 0 | 24449.53 | 0 | 48062.43 | 0 | 0 | 0 | 0 | 10141.55 | 0 | 0
CZ16/SCn/defaults/instance-out.sql | 6068876.82 | 2452140.93 | 1380554.32 | 850055.03 | 0 | 449066.39 | 0 | 819481.32 | 38612.59 | 0 | 0 | 0 | 78966.24 | 0 | 0
CZ16/SUn/defaults/instance-out.sql | 1378087.41 | 0 | 0 | 850055.03 | 0 | 449066.39 | 0 | 0 | 0 | 0 | 0 | 0 | 78965.99 | 0 | 0
CZ16/WRf/defaults/instance-out.sql | 8628879.46 | 4441.45 | 0 | 850055.03 | 0 | 224533.19 | 0 | 1100.74 | 0 | 0 | 0 | 0 | 78974.21 | 7469774.84 | 0
File Name | Heat Rejection (m3) | Humidification (m3) | Water Systems (m3)
CZ01/Asm/defaults/instance-out.sql | 0 | 0 | 411.62
CZ01/ECC/defaults/instance-out.sql | 0 | 0 | 8687.1
CZ01/EPr/defaults/instance-out.sql | 0 | 0 | 1419.15
CZ01/ERC/defaults/instance-out.sql | 0 | 0 | 50.33
CZ01/ESe/defaults/instance-out.sql | 0 | 0 | 4134.52
CZ01/EUn/defaults/instance-out.sql | 0 | 0 | 13198.07
CZ01/Fin/defaults/instance-out.sql | 0 | 0 | 84.81
CZ01/Gro/defaults/instance-out.sql | 0 | 0 | 1146.94
CZ01/Hsp/defaults/instance-out.sql | 0 | 0 | 4893.91
CZ01/Lib/defaults/instance-out.sql | 0 | 0 | 219.94
CZ01/MBT/defaults/instance-out.sql | 0 | 0 | 3157.41
CZ01/MLI/defaults/instance-out.sql | 0 | 0 | 885.24
CZ01/Mtl/defaults/instance-out.sql | 0 | 0 | 22.64
CZ01/Nrs/defaults/instance-out.sql | 0 | 0 | 2239.38
CZ01/OfL/defaults/instance-out.sql | 0 | 0 | 2052.01
CZ01/OfS/defaults/instance-out.sql | 0 | 0 | 72.65
CZ01/Rel/defaults/instance-out.sql | 0 | 0 | 285.61
CZ01/RFF/defaults/instance-out.sql | 0 | 0 | 363.28
CZ01/RSD/defaults/instance-out.sql | 0 | 0 | 1301.55
CZ01/Rt3/defaults/instance-out.sql | 0 | 0 | 3141.02
CZ01/RtL/defaults/instance-out.sql | 0 | 0 | 3044.65
CZ01/RtS/defaults/instance-out.sql | 0 | 0 | 172.58
CZ01/SCn/defaults/instance-out.sql | 0 | 0 | 1419.99
CZ01/SUn/defaults/instance-out.sql | 0 | 0 | 1419.99
CZ01/WRf/defaults/instance-out.sql | 0 | 0 | 1419.99
CZ02/Asm/defaults/instance-out.sql | 0 | 0 | 411.62
CZ02/ECC/defaults/instance-out.sql | 0 | 0 | 8687.1
CZ02/EPr/defaults/instance-out.sql | 0 | 0 | 1419.15
CZ02/ERC/defaults/instance-out.sql | 0 | 0 | 50.33
CZ02/ESe/defaults/instance-out.sql | 0 | 0 | 4134.52
CZ02/EUn/defaults/instance-out.sql | 0 | 0 | 13198.07
CZ02/Fin/defaults/instance-out.sql | 0 | 0 | 84.81
CZ02/Gro/defaults/instance-out.sql | 0 | 0 | 1146.94
CZ02/Hsp/defaults/instance-out.sql | 0 | 0 | 4893.91
CZ02/Lib/defaults/instance-out.sql | 0 | 0 | 219.94
CZ02/MBT/defaults/instance-out.sql | 0 | 0 | 3157.41
CZ02/MLI/defaults/instance-out.sql | 0 | 0 | 885.24
CZ02/Mtl/defaults/instance-out.sql | 0 | 0 | 22.64
CZ02/Nrs/defaults/instance-out.sql | 0 | 0 | 2239.38
CZ02/OfL/defaults/instance-out.sql | 0 | 0 | 2052.01
CZ02/OfS/defaults/instance-out.sql | 0 | 0 | 72.65
CZ02/Rel/defaults/instance-out.sql | 0 | 0 | 285.61
CZ02/RFF/defaults/instance-out.sql | 0 | 0 | 363.28
CZ02/RSD/defaults/instance-out.sql | 0 | 0 | 1301.55
CZ02/Rt3/defaults/instance-out.sql | 0 | 0 | 3141.02
CZ02/RtL/defaults/instance-out.sql | 0 | 0 | 3044.65
CZ02/RtS/defaults/instance-out.sql | 0 | 0 | 172.58
CZ02/SCn/defaults/instance-out.sql | 0 | 0 | 1419.99
CZ02/SUn/defaults/instance-out.sql | 0 | 0 | 1419.99
CZ02/WRf/defaults/instance-out.sql | 0 | 0 | 1419.99
CZ03/Asm/defaults/instance-out.sql | 0 | 0 | 411.62
CZ03/ECC/defaults/instance-out.sql | 0 | 0 | 8687.1
CZ03/EPr/defaults/instance-out.sql | 0 | 0 | 1419.15
CZ03/ERC/defaults/instance-out.sql | 0 | 0 | 50.33
CZ03/ESe/defaults/instance-out.sql | 0 | 0 | 4134.52
CZ03/EUn/defaults/instance-out.sql | 0 | 0 | 13198.07
CZ03/Fin/defaults/instance-out.sql | 0 | 0 | 84.81
CZ03/Gro/defaults/instance-out.sql | 0 | 0 | 1146.94
CZ03/Hsp/defaults/instance-out.sql | 0 | 0 | 4893.91
CZ03/Lib/defaults/instance-out.sql | 0 | 0 | 219.94
CZ03/MBT/defaults/instance-out.sql | 0 | 0 | 3157.41
CZ03/MLI/defaults/instance-out.sql | 0 | 0 | 885.24
CZ03/Mtl/defaults/instance-out.sql | 0 | 0 | 22.64
CZ03/Nrs/defaults/instance-out.sql | 0 | 0 | 2239.38
CZ03/OfL/defaults/instance-out.sql | 0 | 0 | 2052.01
CZ03/OfS/defaults/instance-out.sql | 0 | 0 | 72.65
CZ03/Rel/defaults/instance-out.sql | 0 | 0 | 285.61
CZ03/RFF/defaults/instance-out.sql | 0 | 0 | 363.28
CZ03/RSD/defaults/instance-out.sql | 0 | 0 | 1301.55
CZ03/Rt3/defaults/instance-out.sql | 0 | 0 | 3141.02
CZ03/RtL/defaults/instance-out.sql | 0 | 0 | 3044.65
CZ03/RtS/defaults/instance-out.sql | 0 | 0 | 172.58
CZ03/SCn/defaults/instance-out.sql | 0 | 0 | 1419.99
CZ03/SUn/defaults/instance-out.sql | 0 | 0 | 1419.99
CZ03/WRf/defaults/instance-out.sql | 0 | 0 | 1419.99
CZ04/Asm/defaults/instance-out.sql | 0 | 0 | 411.62
CZ04/ECC/defaults/instance-out.sql | 0 | 0 | 8687.1
CZ04/EPr/defaults/instance-out.sql | 0 | 0 | 1419.15
CZ04/ERC/defaults/instance-out.sql | 0 | 0 | 50.33
CZ04/ESe/defaults/instance-out.sql | 0 | 0 | 4134.52
CZ04/EUn/defaults/instance-out.sql | 0 | 0 | 13198.07
CZ04/Fin/defaults/instance-out.sql | 0 | 0 | 84.81
CZ04/Gro/defaults/instance-out.sql | 0 | 0 | 1146.94
CZ04/Hsp/defaults/instance-out.sql | 0 | 0 | 4893.91
CZ04/Lib/defaults/instance-out.sql | 0 | 0 | 219.94
CZ04/MBT/defaults/instance-out.sql | 0 | 0 | 3157.41
CZ04/MLI/defaults/instance-out.sql | 0 | 0 | 885.24
CZ04/Mtl/defaults/instance-out.sql | 0 | 0 | 22.64
CZ04/Nrs/defaults/instance-out.sql | 0 | 0 | 2239.38
CZ04/OfL/defaults/instance-out.sql | 0 | 0 | 2052.01
CZ04/OfS/defaults/instance-out.sql | 0 | 0 | 72.65
CZ04/Rel/defaults/instance-out.sql | 0 | 0 | 285.61
CZ04/RFF/defaults/instance-out.sql | 0 | 0 | 363.28
CZ04/RSD/defaults/instance-out.sql | 0 | 0 | 1301.55
CZ04/Rt3/defaults/instance-out.sql | 0 | 0 | 3141.02
CZ04/RtL/defaults/instance-out.sql | 0 | 0 | 3044.65
CZ04/RtS/defaults/instance-out.sql | 0 | 0 | 172.58
CZ04/SCn/defaults/instance-out.sql | 0 | 0 | 1419.99
CZ04/SUn/defaults/instance-out.sql | 0 | 0 | 1419.99
CZ04/WRf/defaults/instance-out.sql | 0 | 0 | 1419.99
CZ05/Asm/defaults/instance-out.sql | 0 | 0 | 411.62
CZ05/ECC/defaults/instance-out.sql | 0 | 0 | 8687.1
CZ05/EPr/defaults/instance-out.sql | 0 | 0 | 1419.15
CZ05/ERC/defaults/instance-out.sql | 0 | 0 | 50.33
CZ05/ESe/defaults/instance-out.sql | 0 | 0 | 4134.52
CZ05/EUn/defaults/instance-out.sql | 0 | 0 | 13198.07
CZ05/Fin/defaults/instance-out.sql | 0 | 0 | 84.81
CZ05/Gro/defaults/instance-out.sql | 0 | 0 | 1146.94
CZ05/Hsp/defaults/instance-out.sql | 0 | 0 | 4893.91
CZ05/Lib/defaults/instance-out.sql | 0 | 0 | 219.94
CZ05/MBT/defaults/instance-out.sql | 0 | 0 | 3157.41
CZ05/MLI/defaults/instance-out.sql | 0 | 0 | 885.24
CZ05/Mtl/defaults/instance-out.sql | 0 | 0 | 22.64
CZ05/Nrs/defaults/instance-out.sql | 0 | 0 | 2239.38
CZ05/OfL/defaults/instance-out.sql | 0 | 0 | 2052.01
CZ05/OfS/defaults/instance-out.sql | 0 | 0 | 72.65
CZ05/Rel/defaults/instance-out.sql | 0 | 0 | 285.61
CZ05/RFF/defaults/instance-out.sql | 0 | 0 | 363.28
CZ05/RSD/defaults/instance-out.sql | 0 | 0 | 1301.55
CZ05/Rt3/defaults/instance-out.sql | 0 | 0 | 3141.02
CZ05/RtL/defaults/instance-out.sql | 0 | 0 | 3044.65
CZ05/RtS/defaults/instance-out.sql | 0 | 0 | 172.58
CZ05/SCn/defaults/instance-out.sql | 0 | 0 | 1419.99
CZ05/SUn/defaults/instance-out.sql | 0 | 0 | 1419.99
CZ05/WRf/defaults/instance-out.sql | 0 | 0 | 1419.99
CZ06/Asm/defaults/instance-out.sql | 0 | 0 | 411.62
CZ06/ECC/defaults/instance-out.sql | 0 | 0 | 8687.1
CZ06/EPr/defaults/instance-out.sql | 0 | 0 | 1419.15
CZ06/ERC/defaults/instance-out.sql | 0 | 0 | 50.33
CZ06/ESe/defaults/instance-out.sql | 0 | 0 | 4134.52
CZ06/EUn/defaults/instance-out.sql | 0 | 0 | 13198.07
CZ06/Fin/defaults/instance-out.sql | 0 | 0 | 84.81
CZ06/Gro/defaults/instance-out.sql | 0 | 0 | 1146.94
CZ06/Hsp/defaults/instance-out.sql | 0 | 0 | 4893.91
CZ06/Lib/defaults/instance-out.sql | 0 | 0 | 219.94
CZ06/MBT/defaults/instance-out.sql | 0 | 0 | 3157.41
CZ06/MLI/defaults/instance-out.sql | 0 | 0 | 885.24
CZ06/Mtl/defaults/instance-out.sql | 0 | 0 | 22.64
CZ06/Nrs/defaults/instance-out.sql | 0 | 0 | 2239.38
CZ06/OfL/defaults/instance-out.sql | 0 | 0 | 2052.01
CZ06/OfS/defaults/instance-out.sql | 0 | 0 | 72.65
CZ06/Rel/defaults/instance-out.sql | 0 | 0 | 285.61
CZ06/RFF/defaults/instance-out.sql | 0 | 0 | 363.28
CZ06/RSD/defaults/instance-out.sql | 0 | 0 | 1301.55
CZ06/Rt3/defaults/instance-out.sql | 0 | 0 | 3141.02
CZ06/RtL/defaults/instance-out.sql | 0 | 0 | 3044.65
CZ06/RtS/defaults/instance-out.sql | 0 | 0 | 172.58
CZ06/SCn/defaults/instance-out.sql | 0 | 0 | 1419.99
CZ06/SUn/defaults/instance-out.sql | 0 | 0 | 1419.99
CZ06/WRf/defaults/instance-out.sql | 0 | 0 | 1419.99
CZ07/Asm/defaults/instance-out.sql | 0 | 0 | 411.62
CZ07/ECC/defaults/instance-out.sql | 0 | 0 | 8687.1
CZ07/EPr/defaults/instance-out.sql | 0 | 0 | 1419.15
CZ07/ERC/defaults/instance-out.sql | 0 | 0 | 50.33
CZ07/ESe/defaults/instance-out.sql | 0 | 0 | 4134.52
CZ07/EUn/defaults/instance-out.sql | 0 | 0 | 13198.07
CZ07/Fin/defaults/instance-out.sql | 0 | 0 | 84.81
CZ07/Gro/defaults/instance-out.sql | 0 | 0 | 1146.94
CZ07/Hsp/defaults/instance-out.sql | 0 | 0 | 4893.91
CZ07/Lib/defaults/instance-out.sql | 0 | 0 | 219.94
CZ07/MBT/defaults/instance-out.sql | 0 | 0 | 3157.41
CZ07/MLI/defaults/instance-out.sql | 0 | 0 | 885.24
CZ07/Mtl/defaults/instance-out.sql | 0 | 0 | 22.64
CZ07/Nrs/defaults/instance-out.sql | 0 | 0 | 2239.38
CZ07/OfL/defaults/instance-out.sql | 0 | 0 | 2052.01
CZ07/OfS/defaults/instance-out.sql | 0 | 0 | 72.65
CZ07/Rel/defaults/instance-out.sql | 0 | 0 | 285.61
CZ07/RFF/defaults/instance-out.sql | 0 | 0 | 363.28
CZ07/RSD/defaults/instance-out.sql | 0 | 0 | 1301.55
CZ07/Rt3/defaults/instance-out.sql | 0 | 0 | 3141.02
CZ07/RtL/defaults/instance-out.sql | 0 | 0 | 3044.65
CZ07/RtS/defaults/instance-out.sql | 0 | 0 | 172.58
CZ07/SCn/defaults/instance-out.sql | 0 | 0 | 1419.99
CZ07/SUn/defaults/instance-out.sql | 0 | 0 | 1419.99
CZ07/WRf/defaults/instance-out.sql | 0 | 0 | 1419.99
CZ08/Asm/defaults/instance-out.sql | 0 | 0 | 411.62
CZ08/ECC/defaults/instance-out.sql | 0 | 0 | 8687.1
CZ08/EPr/defaults/instance-out.sql | 0 | 0 | 1419.15
CZ08/ERC/defaults/instance-out.sql | 0 | 0 | 50.33
CZ08/ESe/defaults/instance-out.sql | 0 | 0 | 4134.52
CZ08/EUn/defaults/instance-out.sql | 0 | 0 | 13198.07
CZ08/Fin/defaults/instance-out.sql | 0 | 0 | 84.81
CZ08/Gro/defaults/instance-out.sql | 0 | 0 | 1146.94
CZ08/Hsp/defaults/instance-out.sql | 0 | 0 | 4893.91
CZ08/Lib/defaults/instance-out.sql | 0 | 0 | 219.94
CZ08/MBT/defaults/instance-out.sql | 0 | 0 | 3157.41
CZ08/MLI/defaults/instance-out.sql | 0 | 0 | 885.24
CZ08/Mtl/defaults/instance-out.sql | 0 | 0 | 22.64
CZ08/Nrs/defaults/instance-out.sql | 0 | 0 | 2239.38
CZ08/OfL/defaults/instance-out.sql | 0 | 0 | 2052.01
CZ08/OfS/defaults/instance-out.sql | 0 | 0 | 72.65
CZ08/Rel/defaults/instance-out.sql | 0 | 0 | 285.61
CZ08/RFF/defaults/instance-out.sql | 0 | 0 | 363.28
CZ08/RSD/defaults/instance-out.sql | 0 | 0 | 1301.55
CZ08/Rt3/defaults/instance-out.sql | 0 | 0 | 3141.02
CZ08/RtL/defaults/instance-out.sql | 0 | 0 | 3044.65
CZ08/RtS/defaults/instance-out.sql | 0 | 0 | 172.58
CZ08/SCn/defaults/instance-out.sql | 0 | 0 | 1419.99
CZ08/SUn/defaults/instance-out.sql | 0 | 0 | 1419.99
CZ08/WRf/defaults/instance-out.sql | 0 | 0 | 1419.99
CZ09/Asm/defaults/instance-out.sql | 0 | 0 | 411.62
CZ09/ECC/defaults/instance-out.sql | 0 | 0 | 8687.1
CZ09/EPr/defaults/instance-out.sql | 0 | 0 | 1419.15
CZ09/ERC/defaults/instance-out.sql | 0 | 0 | 50.33
CZ09/ESe/defaults/instance-out.sql | 0 | 0 | 4134.52
CZ09/EUn/defaults/instance-out.sql | 0 | 0 | 13198.07
CZ09/Fin/defaults/instance-out.sql | 0 | 0 | 84.81
CZ09/Gro/defaults/instance-out.sql | 0 | 0 | 1146.94
CZ09/Hsp/defaults/instance-out.sql | 0 | 0 | 4893.91
CZ09/Lib/defaults/instance-out.sql | 0 | 0 | 219.94
CZ09/MBT/defaults/instance-out.sql | 0 | 0 | 3157.41
CZ09/MLI/defaults/instance-out.sql | 0 | 0 | 885.24
CZ09/Mtl/defaults/instance-out.sql | 0 | 0 | 22.64
CZ09/Nrs/defaults/instance-out.sql | 0 | 0 | 2239.38
CZ09/OfL/defaults/instance-out.sql | 0 | 0 | 2052.01
CZ09/OfS/defaults/instance-out.sql | 0 | 0 | 72.65
CZ09/Rel/defaults/instance-out.sql | 0 | 0 | 285.61
CZ09/RFF/defaults/instance-out.sql | 0 | 0 | 363.28
CZ09/RSD/defaults/instance-out.sql | 0 | 0 | 1301.55
CZ09/Rt3/defaults/instance-out.sql | 0 | 0 | 3141.02
CZ09/RtL/defaults/instance-out.sql | 0 | 0 | 3044.65
CZ09/RtS/defaults/instance-out.sql | 0 | 0 | 172.58
CZ09/SCn/defaults/instance-out.sql | 0 | 0 | 1419.99
CZ09/SUn/defaults/instance-out.sql | 0 | 0 | 1419.99
CZ09/WRf/defaults/instance-out.sql | 0 | 0 | 1419.99
CZ10/Asm/defaults/instance-out.sql | 0 | 0 | 411.62
CZ10/ECC/defaults/instance-out.sql | 0 | 0 | 8687.1
CZ10/EPr/defaults/instance-out.sql | 0 | 0 | 1419.15
CZ10/ERC/defaults/instance-out.sql | 0 | 0 | 50.33
CZ10/ESe/defaults/instance-out.sql | 0 | 0 | 4134.52
CZ10/EUn/defaults/instance-out.sql | 0 | 0 | 13198.07
CZ10/Fin/defaults/instance-out.sql | 0 | 0 | 84.81
CZ10/Gro/defaults/instance-out.sql | 0 | 0 | 1146.94
CZ10/Hsp/defaults/instance-out.sql | 0 | 0 | 4893.91
CZ10/Lib/defaults/instance-out.sql | 0 | 0 | 219.94
CZ10/MBT/defaults/instance-out.sql | 0 | 0 | 3157.41
CZ10/MLI/defaults/instance-out.sql | 0 | 0 | 885.24
CZ10/Mtl/defaults/instance-out.sql | 0 | 0 | 22.64
CZ10/Nrs/defaults/instance-out.sql | 0 | 0 | 2239.38
CZ10/OfL/defaults/instance-out.sql | 0 | 0 | 2052.01
CZ10/OfS/defaults/instance-out.sql | 0 | 0 | 72.65
CZ10/Rel/defaults/instance-out.sql | 0 | 0 | 285.61
CZ10/RFF/defaults/instance-out.sql | 0 | 0 | 363.28
CZ10/RSD/defaults/instance-out.sql | 0 | 0 | 1301.55
CZ10/Rt3/defaults/instance-out.sql | 0 | 0 | 3141.02
CZ10/RtL/defaults/instance-out.sql | 0 | 0 | 3044.65
CZ10/RtS/defaults/instance-out.sql | 0 | 0 | 172.58
CZ10/SCn/defaults/instance-out.sql | 0 | 0 | 1419.99
CZ10/SUn/defaults/instance-out.sql | 0 | 0 | 1419.99
CZ10/WRf/defaults/instance-out.sql | 0 | 0 | 1419.99
CZ11/Asm/defaults/instance-out.sql | 0 | 0 | 411.62
CZ11/ECC/defaults/instance-out.sql | 0 | 0 | 8687.1
CZ11/EPr/defaults/instance-out.sql | 0 | 0 | 1419.15
CZ11/ERC/defaults/instance-out.sql | 0 | 0 | 50.33
CZ11/ESe/defaults/instance-out.sql | 0 | 0 | 4134.52
CZ11/EUn/defaults/instance-out.sql | 0 | 0 | 13198.07
CZ11/Fin/defaults/instance-out.sql | 0 | 0 | 84.81
CZ11/Gro/defaults/instance-out.sql | 0 | 0 | 1146.94
CZ11/Hsp/defaults/instance-out.sql | 0 | 0 | 4893.91
CZ11/Lib/defaults/instance-out.sql | 0 | 0 | 219.94
CZ11/MBT/defaults/instance-out.sql | 0 | 0 | 3157.41
CZ11/MLI/defaults/instance-out.sql | 0 | 0 | 885.24
CZ11/Mtl/defaults/instance-out.sql | 0 | 0 | 22.64
CZ11/Nrs/defaults/instance-out.sql | 0 | 0 | 2239.38
CZ11/OfL/defaults/instance-out.sql | 0 | 0 | 2052.01
CZ11/OfS/defaults/instance-out.sql | 0 | 0 | 72.65
CZ11/Rel/defaults/instance-out.sql | 0 | 0 | 285.61
CZ11/RFF/defaults/instance-out.sql | 0 | 0 | 363.28
CZ11/RSD/defaults/instance-out.sql | 0 | 0 | 1301.55
CZ11/Rt3/defaults/instance-out.sql | 0 | 0 | 3141.02
CZ11/RtL/defaults/instance-out.sql | 0 | 0 | 3044.65
CZ11/RtS/defaults/instance-out.sql | 0 | 0 | 172.58
CZ11/SCn/defaults/instance-out.sql | 0 | 0 | 1419.99
CZ11/SUn/defaults/instance-out.sql | 0 | 0 | 1419.99
CZ11/WRf/defaults/instance-out.sql | 0 | 0 | 1419.99
CZ12/Asm/defaults/instance-out.sql | 0 | 0 | 411.62
CZ12/ECC/defaults/instance-out.sql | 0 | 0 | 8687.1
CZ12/EPr/defaults/instance-out.sql | 0 | 0 | 1419.15
CZ12/ERC/defaults/instance-out.sql | 0 | 0 | 50.33
CZ12/ESe/defaults/instance-out.sql | 0 | 0 | 4134.52
CZ12/EUn/defaults/instance-out.sql | 0 | 0 | 13198.07
CZ12/Fin/defaults/instance-out.sql | 0 | 0 | 84.81
CZ12/Gro/defaults/instance-out.sql | 0 | 0 | 1146.94
CZ12/Hsp/defaults/instance-out.sql | 0 | 0 | 4893.91
CZ12/Lib/defaults/instance-out.sql | 0 | 0 | 219.94
CZ12/MBT/defaults/instance-out.sql | 0 | 0 | 3157.41
CZ12/MLI/defaults/instance-out.sql | 0 | 0 | 885.24
CZ12/Mtl/defaults/instance-out.sql | 0 | 0 | 22.64
CZ12/Nrs/defaults/instance-out.sql | 0 | 0 | 2239.38
CZ12/OfL/defaults/instance-out.sql | 0 | 0 | 2052.01
CZ12/OfS/defaults/instance-out.sql | 0 | 0 | 72.65
CZ12/Rel/defaults/instance-out.sql | 0 | 0 | 285.61
CZ12/RFF/defaults/instance-out.sql | 0 | 0 | 363.28
CZ12/RSD/defaults/instance-out.sql | 0 | 0 | 1301.55
CZ12/Rt3/defaults/instance-out.sql | 0 | 0 | 3141.02
CZ12/RtL/defaults/instance-out.sql | 0 | 0 | 3044.65
CZ12/RtS/defaults/instance-out.sql | 0 | 0 | 172.58
CZ12/SCn/defaults/instance-out.sql | 0 | 0 | 1419.99
CZ12/SUn/defaults/instance-out.sql | 0 | 0 | 1419.99
CZ12/WRf/defaults/instance-out.sql | 0 | 0 | 1419.99
CZ13/Asm/defaults/instance-out.sql | 0 | 0 | 411.62
CZ13/ECC/defaults/instance-out.sql | 0 | 0 | 8687.1
CZ13/EPr/defaults/instance-out.sql | 0 | 0 | 1419.15
CZ13/ERC/defaults/instance-out.sql | 0 | 0 | 50.33
CZ13/ESe/defaults/instance-out.sql | 0 | 0 | 4134.52
CZ13/EUn/defaults/instance-out.sql | 0 | 0 | 13198.07
CZ13/Fin/defaults/instance-out.sql | 0 | 0 | 84.81
CZ13/Gro/defaults/instance-out.sql | 0 | 0 | 1146.94
CZ13/Hsp/defaults/instance-out.sql | 0 | 0 | 4893.91
CZ13/Lib/defaults/instance-out.sql | 0 | 0 | 219.94
CZ13/MBT/defaults/instance-out.sql | 0 | 0 | 3157.41
CZ13/MLI/defaults/instance-out.sql | 0 | 0 | 885.24
CZ13/Mtl/defaults/instance-out.sql | 0 | 0 | 22.64
CZ13/Nrs/defaults/instance-out.sql | 0 | 0 | 2239.38
CZ13/OfL/defaults/instance-out.sql | 0 | 0 | 2052.01
CZ13/OfS/defaults/instance-out.sql | 0 | 0 | 72.65
CZ13/Rel/defaults/instance-out.sql | 0 | 0 | 285.61
CZ13/RFF/defaults/instance-out.sql | 0 | 0 | 363.28
CZ13/RSD/defaults/instance-out.sql | 0 | 0 | 1301.55
CZ13/Rt3/defaults/instance-out.sql | 0 | 0 | 3141.02
CZ13/RtL/defaults/instance-out.sql | 0 | 0 | 3044.65
CZ13/RtS/defaults/instance-out.sql | 0 | 0 | 172.58
CZ13/SCn/defaults/instance-out.sql | 0 | 0 | 1419.99
CZ13/SUn/defaults/instance-out.sql | 0 | 0 | 1419.99
CZ13/WRf/defaults/instance-out.sql | 0 | 0 | 1419.99
CZ14/Asm/defaults/instance-out.sql | 0 | 0 | 411.62
CZ14/ECC/defaults/instance-out.sql | 0 | 0 | 8687.1
CZ14/EPr/defaults/instance-out.sql | 0 | 0 | 1419.15
CZ14/ERC/defaults/instance-out.sql | 0 | 0 | 50.33
CZ14/ESe/defaults/instance-out.sql | 0 | 0 | 4134.52
CZ14/EUn/defaults/instance-out.sql | 0 | 0 | 13198.07
CZ14/Fin/defaults/instance-out.sql | 0 | 0 | 84.81
CZ14/Gro/defaults/instance-out.sql | 0 | 0 | 1146.94
CZ14/Hsp/defaults/instance-out.sql | 0 | 0 | 4893.91
CZ14/Lib/defaults/instance-out.sql | 0 | 0 | 219.94
CZ14/MBT/defaults/instance-out.sql | 0 | 0 | 3157.41
CZ14/MLI/defaults/instance-out.sql | 0 | 0 | 885.24
CZ14/Mtl/defaults/instance-out.sql | 0 | 0 | 22.64
CZ14/Nrs/defaults/instance-out.sql | 0 | 0 | 2239.38
CZ14/OfL/defaults/instance-out.sql | 0 | 0 | 2052.01
CZ14/OfS/defaults/instance-out.sql | 0 | 0 | 72.65
CZ14/Rel/defaults/instance-out.sql | 0 | 0 | 285.61
CZ14/RFF/defaults/instance-out.sql | 0 | 0 | 363.28
CZ14/RSD/defaults/instance-out.sql | 0 | 0 | 1301.55
CZ14/Rt3/defaults/instance-out.sql | 0 | 0 | 3141.02
CZ14/RtL/defaults/instance-out.sql | 0 | 0 | 3044.65
CZ14/RtS/defaults/instance-out.sql | 0 | 0 | 172.58
CZ14/SCn/defaults/instance-out.sql | 0 | 0 | 1419.99
CZ14/SUn/defaults/instance-out.sql | 0 | 0 | 1419.99
CZ14/WRf/defaults/instance-out.sql | 0 | 0 | 1419.99
CZ15/Asm/defaults/instance-out.sql | 0 | 0 | 411.62
CZ15/ECC/defaults/instance-out.sql | 0 | 0 | 8687.1
CZ15/EPr/defaults/instance-out.sql | 0 | 0 | 1419.15
CZ15/ERC/defaults/instance-out.sql | 0 | 0 | 50.33
CZ15/ESe/defaults/instance-out.sql | 0 | 0 | 4134.52
CZ15/EUn/defaults/instance-out.sql | 0 | 0 | 13198.07
CZ15/Fin/defaults/instance-out.sql | 0 | 0 | 84.81
CZ15/Gro/defaults/instance-out.sql | 0 | 0 | 1146.94
CZ15/Hsp/defaults/instance-out.sql | 0 | 0 | 4893.91
CZ15/Lib/defaults/instance-out.sql | 0 | 0 | 219.94
CZ15/MBT/defaults/instance-out.sql | 0 | 0 | 3157.41
CZ15/MLI/defaults/instance-out.sql | 0 | 0 | 885.24
CZ15/Mtl/defaults/instance-out.sql | 0 | 0 | 22.64
CZ15/Nrs/defaults/instance-out.sql | 0 | 0 | 2239.38
CZ15/OfL/defaults/instance-out.sql | 0 | 0 | 2052.01
CZ15/OfS/defaults/instance-out.sql | 0 | 0 | 72.65
CZ15/Rel/defaults/instance-out.sql | 0 | 0 | 285.61
CZ15/RFF/defaults/instance-out.sql | 0 | 0 | 363.28
CZ15/RSD/defaults/instance-out.sql | 0 | 0 | 1301.55
CZ15/Rt3/defaults/instance-out.sql | 0 | 0 | 3141.02
CZ15/RtL/defaults/instance-out.sql | 0 | 0 | 3044.65
CZ15/RtS/defaults/instance-out.sql | 0 | 0 | 172.58
CZ15/SCn/defaults/instance-out.sql | 0 | 0 | 1419.99
CZ15/SUn/defaults/instance-out.sql | 0 | 0 | 1419.99
CZ15/WRf/defaults/instance-out.sql | 0 | 0 | 1419.99
CZ16/Asm/defaults/instance-out.sql | 0 | 0 | 411.62
CZ16/ECC/defaults/instance-out.sql | 0 | 0 | 8687.1
CZ16/EPr/defaults/instance-out.sql | 0 | 0 | 1419.15
CZ16/ERC/defaults/instance-out.sql | 0 | 0 | 50.33
CZ16/ESe/defaults/instance-out.sql | 0 | 0 | 4134.52
CZ16/EUn/defaults/instance-out.sql | 0 | 0 | 13198.07
CZ16/Fin/defaults/instance-out.sql | 0 | 0 | 84.81
CZ16/Gro/defaults/instance-out.sql | 0 | 0 | 1146.94
CZ16/Hsp/defaults/instance-out.sql | 0 | 0 | 4893.91
CZ16/Lib/defaults/instance-out.sql | 0 | 0 | 219.94
CZ16/MBT/defaults/instance-out.sql | 0 | 0 | 3157.41
CZ16/MLI/defaults/instance-out.sql | 0 | 0 | 885.24
CZ16/Mtl/defaults/instance-out.sql | 0 | 0 | 22.64
CZ16/Nrs/defaults/instance-out.sql | 0 | 0 | 2239.38
CZ16/OfL/defaults/instance-out.sql | 0 | 0 | 2052.01
CZ16/OfS/defaults/instance-out.sql | 0 | 0 | 72.65
CZ16/Rel/defaults/instance-out.sql | 0 | 0 | 285.61
CZ16/RFF/defaults/instance-out.sql | 0 | 0 | 363.28
CZ16/RSD/defaults/instance-out.sql | 0 | 0 | 1301.55
CZ16/Rt3/defaults/instance-out.sql | 0 | 0 | 3141.02
CZ16/RtL/defaults/instance-out.sql | 0 | 0 | 3044.65
CZ16/RtS/defaults/instance-out.sql | 0 | 0 | 172.58
CZ16/SCn/defaults/instance-out.sql | 0 | 0 | 1419.99
CZ16/SUn/defaults/instance-out.sql | 0 | 0 | 1419.99
CZ16/WRf/defaults/instance-out.sql | 0 | 0 | 1419.99
File Name | Unmet Heating (Hours) | Unmet Cooling (Hours)
CZ01/Asm/defaults/instance-out.sql | 0 | 0
CZ01/ECC/defaults/instance-out.sql | 199.67 | 1281.67
CZ01/EPr/defaults/instance-out.sql | 0 | 0
CZ01/ERC/defaults/instance-out.sql | 0 | 0
CZ01/ESe/defaults/instance-out.sql | 350.17 | 0
CZ01/EUn/defaults/instance-out.sql | 31.17 | 10.5
CZ01/Fin/defaults/instance-out.sql | 0 | 0
CZ01/Gro/defaults/instance-out.sql | 0 | 0
CZ01/Hsp/defaults/instance-out.sql | 1.33 | 0
CZ01/Lib/defaults/instance-out.sql | 0 | 0
CZ01/MBT/defaults/instance-out.sql | 0 | 0
CZ01/MLI/defaults/instance-out.sql | 0 | 0
CZ01/Mtl/defaults/instance-out.sql | 0 | 18
CZ01/Nrs/defaults/instance-out.sql | 0 | 0
CZ01/OfL/defaults/instance-out.sql | 5 | 5295.17
CZ01/OfS/defaults/instance-out.sql | 0 | 49.83
CZ01/Rel/defaults/instance-out.sql | 0 | 0
CZ01/RFF/defaults/instance-out.sql | 0 | 0
CZ01/RSD/defaults/instance-out.sql | 0 | 0
CZ01/Rt3/defaults/instance-out.sql | 1.67 | 0.17
CZ01/RtL/defaults/instance-out.sql | 0 | 0
CZ01/RtS/defaults/instance-out.sql | 0 | 0
CZ01/SCn/defaults/instance-out.sql | 0.17 | 0
CZ01/SUn/defaults/instance-out.sql | 0 | 0
CZ01/WRf/defaults/instance-out.sql | 0 | 277
CZ02/Asm/defaults/instance-out.sql | 0.17 | 0
CZ02/ECC/defaults/instance-out.sql | 0 | 127.5
CZ02/EPr/defaults/instance-out.sql | 0 | 0
CZ02/ERC/defaults/instance-out.sql | 0 | 0
CZ02/ESe/defaults/instance-out.sql | 2.67 | 0
CZ02/EUn/defaults/instance-out.sql | 0 | 25.67
CZ02/Fin/defaults/instance-out.sql | 0 | 0
CZ02/Gro/defaults/instance-out.sql | 0 | 0
CZ02/Hsp/defaults/instance-out.sql | 1.17 | 0
CZ02/Lib/defaults/instance-out.sql | 0 | 0
CZ02/MBT/defaults/instance-out.sql | 0 | 0
CZ02/MLI/defaults/instance-out.sql | 0 | 0
CZ02/Mtl/defaults/instance-out.sql | 0 | 28.33
CZ02/Nrs/defaults/instance-out.sql | 0 | 0
CZ02/OfL/defaults/instance-out.sql | 4.67 | 5298.67
CZ02/OfS/defaults/instance-out.sql | 0 | 133.33
CZ02/Rel/defaults/instance-out.sql | 0 | 0
CZ02/RFF/defaults/instance-out.sql | 0 | 0
CZ02/RSD/defaults/instance-out.sql | 0 | 0
CZ02/Rt3/defaults/instance-out.sql | 2.33 | 5.17
CZ02/RtL/defaults/instance-out.sql | 0 | 0
CZ02/RtS/defaults/instance-out.sql | 0 | 0
CZ02/SCn/defaults/instance-out.sql | 0 | 0
CZ02/SUn/defaults/instance-out.sql | 0 | 0
CZ02/WRf/defaults/instance-out.sql | 0 | 383.33
CZ03/Asm/defaults/instance-out.sql | 1 | 0
CZ03/ECC/defaults/instance-out.sql | 86 | 368.83
CZ03/EPr/defaults/instance-out.sql | 0 | 0
CZ03/ERC/defaults/instance-out.sql | 0 | 0
CZ03/ESe/defaults/instance-out.sql | 71 | 0.17
CZ03/EUn/defaults/instance-out.sql | 8.5 | 46.33
CZ03/Fin/defaults/instance-out.sql | 0 | 0
CZ03/Gro/defaults/instance-out.sql | 0 | 0
CZ03/Hsp/defaults/instance-out.sql | 0 | 0
CZ03/Lib/defaults/instance-out.sql | 0 | 0
CZ03/MBT/defaults/instance-out.sql | 0 | 0
CZ03/MLI/defaults/instance-out.sql | 0 | 0
CZ03/Mtl/defaults/instance-out.sql | 0 | 36.67
CZ03/Nrs/defaults/instance-out.sql | 0 | 0
CZ03/OfL/defaults/instance-out.sql | 4.17 | 5291
CZ03/OfS/defaults/instance-out.sql | 0 | 136.17
CZ03/Rel/defaults/instance-out.sql | 0 | 0
CZ03/RFF/defaults/instance-out.sql | 0 | 0
CZ03/RSD/defaults/instance-out.sql | 0 | 0
CZ03/Rt3/defaults/instance-out.sql | 0 | 1.67
CZ03/RtL/defaults/instance-out.sql | 0 | 0
CZ03/RtS/defaults/instance-out.sql | 0 | 0
CZ03/SCn/defaults/instance-out.sql | 0.17 | 0
CZ03/SUn/defaults/instance-out.sql | 0 | 0
CZ03/WRf/defaults/instance-out.sql | 0 | 389.5
CZ04/Asm/defaults/instance-out.sql | 0.83 | 0.83
CZ04/ECC/defaults/instance-out.sql | 70.67 | 190.83
CZ04/EPr/defaults/instance-out.sql | 0 | 0
CZ04/ERC/defaults/instance-out.sql | 0 | 0
CZ04/ESe/defaults/instance-out.sql | 59.83 | 0.33
CZ04/EUn/defaults/instance-out.sql | 6.67 | 52.83
CZ04/Fin/defaults/instance-out.sql | 0 | 0
CZ04/Gro/defaults/instance-out.sql | 0 | 0
CZ04/Hsp/defaults/instance-out.sql | 1.67 | 0
CZ04/Lib/defaults/instance-out.sql | 0 | 0
CZ04/MBT/defaults/instance-out.sql | 0 | 0
CZ04/MLI/defaults/instance-out.sql | 0 | 0
CZ04/Mtl/defaults/instance-out.sql | 0 | 41.83
CZ04/Nrs/defaults/instance-out.sql | 0 | 0
CZ04/OfL/defaults/instance-out.sql | 4.17 | 5302.33
CZ04/OfS/defaults/instance-out.sql | 0 | 165.67
CZ04/Rel/defaults/instance-out.sql | 0 | 0
CZ04/RFF/defaults/instance-out.sql | 0 | 0
CZ04/RSD/defaults/instance-out.sql | 0 | 0
CZ04/Rt3/defaults/instance-out.sql | 0 | 1.17
CZ04/RtL/defaults/instance-out.sql | 0 | 0
CZ04/RtS/defaults/instance-out.sql | 0 | 0
CZ04/SCn/defaults/instance-out.sql | 0 | 0
CZ04/SUn/defaults/instance-out.sql | 0 | 0
CZ04/WRf/defaults/instance-out.sql | 0 | 422.33
CZ05/Asm/defaults/instance-out.sql | 0 | 0.5
CZ05/ECC/defaults/instance-out.sql | 59.33 | 1736.67
CZ05/EPr/defaults/instance-out.sql | 0 | 0
CZ05/ERC/defaults/instance-out.sql | 0 | 0
CZ05/ESe/defaults/instance-out.sql | 55 | 0.33
CZ05/EUn/defaults/instance-out.sql | 7.83 | 78
CZ05/Fin/defaults/instance-out.sql | 0 | 0
CZ05/Gro/defaults/instance-out.sql | 0 | 0
CZ05/Hsp/defaults/instance-out.sql | 0 | 0
CZ05/Lib/defaults/instance-out.sql | 0 | 0
CZ05/MBT/defaults/instance-out.sql | 0 | 0
CZ05/MLI/defaults/instance-out.sql | 0 | 0
CZ05/Mtl/defaults/instance-out.sql | 0 | 50.17
CZ05/Nrs/defaults/instance-out.sql | 0 | 0.17
CZ05/OfL/defaults/instance-out.sql | 2.17 | 5313.83
CZ05/OfS/defaults/instance-out.sql | 0 | 169.83
CZ05/Rel/defaults/instance-out.sql | 0 | 0
CZ05/RFF/defaults/instance-out.sql | 0 | 0
CZ05/RSD/defaults/instance-out.sql | 0 | 0
CZ05/Rt3/defaults/instance-out.sql | 0 | 2.17
CZ05/RtL/defaults/instance-out.sql | 0 | 0
CZ05/RtS/defaults/instance-out.sql | 0 | 0
CZ05/SCn/defaults/instance-out.sql | 0 | 0
CZ05/SUn/defaults/instance-out.sql | 0 | 0
CZ05/WRf/defaults/instance-out.sql | 0 | 419.5
CZ06/Asm/defaults/instance-out.sql | 0 | 0
CZ06/ECC/defaults/instance-out.sql | 8.67 | 2184.5
CZ06/EPr/defaults/instance-out.sql | 0 | 0
CZ06/ERC/defaults/instance-out.sql | 0 | 0
CZ06/ESe/defaults/instance-out.sql | 3.17 | 0
CZ06/EUn/defaults/instance-out.sql | 0 | 88.5
CZ06/Fin/defaults/instance-out.sql | 0 | 0
CZ06/Gro/defaults/instance-out.sql | 0 | 0
CZ06/Hsp/defaults/instance-out.sql | 0 | 0
CZ06/Lib/defaults/instance-out.sql | 0 | 0
CZ06/MBT/defaults/instance-out.sql | 0 | 0
CZ06/MLI/defaults/instance-out.sql | 0 | 0
CZ06/Mtl/defaults/instance-out.sql | 0 | 55.83
CZ06/Nrs/defaults/instance-out.sql | 0 | 0
CZ06/OfL/defaults/instance-out.sql | 0 | 5322.33
CZ06/OfS/defaults/instance-out.sql | 0 | 222.5
CZ06/Rel/defaults/instance-out.sql | 0 | 0
CZ06/RFF/defaults/instance-out.sql | 0 | 0
CZ06/RSD/defaults/instance-out.sql | 0 | 0
CZ06/Rt3/defaults/instance-out.sql | 0 | 0.5
CZ06/RtL/defaults/instance-out.sql | 0 | 0
CZ06/RtS/defaults/instance-out.sql | 0 | 0
CZ06/SCn/defaults/instance-out.sql | 0 | 0
CZ06/SUn/defaults/instance-out.sql | 0 | 0
CZ06/WRf/defaults/instance-out.sql | 0 | 454.33
CZ07/Asm/defaults/instance-out.sql | 0 | 0.33
CZ07/ECC/defaults/instance-out.sql | 11.67 | 77.83
CZ07/EPr/defaults/instance-out.sql | 0 | 0
CZ07/ERC/defaults/instance-out.sql | 0 | 0
CZ07/ESe/defaults/instance-out.sql | 8.5 | 1.17
CZ07/EUn/defaults/instance-out.sql | 0 | 73.5
CZ07/Fin/defaults/instance-out.sql | 0 | 0
CZ07/Gro/defaults/instance-out.sql | 0 | 0
CZ07/Hsp/defaults/instance-out.sql | 0 | 0
CZ07/Lib/defaults/instance-out.sql | 0 | 0
CZ07/MBT/defaults/instance-out.sql | 0 | 0
CZ07/MLI/defaults/instance-out.sql | 0 | 0
CZ07/Mtl/defaults/instance-out.sql | 0 | 50.33
CZ07/Nrs/defaults/instance-out.sql | 0 | 0
CZ07/OfL/defaults/instance-out.sql | 0 | 5332.17
CZ07/OfS/defaults/instance-out.sql | 0 | 207
CZ07/Rel/defaults/instance-out.sql | 0 | 0
CZ07/RFF/defaults/instance-out.sql | 0 | 0
CZ07/RSD/defaults/instance-out.sql | 0 | 0
CZ07/Rt3/defaults/instance-out.sql | 0 | 0.67
CZ07/RtL/defaults/instance-out.sql | 0 | 0
CZ07/RtS/defaults/instance-out.sql | 0 | 0
CZ07/SCn/defaults/instance-out.sql | 0 | 0
CZ07/SUn/defaults/instance-out.sql | 0 | 0
CZ07/WRf/defaults/instance-out.sql | 0 | 466
CZ08/Asm/defaults/instance-out.sql | 0 | 0.33
CZ08/ECC/defaults/instance-out.sql | 14.67 | 77.33
CZ08/EPr/defaults/instance-out.sql | 0 | 0
CZ08/ERC/defaults/instance-out.sql | 0 | 0
CZ08/ESe/defaults/instance-out.sql | 10 | 1
CZ08/EUn/defaults/instance-out.sql | 0.17 | 94.67
CZ08/Fin/defaults/instance-out.sql | 0 | 0
CZ08/Gro/defaults/instance-out.sql | 0 | 0
CZ08/Hsp/defaults/instance-out.sql | 0 | 0
CZ08/Lib/defaults/instance-out.sql | 0 | 0
CZ08/MBT/defaults/instance-out.sql | 0 | 0
CZ08/MLI/defaults/instance-out.sql | 0 | 0
CZ08/Mtl/defaults/instance-out.sql | 0 | 61.33
CZ08/Nrs/defaults/instance-out.sql | 0 | 0
CZ08/OfL/defaults/instance-out.sql | 1.33 | 5317
CZ08/OfS/defaults/instance-out.sql | 0 | 229.17
CZ08/Rel/defaults/instance-out.sql | 0 | 0
CZ08/RFF/defaults/instance-out.sql | 0 | 0
CZ08/RSD/defaults/instance-out.sql | 0 | 0
CZ08/Rt3/defaults/instance-out.sql | 0 | 0.67
CZ08/RtL/defaults/instance-out.sql | 0 | 0
CZ08/RtS/defaults/instance-out.sql | 0 | 0
CZ08/SCn/defaults/instance-out.sql | 0 | 0
CZ08/SUn/defaults/instance-out.sql | 0 | 0
CZ08/WRf/defaults/instance-out.sql | 0 | 464.5
CZ09/Asm/defaults/instance-out.sql | 0 | 0.5
CZ09/ECC/defaults/instance-out.sql | 0 | 13.17
CZ09/EPr/defaults/instance-out.sql | 0 | 0
CZ09/ERC/defaults/instance-out.sql | 0 | 0
CZ09/ESe/defaults/instance-out.sql | 0 | 0
CZ09/EUn/defaults/instance-out.sql | 0 | 104.67
CZ09/Fin/defaults/instance-out.sql | 0 | 0
CZ09/Gro/defaults/instance-out.sql | 0 | 0
CZ09/Hsp/defaults/instance-out.sql | 0 | 0
CZ09/Lib/defaults/instance-out.sql | 0 | 0
CZ09/MBT/defaults/instance-out.sql | 0 | 0
CZ09/MLI/defaults/instance-out.sql | 0 | 0
CZ09/Mtl/defaults/instance-out.sql | 0 | 64.17
CZ09/Nrs/defaults/instance-out.sql | 0 | 0
CZ09/OfL/defaults/instance-out.sql | 1 | 5321.33
CZ09/OfS/defaults/instance-out.sql | 0 | 247.17
CZ09/Rel/defaults/instance-out.sql | 0 | 0
CZ09/RFF/defaults/instance-out.sql | 0 | 0
CZ09/RSD/defaults/instance-out.sql | 0 | 0
CZ09/Rt3/defaults/instance-out.sql | 0 | 0.83
CZ09/RtL/defaults/instance-out.sql | 0 | 0
CZ09/RtS/defaults/instance-out.sql | 0 | 0
CZ09/SCn/defaults/instance-out.sql | 0 | 0
CZ09/SUn/defaults/instance-out.sql | 0 | 0
CZ09/WRf/defaults/instance-out.sql | 0 | 475.67
CZ10/Asm/defaults/instance-out.sql | 0.5 | 2.17
CZ10/ECC/defaults/instance-out.sql | 64.5 | 1181
CZ10/EPr/defaults/instance-out.sql | 0 | 0
CZ10/ERC/defaults/instance-out.sql | 0 | 0
CZ10/ESe/defaults/instance-out.sql | 69.17 | 4.67
CZ10/EUn/defaults/instance-out.sql | 3.67 | 47.83
CZ10/Fin/defaults/instance-out.sql | 0 | 0
CZ10/Gro/defaults/instance-out.sql | 0 | 0
CZ10/Hsp/defaults/instance-out.sql | 0 | 0
CZ10/Lib/defaults/instance-out.sql | 0 | 0
CZ10/MBT/defaults/instance-out.sql | 0 | 0
CZ10/MLI/defaults/instance-out.sql | 0 | 0
CZ10/Mtl/defaults/instance-out.sql | 0 | 57
CZ10/Nrs/defaults/instance-out.sql | 0 | 0
CZ10/OfL/defaults/instance-out.sql | 1 | 5317.67
CZ10/OfS/defaults/instance-out.sql | 0 | 231.33
CZ10/Rel/defaults/instance-out.sql | 0 | 0
CZ10/RFF/defaults/instance-out.sql | 0 | 0
CZ10/RSD/defaults/instance-out.sql | 0 | 0
CZ10/Rt3/defaults/instance-out.sql | 0 | 6
CZ10/RtL/defaults/instance-out.sql | 0 | 0
CZ10/RtS/defaults/instance-out.sql | 0 | 0
CZ10/SCn/defaults/instance-out.sql | 0 | 0
CZ10/SUn/defaults/instance-out.sql | 0 | 0
CZ10/WRf/defaults/instance-out.sql | 0 | 762.33
CZ11/Asm/defaults/instance-out.sql | 3.5 | 2.33
CZ11/ECC/defaults/instance-out.sql | 186.5 | 131
CZ11/EPr/defaults/instance-out.sql | 0 | 0
CZ11/ERC/defaults/instance-out.sql | 0 | 0
CZ11/ESe/defaults/instance-out.sql | 166.83 | 1
CZ11/EUn/defaults/instance-out.sql | 27.67 | 47
CZ11/Fin/defaults/instance-out.sql | 0 | 0
CZ11/Gro/defaults/instance-out.sql | 0 | 0
CZ11/Hsp/defaults/instance-out.sql | 0.17 | 0
CZ11/Lib/defaults/instance-out.sql | 0 | 0
CZ11/MBT/defaults/instance-out.sql | 0 | 0
CZ11/MLI/defaults/instance-out.sql | 0 | 0
CZ11/Mtl/defaults/instance-out.sql | 0 | 51.67
CZ11/Nrs/defaults/instance-out.sql | 0 | 0
CZ11/OfL/defaults/instance-out.sql | 2.83 | 5308.5
CZ11/OfS/defaults/instance-out.sql | 0 | 194.83
CZ11/Rel/defaults/instance-out.sql | 0 | 0
CZ11/RFF/defaults/instance-out.sql | 0 | 0
CZ11/RSD/defaults/instance-out.sql | 0 | 0
CZ11/Rt3/defaults/instance-out.sql | 0.83 | 8
CZ11/RtL/defaults/instance-out.sql | 0 | 0
CZ11/RtS/defaults/instance-out.sql | 0 | 0
CZ11/SCn/defaults/instance-out.sql | 0 | 0
CZ11/SUn/defaults/instance-out.sql | 0 | 0
CZ11/WRf/defaults/instance-out.sql | 0 | 383.33
CZ12/Asm/defaults/instance-out.sql | 0.83 | 1.67
CZ12/ECC/defaults/instance-out.sql | 0.17 | 142.5
CZ12/EPr/defaults/instance-out.sql | 0 | 0
CZ12/ERC/defaults/instance-out.sql | 0 | 0
CZ12/ESe/defaults/instance-out.sql | 2.5 | 0.17
CZ12/EUn/defaults/instance-out.sql | 1 | 45.67
CZ12/Fin/defaults/instance-out.sql | 0 | 0
CZ12/Gro/defaults/instance-out.sql | 0 | 0
CZ12/Hsp/defaults/instance-out.sql | 2 | 0
CZ12/Lib/defaults/instance-out.sql | 0 | 0
CZ12/MBT/defaults/instance-out.sql | 0 | 0
CZ12/MLI/defaults/instance-out.sql | 0 | 0
CZ12/Mtl/defaults/instance-out.sql | 0.17 | 47.67
CZ12/Nrs/defaults/instance-out.sql | 0.33 | 0
CZ12/OfL/defaults/instance-out.sql | 5 | 5302.33
CZ12/OfS/defaults/instance-out.sql | 0 | 184.33
CZ12/Rel/defaults/instance-out.sql | 0 | 0
CZ12/RFF/defaults/instance-out.sql | 0 | 0
CZ12/RSD/defaults/instance-out.sql | 0 | 0
CZ12/Rt3/defaults/instance-out.sql | 2 | 7.83
CZ12/RtL/defaults/instance-out.sql | 0 | 0
CZ12/RtS/defaults/instance-out.sql | 0 | 0
CZ12/SCn/defaults/instance-out.sql | 0 | 0
CZ12/SUn/defaults/instance-out.sql | 0 | 0
CZ12/WRf/defaults/instance-out.sql | 0 | 399.33
CZ13/Asm/defaults/instance-out.sql | 3 | 1.83
CZ13/ECC/defaults/instance-out.sql | 89 | 209.67
CZ13/EPr/defaults/instance-out.sql | 0 | 0
CZ13/ERC/defaults/instance-out.sql | 0 | 0
CZ13/ESe/defaults/instance-out.sql | 94 | 3.33
CZ13/EUn/defaults/instance-out.sql | 10 | 57.67
CZ13/Fin/defaults/instance-out.sql | 0 | 0
CZ13/Gro/defaults/instance-out.sql | 0 | 0
CZ13/Hsp/defaults/instance-out.sql | 2 | 0
CZ13/Lib/defaults/instance-out.sql | 0 | 0
CZ13/MBT/defaults/instance-out.sql | 0 | 0
CZ13/MLI/defaults/instance-out.sql | 0 | 0
CZ13/Mtl/defaults/instance-out.sql | 0 | 64
CZ13/Nrs/defaults/instance-out.sql | 0 | 0
CZ13/OfL/defaults/instance-out.sql | 4.67 | 5306
CZ13/OfS/defaults/instance-out.sql | 0 | 236.33
CZ13/Rel/defaults/instance-out.sql | 0 | 0
CZ13/RFF/defaults/instance-out.sql | 0 | 0
CZ13/RSD/defaults/instance-out.sql | 0 | 0
CZ13/Rt3/defaults/instance-out.sql | 0 | 6.5
CZ13/RtL/defaults/instance-out.sql | 0 | 0
CZ13/RtS/defaults/instance-out.sql | 0 | 0
CZ13/SCn/defaults/instance-out.sql | 0 | 0
CZ13/SUn/defaults/instance-out.sql | 0 | 0
CZ13/WRf/defaults/instance-out.sql | 0 | 426.33
CZ14/Asm/defaults/instance-out.sql | 5.83 | 1.67
CZ14/ECC/defaults/instance-out.sql | 52.17 | 1081.67
CZ14/EPr/defaults/instance-out.sql | 0 | 0
CZ14/ERC/defaults/instance-out.sql | 0 | 0
CZ14/ESe/defaults/instance-out.sql | 39.5 | 0.67
CZ14/EUn/defaults/instance-out.sql | 8.17 | 64.5
CZ14/Fin/defaults/instance-out.sql | 0 | 0
CZ14/Gro/defaults/instance-out.sql | 0 | 0
CZ14/Hsp/defaults/instance-out.sql | 0 | 0
CZ14/Lib/defaults/instance-out.sql | 0 | 0
CZ14/MBT/defaults/instance-out.sql | 0 | 0.17
CZ14/MLI/defaults/instance-out.sql | 0 | 0
CZ14/Mtl/defaults/instance-out.sql | 0 | 70.17
CZ14/Nrs/defaults/instance-out.sql | 0 | 0
CZ14/OfL/defaults/instance-out.sql | 3 | 5309.83
CZ14/OfS/defaults/instance-out.sql | 0 | 275.67
CZ14/Rel/defaults/instance-out.sql | 0 | 0
CZ14/RFF/defaults/instance-out.sql | 0 | 0
CZ14/RSD/defaults/instance-out.sql | 0 | 0
CZ14/Rt3/defaults/instance-out.sql | 0 | 4.67
CZ14/RtL/defaults/instance-out.sql | 0 | 0
CZ14/RtS/defaults/instance-out.sql | 0 | 0
CZ14/SCn/defaults/instance-out.sql | 0 | 0
CZ14/SUn/defaults/instance-out.sql | 0 | 0
CZ14/WRf/defaults/instance-out.sql | 0 | 429.83
CZ15/Asm/defaults/instance-out.sql | 5.5 | 9.17
CZ15/ECC/defaults/instance-out.sql | 0 | 129.17
CZ15/EPr/defaults/instance-out.sql | 0 | 0
CZ15/ERC/defaults/instance-out.sql | 0 | 0
CZ15/ESe/defaults/instance-out.sql | 0 | 3
CZ15/EUn/defaults/instance-out.sql | 0 | 80.83
CZ15/Fin/defaults/instance-out.sql | 0 | 0
CZ15/Gro/defaults/instance-out.sql | 0 | 0
CZ15/Hsp/defaults/instance-out.sql | 0 | 0
CZ15/Lib/defaults/instance-out.sql | 0 | 0
CZ15/MBT/defaults/instance-out.sql | 0 | 0
CZ15/MLI/defaults/instance-out.sql | 0 | 0
CZ15/Mtl/defaults/instance-out.sql | 0 | 73.5
CZ15/Nrs/defaults/instance-out.sql | 0 | 3.83
CZ15/OfL/defaults/instance-out.sql | 0 | 5325.5
CZ15/OfS/defaults/instance-out.sql | 0 | 334.67
CZ15/Rel/defaults/instance-out.sql | 0 | 0
CZ15/RFF/defaults/instance-out.sql | 0 | 0
CZ15/RSD/defaults/instance-out.sql | 0 | 0
CZ15/Rt3/defaults/instance-out.sql | 0 | 48.17
CZ15/RtL/defaults/instance-out.sql | 0 | 0
CZ15/RtS/defaults/instance-out.sql | 0 | 0
CZ15/SCn/defaults/instance-out.sql | 0 | 0
CZ15/SUn/defaults/instance-out.sql | 0 | 0
CZ15/WRf/defaults/instance-out.sql | 0 | 465.67
CZ16/Asm/defaults/instance-out.sql | 0.17 | 0.17
CZ16/ECC/defaults/instance-out.sql | 0.17 | 1291.83
CZ16/EPr/defaults/instance-out.sql | 0 | 0
CZ16/ERC/defaults/instance-out.sql | 0 | 0
CZ16/ESe/defaults/instance-out.sql | 2 | 0
CZ16/EUn/defaults/instance-out.sql | 0.33 | 57.5
CZ16/Fin/defaults/instance-out.sql | 0 | 0
CZ16/Gro/defaults/instance-out.sql | 0 | 0
CZ16/Hsp/defaults/instance-out.sql | 0.67 | 0
CZ16/Lib/defaults/instance-out.sql | 0 | 0
CZ16/MBT/defaults/instance-out.sql | 0.67 | 0
CZ16/MLI/defaults/instance-out.sql | 0 | 0
CZ16/Mtl/defaults/instance-out.sql | 5.83 | 57.83
CZ16/Nrs/defaults/instance-out.sql | 0 | 0
CZ16/OfL/defaults/instance-out.sql | 14.17 | 5312.33
CZ16/OfS/defaults/instance-out.sql | 0 | 216.33
CZ16/Rel/defaults/instance-out.sql | 0 | 0
CZ16/RFF/defaults/instance-out.sql | 0 | 0
CZ16/RSD/defaults/instance-out.sql | 0 | 0
CZ16/Rt3/defaults/instance-out.sql | 3.5 | 3.17
CZ16/RtL/defaults/instance-out.sql | 0 | 0
CZ16/RtS/defaults/instance-out.sql | 0 | 0
CZ16/SCn/defaults/instance-out.sql | 0 | 0
CZ16/SUn/defaults/instance-out.sql | 0 | 0
CZ16/WRf/defaults/instance-out.sql | 0 | 383

## results-summary_ex_htl
File Name | Net Site EUI (kWh/m2) | Net Site Energy (kWh) | Electricity (kWh) | Natural Gas (kWh)
CZ01/Htl/defaults/instance-out.sql | 41.5 | 528651.8 | 373506.63 | 155145.18
CZ02/Htl/defaults/instance-out.sql | 46.57 | 593265.96 | 443296.28 | 149969.67
CZ03/Htl/defaults/instance-out.sql | 40.52 | 516216.68 | 415356.9 | 100859.78
CZ04/Htl/defaults/instance-out.sql | 45.51 | 579737.58 | 461144.67 | 118592.91
CZ05/Htl/defaults/instance-out.sql | 41.02 | 522587.78 | 424984.22 | 97603.57
CZ06/Htl/defaults/instance-out.sql | 47.82 | 609165.29 | 493205.65 | 115959.64
CZ07/Htl/defaults/instance-out.sql | 47.38 | 603542.42 | 492236.43 | 111305.99
CZ08/Htl/defaults/instance-out.sql | 49.85 | 635008.02 | 512576.77 | 122431.24
CZ09/Htl/defaults/instance-out.sql | 53.06 | 675969.07 | 535893.55 | 140075.52
CZ10/Htl/defaults/instance-out.sql | 57.15 | 727994.94 | 560642.3 | 167352.64
CZ11/Htl/defaults/instance-out.sql | 61.82 | 787463.92 | 565768.45 | 221695.47
CZ12/Htl/defaults/instance-out.sql | 55.38 | 705499.42 | 521584.9 | 183914.52
CZ13/Htl/defaults/instance-out.sql | 61 | 777071.38 | 583667.22 | 193404.15
CZ14/Htl/defaults/instance-out.sql | 64.69 | 824042.96 | 632889.73 | 191153.23
CZ15/Htl/defaults/instance-out.sql | 74.72 | 951793.4 | 730047.85 | 221745.55
CZ16/Htl/defaults/instance-out.sql | 63.09 | 803723.33 | 560767.83 | 242955.5
File Name | Net Source EUI (kWh/m2) | Net Source Energy (kWh)
CZ01/Htl/defaults/instance-out.sql | 110.68 | 1409949.13
CZ02/Htl/defaults/instance-out.sql | 128.56 | 1637627.83
CZ03/Htl/defaults/instance-out.sql | 117.19 | 1492892.24
CZ04/Htl/defaults/instance-out.sql | 130.66 | 1664389.97
CZ05/Htl/defaults/instance-out.sql | 119.45 | 1521638.22
CZ06/Htl/defaults/instance-out.sql | 138.85 | 1768716.62
CZ07/Htl/defaults/instance-out.sql | 138.21 | 1760607.06
CZ08/Htl/defaults/instance-out.sql | 144.46 | 1840191.93
CZ09/Htl/defaults/instance-out.sql | 152.02 | 1936543.53
CZ10/Htl/defaults/instance-out.sql | 160.75 | 2047763.48
CZ11/Htl/defaults/instance-out.sql | 166.56 | 2121781.78
CZ12/Htl/defaults/instance-out.sql | 151.87 | 1934652.06
CZ13/Htl/defaults/instance-out.sql | 168.93 | 2151942.68
CZ14/Htl/defaults/instance-out.sql | 181.65 | 2313989.13
CZ15/Htl/defaults/instance-out.sql | 209.64 | 2670527.42
CZ16/Htl/defaults/instance-out.sql | 167 | 2127338.95
File Name | Total (kWh) | Heating (kWh) | Cooling (kWh) | Interior Lighting (kWh) | Exterior Lighting (kWh) | Interior Equipment (kWh) | Exterior Equipment (kWh) | Fans (kWh) | Pumps (kWh) | Heat Rejection (kWh) | Humidification (kWh) | Heat Recovery (kWh) | Water Systems (kWh) | Refrigeration (kWh) | Generators (kWh)
CZ01/Htl/defaults/instance-out.sql | 528651.81 | 116291.2 | 24260.9 | 125722.95 | 0 | 205621.82 | 0 | 43775.76 | 114.1 | 0 | 0 | 0 | 12865.08 | 0 | 0
CZ02/Htl/defaults/instance-out.sql | 593265.95 | 112117.12 | 78007.06 | 125722.95 | 0 | 205621.82 | 0 | 59810.66 | 122.69 | 0 | 0 | 0 | 11863.65 | 0 | 0
CZ03/Htl/defaults/instance-out.sql | 516216.68 | 63059.03 | 61256.5 | 125722.95 | 0 | 205621.82 | 0 | 48650.84 | 93.69 | 0 | 0 | 0 | 11811.86 | 0 | 0
CZ04/Htl/defaults/instance-out.sql | 579737.58 | 81137.6 | 93553.47 | 125722.95 | 0 | 205621.82 | 0 | 62137.67 | 97.67 | 0 | 0 | 0 | 11466.42 | 0 | 0
CZ05/Htl/defaults/instance-out.sql | 522587.79 | 59779.8 | 68570.31 | 125722.95 | 0 | 205621.82 | 0 | 50952.15 | 105.88 | 0 | 0 | 0 | 11834.87 | 0 | 0
CZ06/Htl/defaults/instance-out.sql | 609165.29 | 78952.42 | 114755.51 | 125722.95 | 0 | 205621.82 | 0 | 72976.89 | 117.38 | 0 | 0 | 0 | 11018.32 | 0 | 0
CZ07/Htl/defaults/instance-out.sql | 603542.42 | 74440.82 | 114354.37 | 125722.95 | 0 | 205621.82 | 0 | 72404.86 | 121.33 | 0 | 0 | 0 | 10876.27 | 0 | 0
CZ08/Htl/defaults/instance-out.sql | 635008.01 | 85548.61 | 130475.96 | 125722.95 | 0 | 205621.82 | 0 | 76616.41 | 128.53 | 0 | 0 | 0 | 10893.74 | 0 | 0
CZ09/Htl/defaults/instance-out.sql | 675969.07 | 103342.81 | 146042.65 | 125722.95 | 0 | 205621.82 | 0 | 84352.71 | 142.32 | 0 | 0 | 0 | 10743.81 | 0 | 0
CZ10/Htl/defaults/instance-out.sql | 727994.94 | 130755.15 | 166004.76 | 125722.95 | 0 | 205621.82 | 0 | 89131.75 | 149.92 | 0 | 0 | 0 | 10608.59 | 0 | 0
CZ11/Htl/defaults/instance-out.sql | 787463.92 | 184868.37 | 171904.97 | 125722.95 | 0 | 205621.82 | 0 | 88354.24 | 153.36 | 0 | 0 | 0 | 10838.2 | 0 | 0
CZ12/Htl/defaults/instance-out.sql | 705499.42 | 146820.89 | 138893.41 | 125722.95 | 0 | 205621.82 | 0 | 77201.27 | 134.35 | 0 | 0 | 0 | 11104.73 | 0 | 0
CZ13/Htl/defaults/instance-out.sql | 777071.37 | 156917.63 | 188002.42 | 125722.95 | 0 | 205621.82 | 0 | 90168.12 | 140.81 | 0 | 0 | 0 | 10497.63 | 0 | 0
CZ14/Htl/defaults/instance-out.sql | 824042.96 | 155147.11 | 225265.21 | 125722.95 | 0 | 205621.82 | 0 | 102101.79 | 166.86 | 0 | 0 | 0 | 10017.23 | 0 | 0
CZ15/Htl/defaults/instance-out.sql | 951793.4 | 186706.3 | 311096.25 | 125722.95 | 0 | 205621.82 | 0 | 113356.86 | 238.88 | 0 | 0 | 0 | 9050.35 | 0 | 0
CZ16/Htl/defaults/instance-out.sql | 803723.33 | 205151.66 | 152701.85 | 125722.95 | 0 | 205621.82 | 0 | 102560.52 | 149.59 | 0 | 0 | 0 | 11814.95 | 0 | 0
File Name | Heat Rejection (m3) | Humidification (m3) | Water Systems (m3)
CZ01/Htl/defaults/instance-out.sql | 0 | 0 | 206.65
CZ02/Htl/defaults/instance-out.sql | 0 | 0 | 206.65
CZ03/Htl/defaults/instance-out.sql | 0 | 0 | 206.65
CZ04/Htl/defaults/instance-out.sql | 0 | 0 | 206.65
CZ05/Htl/defaults/instance-out.sql | 0 | 0 | 206.65
CZ06/Htl/defaults/instance-out.sql | 0 | 0 | 206.65
CZ07/Htl/defaults/instance-out.sql | 0 | 0 | 206.65
CZ08/Htl/defaults/instance-out.sql | 0 | 0 | 206.65
CZ09/Htl/defaults/instance-out.sql | 0 | 0 | 206.65
CZ10/Htl/defaults/instance-out.sql | 0 | 0 | 206.65
CZ11/Htl/defaults/instance-out.sql | 0 | 0 | 206.65
CZ12/Htl/defaults/instance-out.sql | 0 | 0 | 206.65
CZ13/Htl/defaults/instance-out.sql | 0 | 0 | 206.65
CZ14/Htl/defaults/instance-out.sql | 0 | 0 | 206.65
CZ15/Htl/defaults/instance-out.sql | 0 | 0 | 206.65
CZ16/Htl/defaults/instance-out.sql | 0 | 0 | 206.65
File Name | Unmet Heating (Hours) | Unmet Cooling (Hours)
CZ01/Htl/defaults/instance-out.sql | 0 | 0
CZ02/Htl/defaults/instance-out.sql | 0 | 0
CZ03/Htl/defaults/instance-out.sql | 0 | 0
CZ04/Htl/defaults/instance-out.sql | 0 | 0
CZ05/Htl/defaults/instance-out.sql | 0 | 0
CZ06/Htl/defaults/instance-out.sql | 0 | 0
CZ07/Htl/defaults/instance-out.sql | 0 | 0
CZ08/Htl/defaults/instance-out.sql | 0 | 0
CZ09/Htl/defaults/instance-out.sql | 0 | 0
CZ10/Htl/defaults/instance-out.sql | 0 | 0
CZ11/Htl/defaults/instance-out.sql | 0 | 0
CZ12/Htl/defaults/instance-out.sql | 0 | 0
CZ13/Htl/defaults/instance-out.sql | 0 | 0
CZ14/Htl/defaults/instance-out.sql | 0 | 0
CZ15/Htl/defaults/instance-out.sql | 0 | 5.67
CZ16/Htl/defaults/instance-out.sql | 0 | 0

## sim_annual
TechID | SizingID | BldgType | BldgVint | BldgLoc | BldgHVAC | tstat | normunit | numunits | measarea | kwh_tot | kWh_tot_w_htg | kwh_ltg | kwh_task | kwh_equip | kwh_htg | kwh_clg | kwh_twr | kwh_aux | kwh_vent | kwh_venthtg | kwh_ventclg | kwh_refg | kwh_hpsup | kwh_shw | kwh_ext | btu_tot | btu_equip | btu_htg | btu_thm_converted | thm_htg_kwh_converted | btu_shw | deskw_ltg | deskw_equ | lastmod
PreNResSpltPkgAC-65to-PEYes | Save | Asm | 1975 | CZ01 | cDXGF | 0 | None | 1 | 100002.1 | 832652.6 |  | 156215.1 | 0 | 421213.5 | 0 | 9937.396 | 0 | 44031.82 | 201254.9 | 144146.4 | 9861.225 | 0 | 0 | 0 | 0 | 5007294000 | 0 | 5007294000 | 50072.94 | 1467137.142 | 0 | 118.522 | 100.0832 | 2021-06-29 20:38
PreNResSpltPkgAC-65to-PEYes | Save | Asm | 1975 | CZ02 | cDXGF | 0 | None | 1 | 100002.1 | 1018928 |  | 156215.1 | 0 | 421213.5 | 0 | 224126.1 | 0 | 29978.77 | 187396.1 | 74808.13 | 77862.34 | 0 | 0 | 0 | 0 | 2844837000 | 0 | 2844837000 | 28448.37 | 833537.241 | 0 | 118.522 | 100.0832 | 2021-06-29 20:39
PreNResSpltPkgAC-65to-PEYes | Save | Asm | 1975 | CZ03 | cDXGF | 0 | None | 1 | 100002.1 | 918043.8 |  | 156215.1 | 0 | 421213.5 | 0 | 106582.6 | 0 | 19056.56 | 214976.5 | 87026.02 | 63051.93 | 0 | 0 | 0 | 0 | 2344332000 | 0 | 2344332000 | 23443.32 | 686889.276 | 0 | 118.522 | 100.0832 | 2021-06-29 20:40
PreNResSpltPkgAC-65to-PEYes | Save | Asm | 1975 | CZ04 | cDXGF | 0 | None | 1 | 100002.1 | 1060928 |  | 156215.1 | 0 | 421213.5 | 0 | 279079.1 | 0 | 16926.23 | 187495.3 | 56374.23 | 94221.75 | 0 | 0 | 0 | 0 | 1851075000 | 0 | 1851075000 | 18510.75 | 542364.975 | 0 | 118.522 | 100.0832 | 2021-06-29 20:41
PreNResSpltPkgAC-65to-PEYes | Save | Asm | 1975 | CZ05 | cDXGF | 0 | None | 1 | 100002.1 | 945351.4 |  | 156215.1 | 0 | 421213.5 | 0 | 136880.5 | 0 | 21323.71 | 209720.3 | 73066.19 | 75622.38 | 0 | 0 | 0 | 0 | 2039291000 | 0 | 2039291000 | 20392.91 | 597512.263 | 0 | 118.522 | 100.0832 | 2021-06-29 20:42
PreNResSpltPkgAC-65to-PEYes | Save | Asm | 1975 | CZ06 | cDXGF | 0 | None | 1 | 100002.1 | 1108690 |  | 156215.1 | 0 | 421213.5 | 0 | 296252 | 0 | 7566.237 | 227444.5 | 41554.86 | 131648.4 | 0 | 0 | 0 | 0 | 863689400 | 0 | 863689400 | 8636.894 | 253060.9942 | 0 | 118.522 | 100.0832 | 2021-06-29 20:43
PreNResSpltPkgAC-65to-PEYes | Save | Asm | 1975 | CZ07 | cDXGF | 0 | None | 1 | 100002.1 | 1039266 |  | 156215.1 | 0 | 421213.5 | 0 | 237541.2 | 0 | 3642.577 | 220654.5 | 39299.89 | 119500.1 | 0 | 0 | 0 | 0 | 720051400 | 0 | 720051400 | 7200.514 | 210975.0602 | 0 | 118.522 | 100.0832 | 2021-06-29 20:44
PreNResSpltPkgAC-65to-PEYes | Save | Asm | 1975 | CZ08 | cDXGF | 0 | None | 1 | 100002.1 | 1189121 |  | 156215.1 | 0 | 421213.5 | 0 | 401738.4 | 0 | 7318.713 | 202636 | 31458.91 | 133744.4 | 0 | 0 | 0 | 0 | 731562600 | 0 | 731562600 | 7315.626 | 214347.8418 | 0 | 118.522 | 100.0832 | 2021-06-29 20:45
PreNResSpltPkgAC-65to-PEYes | Save | Asm | 1975 | CZ09 | cDXGF | 0 | None | 1 | 100002.1 | 1250406 |  | 156215.1 | 0 | 421213.5 | 0 | 400701.9 | 0 | 13533.31 | 258743.9 | 47578.63 | 152875.1 | 0 | 0 | 0 | 0 | 970953200 | 0 | 970953200 | 9709.532 | 284489.2876 | 0 | 118.522 | 100.0832 | 2021-06-29 20:46
PreNResSpltPkgAC-65to-PEYes | Save | Asm | 1975 | CZ10 | cDXGF | 0 | None | 1 | 100002.1 | 1297997 |  | 156215.1 | 0 | 421213.5 | 0 | 465504.4 | 0 | 18074.9 | 236990.7 | 46222.56 | 148393.2 | 0 | 0 | 0 | 0 | 1186635000 | 0 | 1186635000 | 11866.35 | 347684.055 | 0 | 118.522 | 100.0832 | 2021-06-29 20:47
PreNResSpltPkgAC-65to-PEYes | Save | Asm | 1975 | CZ11 | cDXGF | 0 | None | 1 | 100002.1 | 1356876 |  | 156215.1 | 0 | 421213.5 | 0 | 477313.8 | 0 | 36835.66 | 265298.3 | 85762.17 | 138569.6 | 0 | 0 | 0 | 0 | 2644536000 | 0 | 2644536000 | 26445.36 | 774849.048 | 0 | 118.522 | 100.0832 | 2021-06-29 20:48
PreNResSpltPkgAC-65to-PEYes | Save | Asm | 1975 | CZ12 | cDXGF | 0 | None | 1 | 100002.1 | 1205381 |  | 156215.1 | 0 | 421213.5 | 0 | 362108.6 | 0 | 30483.5 | 235360.1 | 75350.84 | 117415.1 | 0 | 0 | 0 | 0 | 2418102000 | 0 | 2418102000 | 24181.02 | 708503.886 | 0 | 118.522 | 100.0832 | 2021-06-29 20:49
PreNResSpltPkgAC-65to-PEYes | Save | Asm | 1975 | CZ13 | cDXGF | 0 | None | 1 | 100002.1 | 1412946 |  | 156215.1 | 0 | 421213.5 | 0 | 535406.8 | 0 | 32325.27 | 267786.9 | 72293.15 | 154307.8 | 0 | 0 | 0 | 0 | 2142826000 | 0 | 2142826000 | 21428.26 | 627848.018 | 0 | 118.522 | 100.0832 | 2021-06-29 20:50
PreNResSpltPkgAC-65to-PEYes | Save | Asm | 1975 | CZ14 | cDXGF | 0 | None | 1 | 100002.1 | 1346031 |  | 156215.1 | 0 | 421213.5 | 0 | 462588.9 | 0 | 38699.91 | 267314.4 | 74804.13 | 145109.6 | 0 | 0 | 0 | 0 | 2286062000 | 0 | 2286062000 | 22860.62 | 669816.166 | 0 | 118.522 | 100.0832 | 2021-06-29 20:51
PreNResSpltPkgAC-65to-PEYes | Save | Asm | 1975 | CZ15 | cDXGF | 0 | None | 1 | 100002.1 | 1890987 |  | 156215.1 | 0 | 421213.5 | 0 | 950717.9 | 0 | 10860.55 | 351981.7 | 29604.24 | 269678.6 | 0 | 0 | 0 | 0 | 450919600 | 0 | 450919600 | 4509.196 | 132119.4428 | 0 | 118.522 | 100.0832 | 2021-06-29 20:52
PreNResSpltPkgAC-65to-PEYes | Save | Asm | 1975 | CZ16 | cDXGF | 0 | None | 1 | 100002.1 | 1016734 |  | 156215.1 | 0 | 421213.5 | 0 | 143647 | 0 | 59415.34 | 236244 | 124018.9 | 69643.26 | 0 | 0 | 0 | 0 | 6135115000 | 0 | 6135115000 | 61351.15 | 1797588.695 | 0 | 118.522 | 100.0832 | 2021-06-29 20:53
PreNResSpltPkgAC-65to-PEYes | Save | Asm | 1985 | CZ01 | cDXGF | 0 | None | 1 | 100002.1 | 814924.5 |  | 156215.1 | 0 | 405239.2 | 0 | 9682.354 | 0 | 43758.52 | 200028.9 | 144225.3 | 9601.865 | 0 | 0 | 0 | 0 | 5053970000 | 0 | 5053970000 | 50539.7 | 1480813.21 | 0 | 118.522 | 96.168 | 2021-06-29 20:54
PreNResSpltPkgAC-65to-PEYes | Save | Asm | 1985 | CZ02 | cDXGF | 0 | None | 1 | 100002.1 | 1000023 |  | 156215.1 | 0 | 405239.2 | 0 | 222152.5 | 0 | 29852.49 | 186565.2 | 75132.18 | 77180.71 | 0 | 0 | 0 | 0 | 2871580000 | 0 | 2871580000 | 28715.8 | 841372.94 | 0 | 118.522 | 96.168 | 2021-06-29 20:55
PreNResSpltPkgAC-65to-PEYes | Save | Asm | 1985 | CZ03 | cDXGF | 0 | None | 1 | 100002.1 | 899425.5 |  | 156215.1 | 0 | 405239.2 | 0 | 105311.5 | 0 | 18946.38 | 213714 | 87304.87 | 62355.66 | 0 | 0 | 0 | 0 | 2372076000 | 0 | 2372076000 | 23720.76 | 695018.268 | 0 | 118.522 | 96.168 | 2021-06-29 20:56
PreNResSpltPkgAC-65to-PEYes | Save | Asm | 1985 | CZ04 | cDXGF | 0 | None | 1 | 100002.1 | 1041680 |  | 156215.1 | 0 | 405239.2 | 0 | 276724.2 | 0 | 16854.84 | 186647.4 | 56723.59 | 93391.99 | 0 | 0 | 0 | 0 | 1872250000 | 0 | 1872250000 | 18722.5 | 548569.25 | 0 | 118.522 | 96.168 | 2021-06-29 20:57
PreNResSpltPkgAC-65to-PEYes | Save | Asm | 1985 | CZ05 | cDXGF | 0 | None | 1 | 100002.1 | 926128.1 |  | 156215.1 | 0 | 405239.2 | 0 | 135098.9 | 0 | 21192.94 | 208381.4 | 73356.45 | 74654.41 | 0 | 0 | 0 | 0 | 2063065000 | 0 | 2063065000 | 20630.65 | 604478.045 | 0 | 118.522 | 96.168 | 2021-06-29 20:58
PreNResSpltPkgAC-65to-PEYes | Save | Asm | 1985 | CZ06 | cDXGF | 0 | None | 1 | 100002.1 | 1088517 |  | 156215.1 | 0 | 405239.2 | 0 | 293396.5 | 0 | 7523.602 | 226142.6 | 41890.39 | 130603.4 | 0 | 0 | 0 | 0 | 876643200 | 0 | 876643200 | 8766.432 | 256856.4576 | 0 | 118.522 | 96.168 | 2021-06-29 20:59
PreNResSpltPkgAC-65to-PEYes | Save | Asm | 1985 | CZ07 | cDXGF | 0 | None | 1 | 100002.1 | 1019442 |  | 156215.1 | 0 | 405239.2 | 0 | 235023.8 | 0 | 3621.561 | 219343.1 | 39631.45 | 118386.5 | 0 | 0 | 0 | 0 | 732283700 | 0 | 732283700 | 7322.837 | 214559.1241 | 0 | 118.522 | 96.168 | 2021-06-29 21:00
PreNResSpltPkgAC-65to-PEYes | Save | Asm | 1985 | CZ08 | cDXGF | 0 | None | 1 | 100002.1 | 1169098 |  | 156215.1 | 0 | 405239.2 | 0 | 398611.6 | 0 | 7289.636 | 201743.9 | 31702.36 | 132816.6 | 0 | 0 | 0 | 0 | 741805100 | 0 | 741805100 | 7418.051 | 217348.8943 | 0 | 118.522 | 96.168 | 2021-06-29 21:01
PreNResSpltPkgAC-65to-PEYes | Save | Asm | 1985 | CZ09 | cDXGF | 0 | None | 1 | 100002.1 | 1230804 |  | 156215.1 | 0 | 405239.2 | 0 | 398023.4 | 0 | 13491.83 | 257834.9 | 48000.29 | 152002.2 | 0 | 0 | 0 | 0 | 983784400 | 0 | 983784400 | 9837.844 | 288248.8292 | 0 | 118.522 | 96.168 | 2021-06-29 21:02
PreNResSpltPkgAC-65to-PEYes | Save | Asm | 1985 | CZ10 | cDXGF | 0 | None | 1 | 100002.1 | 1278187 |  | 156215.1 | 0 | 405239.2 | 0 | 462624.8 | 0 | 18014.43 | 236094.3 | 46447.02 | 147566 | 0 | 0 | 0 | 0 | 1199645000 | 0 | 1199645000 | 11996.45 | 351495.985 | 0 | 118.522 | 96.168 | 2021-06-29 21:03
PreNResSpltPkgAC-65to-PEYes | Save | Asm | 1985 | CZ11 | cDXGF | 0 | None | 1 | 100002.1 | 1337553 |  | 156215.1 | 0 | 405239.2 | 0 | 474921.9 | 0 | 36730.19 | 264445.8 | 86092.19 | 137893.4 | 0 | 0 | 0 | 0 | 2666900000 | 0 | 2666900000 | 26669 | 781401.7 | 0 | 118.522 | 96.168 | 2021-06-29 21:04
PreNResSpltPkgAC-65to-PEYes | Save | Asm | 1985 | CZ12 | cDXGF | 0 | None | 1 | 100002.1 | 1186104 |  | 156215.1 | 0 | 405239.2 | 0 | 359818.2 | 0 | 30379.01 | 234452.7 | 75664.06 | 116736.9 | 0 | 0 | 0 | 0 | 2439655000 | 0 | 2439655000 | 24396.55 | 714818.915 | 0 | 118.522 | 96.168 | 2021-06-29 21:05
PreNResSpltPkgAC-65to-PEYes | Save | Asm | 1985 | CZ13 | cDXGF | 0 | None | 1 | 100002.1 | 1393282 |  | 156215.1 | 0 | 405239.2 | 0 | 532733.4 | 0 | 32227.72 | 266867.4 | 72500.48 | 153627.1 | 0 | 0 | 0 | 0 | 2161677000 | 0 | 2161677000 | 21616.77 | 633371.361 | 0 | 118.522 | 96.168 | 2021-06-29 21:06
PreNResSpltPkgAC-65to-PEYes | Save | Asm | 1985 | CZ14 | cDXGF | 0 | None | 1 | 100002.1 | 1326682 |  | 156215.1 | 0 | 405239.2 | 0 | 460197.7 | 0 | 38584.09 | 266445.5 | 75218.41 | 144341.5 | 0 | 0 | 0 | 0 | 2307416000 | 0 | 2307416000 | 23074.16 | 676072.888 | 0 | 118.522 | 96.168 | 2021-06-29 21:07
PreNResSpltPkgAC-65to-PEYes | Save | Asm | 1985 | CZ15 | cDXGF | 0 | None | 1 | 100002.1 | 1870251 |  | 156215.1 | 0 | 405239.2 | 0 | 946947.8 | 0 | 10835.81 | 351013.6 | 29936.18 | 268695.8 | 0 | 0 | 0 | 0 | 457347300 | 0 | 457347300 | 4573.473 | 134002.7589 | 0 | 118.522 | 96.168 | 2021-06-29 21:08
PreNResSpltPkgAC-65to-PEYes | Save | Asm | 1985 | CZ16 | cDXGF | 0 | None | 1 | 100002.1 | 997966.8 |  | 156215.1 | 0 | 405239.2 | 0 | 142509.7 | 0 | 59092.52 | 234910.1 | 123824.9 | 69093.91 | 0 | 0 | 0 | 0 | 6168581000 | 0 | 6168581000 | 61685.81 | 1807394.233 | 0 | 118.522 | 96.168 | 2021-06-29 21:09
PreNResSpltPkgAC-65to-PEYes | Save | Asm | 1996 | CZ01 | cDXGF | 0 | None | 1 | 100002.1 | 777975.1 |  | 156215.1 | 0 | 389265 | 0 | 8102.213 | 0 | 40637.58 | 183754.6 | 137984.8 | 7968.636 | 0 | 0 | 0 | 0 | 5024248000 | 0 | 5024248000 | 50242.48 | 1472104.664 | 0 | 118.522 | 92.2526 | 2021-06-29 21:10
PreNResSpltPkgAC-65to-PEYes | Save | Asm | 1996 | CZ02 | cDXGF | 0 | None | 1 | 100002.1 | 969168.2 |  | 156215.1 | 0 | 389265 | 0 | 212110.2 | 0 | 29250.97 | 182325.5 | 75944.22 | 74099.73 | 0 | 0 | 0 | 0 | 2966384000 | 0 | 2966384000 | 29663.84 | 869150.512 | 0 | 118.522 | 92.2526 | 2021-06-29 21:11
PreNResSpltPkgAC-65to-PEYes | Save | Asm | 1996 | CZ03 | cDXGF | 0 | None | 1 | 100002.1 | 869217.3 |  | 156215.1 | 0 | 389265 | 0 | 98051.88 | 0 | 18413.69 | 207271.3 | 88871.5 | 58642.76 | 0 | 0 | 0 | 0 | 2483865000 | 0 | 2483865000 | 24838.65 | 727772.445 | 0 | 118.522 | 92.2526 | 2021-06-29 21:12
PreNResSpltPkgAC-65to-PEYes | Save | Asm | 1996 | CZ04 | cDXGF | 0 | None | 1 | 100002.1 | 1008759 |  | 156215.1 | 0 | 389265 | 0 | 264432.7 | 0 | 16514.41 | 182331.2 | 57921.99 | 89665.48 | 0 | 0 | 0 | 0 | 1948310000 | 0 | 1948310000 | 19483.1 | 570854.83 | 0 | 118.522 | 92.2526 | 2021-06-29 21:13
PreNResSpltPkgAC-65to-PEYes | Save | Asm | 1996 | CZ05 | cDXGF | 0 | None | 1 | 100002.1 | 894060.4 |  | 156215.1 | 0 | 389265 | 0 | 125992.7 | 0 | 20599.23 | 201986.8 | 75303.35 | 70519.05 | 0 | 0 | 0 | 0 | 2165586000 | 0 | 2165586000 | 21655.86 | 634516.698 | 0 | 118.522 | 92.2526 | 2021-06-29 21:14
PreNResSpltPkgAC-65to-PEYes | Save | Asm | 1996 | CZ06 | cDXGF | 0 | None | 1 | 100002.1 | 1054572 |  | 156215.1 | 0 | 389265 | 0 | 278669.8 | 0 | 7456.835 | 222964.5 | 45384.92 | 125716.2 | 0 | 0 | 0 | 0 | 985558500 | 0 | 985558500 | 9855.585 | 288768.6405 | 0 | 118.522 | 92.2526 | 2021-06-29 21:14
PreNResSpltPkgAC-65to-PEYes | Save | Asm | 1996 | CZ07 | cDXGF | 0 | None | 1 | 100002.1 | 988010.6 |  | 156215.1 | 0 | 389265 | 0 | 221928.7 | 0 | 3606.807 | 216993.8 | 43276.93 | 113699.9 | 0 | 0 | 0 | 0 | 826564500 | 0 | 826564500 | 8265.645 | 242183.3985 | 0 | 118.522 | 92.2526 | 2021-06-29 21:15
PreNResSpltPkgAC-65to-PEYes | Save | Asm | 1996 | CZ08 | cDXGF | 0 | None | 1 | 100002.1 | 1140333 |  | 156215.1 | 0 | 389265 | 0 | 387366.3 | 0 | 7268.344 | 200216.3 | 34217.34 | 129712.7 | 0 | 0 | 0 | 0 | 829835900 | 0 | 829835900 | 8298.359 | 243141.9187 | 0 | 118.522 | 92.2526 | 2021-06-29 21:16
PreNResSpltPkgAC-65to-PEYes | Save | Asm | 1996 | CZ09 | cDXGF | 0 | None | 1 | 100002.1 | 1203238 |  | 156215.1 | 0 | 389265 | 0 | 387578.8 | 0 | 13476.6 | 256702 | 51527.43 | 148801.6 | 0 | 0 | 0 | 0 | 1096419000 | 0 | 1096419000 | 10964.19 | 321250.767 | 0 | 118.522 | 92.2526 | 2021-06-29 21:17
PreNResSpltPkgAC-65to-PEYes | Save | Asm | 1996 | CZ10 | cDXGF | 0 | None | 1 | 100002.1 | 1250822 |  | 156215.1 | 0 | 389265 | 0 | 452119.8 | 0 | 18012.12 | 235207.6 | 49357.09 | 144843.5 | 0 | 0 | 0 | 0 | 1317942000 | 0 | 1317942000 | 13179.42 | 386157.006 | 0 | 118.522 | 92.2526 | 2021-06-29 21:18
PreNResSpltPkgAC-65to-PEYes | Save | Asm | 1996 | CZ11 | cDXGF | 0 | None | 1 | 100002.1 | 1279636 |  | 156215.1 | 0 | 389265 | 0 | 448161.7 | 0 | 35181.95 | 250811.4 | 83883.2 | 130147.5 | 0 | 0 | 0 | 0 | 2610479000 | 0 | 2610479000 | 26104.79 | 764870.347 | 0 | 118.522 | 92.2526 | 2021-06-29 21:19
PreNResSpltPkgAC-65to-PEYes | Save | Asm | 1996 | CZ12 | cDXGF | 0 | None | 1 | 100002.1 | 1133888 |  | 156215.1 | 0 | 389265 | 0 | 337613.3 | 0 | 29021.07 | 221773.4 | 73948.42 | 109708.8 | 0 | 0 | 0 | 0 | 2397500000 | 0 | 2397500000 | 23975 | 702467.5 | 0 | 118.522 | 92.2526 | 2021-06-29 21:20
PreNResSpltPkgAC-65to-PEYes | Save | Asm | 1996 | CZ13 | cDXGF | 0 | None | 1 | 100002.1 | 1334126 |  | 156215.1 | 0 | 389265 | 0 | 504250.3 | 0 | 30902.35 | 253491.9 | 70735.02 | 145286.9 | 0 | 0 | 0 | 0 | 2131250000 | 0 | 2131250000 | 21312.5 | 624456.25 | 0 | 118.522 | 92.2526 | 2021-06-29 21:21
PreNResSpltPkgAC-65to-PEYes | Save | Asm | 1996 | CZ14 | cDXGF | 0 | None | 1 | 100002.1 | 1266311 |  | 156215.1 | 0 | 389265 | 0 | 431219.4 | 0 | 36962.15 | 252648.5 | 74566.94 | 135378.8 | 0 | 0 | 0 | 0 | 2285123000 | 0 | 2285123000 | 22851.23 | 669541.039 | 0 | 118.522 | 92.2526 | 2021-06-29 21:22
PreNResSpltPkgAC-65to-PEYes | Save | Asm | 1996 | CZ15 | cDXGF | 0 | None | 1 | 100002.1 | 1789027 |  | 156215.1 | 0 | 389265 | 0 | 898653.4 | 0 | 10425.48 | 334468.4 | 29803.87 | 255520.5 | 0 | 0 | 0 | 0 | 452846300 | 0 | 452846300 | 4528.463 | 132683.9659 | 0 | 118.522 | 92.2526 | 2021-06-29 21:23
PreNResSpltPkgAC-65to-PEYes | Save | Asm | 1996 | CZ16 | cDXGF | 0 | None | 1 | 100002.1 | 949371.8 |  | 156215.1 | 0 | 389265 | 0 | 131302.8 | 0 | 55320.38 | 217267.7 | 118424.4 | 63362.8 | 0 | 0 | 0 | 0 | 6075152000 | 0 | 6075152000 | 60751.52 | 1780019.536 | 0 | 118.522 | 92.2526 | 2021-06-29 21:24
PreNResSpltPkgAC-65to-PEYes | Save | Asm | 2003 | CZ01 | cDXGF | 0 | None | 1 | 100002.1 | 740645.6 |  | 156215.1 | 0 | 373293.5 | 0 | 6753.089 | 0 | 37354.91 | 167030.3 | 131912.3 | 6457.847 | 0 | 0 | 0 | 0 | 5127721000 | 0 | 5127721000 | 51277.21 | 1502422.253 | 0 | 118.522 | 88.3374 | 2021-06-29 21:25
PreNResSpltPkgAC-65to-PEYes | Save | Asm | 2003 | CZ02 | cDXGF | 0 | None | 1 | 100002.1 | 909868.3 |  | 156215.1 | 0 | 373293.5 | 0 | 188861.4 | 0 | 26855.92 | 164642.6 | 71916.63 | 65680.01 | 0 | 0 | 0 | 0 | 2882348000 | 0 | 2882348000 | 28823.48 | 844527.964 | 0 | 118.522 | 88.3374 | 2021-06-29 21:26
PreNResSpltPkgAC-65to-PEYes | Save | Asm | 2003 | CZ03 | cDXGF | 0 | None | 1 | 100002.1 | 846941.4 |  | 156215.1 | 0 | 373293.5 | 0 | 97185.8 | 0 | 18030.13 | 202217 | 85422.38 | 58152.11 | 0 | 0 | 0 | 0 | 2359619000 | 0 | 2359619000 | 23596.19 | 691368.367 | 0 | 118.522 | 88.3374 | 2021-06-29 21:27
PreNResSpltPkgAC-65to-PEYes | Save | Asm | 2003 | CZ04 | cDXGF | 0 | None | 1 | 100002.1 | 983259.1 |  | 156215.1 | 0 | 373293.5 | 0 | 259840.6 | 0 | 16157.5 | 177752.4 | 55670.89 | 87945.45 | 0 | 0 | 0 | 0 | 1850504000 | 0 | 1850504000 | 18505.04 | 542197.672 | 0 | 118.522 | 88.3374 | 2021-06-29 21:28
PreNResSpltPkgAC-65to-PEYes | Save | Asm | 2003 | CZ05 | cDXGF | 0 | None | 1 | 100002.1 | 871403.6 |  | 156215.1 | 0 | 373293.5 | 0 | 124273.3 | 0 | 20212.39 | 197410.4 | 72318.25 | 69609.07 | 0 | 0 | 0 | 0 | 2055205000 | 0 | 2055205000 | 20552.05 | 602175.065 | 0 | 118.522 | 88.3374 | 2021-06-29 21:29
PreNResSpltPkgAC-65to-PEYes | Save | Asm | 2003 | CZ06 | cDXGF | 0 | None | 1 | 100002.1 | 1036636 |  | 156215.1 | 0 | 373293.5 | 0 | 279811.6 | 0 | 7365.88 | 219950 | 43232.06 | 125310.9 | 0 | 0 | 0 | 0 | 923446300 | 0 | 923446300 | 9234.463 | 270569.7659 | 0 | 118.522 | 88.3374 | 2021-06-29 21:30
PreNResSpltPkgAC-65to-PEYes | Save | Asm | 2003 | CZ07 | cDXGF | 0 | None | 1 | 100002.1 | 970572.3 |  | 156215.1 | 0 | 373293.5 | 0 | 223189.1 | 0 | 3566.123 | 214309.4 | 41310.7 | 113735.4 | 0 | 0 | 0 | 0 | 778487200 | 0 | 778487200 | 7784.872 | 228096.7496 | 0 | 118.522 | 88.3374 | 2021-06-29 21:31
PreNResSpltPkgAC-65to-PEYes | Save | Asm | 2003 | CZ08 | cDXGF | 0 | None | 1 | 100002.1 | 1120762 |  | 156215.1 | 0 | 373293.5 | 0 | 385892.4 | 0 | 7203.028 | 198158.6 | 32810.55 | 129169.4 | 0 | 0 | 0 | 0 | 779228500 | 0 | 779228500 | 7792.285 | 228313.9505 | 0 | 118.522 | 88.3374 | 2021-06-29 21:32
PreNResSpltPkgAC-65to-PEYes | Save | Asm | 2003 | CZ09 | cDXGF | 0 | None | 1 | 100002.1 | 1181632 |  | 156215.1 | 0 | 373293.5 | 0 | 385647.5 | 0 | 13317.12 | 253159.4 | 49445.84 | 147848.3 | 0 | 0 | 0 | 0 | 1029962000 | 0 | 1029962000 | 10299.62 | 301778.866 | 0 | 118.522 | 88.3374 | 2021-06-29 21:33
PreNResSpltPkgAC-65to-PEYes | Save | Asm | 2003 | CZ10 | cDXGF | 0 | None | 1 | 100002.1 | 1168025 |  | 156215.1 | 0 | 373293.5 | 0 | 409608.5 | 0 | 16502.14 | 212406.6 | 46605.43 | 130839.3 | 0 | 0 | 0 | 0 | 1236796000 | 0 | 1236796000 | 12367.96 | 362381.228 | 0 | 118.522 | 88.3374 | 2021-06-29 21:34
PreNResSpltPkgAC-65to-PEYes | Save | Asm | 2003 | CZ11 | cDXGF | 0 | None | 1 | 100002.1 | 1226367 |  | 156215.1 | 0 | 373293.5 | 0 | 424482.1 | 0 | 33769.1 | 238608.8 | 82823.69 | 122842 | 0 | 0 | 0 | 0 | 2637929000 | 0 | 2637929000 | 26379.29 | 772913.197 | 0 | 118.522 | 88.3374 | 2021-06-29 21:35
PreNResSpltPkgAC-65to-PEYes | Save | Asm | 2003 | CZ12 | cDXGF | 0 | None | 1 | 100002.1 | 1084200 |  | 156215.1 | 0 | 373293.5 | 0 | 317035.3 | 0 | 27724.18 | 209931.4 | 73128.65 | 102809.1 | 0 | 0 | 0 | 0 | 2432375000 | 0 | 2432375000 | 24323.75 | 712685.875 | 0 | 118.522 | 88.3374 | 2021-06-29 21:36
PreNResSpltPkgAC-65to-PEYes | Save | Asm | 2003 | CZ13 | cDXGF | 0 | None | 1 | 100002.1 | 1278488 |  | 156215.1 | 0 | 373293.5 | 0 | 478285.1 | 0 | 29653.09 | 241041.7 | 69989.55 | 137316 | 0 | 0 | 0 | 0 | 2168474000 | 0 | 2168474000 | 21684.74 | 635362.882 | 0 | 118.522 | 88.3374 | 2021-06-29 21:37
PreNResSpltPkgAC-65to-PEYes | Save | Asm | 2003 | CZ14 | cDXGF | 0 | None | 1 | 100002.1 | 1216050 |  | 156215.1 | 0 | 373293.5 | 0 | 409491.3 | 0 | 35603.02 | 241447.5 | 74963.52 | 127818.5 | 0 | 0 | 0 | 0 | 2351668000 | 0 | 2351668000 | 23516.68 | 689038.724 | 0 | 118.522 | 88.3374 | 2021-06-29 21:38
PreNResSpltPkgAC-65to-PEYes | Save | Asm | 2003 | CZ15 | cDXGF | 0 | None | 1 | 100002.1 | 1723685 |  | 156215.1 | 0 | 373293.5 | 0 | 862497.9 | 0 | 10099.98 | 321580.3 | 30722.43 | 244640 | 0 | 0 | 0 | 0 | 475489200 | 0 | 475489200 | 4754.892 | 139318.3356 | 0 | 118.522 | 88.3374 | 2021-06-29 21:39
PreNResSpltPkgAC-65to-PEYes | Save | Asm | 2003 | CZ16 | cDXGF | 0 | None | 1 | 100002.1 | 900544.1 |  | 156215.1 | 0 | 373293.5 | 0 | 120625 | 0 | 51319.4 | 199091.1 | 113158.4 | 57416.83 | 0 | 0 | 0 | 0 | 6129260000 | 0 | 6129260000 | 61292.6 | 1795873.18 | 0 | 118.522 | 88.3374 | 2021-06-29 21:40
PreNResSpltPkgAC-65to-PEYes | Save | Asm | 2007 | CZ01 | cDXGF | 0 | None | 1 | 100002.1 | 739173.9 |  | 156215.1 | 0 | 373293.5 | 0 | 6785.31 | 0 | 37068.42 | 165811.4 | 130471.2 | 6505.208 | 0 | 0 | 0 | 0 | 5042233000 | 0 | 5042233000 | 50422.33 | 1477374.269 | 0 | 118.522 | 88.3374 | 2021-06-29 21:41
PreNResSpltPkgAC-65to-PEYes | Save | Asm | 2007 | CZ02 | cDXGF | 0 | None | 1 | 100002.1 | 906736.9 |  | 156215.1 | 0 | 373293.5 | 0 | 187668.3 | 0 | 26587.59 | 162972.6 | 70770.27 | 65195.18 | 0 | 0 | 0 | 0 | 2823853000 | 0 | 2823853000 | 28238.53 | 827388.929 | 0 | 118.522 | 88.3374 | 2021-06-29 21:42
PreNResSpltPkgAC-65to-PEYes | Save | Asm | 2007 | CZ03 | cDXGF | 0 | None | 1 | 100002.1 | 845650.2 |  | 156215.1 | 0 | 373293.5 | 0 | 97385.73 | 0 | 17896.77 | 200859.2 | 84112.66 | 58161.98 | 0 | 0 | 0 | 0 | 2305994000 | 0 | 2305994000 | 23059.94 | 675656.242 | 0 | 118.522 | 88.3374 | 2021-06-29 21:43
PreNResSpltPkgAC-65to-PEYes | Save | Asm | 2007 | CZ04 | cDXGF | 0 | None | 1 | 100002.1 | 980850.2 |  | 156215.1 | 0 | 373293.5 | 0 | 258878.2 | 0 | 16033.3 | 176430.2 | 54772.72 | 87571.78 | 0 | 0 | 0 | 0 | 1805149000 | 0 | 1805149000 | 18051.49 | 528908.657 | 0 | 118.522 | 88.3374 | 2021-06-29 21:44
PreNResSpltPkgAC-65to-PEYes | Save | Asm | 2007 | CZ05 | cDXGF | 0 | None | 1 | 100002.1 | 869366 |  | 156215.1 | 0 | 373293.5 | 0 | 124080.8 | 0 | 20023.13 | 195753.6 | 70951.73 | 69337.62 | 0 | 0 | 0 | 0 | 2001484000 | 0 | 2001484000 | 20014.84 | 586434.812 | 0 | 118.522 | 88.3374 | 2021-06-29 21:45
PreNResSpltPkgAC-65to-PEYes | Save | Asm | 2007 | CZ06 | cDXGF | 0 | None | 1 | 100002.1 | 1036636 |  | 156215.1 | 0 | 373293.5 | 0 | 279811.6 | 0 | 7365.88 | 219950 | 43232.06 | 125310.9 | 0 | 0 | 0 | 0 | 923446300 | 0 | 923446300 | 9234.463 | 270569.7659 | 0 | 118.522 | 88.3374 | 2021-06-29 21:46
PreNResSpltPkgAC-65to-PEYes | Save | Asm | 2007 | CZ07 | cDXGF | 0 | None | 1 | 100002.1 | 970572.3 |  | 156215.1 | 0 | 373293.5 | 0 | 223189.1 | 0 | 3566.123 | 214309.4 | 41310.7 | 113735.4 | 0 | 0 | 0 | 0 | 778487200 | 0 | 778487200 | 7784.872 | 228096.7496 | 0 | 118.522 | 88.3374 | 2021-06-29 21:47
PreNResSpltPkgAC-65to-PEYes | Save | Asm | 2007 | CZ08 | cDXGF | 0 | None | 1 | 100002.1 | 1120762 |  | 156215.1 | 0 | 373293.5 | 0 | 385892.4 | 0 | 7203.028 | 198158.6 | 32810.55 | 129169.4 | 0 | 0 | 0 | 0 | 779228500 | 0 | 779228500 | 7792.285 | 228313.9505 | 0 | 118.522 | 88.3374 | 2021-06-29 21:48
PreNResSpltPkgAC-65to-PEYes | Save | Asm | 2007 | CZ09 | cDXGF | 0 | None | 1 | 100002.1 | 1181632 |  | 156215.1 | 0 | 373293.5 | 0 | 385647.5 | 0 | 13317.12 | 253159.4 | 49445.84 | 147848.3 | 0 | 0 | 0 | 0 | 1029962000 | 0 | 1029962000 | 10299.62 | 301778.866 | 0 | 118.522 | 88.3374 | 2021-06-29 21:49
PreNResSpltPkgAC-65to-PEYes | Save | Asm | 2007 | CZ10 | cDXGF | 0 | None | 1 | 100002.1 | 1164105 |  | 156215.1 | 0 | 373293.5 | 0 | 407500.3 | 0 | 16367.45 | 210730.3 | 45739.72 | 130223.5 | 0 | 0 | 0 | 0 | 1206579000 | 0 | 1206579000 | 12065.79 | 353527.647 | 0 | 118.522 | 88.3374 | 2021-06-29 21:50
PreNResSpltPkgAC-65to-PEYes | Save | Asm | 2007 | CZ11 | cDXGF | 0 | None | 1 | 100002.1 | 1221455 |  | 156215.1 | 0 | 373293.5 | 0 | 421933.7 | 0 | 33472.8 | 236541.3 | 81499.81 | 122068.6 | 0 | 0 | 0 | 0 | 2583911000 | 0 | 2583911000 | 25839.11 | 757085.923 | 0 | 118.522 | 88.3374 | 2021-06-29 21:51
PreNResSpltPkgAC-65to-PEYes | Save | Asm | 2007 | CZ12 | cDXGF | 0 | None | 1 | 100002.1 | 1080345 |  | 156215.1 | 0 | 373293.5 | 0 | 315262.1 | 0 | 27476.67 | 208099.2 | 71956.66 | 102269 | 0 | 0 | 0 | 0 | 2381463000 | 0 | 2381463000 | 23814.63 | 697768.659 | 0 | 118.522 | 88.3374 | 2021-06-29 21:52
PreNResSpltPkgAC-65to-PEYes | Save | Asm | 2007 | CZ13 | cDXGF | 0 | None | 1 | 100002.1 | 1273065 |  | 156215.1 | 0 | 373293.5 | 0 | 475025.7 | 0 | 29408.06 | 239124.6 | 69004.01 | 136490.8 | 0 | 0 | 0 | 0 | 2125966000 | 0 | 2125966000 | 21259.66 | 622908.038 | 0 | 118.522 | 88.3374 | 2021-06-29 21:53
PreNResSpltPkgAC-65to-PEYes | Save | Asm | 2007 | CZ14 | cDXGF | 0 | None | 1 | 100002.1 | 1211449 |  | 156215.1 | 0 | 373293.5 | 0 | 407150.6 | 0 | 35309.48 | 239481.7 | 73834 | 127099.2 | 0 | 0 | 0 | 0 | 2300159000 | 0 | 2300159000 | 23001.59 | 673946.587 | 0 | 118.522 | 88.3374 | 2021-06-29 21:54
PreNResSpltPkgAC-65to-PEYes | Save | Asm | 2007 | CZ15 | cDXGF | 0 | None | 1 | 100002.1 | 1715875 |  | 156215.1 | 0 | 373293.5 | 0 | 856968.3 | 0 | 10026.53 | 319372 | 29997.86 | 243233.5 | 0 | 0 | 0 | 0 | 458396200 | 0 | 458396200 | 4583.962 | 134310.0866 | 0 | 118.522 | 88.3374 | 2021-06-29 21:55
PreNResSpltPkgAC-65to-PEYes | Save | Asm | 2007 | CZ16 | cDXGF | 0 | None | 1 | 100002.1 | 897278.2 |  | 156215.1 | 0 | 373293.5 | 0 | 120141 | 0 | 50689.54 | 196939.7 | 111396.4 | 57145.61 | 0 | 0 | 0 | 0 | 6034530000 | 0 | 6034530000 | 60345.3 | 1768117.29 | 0 | 118.522 | 88.3374 | 2021-06-29 21:56
PreNResSpltPkgAC-65to-PEYes | Save | Asm | 2011 | CZ01 | cDXGF | 0 | None | 1 | 100002.1 | 710478.3 |  | 156215.1 | 0 | 373293.5 | 0 | 6346.849 | 0 | 9954.963 | 164670 | 127596 | 6823.045 | 0 | 0 | 0 | 0 | 4821780000 | 0 | 4821780000 | 48217.8 | 1412781.54 | 0 | 118.522 | 88.3374 | 2021-06-29 21:57
PreNResSpltPkgAC-65to-PEYes | Save | Asm | 2011 | CZ02 | cDXGF | 0 | None | 1 | 100002.1 | 865073.9 |  | 156215.1 | 0 | 373293.5 | 0 | 167145 | 0 | 7104.652 | 161317.6 | 69706.23 | 64769.66 | 0 | 0 | 0 | 0 | 2767077000 | 0 | 2767077000 | 27670.77 | 810753.561 | 0 | 118.522 | 88.3374 | 2021-06-29 21:58
PreNResSpltPkgAC-65to-PEYes | Save | Asm | 2011 | CZ03 | cDXGF | 0 | None | 1 | 100002.1 | 821286.2 |  | 156215.1 | 0 | 373293.5 | 0 | 87498.98 | 0 | 4796.076 | 199482 | 82699.3 | 58228.16 | 0 | 0 | 0 | 0 | 2250398000 | 0 | 2250398000 | 22503.98 | 659366.614 | 0 | 118.522 | 88.3374 | 2021-06-29 21:59
PreNResSpltPkgAC-65to-PEYes | Save | Asm | 2011 | CZ04 | cDXGF | 0 | None | 1 | 100002.1 | 940104.5 |  | 156215.1 | 0 | 373293.5 | 0 | 231189.6 | 0 | 4295.275 | 175111.7 | 53777.49 | 87238 | 0 | 0 | 0 | 0 | 1758937000 | 0 | 1758937000 | 17589.37 | 515368.541 | 0 | 118.522 | 88.3374 | 2021-06-29 22:00
PreNResSpltPkgAC-65to-PEYes | Save | Asm | 2011 | CZ05 | cDXGF | 0 | None | 1 | 100002.1 | 841879.9 |  | 156215.1 | 0 | 373293.5 | 0 | 111211.7 | 0 | 5406.258 | 195753.6 | 70951.73 | 69337.62 | 0 | 0 | 0 | 0 | 2001484000 | 0 | 2001484000 | 20014.84 | 586434.812 | 0 | 118.522 | 88.3374 | 2021-06-29 22:01
PreNResSpltPkgAC-65to-PEYes | Save | Asm | 2011 | CZ06 | cDXGF | 0 | None | 1 | 100002.1 | 1002238 |  | 156215.1 | 0 | 373293.5 | 0 | 250791 | 0 | 1988.787 | 219950 | 43232.06 | 125310.9 | 0 | 0 | 0 | 0 | 923446300 | 0 | 923446300 | 9234.463 | 270569.7659 | 0 | 118.522 | 88.3374 | 2021-06-29 22:02
PreNResSpltPkgAC-65to-PEYes | Save | Asm | 2011 | CZ07 | cDXGF | 0 | None | 1 | 100002.1 | 943136.7 |  | 156215.1 | 0 | 373293.5 | 0 | 200513.4 | 0 | 951.218 | 212163.6 | 40190.49 | 113465.7 | 0 | 0 | 0 | 0 | 755279900 | 0 | 755279900 | 7552.799 | 221297.0107 | 0 | 118.522 | 88.3374 | 2021-06-29 22:03
PreNResSpltPkgAC-65to-PEYes | Save | Asm | 2011 | CZ08 | cDXGF | 0 | None | 1 | 100002.1 | 1072586 |  | 156215.1 | 0 | 373293.5 | 0 | 344435.4 | 0 | 1930.053 | 196712.7 | 32166.25 | 128709.9 | 0 | 0 | 0 | 0 | 754912100 | 0 | 754912100 | 7549.121 | 221189.2453 | 0 | 118.522 | 88.3374 | 2021-06-29 22:04
PreNResSpltPkgAC-65to-PEYes | Save | Asm | 2011 | CZ09 | cDXGF | 0 | None | 1 | 100002.1 | 1119976 |  | 156215.1 | 0 | 373293.5 | 0 | 339954.3 | 0 | 3504.356 | 247009.6 | 45743.34 | 146089.6 | 0 | 0 | 0 | 0 | 913477200 | 0 | 913477200 | 9134.772 | 267648.8196 | 0 | 118.522 | 88.3374 | 2021-06-29 22:05
PreNResSpltPkgAC-65to-PEYes | Save | Asm | 2011 | CZ10 | cDXGF | 0 | None | 1 | 100002.1 | 1106295 |  | 156215.1 | 0 | 373293.5 | 0 | 363354.2 | 0 | 4382.679 | 209051.2 | 44890.23 | 129634.2 | 0 | 0 | 0 | 0 | 1175858000 | 0 | 1175858000 | 11758.58 | 344526.394 | 0 | 118.522 | 88.3374 | 2021-06-29 22:06
PreNResSpltPkgAC-65to-PEYes | Save | Asm | 2011 | CZ11 | cDXGF | 0 | None | 1 | 100002.1 | 1132493 |  | 156215.1 | 0 | 373293.5 | 0 | 368582.6 | 0 | 8665.361 | 225737 | 72666.63 | 119094.5 | 0 | 0 | 0 | 0 | 2192164000 | 0 | 2192164000 | 21921.64 | 642304.052 | 0 | 118.522 | 88.3374 | 2021-06-29 22:07
PreNResSpltPkgAC-65to-PEYes | Save | Asm | 2011 | CZ12 | cDXGF | 0 | None | 1 | 100002.1 | 1020425 |  | 156215.1 | 0 | 373293.5 | 0 | 280221.9 | 0 | 7262.728 | 203432.5 | 68612.71 | 101322.5 | 0 | 0 | 0 | 0 | 2223263000 | 0 | 2223263000 | 22232.63 | 651416.059 | 0 | 118.522 | 88.3374 | 2021-06-29 22:08
PreNResSpltPkgAC-65to-PEYes | Save | Asm | 2011 | CZ13 | cDXGF | 0 | None | 1 | 100002.1 | 1184489 |  | 156215.1 | 0 | 373293.5 | 0 | 416187.3 | 0 | 7693.45 | 231101.3 | 64012.87 | 133628.9 | 0 | 0 | 0 | 0 | 1892713000 | 0 | 1892713000 | 18927.13 | 554564.909 | 0 | 118.522 | 88.3374 | 2021-06-29 22:09
PreNResSpltPkgAC-65to-PEYes | Save | Asm | 2011 | CZ14 | cDXGF | 0 | None | 1 | 100002.1 | 1124985 |  | 156215.1 | 0 | 373293.5 | 0 | 356966.8 | 0 | 9176.799 | 229333.2 | 65591.86 | 124984.2 | 0 | 0 | 0 | 0 | 1927304000 | 0 | 1927304000 | 19273.04 | 564700.072 | 0 | 118.522 | 88.3374 | 2021-06-29 22:10
PreNResSpltPkgAC-65to-PEYes | Save | Asm | 2011 | CZ15 | cDXGF | 0 | None | 1 | 100002.1 | 1578381 |  | 156215.1 | 0 | 373293.5 | 0 | 739756 | 0 | 2602.531 | 306515.6 | 25817.71 | 235559.9 | 0 | 0 | 0 | 0 | 368445000 | 0 | 368445000 | 3684.45 | 107954.385 | 0 | 118.522 | 88.3374 | 2021-06-29 22:11
PreNResSpltPkgAC-65to-PEYes | Save | Asm | 2011 | CZ16 | cDXGF | 0 | None | 1 | 100002.1 | 836374.3 |  | 156215.1 | 0 | 373293.5 | 0 | 106937 | 0 | 13009.16 | 186921 | 100705.3 | 56481.28 | 0 | 0 | 0 | 0 | 5199093000 | 0 | 5199093000 | 51990.93 | 1523334.249 | 0 | 118.522 | 88.3374 | 2021-06-29 22:12
PreNResSpltPkgAC-65to-PEYes | Save | Asm | 2015 | CZ01 | cDXGF | 0 | None | 1 | 100002.1 | 605116.6 |  | 152865.3 | 0 | 373293.5 | 0 | 7339.475 | 0 | 9618.314 | 62000.72 | 47147.54 | 4085.42 | 0 | 0 | 0 | 0 | 4493495000 | 0 | 4493495000 | 44934.95 | 1316594.035 | 0 | 116.4209 | 88.3374 | 2021-06-29 22:13
PreNResSpltPkgAC-65to-PEYes | Save | Asm | 2015 | CZ02 | cDXGF | 0 | None | 1 | 100002.1 | 788468.3 |  | 152865.3 | 0 | 373293.5 | 0 | 153199.8 | 0 | 6869.52 | 102240.7 | 44343.7 | 45659.88 | 0 | 0 | 0 | 0 | 2485114000 | 0 | 2485114000 | 24851.14 | 728138.402 | 0 | 116.4209 | 88.3374 | 2021-06-29 22:14
PreNResSpltPkgAC-65to-PEYes | Save | Asm | 2015 | CZ03 | cDXGF | 0 | None | 1 | 100002.1 | 671500.6 |  | 152865.3 | 0 | 373293.5 | 0 | 72840.84 | 0 | 4148.706 | 68352.91 | 29181.7 | 23151.75 | 0 | 0 | 0 | 0 | 2087186000 | 0 | 2087186000 | 20871.86 | 611545.498 | 0 | 116.4209 | 88.3374 | 2021-06-29 22:15
PreNResSpltPkgAC-65to-PEYes | Save | Asm | 2015 | CZ04 | cDXGF | 0 | None | 1 | 100002.1 | 826851.4 |  | 152865.3 | 0 | 373293.5 | 0 | 193908.8 | 0 | 3866.457 | 102918.1 | 34143.91 | 55372.51 | 0 | 0 | 0 | 0 | 1634351000 | 0 | 1634351000 | 16343.51 | 478864.843 | 0 | 116.4209 | 88.3374 | 2021-06-29 22:16
PreNResSpltPkgAC-65to-PEYes | Save | Asm | 2015 | CZ05 | cDXGF | 0 | None | 1 | 100002.1 | 687626.6 |  | 152865.3 | 0 | 373293.5 | 0 | 89406.72 | 0 | 4684.353 | 67377.52 | 25706.44 | 26544.39 | 0 | 0 | 0 | 0 | 1918553000 | 0 | 1918553000 | 19185.53 | 562136.029 | 0 | 116.4209 | 88.3374 | 2021-06-29 22:17
PreNResSpltPkgAC-65to-PEYes | Save | Asm | 2015 | CZ06 | cDXGF | 0 | None | 1 | 100002.1 | 815037.4 |  | 152865.3 | 0 | 373293.5 | 0 | 210832.6 | 0 | 1724.69 | 76321.92 | 15287.5 | 47330.19 | 0 | 0 | 0 | 0 | 817962700 | 0 | 817962700 | 8179.627 | 239663.0711 | 0 | 116.4209 | 88.3374 | 2021-06-29 22:18
PreNResSpltPkgAC-65to-PEYes | Save | Asm | 2015 | CZ07 | cDXGF | 0 | None | 1 | 100002.1 | 770938.9 |  | 152865.3 | 0 | 373293.5 | 0 | 171022.2 | 0 | 824.624 | 72933.95 | 14522.7 | 42959.51 | 0 | 0 | 0 | 0 | 704206800 | 0 | 704206800 | 7042.068 | 206332.5924 | 0 | 116.4209 | 88.3374 | 2021-06-29 22:19
PreNResSpltPkgAC-65to-PEYes | Save | Asm | 2015 | CZ08 | cDXGF | 0 | None | 1 | 100002.1 | 889664.7 |  | 152865.3 | 0 | 373293.5 | 0 | 288080.9 | 0 | 1749.772 | 73676.05 | 11966.29 | 51170.11 | 0 | 0 | 0 | 0 | 689529000 | 0 | 689529000 | 6895.29 | 202031.997 | 0 | 116.4209 | 88.3374 | 2021-06-29 22:20
PreNResSpltPkgAC-65to-PEYes | Save | Asm | 2015 | CZ09 | cDXGF | 0 | None | 1 | 100002.1 | 902769.4 |  | 152865.3 | 0 | 373293.5 | 0 | 282118 | 0 | 3222.678 | 91270.8 | 14998.98 | 59801.36 | 0 | 0 | 0 | 0 | 628795800 | 0 | 628795800 | 6287.958 | 184237.1694 | 0 | 116.4209 | 88.3374 | 2021-06-29 22:21
PreNResSpltPkgAC-65to-PEYes | Save | Asm | 2015 | CZ10 | cDXGF | 0 | None | 1 | 100002.1 | 941176.4 |  | 152865.3 | 0 | 373293.5 | 0 | 324927.3 | 0 | 4269.821 | 85821.38 | 15339.89 | 58611.65 | 0 | 0 | 0 | 0 | 863967500 | 0 | 863967500 | 8639.675 | 253142.4775 | 0 | 116.4209 | 88.3374 | 2021-06-29 22:22
PreNResSpltPkgAC-65to-PEYes | Save | Asm | 2015 | CZ11 | cDXGF | 0 | None | 1 | 100002.1 | 945357.5 |  | 152865.3 | 0 | 373293.5 | 0 | 319647.7 | 0 | 8404.978 | 91146.69 | 24495.6 | 54056.22 | 0 | 0 | 0 | 0 | 1459442000 | 0 | 1459442000 | 14594.42 | 427616.506 | 0 | 116.4209 | 88.3374 | 2021-06-29 22:23
PreNResSpltPkgAC-65to-PEYes | Save | Asm | 2015 | CZ12 | cDXGF | 0 | None | 1 | 100002.1 | 868791.8 |  | 152865.3 | 0 | 373293.5 | 0 | 250646.1 | 0 | 7041.695 | 84946.01 | 24203.42 | 49362.93 | 0 | 0 | 0 | 0 | 1691379000 | 0 | 1691379000 | 16913.79 | 495574.047 | 0 | 116.4209 | 88.3374 | 2021-06-29 22:24
PreNResSpltPkgAC-65to-PEYes | Save | Asm | 2015 | CZ13 | cDXGF | 0 | None | 1 | 100002.1 | 990208.1 |  | 152865.3 | 0 | 373293.5 | 0 | 361796.3 | 0 | 7467.229 | 94786.45 | 21822.98 | 61174.29 | 0 | 0 | 0 | 0 | 1252448000 | 0 | 1252448000 | 12524.48 | 366967.264 | 0 | 116.4209 | 88.3374 | 2021-06-29 22:25
PreNResSpltPkgAC-65to-PEYes | Save | Asm | 2015 | CZ14 | cDXGF | 0 | None | 1 | 100002.1 | 934269.1 |  | 152865.3 | 0 | 373293.5 | 0 | 307505.7 | 0 | 8911.025 | 91694.48 | 21936.15 | 55885.59 | 0 | 0 | 0 | 0 | 1248030000 | 0 | 1248030000 | 12480.3 | 365672.79 | 0 | 116.4209 | 88.3374 | 2021-06-29 22:26
PreNResSpltPkgAC-65to-PEYes | Save | Asm | 2015 | CZ15 | cDXGF | 0 | None | 1 | 100002.1 | 1268975 |  | 152865.3 | 0 | 373293.5 | 0 | 618089.8 | 0 | 2536.342 | 122190.5 | 7883.288 | 98275.91 | 0 | 0 | 0 | 0 | 212689000 | 0 | 212689000 | 2126.89 | 62317.877 | 0 | 116.4209 | 88.3374 | 2021-06-29 22:28
PreNResSpltPkgAC-65to-PEYes | Save | Asm | 2015 | CZ16 | cDXGF | 0 | None | 1 | 100002.1 | 706849.9 |  | 152865.3 | 0 | 373293.5 | 0 | 95986.44 | 0 | 12382.67 | 72322.25 | 36301.33 | 25843.42 | 0 | 0 | 0 | 0 | 4426336000 | 0 | 4426336000 | 44263.36 | 1296916.448 | 0 | 116.4209 | 88.3374 | 2021-06-29 22:29
PreNResSpltPkgAC-65to-PEYes | Save | Asm | 2017 | CZ01 | cDXGF | 0 | None | 1 | 100002.1 | 619966.3 |  | 146916.4 | 0 | 373293.5 | 0 | 7493.434 | 0 | 9476.154 | 82787.24 | 65188.12 | 5329.252 | 0 | 0 | 0 | 0 | 4322036000 | 0 | 4322036000 | 43220.36 | 1266356.548 | 0 | 113.4444 | 88.3374 | 2021-06-29 22:30
PreNResSpltPkgAC-65to-PEYes | Save | Asm | 2017 | CZ02 | cDXGF | 0 | None | 1 | 100002.1 | 779594.3 |  | 146916.4 | 0 | 373293.5 | 0 | 151667.3 | 0 | 6776.033 | 100941.9 | 43452.93 | 45304.83 | 0 | 0 | 0 | 0 | 2416868000 | 0 | 2416868000 | 24168.68 | 708142.324 | 0 | 113.4444 | 88.3374 | 2021-06-29 22:31
PreNResSpltPkgAC-65to-PEYes | Save | Asm | 2017 | CZ03 | cDXGF | 0 | None | 1 | 100002.1 | 663615.6 |  | 146916.4 | 0 | 373293.5 | 0 | 71979.8 | 0 | 4102.904 | 67323.53 | 28801.58 | 22558.26 | 0 | 0 | 0 | 0 | 2063917000 | 0 | 2063917000 | 20639.17 | 604727.681 | 0 | 113.4444 | 88.3374 | 2021-06-29 22:32
PreNResSpltPkgAC-65to-PEYes | Save | Asm | 2017 | CZ04 | cDXGF | 0 | None | 1 | 100002.1 | 821428.1 |  | 146916.4 | 0 | 373293.5 | 0 | 192835.7 | 0 | 3825.798 | 104557.2 | 34108.36 | 56680.16 | 0 | 0 | 0 | 0 | 1583701000 | 0 | 1583701000 | 15837.01 | 464024.393 | 0 | 113.4444 | 88.3374 | 2021-06-29 22:33
PreNResSpltPkgAC-65to-PEYes | Save | Asm | 2017 | CZ05 | cDXGF | 0 | None | 1 | 100002.1 | 697245.8 |  | 146916.4 | 0 | 373293.5 | 0 | 89344.6 | 0 | 4584.707 | 83106.88 | 33562.41 | 32620.9 | 0 | 0 | 0 | 0 | 1828120000 | 0 | 1828120000 | 18281.2 | 535639.16 | 0 | 113.4444 | 88.3374 | 2021-06-29 22:34
PreNResSpltPkgAC-65to-PEYes | Save | Asm | 2017 | CZ06 | cDXGF | 0 | None | 1 | 100002.1 | 802384.1 |  | 146916.4 | 0 | 373293.5 | 0 | 207557.2 | 0 | 1666.858 | 72950.59 | 14463.58 | 44989.56 | 0 | 0 | 0 | 0 | 775701700 | 0 | 775701700 | 7757.017 | 227280.5981 | 0 | 113.4444 | 88.3374 | 2021-06-29 22:35
PreNResSpltPkgAC-65to-PEYes | Save | Asm | 2017 | CZ07 | cDXGF | 0 | None | 1 | 100002.1 | 760659.8 |  | 146916.4 | 0 | 373293.5 | 0 | 168283.3 | 0 | 804.0464 | 71363 | 14042.1 | 42046.88 | 0 | 0 | 0 | 0 | 682702300 | 0 | 682702300 | 6827.023 | 200031.7739 | 0 | 113.4444 | 88.3374 | 2021-06-29 22:36
PreNResSpltPkgAC-65to-PEYes | Save | Asm | 2017 | CZ08 | cDXGF | 0 | None | 1 | 100002.1 | 878174.7 |  | 146916.4 | 0 | 373293.5 | 0 | 283749.9 | 0 | 1718.483 | 72496.89 | 11576.33 | 50539.07 | 0 | 0 | 0 | 0 | 657928900 | 0 | 657928900 | 6579.289 | 192773.1677 | 0 | 113.4444 | 88.3374 | 2021-06-29 22:37
PreNResSpltPkgAC-65to-PEYes | Save | Asm | 2017 | CZ09 | cDXGF | 0 | None | 1 | 100002.1 | 893978.3 |  | 146916.4 | 0 | 373293.5 | 0 | 280001 | 0 | 3195.806 | 90572.06 | 14693.52 | 59525.42 | 0 | 0 | 0 | 0 | 608926700 | 0 | 608926700 | 6089.267 | 178415.5231 | 0 | 113.4444 | 88.3374 | 2021-06-29 22:38
PreNResSpltPkgAC-65to-PEYes | Save | Asm | 2017 | CZ10 | cDXGF | 0 | None | 1 | 100002.1 | 931854.1 |  | 146916.4 | 0 | 373293.5 | 0 | 322341.5 | 0 | 4229.396 | 85073.57 | 15107.91 | 58220.79 | 0 | 0 | 0 | 0 | 844953700 | 0 | 844953700 | 8449.537 | 247571.4341 | 0 | 113.4444 | 88.3374 | 2021-06-29 22:39
PreNResSpltPkgAC-65to-PEYes | Save | Asm | 2017 | CZ11 | cDXGF | 0 | None | 1 | 100002.1 | 935741.4 |  | 146916.4 | 0 | 373293.5 | 0 | 316976 | 0 | 8313.697 | 90242.39 | 24039.51 | 53654.71 | 0 | 0 | 0 | 0 | 1422638000 | 0 | 1422638000 | 14226.38 | 416832.934 | 0 | 113.4444 | 88.3374 | 2021-06-29 22:40
PreNResSpltPkgAC-65to-PEYes | Save | Asm | 2017 | CZ12 | cDXGF | 0 | None | 1 | 100002.1 | 859738.3 |  | 146916.4 | 0 | 373293.5 | 0 | 248480.5 | 0 | 6966.285 | 84081.95 | 23826.58 | 49028.04 | 0 | 0 | 0 | 0 | 1659018000 | 0 | 1659018000 | 16590.18 | 486092.274 | 0 | 113.4444 | 88.3374 | 2021-06-29 22:41
PreNResSpltPkgAC-65to-PEYes | Save | Asm | 2017 | CZ13 | cDXGF | 0 | None | 1 | 100002.1 | 979648.1 |  | 146916.4 | 0 | 373293.5 | 0 | 358183 | 0 | 7389.563 | 93866.23 | 21426.82 | 60668.63 | 0 | 0 | 0 | 0 | 1222521000 | 0 | 1222521000 | 12225.21 | 358198.653 | 0 | 113.4444 | 88.3374 | 2021-06-29 22:42
PreNResSpltPkgAC-65to-PEYes | Save | Asm | 2017 | CZ14 | cDXGF | 0 | None | 1 | 100002.1 | 924825.9 |  | 146916.4 | 0 | 373293.5 | 0 | 304976.3 | 0 | 8819.349 | 90821.03 | 21513 | 55579.14 | 0 | 0 | 0 | 0 | 1211008000 | 0 | 1211008000 | 12110.08 | 354825.344 | 0 | 113.4444 | 88.3374 | 2021-06-29 22:43
PreNResSpltPkgAC-65to-PEYes | Save | Asm | 2017 | CZ15 | cDXGF | 0 | None | 1 | 100002.1 | 1255737 |  | 146916.4 | 0 | 373293.5 | 0 | 611963.9 | 0 | 2510.548 | 121052.5 | 7542.882 | 97530.95 | 0 | 0 | 0 | 0 | 200850800 | 0 | 200850800 | 2008.508 | 58849.2844 | 0 | 113.4444 | 88.3374 | 2021-06-29 22:44
PreNResSpltPkgAC-65to-PEYes | Save | Asm | 2017 | CZ16 | cDXGF | 0 | None | 1 | 100002.1 | 698286.6 |  | 146916.4 | 0 | 373293.5 | 0 | 94650.7 | 0 | 12183.6 | 71243.11 | 35668.85 | 25461.29 | 0 | 0 | 0 | 0 | 4400245000 | 0 | 4400245000 | 44002.45 | 1289271.785 | 0 | 113.4444 | 88.3374 | 2021-06-29 22:45
PreNResSpltPkgAC-65to-PEYes | Save | Asm | 2020 | CZ01 | cDXGF | 0 | None | 1 | 100002.1 | 572689.7 |  | 101546.3 | 0 | 373293.5 | 0 | 6663.328 | 0 | 9357.106 | 81829.97 | 65940.13 | 4646.731 | 0 | 0 | 0 | 0 | 4480741000 | 0 | 4480741000 | 44807.41 | 1312857.113 | 0 | 75.7163 | 88.3374 | 2021-06-29 22:46
PreNResSpltPkgAC-65to-PEYes | Save | Asm | 2020 | CZ02 | cDXGF | 0 | None | 1 | 100002.1 | 727409.5 |  | 101546.3 | 0 | 373293.5 | 0 | 146960.7 | 0 | 6652.958 | 98956.73 | 43288.98 | 43861.45 | 0 | 0 | 0 | 0 | 2457935000 | 0 | 2457935000 | 24579.35 | 720174.955 | 0 | 75.7163 | 88.3374 | 2021-06-29 22:47
PreNResSpltPkgAC-65to-PEYes | Save | Asm | 2020 | CZ03 | cDXGF | 0 | None | 1 | 100002.1 | 611752.6 |  | 101546.3 | 0 | 373293.5 | 0 | 67137.41 | 0 | 4015.976 | 65759.98 | 29531.35 | 20948.17 | 0 | 0 | 0 | 0 | 2182835000 | 0 | 2182835000 | 21828.35 | 639570.655 | 0 | 75.7163 | 88.3374 | 2021-06-29 22:48
PreNResSpltPkgAC-65to-PEYes | Save | Asm | 2020 | CZ04 | cDXGF | 0 | None | 1 | 100002.1 | 768639.1 |  | 101546.3 | 0 | 373293.5 | 0 | 187185.3 | 0 | 3767.249 | 102847.5 | 34319.61 | 55038.04 | 0 | 0 | 0 | 0 | 1625859000 | 0 | 1625859000 | 16258.59 | 476376.687 | 0 | 75.7163 | 88.3374 | 2021-06-29 22:49
PreNResSpltPkgAC-65to-PEYes | Save | Asm | 2020 | CZ05 | cDXGF | 0 | None | 1 | 100002.1 | 644988.3 |  | 101546.3 | 0 | 373293.5 | 0 | 84037.9 | 0 | 4493.195 | 81617.99 | 34311.27 | 30947.52 | 0 | 0 | 0 | 0 | 1929297000 | 0 | 1929297000 | 19292.97 | 565284.021 | 0 | 75.7163 | 88.3374 | 2021-06-29 22:50
PreNResSpltPkgAC-65to-PEYes | Save | Asm | 2020 | CZ06 | cDXGF | 0 | None | 1 | 100002.1 | 746951.4 |  | 101546.3 | 0 | 373293.5 | 0 | 199093.9 | 0 | 1634.43 | 71383.91 | 15082.76 | 43195.54 | 0 | 0 | 0 | 0 | 829582700 | 0 | 829582700 | 8295.827 | 243067.7311 | 0 | 75.7163 | 88.3374 | 2021-06-29 22:51
PreNResSpltPkgAC-65to-PEYes | Save | Asm | 2020 | CZ07 | cDXGF | 0 | None | 1 | 100002.1 | 705629.2 |  | 101546.3 | 0 | 373293.5 | 0 | 160258.4 | 0 | 788.2017 | 69743.5 | 14664.95 | 40119 | 0 | 0 | 0 | 0 | 733830700 | 0 | 733830700 | 7338.307 | 215012.3951 | 0 | 75.7163 | 88.3374 | 2021-06-29 22:52
PreNResSpltPkgAC-65to-PEYes | Save | Asm | 2020 | CZ08 | cDXGF | 0 | None | 1 | 100002.1 | 823176 |  | 101546.3 | 0 | 373293.5 | 0 | 275697.9 | 0 | 1694.775 | 70944.33 | 11984.18 | 48745.62 | 0 | 0 | 0 | 0 | 696072700 | 0 | 696072700 | 6960.727 | 203949.3011 | 0 | 75.7163 | 88.3374 | 2021-06-29 22:53
PreNResSpltPkgAC-65to-PEYes | Save | Asm | 2020 | CZ09 | cDXGF | 0 | None | 1 | 100002.1 | 840305.6 |  | 101546.3 | 0 | 373293.5 | 0 | 272970.5 | 0 | 3165.253 | 89330.77 | 15305.63 | 58019.55 | 0 | 0 | 0 | 0 | 645934600 | 0 | 645934600 | 6459.346 | 189258.8378 | 0 | 75.7163 | 88.3374 | 2021-06-29 22:54
PreNResSpltPkgAC-65to-PEYes | Save | Asm | 2020 | CZ10 | cDXGF | 0 | None | 1 | 100002.1 | 877843.6 |  | 101546.3 | 0 | 373293.5 | 0 | 315042.8 | 0 | 4184.226 | 83777.58 | 15458.52 | 56803.63 | 0 | 0 | 0 | 0 | 885078800 | 0 | 885078800 | 8850.788 | 259328.0884 | 0 | 75.7163 | 88.3374 | 2021-06-29 22:55
PreNResSpltPkgAC-65to-PEYes | Save | Asm | 2020 | CZ11 | cDXGF | 0 | None | 1 | 100002.1 | 882730.3 |  | 101546.3 | 0 | 373293.5 | 0 | 310708.1 | 0 | 8230.555 | 88952.98 | 24519.57 | 52428.31 | 0 | 0 | 0 | 0 | 1482936000 | 0 | 1482936000 | 14829.36 | 434500.248 | 0 | 75.7163 | 88.3374 | 2021-06-29 22:56
PreNResSpltPkgAC-65to-PEYes | Save | Asm | 2020 | CZ12 | cDXGF | 0 | None | 1 | 100002.1 | 807029.3 |  | 101546.3 | 0 | 373293.5 | 0 | 242556.8 | 0 | 6888.418 | 82745.03 | 24169.17 | 47616.12 | 0 | 0 | 0 | 0 | 1725296000 | 0 | 1725296000 | 17252.96 | 505511.728 | 0 | 75.7163 | 88.3374 | 2021-06-29 22:57
PreNResSpltPkgAC-65to-PEYes | Save | Asm | 2020 | CZ13 | cDXGF | 0 | None | 1 | 100002.1 | 925968.1 |  | 101546.3 | 0 | 373293.5 | 0 | 351270.6 | 0 | 7318.314 | 92540.2 | 21796.95 | 59346.26 | 0 | 0 | 0 | 0 | 1273549000 | 0 | 1273549000 | 12735.49 | 373149.857 | 0 | 75.7163 | 88.3374 | 2021-06-29 22:58
PreNResSpltPkgAC-65to-PEYes | Save | Asm | 2020 | CZ14 | cDXGF | 0 | None | 1 | 100002.1 | 871801.3 |  | 101546.3 | 0 | 373293.5 | 0 | 298720.6 | 0 | 8730.592 | 89511.29 | 21947.41 | 54192.35 | 0 | 0 | 0 | 0 | 1265177000 | 0 | 1265177000 | 12651.77 | 370696.861 | 0 | 75.7163 | 88.3374 | 2021-06-29 22:59
PreNResSpltPkgAC-65to-PEYes | Save | Asm | 2020 | CZ15 | cDXGF | 0 | None | 1 | 100002.1 | 1199208 |  | 101546.3 | 0 | 373293.5 | 0 | 602318.4 | 0 | 2488.27 | 119563 | 7941.421 | 96018.68 | 0 | 0 | 0 | 0 | 213422700 | 0 | 213422700 | 2134.227 | 62532.8511 | 0 | 75.7163 | 88.3374 | 2021-06-29 23:00
PreNResSpltPkgAC-65to-PEYes | Save | Asm | 2020 | CZ16 | cDXGF | 0 | None | 1 | 100002.1 | 647174.2 |  | 101546.3 | 0 | 373293.5 | 0 | 91017.27 | 0 | 11930.63 | 69387.2 | 35760.81 | 24073.38 | 0 | 0 | 0 | 0 | 4564431000 | 0 | 4564431000 | 45644.31 | 1337378.283 | 0 | 75.7163 | 88.3374 | 2021-06-29 23:01
PreNResSpltPkgAC-65to-PEYes | Save | ECC | 1975 | CZ01 | cDXGF | 0 | None | 1 | 299999.6 | 2367019 |  | 784749.5 | 0 | 959157.9 | 0 | 22868.41 | 0 | 120520.3 | 479720.8 | 231515.3 | 22589.07 | 0 | 0 | 0 | 0 | 5404768000 | 9738741 | 5395029000 | 53950.29 | 1580743.497 | 0 | 333.5154 | 348.1849 | 2021-06-29 23:02
PreNResSpltPkgAC-65to-PEYes | Save | ECC | 1975 | CZ02 | cDXGF | 0 | None | 1 | 299999.6 | 2685736 |  | 784749.5 | 0 | 959157.9 | 0 | 429048.8 | 0 | 77568.2 | 435210.9 | 107456.3 | 179557.6 | 0 | 0 | 0 | 0 | 2901201000 | 9738741 | 2891462000 | 28914.62 | 847198.366 | 0 | 333.5154 | 348.1849 | 2021-06-29 23:03
PreNResSpltPkgAC-65to-PEYes | Save | ECC | 1975 | CZ03 | cDXGF | 0 | None | 1 | 299999.6 | 2522802 |  | 784749.5 | 0 | 959157.9 | 0 | 212943.1 | 0 | 51732.74 | 514219.1 | 108806.1 | 142702 | 0 | 0 | 0 | 0 | 2108366000 | 9738741 | 2098626000 | 20986.26 | 614897.418 | 0 | 333.5154 | 348.1849 | 2021-06-29 23:05
PreNResSpltPkgAC-65to-PEYes | Save | ECC | 1975 | CZ04 | cDXGF | 0 | None | 1 | 299999.6 | 2779704 |  | 784749.5 | 0 | 959157.9 | 0 | 548425.6 | 0 | 44219.64 | 443148.8 | 73293.7 | 223035.6 | 0 | 0 | 0 | 0 | 1692043000 | 9738741 | 1682304000 | 16823.04 | 492915.072 | 0 | 333.5154 | 348.1849 | 2021-06-29 23:06
PreNResSpltPkgAC-65to-PEYes | Save | ECC | 1975 | CZ05 | cDXGF | 0 | None | 1 | 299999.6 | 2593405 |  | 784749.5 | 0 | 959157.9 | 0 | 287177.6 | 0 | 58380.3 | 503941.2 | 83871.86 | 177114.1 | 0 | 0 | 0 | 0 | 1639432000 | 9738741 | 1629692000 | 16296.92 | 477499.756 | 0 | 333.5154 | 348.1849 | 2021-06-29 23:07
PreNResSpltPkgAC-65to-PEYes | Save | ECC | 1975 | CZ06 | cDXGF | 0 | None | 1 | 299999.6 | 2972225 |  | 784749.5 | 0 | 959157.9 | 0 | 663520.9 | 0 | 20482.86 | 544312.8 | 36934.98 | 327070 | 0 | 0 | 0 | 0 | 579663100 | 9738741 | 569924400 | 5699.244 | 166987.8492 | 0 | 333.5154 | 348.1849 | 2021-06-29 23:08
PreNResSpltPkgAC-65to-PEYes | Save | ECC | 1975 | CZ07 | cDXGF | 0 | None | 1 | 299999.6 | 2821573 |  | 784749.5 | 0 | 959157.9 | 0 | 530008.5 | 0 | 10037.15 | 537621.3 | 31329.63 | 289510.9 | 0 | 0 | 0 | 0 | 429455000 | 9738741 | 419716400 | 4197.164 | 122976.9052 | 0 | 333.5154 | 348.1849 | 2021-06-29 23:09
PreNResSpltPkgAC-65to-PEYes | Save | ECC | 1975 | CZ08 | cDXGF | 0 | None | 1 | 299999.6 | 3096613 |  | 784749.5 | 0 | 959157.9 | 0 | 847314.1 | 0 | 19272.18 | 486121 | 27959.38 | 321689.9 | 0 | 0 | 0 | 0 | 453389300 | 9738741 | 443650400 | 4436.504 | 129989.5672 | 0 | 333.5154 | 348.1849 | 2021-06-29 23:10
PreNResSpltPkgAC-65to-PEYes | Save | ECC | 1975 | CZ09 | cDXGF | 0 | None | 1 | 299999.6 | 3164788 |  | 784749.5 | 0 | 959157.9 | 0 | 810616.2 | 0 | 33106.46 | 577159.3 | 44604.7 | 340716.3 | 0 | 0 | 0 | 0 | 685837400 | 9738741 | 676098700 | 6760.987 | 198096.9191 | 0 | 333.5154 | 348.1849 | 2021-06-29 23:11
PreNResSpltPkgAC-65to-PEYes | Save | ECC | 1975 | CZ10 | cDXGF | 0 | None | 1 | 299999.6 | 3249292 |  | 784749.5 | 0 | 959157.9 | 0 | 919577.7 | 0 | 45181.51 | 540624.4 | 53330.33 | 334191.2 | 0 | 0 | 0 | 0 | 1028116000 | 9738741 | 1018377000 | 10183.77 | 298384.461 | 0 | 333.5154 | 348.1849 | 2021-06-29 23:13
PreNResSpltPkgAC-65to-PEYes | Save | ECC | 1975 | CZ11 | cDXGF | 0 | None | 1 | 299999.6 | 3248718 |  | 784749.5 | 0 | 959157.9 | 0 | 873854.1 | 0 | 82683.72 | 548271.7 | 116043.2 | 289118.9 | 0 | 0 | 0 | 0 | 3035347000 | 9738741 | 3025608000 | 30256.08 | 886503.144 | 0 | 333.5154 | 348.1849 | 2021-06-29 23:14
PreNResSpltPkgAC-65to-PEYes | Save | ECC | 1975 | CZ12 | cDXGF | 0 | None | 1 | 299999.6 | 2978100 |  | 784749.5 | 0 | 959157.9 | 0 | 672735.5 | 0 | 69569.88 | 491887.4 | 94631.95 | 247463.8 | 0 | 0 | 0 | 0 | 2596570000 | 9738741 | 2586831000 | 25868.31 | 757941.483 | 0 | 333.5154 | 348.1849 | 2021-06-29 23:15
PreNResSpltPkgAC-65to-PEYes | Save | ECC | 1975 | CZ13 | cDXGF | 0 | None | 1 | 299999.6 | 3366048 |  | 784749.5 | 0 | 959157.9 | 0 | 992096.6 | 0 | 72796.81 | 557244.2 | 87594.54 | 326854.9 | 0 | 0 | 0 | 0 | 2221791000 | 9738741 | 2212052000 | 22120.52 | 648131.236 | 0 | 333.5154 | 348.1849 | 2021-06-29 23:16
PreNResSpltPkgAC-65to-PEYes | Save | ECC | 1975 | CZ14 | cDXGF | 0 | None | 1 | 299999.6 | 3291412 |  | 784749.5 | 0 | 959157.9 | 0 | 884566.8 | 0 | 90369.07 | 572567.8 | 94204.8 | 320844.4 | 0 | 0 | 0 | 0 | 2326148000 | 9738741 | 2316408000 | 23164.08 | 678707.544 | 0 | 333.5154 | 348.1849 | 2021-06-29 23:17
PreNResSpltPkgAC-65to-PEYes | Save | ECC | 1975 | CZ15 | cDXGF | 0 | None | 1 | 299999.6 | 4392822 |  | 784749.5 | 0 | 959157.9 | 0 | 1861967 | 0 | 25196.37 | 761748.1 | 21918.86 | 595103.2 | 0 | 0 | 0 | 0 | 259588100 | 9738741 | 249849200 | 2498.492 | 73205.8156 | 0 | 333.5154 | 348.1849 | 2021-06-29 23:18
PreNResSpltPkgAC-65to-PEYes | Save | ECC | 1975 | CZ16 | cDXGF | 0 | None | 1 | 299999.6 | 2732509 |  | 784749.5 | 0 | 959157.9 | 0 | 272422.5 | 0 | 157496.1 | 558681.9 | 218113.5 | 156519.1 | 0 | 0 | 0 | 0 | 7655711000 | 9738741 | 7645970000 | 76459.7 | 2240269.21 | 0 | 333.5154 | 348.1849 | 2021-06-29 23:20
PreNResSpltPkgAC-65to-PEYes | Save | ECC | 1985 | CZ01 | cDXGF | 0 | None | 1 | 299999.6 | 2322378 |  | 784749.5 | 0 | 918950.9 | 0 | 22382.23 | 0 | 119745.6 | 476548.6 | 233333.5 | 22106.66 | 0 | 0 | 0 | 0 | 5481829000 | 9738741 | 5472091000 | 54720.91 | 1603322.663 | 0 | 333.5154 | 333.6556 | 2021-06-29 23:21
PreNResSpltPkgAC-65to-PEYes | Save | ECC | 1985 | CZ02 | cDXGF | 0 | None | 1 | 299999.6 | 2638170 |  | 784749.5 | 0 | 918950.9 | 0 | 424787.3 | 0 | 77121.81 | 432562.1 | 108436.8 | 177857 | 0 | 0 | 0 | 0 | 2940222000 | 9738741 | 2930483000 | 29304.83 | 858631.519 | 0 | 333.5154 | 333.6556 | 2021-06-29 23:22
PreNResSpltPkgAC-65to-PEYes | Save | ECC | 1985 | CZ03 | cDXGF | 0 | None | 1 | 299999.6 | 2476009 |  | 784749.5 | 0 | 918950.9 | 0 | 210157.7 | 0 | 51402.54 | 510746 | 109903.9 | 140917.2 | 0 | 0 | 0 | 0 | 2143051000 | 9738741 | 2133312000 | 21333.12 | 625060.416 | 0 | 333.5154 | 333.6556 | 2021-06-29 23:23
PreNResSpltPkgAC-65to-PEYes | Save | ECC | 1985 | CZ04 | cDXGF | 0 | None | 1 | 299999.6 | 2731425 |  | 784749.5 | 0 | 918950.9 | 0 | 543235.1 | 0 | 43974.72 | 440515.3 | 74152.57 | 220934.2 | 0 | 0 | 0 | 0 | 1719244000 | 9738741 | 1709505000 | 17095.05 | 500884.965 | 0 | 333.5154 | 333.6556 | 2021-06-29 23:24
PreNResSpltPkgAC-65to-PEYes | Save | ECC | 1985 | CZ05 | cDXGF | 0 | None | 1 | 299999.6 | 2545756 |  | 784749.5 | 0 | 918950.9 | 0 | 283572.5 | 0 | 57999.14 | 500483.3 | 84879.45 | 174952.2 | 0 | 0 | 0 | 0 | 1667322000 | 9738741 | 1657583000 | 16575.83 | 485671.819 | 0 | 333.5154 | 333.6556 | 2021-06-29 23:25
PreNResSpltPkgAC-65to-PEYes | Save | ECC | 1985 | CZ06 | cDXGF | 0 | None | 1 | 299999.6 | 2921749 |  | 784749.5 | 0 | 918950.9 | 0 | 656879.4 | 0 | 20359.46 | 540808.6 | 37519.69 | 324247.2 | 0 | 0 | 0 | 0 | 591647700 | 9738741 | 581908900 | 5819.089 | 170499.3077 | 0 | 333.5154 | 333.6556 | 2021-06-29 23:26
PreNResSpltPkgAC-65to-PEYes | Save | ECC | 1985 | CZ07 | cDXGF | 0 | None | 1 | 299999.6 | 2772010 |  | 784749.5 | 0 | 918950.9 | 0 | 524243.6 | 0 | 9975.572 | 534088.8 | 31954.43 | 286694 | 0 | 0 | 0 | 0 | 439895600 | 9738741 | 430156900 | 4301.569 | 126035.9717 | 0 | 333.5154 | 333.6556 | 2021-06-29 23:27
PreNResSpltPkgAC-65to-PEYes | Save | ECC | 1985 | CZ08 | cDXGF | 0 | None | 1 | 299999.6 | 3046580 |  | 784749.5 | 0 | 918950.9 | 0 | 840146.9 | 0 | 19179.38 | 483552.4 | 28382.29 | 319240.9 | 0 | 0 | 0 | 0 | 462567500 | 9738741 | 452828600 | 4528.286 | 132678.7798 | 0 | 333.5154 | 333.6556 | 2021-06-29 23:29
PreNResSpltPkgAC-65to-PEYes | Save | ECC | 1985 | CZ09 | cDXGF | 0 | None | 1 | 299999.6 | 3115303 |  | 784749.5 | 0 | 918950.9 | 0 | 804261.7 | 0 | 32960.45 | 574380.6 | 45230.73 | 338377.9 | 0 | 0 | 0 | 0 | 698583200 | 9738741 | 688844500 | 6888.445 | 201831.4385 | 0 | 333.5154 | 333.6556 | 2021-06-29 23:30
PreNResSpltPkgAC-65to-PEYes | Save | ECC | 1985 | CZ10 | cDXGF | 0 | None | 1 | 299999.6 | 3199294 |  | 784749.5 | 0 | 918950.9 | 0 | 912790.7 | 0 | 44964.75 | 537835.4 | 53793.8 | 331867.7 | 0 | 0 | 0 | 0 | 1043924000 | 9738741 | 1034185000 | 10341.85 | 303016.205 | 0 | 333.5154 | 333.6556 | 2021-06-29 23:31
PreNResSpltPkgAC-65to-PEYes | Save | ECC | 1985 | CZ11 | cDXGF | 0 | None | 1 | 299999.6 | 3199818 |  | 784749.5 | 0 | 918950.9 | 0 | 868171.6 | 0 | 82309.1 | 545636.6 | 116982.2 | 287212.2 | 0 | 0 | 0 | 0 | 3070048000 | 9738741 | 3060309000 | 30603.09 | 896670.537 | 0 | 333.5154 | 333.6556 | 2021-06-29 23:32
PreNResSpltPkgAC-65to-PEYes | Save | ECC | 1985 | CZ12 | cDXGF | 0 | None | 1 | 299999.6 | 2929634 |  | 784749.5 | 0 | 918950.9 | 0 | 667414.6 | 0 | 69224.83 | 489293.8 | 95363.63 | 245528.4 | 0 | 0 | 0 | 0 | 2627198000 | 9738741 | 2617458000 | 26174.58 | 766915.194 | 0 | 333.5154 | 333.6556 | 2021-06-29 23:33
PreNResSpltPkgAC-65to-PEYes | Save | ECC | 1985 | CZ13 | cDXGF | 0 | None | 1 | 299999.6 | 3316508 |  | 784749.5 | 0 | 918950.9 | 0 | 985710.9 | 0 | 72477.29 | 554618.8 | 88402.8 | 324769.1 | 0 | 0 | 0 | 0 | 2248318000 | 9738741 | 2238579000 | 22385.79 | 655903.647 | 0 | 333.5154 | 333.6556 | 2021-06-29 23:34
PreNResSpltPkgAC-65to-PEYes | Save | ECC | 1985 | CZ14 | cDXGF | 0 | None | 1 | 299999.6 | 3242285 |  | 784749.5 | 0 | 918950.9 | 0 | 878750.9 | 0 | 89971.3 | 569860.3 | 94914.22 | 318762.2 | 0 | 0 | 0 | 0 | 2353123000 | 9738741 | 2343384000 | 23433.84 | 686611.512 | 0 | 333.5154 | 333.6556 | 2021-06-29 23:36
PreNResSpltPkgAC-65to-PEYes | Save | ECC | 1985 | CZ15 | cDXGF | 0 | None | 1 | 299999.6 | 4339939 |  | 784749.5 | 0 | 918950.9 | 0 | 1852517 | 0 | 25100.38 | 758617.9 | 22291.08 | 592327.4 | 0 | 0 | 0 | 0 | 264539600 | 9738741 | 254800700 | 2548.007 | 74656.6051 | 0 | 333.5154 | 333.6556 | 2021-06-29 23:37
PreNResSpltPkgAC-65to-PEYes | Save | ECC | 1985 | CZ16 | cDXGF | 0 | None | 1 | 299999.6 | 2685710 |  | 784749.5 | 0 | 918950.9 | 0 | 270080 | 0 | 156587.8 | 555339.8 | 218556.3 | 155242.1 | 0 | 0 | 0 | 0 | 7716163000 | 9738741 | 7706423000 | 77064.23 | 2257981.939 | 0 | 333.5154 | 333.6556 | 2021-06-29 23:38
PreNResSpltPkgAC-65to-PEYes | Save | ECC | 1996 | CZ01 | cDXGF | 0 | None | 1 | 299999.6 | 2219415 |  | 784749.5 | 0 | 878746.5 | 0 | 19778.65 | 0 | 107840.2 | 428299.2 | 218940.5 | 19735.17 | 0 | 0 | 0 | 0 | 5178423000 | 9738741 | 5168683000 | 51686.83 | 1514424.119 | 0 | 333.5154 | 319.1267 | 2021-06-29 23:39
PreNResSpltPkgAC-65to-PEYes | Save | ECC | 1996 | CZ02 | cDXGF | 0 | None | 1 | 299999.6 | 2553498 |  | 784749.5 | 0 | 878746.5 | 0 | 395964.7 | 0 | 75022.13 | 419015.9 | 112625.9 | 169554.7 | 0 | 0 | 0 | 0 | 3125062000 | 9738741 | 3115322000 | 31153.22 | 912789.346 | 0 | 333.5154 | 319.1267 | 2021-06-29 23:40
PreNResSpltPkgAC-65to-PEYes | Save | ECC | 1996 | CZ03 | cDXGF | 0 | None | 1 | 299999.6 | 2394762 |  | 784749.5 | 0 | 878746.5 | 0 | 190003 | 0 | 49645.81 | 491618.8 | 116688.3 | 129941.3 | 0 | 0 | 0 | 0 | 2326602000 | 9738741 | 2316862000 | 23168.62 | 678840.566 | 0 | 333.5154 | 319.1267 | 2021-06-29 23:41
PreNResSpltPkgAC-65to-PEYes | Save | ECC | 1996 | CZ04 | cDXGF | 0 | None | 1 | 299999.6 | 2639975 |  | 784749.5 | 0 | 878746.5 | 0 | 507633.3 | 0 | 42783.08 | 426062.9 | 77501.35 | 210539.7 | 0 | 0 | 0 | 0 | 1848506000 | 9738741 | 1838766000 | 18387.66 | 538758.438 | 0 | 333.5154 | 319.1267 | 2021-06-29 23:43
PreNResSpltPkgAC-65to-PEYes | Save | ECC | 1996 | CZ05 | cDXGF | 0 | None | 1 | 299999.6 | 2459355 |  | 784749.5 | 0 | 878746.5 | 0 | 259171.7 | 0 | 55917.74 | 480770.4 | 90956.97 | 163006.8 | 0 | 0 | 0 | 0 | 1829632000 | 9738741 | 1819893000 | 18198.93 | 533228.649 | 0 | 333.5154 | 319.1267 | 2021-06-29 23:44
PreNResSpltPkgAC-65to-PEYes | Save | ECC | 1996 | CZ06 | cDXGF | 0 | None | 1 | 299999.6 | 2818631 |  | 784749.5 | 0 | 878746.5 | 0 | 614021.5 | 0 | 19731.94 | 521383.5 | 41938.17 | 308948.8 | 0 | 0 | 0 | 0 | 671404200 | 9738741 | 661665700 | 6616.657 | 193868.0501 | 0 | 333.5154 | 319.1267 | 2021-06-29 23:45
PreNResSpltPkgAC-65to-PEYes | Save | ECC | 1996 | CZ07 | cDXGF | 0 | None | 1 | 299999.6 | 2678132 |  | 784749.5 | 0 | 878746.5 | 0 | 489980.8 | 0 | 9666.564 | 514990.9 | 36324.06 | 271859.2 | 0 | 0 | 0 | 0 | 504632600 | 9738741 | 494894000 | 4948.94 | 145003.942 | 0 | 333.5154 | 319.1267 | 2021-06-29 23:46
PreNResSpltPkgAC-65to-PEYes | Save | ECC | 1996 | CZ08 | cDXGF | 0 | None | 1 | 299999.6 | 2952323 |  | 784749.5 | 0 | 878746.5 | 0 | 799828.9 | 0 | 18771.47 | 470227 | 31110.81 | 307796.7 | 0 | 0 | 0 | 0 | 520194000 | 9738741 | 510455200 | 5104.552 | 149563.3736 | 0 | 333.5154 | 319.1267 | 2021-06-29 23:47
PreNResSpltPkgAC-65to-PEYes | Save | ECC | 1996 | CZ09 | cDXGF | 0 | None | 1 | 299999.6 | 3021723 |  | 784749.5 | 0 | 878746.5 | 0 | 764740.1 | 0 | 32384.13 | 561105.4 | 49831.76 | 327235.6 | 0 | 0 | 0 | 0 | 791902400 | 9738741 | 782163600 | 7821.636 | 229173.9348 | 0 | 333.5154 | 319.1267 | 2021-06-29 23:48
PreNResSpltPkgAC-65to-PEYes | Save | ECC | 1996 | CZ10 | cDXGF | 0 | None | 1 | 299999.6 | 3103411 |  | 784749.5 | 0 | 878746.5 | 0 | 871142.5 | 0 | 44136.77 | 524636.8 | 57722.7 | 321134.8 | 0 | 0 | 0 | 0 | 1156813000 | 9738741 | 1147074000 | 11470.74 | 336092.682 | 0 | 333.5154 | 319.1267 | 2021-06-29 23:49
PreNResSpltPkgAC-65to-PEYes | Save | ECC | 1996 | CZ11 | cDXGF | 0 | None | 1 | 299999.6 | 3025086 |  | 784749.5 | 0 | 878746.5 | 0 | 781726.3 | 0 | 76495.72 | 503371 | 108303 | 265230 | 0 | 0 | 0 | 0 | 2781706000 | 9738741 | 2771966000 | 27719.66 | 812186.038 | 0 | 333.5154 | 319.1267 | 2021-06-29 23:50
PreNResSpltPkgAC-65to-PEYes | Save | ECC | 1996 | CZ12 | cDXGF | 0 | None | 1 | 299999.6 | 2777345 |  | 784749.5 | 0 | 878746.5 | 0 | 599703.3 | 0 | 64145.59 | 450000.5 | 88732.41 | 226871.8 | 0 | 0 | 0 | 0 | 2400834000 | 9738741 | 2391095000 | 23910.95 | 700590.835 | 0 | 333.5154 | 319.1267 | 2021-06-29 23:52
PreNResSpltPkgAC-65to-PEYes | Save | ECC | 1996 | CZ13 | cDXGF | 0 | None | 1 | 299999.6 | 3137876 |  | 784749.5 | 0 | 878746.5 | 0 | 893663.3 | 0 | 67568.77 | 513151.1 | 82979.99 | 300997.2 | 0 | 0 | 0 | 0 | 2058270000 | 9738741 | 2048532000 | 20485.32 | 600219.876 | 0 | 333.5154 | 319.1267 | 2021-06-29 23:53
PreNResSpltPkgAC-65to-PEYes | Save | ECC | 1996 | CZ14 | cDXGF | 0 | None | 1 | 299999.6 | 3059989 |  | 784749.5 | 0 | 878746.5 | 0 | 785623.4 | 0 | 83936.48 | 526936.6 | 90089.45 | 293330.7 | 0 | 0 | 0 | 0 | 2153101000 | 9738741 | 2143361000 | 21433.61 | 628004.773 | 0 | 333.5154 | 319.1267 | 2021-06-29 23:54
PreNResSpltPkgAC-65to-PEYes | Save | ECC | 1996 | CZ15 | cDXGF | 0 | None | 1 | 299999.6 | 4087154 |  | 784749.5 | 0 | 878746.5 | 0 | 1692403 | 0 | 23629.31 | 707626.4 | 20699.01 | 552699.6 | 0 | 0 | 0 | 0 | 234397800 | 9738741 | 224658900 | 2246.589 | 65825.0577 | 0 | 333.5154 | 319.1267 | 2021-06-29 23:55
PreNResSpltPkgAC-65to-PEYes | Save | ECC | 1996 | CZ16 | cDXGF | 0 | None | 1 | 299999.6 | 2543601 |  | 784749.5 | 0 | 878746.5 | 0 | 238998.1 | 0 | 141874 | 499232.9 | 202659.8 | 140010.4 | 0 | 0 | 0 | 0 | 7207351000 | 9738741 | 7197613000 | 71976.13 | 2108900.609 | 0 | 333.5154 | 319.1267 | 2021-06-29 23:56
PreNResSpltPkgAC-65to-PEYes | Save | ECC | 2003 | CZ01 | cDXGF | 0 | None | 1 | 299999.6 | 2110237 |  | 784749.5 | 0 | 838537.6 | 0 | 17307.48 | 0 | 94388.89 | 375250.4 | 211943.9 | 17155.94 | 0 | 0 | 0 | 0 | 5356035000 | 9738741 | 5346298000 | 53462.98 | 1566465.314 | 0 | 333.5154 | 304.5976 | 2021-06-29 23:57
PreNResSpltPkgAC-65to-PEYes | Save | ECC | 2003 | CZ02 | cDXGF | 0 | None | 1 | 299999.6 | 2384062 |  | 784749.5 | 0 | 838537.6 | 0 | 331231.2 | 0 | 65598.75 | 363943.8 | 99289.81 | 147768.4 | 0 | 0 | 0 | 0 | 2727813000 | 9738741 | 2718073000 | 27180.73 | 796395.389 | 0 | 333.5154 | 304.5976 | 2021-06-29 23:59
PreNResSpltPkgAC-65to-PEYes | Save | ECC | 2003 | CZ03 | cDXGF | 0 | None | 1 | 299999.6 | 2257904 |  | 784749.5 | 0 | 838537.6 | 0 | 159912.9 | 0 | 43678.1 | 431023.3 | 109667.3 | 112178.6 | 0 | 0 | 0 | 0 | 2224629000 | 9738741 | 2214889000 | 22148.89 | 648962.477 | 0 | 333.5154 | 304.5976 | 2021-06-30
PreNResSpltPkgAC-65to-PEYes | Save | ECC | 2003 | CZ04 | cDXGF | 0 | None | 1 | 299999.6 | 2486171 |  | 784749.5 | 0 | 838537.6 | 0 | 438840.3 | 0 | 38978.02 | 385065.1 | 73394.42 | 189875.4 | 0 | 0 | 0 | 0 | 1737514000 | 9738741 | 1727775000 | 17277.75 | 506238.075 | 0 | 333.5154 | 304.5976 | 2021-06-30 00:01
PreNResSpltPkgAC-65to-PEYes | Save | ECC | 2003 | CZ05 | cDXGF | 0 | None | 1 | 299999.6 | 2313101 |  | 784749.5 | 0 | 838537.6 | 0 | 219752.4 | 0 | 49139 | 420922.6 | 86390.65 | 141515.7 | 0 | 0 | 0 | 0 | 1774969000 | 9738741 | 1765230000 | 17652.3 | 517212.39 | 0 | 333.5154 | 304.5976 | 2021-06-30 00:02
PreNResSpltPkgAC-65to-PEYes | Save | ECC | 2003 | CZ06 | cDXGF | 0 | None | 1 | 299999.6 | 2634816 |  | 784749.5 | 0 | 838537.6 | 0 | 535684.7 | 0 | 17435.26 | 458408.2 | 39830.14 | 273077.9 | 0 | 0 | 0 | 0 | 644018700 | 9738741 | 634280400 | 6342.804 | 185844.1572 | 0 | 333.5154 | 304.5976 | 2021-06-30 00:03
PreNResSpltPkgAC-65to-PEYes | Save | ECC | 2003 | CZ07 | cDXGF | 0 | None | 1 | 299999.6 | 2516482 |  | 784749.5 | 0 | 838537.6 | 0 | 430430.3 | 0 | 8565.382 | 454197.7 | 34590.82 | 242466.6 | 0 | 0 | 0 | 0 | 488196200 | 9738741 | 478457700 | 4784.577 | 140188.1061 | 0 | 333.5154 | 304.5976 | 2021-06-30 00:04
PreNResSpltPkgAC-65to-PEYes | Save | ECC | 2003 | CZ08 | cDXGF | 0 | None | 1 | 299999.6 | 2776687 |  | 784749.5 | 0 | 838537.6 | 0 | 709545.3 | 0 | 17166.7 | 426686.6 | 29404.23 | 280659.9 | 0 | 0 | 0 | 0 | 486966900 | 9738741 | 477228100 | 4772.281 | 139827.8333 | 0 | 333.5154 | 304.5976 | 2021-06-30 00:05
PreNResSpltPkgAC-65to-PEYes | Save | ECC | 2003 | CZ09 | cDXGF | 0 | None | 1 | 299999.6 | 2842211 |  | 784749.5 | 0 | 838537.6 | 0 | 673493 | 0 | 29976.74 | 515452.1 | 48162.21 | 299579 | 0 | 0 | 0 | 0 | 748229100 | 9738741 | 738490600 | 7384.906 | 216377.7458 | 0 | 333.5154 | 304.5976 | 2021-06-30 00:07
PreNResSpltPkgAC-65to-PEYes | Save | ECC | 2003 | CZ10 | cDXGF | 0 | None | 1 | 299999.6 | 2872686 |  | 784749.5 | 0 | 838537.6 | 0 | 747955.5 | 0 | 39184.34 | 462258.8 | 50917.27 | 284530.2 | 0 | 0 | 0 | 0 | 981322500 | 9738741 | 971583300 | 9715.833 | 284673.9069 | 0 | 333.5154 | 304.5976 | 2021-06-30 00:08
PreNResSpltPkgAC-65to-PEYes | Save | ECC | 2003 | CZ11 | cDXGF | 0 | None | 1 | 299999.6 | 2865109 |  | 784749.5 | 0 | 838537.6 | 0 | 705608.4 | 0 | 71089.73 | 465124.6 | 105347.5 | 243761.1 | 0 | 0 | 0 | 0 | 2752679000 | 9738741 | 2742940000 | 27429.4 | 803681.42 | 0 | 333.5154 | 304.5976 | 2021-06-30 00:09
PreNResSpltPkgAC-65to-PEYes | Save | ECC | 2003 | CZ12 | cDXGF | 0 | None | 1 | 299999.6 | 2631933 |  | 784749.5 | 0 | 838537.6 | 0 | 536093.3 | 0 | 59281.45 | 413269.9 | 86409.82 | 207318.5 | 0 | 0 | 0 | 0 | 2389173000 | 9738741 | 2379434000 | 23794.34 | 697174.162 | 0 | 333.5154 | 304.5976 | 2021-06-30 00:10
PreNResSpltPkgAC-65to-PEYes | Save | ECC | 2003 | CZ13 | cDXGF | 0 | None | 1 | 299999.6 | 2972590 |  | 784749.5 | 0 | 838537.6 | 0 | 810601.4 | 0 | 63037.66 | 475661.7 | 81492.36 | 277815.6 | 0 | 0 | 0 | 0 | 2060492000 | 9738741 | 2050753000 | 20507.53 | 600870.629 | 0 | 333.5154 | 304.5976 | 2021-06-30 00:11
PreNResSpltPkgAC-65to-PEYes | Save | ECC | 2003 | CZ14 | cDXGF | 0 | None | 1 | 299999.6 | 2909835 |  | 784749.5 | 0 | 838537.6 | 0 | 715095.4 | 0 | 78956.99 | 492494.3 | 91146.28 | 271322.1 | 0 | 0 | 0 | 0 | 2216232000 | 9738741 | 2206493000 | 22064.93 | 646502.449 | 0 | 333.5154 | 304.5976 | 2021-06-30 00:12
PreNResSpltPkgAC-65to-PEYes | Save | ECC | 2003 | CZ15 | cDXGF | 0 | None | 1 | 299999.6 | 3888731 |  | 784749.5 | 0 | 838537.6 | 0 | 1574733 | 0 | 22487.91 | 668224.1 | 21011.82 | 521130.4 | 0 | 0 | 0 | 0 | 242339800 | 9738741 | 232600900 | 2326.009 | 68152.0637 | 0 | 333.5154 | 304.5976 | 2021-06-30 00:14
PreNResSpltPkgAC-65to-PEYes | Save | ECC | 2003 | CZ16 | cDXGF | 0 | None | 1 | 299999.6 | 2400291 |  | 784749.5 | 0 | 838537.6 | 0 | 209647.3 | 0 | 125993.2 | 441361.6 | 190465.7 | 123702.8 | 0 | 0 | 0 | 0 | 7206167000 | 9738741 | 7196428000 | 71964.28 | 2108553.404 | 0 | 333.5154 | 304.5976 | 2021-06-30 00:15
PreNResSpltPkgAC-65to-PEYes | Save | ECC | 2007 | CZ01 | cDXGF | 0 | None | 1 | 299999.6 | 2110091 |  | 784749.5 | 0 | 838537.6 | 0 | 17365.11 | 0 | 94352.31 | 375086.7 | 210489.4 | 17197.98 | 0 | 0 | 0 | 0 | 5296730000 | 9738741 | 5286990000 | 52869.9 | 1549088.07 | 0 | 333.5154 | 304.5976 | 2021-06-30 00:16
PreNResSpltPkgAC-65to-PEYes | Save | ECC | 2007 | CZ02 | cDXGF | 0 | None | 1 | 299999.6 | 2382720 |  | 784749.5 | 0 | 838537.6 | 0 | 330842 | 0 | 65452.32 | 363139.1 | 98372.4 | 147591.3 | 0 | 0 | 0 | 0 | 2698535000 | 9738741 | 2688795000 | 26887.95 | 787816.935 | 0 | 333.5154 | 304.5976 | 2021-06-30 00:17
PreNResSpltPkgAC-65to-PEYes | Save | ECC | 2007 | CZ03 | cDXGF | 0 | None | 1 | 299999.6 | 2257602 |  | 784749.5 | 0 | 838537.6 | 0 | 159858.7 | 0 | 43656.47 | 430798.7 | 108681.7 | 112269.4 | 0 | 0 | 0 | 0 | 2195993000 | 9738741 | 2186253000 | 21862.53 | 640572.129 | 0 | 333.5154 | 304.5976 | 2021-06-30 00:18
PreNResSpltPkgAC-65to-PEYes | Save | ECC | 2007 | CZ04 | cDXGF | 0 | None | 1 | 299999.6 | 2484820 |  | 784749.5 | 0 | 838537.6 | 0 | 438253.2 | 0 | 38907.52 | 384370.3 | 72546.07 | 189784.6 | 0 | 0 | 0 | 0 | 1713614000 | 9738741 | 1703875000 | 17038.75 | 499235.375 | 0 | 333.5154 | 304.5976 | 2021-06-30 00:19
PreNResSpltPkgAC-65to-PEYes | Save | ECC | 2007 | CZ05 | cDXGF | 0 | None | 1 | 299999.6 | 2312941 |  | 784749.5 | 0 | 838537.6 | 0 | 219848.3 | 0 | 49112.61 | 420691.5 | 85525.5 | 141598.9 | 0 | 0 | 0 | 0 | 1754116000 | 9738741 | 1744377000 | 17443.77 | 511102.461 | 0 | 333.5154 | 304.5976 | 2021-06-30 00:20
PreNResSpltPkgAC-65to-PEYes | Save | ECC | 2007 | CZ06 | cDXGF | 0 | None | 1 | 299999.6 | 2634816 |  | 784749.5 | 0 | 838537.6 | 0 | 535684.7 | 0 | 17435.26 | 458408.2 | 39830.14 | 273077.9 | 0 | 0 | 0 | 0 | 644018700 | 9738741 | 634280400 | 6342.804 | 185844.1572 | 0 | 333.5154 | 304.5976 | 2021-06-30 00:22
PreNResSpltPkgAC-65to-PEYes | Save | ECC | 2007 | CZ07 | cDXGF | 0 | None | 1 | 299999.6 | 2516482 |  | 784749.5 | 0 | 838537.6 | 0 | 430430.3 | 0 | 8565.382 | 454197.7 | 34590.82 | 242466.6 | 0 | 0 | 0 | 0 | 488196200 | 9738741 | 478457700 | 4784.577 | 140188.1061 | 0 | 333.5154 | 304.5976 | 2021-06-30 00:23
PreNResSpltPkgAC-65to-PEYes | Save | ECC | 2007 | CZ08 | cDXGF | 0 | None | 1 | 299999.6 | 2776687 |  | 784749.5 | 0 | 838537.6 | 0 | 709545.3 | 0 | 17166.7 | 426686.6 | 29404.23 | 280659.9 | 0 | 0 | 0 | 0 | 486966900 | 9738741 | 477228100 | 4772.281 | 139827.8333 | 0 | 333.5154 | 304.5976 | 2021-06-30 00:24
PreNResSpltPkgAC-65to-PEYes | Save | ECC | 2007 | CZ09 | cDXGF | 0 | None | 1 | 299999.6 | 2842211 |  | 784749.5 | 0 | 838537.6 | 0 | 673493 | 0 | 29976.74 | 515452.1 | 48162.21 | 299579 | 0 | 0 | 0 | 0 | 748229100 | 9738741 | 738490600 | 7384.906 | 216377.7458 | 0 | 333.5154 | 304.5976 | 2021-06-30 00:25
PreNResSpltPkgAC-65to-PEYes | Save | ECC | 2007 | CZ10 | cDXGF | 0 | None | 1 | 299999.6 | 2869647 |  | 784749.5 | 0 | 838537.6 | 0 | 746087 | 0 | 39092.48 | 461180 | 50361.44 | 284078.8 | 0 | 0 | 0 | 0 | 967015200 | 9738741 | 957276400 | 9572.764 | 280481.9852 | 0 | 333.5154 | 304.5976 | 2021-06-30 00:26
PreNResSpltPkgAC-65to-PEYes | Save | ECC | 2007 | CZ11 | cDXGF | 0 | None | 1 | 299999.6 | 2861645 |  | 784749.5 | 0 | 838537.6 | 0 | 703627.6 | 0 | 70896.08 | 463834 | 104221.9 | 243320.3 | 0 | 0 | 0 | 0 | 2713830000 | 9738741 | 2704091000 | 27040.91 | 792298.663 | 0 | 333.5154 | 304.5976 | 2021-06-30 00:27
PreNResSpltPkgAC-65to-PEYes | Save | ECC | 2007 | CZ12 | cDXGF | 0 | None | 1 | 299999.6 | 2629620 |  | 784749.5 | 0 | 838537.6 | 0 | 534996.2 | 0 | 59128.73 | 412205.3 | 85582.77 | 207136.1 | 0 | 0 | 0 | 0 | 2359590000 | 9738741 | 2349851000 | 23498.51 | 688506.343 | 0 | 333.5154 | 304.5976 | 2021-06-30 00:28
PreNResSpltPkgAC-65to-PEYes | Save | ECC | 2007 | CZ13 | cDXGF | 0 | None | 1 | 299999.6 | 2968450 |  | 784749.5 | 0 | 838537.6 | 0 | 807815.6 | 0 | 62885.83 | 474460.3 | 80722.96 | 277264.1 | 0 | 0 | 0 | 0 | 2031640000 | 9738741 | 2021901000 | 20219.01 | 592416.993 | 0 | 333.5154 | 304.5976 | 2021-06-30 00:30
PreNResSpltPkgAC-65to-PEYes | Save | ECC | 2007 | CZ14 | cDXGF | 0 | None | 1 | 299999.6 | 2906461 |  | 784749.5 | 0 | 838537.6 | 0 | 712951.1 | 0 | 78794.1 | 491428.9 | 90171.86 | 270905.4 | 0 | 0 | 0 | 0 | 2184044000 | 9738741 | 2174305000 | 21743.05 | 637071.365 | 0 | 333.5154 | 304.5976 | 2021-06-30 00:31
PreNResSpltPkgAC-65to-PEYes | Save | ECC | 2007 | CZ15 | cDXGF | 0 | None | 1 | 299999.6 | 3880237 |  | 784749.5 | 0 | 838537.6 | 0 | 1568086 | 0 | 22429.85 | 666430.7 | 20662.61 | 519908.6 | 0 | 0 | 0 | 0 | 236459400 | 9738741 | 226720500 | 2267.205 | 66429.1065 | 0 | 333.5154 | 304.5976 | 2021-06-30 00:32
PreNResSpltPkgAC-65to-PEYes | Save | ECC | 2007 | CZ16 | cDXGF | 0 | None | 1 | 299999.6 | 2399533 |  | 784749.5 | 0 | 838537.6 | 0 | 209254.7 | 0 | 125924.4 | 441065 | 189546.4 | 123696.2 | 0 | 0 | 0 | 0 | 7129466000 | 9738741 | 7119729000 | 71197.29 | 2086080.597 | 0 | 333.5154 | 304.5976 | 2021-06-30 00:33
PreNResSpltPkgAC-65to-PEYes | Save | ECC | 2011 | CZ01 | cDXGF | 0 | None | 1 | 299999.6 | 2037698 |  | 783313.6 | 0 | 838537.6 | 0 | 15884.23 | 0 | 25462.37 | 374499.4 | 204090.9 | 17575.53 | 0 | 0 | 0 | 0 | 4987172000 | 9738741 | 4977434000 | 49774.34 | 1458388.162 | 0 | 332.9153 | 304.5976 | 2021-06-30 00:34
PreNResSpltPkgAC-65to-PEYes | Save | ECC | 2011 | CZ02 | cDXGF | 0 | None | 1 | 299999.6 | 2297784 |  | 783313.6 | 0 | 838537.6 | 0 | 296084.4 | 0 | 17627.55 | 362218.9 | 97440.86 | 147371.7 | 0 | 0 | 0 | 0 | 2671961000 | 9738741 | 2662221000 | 26622.21 | 780030.753 | 0 | 332.9153 | 304.5976 | 2021-06-30 00:36
PreNResSpltPkgAC-65to-PEYes | Save | ECC | 2011 | CZ03 | cDXGF | 0 | None | 1 | 299999.6 | 2207382 |  | 783313.6 | 0 | 838537.6 | 0 | 143178.4 | 0 | 11781.39 | 430569.3 | 107717.8 | 112322.1 | 0 | 0 | 0 | 0 | 2169636000 | 9738741 | 2159896000 | 21598.96 | 632849.528 | 0 | 332.9153 | 304.5976 | 2021-06-30 00:37
PreNResSpltPkgAC-65to-PEYes | Save | ECC | 2011 | CZ04 | cDXGF | 0 | None | 1 | 299999.6 | 2408061 |  | 783313.6 | 0 | 838537.6 | 0 | 392152.1 | 0 | 10483.24 | 383573.4 | 71774.95 | 189552.8 | 0 | 0 | 0 | 0 | 1692144000 | 9738741 | 1682406000 | 16824.06 | 492944.958 | 0 | 332.9153 | 304.5976 | 2021-06-30 00:38
PreNResSpltPkgAC-65to-PEYes | Save | ECC | 2011 | CZ05 | cDXGF | 0 | None | 1 | 299999.6 | 2252764 |  | 783313.6 | 0 | 838537.6 | 0 | 196976.3 | 0 | 13259.91 | 420674.5 | 85597.27 | 141525.7 | 0 | 0 | 0 | 0 | 1757216000 | 9738741 | 1747477000 | 17474.77 | 512010.761 | 0 | 332.9153 | 304.5976 | 2021-06-30 00:39
PreNResSpltPkgAC-65to-PEYes | Save | ECC | 2011 | CZ06 | cDXGF | 0 | None | 1 | 299999.6 | 2564871 |  | 783313.6 | 0 | 838537.6 | 0 | 479960.3 | 0 | 4707.012 | 458349 | 39888.63 | 272947.9 | 0 | 0 | 0 | 0 | 645651900 | 9738741 | 635913300 | 6359.133 | 186322.5969 | 0 | 332.9153 | 304.5976 | 2021-06-30 00:40
PreNResSpltPkgAC-65to-PEYes | Save | ECC | 2011 | CZ07 | cDXGF | 0 | None | 1 | 299999.6 | 2463254 |  | 783313.6 | 0 | 838537.6 | 0 | 385262.3 | 0 | 2310.758 | 453829.3 | 34172.55 | 242307.1 | 0 | 0 | 0 | 0 | 481164400 | 9738741 | 471425800 | 4714.258 | 138127.7594 | 0 | 332.9153 | 304.5976 | 2021-06-30 00:41
PreNResSpltPkgAC-65to-PEYes | Save | ECC | 2011 | CZ08 | cDXGF | 0 | None | 1 | 299999.6 | 2686764 |  | 783313.6 | 0 | 838537.6 | 0 | 634509.5 | 0 | 4625.347 | 425775.8 | 29088.19 | 280243.1 | 0 | 0 | 0 | 0 | 480587100 | 9738741 | 470848100 | 4708.481 | 137958.4933 | 0 | 332.9153 | 304.5976 | 2021-06-30 00:43
PreNResSpltPkgAC-65to-PEYes | Save | ECC | 2011 | CZ09 | cDXGF | 0 | None | 1 | 299999.6 | 2738992 |  | 783313.6 | 0 | 838537.6 | 0 | 597786.8 | 0 | 8029.139 | 511321.8 | 45447.52 | 298057.1 | 0 | 0 | 0 | 0 | 696111000 | 9738741 | 686372000 | 6863.72 | 201106.996 | 0 | 332.9153 | 304.5976 | 2021-06-30 00:44
PreNResSpltPkgAC-65to-PEYes | Save | ECC | 2011 | CZ10 | cDXGF | 0 | None | 1 | 299999.6 | 2759237 |  | 783313.6 | 0 | 838537.6 | 0 | 666842.9 | 0 | 10528.31 | 460012.8 | 49754.34 | 283608.9 | 0 | 0 | 0 | 0 | 953808700 | 9738741 | 944069500 | 9440.695 | 276612.3635 | 0 | 332.9153 | 304.5976 | 2021-06-30 00:45
PreNResSpltPkgAC-65to-PEYes | Save | ECC | 2011 | CZ11 | cDXGF | 0 | None | 1 | 299999.6 | 2696552 |  | 783313.6 | 0 | 838537.6 | 0 | 607336.6 | 0 | 18644.5 | 448719.4 | 91300.08 | 238228.2 | 0 | 0 | 0 | 0 | 2169988000 | 9738741 | 2160249000 | 21602.49 | 632952.957 | 0 | 332.9153 | 304.5976 | 2021-06-30 00:46
PreNResSpltPkgAC-65to-PEYes | Save | ECC | 2011 | CZ12 | cDXGF | 0 | None | 1 | 299999.6 | 2519285 |  | 783313.6 | 0 | 838537.6 | 0 | 474878.6 | 0 | 15775.39 | 406778.8 | 81819.66 | 206023.5 | 0 | 0 | 0 | 0 | 2185704000 | 9738741 | 2175966000 | 21759.66 | 637558.038 | 0 | 332.9153 | 304.5976 | 2021-06-30 00:47
PreNResSpltPkgAC-65to-PEYes | Save | ECC | 2011 | CZ13 | cDXGF | 0 | None | 1 | 299999.6 | 2802463 |  | 783313.6 | 0 | 838537.6 | 0 | 701552 | 0 | 16630.25 | 462429.1 | 74089.52 | 272613.8 | 0 | 0 | 0 | 0 | 1741072000 | 9738741 | 1731333000 | 17313.33 | 507280.569 | 0 | 332.9153 | 304.5976 | 2021-06-30 00:48
PreNResSpltPkgAC-65to-PEYes | Save | ECC | 2011 | CZ14 | cDXGF | 0 | None | 1 | 299999.6 | 2738227 |  | 783313.6 | 0 | 838537.6 | 0 | 618624.8 | 0 | 20743.52 | 477007.3 | 79146.28 | 266778.8 | 0 | 0 | 0 | 0 | 1758757000 | 9738741 | 1749017000 | 17490.17 | 512461.981 | 0 | 332.9153 | 304.5976 | 2021-06-30 00:50
PreNResSpltPkgAC-65to-PEYes | Save | ECC | 2011 | CZ15 | cDXGF | 0 | None | 1 | 299999.6 | 3599205 |  | 783313.6 | 0 | 838537.6 | 0 | 1329215 | 0 | 5876.422 | 642263.4 | 17385.8 | 502766 | 0 | 0 | 0 | 0 | 184593500 | 9738741 | 174854700 | 1748.547 | 51232.4271 | 0 | 332.9153 | 304.5976 | 2021-06-30 00:51
PreNResSpltPkgAC-65to-PEYes | Save | ECC | 2011 | CZ16 | cDXGF | 0 | None | 1 | 299999.6 | 2267287 |  | 783313.6 | 0 | 838537.6 | 0 | 181197.1 | 0 | 33459.78 | 430777.4 | 173535.1 | 122642.2 | 0 | 0 | 0 | 0 | 5842808000 | 9738741 | 5833069000 | 58330.69 | 1709089.217 | 0 | 332.9153 | 304.5976 | 2021-06-30 00:52
PreNResSpltPkgAC-65to-PEYes | Save | ECC | 2015 | CZ01 | cDXGF | 0 | None | 1 | 299999.6 | 1817659 |  | 778730.8 | 0 | 838537.6 | 0 | 30014.23 | 0 | 23764.11 | 146611.7 | 63772.79 | 19984.47 | 0 | 0 | 0 | 0 | 3464754000 | 9738741 | 3455016000 | 34550.16 | 1012319.688 | 0 | 331.4515 | 304.5976 | 2021-06-30 00:53
PreNResSpltPkgAC-65to-PEYes | Save | ECC | 2015 | CZ02 | cDXGF | 0 | None | 1 | 299999.6 | 2077166 |  | 778730.8 | 0 | 838537.6 | 0 | 286090.9 | 0 | 16805.55 | 157000.6 | 29713.5 | 85762.53 | 0 | 0 | 0 | 0 | 1731062000 | 9738741 | 1721323000 | 17213.23 | 504347.639 | 0 | 331.4515 | 304.5976 | 2021-06-30 00:54
PreNResSpltPkgAC-65to-PEYes | Save | ECC | 2015 | CZ03 | cDXGF | 0 | None | 1 | 299999.6 | 1961789 |  | 778730.8 | 0 | 838537.6 | 0 | 168395.9 | 0 | 10358.02 | 165765.8 | 29724.04 | 74194.08 | 0 | 0 | 0 | 0 | 1369813000 | 9738741 | 1360073000 | 13600.73 | 398501.389 | 0 | 331.4515 | 304.5976 | 2021-06-30 00:55
PreNResSpltPkgAC-65to-PEYes | Save | ECC | 2015 | CZ04 | cDXGF | 0 | None | 1 | 299999.6 | 2165594 |  | 778730.8 | 0 | 838537.6 | 0 | 372800.7 | 0 | 9648.692 | 165874.5 | 20051.84 | 107987.4 | 0 | 0 | 0 | 0 | 991891300 | 9738741 | 982152600 | 9821.526 | 287770.7118 | 0 | 331.4515 | 304.5976 | 2021-06-30 00:57
PreNResSpltPkgAC-65to-PEYes | Save | ECC | 2015 | CZ05 | cDXGF | 0 | None | 1 | 299999.6 | 2007839 |  | 778730.8 | 0 | 838537.6 | 0 | 213722.9 | 0 | 11666.31 | 165180 | 25063.13 | 84149.18 | 0 | 0 | 0 | 0 | 1120129000 | 9738741 | 1110390000 | 11103.9 | 325344.27 | 0 | 331.4515 | 304.5976 | 2021-06-30 00:58
PreNResSpltPkgAC-65to-PEYes | Save | ECC | 2015 | CZ06 | cDXGF | 0 | None | 1 | 299999.6 | 2261397 |  | 778730.8 | 0 | 838537.6 | 0 | 462709 | 0 | 4157.046 | 177262.3 | 10973.66 | 127039.9 | 0 | 0 | 0 | 0 | 382712200 | 9738741 | 372973300 | 3729.733 | 109281.1769 | 0 | 331.4515 | 304.5976 | 2021-06-30 00:59
PreNResSpltPkgAC-65to-PEYes | Save | ECC | 2015 | CZ07 | cDXGF | 0 | None | 1 | 299999.6 | 2192364 |  | 778730.8 | 0 | 838537.6 | 0 | 393963.8 | 0 | 2040.549 | 179090.1 | 9855.044 | 124596.7 | 0 | 0 | 0 | 0 | 286445200 | 9738741 | 276706300 | 2767.063 | 81074.9459 | 0 | 331.4515 | 304.5976 | 2021-06-30 01:00
PreNResSpltPkgAC-65to-PEYes | Save | ECC | 2015 | CZ08 | cDXGF | 0 | None | 1 | 299999.6 | 2391528 |  | 778730.8 | 0 | 838537.6 | 0 | 590124.3 | 0 | 4296.165 | 179838.3 | 8461.078 | 139389.8 | 0 | 0 | 0 | 0 | 275048000 | 9738741 | 265309100 | 2653.091 | 77735.5663 | 0 | 331.4515 | 304.5976 | 2021-06-30 01:01
PreNResSpltPkgAC-65to-PEYes | Save | ECC | 2015 | CZ09 | cDXGF | 0 | None | 1 | 299999.6 | 2370142 |  | 778730.8 | 0 | 838537.6 | 0 | 539666.4 | 0 | 7527.857 | 205678.6 | 13204.65 | 140814.7 | 0 | 0 | 0 | 0 | 405778700 | 9738741 | 396039700 | 3960.397 | 116039.6321 | 0 | 331.4515 | 304.5976 | 2021-06-30 01:02
PreNResSpltPkgAC-65to-PEYes | Save | ECC | 2015 | CZ10 | cDXGF | 0 | None | 1 | 299999.6 | 2431732 |  | 778730.8 | 0 | 838537.6 | 0 | 608131.3 | 0 | 10126.72 | 196205 | 15783.05 | 139882.4 | 0 | 0 | 0 | 0 | 613188400 | 9738741 | 603449500 | 6034.495 | 176810.7035 | 0 | 331.4515 | 304.5976 | 2021-06-30 01:04
PreNResSpltPkgAC-65to-PEYes | Save | ECC | 2015 | CZ11 | cDXGF | 0 | None | 1 | 299999.6 | 2369304 |  | 778730.8 | 0 | 838537.6 | 0 | 542587.7 | 0 | 17780.89 | 191666.3 | 28281.04 | 121061.2 | 0 | 0 | 0 | 0 | 1398212000 | 9738741 | 1388472000 | 13884.72 | 406822.296 | 0 | 331.4515 | 304.5976 | 2021-06-30 01:05
PreNResSpltPkgAC-65to-PEYes | Save | ECC | 2015 | CZ12 | cDXGF | 0 | None | 1 | 299999.6 | 2253959 |  | 778730.8 | 0 | 838537.6 | 0 | 440632.4 | 0 | 15077.95 | 180979.5 | 25997.3 | 115581.7 | 0 | 0 | 0 | 0 | 1458375000 | 9738741 | 1448636000 | 14486.36 | 424450.348 | 0 | 331.4515 | 304.5976 | 2021-06-30 01:06
PreNResSpltPkgAC-65to-PEYes | Save | ECC | 2015 | CZ13 | cDXGF | 0 | None | 1 | 299999.6 | 2467048 |  | 778730.8 | 0 | 838537.6 | 0 | 630797.5 | 0 | 15956.33 | 203024.9 | 23157.21 | 141222.7 | 0 | 0 | 0 | 0 | 1131751000 | 9738741 | 1122012000 | 11220.12 | 328749.516 | 0 | 331.4515 | 304.5976 | 2021-06-30 01:07
PreNResSpltPkgAC-65to-PEYes | Save | ECC | 2015 | CZ14 | cDXGF | 0 | None | 1 | 299999.6 | 2385380 |  | 778730.8 | 0 | 838537.6 | 0 | 548246.1 | 0 | 19943.91 | 199920.8 | 25014.79 | 129878.3 | 0 | 0 | 0 | 0 | 1124802000 | 9738741 | 1115064000 | 11150.64 | 326713.752 | 0 | 331.4515 | 304.5976 | 2021-06-30 01:08
PreNResSpltPkgAC-65to-PEYes | Save | ECC | 2015 | CZ15 | cDXGF | 0 | None | 1 | 299999.6 | 3035836 |  | 778730.8 | 0 | 838537.6 | 0 | 1146560 | 0 | 5680.62 | 266324.4 | 5562.482 | 221468.6 | 0 | 0 | 0 | 0 | 108969000 | 9738741 | 99230240 | 992.3024 | 29074.4603 | 0 | 331.4515 | 304.5976 | 2021-06-30 01:10
PreNResSpltPkgAC-65to-PEYes | Save | ECC | 2015 | CZ16 | cDXGF | 0 | None | 1 | 299999.6 | 2003677 |  | 778730.8 | 0 | 838537.6 | 0 | 178558.4 | 0 | 31257.66 | 176592.6 | 56147.21 | 72216.08 | 0 | 0 | 0 | 0 | 3936490000 | 9738741 | 3926751000 | 39267.51 | 1150538.043 | 0 | 331.4515 | 304.5976 | 2021-06-30 01:11
PreNResSpltPkgAC-65to-PEYes | Save | ECC | 2017 | CZ01 | cDXGF | 0 | None | 1 | 299999.6 | 1805173 |  | 766961.9 | 0 | 838537.6 | 0 | 29873.25 | 0 | 23675.52 | 146124.7 | 62858.24 | 19899.39 | 0 | 0 | 0 | 0 | 3421132000 | 9738741 | 3411395000 | 34113.95 | 999538.735 | 0 | 327.0425 | 304.5976 | 2021-06-30 01:12
PreNResSpltPkgAC-65to-PEYes | Save | ECC | 2017 | CZ02 | cDXGF | 0 | None | 1 | 299999.6 | 2063122 |  | 766961.9 | 0 | 838537.6 | 0 | 284519.7 | 0 | 16737.27 | 156364.5 | 29504.68 | 85402.48 | 0 | 0 | 0 | 0 | 1719740000 | 9738741 | 1710000000 | 17100 | 501030 | 0 | 327.0425 | 304.5976 | 2021-06-30 01:13
PreNResSpltPkgAC-65to-PEYes | Save | ECC | 2017 | CZ03 | cDXGF | 0 | None | 1 | 299999.6 | 1948639 |  | 766961.9 | 0 | 838537.6 | 0 | 167527.4 | 0 | 10326.89 | 165284.1 | 29546.2 | 73886.02 | 0 | 0 | 0 | 0 | 1364974000 | 9738741 | 1355234000 | 13552.34 | 397083.562 | 0 | 327.0425 | 304.5976 | 2021-06-30 01:14
PreNResSpltPkgAC-65to-PEYes | Save | ECC | 2017 | CZ04 | cDXGF | 0 | None | 1 | 299999.6 | 2151178 |  | 766961.9 | 0 | 838537.6 | 0 | 370783.4 | 0 | 9616.736 | 165276.6 | 19866.29 | 107523.1 | 0 | 0 | 0 | 0 | 982904400 | 9738741 | 973165800 | 9731.658 | 285137.5794 | 0 | 327.0425 | 304.5976 | 2021-06-30 01:15
PreNResSpltPkgAC-65to-PEYes | Save | ECC | 2017 | CZ05 | cDXGF | 0 | None | 1 | 299999.6 | 1994652 |  | 766961.9 | 0 | 838537.6 | 0 | 212893.9 | 0 | 11623.64 | 164633.8 | 24683.48 | 83916.08 | 0 | 0 | 0 | 0 | 1109338000 | 9738741 | 1099600000 | 10996 | 322182.8 | 0 | 327.0425 | 304.5976 | 2021-06-30 01:16
PreNResSpltPkgAC-65to-PEYes | Save | ECC | 2017 | CZ06 | cDXGF | 0 | None | 1 | 299999.6 | 2245639 |  | 766961.9 | 0 | 838537.6 | 0 | 459453.3 | 0 | 4138.648 | 176545.7 | 10622.83 | 126616.9 | 0 | 0 | 0 | 0 | 369427300 | 9738741 | 359688400 | 3596.884 | 105388.7012 | 0 | 327.0425 | 304.5976 | 2021-06-30 01:18
PreNResSpltPkgAC-65to-PEYes | Save | ECC | 2017 | CZ07 | cDXGF | 0 | None | 1 | 299999.6 | 2177807 |  | 766961.9 | 0 | 838537.6 | 0 | 391825.9 | 0 | 2032.424 | 178447.9 | 9691.916 | 124181.3 | 0 | 0 | 0 | 0 | 280918700 | 9738741 | 271179900 | 2711.799 | 79455.7107 | 0 | 327.0425 | 304.5976 | 2021-06-30 01:19
PreNResSpltPkgAC-65to-PEYes | Save | ECC | 2017 | CZ08 | cDXGF | 0 | None | 1 | 299999.6 | 2374538 |  | 766961.9 | 0 | 838537.6 | 0 | 585972.8 | 0 | 4269.458 | 178795.2 | 8257.238 | 138743 | 0 | 0 | 0 | 0 | 266846000 | 9738741 | 257107000 | 2571.07 | 75332.351 | 0 | 327.0425 | 304.5976 | 2021-06-30 01:20
PreNResSpltPkgAC-65to-PEYes | Save | ECC | 2017 | CZ09 | cDXGF | 0 | None | 1 | 299999.6 | 2354684 |  | 766961.9 | 0 | 838537.6 | 0 | 536697.1 | 0 | 7503.282 | 204982 | 13075.23 | 140359 | 0 | 0 | 0 | 0 | 400116000 | 9738741 | 390377000 | 3903.77 | 114380.461 | 0 | 327.0425 | 304.5976 | 2021-06-30 01:21
PreNResSpltPkgAC-65to-PEYes | Save | ECC | 2017 | CZ10 | cDXGF | 0 | None | 1 | 299999.6 | 2415760 |  | 766961.9 | 0 | 838537.6 | 0 | 604705.9 | 0 | 10090.54 | 195463.2 | 15589.02 | 139377.4 | 0 | 0 | 0 | 0 | 606030800 | 9738741 | 596291800 | 5962.918 | 174713.4974 | 0 | 327.0425 | 304.5976 | 2021-06-30 01:22
PreNResSpltPkgAC-65to-PEYes | Save | ECC | 2017 | CZ11 | cDXGF | 0 | None | 1 | 299999.6 | 2353096 |  | 766961.9 | 0 | 838537.6 | 0 | 539172.9 | 0 | 17693.84 | 190729 | 27883.23 | 120552.6 | 0 | 0 | 0 | 0 | 1375724000 | 9738741 | 1365985000 | 13659.85 | 400233.605 | 0 | 327.0425 | 304.5976 | 2021-06-30 01:23
PreNResSpltPkgAC-65to-PEYes | Save | ECC | 2017 | CZ12 | cDXGF | 0 | None | 1 | 299999.6 | 2238917 |  | 766961.9 | 0 | 838537.6 | 0 | 438170.6 | 0 | 15015.77 | 180230.1 | 25724.59 | 115137.8 | 0 | 0 | 0 | 0 | 1441560000 | 9738741 | 1431822000 | 14318.22 | 419523.846 | 0 | 327.0425 | 304.5976 | 2021-06-30 01:24
PreNResSpltPkgAC-65to-PEYes | Save | ECC | 2017 | CZ13 | cDXGF | 0 | None | 1 | 299999.6 | 2449908 |  | 766961.9 | 0 | 838537.6 | 0 | 626420.8 | 0 | 15890.8 | 202095.5 | 22816.57 | 140586.6 | 0 | 0 | 0 | 0 | 1114061000 | 9738741 | 1104322000 | 11043.22 | 323566.346 | 0 | 327.0425 | 304.5976 | 2021-06-30 01:26
PreNResSpltPkgAC-65to-PEYes | Save | ECC | 2017 | CZ14 | cDXGF | 0 | None | 1 | 299999.6 | 2369154 |  | 766961.9 | 0 | 838537.6 | 0 | 544667.8 | 0 | 19868.18 | 199118.1 | 24641.21 | 129414.5 | 0 | 0 | 0 | 0 | 1105850000 | 9738741 | 1096113000 | 10961.13 | 321161.109 | 0 | 327.0425 | 304.5976 | 2021-06-30 01:27
PreNResSpltPkgAC-65to-PEYes | Save | ECC | 2017 | CZ15 | cDXGF | 0 | None | 1 | 299999.6 | 3014025 |  | 766961.9 | 0 | 838537.6 | 0 | 1137743 | 0 | 5657.857 | 265124.1 | 5436.383 | 220476.8 | 0 | 0 | 0 | 0 | 106242500 | 9738741 | 96503780 | 965.0378 | 28275.6075 | 0 | 327.0425 | 304.5976 | 2021-06-30 01:28
PreNResSpltPkgAC-65to-PEYes | Save | ECC | 2017 | CZ16 | cDXGF | 0 | None | 1 | 299999.6 | 1990227 |  | 766961.9 | 0 | 838537.6 | 0 | 177570.1 | 0 | 31153 | 176003.4 | 55586.44 | 71970.44 | 0 | 0 | 0 | 0 | 3893800000 | 9738741 | 3884061000 | 38840.61 | 1138029.873 | 0 | 327.0425 | 304.5976 | 2021-06-30 01:29
PreNResSpltPkgAC-65to-PEYes | Save | ECC | 2020 | CZ01 | cDXGF | 0 | None | 1 | 299999.6 | 1523150 |  | 498675.5 | 0 | 838537.6 | 0 | 24019.5 | 0 | 22360.33 | 139555.9 | 70991.67 | 15893.34 | 0 | 0 | 0 | 0 | 4128674000 | 9738741 | 4118937000 | 41189.37 | 1206848.541 | 0 | 213.3853 | 304.5976 | 2021-06-30 01:30
PreNResSpltPkgAC-65to-PEYes | Save | ECC | 2020 | CZ02 | cDXGF | 0 | None | 1 | 299999.6 | 1759795 |  | 498675.5 | 0 | 838537.6 | 0 | 257497.1 | 0 | 16047.1 | 149036.9 | 32819.36 | 77533.07 | 0 | 0 | 0 | 0 | 2025550000 | 9738741 | 2015811000 | 20158.11 | 590632.623 | 0 | 213.3853 | 304.5976 | 2021-06-30 01:31
PreNResSpltPkgAC-65to-PEYes | Save | ECC | 2020 | CZ03 | cDXGF | 0 | None | 1 | 299999.6 | 1648858 |  | 498675.5 | 0 | 838537.6 | 0 | 146139.7 | 0 | 9790.455 | 155713.7 | 33740.24 | 64617.67 | 0 | 0 | 0 | 0 | 1696289000 | 9738741 | 1686550000 | 16865.5 | 494159.15 | 0 | 213.3853 | 304.5976 | 2021-06-30 01:33
PreNResSpltPkgAC-65to-PEYes | Save | ECC | 2020 | CZ04 | cDXGF | 0 | None | 1 | 299999.6 | 1842132 |  | 498675.5 | 0 | 838537.6 | 0 | 338192.4 | 0 | 9241.047 | 157483.9 | 22919.31 | 98825.75 | 0 | 0 | 0 | 0 | 1184481000 | 9738741 | 1174742000 | 11747.42 | 344199.406 | 0 | 213.3853 | 304.5976 | 2021-06-30 01:34
PreNResSpltPkgAC-65to-PEYes | Save | ECC | 2020 | CZ05 | cDXGF | 0 | None | 1 | 299999.6 | 1692668 |  | 498675.5 | 0 | 838537.6 | 0 | 186094.1 | 0 | 11008.14 | 158351.6 | 30674.28 | 74206.2 | 0 | 0 | 0 | 0 | 1367964000 | 9738741 | 1358225000 | 13582.25 | 397959.925 | 0 | 213.3853 | 304.5976 | 2021-06-30 01:35
PreNResSpltPkgAC-65to-PEYes | Save | ECC | 2020 | CZ06 | cDXGF | 0 | None | 1 | 299999.6 | 1926515 |  | 498675.5 | 0 | 838537.6 | 0 | 418433.7 | 0 | 3939.904 | 166927.2 | 12500.75 | 116884.1 | 0 | 0 | 0 | 0 | 463692000 | 9738741 | 453953300 | 4539.533 | 133008.3169 | 0 | 213.3853 | 304.5976 | 2021-06-30 01:36
PreNResSpltPkgAC-65to-PEYes | Save | ECC | 2020 | CZ07 | cDXGF | 0 | None | 1 | 299999.6 | 1863661 |  | 498675.5 | 0 | 838537.6 | 0 | 354735.4 | 0 | 1933.872 | 169777.8 | 12101.29 | 114207.7 | 0 | 0 | 0 | 0 | 362466900 | 9738741 | 352728400 | 3527.284 | 103349.4212 | 0 | 213.3853 | 304.5976 | 2021-06-30 01:37
PreNResSpltPkgAC-65to-PEYes | Save | ECC | 2020 | CZ08 | cDXGF | 0 | None | 1 | 299999.6 | 2053873 |  | 498675.5 | 0 | 838537.6 | 0 | 542238.6 | 0 | 4120.325 | 170299.5 | 9637.784 | 129579.7 | 0 | 0 | 0 | 0 | 331063100 | 9738741 | 321324300 | 3213.243 | 94148.0199 | 0 | 213.3853 | 304.5976 | 2021-06-30 01:38
PreNResSpltPkgAC-65to-PEYes | Save | ECC | 2020 | CZ09 | cDXGF | 0 | None | 1 | 299999.6 | 2040772 |  | 498675.5 | 0 | 838537.6 | 0 | 498715.9 | 0 | 7297.334 | 197544.6 | 15359.76 | 131953.7 | 0 | 0 | 0 | 0 | 494376900 | 9738741 | 484638100 | 4846.381 | 141998.9633 | 0 | 213.3853 | 304.5976 | 2021-06-30 01:40
PreNResSpltPkgAC-65to-PEYes | Save | ECC | 2020 | CZ10 | cDXGF | 0 | None | 1 | 299999.6 | 2098762 |  | 498675.5 | 0 | 838537.6 | 0 | 564218.1 | 0 | 9784.025 | 187546 | 17605.19 | 131018.8 | 0 | 0 | 0 | 0 | 722612600 | 9738741 | 712873800 | 7128.738 | 208872.0234 | 0 | 213.3853 | 304.5976 | 2021-06-30 01:41
PreNResSpltPkgAC-65to-PEYes | Save | ECC | 2020 | CZ11 | cDXGF | 0 | None | 1 | 299999.6 | 2042466 |  | 498675.5 | 0 | 838537.6 | 0 | 505063.4 | 0 | 17132.53 | 183055.6 | 30781.66 | 112815.4 | 0 | 0 | 0 | 0 | 1626120000 | 9738741 | 1616381000 | 16163.81 | 473599.633 | 0 | 213.3853 | 304.5976 | 2021-06-30 01:42
PreNResSpltPkgAC-65to-PEYes | Save | ECC | 2020 | CZ12 | cDXGF | 0 | None | 1 | 299999.6 | 1929015 |  | 498675.5 | 0 | 838537.6 | 0 | 405345 | 0 | 14507.58 | 171948.4 | 28182.44 | 106651.6 | 0 | 0 | 0 | 0 | 1686057000 | 9738741 | 1676319000 | 16763.19 | 491161.467 | 0 | 213.3853 | 304.5976 | 2021-06-30 01:43
PreNResSpltPkgAC-65to-PEYes | Save | ECC | 2020 | CZ13 | cDXGF | 0 | None | 1 | 299999.6 | 2134654 |  | 498675.5 | 0 | 838537.6 | 0 | 588101.2 | 0 | 15406.22 | 193931.9 | 25518.25 | 132313.1 | 0 | 0 | 0 | 0 | 1323970000 | 9738741 | 1314232000 | 13142.32 | 385069.976 | 0 | 213.3853 | 304.5976 | 2021-06-30 01:44
PreNResSpltPkgAC-65to-PEYes | Save | ECC | 2020 | CZ14 | cDXGF | 0 | None | 1 | 299999.6 | 2057311 |  | 498675.5 | 0 | 838537.6 | 0 | 509621.8 | 0 | 19244.55 | 191229.7 | 27486.51 | 121205.5 | 0 | 0 | 0 | 0 | 1312477000 | 9738741 | 1302738000 | 13027.38 | 381702.234 | 0 | 213.3853 | 304.5976 | 2021-06-30 01:45
PreNResSpltPkgAC-65to-PEYes | Save | ECC | 2020 | CZ15 | cDXGF | 0 | None | 1 | 299999.6 | 2683592 |  | 498675.5 | 0 | 838537.6 | 0 | 1083997 | 0 | 5526.88 | 256854.1 | 6482.643 | 211958.4 | 0 | 0 | 0 | 0 | 133670100 | 9738741 | 123931300 | 1239.313 | 36311.8709 | 0 | 213.3853 | 304.5976 | 2021-06-30 01:46
PreNResSpltPkgAC-65to-PEYes | Save | ECC | 2020 | CZ16 | cDXGF | 0 | None | 1 | 299999.6 | 1695666 |  | 498675.5 | 0 | 838537.6 | 0 | 162094.2 | 0 | 29613.33 | 166744.2 | 57758.71 | 65775.32 | 0 | 0 | 0 | 0 | 4379226000 | 9738741 | 4369487000 | 43694.87 | 1280259.691 | 0 | 213.3853 | 304.5976 | 2021-06-30 01:48
PreNResSpltPkgAC-65to-PEYes | Save | EPr | 1975 | CZ01 | cDXGF | 0 | None | 1 | 50000.14 | 262026.5 |  | 80054.27 | 0 | 110993 | 0 | 2365.579 | 0 | 18633.13 | 49980.15 | 34061.68 | 2218.3 | 0 | 0 | 0 | 0 | 1158888000 | 1761412 | 1157127000 | 11571.27 | 339038.211 | 0 | 57.1128 | 60.6411 | 2021-06-30 01:48
PreNResSpltPkgAC-65to-PEYes | Save | EPr | 1975 | CZ02 | cDXGF | 0 | None | 1 | 50000.14 | 298680.9 |  | 80054.27 | 0 | 110993 | 0 | 45452.67 | 0 | 12988.68 | 49191.98 | 18308.48 | 19107.17 | 0 | 0 | 0 | 0 | 627121300 | 1761412 | 625360100 | 6253.601 | 183230.5093 | 0 | 57.1128 | 60.6411 | 2021-06-30 01:49
PreNResSpltPkgAC-65to-PEYes | Save | EPr | 1975 | CZ03 | cDXGF | 0 | None | 1 | 50000.14 | 276739.9 |  | 80054.27 | 0 | 110993 | 0 | 22625.05 | 0 | 8209.575 | 54857.75 | 19561.08 | 14784.73 | 0 | 0 | 0 | 0 | 505657900 | 1761412 | 503896600 | 5038.966 | 147641.7038 | 0 | 57.1128 | 60.6411 | 2021-06-30 01:50
PreNResSpltPkgAC-65to-PEYes | Save | EPr | 1975 | CZ04 | cDXGF | 0 | None | 1 | 50000.14 | 309003 |  | 80054.27 | 0 | 110993 | 0 | 59614.76 | 0 | 7533.066 | 50807.62 | 13611.66 | 23734.49 | 0 | 0 | 0 | 0 | 388597900 | 1761412 | 386836500 | 3868.365 | 113343.0945 | 0 | 57.1128 | 60.6411 | 2021-06-30 01:51
PreNResSpltPkgAC-65to-PEYes | Save | EPr | 1975 | CZ05 | cDXGF | 0 | None | 1 | 50000.14 | 286873.7 |  | 80054.27 | 0 | 110993 | 0 | 33010.72 | 0 | 9235.454 | 53580.11 | 15453.96 | 19247.52 | 0 | 0 | 0 | 0 | 400946100 | 1761412 | 399184800 | 3991.848 | 116961.1464 | 0 | 57.1128 | 60.6411 | 2021-06-30 01:52
PreNResSpltPkgAC-65to-PEYes | Save | EPr | 1975 | CZ06 | cDXGF | 0 | None | 1 | 50000.14 | 323751.2 |  | 80054.27 | 0 | 110993 | 0 | 70105.08 | 0 | 3328.271 | 59270.32 | 8448.832 | 33237.11 | 0 | 0 | 0 | 0 | 163683100 | 1761412 | 161921400 | 1619.214 | 47442.9702 | 0 | 57.1128 | 60.6411 | 2021-06-30 01:52
PreNResSpltPkgAC-65to-PEYes | Save | EPr | 1975 | CZ07 | cDXGF | 0 | None | 1 | 50000.14 | 303992.3 |  | 80054.27 | 0 | 110993 | 0 | 53112.41 | 0 | 1623.645 | 58208.57 | 8493.438 | 28749.99 | 0 | 0 | 0 | 0 | 144774300 | 1761412 | 143012800 | 1430.128 | 41902.7504 | 0 | 57.1128 | 60.6411 | 2021-06-30 01:53
PreNResSpltPkgAC-65to-PEYes | Save | EPr | 1975 | CZ08 | cDXGF | 0 | None | 1 | 50000.14 | 346875.5 |  | 80054.27 | 0 | 110993 | 0 | 96065 | 0 | 3343.917 | 56419.01 | 6526.749 | 36194.88 | 0 | 0 | 0 | 0 | 127080100 | 1761412 | 125318600 | 1253.186 | 36718.3498 | 0 | 57.1128 | 60.6411 | 2021-06-30 01:54
PreNResSpltPkgAC-65to-PEYes | Save | EPr | 1975 | CZ09 | cDXGF | 0 | None | 1 | 50000.14 | 358500 |  | 80054.27 | 0 | 110993 | 0 | 91861.3 | 0 | 5959.231 | 69631.91 | 10423 | 39427.16 | 0 | 0 | 0 | 0 | 195352300 | 1761412 | 193590700 | 1935.907 | 56722.0751 | 0 | 57.1128 | 60.6411 | 2021-06-30 01:55
PreNResSpltPkgAC-65to-PEYes | Save | EPr | 1975 | CZ10 | cDXGF | 0 | None | 1 | 50000.14 | 371692.1 |  | 80054.27 | 0 | 110993 | 0 | 107807.7 | 0 | 8043.629 | 64793.14 | 10545.65 | 39396.33 | 0 | 0 | 0 | 0 | 240992300 | 1761412 | 239230700 | 2392.307 | 70094.5951 | 0 | 57.1128 | 60.6411 | 2021-06-30 01:56
PreNResSpltPkgAC-65to-PEYes | Save | EPr | 1975 | CZ11 | cDXGF | 0 | None | 1 | 50000.14 | 371813.9 |  | 80054.27 | 0 | 110993 | 0 | 100900.1 | 0 | 14540.44 | 65325.77 | 21021.64 | 31543.48 | 0 | 0 | 0 | 0 | 647997700 | 1761412 | 646236400 | 6462.364 | 189347.2652 | 0 | 57.1128 | 60.6411 | 2021-06-30 01:57
PreNResSpltPkgAC-65to-PEYes | Save | EPr | 1975 | CZ12 | cDXGF | 0 | None | 1 | 50000.14 | 334436.7 |  | 80054.27 | 0 | 110993 | 0 | 74679.59 | 0 | 11894.93 | 56814.63 | 16923.12 | 26868.15 | 0 | 0 | 0 | 0 | 562244000 | 1761412 | 560482800 | 5604.828 | 164221.4604 | 0 | 57.1128 | 60.6411 | 2021-06-30 01:57
PreNResSpltPkgAC-65to-PEYes | Save | EPr | 1975 | CZ13 | cDXGF | 0 | None | 1 | 50000.14 | 385575.4 |  | 80054.27 | 0 | 110993 | 0 | 114605.1 | 0 | 12887 | 67036.04 | 16421.51 | 36278.98 | 0 | 0 | 0 | 0 | 497994800 | 1761412 | 496233500 | 4962.335 | 145396.4155 | 0 | 57.1128 | 60.6411 | 2021-06-30 01:58
PreNResSpltPkgAC-65to-PEYes | Save | EPr | 1975 | CZ14 | cDXGF | 0 | None | 1 | 50000.14 | 378879.8 |  | 80054.27 | 0 | 110993 | 0 | 101735.5 | 0 | 16256.41 | 69840.29 | 17177.95 | 36141.98 | 0 | 0 | 0 | 0 | 502443000 | 1761412 | 500681600 | 5006.816 | 146699.7088 | 0 | 57.1128 | 60.6411 | 2021-06-30 01:59
PreNResSpltPkgAC-65to-PEYes | Save | EPr | 1975 | CZ15 | cDXGF | 0 | None | 1 | 50000.14 | 526457.3 |  | 80054.27 | 0 | 110993 | 0 | 235484.6 | 0 | 4640.299 | 95284.93 | 5488.179 | 73868.33 | 0 | 0 | 0 | 0 | 81336420 | 1761412 | 79575110 | 795.7511 | 23315.5072 | 0 | 57.1128 | 60.6411 | 2021-06-30 02:00
PreNResSpltPkgAC-65to-PEYes | Save | EPr | 1975 | CZ16 | cDXGF | 0 | None | 1 | 50000.14 | 302604.6 |  | 80054.27 | 0 | 110993 | 0 | 25954.72 | 0 | 25106.52 | 60495.87 | 32694.48 | 14017.99 | 0 | 0 | 0 | 0 | 1541698000 | 1761412 | 1539937000 | 15399.37 | 451201.541 | 0 | 57.1128 | 60.6411 | 2021-06-30 02:01
PreNResSpltPkgAC-65to-PEYes | Save | EPr | 1985 | CZ01 | cDXGF | 0 | None | 1 | 50000.14 | 256942.2 |  | 80054.27 | 0 | 106673.6 | 0 | 2384.496 | 0 | 18444.59 | 49385.68 | 33116.08 | 2239.53 | 0 | 0 | 0 | 0 | 1102642000 | 1761412 | 1100881000 | 11008.81 | 322558.133 | 0 | 57.1128 | 58.3891 | 2021-06-30 02:02
PreNResSpltPkgAC-65to-PEYes | Save | EPr | 1985 | CZ02 | cDXGF | 0 | None | 1 | 50000.14 | 293274.7 |  | 80054.27 | 0 | 106673.6 | 0 | 45317.64 | 0 | 12797.03 | 48432.63 | 17613.7 | 18969.28 | 0 | 0 | 0 | 0 | 590362600 | 1761412 | 588601500 | 5886.015 | 172460.2395 | 0 | 57.1128 | 58.3891 | 2021-06-30 02:02
PreNResSpltPkgAC-65to-PEYes | Save | EPr | 1985 | CZ03 | cDXGF | 0 | None | 1 | 50000.14 | 271724.8 |  | 80054.27 | 0 | 106673.6 | 0 | 22723.41 | 0 | 8106.108 | 54167.79 | 18781.68 | 14821.04 | 0 | 0 | 0 | 0 | 476738000 | 1761412 | 474976400 | 4749.764 | 139168.0852 | 0 | 57.1128 | 58.3891 | 2021-06-30 02:03
PreNResSpltPkgAC-65to-PEYes | Save | EPr | 1985 | CZ04 | cDXGF | 0 | None | 1 | 50000.14 | 303507.2 |  | 80054.27 | 0 | 106673.6 | 0 | 59400.27 | 0 | 7408.926 | 49970.58 | 12999.89 | 23528.63 | 0 | 0 | 0 | 0 | 363228400 | 1761412 | 361466800 | 3614.668 | 105909.7724 | 0 | 57.1128 | 58.3891 | 2021-06-30 02:04
PreNResSpltPkgAC-65to-PEYes | Save | EPr | 1985 | CZ05 | cDXGF | 0 | None | 1 | 50000.14 | 281916.2 |  | 80054.27 | 0 | 106673.6 | 0 | 33087.18 | 0 | 9129.06 | 52972.47 | 14781.38 | 19227.07 | 0 | 0 | 0 | 0 | 375018800 | 1761412 | 373257400 | 3732.574 | 109364.4182 | 0 | 57.1128 | 58.3891 | 2021-06-30 02:05
PreNResSpltPkgAC-65to-PEYes | Save | EPr | 1985 | CZ06 | cDXGF | 0 | None | 1 | 50000.14 | 318634.3 |  | 80054.27 | 0 | 106673.6 | 0 | 70106.03 | 0 | 3282.373 | 58518.34 | 7996.571 | 33019.77 | 0 | 0 | 0 | 0 | 152316700 | 1761412 | 150555100 | 1505.551 | 44112.6443 | 0 | 57.1128 | 58.3891 | 2021-06-30 02:06
PreNResSpltPkgAC-65to-PEYes | Save | EPr | 1985 | CZ07 | cDXGF | 0 | None | 1 | 50000.14 | 298982.8 |  | 80054.27 | 0 | 106673.6 | 0 | 53102.19 | 0 | 1603.286 | 57549.98 | 8090.382 | 28631.99 | 0 | 0 | 0 | 0 | 135612200 | 1761412 | 133850600 | 1338.506 | 39218.2258 | 0 | 57.1128 | 58.3891 | 2021-06-30 02:07
PreNResSpltPkgAC-65to-PEYes | Save | EPr | 1985 | CZ08 | cDXGF | 0 | None | 1 | 50000.14 | 341212 |  | 80054.27 | 0 | 106673.6 | 0 | 95465.18 | 0 | 3298.74 | 55720.7 | 6178.697 | 35944.15 | 0 | 0 | 0 | 0 | 117610500 | 1761412 | 115849100 | 1158.491 | 33943.7863 | 0 | 57.1128 | 58.3891 | 2021-06-30 02:08
PreNResSpltPkgAC-65to-PEYes | Save | EPr | 1985 | CZ09 | cDXGF | 0 | None | 1 | 50000.14 | 352370.1 |  | 80054.27 | 0 | 106673.6 | 0 | 91165.82 | 0 | 5868.589 | 68608.47 | 9888.355 | 39050.73 | 0 | 0 | 0 | 0 | 181489200 | 1761412 | 179727500 | 1797.275 | 52660.1575 | 0 | 57.1128 | 58.3891 | 2021-06-30 02:08
PreNResSpltPkgAC-65to-PEYes | Save | EPr | 1985 | CZ10 | cDXGF | 0 | None | 1 | 50000.14 | 365448.9 |  | 80054.27 | 0 | 106673.6 | 0 | 106926.8 | 0 | 7919.682 | 63875.08 | 10061.47 | 38960.55 | 0 | 0 | 0 | 0 | 225491000 | 1761412 | 223729400 | 2237.294 | 65552.7142 | 0 | 57.1128 | 58.3891 | 2021-06-30 02:09
PreNResSpltPkgAC-65to-PEYes | Save | EPr | 1985 | CZ11 | cDXGF | 0 | None | 1 | 50000.14 | 364885.7 |  | 80054.27 | 0 | 106673.6 | 0 | 99647.45 | 0 | 14294.08 | 64216.64 | 20290.84 | 31140.5 | 0 | 0 | 0 | 0 | 612340300 | 1761412 | 610578500 | 6105.785 | 178899.5005 | 0 | 57.1128 | 58.3891 | 2021-06-30 02:10
PreNResSpltPkgAC-65to-PEYes | Save | EPr | 1985 | CZ12 | cDXGF | 0 | None | 1 | 50000.14 | 328393 |  | 80054.27 | 0 | 106673.6 | 0 | 74129.23 | 0 | 11696.03 | 55840.4 | 16274.18 | 26608.09 | 0 | 0 | 0 | 0 | 529680600 | 1761412 | 527919300 | 5279.193 | 154680.3549 | 0 | 57.1128 | 58.3891 | 2021-06-30 02:11
PreNResSpltPkgAC-65to-PEYes | Save | EPr | 1985 | CZ13 | cDXGF | 0 | None | 1 | 50000.14 | 378447.8 |  | 80054.27 | 0 | 106673.6 | 0 | 113099.3 | 0 | 12680.86 | 65940.2 | 15853.79 | 35829.85 | 0 | 0 | 0 | 0 | 470055600 | 1761412 | 468294200 | 4682.942 | 137210.2006 | 0 | 57.1128 | 58.3891 | 2021-06-30 02:12
PreNResSpltPkgAC-65to-PEYes | Save | EPr | 1985 | CZ14 | cDXGF | 0 | None | 1 | 50000.14 | 372249.5 |  | 80054.27 | 0 | 106673.6 | 0 | 100710.6 | 0 | 16008.78 | 68802.63 | 16551.44 | 35801.83 | 0 | 0 | 0 | 0 | 471732900 | 1761412 | 469971700 | 4699.717 | 137701.7081 | 0 | 57.1128 | 58.3891 | 2021-06-30 02:13
PreNResSpltPkgAC-65to-PEYes | Save | EPr | 1985 | CZ15 | cDXGF | 0 | None | 1 | 50000.14 | 516617.1 |  | 80054.27 | 0 | 106673.6 | 0 | 231407.4 | 0 | 4574.225 | 93907.93 | 5166.747 | 72855.63 | 0 | 0 | 0 | 0 | 75137700 | 1761412 | 73376420 | 733.7642 | 21499.2911 | 0 | 57.1128 | 58.3891 | 2021-06-30 02:13
PreNResSpltPkgAC-65to-PEYes | Save | EPr | 1985 | CZ16 | cDXGF | 0 | None | 1 | 50000.14 | 296953.4 |  | 80054.27 | 0 | 106673.6 | 0 | 25812.51 | 0 | 24775.29 | 59637.84 | 31839.25 | 13968.71 | 0 | 0 | 0 | 0 | 1473658000 | 1761412 | 1471897000 | 14718.97 | 431265.821 | 0 | 57.1128 | 58.3891 | 2021-06-30 02:14
PreNResSpltPkgAC-65to-PEYes | Save | EPr | 1996 | CZ01 | cDXGF | 0 | None | 1 | 50000.14 | 244467.9 |  | 80054.27 | 0 | 102353.4 | 0 | 2115.561 | 0 | 16345.65 | 43599.1 | 30093.92 | 1980.095 | 0 | 0 | 0 | 0 | 1013803000 | 1761412 | 1012042000 | 10120.42 | 296528.306 | 0 | 57.1128 | 56.1371 | 2021-06-30 02:15
PreNResSpltPkgAC-65to-PEYes | Save | EPr | 1996 | CZ02 | cDXGF | 0 | None | 1 | 50000.14 | 281794.4 |  | 80054.27 | 0 | 102353.4 | 0 | 41208.98 | 0 | 12219.65 | 45958.13 | 17305.56 | 17682.57 | 0 | 0 | 0 | 0 | 592820500 | 1761412 | 591059200 | 5910.592 | 173180.3456 | 0 | 57.1128 | 56.1371 | 2021-06-30 02:16
PreNResSpltPkgAC-65to-PEYes | Save | EPr | 1996 | CZ03 | cDXGF | 0 | None | 1 | 50000.14 | 261773.9 |  | 80054.27 | 0 | 102353.4 | 0 | 20206.24 | 0 | 7738.307 | 51421.7 | 18792.79 | 13560.81 | 0 | 0 | 0 | 0 | 484676700 | 1761412 | 482915400 | 4829.154 | 141494.2122 | 0 | 57.1128 | 56.1371 | 2021-06-30 02:17
PreNResSpltPkgAC-65to-PEYes | Save | EPr | 1996 | CZ04 | cDXGF | 0 | None | 1 | 50000.14 | 291171.4 |  | 80054.27 | 0 | 102353.4 | 0 | 54172.7 | 0 | 7098.541 | 47492.71 | 12994.03 | 22026.08 | 0 | 0 | 0 | 0 | 367497600 | 1761412 | 365736200 | 3657.362 | 107160.7066 | 0 | 57.1128 | 56.1371 | 2021-06-30 02:18
PreNResSpltPkgAC-65to-PEYes | Save | EPr | 1996 | CZ05 | cDXGF | 0 | None | 1 | 50000.14 | 271174.1 |  | 80054.27 | 0 | 102353.4 | 0 | 29884.93 | 0 | 8694.224 | 50187.31 | 14972.64 | 17723.9 | 0 | 0 | 0 | 0 | 385418800 | 1761412 | 383657400 | 3836.574 | 112411.6182 | 0 | 57.1128 | 56.1371 | 2021-06-30 02:18
PreNResSpltPkgAC-65to-PEYes | Save | EPr | 1996 | CZ06 | cDXGF | 0 | None | 1 | 50000.14 | 305543.1 |  | 80054.27 | 0 | 102353.4 | 0 | 63957.82 | 0 | 3161.458 | 56016.27 | 8652.297 | 31034.85 | 0 | 0 | 0 | 0 | 169543600 | 1761412 | 167782000 | 1677.82 | 49160.126 | 0 | 57.1128 | 56.1371 | 2021-06-30 02:19
PreNResSpltPkgAC-65to-PEYes | Save | EPr | 1996 | CZ07 | cDXGF | 0 | None | 1 | 50000.14 | 287458.9 |  | 80054.27 | 0 | 102353.4 | 0 | 48437.59 | 0 | 1543.646 | 55070 | 8819.862 | 26758.11 | 0 | 0 | 0 | 0 | 151214200 | 1761412 | 149452700 | 1494.527 | 43789.6411 | 0 | 57.1128 | 56.1371 | 2021-06-30 02:20
PreNResSpltPkgAC-65to-PEYes | Save | EPr | 1996 | CZ08 | cDXGF | 0 | None | 1 | 50000.14 | 328972.3 |  | 80054.27 | 0 | 102353.4 | 0 | 89245.15 | 0 | 3225.759 | 54093.87 | 6762.363 | 34320.61 | 0 | 0 | 0 | 0 | 131790300 | 1761412 | 130028800 | 1300.288 | 38098.4384 | 0 | 57.1128 | 56.1371 | 2021-06-30 02:21
PreNResSpltPkgAC-65to-PEYes | Save | EPr | 1996 | CZ09 | cDXGF | 0 | None | 1 | 50000.14 | 340416.2 |  | 80054.27 | 0 | 102353.4 | 0 | 85038.63 | 0 | 5786.001 | 67184 | 10973.5 | 37421.45 | 0 | 0 | 0 | 0 | 207923900 | 1761412 | 206162200 | 2061.622 | 60405.5246 | 0 | 57.1128 | 56.1371 | 2021-06-30 02:22
PreNResSpltPkgAC-65to-PEYes | Save | EPr | 1996 | CZ10 | cDXGF | 0 | None | 1 | 50000.14 | 352971.8 |  | 80054.27 | 0 | 102353.4 | 0 | 100393.8 | 0 | 7796.028 | 62374.39 | 10854.97 | 37520.61 | 0 | 0 | 0 | 0 | 252574800 | 1761412 | 250813300 | 2508.133 | 73488.2969 | 0 | 57.1128 | 56.1371 | 2021-06-30 02:23
PreNResSpltPkgAC-65to-PEYes | Save | EPr | 1996 | CZ11 | cDXGF | 0 | None | 1 | 50000.14 | 339315.3 |  | 80054.27 | 0 | 102353.4 | 0 | 85595.84 | 0 | 13151.57 | 58160.13 | 18541.11 | 28015.22 | 0 | 0 | 0 | 0 | 541313800 | 1761412 | 539552700 | 5395.527 | 158088.9411 | 0 | 57.1128 | 56.1371 | 2021-06-30 02:24
PreNResSpltPkgAC-65to-PEYes | Save | EPr | 1996 | CZ12 | cDXGF | 0 | None | 1 | 50000.14 | 306496 |  | 80054.27 | 0 | 102353.4 | 0 | 63557.42 | 0 | 10615.5 | 49915.39 | 14792.91 | 23763.38 | 0 | 0 | 0 | 0 | 469036000 | 1761412 | 467274500 | 4672.745 | 136911.4285 | 0 | 57.1128 | 56.1371 | 2021-06-30 02:24
PreNResSpltPkgAC-65to-PEYes | Save | EPr | 1996 | CZ13 | cDXGF | 0 | None | 1 | 50000.14 | 351484 |  | 80054.27 | 0 | 102353.4 | 0 | 97767.91 | 0 | 11653.16 | 59655.28 | 14637.9 | 32294.28 | 0 | 0 | 0 | 0 | 418493800 | 1761412 | 416732400 | 4167.324 | 122102.5932 | 0 | 57.1128 | 56.1371 | 2021-06-30 02:25
PreNResSpltPkgAC-65to-PEYes | Save | EPr | 1996 | CZ14 | cDXGF | 0 | None | 1 | 50000.14 | 345111.2 |  | 80054.27 | 0 | 102353.4 | 0 | 85737.38 | 0 | 14721.86 | 62244.41 | 15404.78 | 32029.35 | 0 | 0 | 0 | 0 | 421390900 | 1761412 | 419629600 | 4196.296 | 122951.4728 | 0 | 57.1128 | 56.1371 | 2021-06-30 02:26
PreNResSpltPkgAC-65to-PEYes | Save | EPr | 1996 | CZ15 | cDXGF | 0 | None | 1 | 50000.14 | 476099.7 |  | 80054.27 | 0 | 102353.4 | 0 | 203198.8 | 0 | 4268.931 | 86224.17 | 4857.842 | 66802.52 | 0 | 0 | 0 | 0 | 67814670 | 1761412 | 66053400 | 660.534 | 19353.6462 | 0 | 57.1128 | 56.1371 | 2021-06-30 02:27
PreNResSpltPkgAC-65to-PEYes | Save | EPr | 1996 | CZ16 | cDXGF | 0 | None | 1 | 50000.14 | 278563.8 |  | 80054.27 | 0 | 102353.4 | 0 | 21636.43 | 0 | 22155.78 | 52363.93 | 28949.33 | 12239.03 | 0 | 0 | 0 | 0 | 1342239000 | 1761412 | 1340478000 | 13404.78 | 392760.054 | 0 | 57.1128 | 56.1371 | 2021-06-30 02:28
PreNResSpltPkgAC-65to-PEYes | Save | EPr | 2003 | CZ01 | cDXGF | 0 | None | 1 | 50000.14 | 231710.1 |  | 80054.27 | 0 | 98033.33 | 0 | 1811.384 | 0 | 14091.43 | 37719.68 | 28071.73 | 1662.569 | 0 | 0 | 0 | 0 | 1030738000 | 1761412 | 1028977000 | 10289.77 | 301490.261 | 0 | 57.1128 | 53.8851 | 2021-06-30 02:29
PreNResSpltPkgAC-65to-PEYes | Save | EPr | 2003 | CZ02 | cDXGF | 0 | None | 1 | 50000.14 | 260160.7 |  | 80054.27 | 0 | 98033.33 | 0 | 32953.32 | 0 | 10422.31 | 38697.39 | 15508.34 | 14793.57 | 0 | 0 | 0 | 0 | 541120600 | 1761412 | 539359300 | 5393.593 | 158032.2749 | 0 | 57.1128 | 53.8851 | 2021-06-30 02:29
PreNResSpltPkgAC-65to-PEYes | Save | EPr | 2003 | CZ03 | cDXGF | 0 | None | 1 | 50000.14 | 245556 |  | 80054.27 | 0 | 98033.33 | 0 | 16305.78 | 0 | 6714.944 | 44447.94 | 18342.94 | 11288.37 | 0 | 0 | 0 | 0 | 495874400 | 1761412 | 494113100 | 4941.131 | 144775.1383 | 0 | 57.1128 | 53.8851 | 2021-06-30 02:30
PreNResSpltPkgAC-65to-PEYes | Save | EPr | 2003 | CZ04 | cDXGF | 0 | None | 1 | 50000.14 | 270895.6 |  | 80054.27 | 0 | 98033.33 | 0 | 44456.29 | 0 | 6372.129 | 41979.69 | 12686.41 | 18995.1 | 0 | 0 | 0 | 0 | 368887400 | 1761412 | 367126000 | 3671.26 | 107567.918 | 0 | 57.1128 | 53.8851 | 2021-06-30 02:31
PreNResSpltPkgAC-65to-PEYes | Save | EPr | 2003 | CZ05 | cDXGF | 0 | None | 1 | 50000.14 | 253271.1 |  | 80054.27 | 0 | 98033.33 | 0 | 24424.14 | 0 | 7525.543 | 43233.73 | 14899.54 | 14895.21 | 0 | 0 | 0 | 0 | 404942200 | 1761412 | 403181000 | 4031.81 | 118132.033 | 0 | 57.1128 | 53.8851 | 2021-06-30 02:32
PreNResSpltPkgAC-65to-PEYes | Save | EPr | 2003 | CZ06 | cDXGF | 0 | None | 1 | 50000.14 | 282727.9 |  | 80054.27 | 0 | 98033.33 | 0 | 53049.63 | 0 | 2773.267 | 48817.45 | 8847.339 | 26508.93 | 0 | 0 | 0 | 0 | 179913800 | 1761412 | 178152000 | 1781.52 | 52198.536 | 0 | 57.1128 | 53.8851 | 2021-06-30 02:33
PreNResSpltPkgAC-65to-PEYes | Save | EPr | 2003 | CZ07 | cDXGF | 0 | None | 1 | 50000.14 | 267942.9 |  | 80054.27 | 0 | 98033.33 | 0 | 40402.8 | 0 | 1356.041 | 48096.55 | 9216.896 | 23111.33 | 0 | 0 | 0 | 0 | 164923500 | 1761412 | 163161900 | 1631.619 | 47806.4367 | 0 | 57.1128 | 53.8851 | 2021-06-30 02:34
PreNResSpltPkgAC-65to-PEYes | Save | EPr | 2003 | CZ08 | cDXGF | 0 | None | 1 | 50000.14 | 305361.3 |  | 80054.27 | 0 | 98033.33 | 0 | 75501.86 | 0 | 2949.022 | 48822.81 | 7004.438 | 30448.46 | 0 | 0 | 0 | 0 | 138876700 | 1761412 | 137115200 | 1371.152 | 40174.7536 | 0 | 57.1128 | 53.8851 | 2021-06-30 02:34
PreNResSpltPkgAC-65to-PEYes | Save | EPr | 2003 | CZ09 | cDXGF | 0 | None | 1 | 50000.14 | 316085 |  | 80054.27 | 0 | 98033.33 | 0 | 71437.91 | 0 | 5339.361 | 61220.03 | 11162.08 | 33389.98 | 0 | 0 | 0 | 0 | 211565300 | 1761412 | 209803500 | 2098.035 | 61472.4255 | 0 | 57.1128 | 53.8851 | 2021-06-30 02:35
PreNResSpltPkgAC-65to-PEYes | Save | EPr | 2003 | CZ10 | cDXGF | 0 | None | 1 | 50000.14 | 319520.9 |  | 80054.27 | 0 | 98033.33 | 0 | 81249.22 | 0 | 6770.533 | 53413.41 | 9642.594 | 31916.49 | 0 | 0 | 0 | 0 | 214896800 | 1761412 | 213135200 | 2131.352 | 62448.6136 | 0 | 57.1128 | 53.8851 | 2021-06-30 02:36
PreNResSpltPkgAC-65to-PEYes | Save | EPr | 2003 | CZ11 | cDXGF | 0 | None | 1 | 50000.14 | 317980.8 |  | 80054.27 | 0 | 98033.33 | 0 | 74201.13 | 0 | 12233.37 | 53458.7 | 18125 | 25309.24 | 0 | 0 | 0 | 0 | 544566600 | 1761412 | 542805400 | 5428.054 | 159041.9822 | 0 | 57.1128 | 53.8851 | 2021-06-30 02:37
PreNResSpltPkgAC-65to-PEYes | Save | EPr | 2003 | CZ12 | cDXGF | 0 | None | 1 | 50000.14 | 287330.5 |  | 80054.27 | 0 | 98033.33 | 0 | 54175.81 | 0 | 9746.854 | 45320.34 | 14547.09 | 21173.6 | 0 | 0 | 0 | 0 | 474130500 | 1761412 | 472369300 | 4723.693 | 138404.2049 | 0 | 57.1128 | 53.8851 | 2021-06-30 02:38
PreNResSpltPkgAC-65to-PEYes | Save | EPr | 2003 | CZ13 | cDXGF | 0 | None | 1 | 50000.14 | 328865.4 |  | 80054.27 | 0 | 98033.33 | 0 | 85150.74 | 0 | 10836.3 | 54790.85 | 14472.63 | 29108.33 | 0 | 0 | 0 | 0 | 423852400 | 1761412 | 422091100 | 4220.911 | 123672.6923 | 0 | 57.1128 | 53.8851 | 2021-06-30 02:39
PreNResSpltPkgAC-65to-PEYes | Save | EPr | 2003 | CZ14 | cDXGF | 0 | None | 1 | 50000.14 | 324595 |  | 80054.27 | 0 | 98033.33 | 0 | 75179.72 | 0 | 13757.46 | 57570.44 | 15623.01 | 28892.63 | 0 | 0 | 0 | 0 | 440978400 | 1761412 | 439217100 | 4392.171 | 128690.6103 | 0 | 57.1128 | 53.8851 | 2021-06-30 02:40
PreNResSpltPkgAC-65to-PEYes | Save | EPr | 2003 | CZ15 | cDXGF | 0 | None | 1 | 50000.14 | 448860 |  | 80054.27 | 0 | 98033.33 | 0 | 185362.7 | 0 | 4076.38 | 81333.77 | 5153.273 | 62637.61 | 0 | 0 | 0 | 0 | 73262220 | 1761412 | 71500940 | 715.0094 | 20949.7754 | 0 | 57.1128 | 53.8851 | 2021-06-30 02:40
PreNResSpltPkgAC-65to-PEYes | Save | EPr | 2003 | CZ16 | cDXGF | 0 | None | 1 | 50000.14 | 260964.4 |  | 80054.27 | 0 | 98033.33 | 0 | 18042 | 0 | 19389.85 | 45445 | 26843.92 | 10435.37 | 0 | 0 | 0 | 0 | 1350423000 | 1761412 | 1348662000 | 13486.62 | 395157.966 | 0 | 57.1128 | 53.8851 | 2021-06-30 02:41
PreNResSpltPkgAC-65to-PEYes | Save | EPr | 2007 | CZ01 | cDXGF | 0 | None | 1 | 50000.14 | 231582.1 |  | 80054.27 | 0 | 98033.33 | 0 | 1825.851 | 0 | 14064.1 | 37604.54 | 27671.99 | 1686.377 | 0 | 0 | 0 | 0 | 1004318000 | 1761412 | 1002556000 | 10025.56 | 293748.908 | 0 | 57.1128 | 53.8851 | 2021-06-30 02:42
PreNResSpltPkgAC-65to-PEYes | Save | EPr | 2007 | CZ02 | cDXGF | 0 | None | 1 | 50000.14 | 259427 |  | 80054.27 | 0 | 98033.33 | 0 | 32871.61 | 0 | 10293.01 | 38175.03 | 15069.91 | 14709.14 | 0 | 0 | 0 | 0 | 522786900 | 1761412 | 521025700 | 5210.257 | 152660.5301 | 0 | 57.1128 | 53.8851 | 2021-06-30 02:43
PreNResSpltPkgAC-65to-PEYes | Save | EPr | 2007 | CZ03 | cDXGF | 0 | None | 1 | 50000.14 | 245405.9 |  | 80054.27 | 0 | 98033.33 | 0 | 16316.46 | 0 | 6697.132 | 44304.79 | 17965.9 | 11305.09 | 0 | 0 | 0 | 0 | 480036700 | 1761412 | 478275500 | 4782.755 | 140134.7215 | 0 | 57.1128 | 53.8851 | 2021-06-30 02:44
PreNResSpltPkgAC-65to-PEYes | Save | EPr | 2007 | CZ04 | cDXGF | 0 | None | 1 | 50000.14 | 270328.1 |  | 80054.27 | 0 | 98033.33 | 0 | 44361.69 | 0 | 6314.452 | 41564.3 | 12319.91 | 18941.58 | 0 | 0 | 0 | 0 | 354692000 | 1761412 | 352930700 | 3529.307 | 103408.6951 | 0 | 57.1128 | 53.8851 | 2021-06-30 02:45
PreNResSpltPkgAC-65to-PEYes | Save | EPr | 2007 | CZ05 | cDXGF | 0 | None | 1 | 50000.14 | 253161.1 |  | 80054.27 | 0 | 98033.33 | 0 | 24479.95 | 0 | 7505.398 | 43088.32 | 14582.39 | 14922.41 | 0 | 0 | 0 | 0 | 391652200 | 1761412 | 389891000 | 3898.91 | 114238.063 | 0 | 57.1128 | 53.8851 | 2021-06-30 02:45
PreNResSpltPkgAC-65to-PEYes | Save | EPr | 2007 | CZ06 | cDXGF | 0 | None | 1 | 50000.14 | 282727.9 |  | 80054.27 | 0 | 98033.33 | 0 | 53049.63 | 0 | 2773.267 | 48817.45 | 8847.339 | 26508.93 | 0 | 0 | 0 | 0 | 179913800 | 1761412 | 178152000 | 1781.52 | 52198.536 | 0 | 57.1128 | 53.8851 | 2021-06-30 02:46
PreNResSpltPkgAC-65to-PEYes | Save | EPr | 2007 | CZ07 | cDXGF | 0 | None | 1 | 50000.14 | 267942.9 |  | 80054.27 | 0 | 98033.33 | 0 | 40402.8 | 0 | 1356.041 | 48096.55 | 9216.896 | 23111.33 | 0 | 0 | 0 | 0 | 164923500 | 1761412 | 163161900 | 1631.619 | 47806.4367 | 0 | 57.1128 | 53.8851 | 2021-06-30 02:47
PreNResSpltPkgAC-65to-PEYes | Save | EPr | 2007 | CZ08 | cDXGF | 0 | None | 1 | 50000.14 | 305361.3 |  | 80054.27 | 0 | 98033.33 | 0 | 75501.86 | 0 | 2949.022 | 48822.81 | 7004.438 | 30448.46 | 0 | 0 | 0 | 0 | 138876700 | 1761412 | 137115200 | 1371.152 | 40174.7536 | 0 | 57.1128 | 53.8851 | 2021-06-30 02:48
PreNResSpltPkgAC-65to-PEYes | Save | EPr | 2007 | CZ09 | cDXGF | 0 | None | 1 | 50000.14 | 316085 |  | 80054.27 | 0 | 98033.33 | 0 | 71437.91 | 0 | 5339.361 | 61220.03 | 11162.08 | 33389.98 | 0 | 0 | 0 | 0 | 211565300 | 1761412 | 209803500 | 2098.035 | 61472.4255 | 0 | 57.1128 | 53.8851 | 2021-06-30 02:49
PreNResSpltPkgAC-65to-PEYes | Save | EPr | 2007 | CZ10 | cDXGF | 0 | None | 1 | 50000.14 | 318329.4 |  | 80054.27 | 0 | 98033.33 | 0 | 80741.73 | 0 | 6695.276 | 52804.82 | 9323.875 | 31674.29 | 0 | 0 | 0 | 0 | 205398600 | 1761412 | 203637000 | 2036.37 | 59665.641 | 0 | 57.1128 | 53.8851 | 2021-06-30 02:50
PreNResSpltPkgAC-65to-PEYes | Save | EPr | 2007 | CZ11 | cDXGF | 0 | None | 1 | 50000.14 | 316630.2 |  | 80054.27 | 0 | 98033.33 | 0 | 73560.29 | 0 | 12111.21 | 52871.25 | 17660.19 | 25123.79 | 0 | 0 | 0 | 0 | 523350800 | 1761412 | 521589500 | 5215.895 | 152825.7235 | 0 | 57.1128 | 53.8851 | 2021-06-30 02:50
PreNResSpltPkgAC-65to-PEYes | Save | EPr | 2007 | CZ12 | cDXGF | 0 | None | 1 | 50000.14 | 286310.5 |  | 80054.27 | 0 | 98033.33 | 0 | 53842.49 | 0 | 9633.477 | 44746.88 | 14117.24 | 21037.11 | 0 | 0 | 0 | 0 | 455765600 | 1761412 | 454004300 | 4540.043 | 133023.2599 | 0 | 57.1128 | 53.8851 | 2021-06-30 02:51
PreNResSpltPkgAC-65to-PEYes | Save | EPr | 2007 | CZ13 | cDXGF | 0 | None | 1 | 50000.14 | 327269 |  | 80054.27 | 0 | 98033.33 | 0 | 84238.09 | 0 | 10733.82 | 54209.69 | 14047.81 | 28893.4 | 0 | 0 | 0 | 0 | 406275000 | 1761412 | 404513600 | 4045.136 | 118522.4848 | 0 | 57.1128 | 53.8851 | 2021-06-30 02:52
PreNResSpltPkgAC-65to-PEYes | Save | EPr | 2007 | CZ14 | cDXGF | 0 | None | 1 | 50000.14 | 323297.9 |  | 80054.27 | 0 | 98033.33 | 0 | 74558.32 | 0 | 13627.1 | 57024.86 | 15177.4 | 28726.1 | 0 | 0 | 0 | 0 | 422897800 | 1761412 | 421136500 | 4211.365 | 123392.9945 | 0 | 57.1128 | 53.8851 | 2021-06-30 02:53
PreNResSpltPkgAC-65to-PEYes | Save | EPr | 2007 | CZ15 | cDXGF | 0 | None | 1 | 50000.14 | 445776.5 |  | 80054.27 | 0 | 98033.33 | 0 | 183129.2 | 0 | 4034.6 | 80525.19 | 4894.849 | 62119.45 | 0 | 0 | 0 | 0 | 68661110 | 1761412 | 66899830 | 668.9983 | 19601.6502 | 0 | 57.1128 | 53.8851 | 2021-06-30 02:54
PreNResSpltPkgAC-65to-PEYes | Save | EPr | 2007 | CZ16 | cDXGF | 0 | None | 1 | 50000.14 | 260634.6 |  | 80054.27 | 0 | 98033.33 | 0 | 17972.25 | 0 | 19327.48 | 45247.2 | 26494.53 | 10422.84 | 0 | 0 | 0 | 0 | 1315542000 | 1761412 | 1313780000 | 13137.8 | 384937.54 | 0 | 57.1128 | 53.8851 | 2021-06-30 02:55
PreNResSpltPkgAC-65to-PEYes | Save | EPr | 2011 | CZ01 | cDXGF | 0 | None | 1 | 50000.14 | 221126 |  | 80054.27 | 0 | 98033.33 | 0 | 1636.483 | 0 | 3797.291 | 37604.54 | 27671.99 | 1686.377 | 0 | 0 | 0 | 0 | 1004318000 | 1761412 | 1002556000 | 10025.56 | 293748.908 | 0 | 57.1128 | 53.8851 | 2021-06-30 02:55
PreNResSpltPkgAC-65to-PEYes | Save | EPr | 2011 | CZ02 | cDXGF | 0 | None | 1 | 50000.14 | 247489 |  | 80054.27 | 0 | 98033.33 | 0 | 29587.78 | 0 | 2708.289 | 37105.5 | 14036.2 | 14646.37 | 0 | 0 | 0 | 0 | 473855100 | 1761412 | 472094000 | 4720.94 | 138323.542 | 0 | 57.1128 | 53.8851 | 2021-06-30 02:56
PreNResSpltPkgAC-65to-PEYes | Save | EPr | 2011 | CZ03 | cDXGF | 0 | None | 1 | 50000.14 | 238689.6 |  | 80054.27 | 0 | 98033.33 | 0 | 14638.39 | 0 | 1803.277 | 44160.32 | 17570.51 | 11330.85 | 0 | 0 | 0 | 0 | 463553000 | 1761412 | 461791700 | 4617.917 | 135304.9681 | 0 | 57.1128 | 53.8851 | 2021-06-30 02:57
PreNResSpltPkgAC-65to-PEYes | Save | EPr | 2011 | CZ04 | cDXGF | 0 | None | 1 | 50000.14 | 259963.2 |  | 80054.27 | 0 | 98033.33 | 0 | 39859.81 | 0 | 1658.701 | 40357.12 | 11150.36 | 18919.84 | 0 | 0 | 0 | 0 | 308987000 | 1761412 | 307225500 | 3072.255 | 90017.0715 | 0 | 57.1128 | 53.8851 | 2021-06-30 02:58
PreNResSpltPkgAC-65to-PEYes | Save | EPr | 2011 | CZ05 | cDXGF | 0 | None | 1 | 50000.14 | 245143.2 |  | 80054.27 | 0 | 98033.33 | 0 | 21941.01 | 0 | 2026.456 | 43088.32 | 14582.39 | 14922.41 | 0 | 0 | 0 | 0 | 391652200 | 1761412 | 389891000 | 3898.91 | 114238.063 | 0 | 57.1128 | 53.8851 | 2021-06-30 02:59
PreNResSpltPkgAC-65to-PEYes | Save | EPr | 2011 | CZ06 | cDXGF | 0 | None | 1 | 50000.14 | 275201.5 |  | 80054.27 | 0 | 98033.33 | 0 | 47547.59 | 0 | 748.7836 | 48817.45 | 8847.339 | 26508.93 | 0 | 0 | 0 | 0 | 179913800 | 1761412 | 178152000 | 1781.52 | 52198.536 | 0 | 57.1128 | 53.8851 | 2021-06-30 03:00
PreNResSpltPkgAC-65to-PEYes | Save | EPr | 2011 | CZ07 | cDXGF | 0 | None | 1 | 50000.14 | 262586.5 |  | 80054.27 | 0 | 98033.33 | 0 | 36192.84 | 0 | 365.0514 | 47941.11 | 8949.583 | 23120.44 | 0 | 0 | 0 | 0 | 158486500 | 1761412 | 156725000 | 1567.25 | 45920.425 | 0 | 57.1128 | 53.8851 | 2021-06-30 03:00
PreNResSpltPkgAC-65to-PEYes | Save | EPr | 2011 | CZ08 | cDXGF | 0 | None | 1 | 50000.14 | 294482.7 |  | 80054.27 | 0 | 98033.33 | 0 | 67301.11 | 0 | 788.3925 | 48305.75 | 6707.521 | 30277.6 | 0 | 0 | 0 | 0 | 131905200 | 1761412 | 130143700 | 1301.437 | 38132.1041 | 0 | 57.1128 | 53.8851 | 2021-06-30 03:01
PreNResSpltPkgAC-65to-PEYes | Save | EPr | 2011 | CZ09 | cDXGF | 0 | None | 1 | 50000.14 | 300023.6 |  | 80054.27 | 0 | 98033.33 | 0 | 62364.43 | 0 | 1369.396 | 58202.25 | 9087.122 | 32458.6 | 0 | 0 | 0 | 0 | 158446000 | 1761412 | 156684400 | 1566.844 | 45908.5292 | 0 | 57.1128 | 53.8851 | 2021-06-30 03:02
PreNResSpltPkgAC-65to-PEYes | Save | EPr | 2011 | CZ10 | cDXGF | 0 | None | 1 | 50000.14 | 303044.9 |  | 80054.27 | 0 | 98033.33 | 0 | 71652.69 | 0 | 1765.59 | 51539.2 | 8554.446 | 31254.39 | 0 | 0 | 0 | 0 | 181704800 | 1761412 | 179943100 | 1799.431 | 52723.3283 | 0 | 57.1128 | 53.8851 | 2021-06-30 03:03
PreNResSpltPkgAC-65to-PEYes | Save | EPr | 2011 | CZ11 | cDXGF | 0 | None | 1 | 50000.14 | 297645.6 |  | 80054.27 | 0 | 98033.33 | 0 | 64817.98 | 0 | 3193.54 | 51546.62 | 16482.74 | 24694.29 | 0 | 0 | 0 | 0 | 472602000 | 1761412 | 470840700 | 4708.407 | 137956.3251 | 0 | 57.1128 | 53.8851 | 2021-06-30 03:04
PreNResSpltPkgAC-65to-PEYes | Save | EPr | 2011 | CZ12 | cDXGF | 0 | None | 1 | 50000.14 | 272088.6 |  | 80054.27 | 0 | 98033.33 | 0 | 47906.45 | 0 | 2536.905 | 43557.58 | 13131.6 | 20809.54 | 0 | 0 | 0 | 0 | 411209000 | 1761412 | 409447600 | 4094.476 | 119968.1468 | 0 | 57.1128 | 53.8851 | 2021-06-30 03:05
PreNResSpltPkgAC-65to-PEYes | Save | EPr | 2011 | CZ13 | cDXGF | 0 | None | 1 | 50000.14 | 307839.4 |  | 80054.27 | 0 | 98033.33 | 0 | 74013.59 | 0 | 2834.51 | 52903.79 | 13154.41 | 28516.7 | 0 | 0 | 0 | 0 | 365264700 | 1761412 | 363503400 | 3635.034 | 106506.4962 | 0 | 57.1128 | 53.8851 | 2021-06-30 03:06
PreNResSpltPkgAC-65to-PEYes | Save | EPr | 2011 | CZ14 | cDXGF | 0 | None | 1 | 50000.14 | 303254.7 |  | 80054.27 | 0 | 98033.33 | 0 | 65874.53 | 0 | 3598.812 | 55693.88 | 14019.78 | 28397.01 | 0 | 0 | 0 | 0 | 377480500 | 1761412 | 375719200 | 3757.192 | 110085.7256 | 0 | 57.1128 | 53.8851 | 2021-06-30 03:06
PreNResSpltPkgAC-65to-PEYes | Save | EPr | 2011 | CZ15 | cDXGF | 0 | None | 1 | 50000.14 | 415024.1 |  | 80054.27 | 0 | 98033.33 | 0 | 157790 | 0 | 1058.574 | 78087.92 | 4135.252 | 60523.6 | 0 | 0 | 0 | 0 | 54730110 | 1761412 | 52968830 | 529.6883 | 15519.8672 | 0 | 57.1128 | 53.8851 | 2021-06-30 03:07
PreNResSpltPkgAC-65to-PEYes | Save | EPr | 2011 | CZ16 | cDXGF | 0 | None | 1 | 50000.14 | 243844.3 |  | 80054.27 | 0 | 98033.33 | 0 | 16067.99 | 0 | 5153.542 | 44535.15 | 25456.52 | 10456.02 | 0 | 0 | 0 | 0 | 1224343000 | 1761412 | 1222582000 | 12225.82 | 358216.526 | 0 | 57.1128 | 53.8851 | 2021-06-30 03:08
PreNResSpltPkgAC-65to-PEYes | Save | EPr | 2015 | CZ01 | cDXGF | 0 | None | 1 | 50000.14 | 197214.8 |  | 78210.52 | 0 | 98033.33 | 0 | 2542.408 | 0 | 3518.195 | 14910.23 | 10050.42 | 1546.786 | 0 | 0 | 0 | 0 | 832217700 | 1761412 | 830455600 | 8304.556 | 243323.4908 | 0 | 56.0998 | 53.8851 | 2021-06-30 03:09
PreNResSpltPkgAC-65to-PEYes | Save | EPr | 2015 | CZ02 | cDXGF | 0 | None | 1 | 50000.14 | 223375.6 |  | 78210.52 | 0 | 98033.33 | 0 | 27633.69 | 0 | 2532.399 | 16965.54 | 5325.414 | 8593.707 | 0 | 0 | 0 | 0 | 331435800 | 1761412 | 329674500 | 3296.745 | 96594.6285 | 0 | 56.0998 | 53.8851 | 2021-06-30 03:10
PreNResSpltPkgAC-65to-PEYes | Save | EPr | 2015 | CZ03 | cDXGF | 0 | None | 1 | 50000.14 | 211532.3 |  | 78210.52 | 0 | 98033.33 | 0 | 16307.22 | 0 | 1576.401 | 17404.71 | 6158.644 | 6859.803 | 0 | 0 | 0 | 0 | 349504100 | 1761412 | 347742500 | 3477.425 | 101888.5525 | 0 | 56.0998 | 53.8851 | 2021-06-30 03:11
PreNResSpltPkgAC-65to-PEYes | Save | EPr | 2015 | CZ04 | cDXGF | 0 | None | 1 | 50000.14 | 232521.5 |  | 78210.52 | 0 | 98033.33 | 0 | 36591.93 | 0 | 1491.83 | 18193.82 | 3896.749 | 10881.04 | 0 | 0 | 0 | 0 | 198612000 | 1761412 | 196850200 | 1968.502 | 57677.1086 | 0 | 56.0998 | 53.8851 | 2021-06-30 03:12
PreNResSpltPkgAC-65to-PEYes | Save | EPr | 2015 | CZ05 | cDXGF | 0 | None | 1 | 50000.14 | 219048 |  | 78210.52 | 0 | 98033.33 | 0 | 22271.07 | 0 | 1775.357 | 18757.73 | 6182.571 | 8284.703 | 0 | 0 | 0 | 0 | 303973600 | 1761412 | 302212100 | 3022.121 | 88548.1453 | 0 | 56.0998 | 53.8851 | 2021-06-30 03:12
PreNResSpltPkgAC-65to-PEYes | Save | EPr | 2015 | CZ06 | cDXGF | 0 | None | 1 | 50000.14 | 243098.6 |  | 78210.52 | 0 | 98033.33 | 0 | 45187.65 | 0 | 660.215 | 21006.88 | 3756.331 | 13087.49 | 0 | 0 | 0 | 0 | 131507600 | 1761412 | 129746200 | 1297.462 | 38015.6366 | 0 | 56.0998 | 53.8851 | 2021-06-30 03:13
PreNResSpltPkgAC-65to-PEYes | Save | EPr | 2015 | CZ07 | cDXGF | 0 | None | 1 | 50000.14 | 233697.2 |  | 78210.52 | 0 | 98033.33 | 0 | 36350.82 | 0 | 321.9544 | 20780.54 | 3857.101 | 12238.55 | 0 | 0 | 0 | 0 | 116064900 | 1761412 | 114303500 | 1143.035 | 33490.9255 | 0 | 56.0998 | 53.8851 | 2021-06-30 03:14
PreNResSpltPkgAC-65to-PEYes | Save | EPr | 2015 | CZ08 | cDXGF | 0 | None | 1 | 50000.14 | 258236.8 |  | 78210.52 | 0 | 98033.33 | 0 | 60057.06 | 0 | 717.285 | 21218.52 | 2662.428 | 15047.25 | 0 | 0 | 0 | 0 | 91958630 | 1761412 | 90197280 | 901.9728 | 26427.803 | 0 | 56.0998 | 53.8851 | 2021-06-30 03:15
PreNResSpltPkgAC-65to-PEYes | Save | EPr | 2015 | CZ09 | cDXGF | 0 | None | 1 | 50000.14 | 254612.1 |  | 78210.52 | 0 | 98033.33 | 0 | 53969.07 | 0 | 1258.458 | 23140.57 | 3201.413 | 14677.46 | 0 | 0 | 0 | 0 | 112387700 | 1761412 | 110626400 | 1106.264 | 32413.5352 | 0 | 56.0998 | 53.8851 | 2021-06-30 03:16
PreNResSpltPkgAC-65to-PEYes | Save | EPr | 2015 | CZ10 | cDXGF | 0 | None | 1 | 50000.14 | 264172.5 |  | 78210.52 | 0 | 98033.33 | 0 | 62926.71 | 0 | 1675.337 | 23326.63 | 3540.258 | 15684 | 0 | 0 | 0 | 0 | 130454700 | 1761412 | 128693000 | 1286.93 | 37707.049 | 0 | 56.0998 | 53.8851 | 2021-06-30 03:17
PreNResSpltPkgAC-65to-PEYes | Save | EPr | 2015 | CZ11 | cDXGF | 0 | None | 1 | 50000.14 | 258642.8 |  | 78210.52 | 0 | 98033.33 | 0 | 56025.45 | 0 | 3016.847 | 23356.56 | 6549.515 | 12924.62 | 0 | 0 | 0 | 0 | 338270600 | 1761412 | 336509200 | 3365.092 | 98597.1956 | 0 | 56.0998 | 53.8851 | 2021-06-30 03:18
PreNResSpltPkgAC-65to-PEYes | Save | EPr | 2015 | CZ12 | cDXGF | 0 | None | 1 | 50000.14 | 241636.2 |  | 78210.52 | 0 | 98033.33 | 0 | 42700.18 | 0 | 2385.121 | 20306.9 | 5075.178 | 11858.72 | 0 | 0 | 0 | 0 | 288129200 | 1761412 | 286367700 | 2863.677 | 83905.7361 | 0 | 56.0998 | 53.8851 | 2021-06-30 03:18
PreNResSpltPkgAC-65to-PEYes | Save | EPr | 2015 | CZ13 | cDXGF | 0 | None | 1 | 50000.14 | 268275.5 |  | 78210.52 | 0 | 98033.33 | 0 | 64779.9 | 0 | 2689.407 | 24562.22 | 5274.783 | 15313.05 | 0 | 0 | 0 | 0 | 259378300 | 1761412 | 257616900 | 2576.169 | 75481.7517 | 0 | 56.0998 | 53.8851 | 2021-06-30 03:19
PreNResSpltPkgAC-65to-PEYes | Save | EPr | 2015 | CZ14 | cDXGF | 0 | None | 1 | 50000.14 | 261432.2 |  | 78210.52 | 0 | 98033.33 | 0 | 56841.65 | 0 | 3426.584 | 24919.94 | 5946.557 | 14274.03 | 0 | 0 | 0 | 0 | 280847300 | 1761412 | 279085700 | 2790.857 | 81772.1101 | 0 | 56.0998 | 53.8851 | 2021-06-30 03:20
PreNResSpltPkgAC-65to-PEYes | Save | EPr | 2015 | CZ15 | cDXGF | 0 | None | 1 | 50000.14 | 345217.7 |  | 78210.52 | 0 | 98033.33 | 0 | 135322.5 | 0 | 1020.344 | 32630.81 | 1639.627 | 26589.83 | 0 | 0 | 0 | 0 | 42547100 | 1761412 | 40785820 | 407.8582 | 11950.2453 | 0 | 56.0998 | 53.8851 | 2021-06-30 03:21
PreNResSpltPkgAC-65to-PEYes | Save | EPr | 2015 | CZ16 | cDXGF | 0 | None | 1 | 50000.14 | 214233.4 |  | 78210.52 | 0 | 98033.33 | 0 | 15080.88 | 0 | 4755.569 | 18152.92 | 9393.901 | 5794.473 | 0 | 0 | 0 | 0 | 941053400 | 1761412 | 939291800 | 9392.918 | 275212.4974 | 0 | 56.0998 | 53.8851 | 2021-06-30 03:22
PreNResSpltPkgAC-65to-PEYes | Save | EPr | 2017 | CZ01 | cDXGF | 0 | None | 1 | 50000.14 | 196282.5 |  | 77314.46 | 0 | 98033.33 | 0 | 2597.081 | 0 | 3501.704 | 14835.96 | 9762.73 | 1584.345 | 0 | 0 | 0 | 0 | 796287000 | 1761412 | 794524700 | 7945.247 | 232795.7371 | 0 | 55.615 | 53.8851 | 2021-06-30 03:23
PreNResSpltPkgAC-65to-PEYes | Save | EPr | 2017 | CZ02 | cDXGF | 0 | None | 1 | 50000.14 | 222149.2 |  | 77314.46 | 0 | 98033.33 | 0 | 27580.46 | 0 | 2493.834 | 16727.17 | 5110.899 | 8571.274 | 0 | 0 | 0 | 0 | 317795100 | 1761412 | 316033600 | 3160.336 | 92597.8448 | 0 | 55.615 | 53.8851 | 2021-06-30 03:24
PreNResSpltPkgAC-65to-PEYes | Save | EPr | 2017 | CZ03 | cDXGF | 0 | None | 1 | 50000.14 | 210537.1 |  | 77314.46 | 0 | 98033.33 | 0 | 16298.93 | 0 | 1569.696 | 17320.85 | 6027.979 | 6847.223 | 0 | 0 | 0 | 0 | 340732500 | 1761412 | 338971000 | 3389.71 | 99318.503 | 0 | 55.615 | 53.8851 | 2021-06-30 03:24
PreNResSpltPkgAC-65to-PEYes | Save | EPr | 2017 | CZ04 | cDXGF | 0 | None | 1 | 50000.14 | 231292.8 |  | 77314.46 | 0 | 98033.33 | 0 | 36497.74 | 0 | 1472.637 | 17974.87 | 3712.219 | 10860.81 | 0 | 0 | 0 | 0 | 188343700 | 1761412 | 186582000 | 1865.82 | 54668.526 | 0 | 55.615 | 53.8851 | 2021-06-30 03:25
PreNResSpltPkgAC-65to-PEYes | Save | EPr | 2017 | CZ05 | cDXGF | 0 | None | 1 | 50000.14 | 218088 |  | 77314.46 | 0 | 98033.33 | 0 | 22333.69 | 0 | 1762.122 | 18644.61 | 5954.644 | 8313.401 | 0 | 0 | 0 | 0 | 289570800 | 1761412 | 287809300 | 2878.093 | 84328.1249 | 0 | 55.615 | 53.8851 | 2021-06-30 03:26
PreNResSpltPkgAC-65to-PEYes | Save | EPr | 2017 | CZ06 | cDXGF | 0 | None | 1 | 50000.14 | 241804.9 |  | 77314.46 | 0 | 98033.33 | 0 | 44992.52 | 0 | 652.7308 | 20812.13 | 3489.993 | 13104.84 | 0 | 0 | 0 | 0 | 116265600 | 1761412 | 114504100 | 1145.041 | 33549.7013 | 0 | 55.615 | 53.8851 | 2021-06-30 03:27
PreNResSpltPkgAC-65to-PEYes | Save | EPr | 2017 | CZ07 | cDXGF | 0 | None | 1 | 50000.14 | 232682.8 |  | 77314.46 | 0 | 98033.33 | 0 | 36271.96 | 0 | 319.2972 | 20744.03 | 3739.448 | 12272.15 | 0 | 0 | 0 | 0 | 107263800 | 1761412 | 105502400 | 1055.024 | 30912.2032 | 0 | 55.615 | 53.8851 | 2021-06-30 03:28
PreNResSpltPkgAC-65to-PEYes | Save | EPr | 2017 | CZ08 | cDXGF | 0 | None | 1 | 50000.14 | 256065 |  | 77314.46 | 0 | 98033.33 | 0 | 59388.68 | 0 | 699.5543 | 20629.28 | 2340.198 | 14849.71 | 0 | 0 | 0 | 0 | 80888080 | 1761412 | 79126710 | 791.2671 | 23184.126 | 0 | 55.615 | 53.8851 | 2021-06-30 03:29
PreNResSpltPkgAC-65to-PEYes | Save | EPr | 2017 | CZ09 | cDXGF | 0 | None | 1 | 50000.14 | 253098.8 |  | 77314.46 | 0 | 98033.33 | 0 | 53618.8 | 0 | 1242.231 | 22890.13 | 3053.679 | 14593.69 | 0 | 0 | 0 | 0 | 105499600 | 1761412 | 103738300 | 1037.383 | 30395.3219 | 0 | 55.615 | 53.8851 | 2021-06-30 03:30
PreNResSpltPkgAC-65to-PEYes | Save | EPr | 2017 | CZ10 | cDXGF | 0 | None | 1 | 50000.14 | 262295.7 |  | 77314.46 | 0 | 98033.33 | 0 | 62370.13 | 0 | 1650.319 | 22927.66 | 3310.066 | 15510.12 | 0 | 0 | 0 | 0 | 121662400 | 1761412 | 119900800 | 1199.008 | 35130.9344 | 0 | 55.615 | 53.8851 | 2021-06-30 03:30
PreNResSpltPkgAC-65to-PEYes | Save | EPr | 2017 | CZ11 | cDXGF | 0 | None | 1 | 50000.14 | 256253.3 |  | 77314.46 | 0 | 98033.33 | 0 | 55132.54 | 0 | 2948.439 | 22824.78 | 6139.793 | 12776.29 | 0 | 0 | 0 | 0 | 305469700 | 1761412 | 303708300 | 3037.083 | 88986.5319 | 0 | 55.615 | 53.8851 | 2021-06-30 03:31
PreNResSpltPkgAC-65to-PEYes | Save | EPr | 2017 | CZ12 | cDXGF | 0 | None | 1 | 50000.14 | 240105.8 |  | 77314.46 | 0 | 98033.33 | 0 | 42396.41 | 0 | 2350.205 | 20011.67 | 4850.147 | 11787.67 | 0 | 0 | 0 | 0 | 273451500 | 1761412 | 271690000 | 2716.9 | 79605.17 | 0 | 55.615 | 53.8851 | 2021-06-30 03:32
PreNResSpltPkgAC-65to-PEYes | Save | EPr | 2017 | CZ13 | cDXGF | 0 | None | 1 | 50000.14 | 265971.1 |  | 77314.46 | 0 | 98033.33 | 0 | 63809.54 | 0 | 2654.597 | 24159.34 | 5035.645 | 15138.74 | 0 | 0 | 0 | 0 | 244024800 | 1761412 | 242263400 | 2422.634 | 70983.1762 | 0 | 55.615 | 53.8851 | 2021-06-30 03:33
PreNResSpltPkgAC-65to-PEYes | Save | EPr | 2017 | CZ14 | cDXGF | 0 | None | 1 | 50000.14 | 259422 |  | 77314.46 | 0 | 98033.33 | 0 | 56164.02 | 0 | 3382.681 | 24527.72 | 5638.323 | 14152.06 | 0 | 0 | 0 | 0 | 263186100 | 1761412 | 261424500 | 2614.245 | 76597.3785 | 0 | 55.615 | 53.8851 | 2021-06-30 03:34
PreNResSpltPkgAC-65to-PEYes | Save | EPr | 2017 | CZ15 | cDXGF | 0 | None | 1 | 50000.14 | 341514.8 |  | 77314.46 | 0 | 98033.33 | 0 | 132943.1 | 0 | 1007.817 | 32216.28 | 1526.457 | 26302.27 | 0 | 0 | 0 | 0 | 38901330 | 1761412 | 37140060 | 371.4006 | 10882.0376 | 0 | 55.615 | 53.8851 | 2021-06-30 03:35
PreNResSpltPkgAC-65to-PEYes | Save | EPr | 2017 | CZ16 | cDXGF | 0 | None | 1 | 50000.14 | 213146.4 |  | 77314.46 | 0 | 98033.33 | 0 | 15009.17 | 0 | 4731.712 | 18057.79 | 9223.978 | 5773.777 | 0 | 0 | 0 | 0 | 915808300 | 1761412 | 914046600 | 9140.466 | 267815.6538 | 0 | 55.615 | 53.8851 | 2021-06-30 03:36
PreNResSpltPkgAC-65to-PEYes | Save | EPr | 2020 | CZ01 | cDXGF | 0 | None | 1 | 50000.14 | 166472.5 |  | 48511.89 | 0 | 98033.33 | 0 | 2129.892 | 0 | 3379.006 | 14418.54 | 10154.77 | 1312.573 | 0 | 0 | 0 | 0 | 888609300 | 1761412 | 886847400 | 8868.474 | 259846.2882 | 0 | 34.7432 | 53.8851 | 2021-06-30 03:37
PreNResSpltPkgAC-65to-PEYes | Save | EPr | 2020 | CZ02 | cDXGF | 0 | None | 1 | 50000.14 | 189901.2 |  | 48511.89 | 0 | 98033.33 | 0 | 25022.5 | 0 | 2394.514 | 15939.04 | 5395.523 | 7765.681 | 0 | 0 | 0 | 0 | 368505200 | 1761412 | 366743900 | 3667.439 | 107455.9627 | 0 | 34.7432 | 53.8851 | 2021-06-30 03:37
PreNResSpltPkgAC-65to-PEYes | Save | EPr | 2020 | CZ03 | cDXGF | 0 | None | 1 | 50000.14 | 178916.5 |  | 48511.89 | 0 | 98033.33 | 0 | 14353.62 | 0 | 1499.283 | 16518.48 | 6412.607 | 6064.897 | 0 | 0 | 0 | 0 | 405228900 | 1761412 | 403467400 | 4034.674 | 118215.9482 | 0 | 34.7432 | 53.8851 | 2021-06-30 03:38
PreNResSpltPkgAC-65to-PEYes | Save | EPr | 2020 | CZ04 | cDXGF | 0 | None | 1 | 50000.14 | 198390.5 |  | 48511.89 | 0 | 98033.33 | 0 | 33305.05 | 0 | 1420.749 | 17119.61 | 4032.443 | 9916.356 | 0 | 0 | 0 | 0 | 223627700 | 1761412 | 221866100 | 2218.661 | 65006.7673 | 0 | 34.7432 | 53.8851 | 2021-06-30 03:39
PreNResSpltPkgAC-65to-PEYes | Save | EPr | 2020 | CZ05 | cDXGF | 0 | None | 1 | 50000.14 | 187480.6 |  | 48511.89 | 0 | 98033.33 | 0 | 20008.71 | 0 | 1691.042 | 19235.65 | 7337.965 | 7667.323 | 0 | 0 | 0 | 0 | 333401100 | 1761412 | 331639600 | 3316.396 | 97170.4028 | 0 | 34.7432 | 53.8851 | 2021-06-30 03:40
PreNResSpltPkgAC-65to-PEYes | Save | EPr | 2020 | CZ06 | cDXGF | 0 | None | 1 | 50000.14 | 208108.7 |  | 48511.89 | 0 | 98033.33 | 0 | 40914.68 | 0 | 626.8784 | 20022.12 | 3870.375 | 12047.06 | 0 | 0 | 0 | 0 | 139925500 | 1761412 | 138164000 | 1381.64 | 40482.052 | 0 | 34.7432 | 53.8851 | 2021-06-30 03:41
PreNResSpltPkgAC-65to-PEYes | Save | EPr | 2020 | CZ07 | cDXGF | 0 | None | 1 | 50000.14 | 199340.2 |  | 48511.89 | 0 | 98033.33 | 0 | 32661.96 | 0 | 306.1391 | 19826.96 | 4148.683 | 11140.25 | 0 | 0 | 0 | 0 | 133483600 | 1761412 | 131722100 | 1317.221 | 38594.5753 | 0 | 34.7432 | 53.8851 | 2021-06-30 03:41
PreNResSpltPkgAC-65to-PEYes | Save | EPr | 2020 | CZ08 | cDXGF | 0 | None | 1 | 50000.14 | 222021.6 |  | 48511.89 | 0 | 98033.33 | 0 | 55023.78 | 0 | 678.2169 | 19774.51 | 2575 | 13818.69 | 0 | 0 | 0 | 0 | 96995970 | 1761412 | 95234640 | 952.3464 | 27903.7495 | 0 | 34.7432 | 53.8851 | 2021-06-30 03:42
PreNResSpltPkgAC-65to-PEYes | Save | EPr | 2020 | CZ09 | cDXGF | 0 | None | 1 | 50000.14 | 221508.3 |  | 48511.89 | 0 | 98033.33 | 0 | 49972.68 | 0 | 1213.193 | 23777.37 | 3962.097 | 14541.27 | 0 | 0 | 0 | 0 | 121645900 | 1761412 | 119884500 | 1198.845 | 35126.1585 | 0 | 34.7432 | 53.8851 | 2021-06-30 03:43
PreNResSpltPkgAC-65to-PEYes | Save | EPr | 2020 | CZ10 | cDXGF | 0 | None | 1 | 50000.14 | 228384.7 |  | 48511.89 | 0 | 98033.33 | 0 | 58146.53 | 0 | 1606.591 | 22086.44 | 3631.329 | 14571.29 | 0 | 0 | 0 | 0 | 141104900 | 1761412 | 139343200 | 1393.432 | 40827.5576 | 0 | 34.7432 | 53.8851 | 2021-06-30 03:44
PreNResSpltPkgAC-65to-PEYes | Save | EPr | 2020 | CZ11 | cDXGF | 0 | None | 1 | 50000.14 | 223200 |  | 48511.89 | 0 | 98033.33 | 0 | 51718.43 | 0 | 2871.128 | 22065.34 | 6441.066 | 11991.16 | 0 | 0 | 0 | 0 | 344686800 | 1761412 | 342925600 | 3429.256 | 100477.2008 | 0 | 34.7432 | 53.8851 | 2021-06-30 03:45
PreNResSpltPkgAC-65to-PEYes | Save | EPr | 2020 | CZ12 | cDXGF | 0 | None | 1 | 50000.14 | 207197.7 |  | 48511.89 | 0 | 98033.33 | 0 | 39179.01 | 0 | 2275.831 | 19197.78 | 5141.372 | 10887.42 | 0 | 0 | 0 | 0 | 312344100 | 1761412 | 310582700 | 3105.827 | 91000.7311 | 0 | 34.7432 | 53.8851 | 2021-06-30 03:45
PreNResSpltPkgAC-65to-PEYes | Save | EPr | 2020 | CZ13 | cDXGF | 0 | None | 1 | 50000.14 | 232344.5 |  | 48511.89 | 0 | 98033.33 | 0 | 59915.97 | 0 | 2587.317 | 23296.2 | 5332.75 | 14202.25 | 0 | 0 | 0 | 0 | 275205900 | 1761412 | 273444400 | 2734.444 | 80119.2092 | 0 | 34.7432 | 53.8851 | 2021-06-30 03:46
PreNResSpltPkgAC-65to-PEYes | Save | EPr | 2020 | CZ14 | cDXGF | 0 | None | 1 | 50000.14 | 226206.9 |  | 48511.89 | 0 | 98033.33 | 0 | 52629.87 | 0 | 3300.791 | 23731.19 | 5956.514 | 13308.11 | 0 | 0 | 0 | 0 | 294990100 | 1761412 | 293228500 | 2932.285 | 85915.9505 | 0 | 34.7432 | 53.8851 | 2021-06-30 03:47
PreNResSpltPkgAC-65to-PEYes | Save | EPr | 2020 | CZ15 | cDXGF | 0 | None | 1 | 50000.14 | 306270.4 |  | 48511.89 | 0 | 98033.33 | 0 | 127276.1 | 0 | 991.6392 | 31457.53 | 1750.52 | 25386.56 | 0 | 0 | 0 | 0 | 46110440 | 1761412 | 44349170 | 443.4917 | 12994.3068 | 0 | 34.7432 | 53.8851 | 2021-06-30 03:48
PreNResSpltPkgAC-65to-PEYes | Save | EPr | 2020 | CZ16 | cDXGF | 0 | None | 1 | 50000.14 | 182025.8 |  | 48511.89 | 0 | 98033.33 | 0 | 13665.83 | 0 | 4533.187 | 17281.67 | 9334.721 | 5222.688 | 0 | 0 | 0 | 0 | 1002866000 | 1761412 | 1001104000 | 10011.04 | 293323.472 | 0 | 34.7432 | 53.8851 | 2021-06-30 03:49
PreNResSpltPkgAC-65to-PEYes | Save | ERC | 1975 | CZ01 | cDXGF | 0 | None | 1 | 1920.017 | 9257.646 |  | 2636.864 | 0 | 4277.993 | 0 | 124.3817 | 0 | 691.3469 | 1527.068 | 1137.665 | 103.5992 | 0 | 0 | 0 | 0 | 75824540 | 0 | 75824540 | 758.2454 | 22216.5902 | 0 | 2.304 | 2.208 | 2021-06-30 03:49
PreNResSpltPkgAC-65to-PEYes | Save | ERC | 1975 | CZ02 | cDXGF | 0 | None | 1 | 1920.017 | 10772.44 |  | 2636.864 | 0 | 4277.993 | 0 | 1782.152 | 0 | 530.0989 | 1545.34 | 699.1835 | 596.5988 | 0 | 0 | 0 | 0 | 49579700 | 0 | 49579700 | 495.797 | 14526.8521 | 0 | 2.304 | 2.208 | 2021-06-30 03:50
PreNResSpltPkgAC-65to-PEYes | Save | ERC | 1975 | CZ03 | cDXGF | 0 | None | 1 | 1920.017 | 9744.839 |  | 2636.864 | 0 | 4277.993 | 0 | 909.9171 | 0 | 315.502 | 1604.567 | 714.4151 | 510.1446 | 0 | 0 | 0 | 0 | 37659440 | 0 | 37659440 | 376.5944 | 11034.2159 | 0 | 2.304 | 2.208 | 2021-06-30 03:50
PreNResSpltPkgAC-65to-PEYes | Save | ERC | 1975 | CZ04 | cDXGF | 0 | None | 1 | 1920.017 | 11133.74 |  | 2636.864 | 0 | 4277.993 | 0 | 2300.842 | 0 | 319.6074 | 1598.441 | 514.8577 | 770.7498 | 0 | 0 | 0 | 0 | 31752180 | 0 | 31752180 | 317.5218 | 9303.3887 | 0 | 2.304 | 2.208 | 2021-06-30 03:50
PreNResSpltPkgAC-65to-PEYes | Save | ERC | 1975 | CZ05 | cDXGF | 0 | None | 1 | 1920.017 | 10246.12 |  | 2636.864 | 0 | 4277.993 | 0 | 1448.033 | 0 | 346.0938 | 1537.145 | 544.1885 | 669.5705 | 0 | 0 | 0 | 0 | 34847010 | 0 | 34847010 | 348.4701 | 10210.1739 | 0 | 2.304 | 2.208 | 2021-06-30 03:51
PreNResSpltPkgAC-65to-PEYes | Save | ERC | 1975 | CZ06 | cDXGF | 0 | None | 1 | 1920.017 | 11421.98 |  | 2636.864 | 0 | 4277.993 | 0 | 2719.635 | 0 | 128.3806 | 1659.11 | 291.2743 | 1052.411 | 0 | 0 | 0 | 0 | 14705650 | 0 | 14705650 | 147.0565 | 4308.7554 | 0 | 2.304 | 2.208 | 2021-06-30 03:51
PreNResSpltPkgAC-65to-PEYes | Save | ERC | 1975 | CZ07 | cDXGF | 0 | None | 1 | 1920.017 | 10632 |  | 2636.864 | 0 | 4277.993 | 0 | 2063.191 | 0 | 61.5318 | 1592.42 | 301.1978 | 921.1328 | 0 | 0 | 0 | 0 | 12466190 | 0 | 12466190 | 124.6619 | 3652.5937 | 0 | 2.304 | 2.208 | 2021-06-30 03:52
PreNResSpltPkgAC-65to-PEYes | Save | ERC | 1975 | CZ08 | cDXGF | 0 | None | 1 | 1920.017 | 12517.09 |  | 2636.864 | 0 | 4277.993 | 0 | 3789.892 | 0 | 135.4868 | 1676.862 | 260.3646 | 1150.434 | 0 | 0 | 0 | 0 | 14069300 | 0 | 14069300 | 140.693 | 4122.3049 | 0 | 2.304 | 2.208 | 2021-06-30 03:52
PreNResSpltPkgAC-65to-PEYes | Save | ERC | 1975 | CZ09 | cDXGF | 0 | None | 1 | 1920.017 | 13005.64 |  | 2636.864 | 0 | 4277.993 | 0 | 3636.676 | 0 | 256.8737 | 2197.244 | 410.4252 | 1294.387 | 0 | 0 | 0 | 0 | 18254960 | 0 | 18254960 | 182.5496 | 5348.7033 | 0 | 2.304 | 2.208 | 2021-06-30 03:53
PreNResSpltPkgAC-65to-PEYes | Save | ERC | 1975 | CZ10 | cDXGF | 0 | None | 1 | 1920.017 | 13640.63 |  | 2636.864 | 0 | 4277.993 | 0 | 4342.099 | 0 | 341.3122 | 2042.359 | 404.6152 | 1290.591 | 0 | 0 | 0 | 0 | 21769180 | 0 | 21769180 | 217.6918 | 6378.3697 | 0 | 2.304 | 2.208 | 2021-06-30 03:53
PreNResSpltPkgAC-65to-PEYes | Save | ERC | 1975 | CZ11 | cDXGF | 0 | None | 1 | 1920.017 | 13781.5 |  | 2636.864 | 0 | 4277.993 | 0 | 4070.068 | 0 | 628.2345 | 2168.348 | 798.7866 | 1042.182 | 0 | 0 | 0 | 0 | 45309350 | 0 | 45309350 | 453.0935 | 13275.6395 | 0 | 2.304 | 2.208 | 2021-06-30 03:53
PreNResSpltPkgAC-65to-PEYes | Save | ERC | 1975 | CZ12 | cDXGF | 0 | None | 1 | 1920.017 | 12158.88 |  | 2636.864 | 0 | 4277.993 | 0 | 2923.819 | 0 | 500.9453 | 1819.263 | 651.7797 | 866.2596 | 0 | 0 | 0 | 0 | 41639320 | 0 | 41639320 | 416.3932 | 12200.3208 | 0 | 2.304 | 2.208 | 2021-06-30 03:54
PreNResSpltPkgAC-65to-PEYes | Save | ERC | 1975 | CZ13 | cDXGF | 0 | None | 1 | 1920.017 | 14322.49 |  | 2636.864 | 0 | 4277.993 | 0 | 4662.131 | 0 | 554.2251 | 2191.278 | 639.3889 | 1191.31 | 0 | 0 | 0 | 0 | 35995270 | 0 | 35995270 | 359.9527 | 10546.6141 | 0 | 2.304 | 2.208 | 2021-06-30 03:54
PreNResSpltPkgAC-65to-PEYes | Save | ERC | 1975 | CZ14 | cDXGF | 0 | None | 1 | 1920.017 | 14071.88 |  | 2636.864 | 0 | 4277.993 | 0 | 4176.836 | 0 | 700.2831 | 2279.917 | 638.0097 | 1229.419 | 0 | 0 | 0 | 0 | 39182650 | 0 | 39182650 | 391.8265 | 11480.5165 | 0 | 2.304 | 2.208 | 2021-06-30 03:55
PreNResSpltPkgAC-65to-PEYes | Save | ERC | 1975 | CZ15 | cDXGF | 0 | None | 1 | 1920.017 | 20329.7 |  | 2636.864 | 0 | 4277.993 | 0 | 10083.42 | 0 | 202.4986 | 3128.923 | 215.4287 | 2491.446 | 0 | 0 | 0 | 0 | 8552539 | 0 | 8552539 | 85.5254 | 2505.8939 | 0 | 2.304 | 2.208 | 2021-06-30 03:55
PreNResSpltPkgAC-65to-PEYes | Save | ERC | 1975 | CZ16 | cDXGF | 0 | None | 1 | 1920.017 | 10694.41 |  | 2636.864 | 0 | 4277.993 | 0 | 986.4539 | 0 | 958.9604 | 1834.152 | 1118.635 | 443.79 | 0 | 0 | 0 | 0 | 90073510 | 0 | 90073510 | 900.7351 | 26391.5384 | 0 | 2.304 | 2.208 | 2021-06-30 03:55
PreNResSpltPkgAC-65to-PEYes | Save | ERC | 1985 | CZ01 | cDXGF | 0 | None | 1 | 1920.017 | 8975.436 |  | 2636.864 | 0 | 4091.991 | 0 | 124.1352 | 0 | 667.9131 | 1454.532 | 1068.874 | 101.2895 | 0 | 0 | 0 | 0 | 68744500 | 0 | 68744500 | 687.445 | 20142.1385 | 0 | 2.304 | 2.112 | 2021-06-30 03:56
PreNResSpltPkgAC-65to-PEYes | Save | ERC | 1985 | CZ02 | cDXGF | 0 | None | 1 | 1920.017 | 10420.82 |  | 2636.864 | 0 | 4091.991 | 0 | 1696.099 | 0 | 514.3734 | 1481.498 | 658.4497 | 578.7673 | 0 | 0 | 0 | 0 | 44440050 | 0 | 44440050 | 444.4005 | 13020.9347 | 0 | 2.304 | 2.112 | 2021-06-30 03:56
PreNResSpltPkgAC-65to-PEYes | Save | ERC | 1985 | CZ03 | cDXGF | 0 | None | 1 | 1920.017 | 9458.748 |  | 2636.864 | 0 | 4091.991 | 0 | 890.9142 | 0 | 304.7765 | 1534.204 | 660.6104 | 501.1869 | 0 | 0 | 0 | 0 | 33604550 | 0 | 33604550 | 336.0455 | 9846.1331 | 0 | 2.304 | 2.112 | 2021-06-30 03:57
PreNResSpltPkgAC-65to-PEYes | Save | ERC | 1985 | CZ04 | cDXGF | 0 | None | 1 | 1920.017 | 10779.27 |  | 2636.864 | 0 | 4091.991 | 0 | 2208.053 | 0 | 309.0648 | 1533.299 | 484.2561 | 744.6275 | 0 | 0 | 0 | 0 | 28199720 | 0 | 28199720 | 281.9972 | 8262.518 | 0 | 2.304 | 2.112 | 2021-06-30 03:57
PreNResSpltPkgAC-65to-PEYes | Save | ERC | 1985 | CZ05 | cDXGF | 0 | None | 1 | 1920.017 | 9941.901 |  | 2636.864 | 0 | 4091.991 | 0 | 1410.566 | 0 | 334.4052 | 1468.08 | 505.8244 | 654.4835 | 0 | 0 | 0 | 0 | 30753770 | 0 | 30753770 | 307.5377 | 9010.8546 | 0 | 2.304 | 2.112 | 2021-06-30 03:58
PreNResSpltPkgAC-65to-PEYes | Save | ERC | 1985 | CZ06 | cDXGF | 0 | None | 1 | 1920.017 | 11095.42 |  | 2636.864 | 0 | 4091.991 | 0 | 2646.03 | 0 | 124.1844 | 1596.357 | 266.9929 | 1024.622 | 0 | 0 | 0 | 0 | 12664190 | 0 | 12664190 | 126.6419 | 3710.6077 | 0 | 2.304 | 2.112 | 2021-06-30 03:58
PreNResSpltPkgAC-65to-PEYes | Save | ERC | 1985 | CZ07 | cDXGF | 0 | None | 1 | 1920.017 | 10332.01 |  | 2636.864 | 0 | 4091.991 | 0 | 2011.354 | 0 | 59.6619 | 1532.147 | 278.7578 | 900.4755 | 0 | 0 | 0 | 0 | 10625210 | 0 | 10625210 | 106.2521 | 3113.1865 | 0 | 2.304 | 2.112 | 2021-06-30 03:58
PreNResSpltPkgAC-65to-PEYes | Save | ERC | 1985 | CZ08 | cDXGF | 0 | None | 1 | 1920.017 | 12112.87 |  | 2636.864 | 0 | 4091.991 | 0 | 3637.737 | 0 | 131.5954 | 1614.692 | 241.6409 | 1114.383 | 0 | 0 | 0 | 0 | 12019210 | 0 | 12019210 | 120.1921 | 3521.6285 | 0 | 2.304 | 2.112 | 2021-06-30 03:59
PreNResSpltPkgAC-65to-PEYes | Save | ERC | 1985 | CZ09 | cDXGF | 0 | None | 1 | 1920.017 | 12562.73 |  | 2636.864 | 0 | 4091.991 | 0 | 3474.561 | 0 | 248.2585 | 2111.058 | 382.8217 | 1254.553 | 0 | 0 | 0 | 0 | 15768550 | 0 | 15768550 | 157.6855 | 4620.1852 | 0 | 2.304 | 2.112 | 2021-06-30 03:59
PreNResSpltPkgAC-65to-PEYes | Save | ERC | 1985 | CZ10 | cDXGF | 0 | None | 1 | 1920.017 | 13163.54 |  | 2636.864 | 0 | 4091.991 | 0 | 4153.097 | 0 | 329.0039 | 1952.603 | 370.843 | 1241.308 | 0 | 0 | 0 | 0 | 18860110 | 0 | 18860110 | 188.6011 | 5526.0122 | 0 | 2.304 | 2.112 | 2021-06-30 04:00
PreNResSpltPkgAC-65to-PEYes | Save | ERC | 1985 | CZ11 | cDXGF | 0 | None | 1 | 1920.017 | 13263.26 |  | 2636.864 | 0 | 4091.991 | 0 | 3865.397 | 0 | 604.1882 | 2064.826 | 744.6301 | 1002.343 | 0 | 0 | 0 | 0 | 40582760 | 0 | 40582760 | 405.8276 | 11890.7487 | 0 | 2.304 | 2.112 | 2021-06-30 04:00
PreNResSpltPkgAC-65to-PEYes | Save | ERC | 1985 | CZ12 | cDXGF | 0 | None | 1 | 1920.017 | 11732.54 |  | 2636.864 | 0 | 4091.991 | 0 | 2778.102 | 0 | 484.3151 | 1741.276 | 613.4261 | 835.89 | 0 | 0 | 0 | 0 | 37156670 | 0 | 37156670 | 371.5667 | 10886.9043 | 0 | 2.304 | 2.112 | 2021-06-30 04:01
PreNResSpltPkgAC-65to-PEYes | Save | ERC | 1985 | CZ13 | cDXGF | 0 | None | 1 | 1920.017 | 13805.11 |  | 2636.864 | 0 | 4091.991 | 0 | 4436.814 | 0 | 536.6912 | 2102.767 | 606.1246 | 1148.957 | 0 | 0 | 0 | 0 | 32278760 | 0 | 32278760 | 322.7876 | 9457.6767 | 0 | 2.304 | 2.112 | 2021-06-30 04:01
PreNResSpltPkgAC-65to-PEYes | Save | ERC | 1985 | CZ14 | cDXGF | 0 | None | 1 | 1920.017 | 13589.28 |  | 2636.864 | 0 | 4091.991 | 0 | 3992.713 | 0 | 679.1198 | 2188.603 | 592.1419 | 1190.015 | 0 | 0 | 0 | 0 | 34866530 | 0 | 34866530 | 348.6653 | 10215.8933 | 0 | 2.304 | 2.112 | 2021-06-30 04:01
PreNResSpltPkgAC-65to-PEYes | Save | ERC | 1985 | CZ15 | cDXGF | 0 | None | 1 | 1920.017 | 19566.37 |  | 2636.864 | 0 | 4091.991 | 0 | 9612.906 | 0 | 196.3727 | 3028.252 | 199.7895 | 2409.945 | 0 | 0 | 0 | 0 | 7162436 | 0 | 7162436 | 71.6244 | 2098.5937 | 0 | 2.304 | 2.112 | 2021-06-30 04:02
PreNResSpltPkgAC-65to-PEYes | Save | ERC | 1985 | CZ16 | cDXGF | 0 | None | 1 | 1920.017 | 10345.41 |  | 2636.864 | 0 | 4091.991 | 0 | 940.332 | 0 | 927.9118 | 1748.298 | 1058.653 | 431.9171 | 0 | 0 | 0 | 0 | 82494060 | 0 | 82494060 | 824.9406 | 24170.7596 | 0 | 2.304 | 2.112 | 2021-06-30 04:02
PreNResSpltPkgAC-65to-PEYes | Save | ERC | 1996 | CZ01 | cDXGF | 0 | None | 1 | 1920.017 | 8622.606 |  | 2636.864 | 0 | 3905.985 | 0 | 111.6531 | 0 | 620.4766 | 1347.627 | 1011.985 | 93.4367 | 0 | 0 | 0 | 0 | 65402280 | 0 | 65402280 | 654.0228 | 19162.868 | 0 | 2.304 | 2.016 | 2021-06-30 04:03
PreNResSpltPkgAC-65to-PEYes | Save | ERC | 1996 | CZ02 | cDXGF | 0 | None | 1 | 1920.017 | 10042.15 |  | 2636.864 | 0 | 3905.985 | 0 | 1577.886 | 0 | 497.7948 | 1423.615 | 637.3662 | 550.6657 | 0 | 0 | 0 | 0 | 42913640 | 0 | 42913640 | 429.1364 | 12573.6965 | 0 | 2.304 | 2.016 | 2021-06-30 04:03
PreNResSpltPkgAC-65to-PEYes | Save | ERC | 1996 | CZ03 | cDXGF | 0 | None | 1 | 1920.017 | 9137.708 |  | 2636.864 | 0 | 3905.985 | 0 | 834.4965 | 0 | 292.7725 | 1467.587 | 641.3583 | 473.1504 | 0 | 0 | 0 | 0 | 32565300 | 0 | 32565300 | 325.653 | 9541.6329 | 0 | 2.304 | 2.016 | 2021-06-30 04:04
PreNResSpltPkgAC-65to-PEYes | Save | ERC | 1996 | CZ04 | cDXGF | 0 | None | 1 | 1920.017 | 10374.81 |  | 2636.864 | 0 | 3905.985 | 0 | 2060.988 | 0 | 298.7151 | 1472.256 | 469.1931 | 710.6589 | 0 | 0 | 0 | 0 | 27165590 | 0 | 27165590 | 271.6559 | 7959.5179 | 0 | 2.304 | 2.016 | 2021-06-30 04:04
PreNResSpltPkgAC-65to-PEYes | Save | ERC | 1996 | CZ05 | cDXGF | 0 | None | 1 | 1920.017 | 9599.237 |  | 2636.864 | 0 | 3905.985 | 0 | 1332.335 | 0 | 320.8938 | 1403.158 | 487.0966 | 620.3522 | 0 | 0 | 0 | 0 | 29710660 | 0 | 29710660 | 297.1066 | 8705.2234 | 0 | 2.304 | 2.016 | 2021-06-30 04:04
PreNResSpltPkgAC-65to-PEYes | Save | ERC | 1996 | CZ06 | cDXGF | 0 | None | 1 | 1920.017 | 10686.25 |  | 2636.864 | 0 | 3905.985 | 0 | 2488.992 | 0 | 119.8719 | 1534.529 | 270.4866 | 975.0765 | 0 | 0 | 0 | 0 | 12451740 | 0 | 12451740 | 124.5174 | 3648.3598 | 0 | 2.304 | 2.016 | 2021-06-30 04:05
PreNResSpltPkgAC-65to-PEYes | Save | ERC | 1996 | CZ07 | cDXGF | 0 | None | 1 | 1920.017 | 9966.162 |  | 2636.864 | 0 | 3905.985 | 0 | 1893.751 | 0 | 57.5817 | 1471.983 | 270.3128 | 861.189 | 0 | 0 | 0 | 0 | 10503470 | 0 | 10503470 | 105.0347 | 3077.5167 | 0 | 2.304 | 2.016 | 2021-06-30 04:05
PreNResSpltPkgAC-65to-PEYes | Save | ERC | 1996 | CZ08 | cDXGF | 0 | None | 1 | 1920.017 | 11689.35 |  | 2636.864 | 0 | 3905.985 | 0 | 3443.191 | 0 | 129.0271 | 1574.279 | 241.5164 | 1079.013 | 0 | 0 | 0 | 0 | 11821880 | 0 | 11821880 | 118.2188 | 3463.8108 | 0 | 2.304 | 2.016 | 2021-06-30 04:06
PreNResSpltPkgAC-65to-PEYes | Save | ERC | 1996 | CZ09 | cDXGF | 0 | None | 1 | 1920.017 | 12193.75 |  | 2636.864 | 0 | 3905.985 | 0 | 3322.96 | 0 | 245.5579 | 2082.373 | 396.1192 | 1212.982 | 0 | 0 | 0 | 0 | 16534010 | 0 | 16534010 | 165.3401 | 4844.4649 | 0 | 2.304 | 2.016 | 2021-06-30 04:06
PreNResSpltPkgAC-65to-PEYes | Save | ERC | 1996 | CZ10 | cDXGF | 0 | None | 1 | 1920.017 | 12775.37 |  | 2636.864 | 0 | 3905.985 | 0 | 3985.116 | 0 | 324.8428 | 1922.555 | 385.9608 | 1210.642 | 0 | 0 | 0 | 0 | 19653630 | 0 | 19653630 | 196.5363 | 5758.5136 | 0 | 2.304 | 2.016 | 2021-06-30 04:07
PreNResSpltPkgAC-65to-PEYes | Save | ERC | 1996 | CZ11 | cDXGF | 0 | None | 1 | 1920.017 | 12505.51 |  | 2636.864 | 0 | 3905.985 | 0 | 3455.628 | 0 | 573.674 | 1933.355 | 712.8814 | 931.7008 | 0 | 0 | 0 | 0 | 37806240 | 0 | 37806240 | 378.0624 | 11077.2283 | 0 | 2.304 | 2.016 | 2021-06-30 04:07
PreNResSpltPkgAC-65to-PEYes | Save | ERC | 1996 | CZ12 | cDXGF | 0 | None | 1 | 1920.017 | 11083.98 |  | 2636.864 | 0 | 3905.985 | 0 | 2459.761 | 0 | 459.6367 | 1621.732 | 583.0139 | 772.6012 | 0 | 0 | 0 | 0 | 34747920 | 0 | 34747920 | 347.4792 | 10181.1406 | 0 | 2.304 | 2.016 | 2021-06-30 04:07
PreNResSpltPkgAC-65to-PEYes | Save | ERC | 1996 | CZ13 | cDXGF | 0 | None | 1 | 1920.017 | 13016.19 |  | 2636.864 | 0 | 3905.985 | 0 | 3989.559 | 0 | 510.9432 | 1972.842 | 578.2061 | 1070.025 | 0 | 0 | 0 | 0 | 30363230 | 0 | 30363230 | 303.6323 | 8896.4264 | 0 | 2.304 | 2.016 | 2021-06-30 04:08
PreNResSpltPkgAC-65to-PEYes | Save | ERC | 1996 | CZ14 | cDXGF | 0 | None | 1 | 1920.017 | 12816.1 |  | 2636.864 | 0 | 3905.985 | 0 | 3565.236 | 0 | 647.2779 | 2060.728 | 581.9626 | 1099.381 | 0 | 0 | 0 | 0 | 32740880 | 0 | 32740880 | 327.4088 | 9593.0778 | 0 | 2.304 | 2.016 | 2021-06-30 04:08
PreNResSpltPkgAC-65to-PEYes | Save | ERC | 1996 | CZ15 | cDXGF | 0 | None | 1 | 1920.017 | 18426.21 |  | 2636.864 | 0 | 3905.985 | 0 | 8823.279 | 0 | 188.3523 | 2871.715 | 190.5047 | 2275.483 | 0 | 0 | 0 | 0 | 6480271 | 0 | 6480271 | 64.8027 | 1898.7194 | 0 | 2.304 | 2.016 | 2021-06-30 04:09
PreNResSpltPkgAC-65to-PEYes | Save | ERC | 1996 | CZ16 | cDXGF | 0 | None | 1 | 1920.017 | 9838.697 |  | 2636.864 | 0 | 3905.985 | 0 | 814.3578 | 0 | 868.384 | 1613.092 | 1006.71 | 392.5566 | 0 | 0 | 0 | 0 | 78318110 | 0 | 78318110 | 783.1811 | 22947.2062 | 0 | 2.304 | 2.016 | 2021-06-30 04:09
PreNResSpltPkgAC-65to-PEYes | Save | ERC | 2003 | CZ01 | cDXGF | 0 | None | 1 | 1920.017 | 8378.963 |  | 2636.864 | 0 | 3720.005 | 0 | 106.7183 | 0 | 603.8176 | 1311.578 | 998.9056 | 90.3341 | 0 | 0 | 0 | 0 | 64883520 | 0 | 64883520 | 648.8352 | 19010.8714 | 0 | 2.304 | 1.92 | 2021-06-30 04:10
PreNResSpltPkgAC-65to-PEYes | Save | ERC | 2003 | CZ02 | cDXGF | 0 | None | 1 | 1920.017 | 9627.123 |  | 2636.864 | 0 | 3720.005 | 0 | 1436.935 | 0 | 477.9675 | 1355.366 | 619.0513 | 520.3405 | 0 | 0 | 0 | 0 | 41406940 | 0 | 41406940 | 414.0694 | 12132.2334 | 0 | 2.304 | 1.92 | 2021-06-30 04:10
PreNResSpltPkgAC-65to-PEYes | Save | ERC | 2003 | CZ03 | cDXGF | 0 | None | 1 | 1920.017 | 8928.767 |  | 2636.864 | 0 | 3720.005 | 0 | 825.6776 | 0 | 290.4789 | 1455.757 | 643.9523 | 468.793 | 0 | 0 | 0 | 0 | 32900670 | 0 | 32900670 | 329.0067 | 9639.8963 | 0 | 2.304 | 1.92 | 2021-06-30 04:10
PreNResSpltPkgAC-65to-PEYes | Save | ERC | 2003 | CZ04 | cDXGF | 0 | None | 1 | 1920.017 | 10165.83 |  | 2636.864 | 0 | 3720.005 | 0 | 2044.29 | 0 | 297.5701 | 1467.107 | 474.449 | 707.2982 | 0 | 0 | 0 | 0 | 27579580 | 0 | 27579580 | 275.7958 | 8080.8169 | 0 | 2.304 | 1.92 | 2021-06-30 04:11
PreNResSpltPkgAC-65to-PEYes | Save | ERC | 2003 | CZ05 | cDXGF | 0 | None | 1 | 1920.017 | 9385.786 |  | 2636.864 | 0 | 3720.005 | 0 | 1317.468 | 0 | 318.0645 | 1393.405 | 491.2242 | 612.3368 | 0 | 0 | 0 | 0 | 30119120 | 0 | 30119120 | 301.1912 | 8824.9022 | 0 | 2.304 | 1.92 | 2021-06-30 04:11
PreNResSpltPkgAC-65to-PEYes | Save | ERC | 2003 | CZ06 | cDXGF | 0 | None | 1 | 1920.017 | 10470.31 |  | 2636.864 | 0 | 3720.005 | 0 | 2471.469 | 0 | 118.9269 | 1523.063 | 273.1817 | 966.0582 | 0 | 0 | 0 | 0 | 12595760 | 0 | 12595760 | 125.9576 | 3690.5577 | 0 | 2.304 | 1.92 | 2021-06-30 04:12
PreNResSpltPkgAC-65to-PEYes | Save | ERC | 2003 | CZ07 | cDXGF | 0 | None | 1 | 1920.017 | 9751.029 |  | 2636.864 | 0 | 3720.005 | 0 | 1877.215 | 0 | 57.0509 | 1459.909 | 270.772 | 854.5951 | 0 | 0 | 0 | 0 | 10714130 | 0 | 10714130 | 107.1413 | 3139.2401 | 0 | 2.304 | 1.92 | 2021-06-30 04:12
PreNResSpltPkgAC-65to-PEYes | Save | ERC | 2003 | CZ08 | cDXGF | 0 | None | 1 | 1920.017 | 11468.68 |  | 2636.864 | 0 | 3720.005 | 0 | 3418.878 | 0 | 128.3063 | 1564.642 | 243.2446 | 1070.77 | 0 | 0 | 0 | 0 | 12037900 | 0 | 12037900 | 120.379 | 3527.1047 | 0 | 2.304 | 1.92 | 2021-06-30 04:13
PreNResSpltPkgAC-65to-PEYes | Save | ERC | 2003 | CZ09 | cDXGF | 0 | None | 1 | 1920.017 | 11919.67 |  | 2636.864 | 0 | 3720.005 | 0 | 3267.375 | 0 | 242.6304 | 2052.813 | 390.0135 | 1198.021 | 0 | 0 | 0 | 0 | 15944020 | 0 | 15944020 | 159.4402 | 4671.5979 | 0 | 2.304 | 1.92 | 2021-06-30 04:13
PreNResSpltPkgAC-65to-PEYes | Save | ERC | 2003 | CZ10 | cDXGF | 0 | None | 1 | 1920.017 | 12087.67 |  | 2636.864 | 0 | 3720.005 | 0 | 3622.95 | 0 | 307.3228 | 1800.548 | 356.6638 | 1129.119 | 0 | 0 | 0 | 0 | 17426760 | 0 | 17426760 | 174.2676 | 5106.0407 | 0 | 2.304 | 1.92 | 2021-06-30 04:13
PreNResSpltPkgAC-65to-PEYes | Save | ERC | 2003 | CZ11 | cDXGF | 0 | None | 1 | 1920.017 | 12162.65 |  | 2636.864 | 0 | 3720.005 | 0 | 3347.649 | 0 | 563.6013 | 1894.542 | 707.0917 | 911.6736 | 0 | 0 | 0 | 0 | 37372490 | 0 | 37372490 | 373.7249 | 10950.1396 | 0 | 2.304 | 1.92 | 2021-06-30 04:14
PreNResSpltPkgAC-65to-PEYes | Save | ERC | 2003 | CZ12 | cDXGF | 0 | None | 1 | 1920.017 | 10768.35 |  | 2636.864 | 0 | 3720.005 | 0 | 2372.695 | 0 | 451.4153 | 1587.387 | 578.601 | 750.9349 | 0 | 0 | 0 | 0 | 34390680 | 0 | 34390680 | 343.9068 | 10076.4692 | 0 | 2.304 | 1.92 | 2021-06-30 04:14
PreNResSpltPkgAC-65to-PEYes | Save | ERC | 2003 | CZ13 | cDXGF | 0 | None | 1 | 1920.017 | 12667.65 |  | 2636.864 | 0 | 3720.005 | 0 | 3870.186 | 0 | 502.8182 | 1937.796 | 578.8438 | 1047.236 | 0 | 0 | 0 | 0 | 30113450 | 0 | 30113450 | 301.1345 | 8823.2409 | 0 | 2.304 | 1.92 | 2021-06-30 04:15
PreNResSpltPkgAC-65to-PEYes | Save | ERC | 2003 | CZ14 | cDXGF | 0 | None | 1 | 1920.017 | 12505.49 |  | 2636.864 | 0 | 3720.005 | 0 | 3479.566 | 0 | 638.2852 | 2030.787 | 585.2559 | 1075.472 | 0 | 0 | 0 | 0 | 32535780 | 0 | 32535780 | 325.3578 | 9532.9835 | 0 | 2.304 | 1.92 | 2021-06-30 04:15
PreNResSpltPkgAC-65to-PEYes | Save | ERC | 2003 | CZ15 | cDXGF | 0 | None | 1 | 1920.017 | 18045.78 |  | 2636.864 | 0 | 3720.005 | 0 | 8666.068 | 0 | 186.2987 | 2836.564 | 190.4912 | 2245.633 | 0 | 0 | 0 | 0 | 6418115 | 0 | 6418115 | 64.1812 | 1880.5077 | 0 | 2.304 | 1.92 | 2021-06-30 04:16
PreNResSpltPkgAC-65to-PEYes | Save | ERC | 2003 | CZ16 | cDXGF | 0 | None | 1 | 1920.017 | 9556.956 |  | 2636.864 | 0 | 3720.005 | 0 | 780.9282 | 0 | 847.6426 | 1571.538 | 988.4236 | 381.4339 | 0 | 0 | 0 | 0 | 77604300 | 0 | 77604300 | 776.043 | 22738.0599 | 0 | 2.304 | 1.92 | 2021-06-30 04:16
PreNResSpltPkgAC-65to-PEYes | Save | ERC | 2007 | CZ01 | cDXGF | 0 | None | 1 | 1920.017 | 8377.791 |  | 2636.864 | 0 | 3720.005 | 0 | 107.4022 | 0 | 603.5425 | 1309.991 | 990.7845 | 90.2929 | 0 | 0 | 0 | 0 | 64195770 | 0 | 64195770 | 641.9577 | 18809.3606 | 0 | 2.304 | 1.92 | 2021-06-30 04:16
PreNResSpltPkgAC-65to-PEYes | Save | ERC | 2007 | CZ02 | cDXGF | 0 | None | 1 | 1920.017 | 9617.294 |  | 2636.864 | 0 | 3720.005 | 0 | 1435.438 | 0 | 475.9092 | 1349.093 | 612.3229 | 519.2924 | 0 | 0 | 0 | 0 | 40954060 | 0 | 40954060 | 409.5406 | 11999.5396 | 0 | 2.304 | 1.92 | 2021-06-30 04:17
PreNResSpltPkgAC-65to-PEYes | Save | ERC | 2007 | CZ03 | cDXGF | 0 | None | 1 | 1920.017 | 8927.915 |  | 2636.864 | 0 | 3720.005 | 0 | 826.3983 | 0 | 290.3008 | 1454.359 | 636.3923 | 470.501 | 0 | 0 | 0 | 0 | 32467430 | 0 | 32467430 | 324.6743 | 9512.957 | 0 | 2.304 | 1.92 | 2021-06-30 04:17
PreNResSpltPkgAC-65to-PEYes | Save | ERC | 2007 | CZ04 | cDXGF | 0 | None | 1 | 1920.017 | 10157.63 |  | 2636.864 | 0 | 3720.005 | 0 | 2041.557 | 0 | 296.7149 | 1462.499 | 466.7596 | 705.8347 | 0 | 0 | 0 | 0 | 27218860 | 0 | 27218860 | 272.1886 | 7975.126 | 0 | 2.304 | 1.92 | 2021-06-30 04:18
PreNResSpltPkgAC-65to-PEYes | Save | ERC | 2007 | CZ05 | cDXGF | 0 | None | 1 | 1920.017 | 9386.72 |  | 2636.864 | 0 | 3720.005 | 0 | 1319.218 | 0 | 318.005 | 1392.645 | 486.2067 | 613.4891 | 0 | 0 | 0 | 0 | 29786510 | 0 | 29786510 | 297.8651 | 8727.4474 | 0 | 2.304 | 1.92 | 2021-06-30 04:18
PreNResSpltPkgAC-65to-PEYes | Save | ERC | 2007 | CZ06 | cDXGF | 0 | None | 1 | 1920.017 | 10470.19 |  | 2636.864 | 0 | 3720.005 | 0 | 2471.247 | 0 | 118.9352 | 1523.15 | 273.1898 | 965.3961 | 0 | 0 | 0 | 0 | 12594550 | 0 | 12594550 | 125.9455 | 3690.2031 | 0 | 2.304 | 1.92 | 2021-06-30 04:18
PreNResSpltPkgAC-65to-PEYes | Save | ERC | 2007 | CZ07 | cDXGF | 0 | None | 1 | 1920.017 | 9750.052 |  | 2636.864 | 0 | 3720.005 | 0 | 1876.879 | 0 | 57.0527 | 1459.268 | 270.0569 | 853.8868 | 0 | 0 | 0 | 0 | 10706570 | 0 | 10706570 | 107.0657 | 3137.025 | 0 | 2.304 | 1.92 | 2021-06-30 04:19
PreNResSpltPkgAC-65to-PEYes | Save | ERC | 2007 | CZ08 | cDXGF | 0 | None | 1 | 1920.017 | 11468.25 |  | 2636.864 | 0 | 3720.005 | 0 | 3418.431 | 0 | 128.3141 | 1564.656 | 243.2572 | 1070.766 | 0 | 0 | 0 | 0 | 12039770 | 0 | 12039770 | 120.3977 | 3527.6526 | 0 | 2.304 | 1.92 | 2021-06-30 04:19
PreNResSpltPkgAC-65to-PEYes | Save | ERC | 2007 | CZ09 | cDXGF | 0 | None | 1 | 1920.017 | 11919.54 |  | 2636.864 | 0 | 3720.005 | 0 | 3267.138 | 0 | 242.6456 | 2052.899 | 390.0286 | 1198.069 | 0 | 0 | 0 | 0 | 15943090 | 0 | 15943090 | 159.4309 | 4671.3254 | 0 | 2.304 | 1.92 | 2021-06-30 04:20
PreNResSpltPkgAC-65to-PEYes | Save | ERC | 2007 | CZ10 | cDXGF | 0 | None | 1 | 1920.017 | 12067.2 |  | 2636.864 | 0 | 3720.005 | 0 | 3610.615 | 0 | 306.1907 | 1793.546 | 351.8424 | 1127.266 | 0 | 0 | 0 | 0 | 17143380 | 0 | 17143380 | 171.4338 | 5023.0103 | 0 | 2.304 | 1.92 | 2021-06-30 04:20
PreNResSpltPkgAC-65to-PEYes | Save | ERC | 2007 | CZ11 | cDXGF | 0 | None | 1 | 1920.017 | 12136.01 |  | 2636.864 | 0 | 3720.005 | 0 | 3331.571 | 0 | 561.4457 | 1886.133 | 695.4622 | 908.5516 | 0 | 0 | 0 | 0 | 36764370 | 0 | 36764370 | 367.6437 | 10771.9604 | 0 | 2.304 | 1.92 | 2021-06-30 04:21
PreNResSpltPkgAC-65to-PEYes | Save | ERC | 2007 | CZ12 | cDXGF | 0 | None | 1 | 1920.017 | 10752.61 |  | 2636.864 | 0 | 3720.005 | 0 | 2365.894 | 0 | 449.5876 | 1580.275 | 570.0502 | 751.2795 | 0 | 0 | 0 | 0 | 33909480 | 0 | 33909480 | 339.0948 | 9935.4776 | 0 | 2.304 | 1.92 | 2021-06-30 04:21
PreNResSpltPkgAC-65to-PEYes | Save | ERC | 2007 | CZ13 | cDXGF | 0 | None | 1 | 1920.017 | 12636.02 |  | 2636.864 | 0 | 3720.005 | 0 | 3848.066 | 0 | 501.0759 | 1930.016 | 572.2369 | 1042.944 | 0 | 0 | 0 | 0 | 29619780 | 0 | 29619780 | 296.1978 | 8678.5955 | 0 | 2.304 | 1.92 | 2021-06-30 04:21
PreNResSpltPkgAC-65to-PEYes | Save | ERC | 2007 | CZ14 | cDXGF | 0 | None | 1 | 1920.017 | 12477.5 |  | 2636.864 | 0 | 3720.005 | 0 | 3462.803 | 0 | 636.016 | 2021.825 | 571.9434 | 1073.977 | 0 | 0 | 0 | 0 | 31942820 | 0 | 31942820 | 319.4282 | 9359.2463 | 0 | 2.304 | 1.92 | 2021-06-30 04:22
PreNResSpltPkgAC-65to-PEYes | Save | ERC | 2007 | CZ15 | cDXGF | 0 | None | 1 | 1920.017 | 17966.77 |  | 2636.864 | 0 | 3720.005 | 0 | 8601.688 | 0 | 185.4822 | 2822.746 | 184.6586 | 2238.178 | 0 | 0 | 0 | 0 | 6258565 | 0 | 6258565 | 62.5857 | 1833.7595 | 0 | 2.304 | 1.92 | 2021-06-30 04:22
PreNResSpltPkgAC-65to-PEYes | Save | ERC | 2007 | CZ16 | cDXGF | 0 | None | 1 | 1920.017 | 9552.107 |  | 2636.864 | 0 | 3720.005 | 0 | 779.3389 | 0 | 847.0535 | 1568.869 | 984.8947 | 381.7849 | 0 | 0 | 0 | 0 | 76578990 | 0 | 76578990 | 765.7899 | 22437.6441 | 0 | 2.304 | 1.92 | 2021-06-30 04:23
PreNResSpltPkgAC-65to-PEYes | Save | ERC | 2011 | CZ01 | cDXGF | 0 | None | 1 | 1920.017 | 7926.064 |  | 2636.864 | 0 | 3720.005 | 0 | 96.263 | 0 | 162.9567 | 1309.991 | 990.7845 | 90.2929 | 0 | 0 | 0 | 0 | 64195770 | 0 | 64195770 | 641.9577 | 18809.3606 | 0 | 2.304 | 1.92 | 2021-06-30 04:23
PreNResSpltPkgAC-65to-PEYes | Save | ERC | 2011 | CZ02 | cDXGF | 0 | None | 1 | 1920.017 | 9040.663 |  | 2636.864 | 0 | 3720.005 | 0 | 1253.973 | 0 | 125.3006 | 1304.535 | 576.9874 | 509.9695 | 0 | 0 | 0 | 0 | 36818900 | 0 | 36818900 | 368.189 | 10787.9377 | 0 | 2.304 | 1.92 | 2021-06-30 04:24
PreNResSpltPkgAC-65to-PEYes | Save | ERC | 2011 | CZ03 | cDXGF | 0 | None | 1 | 1920.017 | 8629.74 |  | 2636.864 | 0 | 3720.005 | 0 | 741.6687 | 0 | 78.3294 | 1452.892 | 628.1362 | 471.519 | 0 | 0 | 0 | 0 | 32019810 | 0 | 32019810 | 320.1981 | 9381.8043 | 0 | 2.304 | 1.92 | 2021-06-30 04:24
PreNResSpltPkgAC-65to-PEYes | Save | ERC | 2011 | CZ04 | cDXGF | 0 | None | 1 | 1920.017 | 9609.213 |  | 2636.864 | 0 | 3720.005 | 0 | 1779.176 | 0 | 77.2962 | 1395.888 | 416.6752 | 690.4468 | 0 | 0 | 0 | 0 | 22800270 | 0 | 22800270 | 228.0027 | 6680.4791 | 0 | 2.304 | 1.92 | 2021-06-30 04:24
PreNResSpltPkgAC-65to-PEYes | Save | ERC | 2011 | CZ05 | cDXGF | 0 | None | 1 | 1920.017 | 9017.753 |  | 2636.864 | 0 | 3720.005 | 0 | 1182.396 | 0 | 85.8617 | 1392.645 | 486.2067 | 613.4891 | 0 | 0 | 0 | 0 | 29786510 | 0 | 29786510 | 297.8651 | 8727.4474 | 0 | 2.304 | 1.92 | 2021-06-30 04:25
PreNResSpltPkgAC-65to-PEYes | Save | ERC | 2011 | CZ06 | cDXGF | 0 | None | 1 | 1920.017 | 10127.06 |  | 2636.864 | 0 | 3720.005 | 0 | 2214.942 | 0 | 32.1125 | 1523.15 | 273.1898 | 965.3961 | 0 | 0 | 0 | 0 | 12594550 | 0 | 12594550 | 125.9455 | 3690.2031 | 0 | 2.304 | 1.92 | 2021-06-30 04:25
PreNResSpltPkgAC-65to-PEYes | Save | ERC | 2011 | CZ07 | cDXGF | 0 | None | 1 | 1920.017 | 9513.059 |  | 2636.864 | 0 | 3720.005 | 0 | 1682.805 | 0 | 15.3934 | 1458.012 | 268.9935 | 854.0054 | 0 | 0 | 0 | 0 | 10555280 | 0 | 10555280 | 105.5528 | 3092.697 | 0 | 2.304 | 1.92 | 2021-06-30 04:26
PreNResSpltPkgAC-65to-PEYes | Save | ERC | 2011 | CZ08 | cDXGF | 0 | None | 1 | 1920.017 | 11005.89 |  | 2636.864 | 0 | 3720.005 | 0 | 3056.915 | 0 | 34.493 | 1557.625 | 239.8635 | 1067.488 | 0 | 0 | 0 | 0 | 11885100 | 0 | 11885100 | 118.851 | 3482.3343 | 0 | 2.304 | 1.92 | 2021-06-30 04:26
PreNResSpltPkgAC-65to-PEYes | Save | ERC | 2011 | CZ09 | cDXGF | 0 | None | 1 | 1920.017 | 11148.86 |  | 2636.864 | 0 | 3720.005 | 0 | 2786.212 | 0 | 62.4333 | 1943.353 | 310.9117 | 1165.414 | 0 | 0 | 0 | 0 | 12061970 | 0 | 12061970 | 120.6197 | 3534.1572 | 0 | 2.304 | 1.92 | 2021-06-30 04:27
PreNResSpltPkgAC-65to-PEYes | Save | ERC | 2011 | CZ10 | cDXGF | 0 | None | 1 | 1920.017 | 11304.16 |  | 2636.864 | 0 | 3720.005 | 0 | 3136.275 | 0 | 80.3756 | 1730.649 | 318.7846 | 1099.526 | 0 | 0 | 0 | 0 | 14727790 | 0 | 14727790 | 147.2779 | 4315.2425 | 0 | 2.304 | 1.92 | 2021-06-30 04:27
PreNResSpltPkgAC-65to-PEYes | Save | ERC | 2011 | CZ11 | cDXGF | 0 | None | 1 | 1920.017 | 11181.08 |  | 2636.864 | 0 | 3720.005 | 0 | 2861.616 | 0 | 146.9581 | 1815.639 | 637.1133 | 883.7331 | 0 | 0 | 0 | 0 | 32658180 | 0 | 32658180 | 326.5818 | 9568.8467 | 0 | 2.304 | 1.92 | 2021-06-30 04:27
PreNResSpltPkgAC-65to-PEYes | Save | ERC | 2011 | CZ12 | cDXGF | 0 | None | 1 | 1920.017 | 10047.95 |  | 2636.864 | 0 | 3720.005 | 0 | 2047.813 | 0 | 118.0328 | 1525.248 | 535.5211 | 736.6306 | 0 | 0 | 0 | 0 | 30191280 | 0 | 30191280 | 301.9128 | 8846.045 | 0 | 2.304 | 1.92 | 2021-06-30 04:28
PreNResSpltPkgAC-65to-PEYes | Save | ERC | 2011 | CZ13 | cDXGF | 0 | None | 1 | 1920.017 | 11650.78 |  | 2636.864 | 0 | 3720.005 | 0 | 3303.269 | 0 | 131.7283 | 1858.939 | 528.4548 | 1017.542 | 0 | 0 | 0 | 0 | 26142900 | 0 | 26142900 | 261.429 | 7659.8697 | 0 | 2.304 | 1.92 | 2021-06-30 04:28
PreNResSpltPkgAC-65to-PEYes | Save | ERC | 2011 | CZ14 | cDXGF | 0 | None | 1 | 1920.017 | 11457.66 |  | 2636.864 | 0 | 3720.005 | 0 | 2985.184 | 0 | 166.9502 | 1948.674 | 522.5768 | 1050.524 | 0 | 0 | 0 | 0 | 28052380 | 0 | 28052380 | 280.5238 | 8219.3473 | 0 | 2.304 | 1.92 | 2021-06-30 04:29
PreNResSpltPkgAC-65to-PEYes | Save | ERC | 2011 | CZ15 | cDXGF | 0 | None | 1 | 1920.017 | 16137.54 |  | 2636.864 | 0 | 3720.005 | 0 | 7075.762 | 0 | 47.6254 | 2657.308 | 143.8458 | 2123.154 | 0 | 0 | 0 | 0 | 4121232 | 0 | 4121232 | 41.2123 | 1207.521 | 0 | 2.304 | 1.92 | 2021-06-30 04:29
PreNResSpltPkgAC-65to-PEYes | Save | ERC | 2011 | CZ16 | cDXGF | 0 | None | 1 | 1920.017 | 8776.816 |  | 2636.864 | 0 | 3720.005 | 0 | 680.1903 | 0 | 223.7766 | 1515.998 | 932.4723 | 377.1408 | 0 | 0 | 0 | 0 | 69629060 | 0 | 69629060 | 696.2906 | 20401.3146 | 0 | 2.304 | 1.92 | 2021-06-30 04:30
PreNResSpltPkgAC-65to-PEYes | Save | ERC | 2015 | CZ01 | cDXGF | 0 | None | 1 | 1920.017 | 7185.667 |  | 2636.864 | 0 | 3720.005 | 0 | 147.3688 | 0 | 156.2067 | 525.2335 | 341.6371 | 79.4102 | 0 | 0 | 0 | 0 | 58167820 | 0 | 58167820 | 581.6782 | 17043.1713 | 0 | 2.304 | 1.92 | 2021-06-30 04:30
PreNResSpltPkgAC-65to-PEYes | Save | ERC | 2015 | CZ02 | cDXGF | 0 | None | 1 | 1920.017 | 8274.315 |  | 2636.864 | 0 | 3720.005 | 0 | 1208.407 | 0 | 122.0783 | 586.9763 | 212.5101 | 300.8683 | 0 | 0 | 0 | 0 | 33398130 | 0 | 33398130 | 333.9813 | 9785.6521 | 0 | 2.304 | 1.92 | 2021-06-30 04:30
PreNResSpltPkgAC-65to-PEYes | Save | ERC | 2015 | CZ03 | cDXGF | 0 | None | 1 | 1920.017 | 7806.571 |  | 2636.864 | 0 | 3720.005 | 0 | 780.9405 | 0 | 72.6915 | 596.0876 | 216.8757 | 274.8876 | 0 | 0 | 0 | 0 | 29686200 | 0 | 29686200 | 296.862 | 8698.0566 | 0 | 2.304 | 1.92 | 2021-06-30 04:31
PreNResSpltPkgAC-65to-PEYes | Save | ERC | 2015 | CZ04 | cDXGF | 0 | None | 1 | 1920.017 | 8638.818 |  | 2636.864 | 0 | 3720.005 | 0 | 1592.929 | 0 | 72.7909 | 616.2471 | 148.8482 | 381.2864 | 0 | 0 | 0 | 0 | 20935940 | 0 | 20935940 | 209.3594 | 6134.2304 | 0 | 2.304 | 1.92 | 2021-06-30 04:31
PreNResSpltPkgAC-65to-PEYes | Save | ERC | 2015 | CZ05 | cDXGF | 0 | None | 1 | 1920.017 | 8173.852 |  | 2636.864 | 0 | 3720.005 | 0 | 1163.454 | 0 | 79.1148 | 574.4266 | 177.3624 | 320.6053 | 0 | 0 | 0 | 0 | 28343500 | 0 | 28343500 | 283.435 | 8304.6455 | 0 | 2.304 | 1.92 | 2021-06-30 04:32
PreNResSpltPkgAC-65to-PEYes | Save | ERC | 2015 | CZ06 | cDXGF | 0 | None | 1 | 1920.017 | 9078.069 |  | 2636.864 | 0 | 3720.005 | 0 | 2058.137 | 0 | 30.1109 | 632.9702 | 97.5157 | 458.8718 | 0 | 0 | 0 | 0 | 12142320 | 0 | 12142320 | 121.4232 | 3557.6998 | 0 | 2.304 | 1.92 | 2021-06-30 04:32
PreNResSpltPkgAC-65to-PEYes | Save | ERC | 2015 | CZ07 | cDXGF | 0 | None | 1 | 1920.017 | 8622.334 |  | 2636.864 | 0 | 3720.005 | 0 | 1643.735 | 0 | 14.4023 | 607.3446 | 94.3313 | 426.6864 | 0 | 0 | 0 | 0 | 10019600 | 0 | 10019600 | 100.196 | 2935.7428 | 0 | 2.304 | 1.92 | 2021-06-30 04:32
PreNResSpltPkgAC-65to-PEYes | Save | ERC | 2015 | CZ08 | cDXGF | 0 | None | 1 | 1920.017 | 9798.782 |  | 2636.864 | 0 | 3720.005 | 0 | 2730.607 | 0 | 33.3049 | 678.0146 | 88.4369 | 518.0975 | 0 | 0 | 0 | 0 | 11440660 | 0 | 11440660 | 114.4066 | 3352.1134 | 0 | 2.304 | 1.92 | 2021-06-30 04:33
PreNResSpltPkgAC-65to-PEYes | Save | ERC | 2015 | CZ09 | cDXGF | 0 | None | 1 | 1920.017 | 9598.62 |  | 2636.864 | 0 | 3720.005 | 0 | 2400.204 | 0 | 60.1428 | 781.4163 | 117.5845 | 522.283 | 0 | 0 | 0 | 0 | 11527460 | 0 | 11527460 | 115.2746 | 3377.5458 | 0 | 2.304 | 1.92 | 2021-06-30 04:33
PreNResSpltPkgAC-65to-PEYes | Save | ERC | 2015 | CZ10 | cDXGF | 0 | None | 1 | 1920.017 | 10058.36 |  | 2636.864 | 0 | 3720.005 | 0 | 2869.608 | 0 | 78.8964 | 753.0078 | 117.535 | 537.878 | 0 | 0 | 0 | 0 | 14175440 | 0 | 14175440 | 141.7544 | 4153.4039 | 0 | 2.304 | 1.92 | 2021-06-30 04:34
PreNResSpltPkgAC-65to-PEYes | Save | ERC | 2015 | CZ11 | cDXGF | 0 | None | 1 | 1920.017 | 9940.95 |  | 2636.864 | 0 | 3720.005 | 0 | 2638.628 | 0 | 144.7618 | 800.7039 | 227.773 | 467.7318 | 0 | 0 | 0 | 0 | 29830410 | 0 | 29830410 | 298.3041 | 8740.3101 | 0 | 2.304 | 1.92 | 2021-06-30 04:34
PreNResSpltPkgAC-65to-PEYes | Save | ERC | 2015 | CZ12 | cDXGF | 0 | None | 1 | 1920.017 | 9074.188 |  | 2636.864 | 0 | 3720.005 | 0 | 1903.404 | 0 | 115.619 | 698.3119 | 193.1926 | 419.0896 | 0 | 0 | 0 | 0 | 27645830 | 0 | 27645830 | 276.4583 | 8100.2282 | 0 | 2.304 | 1.92 | 2021-06-30 04:35
PreNResSpltPkgAC-65to-PEYes | Save | ERC | 2015 | CZ13 | cDXGF | 0 | None | 1 | 1920.017 | 10409.95 |  | 2636.864 | 0 | 3720.005 | 0 | 3077.298 | 0 | 129.2224 | 846.5753 | 189.5399 | 552.8802 | 0 | 0 | 0 | 0 | 23971120 | 0 | 23971120 | 239.7112 | 7023.5382 | 0 | 2.304 | 1.92 | 2021-06-30 04:35
PreNResSpltPkgAC-65to-PEYes | Save | ERC | 2015 | CZ14 | cDXGF | 0 | None | 1 | 1920.017 | 10064.33 |  | 2636.864 | 0 | 3720.005 | 0 | 2709.608 | 0 | 164.1127 | 833.7501 | 193.6514 | 520.2683 | 0 | 0 | 0 | 0 | 26442540 | 0 | 26442540 | 264.4254 | 7747.6642 | 0 | 2.304 | 1.92 | 2021-06-30 04:35
PreNResSpltPkgAC-65to-PEYes | Save | ERC | 2015 | CZ15 | cDXGF | 0 | None | 1 | 1920.017 | 14037.99 |  | 2636.864 | 0 | 3720.005 | 0 | 6470.216 | 0 | 47.2998 | 1163.628 | 59.379 | 975.7129 | 0 | 0 | 0 | 0 | 3977400 | 0 | 3977400 | 39.774 | 1165.3782 | 0 | 2.304 | 1.92 | 2021-06-30 04:36
PreNResSpltPkgAC-65to-PEYes | Save | ERC | 2015 | CZ16 | cDXGF | 0 | None | 1 | 1920.017 | 7875.112 |  | 2636.864 | 0 | 3720.005 | 0 | 662.5615 | 0 | 216.091 | 639.6082 | 347.1943 | 216.9776 | 0 | 0 | 0 | 0 | 62560850 | 0 | 62560850 | 625.6085 | 18330.3291 | 0 | 2.304 | 1.92 | 2021-06-30 04:36
PreNResSpltPkgAC-65to-PEYes | Save | ERC | 2017 | CZ01 | cDXGF | 0 | None | 1 | 1920.017 | 7187.531 |  | 2636.864 | 0 | 3720.005 | 0 | 149.6246 | 0 | 156.0542 | 524.9951 | 335.022 | 81.3268 | 0 | 0 | 0 | 0 | 56991370 | 0 | 56991370 | 569.9137 | 16698.4714 | 0 | 2.304 | 1.92 | 2021-06-30 04:37
PreNResSpltPkgAC-65to-PEYes | Save | ERC | 2017 | CZ02 | cDXGF | 0 | None | 1 | 1920.017 | 8271.988 |  | 2636.864 | 0 | 3720.005 | 0 | 1208.957 | 0 | 121.3627 | 584.8165 | 209.9094 | 300.846 | 0 | 0 | 0 | 0 | 32968110 | 0 | 32968110 | 329.6811 | 9659.6562 | 0 | 2.304 | 1.92 | 2021-06-30 04:37
PreNResSpltPkgAC-65to-PEYes | Save | ERC | 2017 | CZ03 | cDXGF | 0 | None | 1 | 1920.017 | 7808.123 |  | 2636.864 | 0 | 3720.005 | 0 | 782.6761 | 0 | 72.6365 | 595.9594 | 214.782 | 275.9706 | 0 | 0 | 0 | 0 | 29339370 | 0 | 29339370 | 293.3937 | 8596.4354 | 0 | 2.304 | 1.92 | 2021-06-30 04:38
PreNResSpltPkgAC-65to-PEYes | Save | ERC | 2017 | CZ04 | cDXGF | 0 | None | 1 | 1920.017 | 8636.25 |  | 2636.864 | 0 | 3720.005 | 0 | 1592.222 | 0 | 72.4914 | 614.687 | 145.959 | 381.5523 | 0 | 0 | 0 | 0 | 20608290 | 0 | 20608290 | 206.0829 | 6038.229 | 0 | 2.304 | 1.92 | 2021-06-30 04:38
PreNResSpltPkgAC-65to-PEYes | Save | ERC | 2017 | CZ05 | cDXGF | 0 | None | 1 | 1920.017 | 8178.636 |  | 2636.864 | 0 | 3720.005 | 0 | 1168.025 | 0 | 79.0788 | 574.68 | 174.0473 | 321.4791 | 0 | 0 | 0 | 0 | 27801940 | 0 | 27801940 | 278.0194 | 8145.9684 | 0 | 2.304 | 1.92 | 2021-06-30 04:38
PreNResSpltPkgAC-65to-PEYes | Save | ERC | 2017 | CZ06 | cDXGF | 0 | None | 1 | 1920.017 | 9077.267 |  | 2636.864 | 0 | 3720.005 | 0 | 2058.456 | 0 | 30.0277 | 631.9318 | 93.5483 | 459.3706 | 0 | 0 | 0 | 0 | 11749740 | 0 | 11749740 | 117.4974 | 3442.6738 | 0 | 2.304 | 1.92 | 2021-06-30 04:39
PreNResSpltPkgAC-65to-PEYes | Save | ERC | 2017 | CZ07 | cDXGF | 0 | None | 1 | 1920.017 | 8623.843 |  | 2636.864 | 0 | 3720.005 | 0 | 1645.797 | 0 | 14.3741 | 606.8188 | 92.3444 | 428.5721 | 0 | 0 | 0 | 0 | 9779590 | 0 | 9779590 | 97.7959 | 2865.4199 | 0 | 2.304 | 1.92 | 2021-06-30 04:39
PreNResSpltPkgAC-65to-PEYes | Save | ERC | 2017 | CZ08 | cDXGF | 0 | None | 1 | 1920.017 | 9782.59 |  | 2636.864 | 0 | 3720.005 | 0 | 2719.797 | 0 | 32.9622 | 672.9792 | 85.5073 | 516.7186 | 0 | 0 | 0 | 0 | 11175800 | 0 | 11175800 | 111.758 | 3274.5094 | 0 | 2.304 | 1.92 | 2021-06-30 04:40
PreNResSpltPkgAC-65to-PEYes | Save | ERC | 2017 | CZ09 | cDXGF | 0 | None | 1 | 1920.017 | 9588.925 |  | 2636.864 | 0 | 3720.005 | 0 | 2394.132 | 0 | 59.8554 | 778.0812 | 115.2194 | 521.9889 | 0 | 0 | 0 | 0 | 11287820 | 0 | 11287820 | 112.8782 | 3307.3313 | 0 | 2.304 | 1.92 | 2021-06-30 04:40
PreNResSpltPkgAC-65to-PEYes | Save | ERC | 2017 | CZ10 | cDXGF | 0 | None | 1 | 1920.017 | 10044.95 |  | 2636.864 | 0 | 3720.005 | 0 | 2859.655 | 0 | 78.5267 | 749.9108 | 116.0972 | 536.9877 | 0 | 0 | 0 | 0 | 13934800 | 0 | 13934800 | 139.348 | 4082.8964 | 0 | 2.304 | 1.92 | 2021-06-30 04:41
PreNResSpltPkgAC-65to-PEYes | Save | ERC | 2017 | CZ11 | cDXGF | 0 | None | 1 | 1920.017 | 9842.473 |  | 2636.864 | 0 | 3720.005 | 0 | 2561.889 | 0 | 141.766 | 781.9665 | 216.2629 | 460.9387 | 0 | 0 | 0 | 0 | 27532660 | 0 | 27532660 | 275.3266 | 8067.0694 | 0 | 2.304 | 1.92 | 2021-06-30 04:41
PreNResSpltPkgAC-65to-PEYes | Save | ERC | 2017 | CZ12 | cDXGF | 0 | None | 1 | 1920.017 | 9065.159 |  | 2636.864 | 0 | 3720.005 | 0 | 1897.747 | 0 | 115.0011 | 695.5573 | 189.6884 | 418.6682 | 0 | 0 | 0 | 0 | 27185400 | 0 | 27185400 | 271.854 | 7965.3222 | 0 | 2.304 | 1.92 | 2021-06-30 04:41
PreNResSpltPkgAC-65to-PEYes | Save | ERC | 2017 | CZ13 | cDXGF | 0 | None | 1 | 1920.017 | 10381.01 |  | 2636.864 | 0 | 3720.005 | 0 | 3053.221 | 0 | 128.6526 | 842.2861 | 187.117 | 550.8661 | 0 | 0 | 0 | 0 | 23519540 | 0 | 23519540 | 235.1954 | 6891.2252 | 0 | 2.304 | 1.92 | 2021-06-30 04:42
PreNResSpltPkgAC-65to-PEYes | Save | ERC | 2017 | CZ14 | cDXGF | 0 | None | 1 | 1920.017 | 10043.48 |  | 2636.864 | 0 | 3720.005 | 0 | 2693.355 | 0 | 163.3459 | 829.9263 | 188.7348 | 518.9318 | 0 | 0 | 0 | 0 | 25904860 | 0 | 25904860 | 259.0486 | 7590.124 | 0 | 2.304 | 1.92 | 2021-06-30 04:42
PreNResSpltPkgAC-65to-PEYes | Save | ERC | 2017 | CZ15 | cDXGF | 0 | None | 1 | 1920.017 | 13956.78 |  | 2636.864 | 0 | 3720.005 | 0 | 6397.393 | 0 | 47.0484 | 1155.491 | 57.6509 | 970.4724 | 0 | 0 | 0 | 0 | 3836940 | 0 | 3836940 | 38.3694 | 1124.2234 | 0 | 2.304 | 1.92 | 2021-06-30 04:43
PreNResSpltPkgAC-65to-PEYes | Save | ERC | 2017 | CZ16 | cDXGF | 0 | None | 1 | 1920.017 | 7873.852 |  | 2636.864 | 0 | 3720.005 | 0 | 662.0543 | 0 | 215.8765 | 639.0652 | 344.1121 | 217.1326 | 0 | 0 | 0 | 0 | 61534470 | 0 | 61534470 | 615.3447 | 18029.5997 | 0 | 2.304 | 1.92 | 2021-06-30 04:43
PreNResSpltPkgAC-65to-PEYes | Save | ERC | 2020 | CZ01 | cDXGF | 0 | None | 1 | 1920.017 | 6041.002 |  | 1538.168 | 0 | 3720.005 | 0 | 128.2695 | 0 | 149.1873 | 505.3832 | 340.9091 | 70.1235 | 0 | 0 | 0 | 0 | 59225440 | 0 | 59225440 | 592.2544 | 17353.0539 | 0 | 1.344 | 1.92 | 2021-06-30 04:44
PreNResSpltPkgAC-65to-PEYes | Save | ERC | 2020 | CZ02 | cDXGF | 0 | None | 1 | 1920.017 | 7057.257 |  | 1538.168 | 0 | 3720.005 | 0 | 1118.363 | 0 | 117.7222 | 563.0101 | 214.2817 | 278.8955 | 0 | 0 | 0 | 0 | 34468960 | 0 | 34468960 | 344.6896 | 10099.4053 | 0 | 1.344 | 1.92 | 2021-06-30 04:44
PreNResSpltPkgAC-65to-PEYes | Save | ERC | 2020 | CZ03 | cDXGF | 0 | None | 1 | 1920.017 | 6610.903 |  | 1538.168 | 0 | 3720.005 | 0 | 711.7265 | 0 | 69.843 | 571.1715 | 220.9111 | 251.9885 | 0 | 0 | 0 | 0 | 30734060 | 0 | 30734060 | 307.3406 | 9005.0796 | 0 | 1.344 | 1.92 | 2021-06-30 04:44
PreNResSpltPkgAC-65to-PEYes | Save | ERC | 2020 | CZ04 | cDXGF | 0 | None | 1 | 1920.017 | 7396.135 |  | 1538.168 | 0 | 3720.005 | 0 | 1475.375 | 0 | 70.5001 | 592.0972 | 154.935 | 354.6089 | 0 | 0 | 0 | 0 | 21818840 | 0 | 21818840 | 218.1884 | 6392.9201 | 0 | 1.344 | 1.92 | 2021-06-30 04:45
PreNResSpltPkgAC-65to-PEYes | Save | ERC | 2020 | CZ05 | cDXGF | 0 | None | 1 | 1920.017 | 6960.282 |  | 1538.168 | 0 | 3720.005 | 0 | 1075.608 | 0 | 75.9068 | 550.6039 | 179.4309 | 296.0727 | 0 | 0 | 0 | 0 | 29064750 | 0 | 29064750 | 290.6475 | 8515.9717 | 0 | 1.344 | 1.92 | 2021-06-30 04:45
PreNResSpltPkgAC-65to-PEYes | Save | ERC | 2020 | CZ06 | cDXGF | 0 | None | 1 | 1920.017 | 7811.057 |  | 1538.168 | 0 | 3720.005 | 0 | 1917.169 | 0 | 28.9946 | 606.7288 | 102.1094 | 430.3384 | 0 | 0 | 0 | 0 | 12553340 | 0 | 12553340 | 125.5334 | 3678.1286 | 0 | 1.344 | 1.92 | 2021-06-30 04:46
PreNResSpltPkgAC-65to-PEYes | Save | ERC | 2020 | CZ07 | cDXGF | 0 | None | 1 | 1920.017 | 7374.172 |  | 1538.168 | 0 | 3720.005 | 0 | 1519.925 | 0 | 13.8605 | 582.2227 | 100.7654 | 400.015 | 0 | 0 | 0 | 0 | 10582310 | 0 | 10582310 | 105.8231 | 3100.6168 | 0 | 1.344 | 1.92 | 2021-06-30 04:46
PreNResSpltPkgAC-65to-PEYes | Save | ERC | 2020 | CZ08 | cDXGF | 0 | None | 1 | 1920.017 | 8492.498 |  | 1538.168 | 0 | 3720.005 | 0 | 2555.292 | 0 | 32.1551 | 646.8888 | 92.1085 | 485.4912 | 0 | 0 | 0 | 0 | 11855770 | 0 | 11855770 | 118.5577 | 3473.7406 | 0 | 1.344 | 1.92 | 2021-06-30 04:47
PreNResSpltPkgAC-65to-PEYes | Save | ERC | 2020 | CZ09 | cDXGF | 0 | None | 1 | 1920.017 | 8318.704 |  | 1538.168 | 0 | 3720.005 | 0 | 2247.359 | 0 | 58.6943 | 754.4875 | 120.1121 | 495.4255 | 0 | 0 | 0 | 0 | 11994870 | 0 | 11994870 | 119.9487 | 3514.4969 | 0 | 1.344 | 1.92 | 2021-06-30 04:47
PreNResSpltPkgAC-65to-PEYes | Save | ERC | 2020 | CZ10 | cDXGF | 0 | None | 1 | 1920.017 | 8751.741 |  | 1538.168 | 0 | 3720.005 | 0 | 2693.368 | 0 | 76.8369 | 723.3721 | 119.5827 | 508.2257 | 0 | 0 | 0 | 0 | 14682960 | 0 | 14682960 | 146.8296 | 4302.1073 | 0 | 1.344 | 1.92 | 2021-06-30 04:47
PreNResSpltPkgAC-65to-PEYes | Save | ERC | 2020 | CZ11 | cDXGF | 0 | None | 1 | 1920.017 | 8582.183 |  | 1538.168 | 0 | 3720.005 | 0 | 2428.459 | 0 | 138.5458 | 757.0175 | 222.5702 | 433.683 | 0 | 0 | 0 | 0 | 28804640 | 0 | 28804640 | 288.0464 | 8439.7595 | 0 | 1.344 | 1.92 | 2021-06-30 04:48
PreNResSpltPkgAC-65to-PEYes | Save | ERC | 2020 | CZ12 | cDXGF | 0 | None | 1 | 1920.017 | 7814.931 |  | 1538.168 | 0 | 3720.005 | 0 | 1773.462 | 0 | 112.1055 | 671.2022 | 199.9261 | 391.4438 | 0 | 0 | 0 | 0 | 28584930 | 0 | 28584930 | 285.8493 | 8375.3845 | 0 | 1.344 | 1.92 | 2021-06-30 04:48
PreNResSpltPkgAC-65to-PEYes | Save | ERC | 2020 | CZ13 | cDXGF | 0 | None | 1 | 1920.017 | 9106.258 |  | 1538.168 | 0 | 3720.005 | 0 | 2905.486 | 0 | 125.9629 | 816.65 | 196.1203 | 522.5934 | 0 | 0 | 0 | 0 | 24692920 | 0 | 24692920 | 246.9292 | 7235.0256 | 0 | 1.344 | 1.92 | 2021-06-30 04:49
PreNResSpltPkgAC-65to-PEYes | Save | ERC | 2020 | CZ14 | cDXGF | 0 | None | 1 | 1920.017 | 8781.474 |  | 1538.168 | 0 | 3720.005 | 0 | 2554.624 | 0 | 160.1031 | 808.5867 | 200.194 | 491.6529 | 0 | 0 | 0 | 0 | 27089030 | 0 | 27089030 | 270.8903 | 7937.0858 | 0 | 1.344 | 1.92 | 2021-06-30 04:49
PreNResSpltPkgAC-65to-PEYes | Save | ERC | 2020 | CZ15 | cDXGF | 0 | None | 1 | 1920.017 | 12600.41 |  | 1538.168 | 0 | 3720.005 | 0 | 6166.499 | 0 | 46.3152 | 1129.443 | 62.1207 | 940.0698 | 0 | 0 | 0 | 0 | 4157812 | 0 | 4157812 | 41.5781 | 1218.2389 | 0 | 1.344 | 1.92 | 2021-06-30 04:50
PreNResSpltPkgAC-65to-PEYes | Save | ERC | 2020 | CZ16 | cDXGF | 0 | None | 1 | 1920.017 | 6688.352 |  | 1538.168 | 0 | 3720.005 | 0 | 613.756 | 0 | 205.7423 | 610.6882 | 342.9464 | 200.8165 | 0 | 0 | 0 | 0 | 63428040 | 0 | 63428040 | 634.2804 | 18584.4157 | 0 | 1.344 | 1.92 | 2021-06-30 04:50
PreNResSpltPkgAC-65to-PEYes | Save | ESe | 1975 | CZ01 | cDXGF | 0 | None | 1 | 149998.6 | 853572.9 |  | 303095 | 0 | 329205.5 | 0 | 8035.383 | 0 | 54260.94 | 158976 | 95495.32 | 7638.834 | 0 | 0 | 0 | 0 | 3086405000 | 2641667 | 3083762000 | 30837.62 | 903542.266 | 0 | 164.4465 | 171.4647 | 2021-06-30 04:51
PreNResSpltPkgAC-65to-PEYes | Save | ESe | 1975 | CZ02 | cDXGF | 0 | None | 1 | 149998.6 | 961969.8 |  | 303095 | 0 | 329205.5 | 0 | 139206.9 | 0 | 36847.27 | 153615.3 | 53977.24 | 56406.61 | 0 | 0 | 0 | 0 | 1785037000 | 2641667 | 1782397000 | 17823.97 | 522242.321 | 0 | 164.4465 | 171.4647 | 2021-06-30 04:52
PreNResSpltPkgAC-65to-PEYes | Save | ESe | 1975 | CZ03 | cDXGF | 0 | None | 1 | 149998.6 | 899547 |  | 303095 | 0 | 329205.5 | 0 | 71042.52 | 0 | 23631.1 | 172572.3 | 53417.76 | 44956.07 | 0 | 0 | 0 | 0 | 1371178000 | 2641667 | 1368537000 | 13685.37 | 400981.341 | 0 | 164.4465 | 171.4647 | 2021-06-30 04:53
PreNResSpltPkgAC-65to-PEYes | Save | ESe | 1975 | CZ04 | cDXGF | 0 | None | 1 | 149998.6 | 995218.9 |  | 303095 | 0 | 329205.5 | 0 | 182885 | 0 | 21284.57 | 158749 | 39862.48 | 70720.44 | 0 | 0 | 0 | 0 | 1121141000 | 2641667 | 1118500000 | 11185 | 327720.5 | 0 | 164.4465 | 171.4647 | 2021-06-30 04:54
PreNResSpltPkgAC-65to-PEYes | Save | ESe | 1975 | CZ05 | cDXGF | 0 | None | 1 | 149998.6 | 929544.8 |  | 303095 | 0 | 329205.5 | 0 | 102745.4 | 0 | 26499.57 | 167999.1 | 41896.98 | 58509.73 | 0 | 0 | 0 | 0 | 1100788000 | 2641667 | 1098145000 | 10981.45 | 321756.485 | 0 | 164.4465 | 171.4647 | 2021-06-30 04:55
PreNResSpltPkgAC-65to-PEYes | Save | ESe | 1975 | CZ06 | cDXGF | 0 | None | 1 | 149998.6 | 1044050 |  | 303095 | 0 | 329205.5 | 0 | 216627.8 | 0 | 9506.334 | 185615 | 23056.77 | 100083.5 | 0 | 0 | 0 | 0 | 462652900 | 2641667 | 460011800 | 4600.118 | 134783.4574 | 0 | 164.4465 | 171.4647 | 2021-06-30 04:56
PreNResSpltPkgAC-65to-PEYes | Save | ESe | 1975 | CZ07 | cDXGF | 0 | None | 1 | 149998.6 | 991385 |  | 303095 | 0 | 329205.5 | 0 | 171443 | 0 | 4644.135 | 182997.2 | 21231.83 | 88711.21 | 0 | 0 | 0 | 0 | 381639900 | 2641667 | 378998400 | 3789.984 | 111046.5312 | 0 | 164.4465 | 171.4647 | 2021-06-30 04:57
PreNResSpltPkgAC-65to-PEYes | Save | ESe | 1975 | CZ08 | cDXGF | 0 | None | 1 | 149998.6 | 1118542 |  | 303095 | 0 | 329205.5 | 0 | 301219.1 | 0 | 9346.175 | 175676.1 | 18621.11 | 109005.4 | 0 | 0 | 0 | 0 | 360692500 | 2641667 | 358051300 | 3580.513 | 104909.0309 | 0 | 164.4465 | 171.4647 | 2021-06-30 04:58
PreNResSpltPkgAC-65to-PEYes | Save | ESe | 1975 | CZ09 | cDXGF | 0 | None | 1 | 149998.6 | 1144401 |  | 303095 | 0 | 329205.5 | 0 | 282015.2 | 0 | 16469.29 | 213616.2 | 29123.3 | 115636.9 | 0 | 0 | 0 | 0 | 531627400 | 2641667 | 528986000 | 5289.86 | 154992.898 | 0 | 164.4465 | 171.4647 | 2021-06-30 04:59
PreNResSpltPkgAC-65to-PEYes | Save | ESe | 1975 | CZ10 | cDXGF | 0 | None | 1 | 149998.6 | 1181611 |  | 303095 | 0 | 329205.5 | 0 | 327945.4 | 0 | 22221.13 | 199143.9 | 30351.12 | 114958.2 | 0 | 0 | 0 | 0 | 687911000 | 2641667 | 685269800 | 6852.698 | 200784.0514 | 0 | 164.4465 | 171.4647 | 2021-06-30 05:00
PreNResSpltPkgAC-65to-PEYes | Save | ESe | 1975 | CZ11 | cDXGF | 0 | None | 1 | 149998.6 | 1179195 |  | 303095 | 0 | 329205.5 | 0 | 305635 | 0 | 40110.93 | 201149.6 | 60054.47 | 93026.57 | 0 | 0 | 0 | 0 | 1833320000 | 2641667 | 1830680000 | 18306.8 | 536389.24 | 0 | 164.4465 | 171.4647 | 2021-06-30 05:01
PreNResSpltPkgAC-65to-PEYes | Save | ESe | 1975 | CZ12 | cDXGF | 0 | None | 1 | 149998.6 | 1068357 |  | 303095 | 0 | 329205.5 | 0 | 226538.8 | 0 | 33189.43 | 176328.1 | 49239.91 | 79052.02 | 0 | 0 | 0 | 0 | 1591518000 | 2641667 | 1588876000 | 15888.76 | 465540.668 | 0 | 164.4465 | 171.4647 | 2021-06-30 05:02
PreNResSpltPkgAC-65to-PEYes | Save | ESe | 1975 | CZ13 | cDXGF | 0 | None | 1 | 149998.6 | 1220836 |  | 303095 | 0 | 329205.5 | 0 | 346890.3 | 0 | 35465.82 | 206179.6 | 46669.73 | 107465.3 | 0 | 0 | 0 | 0 | 1380076000 | 2641667 | 1377434000 | 13774.34 | 403588.162 | 0 | 164.4465 | 171.4647 | 2021-06-30 05:03
PreNResSpltPkgAC-65to-PEYes | Save | ESe | 1975 | CZ14 | cDXGF | 0 | None | 1 | 149998.6 | 1193997 |  | 303095 | 0 | 329205.5 | 0 | 303777.7 | 0 | 44785.55 | 213134.1 | 51088.57 | 105179.4 | 0 | 0 | 0 | 0 | 1446931000 | 2641667 | 1444290000 | 14442.9 | 423176.97 | 0 | 164.4465 | 171.4647 | 2021-06-30 05:04
PreNResSpltPkgAC-65to-PEYes | Save | ESe | 1975 | CZ15 | cDXGF | 0 | None | 1 | 149998.6 | 1642279 |  | 303095 | 0 | 329205.5 | 0 | 704668.1 | 0 | 12700.73 | 292609.5 | 16382.19 | 218372.5 | 0 | 0 | 0 | 0 | 228233500 | 2641667 | 225591600 | 2255.916 | 66098.3388 | 0 | 164.4465 | 171.4647 | 2021-06-30 05:05
PreNResSpltPkgAC-65to-PEYes | Save | ESe | 1975 | CZ16 | cDXGF | 0 | None | 1 | 149998.6 | 984544.5 |  | 303095 | 0 | 329205.5 | 0 | 84709.36 | 0 | 72856.06 | 194678.2 | 94641.34 | 44282.84 | 0 | 0 | 0 | 0 | 4205904000 | 2641667 | 4203267000 | 42032.67 | 1231557.231 | 0 | 164.4465 | 171.4647 | 2021-06-30 05:06
PreNResSpltPkgAC-65to-PEYes | Save | ESe | 1985 | CZ01 | cDXGF | 0 | None | 1 | 149998.6 | 838166.2 |  | 303095 | 0 | 315397.9 | 0 | 7830.333 | 0 | 53902.89 | 157940.5 | 96004.92 | 7455.305 | 0 | 0 | 0 | 0 | 3115207000 | 2641667 | 3112566000 | 31125.66 | 911981.838 | 0 | 164.4465 | 164.5217 | 2021-06-30 05:07
PreNResSpltPkgAC-65to-PEYes | Save | ESe | 1985 | CZ02 | cDXGF | 0 | None | 1 | 149998.6 | 945570.7 |  | 303095 | 0 | 315397.9 | 0 | 137709.9 | 0 | 36635.74 | 152732.8 | 54177.82 | 55857.96 | 0 | 0 | 0 | 0 | 1799889000 | 2641667 | 1797248000 | 17972.48 | 526593.664 | 0 | 164.4465 | 164.5217 | 2021-06-30 05:08
PreNResSpltPkgAC-65to-PEYes | Save | ESe | 1985 | CZ03 | cDXGF | 0 | None | 1 | 149998.6 | 883337.5 |  | 303095 | 0 | 315397.9 | 0 | 70000.02 | 0 | 23468.94 | 171376 | 53720.82 | 44385.75 | 0 | 0 | 0 | 0 | 1384998000 | 2641667 | 1382357000 | 13823.57 | 405030.601 | 0 | 164.4465 | 164.5217 | 2021-06-30 05:09
PreNResSpltPkgAC-65to-PEYes | Save | ESe | 1985 | CZ04 | cDXGF | 0 | None | 1 | 149998.6 | 978600.4 |  | 303095 | 0 | 315397.9 | 0 | 181100 | 0 | 21164.3 | 157843.4 | 40072.55 | 70010.43 | 0 | 0 | 0 | 0 | 1131796000 | 2641667 | 1129154000 | 11291.54 | 330842.122 | 0 | 164.4465 | 164.5217 | 2021-06-30 05:10
PreNResSpltPkgAC-65to-PEYes | Save | ESe | 1985 | CZ05 | cDXGF | 0 | None | 1 | 149998.6 | 912872.4 |  | 303095 | 0 | 315397.9 | 0 | 101286.1 | 0 | 26308.67 | 166785.7 | 42099.66 | 57739.27 | 0 | 0 | 0 | 0 | 1111288000 | 2641667 | 1108646000 | 11086.46 | 324833.278 | 0 | 164.4465 | 164.5217 | 2021-06-30 05:11
PreNResSpltPkgAC-65to-PEYes | Save | ESe | 1985 | CZ06 | cDXGF | 0 | None | 1 | 149998.6 | 1026696 |  | 303095 | 0 | 315397.9 | 0 | 214373 | 0 | 9444.28 | 184386.5 | 23224.56 | 99093.99 | 0 | 0 | 0 | 0 | 467831400 | 2641667 | 465190100 | 4651.901 | 136300.6993 | 0 | 164.4465 | 164.5217 | 2021-06-30 05:12
PreNResSpltPkgAC-65to-PEYes | Save | ESe | 1985 | CZ07 | cDXGF | 0 | None | 1 | 149998.6 | 974481.4 |  | 303095 | 0 | 315397.9 | 0 | 169485.9 | 0 | 4616.916 | 181886.4 | 21443 | 87849.01 | 0 | 0 | 0 | 0 | 386567400 | 2641667 | 383925900 | 3839.259 | 112490.2887 | 0 | 164.4465 | 164.5217 | 2021-06-30 05:13
PreNResSpltPkgAC-65to-PEYes | Save | ESe | 1985 | CZ08 | cDXGF | 0 | None | 1 | 149998.6 | 1101305 |  | 303095 | 0 | 315397.9 | 0 | 298719.5 | 0 | 9300.721 | 174792.3 | 18735.96 | 108178.9 | 0 | 0 | 0 | 0 | 364457500 | 2641667 | 361816200 | 3618.162 | 106012.1466 | 0 | 164.4465 | 164.5217 | 2021-06-30 05:14
PreNResSpltPkgAC-65to-PEYes | Save | ESe | 1985 | CZ09 | cDXGF | 0 | None | 1 | 149998.6 | 1127401 |  | 303095 | 0 | 315397.9 | 0 | 279811.7 | 0 | 16400.71 | 212697.3 | 29396.78 | 114846 | 0 | 0 | 0 | 0 | 537265200 | 2641667 | 534623500 | 5346.235 | 156644.6855 | 0 | 164.4465 | 164.5217 | 2021-06-30 05:15
PreNResSpltPkgAC-65to-PEYes | Save | ESe | 1985 | CZ10 | cDXGF | 0 | None | 1 | 149998.6 | 1164410 |  | 303095 | 0 | 315397.9 | 0 | 325566 | 0 | 22121.46 | 198230.4 | 30547.79 | 114203.8 | 0 | 0 | 0 | 0 | 694189100 | 2641667 | 691547800 | 6915.478 | 202623.5054 | 0 | 164.4465 | 164.5217 | 2021-06-30 05:16
PreNResSpltPkgAC-65to-PEYes | Save | ESe | 1985 | CZ11 | cDXGF | 0 | None | 1 | 149998.6 | 1162438 |  | 303095 | 0 | 315397.9 | 0 | 303802.9 | 0 | 39923.52 | 200219.3 | 60204.03 | 92397.73 | 0 | 0 | 0 | 0 | 1847217000 | 2641667 | 1844575000 | 18445.75 | 540460.475 | 0 | 164.4465 | 164.5217 | 2021-06-30 05:17
PreNResSpltPkgAC-65to-PEYes | Save | ESe | 1985 | CZ12 | cDXGF | 0 | None | 1 | 149998.6 | 1051645 |  | 303095 | 0 | 315397.9 | 0 | 224729.1 | 0 | 33015.86 | 175407.7 | 49429.25 | 78464.91 | 0 | 0 | 0 | 0 | 1603727000 | 2641667 | 1601085000 | 16010.85 | 469117.905 | 0 | 164.4465 | 164.5217 | 2021-06-30 05:18
PreNResSpltPkgAC-65to-PEYes | Save | ESe | 1985 | CZ13 | cDXGF | 0 | None | 1 | 149998.6 | 1203857 |  | 303095 | 0 | 315397.9 | 0 | 344802.7 | 0 | 35305.74 | 205255.8 | 46797.43 | 106769.5 | 0 | 0 | 0 | 0 | 1390603000 | 2641667 | 1387961000 | 13879.61 | 406672.573 | 0 | 164.4465 | 164.5217 | 2021-06-30 05:19
PreNResSpltPkgAC-65to-PEYes | Save | ESe | 1985 | CZ14 | cDXGF | 0 | None | 1 | 149998.6 | 1177152 |  | 303095 | 0 | 315397.9 | 0 | 301873.7 | 0 | 44589.63 | 212197.3 | 51281.47 | 104433.3 | 0 | 0 | 0 | 0 | 1457436000 | 2641667 | 1454795000 | 14547.95 | 426254.935 | 0 | 164.4465 | 164.5217 | 2021-06-30 05:20
PreNResSpltPkgAC-65to-PEYes | Save | ESe | 1985 | CZ15 | cDXGF | 0 | None | 1 | 149998.6 | 1624245 |  | 303095 | 0 | 315397.9 | 0 | 701511.9 | 0 | 12657.4 | 291582.6 | 16618.21 | 217472.7 | 0 | 0 | 0 | 0 | 230840700 | 2641667 | 228198800 | 2281.988 | 66862.2484 | 0 | 164.4465 | 164.5217 | 2021-06-30 05:21
PreNResSpltPkgAC-65to-PEYes | Save | ESe | 1985 | CZ16 | cDXGF | 0 | None | 1 | 149998.6 | 968374.9 |  | 303095 | 0 | 315397.9 | 0 | 83987.17 | 0 | 72401.35 | 193494.7 | 94724.49 | 43872.28 | 0 | 0 | 0 | 0 | 4229473000 | 2641667 | 4226836000 | 42268.36 | 1238462.948 | 0 | 164.4465 | 164.5217 | 2021-06-30 05:22
PreNResSpltPkgAC-65to-PEYes | Save | ESe | 1996 | CZ01 | cDXGF | 0 | None | 1 | 149998.6 | 805124.8 |  | 303095 | 0 | 301589.3 | 0 | 7000.331 | 0 | 49250.18 | 144190.7 | 90362.47 | 6679.745 | 0 | 0 | 0 | 0 | 2990226000 | 2641667 | 2987585000 | 29875.85 | 875362.405 | 0 | 164.4465 | 157.5787 | 2021-06-30 05:23
PreNResSpltPkgAC-65to-PEYes | Save | ESe | 1996 | CZ02 | cDXGF | 0 | None | 1 | 149998.6 | 915528.7 |  | 303095 | 0 | 301589.3 | 0 | 127362.1 | 0 | 35671.71 | 147811 | 54864.1 | 53045.63 | 0 | 0 | 0 | 0 | 1856855000 | 2641667 | 1854215000 | 18542.15 | 543284.995 | 0 | 164.4465 | 157.5787 | 2021-06-30 05:24
PreNResSpltPkgAC-65to-PEYes | Save | ESe | 1996 | CZ03 | cDXGF | 0 | None | 1 | 149998.6 | 856127.6 |  | 303095 | 0 | 301589.3 | 0 | 63218.47 | 0 | 22751.46 | 165473.2 | 55280.78 | 41022.02 | 0 | 0 | 0 | 0 | 1446072000 | 2641667 | 1443431000 | 14434.31 | 422925.283 | 0 | 164.4465 | 157.5787 | 2021-06-30 05:25
PreNResSpltPkgAC-65to-PEYes | Save | ESe | 1996 | CZ04 | cDXGF | 0 | None | 1 | 149998.6 | 946302.3 |  | 303095 | 0 | 301589.3 | 0 | 168253 | 0 | 20641.42 | 152723.2 | 40887.93 | 66447.73 | 0 | 0 | 0 | 0 | 1175362000 | 2641667 | 1172720000 | 11727.2 | 343606.96 | 0 | 164.4465 | 157.5787 | 2021-06-30 05:26
PreNResSpltPkgAC-65to-PEYes | Save | ESe | 1996 | CZ05 | cDXGF | 0 | None | 1 | 149998.6 | 883316.6 |  | 303095 | 0 | 301589.3 | 0 | 92764.38 | 0 | 25423.6 | 160444.7 | 43438.43 | 53978 | 0 | 0 | 0 | 0 | 1168020000 | 2641667 | 1165379000 | 11653.79 | 341456.047 | 0 | 164.4465 | 157.5787 | 2021-06-30 05:27
PreNResSpltPkgAC-65to-PEYes | Save | ESe | 1996 | CZ06 | cDXGF | 0 | None | 1 | 149998.6 | 991098.7 |  | 303095 | 0 | 301589.3 | 0 | 198417.5 | 0 | 9213.871 | 178782.5 | 25089.05 | 94271.27 | 0 | 0 | 0 | 0 | 513866100 | 2641667 | 511224800 | 5112.248 | 149788.8664 | 0 | 164.4465 | 157.5787 | 2021-06-30 05:28
PreNResSpltPkgAC-65to-PEYes | Save | ESe | 1996 | CZ07 | cDXGF | 0 | None | 1 | 149998.6 | 942524.1 |  | 303095 | 0 | 301589.3 | 0 | 156962 | 0 | 4504.273 | 176373.4 | 23330.62 | 83224.09 | 0 | 0 | 0 | 0 | 426539100 | 2641667 | 423897400 | 4238.974 | 124201.9382 | 0 | 164.4465 | 157.5787 | 2021-06-30 05:29
PreNResSpltPkgAC-65to-PEYes | Save | ESe | 1996 | CZ08 | cDXGF | 0 | None | 1 | 149998.6 | 1067356 |  | 303095 | 0 | 301589.3 | 0 | 282838.3 | 0 | 9153.727 | 170680.1 | 19970.58 | 104208.2 | 0 | 0 | 0 | 0 | 398543100 | 2641667 | 395901800 | 3959.018 | 115999.2274 | 0 | 164.4465 | 157.5787 | 2021-06-30 05:30
PreNResSpltPkgAC-65to-PEYes | Save | ESe | 1996 | CZ09 | cDXGF | 0 | None | 1 | 149998.6 | 1093788 |  | 303095 | 0 | 301589.3 | 0 | 264381 | 0 | 16193.56 | 208529.5 | 31432.61 | 110988.4 | 0 | 0 | 0 | 0 | 587168700 | 2641667 | 584527400 | 5845.274 | 171266.5282 | 0 | 164.4465 | 157.5787 | 2021-06-30 05:31
PreNResSpltPkgAC-65to-PEYes | Save | ESe | 1996 | CZ10 | cDXGF | 0 | None | 1 | 149998.6 | 1129686 |  | 303095 | 0 | 301589.3 | 0 | 309227.1 | 0 | 21807.93 | 193966.7 | 32192.17 | 110660.1 | 0 | 0 | 0 | 0 | 750072500 | 2641667 | 747430900 | 7474.309 | 218997.2537 | 0 | 164.4465 | 157.5787 | 2021-06-30 05:32
PreNResSpltPkgAC-65to-PEYes | Save | ESe | 1996 | CZ11 | cDXGF | 0 | None | 1 | 149998.6 | 1100671 |  | 303095 | 0 | 301589.3 | 0 | 271604.4 | 0 | 37631.18 | 186750.9 | 57121.54 | 85571.13 | 0 | 0 | 0 | 0 | 1729901000 | 2641667 | 1727259000 | 17272.59 | 506086.887 | 0 | 164.4465 | 157.5787 | 2021-06-30 05:33
PreNResSpltPkgAC-65to-PEYes | Save | ESe | 1996 | CZ12 | cDXGF | 0 | None | 1 | 149998.6 | 998878.6 |  | 303095 | 0 | 301589.3 | 0 | 200160.2 | 0 | 31020.35 | 163013.4 | 46877.2 | 72453.38 | 0 | 0 | 0 | 0 | 1510189000 | 2641667 | 1507548000 | 15075.48 | 441711.564 | 0 | 164.4465 | 157.5787 | 2021-06-30 05:34
PreNResSpltPkgAC-65to-PEYes | Save | ESe | 1996 | CZ13 | cDXGF | 0 | None | 1 | 149998.6 | 1139896 |  | 303095 | 0 | 301589.3 | 0 | 309995.8 | 0 | 33357.11 | 191858.4 | 44880.98 | 99249.41 | 0 | 0 | 0 | 0 | 1310641000 | 2641667 | 1307999000 | 13079.99 | 383243.707 | 0 | 164.4465 | 157.5787 | 2021-06-30 05:35
PreNResSpltPkgAC-65to-PEYes | Save | ESe | 1996 | CZ14 | cDXGF | 0 | None | 1 | 149998.6 | 1112535 |  | 303095 | 0 | 301589.3 | 0 | 267351.7 | 0 | 42160.32 | 198338.6 | 49648.62 | 96171.62 | 0 | 0 | 0 | 0 | 1384314000 | 2641667 | 1381674000 | 13816.74 | 404830.482 | 0 | 164.4465 | 157.5787 | 2021-06-30 05:36
PreNResSpltPkgAC-65to-PEYes | Save | ESe | 1996 | CZ15 | cDXGF | 0 | None | 1 | 149998.6 | 1529562 |  | 303095 | 0 | 301589.3 | 0 | 638474.3 | 0 | 12049.81 | 274353 | 15819.81 | 204241.5 | 0 | 0 | 0 | 0 | 216410800 | 2641667 | 213768700 | 2137.687 | 62634.2291 | 0 | 164.4465 | 157.5787 | 2021-06-30 05:37
PreNResSpltPkgAC-65to-PEYes | Save | ESe | 1996 | CZ16 | cDXGF | 0 | None | 1 | 149998.6 | 921497.2 |  | 303095 | 0 | 301589.3 | 0 | 74163.99 | 0 | 66681.61 | 175967.3 | 89253.59 | 39734.55 | 0 | 0 | 0 | 0 | 4019658000 | 2641667 | 4017019000 | 40170.19 | 1176986.567 | 0 | 164.4465 | 157.5787 | 2021-06-30 05:38
PreNResSpltPkgAC-65to-PEYes | Save | ESe | 2003 | CZ01 | cDXGF | 0 | None | 1 | 149998.6 | 772177 |  | 303095 | 0 | 287781.7 | 0 | 6094.449 | 0 | 44553.46 | 130653.4 | 87437.25 | 5857.397 | 0 | 0 | 0 | 0 | 3058857000 | 2641667 | 3056215000 | 30562.15 | 895470.995 | 0 | 164.4465 | 150.6356 | 2021-06-30 05:39
PreNResSpltPkgAC-65to-PEYes | Save | ESe | 2003 | CZ02 | cDXGF | 0 | None | 1 | 149998.6 | 863070.3 |  | 303095 | 0 | 287781.7 | 0 | 106905.4 | 0 | 32383.69 | 132905.1 | 51149.21 | 46911.88 | 0 | 0 | 0 | 0 | 1738283000 | 2641667 | 1735643000 | 17356.43 | 508543.399 | 0 | 164.4465 | 150.6356 | 2021-06-30 05:40
PreNResSpltPkgAC-65to-PEYes | Save | ESe | 2003 | CZ03 | cDXGF | 0 | None | 1 | 149998.6 | 837813.6 |  | 303095 | 0 | 287781.7 | 0 | 63478.2 | 0 | 22164.17 | 161295.3 | 51189.23 | 41239.08 | 0 | 0 | 0 | 0 | 1308287000 | 2641667 | 1305646000 | 13056.46 | 382554.278 | 0 | 164.4465 | 150.6356 | 2021-06-30 05:41
PreNResSpltPkgAC-65to-PEYes | Save | ESe | 2003 | CZ04 | cDXGF | 0 | None | 1 | 149998.6 | 925862.8 |  | 303095 | 0 | 287781.7 | 0 | 165647.5 | 0 | 20141.98 | 149197.5 | 38314.86 | 65897.67 | 0 | 0 | 0 | 0 | 1064887000 | 2641667 | 1062245000 | 10622.45 | 311237.785 | 0 | 164.4465 | 150.6356 | 2021-06-30 05:42
PreNResSpltPkgAC-65to-PEYes | Save | ESe | 2003 | CZ05 | cDXGF | 0 | None | 1 | 149998.6 | 865005.8 |  | 303095 | 0 | 287781.7 | 0 | 92619.14 | 0 | 24810.67 | 156700.6 | 40114.93 | 53808.6 | 0 | 0 | 0 | 0 | 1056867000 | 2641667 | 1054224000 | 10542.24 | 308887.632 | 0 | 164.4465 | 150.6356 | 2021-06-30 05:43
PreNResSpltPkgAC-65to-PEYes | Save | ESe | 2003 | CZ06 | cDXGF | 0 | None | 1 | 149998.6 | 979149.9 |  | 303095 | 0 | 287781.7 | 0 | 202578.6 | 0 | 9065.722 | 176629.4 | 22659.05 | 94647.98 | 0 | 0 | 0 | 0 | 457557300 | 2641667 | 454916100 | 4549.161 | 133290.4173 | 0 | 164.4465 | 150.6356 | 2021-06-30 05:44
PreNResSpltPkgAC-65to-PEYes | Save | ESe | 2003 | CZ07 | cDXGF | 0 | None | 1 | 149998.6 | 930073.6 |  | 303095 | 0 | 287781.7 | 0 | 160330.3 | 0 | 4436.002 | 174431.3 | 21116.12 | 84102.52 | 0 | 0 | 0 | 0 | 382196800 | 2641667 | 379555200 | 3795.552 | 111209.6736 | 0 | 164.4465 | 150.6356 | 2021-06-30 05:45
PreNResSpltPkgAC-65to-PEYes | Save | ESe | 2003 | CZ08 | cDXGF | 0 | None | 1 | 149998.6 | 1052665 |  | 303095 | 0 | 287781.7 | 0 | 283640.5 | 0 | 9028.997 | 169119.3 | 18462.32 | 104381.1 | 0 | 0 | 0 | 0 | 355689600 | 2641667 | 353048400 | 3530.484 | 103443.1812 | 0 | 164.4465 | 150.6356 | 2021-06-30 05:46
PreNResSpltPkgAC-65to-PEYes | Save | ESe | 2003 | CZ09 | cDXGF | 0 | None | 1 | 149998.6 | 1077406 |  | 303095 | 0 | 287781.7 | 0 | 264517 | 0 | 15940.16 | 206073.2 | 29008.77 | 110824.3 | 0 | 0 | 0 | 0 | 524176300 | 2641667 | 521534800 | 5215.348 | 152809.6964 | 0 | 164.4465 | 150.6356 | 2021-06-30 05:47
PreNResSpltPkgAC-65to-PEYes | Save | ESe | 2003 | CZ10 | cDXGF | 0 | None | 1 | 149998.6 | 1052318 |  | 303095 | 0 | 287781.7 | 0 | 265896.6 | 0 | 19949.33 | 175596.1 | 29963.38 | 99332.48 | 0 | 0 | 0 | 0 | 682993900 | 2641667 | 680352500 | 6803.525 | 199343.2825 | 0 | 164.4465 | 150.6356 | 2021-06-30 05:48
PreNResSpltPkgAC-65to-PEYes | Save | ESe | 2003 | CZ11 | cDXGF | 0 | None | 1 | 149998.6 | 1048940 |  | 303095 | 0 | 287781.7 | 0 | 245491.3 | 0 | 35911.49 | 176661.2 | 56816.41 | 79702.52 | 0 | 0 | 0 | 0 | 1738346000 | 2641667 | 1735705000 | 17357.05 | 508561.565 | 0 | 164.4465 | 150.6356 | 2021-06-30 05:49
PreNResSpltPkgAC-65to-PEYes | Save | ESe | 2003 | CZ12 | cDXGF | 0 | None | 1 | 149998.6 | 952161 |  | 303095 | 0 | 287781.7 | 0 | 178555.9 | 0 | 29456.19 | 153272.3 | 46718.14 | 66983.48 | 0 | 0 | 0 | 0 | 1523775000 | 2641667 | 1521134000 | 15211.34 | 445692.262 | 0 | 164.4465 | 150.6356 | 2021-06-30 05:50
PreNResSpltPkgAC-65to-PEYes | Save | ESe | 2003 | CZ13 | cDXGF | 0 | None | 1 | 149998.6 | 1085234 |  | 303095 | 0 | 287781.7 | 0 | 281144 | 0 | 31829.76 | 181385 | 44822.45 | 92450.51 | 0 | 0 | 0 | 0 | 1326415000 | 2641667 | 1323774000 | 13237.74 | 387865.782 | 0 | 164.4465 | 150.6356 | 2021-06-30 05:51
PreNResSpltPkgAC-65to-PEYes | Save | ESe | 2003 | CZ14 | cDXGF | 0 | None | 1 | 149998.6 | 1063467 |  | 303095 | 0 | 287781.7 | 0 | 243242.5 | 0 | 40468.61 | 188880.3 | 50747.63 | 89585.63 | 0 | 0 | 0 | 0 | 1432482000 | 2641667 | 1429841000 | 14298.41 | 418943.413 | 0 | 164.4465 | 150.6356 | 2021-06-30 05:52
PreNResSpltPkgAC-65to-PEYes | Save | ESe | 2003 | CZ15 | cDXGF | 0 | None | 1 | 149998.6 | 1462953 |  | 303095 | 0 | 287781.7 | 0 | 597062.1 | 0 | 11668.18 | 263345.9 | 16303.55 | 195346.1 | 0 | 0 | 0 | 0 | 226415100 | 2641667 | 223773100 | 2237.731 | 65565.5183 | 0 | 164.4465 | 150.6356 | 2021-06-30 05:53
PreNResSpltPkgAC-65to-PEYes | Save | ESe | 2003 | CZ16 | cDXGF | 0 | None | 1 | 149998.6 | 878364 |  | 303095 | 0 | 287781.7 | 0 | 65216.91 | 0 | 61506.19 | 160765.4 | 86136.48 | 35831.6 | 0 | 0 | 0 | 0 | 4046945000 | 2641667 | 4044306000 | 40443.06 | 1184981.658 | 0 | 164.4465 | 150.6356 | 2021-06-30 05:54
PreNResSpltPkgAC-65to-PEYes | Save | ESe | 2007 | CZ01 | cDXGF | 0 | None | 1 | 149998.6 | 771840.9 |  | 303095 | 0 | 287781.7 | 0 | 6122.524 | 0 | 44463.52 | 130379.1 | 86730.18 | 5885.032 | 0 | 0 | 0 | 0 | 3018562000 | 2641667 | 3015920000 | 30159.2 | 883664.56 | 0 | 164.4465 | 150.6356 | 2021-06-30 05:55
PreNResSpltPkgAC-65to-PEYes | Save | ESe | 2007 | CZ02 | cDXGF | 0 | None | 1 | 149998.6 | 862139.9 |  | 303095 | 0 | 287781.7 | 0 | 106721.6 | 0 | 32240.65 | 132301.4 | 50592.01 | 46790.88 | 0 | 0 | 0 | 0 | 1713601000 | 2641667 | 1710961000 | 17109.61 | 501311.573 | 0 | 164.4465 | 150.6356 | 2021-06-30 05:56
PreNResSpltPkgAC-65to-PEYes | Save | ESe | 2007 | CZ03 | cDXGF | 0 | None | 1 | 149998.6 | 837414.4 |  | 303095 | 0 | 287781.7 | 0 | 63500.92 | 0 | 22112.92 | 160924.7 | 50427.49 | 41286.66 | 0 | 0 | 0 | 0 | 1284624000 | 2641667 | 1281984000 | 12819.84 | 375621.312 | 0 | 164.4465 | 150.6356 | 2021-06-30 05:57
PreNResSpltPkgAC-65to-PEYes | Save | ESe | 2007 | CZ04 | cDXGF | 0 | None | 1 | 149998.6 | 925071.6 |  | 303095 | 0 | 287781.7 | 0 | 165451 | 0 | 20070.8 | 148673.5 | 37774.54 | 65798.91 | 0 | 0 | 0 | 0 | 1045171000 | 2641667 | 1042529000 | 10425.29 | 305460.997 | 0 | 164.4465 | 150.6356 | 2021-06-30 05:58
PreNResSpltPkgAC-65to-PEYes | Save | ESe | 2007 | CZ05 | cDXGF | 0 | None | 1 | 149998.6 | 864654.1 |  | 303095 | 0 | 287781.7 | 0 | 92693.36 | 0 | 24751.73 | 156333.4 | 39450.88 | 53800.45 | 0 | 0 | 0 | 0 | 1036116000 | 2641667 | 1033473000 | 10334.73 | 302807.589 | 0 | 164.4465 | 150.6356 | 2021-06-30 05:59
PreNResSpltPkgAC-65to-PEYes | Save | ESe | 2007 | CZ06 | cDXGF | 0 | None | 1 | 149998.6 | 979149.9 |  | 303095 | 0 | 287781.7 | 0 | 202578.6 | 0 | 9065.722 | 176629.4 | 22659.05 | 94647.98 | 0 | 0 | 0 | 0 | 457557300 | 2641667 | 454916100 | 4549.161 | 133290.4173 | 0 | 164.4465 | 150.6356 | 2021-06-30 06:00
PreNResSpltPkgAC-65to-PEYes | Save | ESe | 2007 | CZ07 | cDXGF | 0 | None | 1 | 149998.6 | 930073.6 |  | 303095 | 0 | 287781.7 | 0 | 160330.3 | 0 | 4436.002 | 174431.3 | 21116.12 | 84102.52 | 0 | 0 | 0 | 0 | 382196800 | 2641667 | 379555200 | 3795.552 | 111209.6736 | 0 | 164.4465 | 150.6356 | 2021-06-30 06:01
PreNResSpltPkgAC-65to-PEYes | Save | ESe | 2007 | CZ08 | cDXGF | 0 | None | 1 | 149998.6 | 1052665 |  | 303095 | 0 | 287781.7 | 0 | 283640.5 | 0 | 9028.997 | 169119.3 | 18462.32 | 104381.1 | 0 | 0 | 0 | 0 | 355689600 | 2641667 | 353048400 | 3530.484 | 103443.1812 | 0 | 164.4465 | 150.6356 | 2021-06-30 06:02
PreNResSpltPkgAC-65to-PEYes | Save | ESe | 2007 | CZ09 | cDXGF | 0 | None | 1 | 149998.6 | 1077406 |  | 303095 | 0 | 287781.7 | 0 | 264517 | 0 | 15940.16 | 206073.2 | 29008.77 | 110824.3 | 0 | 0 | 0 | 0 | 524176300 | 2641667 | 521534800 | 5215.348 | 152809.6964 | 0 | 164.4465 | 150.6356 | 2021-06-30 06:03
PreNResSpltPkgAC-65to-PEYes | Save | ESe | 2007 | CZ10 | cDXGF | 0 | None | 1 | 149998.6 | 1050792 |  | 303095 | 0 | 287781.7 | 0 | 265155.9 | 0 | 19868.84 | 174892.2 | 29524.97 | 99071.38 | 0 | 0 | 0 | 0 | 669019800 | 2641667 | 666378200 | 6663.782 | 195248.8126 | 0 | 164.4465 | 150.6356 | 2021-06-30 06:04
PreNResSpltPkgAC-65to-PEYes | Save | ESe | 2007 | CZ11 | cDXGF | 0 | None | 1 | 149998.6 | 1047111 |  | 303095 | 0 | 287781.7 | 0 | 244618 | 0 | 35753.28 | 175863.9 | 56048.05 | 79485.04 | 0 | 0 | 0 | 0 | 1709325000 | 2641667 | 1706684000 | 17066.84 | 500058.412 | 0 | 164.4465 | 150.6356 | 2021-06-30 06:05
PreNResSpltPkgAC-65to-PEYes | Save | ESe | 2007 | CZ12 | cDXGF | 0 | None | 1 | 149998.6 | 950860.8 |  | 303095 | 0 | 287781.7 | 0 | 178062.9 | 0 | 29327.27 | 152594.5 | 46143.59 | 66836.88 | 0 | 0 | 0 | 0 | 1500242000 | 2641667 | 1497601000 | 14976.01 | 438797.093 | 0 | 164.4465 | 150.6356 | 2021-06-30 06:06
PreNResSpltPkgAC-65to-PEYes | Save | ESe | 2007 | CZ13 | cDXGF | 0 | None | 1 | 149998.6 | 1083210 |  | 303095 | 0 | 287781.7 | 0 | 279919.2 | 0 | 31714.28 | 180700 | 44325.51 | 92156.34 | 0 | 0 | 0 | 0 | 1303773000 | 2641667 | 1301130000 | 13011.3 | 381231.09 | 0 | 164.4465 | 150.6356 | 2021-06-30 06:07
PreNResSpltPkgAC-65to-PEYes | Save | ESe | 2007 | CZ14 | cDXGF | 0 | None | 1 | 149998.6 | 1061772 |  | 303095 | 0 | 287781.7 | 0 | 242390.2 | 0 | 40323.45 | 188182.1 | 50053.68 | 89378.91 | 0 | 0 | 0 | 0 | 1405136000 | 2641667 | 1402495000 | 14024.95 | 410931.035 | 0 | 164.4465 | 150.6356 | 2021-06-30 06:08
PreNResSpltPkgAC-65to-PEYes | Save | ESe | 2007 | CZ15 | cDXGF | 0 | None | 1 | 149998.6 | 1458958 |  | 303095 | 0 | 287781.7 | 0 | 594128.6 | 0 | 11623.69 | 262329.5 | 15966.29 | 194747.9 | 0 | 0 | 0 | 0 | 218897800 | 2641667 | 216255800 | 2162.558 | 63362.9494 | 0 | 164.4465 | 150.6356 | 2021-06-30 06:10
PreNResSpltPkgAC-65to-PEYes | Save | ESe | 2007 | CZ16 | cDXGF | 0 | None | 1 | 149998.6 | 877723.1 |  | 303095 | 0 | 287781.7 | 0 | 65104.01 | 0 | 61363.39 | 160379.8 | 85581.25 | 35850.78 | 0 | 0 | 0 | 0 | 3995939000 | 2641667 | 3993299000 | 39932.99 | 1170036.607 | 0 | 164.4465 | 150.6356 | 2021-06-30 06:11
PreNResSpltPkgAC-65to-PEYes | Save | ESe | 2011 | CZ01 | cDXGF | 0 | None | 1 | 149998.6 | 738059.1 |  | 302713.9 | 0 | 287781.7 | 0 | 5633.958 | 0 | 11990.47 | 129939.8 | 84471.01 | 6027.205 | 0 | 0 | 0 | 0 | 2858472000 | 2641667 | 2855831000 | 28558.31 | 836758.483 | 0 | 164.2209 | 150.6356 | 2021-06-30 06:12
PreNResSpltPkgAC-65to-PEYes | Save | ESe | 2011 | CZ02 | cDXGF | 0 | None | 1 | 149998.6 | 826274.4 |  | 302713.9 | 0 | 287781.7 | 0 | 95477.63 | 0 | 8662.512 | 131639 | 49996.46 | 46670.54 | 0 | 0 | 0 | 0 | 1689741000 | 2641667 | 1687101000 | 16871.01 | 494320.593 | 0 | 164.2209 | 150.6356 | 2021-06-30 06:12
PreNResSpltPkgAC-65to-PEYes | Save | ESe | 2011 | CZ03 | cDXGF | 0 | None | 1 | 149998.6 | 813939.9 |  | 302713.9 | 0 | 287781.7 | 0 | 56931.1 | 0 | 5956.755 | 160556.6 | 49754.24 | 41347.96 | 0 | 0 | 0 | 0 | 1261409000 | 2641667 | 1258768000 | 12587.68 | 368819.024 | 0 | 164.2209 | 150.6356 | 2021-06-30 06:13
PreNResSpltPkgAC-65to-PEYes | Save | ESe | 2011 | CZ04 | cDXGF | 0 | None | 1 | 149998.6 | 892125.9 |  | 302713.9 | 0 | 287781.7 | 0 | 148090.3 | 0 | 5399.545 | 148140.9 | 37139.33 | 65724.4 | 0 | 0 | 0 | 0 | 1025590000 | 2641667 | 1022948000 | 10229.48 | 299723.764 | 0 | 164.2209 | 150.6356 | 2021-06-30 06:14
PreNResSpltPkgAC-65to-PEYes | Save | ESe | 2011 | CZ05 | cDXGF | 0 | None | 1 | 149998.6 | 836556.4 |  | 302713.9 | 0 | 287781.7 | 0 | 83059.16 | 0 | 6682.459 | 156319.7 | 39465.84 | 53781.97 | 0 | 0 | 0 | 0 | 1036760000 | 2641667 | 1034118000 | 10341.18 | 302996.574 | 0 | 164.2209 | 150.6356 | 2021-06-30 06:15
PreNResSpltPkgAC-65to-PEYes | Save | ESe | 2011 | CZ06 | cDXGF | 0 | None | 1 | 149998.6 | 951081 |  | 302713.9 | 0 | 287781.7 | 0 | 181525.6 | 0 | 2447.552 | 176612.1 | 22675.16 | 94623.53 | 0 | 0 | 0 | 0 | 457964000 | 2641667 | 455322600 | 4553.226 | 133409.5218 | 0 | 164.2209 | 150.6356 | 2021-06-30 06:16
PreNResSpltPkgAC-65to-PEYes | Save | ESe | 2011 | CZ07 | cDXGF | 0 | None | 1 | 149998.6 | 909336.2 |  | 302713.9 | 0 | 287781.7 | 0 | 143657.9 | 0 | 1194.481 | 173988.2 | 20624.29 | 84099.16 | 0 | 0 | 0 | 0 | 372907600 | 2641667 | 370266300 | 3702.663 | 108488.0259 | 0 | 164.2209 | 150.6356 | 2021-06-30 06:17
PreNResSpltPkgAC-65to-PEYes | Save | ESe | 2011 | CZ08 | cDXGF | 0 | None | 1 | 149998.6 | 1015101 |  | 302713.9 | 0 | 287781.7 | 0 | 253688.9 | 0 | 2428.54 | 168488.7 | 18137.38 | 104178.3 | 0 | 0 | 0 | 0 | 346899800 | 2641667 | 344258600 | 3442.586 | 100867.7698 | 0 | 164.2209 | 150.6356 | 2021-06-30 06:19
PreNResSpltPkgAC-65to-PEYes | Save | ESe | 2011 | CZ09 | cDXGF | 0 | None | 1 | 149998.6 | 1033119 |  | 302713.9 | 0 | 287781.7 | 0 | 235025 | 0 | 4245.438 | 203352.7 | 26898.44 | 109994.4 | 0 | 0 | 0 | 0 | 470723300 | 2641667 | 468082000 | 4680.82 | 137148.026 | 0 | 164.2209 | 150.6356 | 2021-06-30 06:20
PreNResSpltPkgAC-65to-PEYes | Save | ESe | 2011 | CZ10 | cDXGF | 0 | None | 1 | 149998.6 | 1006928 |  | 302713.9 | 0 | 287781.7 | 0 | 236956.4 | 0 | 5341.038 | 174135 | 29067.59 | 98763.97 | 0 | 0 | 0 | 0 | 655130400 | 2641667 | 652488800 | 6524.888 | 191179.2184 | 0 | 164.2209 | 150.6356 | 2021-06-30 06:21
PreNResSpltPkgAC-65to-PEYes | Save | ESe | 2011 | CZ11 | cDXGF | 0 | None | 1 | 149998.6 | 977630.6 |  | 302713.9 | 0 | 287781.7 | 0 | 208853.2 | 0 | 9382.668 | 168900 | 49761.79 | 77655.7 | 0 | 0 | 0 | 0 | 1392426000 | 2641667 | 1389785000 | 13897.85 | 407207.005 | 0 | 164.2209 | 150.6356 | 2021-06-30 06:22
PreNResSpltPkgAC-65to-PEYes | Save | ESe | 2011 | CZ12 | cDXGF | 0 | None | 1 | 149998.6 | 906563.9 |  | 302713.9 | 0 | 287781.7 | 0 | 157903.3 | 0 | 7824.292 | 150341.5 | 44183.73 | 66554.06 | 0 | 0 | 0 | 0 | 1392746000 | 2641667 | 1390104000 | 13901.04 | 407300.472 | 0 | 164.2209 | 150.6356 | 2021-06-30 06:23
PreNResSpltPkgAC-65to-PEYes | Save | ESe | 2011 | CZ13 | cDXGF | 0 | None | 1 | 149998.6 | 1015538 |  | 302713.9 | 0 | 287781.7 | 0 | 240812.6 | 0 | 8409.632 | 175819.8 | 41255.57 | 90588.24 | 0 | 0 | 0 | 0 | 1130195000 | 2641667 | 1127553000 | 11275.53 | 330373.029 | 0 | 164.2209 | 150.6356 | 2021-06-30 06:24
PreNResSpltPkgAC-65to-PEYes | Save | ESe | 2011 | CZ14 | cDXGF | 0 | None | 1 | 149998.6 | 992269.4 |  | 302713.9 | 0 | 287781.7 | 0 | 208988.6 | 0 | 10629.11 | 182156.7 | 44092.93 | 88299.41 | 0 | 0 | 0 | 0 | 1143419000 | 2641667 | 1140777000 | 11407.77 | 334247.661 | 0 | 164.2209 | 150.6356 | 2021-06-30 06:25
PreNResSpltPkgAC-65to-PEYes | Save | ESe | 2011 | CZ15 | cDXGF | 0 | None | 1 | 149998.6 | 1340846 |  | 302713.9 | 0 | 287781.7 | 0 | 495805.6 | 0 | 3048.865 | 251495 | 13649.19 | 187250.9 | 0 | 0 | 0 | 0 | 174975000 | 2641667 | 172332700 | 1723.327 | 50493.4811 | 0 | 164.2209 | 150.6356 | 2021-06-30 06:26
PreNResSpltPkgAC-65to-PEYes | Save | ESe | 2011 | CZ16 | cDXGF | 0 | None | 1 | 149998.6 | 816909.2 |  | 302713.9 | 0 | 287781.7 | 0 | 56348.14 | 0 | 16095.14 | 153970.4 | 77678.02 | 35411.97 | 0 | 0 | 0 | 0 | 3291907000 | 2641667 | 3289266000 | 32892.66 | 963754.938 | 0 | 164.2209 | 150.6356 | 2021-06-30 06:27
PreNResSpltPkgAC-65to-PEYes | Save | ESe | 2015 | CZ01 | cDXGF | 0 | None | 1 | 149998.6 | 660202.8 |  | 300185.4 | 0 | 287781.7 | 0 | 9902.293 | 0 | 11398.52 | 50935.63 | 27934.71 | 6283.815 | 0 | 0 | 0 | 0 | 2222109000 | 2641667 | 2219469000 | 22194.69 | 650304.417 | 0 | 162.7209 | 150.6356 | 2021-06-30 06:28
PreNResSpltPkgAC-65to-PEYes | Save | ESe | 2015 | CZ02 | cDXGF | 0 | None | 1 | 149998.6 | 745756.2 |  | 300185.4 | 0 | 287781.7 | 0 | 92104.66 | 0 | 8395.177 | 57289.92 | 17107.56 | 27130.18 | 0 | 0 | 0 | 0 | 1203418000 | 2641667 | 1200777000 | 12007.77 | 351827.661 | 0 | 162.7209 | 150.6356 | 2021-06-30 06:29
PreNResSpltPkgAC-65to-PEYes | Save | ESe | 2015 | CZ03 | cDXGF | 0 | None | 1 | 149998.6 | 707095.4 |  | 300185.4 | 0 | 287781.7 | 0 | 55394.39 | 0 | 5032.835 | 58701.69 | 16332.55 | 23262.2 | 0 | 0 | 0 | 0 | 1039515000 | 2641667 | 1036873000 | 10368.73 | 303803.789 | 0 | 162.7209 | 150.6356 | 2021-06-30 06:30
PreNResSpltPkgAC-65to-PEYes | Save | ESe | 2015 | CZ04 | cDXGF | 0 | None | 1 | 149998.6 | 777898.9 |  | 300185.4 | 0 | 287781.7 | 0 | 123889 | 0 | 4865.823 | 61177.68 | 12571.89 | 34790.34 | 0 | 0 | 0 | 0 | 756824400 | 2641667 | 754182300 | 7541.823 | 220975.4139 | 0 | 162.7209 | 150.6356 | 2021-06-30 06:31
PreNResSpltPkgAC-65to-PEYes | Save | ESe | 2015 | CZ05 | cDXGF | 0 | None | 1 | 149998.6 | 727107.2 |  | 300185.4 | 0 | 287781.7 | 0 | 75660.59 | 0 | 5626.399 | 57853.88 | 13610.38 | 26963.6 | 0 | 0 | 0 | 0 | 878398100 | 2641667 | 875755300 | 8757.553 | 256596.3029 | 0 | 162.7209 | 150.6356 | 2021-06-30 06:32
PreNResSpltPkgAC-65to-PEYes | Save | ESe | 2015 | CZ06 | cDXGF | 0 | None | 1 | 149998.6 | 805435.6 |  | 300185.4 | 0 | 287781.7 | 0 | 150498.6 | 0 | 2079.132 | 64891.38 | 8094.864 | 40863.52 | 0 | 0 | 0 | 0 | 368798300 | 2641667 | 366157000 | 3661.57 | 107284.001 | 0 | 162.7209 | 150.6356 | 2021-06-30 06:33
PreNResSpltPkgAC-65to-PEYes | Save | ESe | 2015 | CZ07 | cDXGF | 0 | None | 1 | 149998.6 | 780604.3 |  | 300185.4 | 0 | 287781.7 | 0 | 126824.9 | 0 | 1013.451 | 64799.58 | 7452.089 | 39871.52 | 0 | 0 | 0 | 0 | 303867000 | 2641667 | 301225500 | 3012.255 | 88259.0715 | 0 | 162.7209 | 150.6356 | 2021-06-30 06:34
PreNResSpltPkgAC-65to-PEYes | Save | ESe | 2015 | CZ08 | cDXGF | 0 | None | 1 | 149998.6 | 868134.1 |  | 300185.4 | 0 | 287781.7 | 0 | 209628 | 0 | 2205.662 | 68333.58 | 6520.087 | 48607.77 | 0 | 0 | 0 | 0 | 263422100 | 2641667 | 260780400 | 2607.804 | 76408.6572 | 0 | 162.7209 | 150.6356 | 2021-06-30 06:35
PreNResSpltPkgAC-65to-PEYes | Save | ESe | 2015 | CZ09 | cDXGF | 0 | None | 1 | 149998.6 | 858773.8 |  | 300185.4 | 0 | 287781.7 | 0 | 187917.8 | 0 | 3912.597 | 78976.77 | 9809.951 | 48476.42 | 0 | 0 | 0 | 0 | 362442800 | 2641667 | 359801700 | 3598.017 | 105421.8981 | 0 | 162.7209 | 150.6356 | 2021-06-30 06:36
PreNResSpltPkgAC-65to-PEYes | Save | ESe | 2015 | CZ10 | cDXGF | 0 | None | 1 | 149998.6 | 886712.3 |  | 300185.4 | 0 | 287781.7 | 0 | 218218.9 | 0 | 5214.036 | 75312.82 | 10200.56 | 49249.19 | 0 | 0 | 0 | 0 | 473024300 | 2641667 | 470383000 | 4703.83 | 137822.219 | 0 | 162.7209 | 150.6356 | 2021-06-30 06:37
PreNResSpltPkgAC-65to-PEYes | Save | ESe | 2015 | CZ11 | cDXGF | 0 | None | 1 | 149998.6 | 860318.5 |  | 300185.4 | 0 | 287781.7 | 0 | 189705.3 | 0 | 9111.438 | 73535.14 | 17049.38 | 40878.41 | 0 | 0 | 0 | 0 | 982137900 | 2641667 | 979495900 | 9794.959 | 286992.2987 | 0 | 162.7209 | 150.6356 | 2021-06-30 06:38
PreNResSpltPkgAC-65to-PEYes | Save | ESe | 2015 | CZ12 | cDXGF | 0 | None | 1 | 149998.6 | 810633.2 |  | 300185.4 | 0 | 287781.7 | 0 | 147460.3 | 0 | 7594.962 | 67611.68 | 15290.14 | 38144.09 | 0 | 0 | 0 | 0 | 1008443000 | 2641667 | 1005802000 | 10058.02 | 294699.986 | 0 | 162.7209 | 150.6356 | 2021-06-30 06:39
PreNResSpltPkgAC-65to-PEYes | Save | ESe | 2015 | CZ13 | cDXGF | 0 | None | 1 | 149998.6 | 896505.4 |  | 300185.4 | 0 | 287781.7 | 0 | 221688 | 0 | 8184.046 | 78666.9 | 14122.76 | 49102.63 | 0 | 0 | 0 | 0 | 802403100 | 2641667 | 799762200 | 7997.622 | 234330.3246 | 0 | 162.7209 | 150.6356 | 2021-06-30 06:40
PreNResSpltPkgAC-65to-PEYes | Save | ESe | 2015 | CZ14 | cDXGF | 0 | None | 1 | 149998.6 | 864205.6 |  | 300185.4 | 0 | 287781.7 | 0 | 188553.8 | 0 | 10362.95 | 77322.41 | 15469.68 | 44177.93 | 0 | 0 | 0 | 0 | 811650800 | 2641667 | 809008300 | 8090.083 | 237039.4319 | 0 | 162.7209 | 150.6356 | 2021-06-30 06:41
PreNResSpltPkgAC-65to-PEYes | Save | ESe | 2015 | CZ15 | cDXGF | 0 | None | 1 | 149998.6 | 1137960 |  | 300185.4 | 0 | 287781.7 | 0 | 439873.4 | 0 | 2987.648 | 107132.4 | 4900.721 | 84993.92 | 0 | 0 | 0 | 0 | 118700000 | 2641667 | 116057800 | 1160.578 | 34004.9354 | 0 | 162.7209 | 150.6356 | 2021-06-30 06:42
PreNResSpltPkgAC-65to-PEYes | Save | ESe | 2015 | CZ16 | cDXGF | 0 | None | 1 | 149998.6 | 722723.9 |  | 300185.4 | 0 | 287781.7 | 0 | 56166.63 | 0 | 15306.75 | 63284.04 | 26955.93 | 21025.85 | 0 | 0 | 0 | 0 | 2462198000 | 2641667 | 2459557000 | 24595.57 | 720650.201 | 0 | 162.7209 | 150.6356 | 2021-06-30 06:43
PreNResSpltPkgAC-65to-PEYes | Save | ESe | 2017 | CZ01 | cDXGF | 0 | None | 1 | 149998.6 | 657375.6 |  | 297655.6 | 0 | 287781.7 | 0 | 9975.686 | 0 | 11328.77 | 50634.13 | 27291.38 | 6309.737 | 0 | 0 | 0 | 0 | 2171337000 | 2641667 | 2168696000 | 21686.96 | 635427.928 | 0 | 161.5617 | 150.6356 | 2021-06-30 06:44
PreNResSpltPkgAC-65to-PEYes | Save | ESe | 2017 | CZ02 | cDXGF | 0 | None | 1 | 149998.6 | 742544.7 |  | 297655.6 | 0 | 287781.7 | 0 | 91794.02 | 0 | 8343.164 | 56970.61 | 16875.06 | 27051.17 | 0 | 0 | 0 | 0 | 1183880000 | 2641667 | 1181238000 | 11812.38 | 346102.734 | 0 | 161.5617 | 150.6356 | 2021-06-30 06:45
PreNResSpltPkgAC-65to-PEYes | Save | ESe | 2017 | CZ03 | cDXGF | 0 | None | 1 | 149998.6 | 704211.8 |  | 297655.6 | 0 | 287781.7 | 0 | 55289.4 | 0 | 5011.838 | 58473.47 | 16110.88 | 23219.32 | 0 | 0 | 0 | 0 | 1029157000 | 2641667 | 1026514000 | 10265.14 | 300768.602 | 0 | 161.5617 | 150.6356 | 2021-06-30 06:46
PreNResSpltPkgAC-65to-PEYes | Save | ESe | 2017 | CZ04 | cDXGF | 0 | None | 1 | 149998.6 | 776091.1 |  | 297655.6 | 0 | 287781.7 | 0 | 123646.8 | 0 | 4841.926 | 62165.13 | 12897.03 | 35287.26 | 0 | 0 | 0 | 0 | 737794400 | 2641667 | 735152200 | 7351.522 | 215399.5946 | 0 | 161.5617 | 150.6356 | 2021-06-30 06:47
PreNResSpltPkgAC-65to-PEYes | Save | ESe | 2017 | CZ05 | cDXGF | 0 | None | 1 | 149998.6 | 728519 |  | 297655.6 | 0 | 287781.7 | 0 | 75786.82 | 0 | 5592.364 | 61702.88 | 16204.15 | 27609.68 | 0 | 0 | 0 | 0 | 842125200 | 2641667 | 839482500 | 8394.825 | 245968.3725 | 0 | 161.5617 | 150.6356 | 2021-06-30 06:48
PreNResSpltPkgAC-65to-PEYes | Save | ESe | 2017 | CZ06 | cDXGF | 0 | None | 1 | 149998.6 | 801705.4 |  | 297655.6 | 0 | 287781.7 | 0 | 149883.2 | 0 | 2057.729 | 64327 | 7662.374 | 40718.59 | 0 | 0 | 0 | 0 | 351471200 | 2641667 | 348829800 | 3488.298 | 102207.1314 | 0 | 161.5617 | 150.6356 | 2021-06-30 06:49
PreNResSpltPkgAC-65to-PEYes | Save | ESe | 2017 | CZ07 | cDXGF | 0 | None | 1 | 149998.6 | 777333.8 |  | 297655.6 | 0 | 287781.7 | 0 | 126497.4 | 0 | 1005.788 | 64393.33 | 7194.323 | 39751.83 | 0 | 0 | 0 | 0 | 294619100 | 2641667 | 291977600 | 2919.776 | 85549.4368 | 0 | 161.5617 | 150.6356 | 2021-06-30 06:50
PreNResSpltPkgAC-65to-PEYes | Save | ESe | 2017 | CZ08 | cDXGF | 0 | None | 1 | 149998.6 | 863812.8 |  | 297655.6 | 0 | 287781.7 | 0 | 208409.8 | 0 | 2184.687 | 67780.7 | 6246.891 | 48435.97 | 0 | 0 | 0 | 0 | 247707400 | 2641667 | 245065500 | 2450.655 | 71804.1915 | 0 | 161.5617 | 150.6356 | 2021-06-30 06:51
PreNResSpltPkgAC-65to-PEYes | Save | ESe | 2017 | CZ09 | cDXGF | 0 | None | 1 | 149998.6 | 855171.9 |  | 297655.6 | 0 | 287781.7 | 0 | 187198.9 | 0 | 3894.766 | 78640.73 | 9607.951 | 48338.02 | 0 | 0 | 0 | 0 | 351393300 | 2641667 | 348752200 | 3487.522 | 102184.3946 | 0 | 161.5617 | 150.6356 | 2021-06-30 06:52
PreNResSpltPkgAC-65to-PEYes | Save | ESe | 2017 | CZ10 | cDXGF | 0 | None | 1 | 149998.6 | 882831.1 |  | 297655.6 | 0 | 287781.7 | 0 | 217267.4 | 0 | 5186.008 | 74940.3 | 10020.14 | 49075.52 | 0 | 0 | 0 | 0 | 461444000 | 2641667 | 458802400 | 4588.024 | 134429.1032 | 0 | 161.5617 | 150.6356 | 2021-06-30 06:53
PreNResSpltPkgAC-65to-PEYes | Save | ESe | 2017 | CZ11 | cDXGF | 0 | None | 1 | 149998.6 | 856240.8 |  | 297655.6 | 0 | 287781.7 | 0 | 188620 | 0 | 9057.646 | 73125.64 | 16777.57 | 40701.61 | 0 | 0 | 0 | 0 | 957312600 | 2641667 | 954671000 | 9546.71 | 279718.603 | 0 | 161.5617 | 150.6356 | 2021-06-30 06:54
PreNResSpltPkgAC-65to-PEYes | Save | ESe | 2017 | CZ12 | cDXGF | 0 | None | 1 | 149998.6 | 807043.8 |  | 297655.6 | 0 | 287781.7 | 0 | 146801.2 | 0 | 7550.632 | 67254.74 | 15062.68 | 38033.21 | 0 | 0 | 0 | 0 | 988490600 | 2641667 | 985849500 | 9858.495 | 288853.9035 | 0 | 161.5617 | 150.6356 | 2021-06-30 06:55
PreNResSpltPkgAC-65to-PEYes | Save | ESe | 2017 | CZ13 | cDXGF | 0 | None | 1 | 149998.6 | 892027.6 |  | 297655.6 | 0 | 287781.7 | 0 | 220178.7 | 0 | 8144.64 | 78267.21 | 13911.66 | 48886.12 | 0 | 0 | 0 | 0 | 782517800 | 2641667 | 779877100 | 7798.771 | 228503.9903 | 0 | 161.5617 | 150.6356 | 2021-06-30 06:56
PreNResSpltPkgAC-65to-PEYes | Save | ESe | 2017 | CZ14 | cDXGF | 0 | None | 1 | 149998.6 | 860171.3 |  | 297655.6 | 0 | 287781.7 | 0 | 187487.8 | 0 | 10310.68 | 76935.76 | 15170.56 | 44042.7 | 0 | 0 | 0 | 0 | 788345100 | 2641667 | 785702800 | 7857.028 | 230210.9204 | 0 | 161.5617 | 150.6356 | 2021-06-30 06:57
PreNResSpltPkgAC-65to-PEYes | Save | ESe | 2017 | CZ15 | cDXGF | 0 | None | 1 | 149998.6 | 1131349 |  | 297655.6 | 0 | 287781.7 | 0 | 436405.9 | 0 | 2971.801 | 106533.3 | 4737.972 | 84587.39 | 0 | 0 | 0 | 0 | 112428200 | 2641667 | 109786000 | 1097.86 | 32167.298 | 0 | 161.5617 | 150.6356 | 2021-06-30 06:58
PreNResSpltPkgAC-65to-PEYes | Save | ESe | 2017 | CZ16 | cDXGF | 0 | None | 1 | 149998.6 | 719707.1 |  | 297655.6 | 0 | 287781.7 | 0 | 55984 | 0 | 15245.29 | 63040.31 | 26652.39 | 20989.78 | 0 | 0 | 0 | 0 | 2424542000 | 2641667 | 2421901000 | 24219.01 | 709616.993 | 0 | 161.5617 | 150.6356 | 2021-06-30 06:59
PreNResSpltPkgAC-65to-PEYes | Save | ESe | 2020 | CZ01 | cDXGF | 0 | None | 1 | 149998.6 | 549903 |  | 195048.5 | 0 | 287781.7 | 0 | 8128.17 | 0 | 10754.29 | 48190.87 | 28716.75 | 5135.888 | 0 | 0 | 0 | 0 | 2420051000 | 2641667 | 2417409000 | 24174.09 | 708300.837 | 0 | 101.1762 | 150.6356 | 2021-06-30 07:00
PreNResSpltPkgAC-65to-PEYes | Save | ESe | 2020 | CZ02 | cDXGF | 0 | None | 1 | 149998.6 | 629849.6 |  | 195048.5 | 0 | 287781.7 | 0 | 83421.84 | 0 | 8005.104 | 55593.31 | 18569.75 | 24981.95 | 0 | 0 | 0 | 0 | 1316427000 | 2641667 | 1313785000 | 13137.85 | 384939.005 | 0 | 101.1762 | 150.6356 | 2021-06-30 07:01
PreNResSpltPkgAC-65to-PEYes | Save | ESe | 2020 | CZ03 | cDXGF | 0 | None | 1 | 149998.6 | 591966.9 |  | 195048.5 | 0 | 287781.7 | 0 | 48880.34 | 0 | 4779.217 | 55477.77 | 17443.69 | 20534.13 | 0 | 0 | 0 | 0 | 1162131000 | 2641667 | 1159489000 | 11594.89 | 339730.277 | 0 | 101.1762 | 150.6356 | 2021-06-30 07:02
PreNResSpltPkgAC-65to-PEYes | Save | ESe | 2020 | CZ04 | cDXGF | 0 | None | 1 | 149998.6 | 659588.4 |  | 195048.5 | 0 | 287781.7 | 0 | 113036.6 | 0 | 4657.345 | 59064.84 | 13822.25 | 32298.89 | 0 | 0 | 0 | 0 | 834446200 | 2641667 | 831803700 | 8318.037 | 243718.4841 | 0 | 101.1762 | 150.6356 | 2021-06-30 07:03
PreNResSpltPkgAC-65to-PEYes | Save | ESe | 2020 | CZ05 | cDXGF | 0 | None | 1 | 149998.6 | 609685.9 |  | 195048.5 | 0 | 287781.7 | 0 | 67020.01 | 0 | 5326.44 | 54509.82 | 14424.83 | 23984.77 | 0 | 0 | 0 | 0 | 974358500 | 2641667 | 971715800 | 9717.158 | 284712.7294 | 0 | 101.1762 | 150.6356 | 2021-06-30 07:04
PreNResSpltPkgAC-65to-PEYes | Save | ESe | 2020 | CZ06 | cDXGF | 0 | None | 1 | 149998.6 | 682145.9 |  | 195048.5 | 0 | 287781.7 | 0 | 136390 | 0 | 1965.025 | 60961.35 | 8402.126 | 37307.14 | 0 | 0 | 0 | 0 | 409411800 | 2641667 | 406770300 | 4067.703 | 119183.6979 | 0 | 101.1762 | 150.6356 | 2021-06-30 07:05
PreNResSpltPkgAC-65to-PEYes | Save | ESe | 2020 | CZ07 | cDXGF | 0 | None | 1 | 149998.6 | 659374.3 |  | 195048.5 | 0 | 287781.7 | 0 | 114536.2 | 0 | 958.9366 | 61050.03 | 8012.707 | 36246.92 | 0 | 0 | 0 | 0 | 348342000 | 2641667 | 345700400 | 3457.004 | 101290.2172 | 0 | 101.1762 | 150.6356 | 2021-06-30 07:06
PreNResSpltPkgAC-65to-PEYes | Save | ESe | 2020 | CZ08 | cDXGF | 0 | None | 1 | 149998.6 | 742195.9 |  | 195048.5 | 0 | 287781.7 | 0 | 192620.8 | 0 | 2112.967 | 64632.73 | 6885.017 | 44975.25 | 0 | 0 | 0 | 0 | 287792500 | 2641667 | 285150800 | 2851.508 | 83549.1844 | 0 | 101.1762 | 150.6356 | 2021-06-30 07:07
PreNResSpltPkgAC-65to-PEYes | Save | ESe | 2020 | CZ09 | cDXGF | 0 | None | 1 | 149998.6 | 736015.3 |  | 195048.5 | 0 | 287781.7 | 0 | 173548.7 | 0 | 3793.822 | 75843.28 | 10586.74 | 45339.75 | 0 | 0 | 0 | 0 | 404698800 | 2641667 | 402057900 | 4020.579 | 117802.9647 | 0 | 101.1762 | 150.6356 | 2021-06-30 07:09
PreNResSpltPkgAC-65to-PEYes | Save | ESe | 2020 | CZ10 | cDXGF | 0 | None | 1 | 149998.6 | 762293.3 |  | 195048.5 | 0 | 287781.7 | 0 | 202484.1 | 0 | 5035.204 | 71944.66 | 10850.21 | 45928.38 | 0 | 0 | 0 | 0 | 521214700 | 2641667 | 518573500 | 5185.735 | 151942.0355 | 0 | 101.1762 | 150.6356 | 2021-06-30 07:10
PreNResSpltPkgAC-65to-PEYes | Save | ESe | 2020 | CZ11 | cDXGF | 0 | None | 1 | 149998.6 | 738037.8 |  | 195048.5 | 0 | 287781.7 | 0 | 176254.7 | 0 | 8781.26 | 70172.05 | 17771.86 | 37988.12 | 0 | 0 | 0 | 0 | 1074753000 | 2641667 | 1072110000 | 10721.1 | 314128.23 | 0 | 101.1762 | 150.6356 | 2021-06-30 07:11
PreNResSpltPkgAC-65to-PEYes | Save | ESe | 2020 | CZ12 | cDXGF | 0 | None | 1 | 149998.6 | 689671.6 |  | 195048.5 | 0 | 287781.7 | 0 | 135404.6 | 0 | 7288.374 | 64149.16 | 15944.99 | 35071.05 | 0 | 0 | 0 | 0 | 1102379000 | 2641667 | 1099737000 | 10997.37 | 322222.941 | 0 | 101.1762 | 150.6356 | 2021-06-30 07:12
PreNResSpltPkgAC-65to-PEYes | Save | ESe | 2020 | CZ13 | cDXGF | 0 | None | 1 | 149998.6 | 772028.6 |  | 195048.5 | 0 | 287781.7 | 0 | 206265.8 | 0 | 7896.664 | 75036.62 | 14875.26 | 45750.95 | 0 | 0 | 0 | 0 | 881214500 | 2641667 | 878573500 | 8785.735 | 257422.0355 | 0 | 101.1762 | 150.6356 | 2021-06-30 07:13
PreNResSpltPkgAC-65to-PEYes | Save | ESe | 2020 | CZ14 | cDXGF | 0 | None | 1 | 149998.6 | 741340.7 |  | 195048.5 | 0 | 287781.7 | 0 | 174531.7 | 0 | 10010.56 | 73968.83 | 16297.51 | 41083.4 | 0 | 0 | 0 | 0 | 888716200 | 2641667 | 886073600 | 8860.736 | 259619.5648 | 0 | 101.1762 | 150.6356 | 2021-06-30 07:14
PreNResSpltPkgAC-65to-PEYes | Save | ESe | 2020 | CZ15 | cDXGF | 0 | None | 1 | 149998.6 | 1005136 |  | 195048.5 | 0 | 287781.7 | 0 | 416071.8 | 0 | 2907.402 | 103327.5 | 5336.184 | 81235.99 | 0 | 0 | 0 | 0 | 133325100 | 2641667 | 130682800 | 1306.828 | 38290.0604 | 0 | 101.1762 | 150.6356 | 2021-06-30 07:15
PreNResSpltPkgAC-65to-PEYes | Save | ESe | 2020 | CZ16 | cDXGF | 0 | None | 1 | 149998.6 | 608306.4 |  | 195048.5 | 0 | 287781.7 | 0 | 51012 | 0 | 14550.26 | 59914.48 | 27193.56 | 19207.54 | 0 | 0 | 0 | 0 | 2609210000 | 2641667 | 2606569000 | 26065.69 | 763724.717 | 0 | 101.1762 | 150.6356 | 2021-06-30 07:16
PreNResSpltPkgAC-65to-PEYes | Save | EUn | 1975 | CZ01 | cDXGF | 0 | None | 1 | 930201.4 | 7874442 |  | 2135429 | 0 | 3187398 | 375842.7 | 218721.2 | 0 | 335014.6 | 1588989 | 703041.9 | 85067.84 | 0 | 33050.57 | 0 | 0 | 18999660000 | 18157230 | 18981510000 | 189815.1 | 5561582.43 | 0 | 952.3151 | 962.3657 | 2021-06-30 07:18
PreNResSpltPkgAC-65to-PEYes | Save | EUn | 1975 | CZ02 | cDXGF | 0 | None | 1 | 930201.4 | 8988639 |  | 2135429 | 0 | 3187398 | 240913.6 | 1765814 | 0 | 211751.3 | 1416478 | 374287.6 | 589179.4 | 0 | 30857.07 | 0 | 0 | 11216570000 | 18157230 | 11198410000 | 111984.1 | 3281134.13 | 0 | 952.3151 | 962.3657 | 2021-06-30 07:19
PreNResSpltPkgAC-65to-PEYes | Save | EUn | 1975 | CZ03 | cDXGF | 0 | None | 1 | 930201.4 | 8309259 |  | 2135429 | 0 | 3187398 | 165462 | 998578.7 | 0 | 142264 | 1675316 | 372551.8 | 474668 | 0 | 4810.68 | 0 | 0 | 8570687000 | 18157230 | 8552531000 | 85525.31 | 2505891.583 | 0 | 952.3151 | 962.3657 | 2021-06-30 07:21
PreNResSpltPkgAC-65to-PEYes | Save | EUn | 1975 | CZ04 | cDXGF | 0 | None | 1 | 930201.4 | 9214033 |  | 2135429 | 0 | 3187398 | 135343.3 | 2189085 | 0 | 121304.2 | 1438671 | 262182.1 | 723561.3 | 0 | 6806.719 | 0 | 0 | 6900861000 | 18157230 | 6882702000 | 68827.02 | 2016631.686 | 0 | 952.3151 | 962.3657 | 2021-06-30 07:23
PreNResSpltPkgAC-65to-PEYes | Save | EUn | 1975 | CZ05 | cDXGF | 0 | None | 1 | 930201.4 | 8538362 |  | 2135429 | 0 | 3187398 | 155299 | 1248688 | 0 | 160357.3 | 1640946 | 304209.4 | 581160.8 | 0 | 10244.74 | 0 | 0 | 7272506000 | 18157230 | 7254347000 | 72543.47 | 2125523.671 | 0 | 952.3151 | 962.3657 | 2021-06-30 07:25
PreNResSpltPkgAC-65to-PEYes | Save | EUn | 1975 | CZ06 | cDXGF | 0 | None | 1 | 930201.4 | 9696276 |  | 2135429 | 0 | 3187398 | 54351.5 | 2507079 | 0 | 55943.7 | 1755612 | 150783.2 | 1039670 | 0 | 465.4626 | 0 | 0 | 2946625000 | 18157230 | 2928469000 | 29284.69 | 858041.417 | 0 | 952.3151 | 962.3657 | 2021-06-30 07:27
PreNResSpltPkgAC-65to-PEYes | Save | EUn | 1975 | CZ07 | cDXGF | 0 | None | 1 | 930201.4 | 9142858 |  | 2135429 | 0 | 3187398 | 41354.63 | 2036233 | 0 | 27207.18 | 1715189 | 140559.5 | 912199.6 | 0 | 47.142 | 0 | 0 | 2497164000 | 18157230 | 2479006000 | 24790.06 | 726348.758 | 0 | 952.3151 | 962.3657 | 2021-06-30 07:28
PreNResSpltPkgAC-65to-PEYes | Save | EUn | 1975 | CZ08 | cDXGF | 0 | None | 1 | 930201.4 | 10089810 |  | 2135429 | 0 | 3187398 | 50573.77 | 3132267 | 0 | 51569 | 1531905 | 128683.8 | 1002456 | 0 | 667.4031 | 0 | 0 | 2597840000 | 18157230 | 2579684000 | 25796.84 | 755847.412 | 0 | 952.3151 | 962.3657 | 2021-06-30 07:30
PreNResSpltPkgAC-65to-PEYes | Save | EUn | 1975 | CZ09 | cDXGF | 0 | None | 1 | 930201.4 | 10425920 |  | 2135429 | 0 | 3187398 | 67371.35 | 3093333 | 0 | 89986.34 | 1851167 | 194952.4 | 1092433 | 0 | 1239.956 | 0 | 0 | 3549616000 | 18157230 | 3531459000 | 35314.59 | 1034717.487 | 0 | 952.3151 | 962.3657 | 2021-06-30 07:32
PreNResSpltPkgAC-65to-PEYes | Save | EUn | 1975 | CZ10 | cDXGF | 0 | None | 1 | 930201.4 | 10756790 |  | 2135429 | 0 | 3187398 | 96521.61 | 3458254 | 0 | 123356.4 | 1743748 | 212487.3 | 1073062 | 0 | 12088.11 | 0 | 0 | 4591032000 | 18157230 | 4572875000 | 45728.75 | 1339852.375 | 0 | 952.3151 | 962.3657 | 2021-06-30 07:34
PreNResSpltPkgAC-65to-PEYes | Save | EUn | 1975 | CZ11 | cDXGF | 0 | None | 1 | 930201.4 | 10970050 |  | 2135429 | 0 | 3187398 | 226676.7 | 3372695 | 0 | 228573.3 | 1794334 | 395235.4 | 947508.9 | 0 | 24951.07 | 0 | 0 | 10716240000 | 18157230 | 10698080000 | 106980.8 | 3134537.44 | 0 | 952.3151 | 962.3657 | 2021-06-30 07:36
PreNResSpltPkgAC-65to-PEYes | Save | EUn | 1975 | CZ12 | cDXGF | 0 | None | 1 | 930201.4 | 10024320 |  | 2135429 | 0 | 3187398 | 199386.2 | 2669708 | 0 | 193166.9 | 1615292 | 338106.4 | 816715.7 | 0 | 23945.36 | 0 | 0 | 9570569000 | 18157230 | 9552415000 | 95524.15 | 2798857.595 | 0 | 952.3151 | 962.3657 | 2021-06-30 07:38
PreNResSpltPkgAC-65to-PEYes | Save | EUn | 1975 | CZ13 | cDXGF | 0 | None | 1 | 930201.4 | 11329240 |  | 2135429 | 0 | 3187398 | 164416.6 | 3796243 | 0 | 202952.9 | 1826056 | 308133 | 1070282 | 0 | 16742.42 | 0 | 0 | 8118457000 | 18157230 | 8100302000 | 81003.02 | 2373388.486 | 0 | 952.3151 | 962.3657 | 2021-06-30 07:39
PreNResSpltPkgAC-65to-PEYes | Save | EUn | 1975 | CZ14 | cDXGF | 0 | None | 1 | 930201.4 | 11060470 |  | 2135429 | 0 | 3187398 | 199533.9 | 3412450 | 0 | 247371.1 | 1853228 | 323225.9 | 1040863 | 0 | 25061.22 | 0 | 0 | 8753246000 | 18157230 | 8735089000 | 87350.89 | 2559381.077 | 0 | 952.3151 | 962.3657 | 2021-06-30 07:41
PreNResSpltPkgAC-65to-PEYes | Save | EUn | 1975 | CZ15 | cDXGF | 0 | None | 1 | 930201.4 | 14508970 |  | 2135429 | 0 | 3187398 | 31094.75 | 6669145 | 0 | 68326.84 | 2417434 | 104270.7 | 1886847 | 0 | 145.6893 | 0 | 0 | 1514265000 | 18157230 | 1496106000 | 14961.06 | 438359.058 | 0 | 952.3151 | 962.3657 | 2021-06-30 07:43
PreNResSpltPkgAC-65to-PEYes | Save | EUn | 1975 | CZ16 | cDXGF | 0 | None | 1 | 930201.4 | 9437970 |  | 2135429 | 0 | 3187398 | 510512.2 | 1219033 | 0 | 430619 | 1809390 | 679747.3 | 519670.5 | 0 | 145586.1 | 0 | 0 | 24341880000 | 18157230 | 24323730000 | 243237.3 | 7126852.89 | 0 | 952.3151 | 962.3657 | 2021-06-30 07:45
PreNResSpltPkgAC-65to-PEYes | Save | EUn | 1985 | CZ01 | cDXGF | 0 | None | 1 | 930201.4 | 7597796 |  | 2135429 | 0 | 3051240 | 279067.6 | 207416 | 0 | 331631.8 | 1564466 | 696901.6 | 83037.09 | 0 | 28543.62 | 0 | 0 | 18962210000 | 18157230 | 18944060000 | 189440.6 | 5550609.58 | 0 | 952.3151 | 921.3997 | 2021-06-30 07:47
PreNResSpltPkgAC-65to-PEYes | Save | EUn | 1985 | CZ02 | cDXGF | 0 | None | 1 | 930201.4 | 8784030 |  | 2135429 | 0 | 3051240 | 208247.7 | 1747044 | 0 | 210340.2 | 1403949 | 372860.2 | 583202.1 | 0 | 27780.3 | 0 | 0 | 11226130000 | 18157230 | 11207970000 | 112079.7 | 3283935.21 | 0 | 952.3151 | 921.3997 | 2021-06-30 07:49
PreNResSpltPkgAC-65to-PEYes | Save | EUn | 1985 | CZ03 | cDXGF | 0 | None | 1 | 930201.4 | 8124143 |  | 2135429 | 0 | 3051240 | 138986.7 | 992553.4 | 0 | 141184 | 1660492 | 371636.9 | 469115.7 | 0 | 4256.744 | 0 | 0 | 8583396000 | 18157230 | 8565237000 | 85652.37 | 2509614.441 | 0 | 952.3151 | 921.3997 | 2021-06-30 07:50
PreNResSpltPkgAC-65to-PEYes | Save | EUn | 1985 | CZ04 | cDXGF | 0 | None | 1 | 930201.4 | 9021066 |  | 2135429 | 0 | 3051240 | 114175.7 | 2167272 | 0 | 120487.4 | 1426450 | 261201.9 | 716430.4 | 0 | 6011.653 | 0 | 0 | 6910982000 | 18157230 | 6892824000 | 68928.24 | 2019597.432 | 0 | 952.3151 | 921.3997 | 2021-06-30 07:52
PreNResSpltPkgAC-65to-PEYes | Save | EUn | 1985 | CZ05 | cDXGF | 0 | None | 1 | 930201.4 | 8349143 |  | 2135429 | 0 | 3051240 | 129033.5 | 1238835 | 0 | 159124 | 1626318 | 302700.8 | 574474.3 | 0 | 9162.369 | 0 | 0 | 7267970000 | 18157230 | 7249811000 | 72498.11 | 2124194.623 | 0 | 952.3151 | 921.3997 | 2021-06-30 07:54
PreNResSpltPkgAC-65to-PEYes | Save | EUn | 1985 | CZ06 | cDXGF | 0 | None | 1 | 930201.4 | 9514146 |  | 2135429 | 0 | 3051240 | 43950.5 | 2486358 | 0 | 55538.27 | 1741200 | 149675.6 | 1030359 | 0 | 429.3433 | 0 | 0 | 2943102000 | 18157230 | 2924945000 | 29249.45 | 857008.885 | 0 | 952.3151 | 921.3997 | 2021-06-30 07:56
PreNResSpltPkgAC-65to-PEYes | Save | EUn | 1985 | CZ07 | cDXGF | 0 | None | 1 | 930201.4 | 8967197 |  | 2135429 | 0 | 3051240 | 32967.35 | 2019308 | 0 | 27008.12 | 1701206 | 139886.6 | 903177.9 | 0 | 38.0237 | 0 | 0 | 2495245000 | 18157230 | 2477088000 | 24770.88 | 725786.784 | 0 | 952.3151 | 921.3997 | 2021-06-30 07:58
PreNResSpltPkgAC-65to-PEYes | Save | EUn | 1985 | CZ08 | cDXGF | 0 | None | 1 | 930201.4 | 9899832 |  | 2135429 | 0 | 3051240 | 41160.38 | 3099946 | 0 | 51251.8 | 1520239 | 127772.3 | 993815.9 | 0 | 567.2841 | 0 | 0 | 2591611000 | 18157230 | 2573454000 | 25734.54 | 754022.022 | 0 | 952.3151 | 921.3997 | 2021-06-30 08:00
PreNResSpltPkgAC-65to-PEYes | Save | EUn | 1985 | CZ09 | cDXGF | 0 | None | 1 | 930201.4 | 10233200 |  | 2135429 | 0 | 3051240 | 55400.6 | 3062319 | 0 | 89494.87 | 1838197 | 193851.4 | 1083645 | 0 | 1115.061 | 0 | 0 | 3543983000 | 18157230 | 3525826000 | 35258.26 | 1033067.018 | 0 | 952.3151 | 921.3997 | 2021-06-30 08:01
PreNResSpltPkgAC-65to-PEYes | Save | EUn | 1985 | CZ10 | cDXGF | 0 | None | 1 | 930201.4 | 10555350 |  | 2135429 | 0 | 3051240 | 81779.81 | 3423023 | 0 | 122633.5 | 1730483 | 211376.2 | 1064376 | 0 | 10764.83 | 0 | 0 | 4586966000 | 18157230 | 4568809000 | 45688.09 | 1338661.037 | 0 | 952.3151 | 921.3997 | 2021-06-30 08:03
PreNResSpltPkgAC-65to-PEYes | Save | EUn | 1985 | CZ11 | cDXGF | 0 | None | 1 | 930201.4 | 10751360 |  | 2135429 | 0 | 3051240 | 198529.1 | 3335765 | 0 | 227338.3 | 1780726 | 394104.3 | 939866.9 | 0 | 22334.89 | 0 | 0 | 10727940000 | 18157230 | 10709780000 | 107097.8 | 3137965.54 | 0 | 952.3151 | 921.3997 | 2021-06-30 08:05
PreNResSpltPkgAC-65to-PEYes | Save | EUn | 1985 | CZ12 | cDXGF | 0 | None | 1 | 930201.4 | 9818612 |  | 2135429 | 0 | 3051240 | 173383 | 2641614 | 0 | 192120.2 | 1603311 | 337132.8 | 809801.8 | 0 | 21513.6 | 0 | 0 | 9578627000 | 18157230 | 9560472000 | 95604.72 | 2801218.296 | 0 | 952.3151 | 921.3997 | 2021-06-30 08:07
PreNResSpltPkgAC-65to-PEYes | Save | EUn | 1985 | CZ13 | cDXGF | 0 | None | 1 | 930201.4 | 11112810 |  | 2135429 | 0 | 3051240 | 142443.6 | 3753420 | 0 | 201943.1 | 1813320 | 307744.1 | 1061927 | 0 | 15012.89 | 0 | 0 | 8128168000 | 18157230 | 8110010000 | 81100.1 | 2376232.93 | 0 | 952.3151 | 921.3997 | 2021-06-30 08:09
PreNResSpltPkgAC-65to-PEYes | Save | EUn | 1985 | CZ14 | cDXGF | 0 | None | 1 | 930201.4 | 10730700 |  | 2135429 | 0 | 3051240 | 141632 | 3309036 | 0 | 245523.4 | 1828297 | 317725.9 | 1026622 | 0 | 19544.18 | 0 | 0 | 8685720000 | 18157230 | 8667561000 | 86675.61 | 2539595.373 | 0 | 952.3151 | 921.3997 | 2021-06-30 08:11
PreNResSpltPkgAC-65to-PEYes | Save | EUn | 1985 | CZ15 | cDXGF | 0 | None | 1 | 930201.4 | 14145530 |  | 2135429 | 0 | 3051240 | 18555.42 | 6483877 | 0 | 67866.01 | 2388458 | 102571.9 | 1864225 | 0 | 103.2051 | 0 | 0 | 1492194000 | 18157230 | 1474037000 | 14740.37 | 431892.841 | 0 | 952.3151 | 921.3997 | 2021-06-30 08:13
PreNResSpltPkgAC-65to-PEYes | Save | EUn | 1985 | CZ16 | cDXGF | 0 | None | 1 | 930201.4 | 9084102 |  | 2135429 | 0 | 3051240 | 391968.7 | 1174768 | 0 | 426707.1 | 1781354 | 669259.5 | 511945 | 0 | 122636.7 | 0 | 0 | 24267790000 | 18157230 | 24249630000 | 242496.3 | 7105141.59 | 0 | 952.3151 | 921.3997 | 2021-06-30 08:14
PreNResSpltPkgAC-65to-PEYes | Save | EUn | 1996 | CZ01 | cDXGF | 0 | None | 1 | 930201.4 | 7216173 |  | 2135429 | 0 | 2915080 | 246622 | 201679.8 | 0 | 295980.6 | 1394755 | 638122.1 | 74697.3 | 0 | 26621.94 | 0 | 0 | 17865960000 | 18157230 | 17847810000 | 178478.1 | 5229408.33 | 0 | 952.3151 | 880.4332 | 2021-06-30 08:16
PreNResSpltPkgAC-65to-PEYes | Save | EUn | 1996 | CZ02 | cDXGF | 0 | None | 1 | 930201.4 | 8470151 |  | 2135429 | 0 | 2915080 | 186678.1 | 1649842 | 0 | 203362.9 | 1354065 | 380905.6 | 553095.4 | 0 | 25690.69 | 0 | 0 | 11723520000 | 18157230 | 11705360000 | 117053.6 | 3429670.48 | 0 | 952.3151 | 880.4332 | 2021-06-30 08:18
PreNResSpltPkgAC-65to-PEYes | Save | EUn | 1996 | CZ03 | cDXGF | 0 | None | 1 | 930201.4 | 7830712 |  | 2135429 | 0 | 2915080 | 122010.3 | 929639.1 | 0 | 135297.9 | 1589336 | 387600.4 | 434409.7 | 0 | 3914.902 | 0 | 0 | 9094011000 | 18157230 | 9075853000 | 90758.53 | 2659224.929 | 0 | 952.3151 | 880.4332 | 2021-06-30 08:20
PreNResSpltPkgAC-65to-PEYes | Save | EUn | 1996 | CZ04 | cDXGF | 0 | None | 1 | 930201.4 | 8699588 |  | 2135429 | 0 | 2915080 | 100601 | 2049484 | 0 | 116655.4 | 1376812 | 269106.3 | 680559.6 | 0 | 5520.392 | 0 | 0 | 7275967000 | 18157230 | 7257814000 | 72578.14 | 2126539.502 | 0 | 952.3151 | 880.4332 | 2021-06-30 08:22
PreNResSpltPkgAC-65to-PEYes | Save | EUn | 1996 | CZ05 | cDXGF | 0 | None | 1 | 930201.4 | 8040540 |  | 2135429 | 0 | 2915080 | 112328 | 1161487 | 0 | 152363.8 | 1555367 | 318632.1 | 534228.6 | 0 | 8482.338 | 0 | 0 | 7733512000 | 18157230 | 7715356000 | 77153.56 | 2260599.308 | 0 | 952.3151 | 880.4332 | 2021-06-30 08:24
PreNResSpltPkgAC-65to-PEYes | Save | EUn | 1996 | CZ06 | cDXGF | 0 | None | 1 | 930201.4 | 9110282 |  | 2135429 | 0 | 2915080 | 55018.7 | 2278401 | 0 | 53606.14 | 1672259 | 166573.3 | 971541.6 | 0 | 485.1844 | 0 | 0 | 3357885000 | 18157230 | 3339729000 | 33397.29 | 978540.597 | 0 | 952.3151 | 880.4332 | 2021-06-30 08:25
PreNResSpltPkgAC-65to-PEYes | Save | EUn | 1996 | CZ07 | cDXGF | 0 | None | 1 | 930201.4 | 8597233 |  | 2135429 | 0 | 2915080 | 41729.09 | 1845059 | 0 | 26065.49 | 1633817 | 156447.6 | 849663.4 | 0 | 49.3161 | 0 | 0 | 2866494000 | 18157230 | 2848335000 | 28483.35 | 834562.155 | 0 | 952.3151 | 880.4332 | 2021-06-30 08:27
PreNResSpltPkgAC-65to-PEYes | Save | EUn | 1996 | CZ08 | cDXGF | 0 | None | 1 | 930201.4 | 9547072 |  | 2135429 | 0 | 2915080 | 50570.55 | 2913238 | 0 | 50229.56 | 1481862 | 141597.5 | 955257.8 | 0 | 658.7664 | 0 | 0 | 2951962000 | 18157230 | 2933805000 | 29338.05 | 859604.865 | 0 | 952.3151 | 880.4332 | 2021-06-30 08:29
PreNResSpltPkgAC-65to-PEYes | Save | EUn | 1996 | CZ09 | cDXGF | 0 | None | 1 | 930201.4 | 9872028 |  | 2135429 | 0 | 2915080 | 63205.4 | 2870415 | 0 | 88006.88 | 1798702 | 213359.3 | 1044621 | 0 | 1184.712 | 0 | 0 | 4010546000 | 18157230 | 3992389000 | 39923.89 | 1169769.977 | 0 | 952.3151 | 880.4332 | 2021-06-30 08:31
PreNResSpltPkgAC-65to-PEYes | Save | EUn | 1996 | CZ10 | cDXGF | 0 | None | 1 | 930201.4 | 10188060 |  | 2135429 | 0 | 2915080 | 91002.84 | 3225090 | 0 | 120354.1 | 1689506 | 228323.7 | 1025534 | 0 | 11594.67 | 0 | 0 | 5097863000 | 18157230 | 5079707000 | 50797.07 | 1488354.151 | 0 | 952.3151 | 880.4332 | 2021-06-30 08:33
PreNResSpltPkgAC-65to-PEYes | Save | EUn | 1996 | CZ11 | cDXGF | 0 | None | 1 | 930201.4 | 9978997 |  | 2135429 | 0 | 2915080 | 169509.9 | 2920862 | 0 | 207752.5 | 1610208 | 358117.8 | 849592.2 | 0 | 20150.06 | 0 | 0 | 9779560000 | 18157230 | 9761403000 | 97614.03 | 2860091.079 | 0 | 952.3151 | 880.4332 | 2021-06-30 08:35
PreNResSpltPkgAC-65to-PEYes | Save | EUn | 1996 | CZ12 | cDXGF | 0 | None | 1 | 930201.4 | 9136772 |  | 2135429 | 0 | 2915080 | 150245.9 | 2299550 | 0 | 174486.9 | 1442156 | 307021.7 | 729529.8 | 0 | 19817.66 | 0 | 0 | 8831158000 | 18157230 | 8812999000 | 88129.99 | 2582208.707 | 0 | 952.3151 | 880.4332 | 2021-06-30 08:37
PreNResSpltPkgAC-65to-PEYes | Save | EUn | 1996 | CZ13 | cDXGF | 0 | None | 1 | 930201.4 | 10325360 |  | 2135429 | 0 | 2915080 | 123383.6 | 3311331 | 0 | 184625.4 | 1641738 | 282775.8 | 961740.7 | 0 | 13774.46 | 0 | 0 | 7508117000 | 18157230 | 7489957000 | 74899.57 | 2194557.401 | 0 | 952.3151 | 880.4332 | 2021-06-30 08:38
PreNResSpltPkgAC-65to-PEYes | Save | EUn | 1996 | CZ14 | cDXGF | 0 | None | 1 | 930201.4 | 10037640 |  | 2135429 | 0 | 2915080 | 149437.7 | 2926087 | 0 | 225347.7 | 1665818 | 299603.3 | 928754.6 | 0 | 20437.04 | 0 | 0 | 8061737000 | 18157230 | 8043577000 | 80435.77 | 2356768.061 | 0 | 952.3151 | 880.4332 | 2021-06-30 08:40
PreNResSpltPkgAC-65to-PEYes | Save | EUn | 1996 | CZ15 | cDXGF | 0 | None | 1 | 930201.4 | 13211700 |  | 2135429 | 0 | 2915080 | 19249.54 | 5875973 | 0 | 63088.95 | 2202762 | 96998.8 | 1717003 | 0 | 114.1833 | 0 | 0 | 1381955000 | 18157230 | 1363797000 | 13637.97 | 399592.521 | 0 | 952.3151 | 880.4332 | 2021-06-30 08:42
PreNResSpltPkgAC-65to-PEYes | Save | EUn | 1996 | CZ16 | cDXGF | 0 | None | 1 | 930201.4 | 8555171 |  | 2135429 | 0 | 2915080 | 354345.3 | 1071408 | 0 | 380991.6 | 1583719 | 609839.4 | 457002 | 0 | 114197.9 | 0 | 0 | 22635910000 | 18157230 | 22617750000 | 226177.5 | 6627000.75 | 0 | 952.3151 | 880.4332 | 2021-06-30 08:44
PreNResSpltPkgAC-65to-PEYes | Save | EUn | 2003 | CZ01 | cDXGF | 0 | None | 1 | 930201.4 | 6820637 |  | 2135429 | 0 | 2778924 | 269870.6 | 145040.6 | 0 | 256143.9 | 1205878 | 616436.7 | 62800.59 | 0 | 29345.73 | 0 | 0 | 18377030000 | 18157230 | 18358870000 | 183588.7 | 5379148.91 | 0 | 952.3151 | 839.4667 | 2021-06-30 08:46
PreNResSpltPkgAC-65to-PEYes | Save | EUn | 2003 | CZ02 | cDXGF | 0 | None | 1 | 930201.4 | 7684991 |  | 2135429 | 0 | 2778924 | 183662.4 | 1251574 | 0 | 173122.3 | 1134186 | 322767.8 | 461741 | 0 | 28090.09 | 0 | 0 | 10183330000 | 18157230 | 10165170000 | 101651.7 | 2978394.81 | 0 | 952.3151 | 839.4667 | 2021-06-30 08:48
PreNResSpltPkgAC-65to-PEYes | Save | EUn | 2003 | CZ03 | cDXGF | 0 | None | 1 | 930201.4 | 7185875 |  | 2135429 | 0 | 2778924 | 130231.4 | 673396.8 | 0 | 116057 | 1346579 | 356453.8 | 359626.3 | 0 | 5253.563 | 0 | 0 | 8840619000 | 18157230 | 8822461000 | 88224.61 | 2584981.073 | 0 | 952.3151 | 839.4667 | 2021-06-30 08:50
PreNResSpltPkgAC-65to-PEYes | Save | EUn | 2003 | CZ04 | cDXGF | 0 | None | 1 | 930201.4 | 7970319 |  | 2135429 | 0 | 2778924 | 107963.6 | 1633310 | 0 | 103640.1 | 1204293 | 251101.1 | 590309.3 | 0 | 6756.441 | 0 | 0 | 6981798000 | 18157230 | 6963639000 | 69636.39 | 2040346.227 | 0 | 952.3151 | 839.4667 | 2021-06-30 08:52
PreNResSpltPkgAC-65to-PEYes | Save | EUn | 2003 | CZ05 | cDXGF | 0 | None | 1 | 930201.4 | 7355710 |  | 2135429 | 0 | 2778924 | 125785.5 | 860724.3 | 0 | 130378.3 | 1313256 | 297341.9 | 445517.1 | 0 | 11208.17 | 0 | 0 | 7622313000 | 18157230 | 7604157000 | 76041.57 | 2228018.001 | 0 | 952.3151 | 839.4667 | 2021-06-30 08:54
PreNResSpltPkgAC-65to-PEYes | Save | EUn | 2003 | CZ06 | cDXGF | 0 | None | 1 | 930201.4 | 8310116 |  | 2135429 | 0 | 2778924 | 40523.2 | 1887519 | 0 | 46119.02 | 1421136 | 154083.4 | 828559.3 | 0 | 462.1906 | 0 | 0 | 3251920000 | 18157230 | 3233762000 | 32337.62 | 947492.266 | 0 | 952.3151 | 839.4667 | 2021-06-30 08:55
PreNResSpltPkgAC-65to-PEYes | Save | EUn | 2003 | CZ07 | cDXGF | 0 | None | 1 | 930201.4 | 7890581 |  | 2135429 | 0 | 2778924 | 30125.86 | 1529642 | 0 | 22497.48 | 1393947 | 146046.4 | 730919.1 | 0 | 13.3309 | 0 | 0 | 2817384000 | 18157230 | 2799227000 | 27992.27 | 820173.511 | 0 | 952.3151 | 839.4667 | 2021-06-30 08:57
PreNResSpltPkgAC-65to-PEYes | Save | EUn | 2003 | CZ08 | cDXGF | 0 | None | 1 | 930201.4 | 8770959 |  | 2135429 | 0 | 2778924 | 37264.1 | 2465094 | 0 | 45018.88 | 1308710 | 132908.3 | 844622.4 | 0 | 515.4227 | 0 | 0 | 2817750000 | 18157230 | 2799593000 | 27995.93 | 820280.749 | 0 | 952.3151 | 839.4667 | 2021-06-30 08:59
PreNResSpltPkgAC-65to-PEYes | Save | EUn | 2003 | CZ09 | cDXGF | 0 | None | 1 | 930201.4 | 9066795 |  | 2135429 | 0 | 2778924 | 50503.88 | 2411945 | 0 | 79760.23 | 1609168 | 203321.2 | 929168.1 | 0 | 1061.619 | 0 | 0 | 3856156000 | 18157230 | 3837998000 | 38379.98 | 1124533.414 | 0 | 952.3151 | 839.4667 | 2021-06-30 09:01
PreNResSpltPkgAC-65to-PEYes | Save | EUn | 2003 | CZ10 | cDXGF | 0 | None | 1 | 930201.4 | 9140227 |  | 2135429 | 0 | 2778924 | 69222.4 | 2621003 | 0 | 102928.3 | 1422846 | 192258.7 | 870158.5 | 0 | 9872.198 | 0 | 0 | 4251246000 | 18157230 | 4233090000 | 42330.9 | 1240295.37 | 0 | 952.3151 | 839.4667 | 2021-06-30 09:03
PreNResSpltPkgAC-65to-PEYes | Save | EUn | 2003 | CZ11 | cDXGF | 0 | None | 1 | 930201.4 | 9287020 |  | 2135429 | 0 | 2778924 | 166459.7 | 2542514 | 0 | 189225.8 | 1454002 | 337448.6 | 761626.3 | 0 | 20461.63 | 0 | 0 | 9416446000 | 18157230 | 9398289000 | 93982.89 | 2753698.677 | 0 | 952.3151 | 839.4667 | 2021-06-30 09:05
PreNResSpltPkgAC-65to-PEYes | Save | EUn | 2003 | CZ12 | cDXGF | 0 | None | 1 | 930201.4 | 8510906 |  | 2135429 | 0 | 2778924 | 148952 | 1977445 | 0 | 157620.7 | 1292210 | 290144 | 649027.8 | 0 | 20322.07 | 0 | 0 | 8562037000 | 18157230 | 8543876000 | 85438.76 | 2503355.668 | 0 | 952.3151 | 839.4667 | 2021-06-30 09:07
PreNResSpltPkgAC-65to-PEYes | Save | EUn | 2003 | CZ13 | cDXGF | 0 | None | 1 | 930201.4 | 9603682 |  | 2135429 | 0 | 2778924 | 123108.7 | 2903035 | 0 | 167941 | 1481240 | 269418.9 | 863625.9 | 0 | 13999.81 | 0 | 0 | 7298902000 | 18157230 | 7280741000 | 72807.41 | 2133257.113 | 0 | 952.3151 | 839.4667 | 2021-06-30 09:09
PreNResSpltPkgAC-65to-PEYes | Save | EUn | 2003 | CZ14 | cDXGF | 0 | None | 1 | 930201.4 | 9309379 |  | 2135429 | 0 | 2778924 | 145634.2 | 2509791 | 0 | 206612.8 | 1511099 | 295590.8 | 829005.6 | 0 | 21883.96 | 0 | 0 | 8107601000 | 18157230 | 8089444000 | 80894.44 | 2370207.092 | 0 | 952.3151 | 839.4667 | 2021-06-30 09:11
PreNResSpltPkgAC-65to-PEYes | Save | EUn | 2003 | CZ15 | cDXGF | 0 | None | 1 | 930201.4 | 12246380 |  | 2135429 | 0 | 2778924 | 17195.42 | 5230172 | 0 | 58693.21 | 2025852 | 96814.9 | 1573564 | 0 | 105.495 | 0 | 0 | 1400117000 | 18157230 | 1381959000 | 13819.59 | 404913.987 | 0 | 952.3151 | 839.4667 | 2021-06-30 09:12
PreNResSpltPkgAC-65to-PEYes | Save | EUn | 2003 | CZ16 | cDXGF | 0 | None | 1 | 930201.4 | 8010258 |  | 2135429 | 0 | 2778924 | 373367.1 | 891730.6 | 0 | 332129.8 | 1375040 | 572320 | 392438.9 | 0 | 123633.6 | 0 | 0 | 22717480000 | 18157230 | 22699330000 | 226993.3 | 6650903.69 | 0 | 952.3151 | 839.4667 | 2021-06-30 09:14
PreNResSpltPkgAC-65to-PEYes | Save | EUn | 2007 | CZ01 | cDXGF | 0 | None | 1 | 930201.4 | 6788293 |  | 2135429 | 0 | 2778924 | 249305.7 | 135525.6 | 0 | 255787.1 | 1204092 | 612564.4 | 62962.89 | 0 | 29222.7 | 0 | 0 | 18105490000 | 18157230 | 18087330000 | 180873.3 | 5299587.69 | 0 | 952.3151 | 839.4667 | 2021-06-30 09:16
PreNResSpltPkgAC-65to-PEYes | Save | EUn | 2007 | CZ02 | cDXGF | 0 | None | 1 | 930201.4 | 7634045 |  | 2135429 | 0 | 2778924 | 169709.8 | 1223399 | 0 | 172006.7 | 1126543 | 317877.1 | 459762.8 | 0 | 28027.25 | 0 | 0 | 10011190000 | 18157230 | 9993033000 | 99930.33 | 2927958.669 | 0 | 952.3151 | 839.4667 | 2021-06-30 09:18
PreNResSpltPkgAC-65to-PEYes | Save | EUn | 2007 | CZ03 | cDXGF | 0 | None | 1 | 930201.4 | 7154246 |  | 2135429 | 0 | 2778924 | 120345.9 | 655242.1 | 0 | 115777.6 | 1343304 | 352170.6 | 359556.3 | 0 | 5217.835 | 0 | 0 | 8669146000 | 18157230 | 8650989000 | 86509.89 | 2534739.777 | 0 | 952.3151 | 839.4667 | 2021-06-30 09:20
PreNResSpltPkgAC-65to-PEYes | Save | EUn | 2007 | CZ04 | cDXGF | 0 | None | 1 | 930201.4 | 7919591 |  | 2135429 | 0 | 2778924 | 99726.28 | 1597661 | 0 | 103116.2 | 1197991 | 247046.1 | 588639.2 | 0 | 6739.522 | 0 | 0 | 6839268000 | 18157230 | 6821110000 | 68211.1 | 1998585.23 | 0 | 952.3151 | 839.4667 | 2021-06-30 09:22
PreNResSpltPkgAC-65to-PEYes | Save | EUn | 2007 | CZ05 | cDXGF | 0 | None | 1 | 930201.4 | 7323016 |  | 2135429 | 0 | 2778924 | 116260.8 | 840854.4 | 0 | 130086.2 | 1310300 | 293372 | 445073.1 | 0 | 11158.32 | 0 | 0 | 7464537000 | 18157230 | 7446383000 | 74463.83 | 2181790.219 | 0 | 952.3151 | 839.4667 | 2021-06-30 09:24
PreNResSpltPkgAC-65to-PEYes | Save | EUn | 2007 | CZ06 | cDXGF | 0 | None | 1 | 930201.4 | 8272701 |  | 2135429 | 0 | 2778924 | 37578.36 | 1853047 | 0 | 46119.02 | 1421136 | 154083.4 | 828559.3 | 0 | 464.3212 | 0 | 0 | 3251920000 | 18157230 | 3233762000 | 32337.62 | 947492.266 | 0 | 952.3151 | 839.4667 | 2021-06-30 09:26
PreNResSpltPkgAC-65to-PEYes | Save | EUn | 2007 | CZ07 | cDXGF | 0 | None | 1 | 930201.4 | 7857705 |  | 2135429 | 0 | 2778924 | 27936.89 | 1498954 | 0 | 22497.48 | 1393947 | 146046.4 | 730919.1 | 0 | 13.3309 | 0 | 0 | 2817384000 | 18157230 | 2799227000 | 27992.27 | 820173.511 | 0 | 952.3151 | 839.4667 | 2021-06-30 09:28
PreNResSpltPkgAC-65to-PEYes | Save | EUn | 2007 | CZ08 | cDXGF | 0 | None | 1 | 930201.4 | 8724176 |  | 2135429 | 0 | 2778924 | 34556.03 | 2421014 | 0 | 45018.88 | 1308710 | 132908.3 | 844622.4 | 0 | 517.7726 | 0 | 0 | 2817750000 | 18157230 | 2799593000 | 27995.93 | 820280.749 | 0 | 952.3151 | 839.4667 | 2021-06-30 09:30
PreNResSpltPkgAC-65to-PEYes | Save | EUn | 2007 | CZ09 | cDXGF | 0 | None | 1 | 930201.4 | 9018709 |  | 2135429 | 0 | 2778924 | 46832.97 | 2367522 | 0 | 79760.23 | 1609168 | 203321.2 | 929168.1 | 0 | 1068.732 | 0 | 0 | 3856156000 | 18157230 | 3837998000 | 38379.98 | 1124533.414 | 0 | 952.3151 | 839.4667 | 2021-06-30 09:32
PreNResSpltPkgAC-65to-PEYes | Save | EUn | 2007 | CZ10 | cDXGF | 0 | None | 1 | 930201.4 | 9069594 |  | 2135429 | 0 | 2778924 | 63937.68 | 2565304 | 0 | 102292.5 | 1413846 | 188908.9 | 866136.4 | 0 | 9857.631 | 0 | 0 | 4154912000 | 18157230 | 4136754000 | 41367.54 | 1212068.922 | 0 | 952.3151 | 839.4667 | 2021-06-30 09:34
PreNResSpltPkgAC-65to-PEYes | Save | EUn | 2007 | CZ11 | cDXGF | 0 | None | 1 | 930201.4 | 9203614 |  | 2135429 | 0 | 2778924 | 153577.4 | 2484211 | 0 | 187852.7 | 1443182 | 331942 | 757442.6 | 0 | 20432.99 | 0 | 0 | 9238932000 | 18157230 | 9220773000 | 92207.73 | 2701686.489 | 0 | 952.3151 | 839.4667 | 2021-06-30 09:35
PreNResSpltPkgAC-65to-PEYes | Save | EUn | 2007 | CZ12 | cDXGF | 0 | None | 1 | 930201.4 | 8443436 |  | 2135429 | 0 | 2778924 | 137506.2 | 1932404 | 0 | 156467.9 | 1282424 | 285362.2 | 645869.2 | 0 | 20277.9 | 0 | 0 | 8404229000 | 18157230 | 8386068000 | 83860.68 | 2457117.924 | 0 | 952.3151 | 839.4667 | 2021-06-30 09:37
PreNResSpltPkgAC-65to-PEYes | Save | EUn | 2007 | CZ13 | cDXGF | 0 | None | 1 | 930201.4 | 9514005 |  | 2135429 | 0 | 2778924 | 113562 | 2834575 | 0 | 166791.2 | 1470748 | 264923.6 | 858936.1 | 0 | 13971.37 | 0 | 0 | 7155611000 | 18157230 | 7137453000 | 71374.53 | 2091273.729 | 0 | 952.3151 | 839.4667 | 2021-06-30 09:39
PreNResSpltPkgAC-65to-PEYes | Save | EUn | 2007 | CZ14 | cDXGF | 0 | None | 1 | 930201.4 | 9231850 |  | 2135429 | 0 | 2778924 | 134324.3 | 2454748 | 0 | 205340.3 | 1501288 | 290777 | 825118.6 | 0 | 21791.57 | 0 | 0 | 7940555000 | 18157230 | 7922396000 | 79223.96 | 2321262.028 | 0 | 952.3151 | 839.4667 | 2021-06-30 09:41
PreNResSpltPkgAC-65to-PEYes | Save | EUn | 2007 | CZ15 | cDXGF | 0 | None | 1 | 930201.4 | 12121510 |  | 2135429 | 0 | 2778924 | 15862.83 | 5118241 | 0 | 58369.53 | 2014572 | 94247.97 | 1566057 | 0 | 105.5434 | 0 | 0 | 1349391000 | 18157230 | 1331233000 | 13312.33 | 390051.269 | 0 | 952.3151 | 839.4667 | 2021-06-30 09:43
PreNResSpltPkgAC-65to-PEYes | Save | EUn | 2007 | CZ16 | cDXGF | 0 | None | 1 | 930201.4 | 7945517 |  | 2135429 | 0 | 2778924 | 344304.9 | 861885.1 | 0 | 331156.4 | 1370801 | 567633.7 | 391933.6 | 0 | 123011 | 0 | 0 | 22399510000 | 18157230 | 22381360000 | 223813.6 | 6557738.48 | 0 | 952.3151 | 839.4667 | 2021-06-30 09:45
PreNResSpltPkgAC-65to-PEYes | Save | EUn | 2011 | CZ01 | cDXGF | 0 | None | 1 | 930201.4 | 6556534 |  | 2135429 | 0 | 2778924 | 214382.3 | 134159.3 | 0 | 68942.02 | 1198375 | 586031.5 | 64922.15 | 0 | 26316.68 | 0 | 0 | 17016040000 | 18157230 | 16997890000 | 169978.9 | 4980381.77 | 0 | 952.3151 | 839.4667 | 2021-06-30 09:47
PreNResSpltPkgAC-65to-PEYes | Save | EUn | 2011 | CZ02 | cDXGF | 0 | None | 1 | 930201.4 | 7357496 |  | 2135429 | 0 | 2778924 | 145675 | 1110681 | 0 | 46083.45 | 1115340 | 309796.2 | 457647.4 | 0 | 25360.03 | 0 | 0 | 9766890000 | 18157230 | 9748732000 | 97487.32 | 2856378.476 | 0 | 952.3151 | 839.4667 | 2021-06-30 09:49
PreNResSpltPkgAC-65to-PEYes | Save | EUn | 2011 | CZ03 | cDXGF | 0 | None | 1 | 930201.4 | 6983122 |  | 2135429 | 0 | 2778924 | 91840.55 | 605307.4 | 0 | 31147.44 | 1336050 | 343010.4 | 359797 | 0 | 4419.639 | 0 | 0 | 8398004000 | 18157230 | 8379847000 | 83798.47 | 2455295.171 | 0 | 952.3151 | 839.4667 | 2021-06-30 09:51
PreNResSpltPkgAC-65to-PEYes | Save | EUn | 2011 | CZ04 | cDXGF | 0 | None | 1 | 930201.4 | 7664154 |  | 2135429 | 0 | 2778924 | 77259.34 | 1451760 | 0 | 27658.96 | 1187378 | 239613.3 | 586449.6 | 0 | 5739.035 | 0 | 0 | 6622495000 | 18157230 | 6604336000 | 66043.36 | 1935070.448 | 0 | 952.3151 | 839.4667 | 2021-06-30 09:53
PreNResSpltPkgAC-65to-PEYes | Save | EUn | 2011 | CZ05 | cDXGF | 0 | None | 1 | 930201.4 | 7126262 |  | 2135429 | 0 | 2778924 | 88474.47 | 772243.4 | 0 | 35086.65 | 1306557 | 289402.2 | 445139.3 | 0 | 9543.127 | 0 | 0 | 7370313000 | 18157230 | 7352156000 | 73521.56 | 2154181.708 | 0 | 952.3151 | 839.4667 | 2021-06-30 09:54
PreNResSpltPkgAC-65to-PEYes | Save | EUn | 2011 | CZ06 | cDXGF | 0 | None | 1 | 930201.4 | 8063146 |  | 2135429 | 0 | 2778924 | 26919.27 | 1691363 | 0 | 12437.7 | 1417756 | 151696.4 | 828290.8 | 0 | 311.7698 | 0 | 0 | 3206186000 | 18157230 | 3188029000 | 31880.29 | 934092.497 | 0 | 952.3151 | 839.4667 | 2021-06-30 09:56
PreNResSpltPkgAC-65to-PEYes | Save | EUn | 2011 | CZ07 | cDXGF | 0 | None | 1 | 930201.4 | 7697611 |  | 2135429 | 0 | 2778924 | 19387.98 | 1370752 | 0 | 6049.997 | 1387062 | 141015 | 730295.6 | 0 | 3.1062 | 0 | 0 | 2697352000 | 18157230 | 2679195000 | 26791.95 | 785004.135 | 0 | 952.3151 | 839.4667 | 2021-06-30 09:58
PreNResSpltPkgAC-65to-PEYes | Save | EUn | 2011 | CZ08 | cDXGF | 0 | None | 1 | 930201.4 | 8441392 |  | 2135429 | 0 | 2778924 | 24762.5 | 2192389 | 0 | 12070.99 | 1297403 | 127937.6 | 840141.6 | 0 | 410.9708 | 0 | 0 | 2700283000 | 18157230 | 2682126000 | 26821.26 | 785862.918 | 0 | 952.3151 | 839.4667 | 2021-06-30 10:00
PreNResSpltPkgAC-65to-PEYes | Save | EUn | 2011 | CZ09 | cDXGF | 0 | None | 1 | 930201.4 | 8665015 |  | 2135429 | 0 | 2778924 | 33682.2 | 2124198 | 0 | 21071.02 | 1570809 | 185506.8 | 914301.8 | 0 | 894.619 | 0 | 0 | 3421124000 | 18157230 | 3402965000 | 34029.65 | 997068.745 | 0 | 952.3151 | 839.4667 | 2021-06-30 10:02
PreNResSpltPkgAC-65to-PEYes | Save | EUn | 2011 | CZ10 | cDXGF | 0 | None | 1 | 930201.4 | 8726876 |  | 2135429 | 0 | 2778924 | 53389.25 | 2321721 | 0 | 27415.08 | 1401234 | 183616.2 | 861111.8 | 0 | 8758.313 | 0 | 0 | 4020220000 | 18157230 | 4002064000 | 40020.64 | 1172604.752 | 0 | 952.3151 | 839.4667 | 2021-06-30 10:04
PreNResSpltPkgAC-65to-PEYes | Save | EUn | 2011 | CZ11 | cDXGF | 0 | None | 1 | 930201.4 | 8703679 |  | 2135429 | 0 | 2778924 | 132992.4 | 2208257 | 0 | 48731.95 | 1380977 | 284860.5 | 738635.5 | 0 | 18364.18 | 0 | 0 | 7496264000 | 18157230 | 7478107000 | 74781.07 | 2191085.351 | 0 | 952.3151 | 839.4667 | 2021-06-30 10:06
PreNResSpltPkgAC-65to-PEYes | Save | EUn | 2011 | CZ12 | cDXGF | 0 | None | 1 | 930201.4 | 8095073 |  | 2135429 | 0 | 2778924 | 118829.6 | 1747570 | 0 | 41426.39 | 1254567 | 266329.7 | 640071.1 | 0 | 18321.73 | 0 | 0 | 7711006000 | 18157230 | 7692849000 | 76928.49 | 2254004.757 | 0 | 952.3151 | 839.4667 | 2021-06-30 10:08
PreNResSpltPkgAC-65to-PEYes | Save | EUn | 2011 | CZ13 | cDXGF | 0 | None | 1 | 930201.4 | 9015568 |  | 2135429 | 0 | 2778924 | 97731.04 | 2525907 | 0 | 43657.74 | 1421307 | 236732.9 | 841495.4 | 0 | 12609.94 | 0 | 0 | 6128627000 | 18157230 | 6110471000 | 61104.71 | 1790368.003 | 0 | 952.3151 | 839.4667 | 2021-06-30 10:10
PreNResSpltPkgAC-65to-PEYes | Save | EUn | 2011 | CZ14 | cDXGF | 0 | None | 1 | 930201.4 | 8731487 |  | 2135429 | 0 | 2778924 | 114332.1 | 2187385 | 0 | 53470.34 | 1442504 | 248964.1 | 809774.3 | 0 | 19438.71 | 0 | 0 | 6405631000 | 18157230 | 6387475000 | 63874.75 | 1871530.175 | 0 | 952.3151 | 839.4667 | 2021-06-30 10:12
PreNResSpltPkgAC-65to-PEYes | Save | EUn | 2011 | CZ15 | cDXGF | 0 | None | 1 | 930201.4 | 11346950 |  | 2135429 | 0 | 2778924 | 12000.19 | 4473078 | 0 | 15157.51 | 1932273 | 77401.64 | 1510374 | 0 | 87.645 | 0 | 0 | 1035861000 | 18157230 | 1017704000 | 10177.04 | 298187.272 | 0 | 952.3151 | 839.4667 | 2021-06-30 10:14
PreNResSpltPkgAC-65to-PEYes | Save | EUn | 2011 | CZ16 | cDXGF | 0 | None | 1 | 930201.4 | 7540582 |  | 2135429 | 0 | 2778924 | 303948.7 | 791613.3 | 0 | 87316.7 | 1330776 | 502954.4 | 393194.6 | 0 | 112569.1 | 0 | 0 | 18410060000 | 18157230 | 18391900000 | 183919 | 5388826.7 | 0 | 952.3151 | 839.4667 | 2021-06-30 10:16
PreNResSpltPkgAC-65to-PEYes | Save | EUn | 2015 | CZ01 | cDXGF | 0 | None | 1 | 930201.4 | 5795713 |  | 2131568 | 0 | 2778924 | 212525.3 | 130523.1 | 0 | 63535.15 | 450394 | 184367.9 | 67651.68 | 0 | 28238.65 | 0 | 0 | 13542990000 | 18157230 | 13524840000 | 135248.4 | 3962778.12 | 0 | 950.932 | 839.4667 | 2021-06-30 10:17
PreNResSpltPkgAC-65to-PEYes | Save | EUn | 2015 | CZ02 | cDXGF | 0 | None | 1 | 930201.4 | 6592290 |  | 2131568 | 0 | 2778924 | 122473.8 | 1013021 | 0 | 43523.8 | 477814.1 | 104237 | 258467.5 | 0 | 24962.21 | 0 | 0 | 7311523000 | 18157230 | 7293365000 | 72933.65 | 2136955.945 | 0 | 950.932 | 839.4667 | 2021-06-30 10:19
PreNResSpltPkgAC-65to-PEYes | Save | EUn | 2015 | CZ03 | cDXGF | 0 | None | 1 | 930201.4 | 6133411 |  | 2131568 | 0 | 2778924 | 78250.8 | 608667.3 | 0 | 27059.68 | 504687 | 101011.8 | 225229 | 0 | 4250.508 | 0 | 0 | 6331872000 | 18157230 | 6313716000 | 63137.16 | 1849918.788 | 0 | 950.932 | 839.4667 | 2021-06-30 10:21
PreNResSpltPkgAC-65to-PEYes | Save | EUn | 2015 | CZ04 | cDXGF | 0 | None | 1 | 930201.4 | 6800365 |  | 2131568 | 0 | 2778924 | 65195.69 | 1294502 | 0 | 25016.69 | 499215.3 | 71671.07 | 319540.3 | 0 | 5938.476 | 0 | 0 | 4521376000 | 18157230 | 4503219000 | 45032.19 | 1319443.167 | 0 | 950.932 | 839.4667 | 2021-06-30 10:23
PreNResSpltPkgAC-65to-PEYes | Save | EUn | 2015 | CZ05 | cDXGF | 0 | None | 1 | 930201.4 | 6288711 |  | 2131568 | 0 | 2778924 | 76495.95 | 741441.9 | 0 | 30530.81 | 520702.3 | 102693.4 | 255367.5 | 0 | 9044.98 | 0 | 0 | 5626849000 | 18157230 | 5608692000 | 56086.92 | 1643346.756 | 0 | 950.932 | 839.4667 | 2021-06-30 10:25
PreNResSpltPkgAC-65to-PEYes | Save | EUn | 2015 | CZ06 | cDXGF | 0 | None | 1 | 930201.4 | 7009297 |  | 2131568 | 0 | 2778924 | 22249.63 | 1529705 | 0 | 10814.38 | 535779.3 | 44944.48 | 375566.4 | 0 | 249.3987 | 0 | 0 | 2296164000 | 18157230 | 2278007000 | 22780.07 | 667456.051 | 0 | 950.932 | 839.4667 | 2021-06-30 10:27
PreNResSpltPkgAC-65to-PEYes | Save | EUn | 2015 | CZ07 | cDXGF | 0 | None | 1 | 930201.4 | 6754371 |  | 2131568 | 0 | 2778924 | 15854.61 | 1291589 | 0 | 5269.799 | 531160.8 | 42572.74 | 360262 | 0 | 0.96431 | 0 | 0 | 2010855000 | 18157230 | 1992697000 | 19926.97 | 583860.221 | 0 | 950.932 | 839.4667 | 2021-06-30 10:29
PreNResSpltPkgAC-65to-PEYes | Save | EUn | 2015 | CZ08 | cDXGF | 0 | None | 1 | 930201.4 | 7418851 |  | 2131568 | 0 | 2778924 | 19719.91 | 1943991 | 0 | 10981.5 | 533199.4 | 39474.54 | 403484.3 | 0 | 462.7262 | 0 | 0 | 1862225000 | 18157230 | 1844068000 | 18440.68 | 540311.924 | 0 | 950.932 | 839.4667 | 2021-06-30 10:31
PreNResSpltPkgAC-65to-PEYes | Save | EUn | 2015 | CZ09 | cDXGF | 0 | None | 1 | 930201.4 | 7406006 |  | 2131568 | 0 | 2778924 | 27825.62 | 1833889 | 0 | 19372.42 | 613558.6 | 56508.84 | 416425.4 | 0 | 863.7931 | 0 | 0 | 2217231000 | 18157230 | 2199074000 | 21990.74 | 644328.682 | 0 | 950.932 | 839.4667 | 2021-06-30 10:33
PreNResSpltPkgAC-65to-PEYes | Save | EUn | 2015 | CZ10 | cDXGF | 0 | None | 1 | 930201.4 | 7626985 |  | 2131568 | 0 | 2778924 | 44543.45 | 2048612 | 0 | 26175.62 | 588469.6 | 60889.36 | 413935.2 | 0 | 8689.395 | 0 | 0 | 2884400000 | 18157230 | 2866242000 | 28662.42 | 839808.906 | 0 | 950.932 | 839.4667 | 2021-06-30 10:35
PreNResSpltPkgAC-65to-PEYes | Save | EUn | 2015 | CZ11 | cDXGF | 0 | None | 1 | 930201.4 | 7596842 |  | 2131568 | 0 | 2778924 | 111983.5 | 1925235 | 0 | 46191.66 | 584998.3 | 94928.59 | 369345.6 | 0 | 17936.98 | 0 | 0 | 5324316000 | 18157230 | 5306158000 | 53061.58 | 1554704.294 | 0 | 950.932 | 839.4667 | 2021-06-30 10:37
PreNResSpltPkgAC-65to-PEYes | Save | EUn | 2015 | CZ12 | cDXGF | 0 | None | 1 | 930201.4 | 7177303 |  | 2131568 | 0 | 2778924 | 99879.67 | 1557412 | 0 | 39212.82 | 552323.6 | 89735.07 | 350244.4 | 0 | 17979.52 | 0 | 0 | 5721437000 | 18157230 | 5703280000 | 57032.8 | 1671061.04 | 0 | 950.932 | 839.4667 | 2021-06-30 10:39
PreNResSpltPkgAC-65to-PEYes | Save | EUn | 2015 | CZ13 | cDXGF | 0 | None | 1 | 930201.4 | 7870589 |  | 2131568 | 0 | 2778924 | 82634.14 | 2207762 | 0 | 41490.49 | 615873.3 | 77891.27 | 425336.4 | 0 | 12332.69 | 0 | 0 | 4374246000 | 18157230 | 4356087000 | 43560.87 | 1276333.491 | 0 | 950.932 | 839.4667 | 2021-06-30 10:40
PreNResSpltPkgAC-65to-PEYes | Save | EUn | 2015 | CZ14 | cDXGF | 0 | None | 1 | 930201.4 | 7617460 |  | 2131568 | 0 | 2778924 | 103366.6 | 1926835 | 0 | 51185.67 | 605449.5 | 83308.66 | 393269.8 | 0 | 20127.8 | 0 | 0 | 4414913000 | 18157230 | 4396755000 | 43967.55 | 1288249.215 | 0 | 950.932 | 839.4667 | 2021-06-30 10:42
PreNResSpltPkgAC-65to-PEYes | Save | EUn | 2015 | CZ15 | cDXGF | 0 | None | 1 | 930201.4 | 9571057 |  | 2131568 | 0 | 2778924 | 10059.44 | 3837624 | 0 | 14612.25 | 798179.8 | 26378.42 | 661111.7 | 0 | 85.785 | 0 | 0 | 694384500 | 18157230 | 676227200 | 6762.272 | 198134.5696 | 0 | 950.932 | 839.4667 | 2021-06-30 10:44
PreNResSpltPkgAC-65to-PEYes | Save | EUn | 2015 | CZ16 | cDXGF | 0 | None | 1 | 930201.4 | 6614073 |  | 2131568 | 0 | 2778924 | 286771.9 | 669716.5 | 0 | 79978.86 | 536708.2 | 169283.4 | 220303.9 | 0 | 130401.4 | 0 | 0 | 13715280000 | 18157230 | 13697130000 | 136971.3 | 4013259.09 | 0 | 950.932 | 839.4667 | 2021-06-30 10:46
PreNResSpltPkgAC-65to-PEYes | Save | EUn | 2017 | CZ01 | cDXGF | 0 | None | 1 | 930201.4 | 5748168 |  | 2088979 | 0 | 2778924 | 210681.7 | 130114.5 | 0 | 63280.69 | 448540.4 | 182614.8 | 67314.13 | 0 | 27644.34 | 0 | 0 | 13200500000 | 18157230 | 13182350000 | 131823.5 | 3862428.55 | 0 | 933.9489 | 839.4667 | 2021-06-30 10:48
PreNResSpltPkgAC-65to-PEYes | Save | EUn | 2017 | CZ02 | cDXGF | 0 | None | 1 | 930201.4 | 6536548 |  | 2088979 | 0 | 2778924 | 121926.2 | 1005656 | 0 | 43091.02 | 473206.9 | 102739.8 | 256330.1 | 0 | 24763.13 | 0 | 0 | 7220564000 | 18157230 | 7202404000 | 72024.04 | 2110304.372 | 0 | 933.9489 | 839.4667 | 2021-06-30 10:50
PreNResSpltPkgAC-65to-PEYes | Save | EUn | 2017 | CZ03 | cDXGF | 0 | None | 1 | 930201.4 | 6084837 |  | 2088979 | 0 | 2778924 | 77903.44 | 605412.7 | 0 | 26946.84 | 502469.9 | 100556 | 223801.5 | 0 | 4198.104 | 0 | 0 | 6297880000 | 18157230 | 6279723000 | 62797.23 | 1839958.839 | 0 | 933.9489 | 839.4667 | 2021-06-30 10:52
PreNResSpltPkgAC-65to-PEYes | Save | EUn | 2017 | CZ04 | cDXGF | 0 | None | 1 | 930201.4 | 6745161 |  | 2088979 | 0 | 2778924 | 64891.66 | 1286413 | 0 | 24810.4 | 495252 | 70582.06 | 317412.4 | 0 | 5887.776 | 0 | 0 | 4443417000 | 18157230 | 4425261000 | 44252.61 | 1296601.473 | 0 | 933.9489 | 839.4667 | 2021-06-30 10:54
PreNResSpltPkgAC-65to-PEYes | Save | EUn | 2017 | CZ05 | cDXGF | 0 | None | 1 | 930201.4 | 6236933 |  | 2088979 | 0 | 2778924 | 75818.65 | 737346.6 | 0 | 30379.34 | 516651.9 | 101238.9 | 252126.6 | 0 | 8831.627 | 0 | 0 | 5446095000 | 18157230 | 5427940000 | 54279.4 | 1590386.42 | 0 | 933.9489 | 839.4667 | 2021-06-30 10:56
PreNResSpltPkgAC-65to-PEYes | Save | EUn | 2017 | CZ06 | cDXGF | 0 | None | 1 | 930201.4 | 6946142 |  | 2088979 | 0 | 2778924 | 21948.58 | 1515186 | 0 | 10688.28 | 530178.4 | 42979.43 | 372389.1 | 0 | 235.794 | 0 | 0 | 2189141000 | 18157230 | 2170984000 | 21709.84 | 636098.312 | 0 | 933.9489 | 839.4667 | 2021-06-30 10:58
PreNResSpltPkgAC-65to-PEYes | Save | EUn | 2017 | CZ07 | cDXGF | 0 | None | 1 | 930201.4 | 6697988 |  | 2088979 | 0 | 2778924 | 15712.86 | 1282185 | 0 | 5227.46 | 526956.1 | 41512.48 | 357312.8 | 0 | 0 | 0 | 0 | 1957788000 | 18157230 | 1939630000 | 19396.3 | 568311.59 | 0 | 933.9489 | 839.4667 | 2021-06-30 11:00
PreNResSpltPkgAC-65to-PEYes | Save | EUn | 2017 | CZ08 | cDXGF | 0 | None | 1 | 930201.4 | 7350429 |  | 2088979 | 0 | 2778924 | 19530.91 | 1925876 | 0 | 10813.97 | 525847.1 | 37547.39 | 399561.3 | 0 | 453.9543 | 0 | 0 | 1750473000 | 18157230 | 1732315000 | 17323.15 | 507568.295 | 0 | 933.9489 | 839.4667 | 2021-06-30 11:02
PreNResSpltPkgAC-65to-PEYes | Save | EUn | 2017 | CZ09 | cDXGF | 0 | None | 1 | 930201.4 | 7346930 |  | 2088979 | 0 | 2778924 | 27671.78 | 1822444 | 0 | 19221.05 | 608833.8 | 55387.46 | 413862.3 | 0 | 854.4341 | 0 | 0 | 2153477000 | 18157230 | 2135320000 | 21353.2 | 625648.76 | 0 | 933.9489 | 839.4667 | 2021-06-30 11:04
PreNResSpltPkgAC-65to-PEYes | Save | EUn | 2017 | CZ10 | cDXGF | 0 | None | 1 | 930201.4 | 7565304 |  | 2088979 | 0 | 2778924 | 44296.29 | 2035086 | 0 | 25943.77 | 583456.6 | 59792.66 | 410928.7 | 0 | 8616.625 | 0 | 0 | 2824626000 | 18157230 | 2806469000 | 28064.69 | 822295.417 | 0 | 933.9489 | 839.4667 | 2021-06-30 11:05
PreNResSpltPkgAC-65to-PEYes | Save | EUn | 2017 | CZ11 | cDXGF | 0 | None | 1 | 930201.4 | 7534466 |  | 2088979 | 0 | 2778924 | 111258 | 1912184 | 0 | 45741.55 | 579588.6 | 93218.68 | 366703.8 | 0 | 17787.22 | 0 | 0 | 5213756000 | 18157230 | 5195599000 | 51955.99 | 1522310.507 | 0 | 933.9489 | 839.4667 | 2021-06-30 11:07
PreNResSpltPkgAC-65to-PEYes | Save | EUn | 2017 | CZ12 | cDXGF | 0 | None | 1 | 930201.4 | 7115222 |  | 2088979 | 0 | 2778924 | 99324.01 | 1547146 | 0 | 38836.35 | 544189.9 | 88260.05 | 344610 | 0 | 17821.08 | 0 | 0 | 5624808000 | 18157230 | 5606649000 | 56066.49 | 1642748.157 | 0 | 933.9489 | 839.4667 | 2021-06-30 11:09
PreNResSpltPkgAC-65to-PEYes | Save | EUn | 2017 | CZ13 | cDXGF | 0 | None | 1 | 930201.4 | 7804802 |  | 2088979 | 0 | 2778924 | 82165.63 | 2191221 | 0 | 41094.11 | 610189.8 | 76325.69 | 422066.4 | 0 | 12224.94 | 0 | 0 | 4280619000 | 18157230 | 4262462000 | 42624.62 | 1248901.366 | 0 | 933.9489 | 839.4667 | 2021-06-30 11:11
PreNResSpltPkgAC-65to-PEYes | Save | EUn | 2017 | CZ14 | cDXGF | 0 | None | 1 | 930201.4 | 7554967 |  | 2088979 | 0 | 2778924 | 102638.4 | 1913696 | 0 | 50729.76 | 600121.1 | 81647.06 | 390534.2 | 0 | 19876.43 | 0 | 0 | 4299507000 | 18157230 | 4281351000 | 42813.51 | 1254435.843 | 0 | 933.9489 | 839.4667 | 2021-06-30 11:13
PreNResSpltPkgAC-65to-PEYes | Save | EUn | 2017 | CZ15 | cDXGF | 0 | None | 1 | 930201.4 | 9492085 |  | 2088979 | 0 | 2778924 | 9969.091 | 3808186 | 0 | 14487.2 | 791451.6 | 25451.22 | 656179.4 | 0 | 85.0037 | 0 | 0 | 659968900 | 18157230 | 641811600 | 6418.116 | 188050.7988 | 0 | 933.9489 | 839.4667 | 2021-06-30 11:15
PreNResSpltPkgAC-65to-PEYes | Save | EUn | 2017 | CZ16 | cDXGF | 0 | None | 1 | 930201.4 | 6560403 |  | 2088979 | 0 | 2778924 | 285172.2 | 665540.3 | 0 | 79589.31 | 533481.1 | 167816.8 | 218627.4 | 0 | 128715.3 | 0 | 0 | 13610470000 | 18157230 | 13592310000 | 135923.1 | 3982546.83 | 0 | 933.9489 | 839.4667 | 2021-06-30 11:17
PreNResSpltPkgAC-65to-PEYes | Save | EUn | 2020 | CZ01 | cDXGF | 0 | None | 1 | 930201.4 | 5052133 |  | 1432632 | 0 | 2778924 | 211066.4 | 113985.2 | 0 | 60300.14 | 427549.5 | 196815.3 | 56860.22 | 0 | 27671.29 | 0 | 0 | 14758860000 | 18157230 | 14740700000 | 147407 | 4319025.1 | 0 | 653.0144 | 839.4667 | 2021-06-30 11:19
PreNResSpltPkgAC-65to-PEYes | Save | EUn | 2020 | CZ02 | cDXGF | 0 | None | 1 | 930201.4 | 5784387 |  | 1432632 | 0 | 2778924 | 122170.9 | 934618.8 | 0 | 41320.27 | 449930.2 | 107832.4 | 234826.5 | 0 | 24785.18 | 0 | 0 | 8070944000 | 18157230 | 8052786000 | 80527.86 | 2359466.298 | 0 | 653.0144 | 839.4667 | 2021-06-30 11:21
PreNResSpltPkgAC-65to-PEYes | Save | EUn | 2020 | CZ03 | cDXGF | 0 | None | 1 | 930201.4 | 5347326 |  | 1432632 | 0 | 2778924 | 78084.63 | 552345.4 | 0 | 25721.83 | 475417 | 108826.6 | 199187.8 | 0 | 4197.867 | 0 | 0 | 7141693000 | 18157230 | 7123533000 | 71235.33 | 2087195.169 | 0 | 653.0144 | 839.4667 | 2021-06-30 11:23
PreNResSpltPkgAC-65to-PEYes | Save | EUn | 2020 | CZ04 | cDXGF | 0 | None | 1 | 930201.4 | 5978190 |  | 1432632 | 0 | 2778924 | 64997.27 | 1201355 | 0 | 23807.37 | 470572.5 | 75763.98 | 292936.4 | 0 | 5896.299 | 0 | 0 | 5025698000 | 18157230 | 5007540000 | 50075.4 | 1467209.22 | 0 | 653.0144 | 839.4667 | 2021-06-30 11:25
PreNResSpltPkgAC-65to-PEYes | Save | EUn | 2020 | CZ05 | cDXGF | 0 | None | 1 | 930201.4 | 5496694 |  | 1432632 | 0 | 2778924 | 75989.1 | 670919.3 | 0 | 28984.78 | 500392 | 115832.9 | 227890.5 | 0 | 8847.12 | 0 | 0 | 6130427000 | 18157230 | 6112270000 | 61122.7 | 1790895.11 | 0 | 653.0144 | 839.4667 | 2021-06-30 11:27
PreNResSpltPkgAC-65to-PEYes | Save | EUn | 2020 | CZ06 | cDXGF | 0 | None | 1 | 930201.4 | 6157020 |  | 1432632 | 0 | 2778924 | 22051.44 | 1409317 | 0 | 10204.37 | 503649.4 | 46988.34 | 345094.1 | 0 | 236.475 | 0 | 0 | 2587173000 | 18157230 | 2569016000 | 25690.16 | 752721.688 | 0 | 653.0144 | 839.4667 | 2021-06-30 11:28
PreNResSpltPkgAC-65to-PEYes | Save | EUn | 2020 | CZ07 | cDXGF | 0 | None | 1 | 930201.4 | 5918373 |  | 1432632 | 0 | 2778924 | 15781.45 | 1186313 | 0 | 4986.208 | 499732.3 | 46042.14 | 329053.1 | 0 | 0 | 0 | 0 | 2361840000 | 18157230 | 2343683000 | 23436.83 | 686699.119 | 0 | 653.0144 | 839.4667 | 2021-06-30 11:30
PreNResSpltPkgAC-65to-PEYes | Save | EUn | 2020 | CZ08 | cDXGF | 0 | None | 1 | 930201.4 | 6556827 |  | 1432632 | 0 | 2778924 | 19621.63 | 1813140 | 0 | 10417.02 | 501632.7 | 40916.78 | 374170.6 | 0 | 455.2522 | 0 | 0 | 2004628000 | 18157230 | 1986470000 | 19864.7 | 582035.71 | 0 | 653.0144 | 839.4667 | 2021-06-30 11:32
PreNResSpltPkgAC-65to-PEYes | Save | EUn | 2020 | CZ09 | cDXGF | 0 | None | 1 | 930201.4 | 6568288 |  | 1432632 | 0 | 2778924 | 27754.73 | 1722746 | 0 | 18650.25 | 586723.4 | 60769.06 | 390481.9 | 0 | 851.7449 | 0 | 0 | 2446712000 | 18157230 | 2428555000 | 24285.55 | 711566.615 | 0 | 653.0144 | 839.4667 | 2021-06-30 11:34
PreNResSpltPkgAC-65to-PEYes | Save | EUn | 2020 | CZ10 | cDXGF | 0 | None | 1 | 930201.4 | 6779737 |  | 1432632 | 0 | 2778924 | 44417.27 | 1929603 | 0 | 25108.52 | 560414.6 | 64671.42 | 387628.6 | 0 | 8633.487 | 0 | 0 | 3167562000 | 18157230 | 3149404000 | 31494.04 | 922775.372 | 0 | 653.0144 | 839.4667 | 2021-06-30 11:36
PreNResSpltPkgAC-65to-PEYes | Save | EUn | 2020 | CZ11 | cDXGF | 0 | None | 1 | 930201.4 | 6766860 |  | 1432632 | 0 | 2778924 | 111506.6 | 1823440 | 0 | 44352.33 | 558199 | 99814.75 | 345641.3 | 0 | 17800.42 | 0 | 0 | 5792837000 | 18157230 | 5774676000 | 57746.76 | 1691980.068 | 0 | 653.0144 | 839.4667 | 2021-06-30 11:38
PreNResSpltPkgAC-65to-PEYes | Save | EUn | 2020 | CZ12 | cDXGF | 0 | None | 1 | 930201.4 | 6349210 |  | 1432632 | 0 | 2778924 | 99481.2 | 1460921 | 0 | 37571.55 | 521820.8 | 94315.52 | 322031 | 0 | 17855.08 | 0 | 0 | 6225296000 | 18157230 | 6207137000 | 62071.37 | 1818691.141 | 0 | 653.0144 | 839.4667 | 2021-06-30 11:40
PreNResSpltPkgAC-65to-PEYes | Save | EUn | 2020 | CZ13 | cDXGF | 0 | None | 1 | 930201.4 | 7027342 |  | 1432632 | 0 | 2778924 | 82296.73 | 2092868 | 0 | 39959.37 | 588436.8 | 82805.09 | 399699.2 | 0 | 12218.82 | 0 | 0 | 4765451000 | 18157230 | 4747295000 | 47472.95 | 1390957.435 | 0 | 653.0144 | 839.4667 | 2021-06-30 11:42
PreNResSpltPkgAC-65to-PEYes | Save | EUn | 2020 | CZ14 | cDXGF | 0 | None | 1 | 930201.4 | 6784246 |  | 1432632 | 0 | 2778924 | 102795.8 | 1822886 | 0 | 49178.16 | 577922.5 | 87726.86 | 368408.1 | 0 | 19903.69 | 0 | 0 | 4788646000 | 18157230 | 4770490000 | 47704.9 | 1397753.57 | 0 | 653.0144 | 839.4667 | 2021-06-30 11:44
PreNResSpltPkgAC-65to-PEYes | Save | EUn | 2020 | CZ15 | cDXGF | 0 | None | 1 | 930201.4 | 8672308 |  | 1432632 | 0 | 2778924 | 10011.77 | 3668986 | 0 | 14122.58 | 767542.6 | 28956.16 | 631416.1 | 0 | 85.1096 | 0 | 0 | 766098300 | 18157230 | 747940900 | 7479.409 | 219146.6837 | 0 | 653.0144 | 839.4667 | 2021-06-30 11:46
PreNResSpltPkgAC-65to-PEYes | Save | EUn | 2020 | CZ16 | cDXGF | 0 | None | 1 | 930201.4 | 5834895 |  | 1432632 | 0 | 2778924 | 285434.9 | 625342.5 | 0 | 76049.79 | 507654 | 172941.1 | 200889.1 | 0 | 128853.2 | 0 | 0 | 14854760000 | 18157230 | 14836600000 | 148366 | 4347123.8 | 0 | 653.0144 | 839.4667 | 2021-06-30 11:48
PreNResSpltPkgAC-65to-PEYes | Save | Gro | 1975 | CZ01 | cDXGF | 0 | None | 1 | 50001 | 1872258 |  | 331380.7 | 0 | 280614.8 | 0 | 606.835 | 40475.16 | 219.253 | 126394.8 | 92653.41 | 26744.05 | 1092564 | 0 | 0 | 0 | 4033542000 | 0 | 3564916000 | 35649.16 | 1044520.388 | 468624100 | 63.7058 | 47.5439 | 2021-06-30 11:48
PreNResSpltPkgAC-65to-PEYes | Save | Gro | 1975 | CZ02 | cDXGF | 0 | None | 1 | 50001 | 1962998 |  | 331380.7 | 0 | 280614.8 | 0 | 25036.73 | 58158.5 | 219.3448 | 154259.6 | 88944.94 | 47175.78 | 1113325 | 0 | 0 | 0 | 2862090000 | 0 | 2428193000 | 24281.93 | 711460.549 | 433897300 | 63.7058 | 47.5439 | 2021-06-30 11:49
PreNResSpltPkgAC-65to-PEYes | Save | Gro | 1975 | CZ03 | cDXGF | 0 | None | 1 | 50001 | 1924173 |  | 331380.7 | 0 | 280614.8 | 0 | 7309.77 | 54113.17 | 219.3632 | 135719.8 | 85842.97 | 34089.57 | 1114815 | 0 | 0 | 0 | 2820837000 | 0 | 2387641000 | 23876.41 | 699578.813 | 433194900 | 63.7058 | 47.5439 | 2021-06-30 11:50
PreNResSpltPkgAC-65to-PEYes | Save | Gro | 1975 | CZ04 | cDXGF | 0 | None | 1 | 50001 | 1974290 |  | 331380.7 | 0 | 280614.8 | 0 | 31303.38 | 66274.36 | 219.3957 | 137925.5 | 71677.14 | 49981.31 | 1126571 | 0 | 0 | 0 | 2361154000 | 0 | 1948811000 | 19488.11 | 571001.623 | 412342200 | 63.7058 | 47.5439 | 2021-06-30 11:50
PreNResSpltPkgAC-65to-PEYes | Save | Gro | 1975 | CZ05 | cDXGF | 0 | None | 1 | 50001 | 1926473 |  | 331380.7 | 0 | 280614.8 | 0 | 9291.201 | 55538.34 | 219.3454 | 138362.3 | 83708.38 | 36705.57 | 1111064 | 0 | 0 | 0 | 2718446000 | 0 | 2285156000 | 22851.56 | 669550.708 | 433290500 | 63.7058 | 47.5439 | 2021-06-30 11:51
PreNResSpltPkgAC-65to-PEYes | Save | Gro | 1975 | CZ06 | cDXGF | 0 | None | 1 | 50001 | 2007769 |  | 331380.7 | 0 | 280614.8 | 0 | 26702.37 | 72887.47 | 219.4274 | 134918 | 64893.57 | 51783.61 | 1161045 | 0 | 0 | 0 | 1810478000 | 0 | 1410750000 | 14107.5 | 413349.75 | 399727700 | 63.7058 | 47.5439 | 2021-06-30 11:51
PreNResSpltPkgAC-65to-PEYes | Save | Gro | 1975 | CZ07 | cDXGF | 0 | None | 1 | 50001 | 1984226 |  | 331380.6 | 0 | 280614.8 | 0 | 19815.08 | 71129.96 | 219.4172 | 131429.3 | 66824.5 | 46735.36 | 1149635 | 0 | 0 | 0 | 1791002000 | 0 | 1392293000 | 13922.93 | 407941.849 | 398710300 | 63.7058 | 47.5439 | 2021-06-30 11:52
PreNResSpltPkgAC-65to-PEYes | Save | Gro | 1975 | CZ08 | cDXGF | 0 | None | 1 | 50001 | 2023435 |  | 331380.7 | 0 | 280614.8 | 0 | 48020.99 | 78595.11 | 219.4476 | 129581.4 | 54302.44 | 59822.68 | 1155020 | 0 | 0 | 0 | 1645281000 | 0 | 1256523000 | 12565.23 | 368161.239 | 388758100 | 63.7058 | 47.5439 | 2021-06-30 11:53
PreNResSpltPkgAC-65to-PEYes | Save | Gro | 1975 | CZ09 | cDXGF | 0 | None | 1 | 50001 | 1994344 |  | 331380.6 | 0 | 280614.8 | 0 | 47437.53 | 75725.72 | 219.4247 | 126151.5 | 53828.77 | 58273.74 | 1132813 | 0 | 0 | 0 | 1802982000 | 0 | 1411063000 | 14110.63 | 413441.459 | 391919300 | 63.7058 | 47.5439 | 2021-06-30 11:53
PreNResSpltPkgAC-65to-PEYes | Save | Gro | 1975 | CZ10 | cDXGF | 0 | None | 1 | 50001 | 2041479 |  | 331380.7 | 0 | 280614.8 | 0 | 62681.71 | 77289.59 | 219.43 | 141283.7 | 58760.84 | 65894.5 | 1148008 | 0 | 0 | 0 | 1838510000 | 0 | 1447811000 | 14478.11 | 424208.623 | 390698400 | 63.7058 | 47.5439 | 2021-06-30 11:54
PreNResSpltPkgAC-65to-PEYes | Save | Gro | 1975 | CZ11 | cDXGF | 0 | None | 1 | 50001 | 2056932 |  | 331380.7 | 0 | 280614.8 | 0 | 74430.33 | 73686.58 | 219.3992 | 159964.2 | 75594.99 | 68906.82 | 1136635 | 0 | 0 | 0 | 2404292000 | 0 | 2005658000 | 20056.58 | 587657.794 | 398633600 | 63.7058 | 47.5439 | 2021-06-30 11:55
PreNResSpltPkgAC-65to-PEYes | Save | Gro | 1975 | CZ12 | cDXGF | 0 | None | 1 | 50001 | 2025481 |  | 331380.6 | 0 | 280614.8 | 0 | 49368.16 | 67631.19 | 219.3855 | 162099.7 | 83162.26 | 60741.25 | 1134165 | 0 | 0 | 0 | 2443736000 | 0 | 2031189000 | 20311.89 | 595138.377 | 412546600 | 63.7058 | 47.5439 | 2021-06-30 11:55
PreNResSpltPkgAC-65to-PEYes | Save | Gro | 1975 | CZ13 | cDXGF | 0 | None | 1 | 50001 | 2104932 |  | 331380.6 | 0 | 280614.8 | 0 | 86395.09 | 78740.19 | 219.4007 | 170206.8 | 73019.48 | 78646.78 | 1157373 | 0 | 0 | 0 | 2084163000 | 0 | 1695709000 | 16957.09 | 496842.737 | 388453900 | 63.7058 | 47.5439 | 2021-06-30 11:56
PreNResSpltPkgAC-65to-PEYes | Save | Gro | 1975 | CZ14 | cDXGF | 0 | None | 1 | 50001 | 2004123 |  | 331380.7 | 0 | 280614.8 | 0 | 72432.14 | 72643.82 | 219.368 | 149936.5 | 67465.88 | 67841.93 | 1096894 | 0 | 0 | 0 | 2327711000 | 0 | 1926906000 | 19269.06 | 564583.458 | 400806300 | 63.7058 | 47.5439 | 2021-06-30 11:56
PreNResSpltPkgAC-65to-PEYes | Save | Gro | 1975 | CZ15 | cDXGF | 0 | None | 1 | 50001 | 2141657 |  | 331380.6 | 0 | 280614.8 | 0 | 170262.6 | 34533.77 | 219.4141 | 184091.3 | 47609.95 | 119126.1 | 1140553 | 0 | 0 | 0 | 1052141000 | 0 | 720298900 | 7202.989 | 211047.5777 | 331842300 | 63.7058 | 47.5439 | 2021-06-30 11:57
PreNResSpltPkgAC-65to-PEYes | Save | Gro | 1975 | CZ16 | cDXGF | 0 | None | 1 | 50001 | 1846603 |  | 331380.7 | 0 | 280614.8 | 0 | 17231.6 | 47388.82 | 219.2842 | 147179.7 | 89693.69 | 43524.84 | 1022587 | 0 | 0 | 0 | 3714911000 | 0 | 3253154000 | 32531.54 | 953174.122 | 461757500 | 63.7058 | 47.5439 | 2021-06-30 11:58
PreNResSpltPkgAC-65to-PEYes | Save | Gro | 1985 | CZ01 | cDXGF | 0 | None | 1 | 50001 | 1860005 |  | 331380.7 | 0 | 269747.7 | 0 | 598.3076 | 40423.43 | 219.2585 | 125912.9 | 92234.71 | 26724.4 | 1091723 | 0 | 0 | 0 | 4066737000 | 0 | 3598115000 | 35981.15 | 1054247.695 | 468620500 | 63.7058 | 45.6981 | 2021-06-30 11:58
PreNResSpltPkgAC-65to-PEYes | Save | Gro | 1985 | CZ02 | cDXGF | 0 | None | 1 | 50001 | 1950498 |  | 331380.7 | 0 | 269747.7 | 0 | 24653.49 | 58096.73 | 219.3438 | 154012 | 89135.41 | 46928.5 | 1112386 | 0 | 0 | 0 | 2889371000 | 0 | 2455504000 | 24555.04 | 719462.672 | 433866300 | 63.7058 | 45.6981 | 2021-06-30 11:59
PreNResSpltPkgAC-65to-PEYes | Save | Gro | 1985 | CZ03 | cDXGF | 0 | None | 1 | 50001 | 1911676 |  | 331380.7 | 0 | 269747.7 | 0 | 7167.173 | 54046.67 | 219.3504 | 135245.5 | 86068.23 | 33844.91 | 1113867 | 0 | 0 | 0 | 2852049000 | 0 | 2418869000 | 24188.69 | 708728.617 | 433180100 | 63.7058 | 45.6981 | 2021-06-30 12:00
PreNResSpltPkgAC-65to-PEYes | Save | Gro | 1985 | CZ04 | cDXGF | 0 | None | 1 | 50001 | 1961548 |  | 331380.7 | 0 | 269747.7 | 0 | 30824.25 | 66205.43 | 219.4001 | 137577.6 | 71897.82 | 49619.53 | 1125592 | 0 | 0 | 0 | 2386750000 | 0 | 1974394000 | 19743.94 | 578497.442 | 412356400 | 63.7058 | 45.6981 | 2021-06-30 12:00
PreNResSpltPkgAC-65to-PEYes | Save | Gro | 1985 | CZ05 | cDXGF | 0 | None | 1 | 50001 | 1913799 |  | 331380.6 | 0 | 269747.7 | 0 | 9089.666 | 55467.27 | 219.3437 | 137795.9 | 83784.16 | 36350.27 | 1110097 | 0 | 0 | 0 | 2748303000 | 0 | 2315016000 | 23150.16 | 678299.688 | 433287700 | 63.7058 | 45.6981 | 2021-06-30 12:01
PreNResSpltPkgAC-65to-PEYes | Save | Gro | 1985 | CZ06 | cDXGF | 0 | None | 1 | 50001 | 1994804 |  | 331380.6 | 0 | 269747.7 | 0 | 26121.22 | 72813.43 | 219.4299 | 134353.5 | 65244.95 | 51140.92 | 1160167 | 0 | 0 | 0 | 1835738000 | 0 | 1436006000 | 14360.06 | 420749.758 | 399731800 | 63.7058 | 45.6981 | 2021-06-30 12:01
PreNResSpltPkgAC-65to-PEYes | Save | Gro | 1985 | CZ07 | cDXGF | 0 | None | 1 | 50001 | 1971279 |  | 331380.7 | 0 | 269747.7 | 0 | 19383.41 | 71044.02 | 219.4149 | 130857.9 | 67092.27 | 46078.69 | 1148645 | 0 | 0 | 0 | 1817507000 | 0 | 1418805000 | 14188.05 | 415709.865 | 398702500 | 63.7058 | 45.6981 | 2021-06-30 12:02
PreNResSpltPkgAC-65to-PEYes | Save | Gro | 1985 | CZ08 | cDXGF | 0 | None | 1 | 50001 | 2010498 |  | 331380.7 | 0 | 269747.7 | 0 | 47301.66 | 78520.18 | 219.4473 | 129264.4 | 54603.56 | 59492.24 | 1154063 | 0 | 0 | 0 | 1667156000 | 0 | 1278390000 | 12783.9 | 374568.27 | 388766400 | 63.7058 | 45.6981 | 2021-06-30 12:03
PreNResSpltPkgAC-65to-PEYes | Save | Gro | 1985 | CZ09 | cDXGF | 0 | None | 1 | 50001 | 1981302 |  | 331380.7 | 0 | 269747.7 | 0 | 46733.69 | 75653.01 | 219.4265 | 125825.2 | 53940.3 | 57835.49 | 1131740 | 0 | 0 | 0 | 1824700000 | 0 | 1432777000 | 14327.77 | 419803.661 | 391923200 | 63.7058 | 45.6981 | 2021-06-30 12:03
PreNResSpltPkgAC-65to-PEYes | Save | Gro | 1985 | CZ10 | cDXGF | 0 | None | 1 | 50001 | 2028517 |  | 331380.7 | 0 | 269747.7 | 0 | 61884.04 | 77220.28 | 219.4234 | 141075.3 | 59169.9 | 65226.05 | 1146989 | 0 | 0 | 0 | 1860088000 | 0 | 1469398000 | 14693.98 | 430533.614 | 390690400 | 63.7058 | 45.6981 | 2021-06-30 12:04
PreNResSpltPkgAC-65to-PEYes | Save | Gro | 1985 | CZ11 | cDXGF | 0 | None | 1 | 50001 | 2044006 |  | 331380.7 | 0 | 269747.7 | 0 | 73692.9 | 73630.95 | 219.3939 | 159706.1 | 76027.34 | 68458.64 | 1135627 | 0 | 0 | 0 | 2426997000 | 0 | 2028372000 | 20283.72 | 594312.996 | 398624200 | 63.7058 | 45.6981 | 2021-06-30 12:05
PreNResSpltPkgAC-65to-PEYes | Save | Gro | 1985 | CZ12 | cDXGF | 0 | None | 1 | 50001 | 2012669 |  | 331380.7 | 0 | 269747.7 | 0 | 48766.35 | 67568.13 | 219.3935 | 161828 | 83476.84 | 60367.38 | 1133157 | 0 | 0 | 0 | 2467500000 | 0 | 2054973000 | 20549.73 | 602107.089 | 412526500 | 63.7058 | 45.6981 | 2021-06-30 12:05
PreNResSpltPkgAC-65to-PEYes | Save | Gro | 1985 | CZ13 | cDXGF | 0 | None | 1 | 50001 | 2091892 |  | 331380.7 | 0 | 269747.7 | 0 | 85553.81 | 78682.63 | 219.3996 | 169996.3 | 73053.77 | 78322.26 | 1156312 | 0 | 0 | 0 | 2104298000 | 0 | 1715848000 | 17158.48 | 502743.464 | 388450300 | 63.7058 | 45.6981 | 2021-06-30 12:06
PreNResSpltPkgAC-65to-PEYes | Save | Gro | 1985 | CZ14 | cDXGF | 0 | None | 1 | 50001 | 1991139 |  | 331380.7 | 0 | 269747.7 | 0 | 71640.8 | 72584.23 | 219.365 | 149708.7 | 67880.13 | 67388.23 | 1095857 | 0 | 0 | 0 | 2349261000 | 0 | 1948468000 | 19484.68 | 570901.124 | 400793400 | 63.7058 | 45.6981 | 2021-06-30 12:07
PreNResSpltPkgAC-65to-PEYes | Save | Gro | 1985 | CZ15 | cDXGF | 0 | None | 1 | 50001 | 2127888 |  | 331380.7 | 0 | 269747.7 | 0 | 168807.7 | 34502.69 | 219.4152 | 183748.3 | 48120.32 | 118574.3 | 1139479 | 0 | 0 | 0 | 1064783000 | 0 | 732937700 | 7329.377 | 214750.7461 | 331845700 | 63.7058 | 45.6981 | 2021-06-30 12:07
PreNResSpltPkgAC-65to-PEYes | Save | Gro | 1985 | CZ16 | cDXGF | 0 | None | 1 | 50001 | 1833921 |  | 331380.7 | 0 | 269747.7 | 0 | 16931.79 | 47326.76 | 219.2871 | 146615.5 | 89480.21 | 43299.35 | 1021697 | 0 | 0 | 0 | 3743368000 | 0 | 3281614000 | 32816.14 | 961512.902 | 461753000 | 63.7058 | 45.6981 | 2021-06-30 12:08
PreNResSpltPkgAC-65to-PEYes | Save | Gro | 1996 | CZ01 | cDXGF | 0 | None | 1 | 50001 | 1770008 |  | 331380.6 | 0 | 258879.5 | 0 | 558.553 | 30796.55 | 219.2587 | 121392.4 | 88485.32 | 26685.09 | 1026780 | 0 | 0 | 0 | 4102161000 | 0 | 3633544000 | 36335.44 | 1064628.392 | 468617400 | 63.7058 | 43.8523 | 2021-06-30 12:08
PreNResSpltPkgAC-65to-PEYes | Save | Gro | 1996 | CZ02 | cDXGF | 0 | None | 1 | 50001 | 1855887 |  | 331380.6 | 0 | 258879.5 | 0 | 23658.04 | 49149.24 | 219.343 | 153199 | 89416.47 | 46226.57 | 1039399 | 0 | 0 | 0 | 2938032000 | 0 | 2504169000 | 25041.69 | 733721.517 | 433862100 | 63.7058 | 43.8523 | 2021-06-30 12:09
PreNResSpltPkgAC-65to-PEYes | Save | Gro | 1996 | CZ03 | cDXGF | 0 | None | 1 | 50001 | 1818895 |  | 331380.6 | 0 | 258879.5 | 0 | 6787.946 | 42501.98 | 219.353 | 133512.9 | 85878.25 | 33348.98 | 1045611 | 0 | 0 | 0 | 2914541000 | 0 | 2481360000 | 24813.6 | 727038.48 | 433180200 | 63.7058 | 43.8523 | 2021-06-30 12:10
PreNResSpltPkgAC-65to-PEYes | Save | Gro | 1996 | CZ04 | cDXGF | 0 | None | 1 | 50001 | 1863120 |  | 331380.6 | 0 | 258879.5 | 0 | 29558.09 | 56410.77 | 219.4073 | 136443.6 | 72177.33 | 48756.12 | 1050226 | 0 | 0 | 0 | 2434922000 | 0 | 2022580000 | 20225.8 | 592615.94 | 412343400 | 63.7058 | 43.8523 | 2021-06-30 12:10
PreNResSpltPkgAC-65to-PEYes | Save | Gro | 1996 | CZ05 | cDXGF | 0 | None | 1 | 50001 | 1820539 |  | 331380.7 | 0 | 258879.5 | 0 | 8568.828 | 43942.61 | 219.3383 | 136059.2 | 83930.37 | 35426.3 | 1041486 | 0 | 0 | 0 | 2805583000 | 0 | 2372291000 | 23722.91 | 695081.263 | 433293900 | 63.7058 | 43.8523 | 2021-06-30 12:11
PreNResSpltPkgAC-65to-PEYes | Save | Gro | 1996 | CZ06 | cDXGF | 0 | None | 1 | 50001 | 1899830 |  | 331380.7 | 0 | 258879.5 | 0 | 26285.65 | 59741.5 | 219.4378 | 138031.5 | 68399.46 | 51542.24 | 1085291 | 0 | 0 | 0 | 1925487000 | 0 | 1525747000 | 15257.47 | 447043.871 | 399739600 | 63.7058 | 43.8523 | 2021-06-30 12:12
PreNResSpltPkgAC-65to-PEYes | Save | Gro | 1996 | CZ07 | cDXGF | 0 | None | 1 | 50001 | 1876233 |  | 331380.7 | 0 | 258879.5 | 0 | 19583.97 | 56864.02 | 219.4027 | 132690.9 | 69064.66 | 46011.2 | 1076613 | 0 | 0 | 0 | 1909510000 | 0 | 1510788000 | 15107.88 | 442660.884 | 398722000 | 63.7058 | 43.8523 | 2021-06-30 12:12
PreNResSpltPkgAC-65to-PEYes | Save | Gro | 1996 | CZ08 | cDXGF | 0 | None | 1 | 50001 | 1919135 |  | 331380.6 | 0 | 258879.5 | 0 | 49564.54 | 68867.18 | 219.4452 | 137041.3 | 59168.58 | 61638.05 | 1073180 | 0 | 0 | 0 | 1742667000 | 0 | 1353898000 | 13538.98 | 396692.114 | 388768600 | 63.7058 | 43.8523 | 2021-06-30 12:13
PreNResSpltPkgAC-65to-PEYes | Save | Gro | 1996 | CZ09 | cDXGF | 0 | None | 1 | 50001 | 1886050 |  | 331380.6 | 0 | 258879.5 | 0 | 48151.29 | 66994.27 | 219.42 | 128912.7 | 56295.94 | 58402.06 | 1051510 | 0 | 0 | 0 | 1917379000 | 0 | 1525453000 | 15254.53 | 446957.729 | 391926300 | 63.7058 | 43.8523 | 2021-06-30 12:13
PreNResSpltPkgAC-65to-PEYes | Save | Gro | 1996 | CZ10 | cDXGF | 0 | None | 1 | 50001 | 1930639 |  | 331380.6 | 0 | 258879.5 | 0 | 63843.41 | 70504.94 | 219.429 | 144634.4 | 61792.8 | 66174.59 | 1061176 | 0 | 0 | 0 | 1951388000 | 0 | 1560658000 | 15606.58 | 457272.794 | 390730100 | 63.7058 | 43.8523 | 2021-06-30 12:14
PreNResSpltPkgAC-65to-PEYes | Save | Gro | 1996 | CZ11 | cDXGF | 0 | None | 1 | 50001 | 1931795 |  | 331380.7 | 0 | 258879.5 | 0 | 69437.7 | 68727.38 | 219.4041 | 155858.9 | 74460.46 | 66592 | 1047292 | 0 | 0 | 0 | 2453906000 | 0 | 2055269000 | 20552.69 | 602193.817 | 398637300 | 63.7058 | 43.8523 | 2021-06-30 12:15
PreNResSpltPkgAC-65to-PEYes | Save | Gro | 1996 | CZ12 | cDXGF | 0 | None | 1 | 50001 | 1906801 |  | 331380.7 | 0 | 258879.5 | 0 | 45585.52 | 60144.11 | 219.3858 | 158286 | 82292.45 | 58483.78 | 1052304 | 0 | 0 | 0 | 2503141000 | 0 | 2090595000 | 20905.95 | 612544.335 | 412545300 | 63.7058 | 43.8523 | 2021-06-30 12:15
PreNResSpltPkgAC-65to-PEYes | Save | Gro | 1996 | CZ13 | cDXGF | 0 | None | 1 | 50001 | 1975832 |  | 331380.6 | 0 | 258879.5 | 0 | 80888.34 | 74335.23 | 219.3975 | 166573.8 | 73191.09 | 76132.38 | 1063555 | 0 | 0 | 0 | 2133646000 | 0 | 1745204000 | 17452.04 | 511344.772 | 388442200 | 63.7058 | 43.8523 | 2021-06-30 12:16
PreNResSpltPkgAC-65to-PEYes | Save | Gro | 1996 | CZ14 | cDXGF | 0 | None | 1 | 50001 | 1883950 |  | 331380.7 | 0 | 258879.5 | 0 | 67078.48 | 68457.01 | 219.3601 | 146204.9 | 66811.15 | 65409.44 | 1011729 | 0 | 0 | 0 | 2387553000 | 0 | 1986747000 | 19867.47 | 582116.871 | 400805200 | 63.7058 | 43.8523 | 2021-06-30 12:17
PreNResSpltPkgAC-65to-PEYes | Save | Gro | 1996 | CZ15 | cDXGF | 0 | None | 1 | 50001 | 1989502 |  | 331380.7 | 0 | 258879.5 | 0 | 160306.4 | 40188.89 | 219.4145 | 179224.3 | 46561.23 | 114705.5 | 1019300 | 0 | 0 | 0 | 1090551000 | 0 | 758703500 | 7587.035 | 222300.1255 | 331847600 | 63.7058 | 43.8523 | 2021-06-30 12:17
PreNResSpltPkgAC-65to-PEYes | Save | Gro | 1996 | CZ16 | cDXGF | 0 | None | 1 | 50001 | 1746232 |  | 331380.6 | 0 | 258879.5 | 0 | 15498.15 | 37687.27 | 219.2878 | 142149.2 | 87493.3 | 41931.75 | 960416.4 | 0 | 0 | 0 | 3776753000 | 0 | 3315001000 | 33150.01 | 971295.293 | 461751900 | 63.7058 | 43.8523 | 2021-06-30 12:18
PreNResSpltPkgAC-65to-PEYes | Save | Gro | 2003 | CZ01 | cDXGF | 0 | None | 1 | 50001 | 1684669 |  | 331380.6 | 0 | 248013.8 | 0 | 567.0583 | 35140.45 | 219.2476 | 119599.6 | 86714.07 | 26691.23 | 949748.7 | 0 | 0 | 0 | 4029595000 | 0 | 3560996000 | 35609.96 | 1043371.828 | 468598100 | 63.7058 | 42.0065 | 2021-06-30 12:19
PreNResSpltPkgAC-65to-PEYes | Save | Gro | 2003 | CZ02 | cDXGF | 0 | None | 1 | 50001 | 1774292 |  | 331380.7 | 0 | 248013.8 | 0 | 23211.94 | 57193.96 | 219.334 | 149512.9 | 87257.44 | 45357.93 | 964761.2 | 0 | 0 | 0 | 2876762000 | 0 | 2442898000 | 24428.98 | 715769.114 | 433863500 | 63.7058 | 42.0065 | 2021-06-30 12:19
PreNResSpltPkgAC-65to-PEYes | Save | Gro | 2003 | CZ03 | cDXGF | 0 | None | 1 | 50001 | 1736816 |  | 331380.7 | 0 | 248013.8 | 0 | 7176.4 | 50646.26 | 219.3527 | 131440.3 | 83392.54 | 33508.85 | 967939.4 | 0 | 0 | 0 | 2826039000 | 0 | 2392884000 | 23928.84 | 701115.012 | 433153800 | 63.7058 | 42.0065 | 2021-06-30 12:20
PreNResSpltPkgAC-65to-PEYes | Save | Gro | 2003 | CZ04 | cDXGF | 0 | None | 1 | 50001 | 1787531 |  | 331380.7 | 0 | 248013.8 | 0 | 30620.82 | 66758.62 | 219.3977 | 134779.8 | 70309.22 | 48611.04 | 975758.1 | 0 | 0 | 0 | 2367744000 | 0 | 1955392000 | 19553.92 | 572929.856 | 412352100 | 63.7058 | 42.0065 | 2021-06-30 12:20
PreNResSpltPkgAC-65to-PEYes | Save | Gro | 2003 | CZ05 | cDXGF | 0 | None | 1 | 50001 | 1740348 |  | 331380.6 | 0 | 248013.8 | 0 | 9061.104 | 52846 | 219.3451 | 134040.6 | 81735.06 | 35481.76 | 964786.6 | 0 | 0 | 0 | 2726682000 | 0 | 2293417000 | 22934.17 | 671971.181 | 433265900 | 63.7058 | 42.0065 | 2021-06-30 12:21
PreNResSpltPkgAC-65to-PEYes | Save | Gro | 2003 | CZ06 | cDXGF | 0 | None | 1 | 50001 | 1825694 |  | 331380.7 | 0 | 248013.8 | 0 | 28205.75 | 73497.78 | 219.4387 | 136269.8 | 66172.25 | 51576.93 | 1008108 | 0 | 0 | 0 | 1874428000 | 0 | 1474697000 | 14746.97 | 432086.221 | 399731000 | 63.7058 | 42.0065 | 2021-06-30 12:22
PreNResSpltPkgAC-65to-PEYes | Save | Gro | 2003 | CZ07 | cDXGF | 0 | None | 1 | 50001 | 1800937 |  | 331380.7 | 0 | 248013.8 | 0 | 21365.67 | 70936.97 | 219.4042 | 131327.1 | 66762.1 | 46230.51 | 997694.7 | 0 | 0 | 0 | 1858511000 | 0 | 1459812000 | 14598.12 | 427724.916 | 398699700 | 63.7058 | 42.0065 | 2021-06-30 12:22
PreNResSpltPkgAC-65to-PEYes | Save | Gro | 2003 | CZ08 | cDXGF | 0 | None | 1 | 50001 | 1849216 |  | 331380.7 | 0 | 248013.8 | 0 | 51654.42 | 82066.23 | 219.4473 | 136219 | 57700.5 | 61976.14 | 999664.1 | 0 | 0 | 0 | 1699678000 | 0 | 1310907000 | 13109.07 | 384095.751 | 388770800 | 63.7058 | 42.0065 | 2021-06-30 12:23
PreNResSpltPkgAC-65to-PEYes | Save | Gro | 2003 | CZ09 | cDXGF | 0 | None | 1 | 50001 | 1816461 |  | 331380.7 | 0 | 248013.8 | 0 | 49759.47 | 79178.23 | 219.4204 | 127582.3 | 54516.52 | 58328.61 | 980327.8 | 0 | 0 | 0 | 1870266000 | 0 | 1478350000 | 14783.5 | 433156.55 | 391916400 | 63.7058 | 42.0065 | 2021-06-30 12:24
PreNResSpltPkgAC-65to-PEYes | Save | Gro | 2003 | CZ10 | cDXGF | 0 | None | 1 | 50001 | 1848455 |  | 331380.7 | 0 | 248013.8 | 0 | 59156.68 | 81735.08 | 219.425 | 136780.4 | 58066.22 | 62712.55 | 991169.4 | 0 | 0 | 0 | 1875165000 | 0 | 1484480000 | 14844.8 | 434952.64 | 390685200 | 63.7058 | 42.0065 | 2021-06-30 12:24
PreNResSpltPkgAC-65to-PEYes | Save | Gro | 2003 | CZ11 | cDXGF | 0 | None | 1 | 50001 | 1861390 |  | 331380.7 | 0 | 248013.8 | 0 | 70248.59 | 78019.52 | 219.3967 | 154315.4 | 73179.15 | 66434.99 | 979193.3 | 0 | 0 | 0 | 2417286000 | 0 | 2018661000 | 20186.61 | 591467.673 | 398624100 | 63.7058 | 42.0065 | 2021-06-30 12:25
PreNResSpltPkgAC-65to-PEYes | Save | Gro | 2003 | CZ12 | cDXGF | 0 | None | 1 | 50001 | 1831625 |  | 331380.7 | 0 | 248013.8 | 0 | 46375.31 | 69165.36 | 219.3942 | 156996.2 | 80870.04 | 58268.71 | 979475.6 | 0 | 0 | 0 | 2463771000 | 0 | 2051239000 | 20512.39 | 601013.027 | 412531800 | 63.7058 | 42.0065 | 2021-06-30 12:26
PreNResSpltPkgAC-65to-PEYes | Save | Gro | 2003 | CZ13 | cDXGF | 0 | None | 1 | 50001 | 1906123 |  | 331380.7 | 0 | 248013.8 | 0 | 81919.73 | 84357.38 | 219.3931 | 165200.3 | 72332.42 | 75779.23 | 995033.1 | 0 | 0 | 0 | 2104522000 | 0 | 1716082000 | 17160.82 | 502812.026 | 388439600 | 63.7058 | 42.0065 | 2021-06-30 12:26
PreNResSpltPkgAC-65to-PEYes | Save | Gro | 2003 | CZ14 | cDXGF | 0 | None | 1 | 50001 | 1819554 |  | 331380.7 | 0 | 248013.8 | 0 | 67842.72 | 78002.42 | 219.369 | 145164.8 | 65985.87 | 65144.61 | 948930.3 | 0 | 0 | 0 | 2358541000 | 0 | 1957748000 | 19577.48 | 573620.164 | 400792700 | 63.7058 | 42.0065 | 2021-06-30 12:27
PreNResSpltPkgAC-65to-PEYes | Save | Gro | 2003 | CZ15 | cDXGF | 0 | None | 1 | 50001 | 1903135 |  | 331380.7 | 0 | 248013.8 | 0 | 161980 | 40832.58 | 219.4128 | 178059.5 | 45522.09 | 113944.2 | 942650.6 | 0 | 0 | 0 | 1078913000 | 0 | 747070400 | 7470.704 | 218891.6272 | 331842700 | 63.7058 | 42.0065 | 2021-06-30 12:27
PreNResSpltPkgAC-65to-PEYes | Save | Gro | 2003 | CZ16 | cDXGF | 0 | None | 1 | 50001 | 1683647 |  | 331380.7 | 0 | 248013.8 | 0 | 15403.48 | 46792.43 | 219.2819 | 140333.9 | 86295.26 | 41635.56 | 901503.4 | 0 | 0 | 0 | 3771875000 | 0 | 3310135000 | 33101.35 | 969869.555 | 461740200 | 63.7058 | 42.0065 | 2021-06-30 12:28
PreNResSpltPkgAC-65to-PEYes | Save | Gro | 2007 | CZ01 | cDXGF | 0 | None | 1 | 50001 | 1501835 |  | 331380.6 | 0 | 248013.8 | 0 | 811.5659 | 31760.04 | 219.2537 | 101815.6 | 77712.04 | 15234.03 | 787835.2 | 0 | 0 | 0 | 2849649000 | 0 | 2381011000 | 23810.11 | 697636.223 | 468638600 | 63.7058 | 42.0065 | 2021-06-30 12:29
PreNResSpltPkgAC-65to-PEYes | Save | Gro | 2007 | CZ02 | cDXGF | 0 | None | 1 | 50001 | 1597363 |  | 331380.7 | 0 | 248013.8 | 0 | 36168.27 | 57840.23 | 219.3313 | 126304.6 | 65761.06 | 39509.97 | 797435.6 | 0 | 0 | 0 | 1943312000 | 0 | 1509450000 | 15094.5 | 442268.85 | 433861900 | 63.7058 | 42.0065 | 2021-06-30 12:29
PreNResSpltPkgAC-65to-PEYes | Save | Gro | 2007 | CZ03 | cDXGF | 0 | None | 1 | 50001 | 1563506 |  | 331380.7 | 0 | 248013.8 | 0 | 13013.12 | 50660.24 | 219.3604 | 112834 | 61424.19 | 26697.92 | 807385.2 | 0 | 0 | 0 | 1776196000 | 0 | 1343084000 | 13430.84 | 393523.612 | 433112100 | 63.7058 | 42.0065 | 2021-06-30 12:30
PreNResSpltPkgAC-65to-PEYes | Save | Gro | 2007 | CZ04 | cDXGF | 0 | None | 1 | 50001 | 1621883 |  | 331380.7 | 0 | 248013.8 | 0 | 48304.98 | 69576.3 | 219.4012 | 115698.5 | 49634.74 | 44396.45 | 808690.6 | 0 | 0 | 0 | 1500668000 | 0 | 1088338000 | 10883.38 | 318883.034 | 412330300 | 63.7058 | 42.0065 | 2021-06-30 12:31
PreNResSpltPkgAC-65to-PEYes | Save | Gro | 2007 | CZ05 | cDXGF | 0 | None | 1 | 50001 | 1568593 |  | 331380.7 | 0 | 248013.8 | 0 | 16723.63 | 53910.96 | 219.354 | 115121.3 | 58608.17 | 31146.3 | 803223.4 | 0 | 0 | 0 | 1720054000 | 0 | 1286848000 | 12868.48 | 377046.464 | 433206400 | 63.7058 | 42.0065 | 2021-06-30 12:31
PreNResSpltPkgAC-65to-PEYes | Save | Gro | 2007 | CZ06 | cDXGF | 0 | None | 1 | 50001 | 1676736 |  | 331380.7 | 0 | 248013.8 | 0 | 52080.03 | 79221.04 | 219.4385 | 118743.1 | 39836.02 | 52298.05 | 847078.8 | 0 | 0 | 0 | 1095867000 | 0 | 696148500 | 6961.485 | 203971.5105 | 399718200 | 63.7058 | 42.0065 | 2021-06-30 12:32
PreNResSpltPkgAC-65to-PEYes | Save | Gro | 2007 | CZ07 | cDXGF | 0 | None | 1 | 50001 | 1649877 |  | 331380.7 | 0 | 248013.8 | 0 | 40442.33 | 77330.92 | 219.4105 | 114174.4 | 38890.97 | 46945.63 | 838315.5 | 0 | 0 | 0 | 1034199000 | 0 | 635511900 | 6355.119 | 186204.9867 | 398687200 | 63.7058 | 42.0065 | 2021-06-30 12:32
PreNResSpltPkgAC-65to-PEYes | Save | Gro | 2007 | CZ08 | cDXGF | 0 | None | 1 | 50001 | 1701636 |  | 331380.7 | 0 | 248013.8 | 0 | 80697.02 | 87726.81 | 219.4485 | 119119.3 | 34691.04 | 60362.62 | 834479 | 0 | 0 | 0 | 1018617000 | 0 | 629859700 | 6298.597 | 184548.8921 | 388757000 | 63.7058 | 42.0065 | 2021-06-30 12:33
PreNResSpltPkgAC-65to-PEYes | Save | Gro | 2007 | CZ09 | cDXGF | 0 | None | 1 | 50001 | 1664916 |  | 331380.7 | 0 | 248013.8 | 0 | 76302.77 | 84036.95 | 219.4224 | 110959.1 | 36197.93 | 55212.71 | 814003.8 | 0 | 0 | 0 | 1179277000 | 0 | 787362200 | 7873.622 | 230697.1246 | 391914800 | 63.7058 | 42.0065 | 2021-06-30 12:34
PreNResSpltPkgAC-65to-PEYes | Save | Gro | 2007 | CZ10 | cDXGF | 0 | None | 1 | 50001 | 1692848 |  | 331380.6 | 0 | 248013.8 | 0 | 86396.88 | 86179.39 | 219.4251 | 117494.1 | 37494.29 | 59785.52 | 823164.8 | 0 | 0 | 0 | 1175317000 | 0 | 784642500 | 7846.425 | 229900.2525 | 390674500 | 63.7058 | 42.0065 | 2021-06-30 12:34
PreNResSpltPkgAC-65to-PEYes | Save | Gro | 2007 | CZ11 | cDXGF | 0 | None | 1 | 50001 | 1691460 |  | 331380.7 | 0 | 248013.8 | 0 | 95245.35 | 80766.61 | 219.4031 | 133935.4 | 55537.28 | 60633.39 | 801899.4 | 0 | 0 | 0 | 1677679000 | 0 | 1279038000 | 12790.38 | 374758.134 | 398641000 | 63.7058 | 42.0065 | 2021-06-30 12:35
PreNResSpltPkgAC-65to-PEYes | Save | Gro | 2007 | CZ12 | cDXGF | 0 | None | 1 | 50001 | 1661318 |  | 331380.7 | 0 | 248013.8 | 0 | 66857.58 | 71224 | 219.3865 | 136257.9 | 59508.43 | 53175.18 | 807364.9 | 0 | 0 | 0 | 1644509000 | 0 | 1231996000 | 12319.96 | 360974.828 | 412513000 | 63.7058 | 42.0065 | 2021-06-30 12:36
PreNResSpltPkgAC-65to-PEYes | Save | Gro | 2007 | CZ13 | cDXGF | 0 | None | 1 | 50001 | 1738739 |  | 331380.7 | 0 | 248013.8 | 0 | 110547.8 | 87862.13 | 219.4034 | 144458.1 | 52495.25 | 71180.34 | 816256.9 | 0 | 0 | 0 | 1437940000 | 0 | 1049505000 | 10495.05 | 307504.965 | 388434900 | 63.7058 | 42.0065 | 2021-06-30 12:36
PreNResSpltPkgAC-65to-PEYes | Save | Gro | 2007 | CZ14 | cDXGF | 0 | None | 1 | 50001 | 1653478 |  | 331380.7 | 0 | 248013.8 | 0 | 91121.55 | 81105.55 | 219.3685 | 125420.6 | 48734.01 | 59024.27 | 776216.4 | 0 | 0 | 0 | 1660806000 | 0 | 1260038000 | 12600.38 | 369191.134 | 400767900 | 63.7058 | 42.0065 | 2021-06-30 12:37
PreNResSpltPkgAC-65to-PEYes | Save | Gro | 2007 | CZ15 | cDXGF | 0 | None | 1 | 50001 | 1761223 |  | 331380.6 | 0 | 248013.8 | 0 | 206329.3 | 43659.58 | 219.4128 | 158843.3 | 26934.48 | 109683.4 | 772777.9 | 0 | 0 | 0 | 677373100 | 0 | 345536300 | 3455.363 | 101242.1359 | 331836500 | 63.7058 | 42.0065 | 2021-06-30 12:37
PreNResSpltPkgAC-65to-PEYes | Save | Gro | 2007 | CZ16 | cDXGF | 0 | None | 1 | 50001 | 1514462 |  | 331380.7 | 0 | 248013.8 | 0 | 23614.22 | 48981.28 | 219.2897 | 118891.6 | 69682.24 | 34024.61 | 743361.3 | 0 | 0 | 0 | 2882441000 | 0 | 2420728000 | 24207.28 | 709273.304 | 461713800 | 63.7058 | 42.0065 | 2021-06-30 12:38
PreNResSpltPkgAC-65to-PEYes | Save | Gro | 2011 | CZ01 | cDXGF | 0 | None | 1 | 50001 | 1500319 |  | 331380.7 | 0 | 248013.8 | 0 | 732.2686 | 31773.89 | 219.2637 | 100224.4 | 75769.92 | 15247.99 | 787975.7 | 0 | 0 | 0 | 2760039000 | 0 | 2291406000 | 22914.06 | 671381.958 | 468634000 | 63.7058 | 42.0065 | 2021-06-30 12:39
PreNResSpltPkgAC-65to-PEYes | Save | Gro | 2011 | CZ02 | cDXGF | 0 | None | 1 | 50001 | 1590558 |  | 331380.6 | 0 | 248013.8 | 0 | 31405.38 | 57850.8 | 219.3352 | 124062.5 | 64156.67 | 39000.12 | 797625.1 | 0 | 0 | 0 | 1900146000 | 0 | 1466306000 | 14663.06 | 429627.658 | 433839900 | 63.7058 | 42.0065 | 2021-06-30 12:39
PreNResSpltPkgAC-65to-PEYes | Save | Gro | 2011 | CZ03 | cDXGF | 0 | None | 1 | 50001 | 1560340 |  | 331380.7 | 0 | 248013.8 | 0 | 11481.05 | 50671.41 | 219.3461 | 111059 | 59942.05 | 26637.77 | 807515.3 | 0 | 0 | 0 | 1736801000 | 0 | 1303707000 | 13037.07 | 381986.151 | 433094700 | 63.7058 | 42.0065 | 2021-06-30 12:40
PreNResSpltPkgAC-65to-PEYes | Save | Gro | 2011 | CZ04 | cDXGF | 0 | None | 1 | 50001 | 1614093 |  | 331380.7 | 0 | 248013.8 | 0 | 42295.93 | 69590.41 | 219.4023 | 113716.8 | 48300.32 | 43895.24 | 808876.3 | 0 | 0 | 0 | 1465034000 | 0 | 1052679000 | 10526.79 | 308434.947 | 412354500 | 63.7058 | 42.0065 | 2021-06-30 12:41
PreNResSpltPkgAC-65to-PEYes | Save | Gro | 2011 | CZ05 | cDXGF | 0 | None | 1 | 50001 | 1566858 |  | 331380.7 | 0 | 248013.8 | 0 | 14989.14 | 53910.96 | 219.354 | 115121.3 | 58608.17 | 31146.3 | 803223.3 | 0 | 0 | 0 | 1720054000 | 0 | 1286848000 | 12868.48 | 377046.464 | 433206400 | 63.7058 | 42.0065 | 2021-06-30 12:41
PreNResSpltPkgAC-65to-PEYes | Save | Gro | 2011 | CZ06 | cDXGF | 0 | None | 1 | 50001 | 1671335 |  | 331380.7 | 0 | 248013.8 | 0 | 46678.55 | 79221.04 | 219.4385 | 118743.1 | 39836.02 | 52298.05 | 847078.8 | 0 | 0 | 0 | 1095867000 | 0 | 696148500 | 6961.485 | 203971.5105 | 399718200 | 63.7058 | 42.0065 | 2021-06-30 12:42
PreNResSpltPkgAC-65to-PEYes | Save | Gro | 2011 | CZ07 | cDXGF | 0 | None | 1 | 50001 | 1643500 |  | 331380.7 | 0 | 248013.8 | 0 | 35737.28 | 77350.75 | 219.4143 | 112287.6 | 37607.26 | 46570.8 | 838510.8 | 0 | 0 | 0 | 1011359000 | 0 | 612667400 | 6126.674 | 179511.5482 | 398691600 | 63.7058 | 42.0065 | 2021-06-30 12:42
PreNResSpltPkgAC-65to-PEYes | Save | Gro | 2011 | CZ08 | cDXGF | 0 | None | 1 | 50001 | 1690157 |  | 331380.7 | 0 | 248013.8 | 0 | 70788.06 | 87746.97 | 219.4517 | 117210.2 | 33660.67 | 59598.63 | 834798.7 | 0 | 0 | 0 | 996025200 | 0 | 607268000 | 6072.68 | 177929.524 | 388757200 | 63.7058 | 42.0065 | 2021-06-30 12:43
PreNResSpltPkgAC-65to-PEYes | Save | Gro | 2011 | CZ09 | cDXGF | 0 | None | 1 | 50001 | 1644849 |  | 331380.7 | 0 | 248013.8 | 0 | 62687.34 | 84107.16 | 219.434 | 103503.3 | 32040.78 | 52530.8 | 814938.1 | 0 | 0 | 0 | 1073430000 | 0 | 681518000 | 6815.18 | 199684.774 | 391912100 | 63.7058 | 42.0065 | 2021-06-30 12:44
PreNResSpltPkgAC-65to-PEYes | Save | Gro | 2011 | CZ10 | cDXGF | 0 | None | 1 | 50001 | 1680264 |  | 331380.7 | 0 | 248013.8 | 0 | 75614.92 | 86198.23 | 219.4247 | 115369.4 | 36368.43 | 58918.65 | 823469.1 | 0 | 0 | 0 | 1148992000 | 0 | 758315800 | 7583.158 | 222186.5294 | 390676600 | 63.7058 | 42.0065 | 2021-06-30 12:44
PreNResSpltPkgAC-65to-PEYes | Save | Gro | 2011 | CZ11 | cDXGF | 0 | None | 1 | 50001 | 1663472 |  | 331380.7 | 0 | 248013.8 | 0 | 77955.39 | 80777.71 | 219.4123 | 122800.4 | 48571.81 | 57003.88 | 802324.7 | 0 | 0 | 0 | 1493720000 | 0 | 1095080000 | 10950.8 | 320858.44 | 398640000 | 63.7058 | 42.0065 | 2021-06-30 12:45
PreNResSpltPkgAC-65to-PEYes | Save | Gro | 2011 | CZ12 | cDXGF | 0 | None | 1 | 50001 | 1646406 |  | 331380.7 | 0 | 248013.8 | 0 | 57101.43 | 71240.38 | 219.3913 | 130748.2 | 56080.14 | 51743.73 | 807703.4 | 0 | 0 | 0 | 1557444000 | 0 | 1144968000 | 11449.68 | 335475.624 | 412475100 | 63.7058 | 42.0065 | 2021-06-30 12:46
PreNResSpltPkgAC-65to-PEYes | Save | Gro | 2011 | CZ13 | cDXGF | 0 | None | 1 | 50001 | 1711957 |  | 331380.6 | 0 | 248013.8 | 0 | 92018.46 | 87870.64 | 219.3917 | 135796.7 | 47341.32 | 67755.82 | 816657.1 | 0 | 0 | 0 | 1322426000 | 0 | 933997300 | 9339.973 | 273661.2089 | 388428700 | 63.7058 | 42.0065 | 2021-06-30 12:46
PreNResSpltPkgAC-65to-PEYes | Save | Gro | 2011 | CZ14 | cDXGF | 0 | None | 1 | 50001 | 1627341 |  | 331380.7 | 0 | 248013.8 | 0 | 74785.64 | 81128.76 | 219.3698 | 115066.4 | 42664.36 | 55575.92 | 776748.1 | 0 | 0 | 0 | 1482149000 | 0 | 1081321000 | 10813.21 | 316827.053 | 400828100 | 63.7058 | 42.0065 | 2021-06-30 12:47
PreNResSpltPkgAC-65to-PEYes | Save | Gro | 2011 | CZ15 | cDXGF | 0 | None | 1 | 50001 | 1709029 |  | 331380.7 | 0 | 248013.8 | 0 | 167725.4 | 43638.13 | 219.4108 | 145300.5 | 23378.16 | 101137.7 | 772751.5 | 0 | 0 | 0 | 623669200 | 0 | 291838800 | 2918.388 | 85508.7684 | 331830500 | 63.7058 | 42.0065 | 2021-06-30 12:48
PreNResSpltPkgAC-65to-PEYes | Save | Gro | 2011 | CZ16 | cDXGF | 0 | None | 1 | 50001 | 1499663 |  | 331380.7 | 0 | 248013.8 | 0 | 19281.52 | 49018.85 | 219.2946 | 107855.5 | 61008.11 | 32487.37 | 743894.7 | 0 | 0 | 0 | 2528018000 | 0 | 2066354000 | 20663.54 | 605441.722 | 461663800 | 63.7058 | 42.0065 | 2021-06-30 12:48
PreNResSpltPkgAC-65to-PEYes | Save | Gro | 2015 | CZ01 | cDXGF | 0 | None | 1 | 50001 | 1381680 |  | 273319.3 | 0 | 248013.8 | 0 | 469.9178 | 31606.37 | 219.26 | 43016.16 | 27315.72 | 14464.16 | 785035.4 | 0 | 0 | 0 | 2719094000 | 0 | 2250533000 | 22505.33 | 659406.169 | 468561100 | 52.7735 | 42.0065 | 2021-06-30 12:49
PreNResSpltPkgAC-65to-PEYes | Save | Gro | 2015 | CZ02 | cDXGF | 0 | None | 1 | 50001 | 1446842 |  | 273319.3 | 0 | 248013.8 | 0 | 22179.82 | 57636.55 | 219.3397 | 50551.18 | 26508.55 | 21479.48 | 794922.3 | 0 | 0 | 0 | 1951052000 | 0 | 1517234000 | 15172.34 | 444549.562 | 433817900 | 52.7735 | 42.0065 | 2021-06-30 12:50
PreNResSpltPkgAC-65to-PEYes | Save | Gro | 2015 | CZ03 | cDXGF | 0 | None | 1 | 50001 | 1427637 |  | 273319.2 | 0 | 248013.8 | 0 | 7396.824 | 50313.84 | 219.3471 | 45782.07 | 25504.43 | 17806.26 | 802592.8 | 0 | 0 | 0 | 1875060000 | 0 | 1441947000 | 14419.47 | 422490.471 | 433112600 | 52.7735 | 42.0065 | 2021-06-30 12:50
PreNResSpltPkgAC-65to-PEYes | Save | Gro | 2015 | CZ04 | cDXGF | 0 | None | 1 | 50001 | 1472660 |  | 273319.2 | 0 | 248013.8 | 0 | 29548.63 | 69345.03 | 219.4119 | 46705.38 | 21537.49 | 22878.19 | 805508.1 | 0 | 0 | 0 | 1565322000 | 0 | 1152976000 | 11529.76 | 337821.968 | 412345600 | 52.7735 | 42.0065 | 2021-06-30 12:51
PreNResSpltPkgAC-65to-PEYes | Save | Gro | 2015 | CZ05 | cDXGF | 0 | None | 1 | 50001 | 1430670 |  | 273319.3 | 0 | 248013.8 | 0 | 9263.175 | 53587.36 | 219.351 | 47312.25 | 25651.73 | 18936.44 | 798954.2 | 0 | 0 | 0 | 1859748000 | 0 | 1426542000 | 14265.42 | 417976.806 | 433206900 | 52.7735 | 42.0065 | 2021-06-30 12:51
PreNResSpltPkgAC-65to-PEYes | Save | Gro | 2015 | CZ06 | cDXGF | 0 | None | 1 | 50001 | 1520527 |  | 273319.3 | 0 | 248013.8 | 0 | 32728.31 | 78693.06 | 219.4302 | 47744.58 | 20301.84 | 24899.02 | 839808.3 | 0 | 0 | 0 | 1260934000 | 0 | 861217900 | 8612.179 | 252336.8447 | 399716100 | 52.7735 | 42.0065 | 2021-06-30 12:52
PreNResSpltPkgAC-65to-PEYes | Save | Gro | 2015 | CZ07 | cDXGF | 0 | None | 1 | 50001 | 1500499 |  | 273319.2 | 0 | 248013.8 | 0 | 24693.35 | 76763.3 | 219.4142 | 46124.71 | 19993.92 | 23643.45 | 831365.7 | 0 | 0 | 0 | 1197425000 | 0 | 798713900 | 7987.139 | 234023.1727 | 398711900 | 52.7735 | 42.0065 | 2021-06-30 12:53
PreNResSpltPkgAC-65to-PEYes | Save | Gro | 2015 | CZ08 | cDXGF | 0 | None | 1 | 50001 | 1538048 |  | 273319.3 | 0 | 248013.8 | 0 | 51999.64 | 87288.01 | 219.4474 | 47625.48 | 17577.4 | 27624.88 | 829582.8 | 0 | 0 | 0 | 1129386000 | 0 | 740620300 | 7406.203 | 217001.7479 | 388765900 | 52.7735 | 42.0065 | 2021-06-30 12:53
PreNResSpltPkgAC-65to-PEYes | Save | Gro | 2015 | CZ09 | cDXGF | 0 | None | 1 | 50001 | 1505427 |  | 273319.3 | 0 | 248013.8 | 0 | 45057.49 | 83756.93 | 219.4346 | 43561.71 | 15804.77 | 25782.64 | 811497.8 | 0 | 0 | 0 | 1179051000 | 0 | 787150100 | 7871.501 | 230634.9793 | 391900900 | 52.7735 | 42.0065 | 2021-06-30 12:54
PreNResSpltPkgAC-65to-PEYes | Save | Gro | 2015 | CZ10 | cDXGF | 0 | None | 1 | 50001 | 1530941 |  | 273319.3 | 0 | 248013.8 | 0 | 56320.09 | 85874.45 | 219.4272 | 47586.05 | 17528.74 | 27832.67 | 819608.9 | 0 | 0 | 0 | 1236558000 | 0 | 845864400 | 8458.644 | 247838.2692 | 390693500 | 52.7735 | 42.0065 | 2021-06-30 12:55
PreNResSpltPkgAC-65to-PEYes | Save | Gro | 2015 | CZ11 | cDXGF | 0 | None | 1 | 50001 | 1510540 |  | 273319.3 | 0 | 248013.8 | 0 | 57664.23 | 80571.13 | 219.4065 | 50012.26 | 20544.82 | 27353.66 | 800740.5 | 0 | 0 | 0 | 1524858000 | 0 | 1126261000 | 11262.61 | 329994.473 | 398596900 | 52.7735 | 42.0065 | 2021-06-30 12:55
PreNResSpltPkgAC-65to-PEYes | Save | Gro | 2015 | CZ12 | cDXGF | 0 | None | 1 | 50001 | 1491938 |  | 273319.3 | 0 | 248013.8 | 0 | 41775.55 | 70963.1 | 219.3771 | 52843.42 | 24312.75 | 25674.73 | 804804.4 | 0 | 0 | 0 | 1626467000 | 0 | 1213993000 | 12139.93 | 355699.949 | 412474400 | 52.7735 | 42.0065 | 2021-06-30 12:56
PreNResSpltPkgAC-65to-PEYes | Save | Gro | 2015 | CZ13 | cDXGF | 0 | None | 1 | 50001 | 1546928 |  | 273319.3 | 0 | 248013.8 | 0 | 68931.66 | 87637.01 | 219.4036 | 54461.77 | 21080.04 | 30865.88 | 814345.8 | 0 | 0 | 0 | 1376212000 | 0 | 987794400 | 9877.944 | 289423.7592 | 388417100 | 52.7735 | 42.0065 | 2021-06-30 12:56
PreNResSpltPkgAC-65to-PEYes | Save | Gro | 2015 | CZ14 | cDXGF | 0 | None | 1 | 50001 | 1481488 |  | 273319.2 | 0 | 248013.8 | 0 | 55795.1 | 81006.83 | 219.3873 | 47443.62 | 18771.78 | 26738.83 | 775690.5 | 0 | 0 | 0 | 1510181000 | 0 | 1109324000 | 11093.24 | 325031.932 | 400857300 | 52.7735 | 42.0065 | 2021-06-30 12:57
PreNResSpltPkgAC-65to-PEYes | Save | Gro | 2015 | CZ15 | cDXGF | 0 | None | 1 | 50001 | 1518179 |  | 273319.3 | 0 | 248013.8 | 0 | 129152.3 | 43160.34 | 219.4118 | 57699.34 | 13436.39 | 41752.95 | 766615.4 | 0 | 0 | 0 | 718137800 | 0 | 386298600 | 3862.986 | 113185.4898 | 331839400 | 52.7735 | 42.0065 | 2021-06-30 12:58
PreNResSpltPkgAC-65to-PEYes | Save | Gro | 2015 | CZ16 | cDXGF | 0 | None | 1 | 50001 | 1375463 |  | 273319.3 | 0 | 248013.8 | 0 | 14362.36 | 48899.84 | 219.2972 | 46738.61 | 24372.31 | 20267.15 | 743910.6 | 0 | 0 | 0 | 2447900000 | 0 | 1986200000 | 19862 | 581956.6 | 461699300 | 52.7735 | 42.0065 | 2021-06-30 12:58
PreNResSpltPkgAC-65to-PEYes | Save | Gro | 2017 | CZ01 | cDXGF | 0 | None | 1 | 50001 | 1380746 |  | 272988.5 | 0 | 248013.8 | 0 | 447.6797 | 31626.46 | 219.265 | 42144.98 | 26378.21 | 14454.6 | 785305.4 | 0 | 0 | 0 | 2600694000 | 0 | 2132119000 | 21321.19 | 624710.867 | 468574900 | 52.6549 | 42.0065 | 2021-06-30 12:59
PreNResSpltPkgAC-65to-PEYes | Save | Gro | 2017 | CZ02 | cDXGF | 0 | None | 1 | 50001 | 1444900 |  | 272988.5 | 0 | 248013.8 | 0 | 21186.86 | 57642.66 | 219.3389 | 49778.1 | 25973.26 | 21272.57 | 795070.6 | 0 | 0 | 0 | 1906466000 | 0 | 1472688000 | 14726.88 | 431497.584 | 433778000 | 52.6549 | 42.0065 | 2021-06-30 13:00
PreNResSpltPkgAC-65to-PEYes | Save | Gro | 2017 | CZ03 | cDXGF | 0 | None | 1 | 50001 | 1426616 |  | 272988.5 | 0 | 248013.8 | 0 | 7110.152 | 50321.89 | 219.3473 | 45226.55 | 25097.88 | 17705.42 | 802736.1 | 0 | 0 | 0 | 1835434000 | 0 | 1402348000 | 14023.48 | 410887.964 | 433085200 | 52.6549 | 42.0065 | 2021-06-30 13:00
PreNResSpltPkgAC-65to-PEYes | Save | Gro | 2017 | CZ04 | cDXGF | 0 | None | 1 | 50001 | 1470800 |  | 272988.5 | 0 | 248013.8 | 0 | 28537.42 | 69355.56 | 219.4056 | 46008.41 | 21111.41 | 22651.28 | 805677 | 0 | 0 | 0 | 1528577000 | 0 | 1116223000 | 11162.23 | 327053.339 | 412353800 | 52.6549 | 42.0065 | 2021-06-30 13:01
PreNResSpltPkgAC-65to-PEYes | Save | Gro | 2017 | CZ05 | cDXGF | 0 | None | 1 | 50001 | 1428602 |  | 272988.5 | 0 | 248013.8 | 0 | 8463.242 | 53600.99 | 219.3382 | 46112.67 | 24835.46 | 18582.12 | 799202.8 | 0 | 0 | 0 | 1781212000 | 0 | 1348075000 | 13480.75 | 394985.975 | 433137700 | 52.6549 | 42.0065 | 2021-06-30 13:02
PreNResSpltPkgAC-65to-PEYes | Save | Gro | 2017 | CZ06 | cDXGF | 0 | None | 1 | 50001 | 1516988 |  | 272988.5 | 0 | 248013.8 | 0 | 30485.68 | 78710.16 | 219.4331 | 45938.67 | 18961.58 | 24668.9 | 840631.4 | 0 | 0 | 0 | 1190068000 | 0 | 790343800 | 7903.438 | 231570.7334 | 399724200 | 52.6549 | 42.0065 | 2021-06-30 13:02
PreNResSpltPkgAC-65to-PEYes | Save | Gro | 2017 | CZ07 | cDXGF | 0 | None | 1 | 50001 | 1498905 |  | 272988.5 | 0 | 248013.8 | 0 | 23532.25 | 76798.68 | 219.4073 | 45467.38 | 19467.83 | 23628.22 | 831884.8 | 0 | 0 | 0 | 1150806000 | 0 | 752118800 | 7521.188 | 220370.8084 | 398687400 | 52.6549 | 42.0065 | 2021-06-30 13:03
PreNResSpltPkgAC-65to-PEYes | Save | Gro | 2017 | CZ08 | cDXGF | 0 | None | 1 | 50001 | 1532031 |  | 272988.5 | 0 | 248013.8 | 0 | 48718.73 | 87042.18 | 219.4531 | 44946.84 | 16163.44 | 26659.76 | 830101.1 | 0 | 0 | 0 | 1079967000 | 0 | 691210700 | 6912.107 | 202524.7351 | 388757200 | 52.6549 | 42.0065 | 2021-06-30 13:03
PreNResSpltPkgAC-65to-PEYes | Save | Gro | 2017 | CZ09 | cDXGF | 0 | None | 1 | 50001 | 1503333 |  | 272988.5 | 0 | 248013.8 | 0 | 43588.58 | 83772.56 | 219.4413 | 43019.95 | 15471.11 | 25586.32 | 811730.8 | 0 | 0 | 0 | 1151447000 | 0 | 759516200 | 7595.162 | 222538.2466 | 391930400 | 52.6549 | 42.0065 | 2021-06-30 13:04
PreNResSpltPkgAC-65to-PEYes | Save | Gro | 2017 | CZ10 | cDXGF | 0 | None | 1 | 50001 | 1528349 |  | 272988.5 | 0 | 248013.8 | 0 | 54534.46 | 85889.23 | 219.424 | 46875.98 | 17156.3 | 27535.45 | 819827.9 | 0 | 0 | 0 | 1208801000 | 0 | 818116100 | 8181.161 | 239708.0173 | 390684600 | 52.6549 | 42.0065 | 2021-06-30 13:05
PreNResSpltPkgAC-65to-PEYes | Save | Gro | 2017 | CZ11 | cDXGF | 0 | None | 1 | 50001 | 1507457 |  | 272988.5 | 0 | 248013.8 | 0 | 55711.95 | 80585.17 | 219.4132 | 49038.44 | 19945.28 | 27016.2 | 800899.9 | 0 | 0 | 0 | 1481425000 | 0 | 1082839000 | 10828.39 | 317271.827 | 398585400 | 52.6549 | 42.0065 | 2021-06-30 13:05
PreNResSpltPkgAC-65to-PEYes | Save | Gro | 2017 | CZ12 | cDXGF | 0 | None | 1 | 50001 | 1489294 |  | 272988.5 | 0 | 248013.8 | 0 | 40200.65 | 70973.62 | 219.3715 | 51928.26 | 23738.73 | 25362.3 | 804969.2 | 0 | 0 | 0 | 1585402000 | 0 | 1172936000 | 11729.36 | 343670.248 | 412465900 | 52.6549 | 42.0065 | 2021-06-30 13:06
PreNResSpltPkgAC-65to-PEYes | Save | Gro | 2017 | CZ13 | cDXGF | 0 | None | 1 | 50001 | 1543356 |  | 272988.5 | 0 | 248013.8 | 0 | 66506.28 | 87647.3 | 219.4061 | 53470.39 | 20521.35 | 30472.78 | 814511.1 | 0 | 0 | 0 | 1340224000 | 0 | 951801000 | 9518.01 | 278877.693 | 388422800 | 52.6549 | 42.0065 | 2021-06-30 13:07
PreNResSpltPkgAC-65to-PEYes | Save | Gro | 2017 | CZ14 | cDXGF | 0 | None | 1 | 50001 | 1478467 |  | 272988.5 | 0 | 248013.8 | 0 | 53903.55 | 81018.41 | 219.3666 | 46474.95 | 18139.53 | 26401.64 | 775847.7 | 0 | 0 | 0 | 1466734000 | 0 | 1065886000 | 10658.86 | 312304.598 | 400848100 | 52.6549 | 42.0065 | 2021-06-30 13:07
PreNResSpltPkgAC-65to-PEYes | Save | Gro | 2017 | CZ15 | cDXGF | 0 | None | 1 | 50001 | 1512938 |  | 272988.5 | 0 | 248013.8 | 0 | 125137.3 | 43162.28 | 219.4152 | 56660.52 | 13008.96 | 41128.64 | 766755.9 | 0 | 0 | 0 | 700333000 | 0 | 368490500 | 3684.905 | 107967.7165 | 331842400 | 52.6549 | 42.0065 | 2021-06-30 13:08
PreNResSpltPkgAC-65to-PEYes | Save | Gro | 2017 | CZ16 | cDXGF | 0 | None | 1 | 50001 | 1373779 |  | 272988.5 | 0 | 248013.8 | 0 | 13740.54 | 48913.5 | 219.2779 | 45817.73 | 23581.87 | 20118.24 | 744085.8 | 0 | 0 | 0 | 2377016000 | 0 | 1915304000 | 19153.04 | 561184.072 | 461712700 | 52.6549 | 42.0065 | 2021-06-30 13:09
PreNResSpltPkgAC-65to-PEYes | Save | Gro | 2020 | CZ01 | cDXGF | 0 | None | 1 | 50001 | 1338413 |  | 232299.7 | 0 | 248013.8 | 0 | 351.2142 | 31550.45 | 219.2566 | 41410.2 | 25952.36 | 14383 | 784568.9 | 0 | 0 | 0 | 2729294000 | 0 | 2260672000 | 22606.72 | 662376.896 | 468622700 | 44.3053 | 42.0065 | 2021-06-30 13:09
PreNResSpltPkgAC-65to-PEYes | Save | Gro | 2020 | CZ02 | cDXGF | 0 | None | 1 | 50001 | 1400953 |  | 232299.7 | 0 | 248013.8 | 0 | 19211.03 | 57553.98 | 219.3384 | 49255.2 | 26364.14 | 20742.62 | 794400.6 | 0 | 0 | 0 | 1999080000 | 0 | 1565261000 | 15652.61 | 458621.473 | 433819500 | 44.3053 | 42.0065 | 2021-06-30 13:10
PreNResSpltPkgAC-65to-PEYes | Save | Gro | 2020 | CZ03 | cDXGF | 0 | None | 1 | 50001 | 1383361 |  | 232299.7 | 0 | 248013.8 | 0 | 6077.902 | 50209.8 | 219.3648 | 44522.8 | 25279.94 | 17262.06 | 802017.8 | 0 | 0 | 0 | 1939852000 | 0 | 1506808000 | 15068.08 | 441494.744 | 433044600 | 44.3053 | 42.0065 | 2021-06-30 13:10
PreNResSpltPkgAC-65to-PEYes | Save | Gro | 2020 | CZ04 | cDXGF | 0 | None | 1 | 50001 | 1426253 |  | 232299.7 | 0 | 248013.8 | 0 | 25964.31 | 69251.87 | 219.4058 | 45453.56 | 21382.8 | 22054.54 | 805050.3 | 0 | 0 | 0 | 1608111000 | 0 | 1195767000 | 11957.67 | 350359.731 | 412344100 | 44.3053 | 42.0065 | 2021-06-30 13:11
PreNResSpltPkgAC-65to-PEYes | Save | Gro | 2020 | CZ05 | cDXGF | 0 | None | 1 | 50001 | 1385137 |  | 232299.7 | 0 | 248013.8 | 0 | 7211.586 | 53491.21 | 219.3479 | 45422.18 | 25212.24 | 18046.33 | 798479 | 0 | 0 | 0 | 1882265000 | 0 | 1449083000 | 14490.83 | 424581.319 | 433182200 | 44.3053 | 42.0065 | 2021-06-30 13:12
PreNResSpltPkgAC-65to-PEYes | Save | Gro | 2020 | CZ06 | cDXGF | 0 | None | 1 | 50001 | 1472221 |  | 232299.7 | 0 | 248013.8 | 0 | 27109.4 | 78613.55 | 219.4325 | 45280.69 | 19577.55 | 23894.09 | 840685.1 | 0 | 0 | 0 | 1259271000 | 0 | 859535400 | 8595.354 | 251843.8722 | 399735500 | 44.3053 | 42.0065 | 2021-06-30 13:12
PreNResSpltPkgAC-65to-PEYes | Save | Gro | 2020 | CZ07 | cDXGF | 0 | None | 1 | 50001 | 1454279 |  | 232299.7 | 0 | 248013.8 | 0 | 20641.19 | 76674.83 | 219.407 | 44754.22 | 19948.58 | 22781.69 | 831676.2 | 0 | 0 | 0 | 1222610000 | 0 | 823943300 | 8239.433 | 241415.3869 | 398666300 | 44.3053 | 42.0065 | 2021-06-30 13:13
PreNResSpltPkgAC-65to-PEYes | Save | Gro | 2020 | CZ08 | cDXGF | 0 | None | 1 | 50001 | 1486485 |  | 232299.7 | 0 | 248013.8 | 0 | 44870.92 | 86933.65 | 219.4484 | 44428.29 | 16674.67 | 25979.77 | 829719.8 | 0 | 0 | 0 | 1137520000 | 0 | 748751000 | 7487.51 | 219384.043 | 388769400 | 44.3053 | 42.0065 | 2021-06-30 13:14
PreNResSpltPkgAC-65to-PEYes | Save | Gro | 2020 | CZ09 | cDXGF | 0 | None | 1 | 50001 | 1457731 |  | 232299.7 | 0 | 248013.8 | 0 | 39952.98 | 83662.59 | 219.4324 | 42487.71 | 15877.11 | 24954.08 | 811095.4 | 0 | 0 | 0 | 1213016000 | 0 | 821098200 | 8210.982 | 240581.7726 | 391918500 | 44.3053 | 42.0065 | 2021-06-30 13:14
PreNResSpltPkgAC-65to-PEYes | Save | Gro | 2020 | CZ10 | cDXGF | 0 | None | 1 | 50001 | 1482445 |  | 232299.7 | 0 | 248013.8 | 0 | 50628.79 | 85787.16 | 219.4259 | 46356.78 | 17627.94 | 26857.9 | 819139.6 | 0 | 0 | 0 | 1269312000 | 0 | 878625500 | 8786.255 | 257437.2715 | 390686600 | 44.3053 | 42.0065 | 2021-06-30 13:15
PreNResSpltPkgAC-65to-PEYes | Save | Gro | 2020 | CZ11 | cDXGF | 0 | None | 1 | 50001 | 1461492 |  | 232299.7 | 0 | 248013.8 | 0 | 52027.94 | 80490.73 | 219.4111 | 48403.17 | 20285.2 | 26298.91 | 800037.6 | 0 | 0 | 0 | 1554300000 | 0 | 1155710000 | 11557.1 | 338623.03 | 398590000 | 44.3053 | 42.0065 | 2021-06-30 13:16
PreNResSpltPkgAC-65to-PEYes | Save | Gro | 2020 | CZ12 | cDXGF | 0 | None | 1 | 50001 | 1444243 |  | 232299.7 | 0 | 248013.8 | 0 | 37248.32 | 70875.71 | 219.3969 | 51376.08 | 24126.54 | 24809.77 | 804210.3 | 0 | 0 | 0 | 1661929000 | 0 | 1249416000 | 12494.16 | 366078.888 | 412513100 | 44.3053 | 42.0065 | 2021-06-30 13:16
PreNResSpltPkgAC-65to-PEYes | Save | Gro | 2020 | CZ13 | cDXGF | 0 | None | 1 | 50001 | 1496996 |  | 232299.7 | 0 | 248013.8 | 0 | 62443.7 | 87559.7 | 219.403 | 52866.4 | 21000.07 | 29743.83 | 813593.9 | 0 | 0 | 0 | 1402025000 | 0 | 1013580000 | 10135.8 | 296978.94 | 388444900 | 44.3053 | 42.0065 | 2021-06-30 13:17
PreNResSpltPkgAC-65to-PEYes | Save | Gro | 2020 | CZ14 | cDXGF | 0 | None | 1 | 50001 | 1432646 |  | 232299.7 | 0 | 248013.8 | 0 | 50265.89 | 80916.65 | 219.3652 | 45981.16 | 18475.94 | 25763.11 | 774949.5 | 0 | 0 | 0 | 1538072000 | 0 | 1137249000 | 11372.49 | 333213.957 | 400822300 | 44.3053 | 42.0065 | 2021-06-30 13:18
PreNResSpltPkgAC-65to-PEYes | Save | Gro | 2020 | CZ15 | cDXGF | 0 | None | 1 | 50001 | 1464443 |  | 232299.7 | 0 | 248013.8 | 0 | 118732.7 | 43115.93 | 219.4185 | 55980.41 | 13404.47 | 40190.48 | 766081.8 | 0 | 0 | 0 | 733654300 | 0 | 401801500 | 4018.015 | 117727.8395 | 331852700 | 44.3053 | 42.0065 | 2021-06-30 13:18
PreNResSpltPkgAC-65to-PEYes | Save | Gro | 2020 | CZ16 | cDXGF | 0 | None | 1 | 50001 | 1329965 |  | 232299.7 | 0 | 248013.8 | 0 | 12211.92 | 48818.5 | 219.2762 | 44990.07 | 23510.41 | 19690.47 | 743412.2 | 0 | 0 | 0 | 2478861000 | 0 | 2017167000 | 20171.67 | 591029.931 | 461693500 | 44.3053 | 42.0065 | 2021-06-30 13:19
PreNResSpltPkgAC-65to-PEYes | Save | Hsp | 1975 | CZ01 | cDXGF | 0 | None | 1 | 235501 | 3439611 |  | 1178940 | 0 | 1308122 | 0 | 7897.922 | 0 | 84177.16 | 860466.6 | 359110.6 | 9820.274 | 0 | 0 | 0 | 0 | 4796107000 | 8136039 | 4787971000 | 47879.71 | 1402875.503 | 0 | 227.7511 | 257.0108 | 2021-06-30 13:20
PreNResSpltPkgAC-65to-PEYes | Save | Hsp | 1975 | CZ02 | cDXGF | 0 | None | 1 | 235501 | 3693050 |  | 1178940 | 0 | 1308122 | 0 | 275449.9 | 0 | 61474.32 | 869062.9 | 216878.8 | 176789 | 0 | 0 | 0 | 0 | 2978624000 | 8136039 | 2970488000 | 29704.88 | 870352.984 | 0 | 227.7511 | 257.0108 | 2021-06-30 13:22
PreNResSpltPkgAC-65to-PEYes | Save | Hsp | 1975 | CZ03 | cDXGF | 0 | None | 1 | 235501 | 3511412 |  | 1178940 | 0 | 1308122 | 0 | 127068 | 0 | 33895.48 | 863382.7 | 168397.5 | 108187.7 | 0 | 0 | 0 | 0 | 2032351000 | 8136039 | 2024216000 | 20242.16 | 593095.288 | 0 | 227.7511 | 257.0108 | 2021-06-30 13:23
PreNResSpltPkgAC-65to-PEYes | Save | Hsp | 1975 | CZ04 | cDXGF | 0 | None | 1 | 235501 | 3765993 |  | 1178940 | 0 | 1308122 | 0 | 374209.7 | 0 | 34784.36 | 869938.4 | 141281.4 | 233015.1 | 0 | 0 | 0 | 0 | 1774620000 | 8136039 | 1766484000 | 17664.84 | 517579.812 | 0 | 227.7511 | 257.0108 | 2021-06-30 13:24
PreNResSpltPkgAC-65to-PEYes | Save | Hsp | 1975 | CZ05 | cDXGF | 0 | None | 1 | 235501 | 3549196 |  | 1178940 | 0 | 1308122 | 0 | 158937.3 | 0 | 39051.25 | 864137 | 161227.2 | 137532.5 | 0 | 0 | 0 | 0 | 2008031000 | 8136039 | 1999895000 | 19998.95 | 585969.235 | 0 | 227.7511 | 257.0108 | 2021-06-30 13:26
PreNResSpltPkgAC-65to-PEYes | Save | Hsp | 1975 | CZ06 | cDXGF | 0 | None | 1 | 235501 | 3846976 |  | 1178940 | 0 | 1308122 | 0 | 476151.4 | 0 | 12866.48 | 870896.4 | 66824.41 | 339126.5 | 0 | 0 | 0 | 0 | 731026000 | 8136039 | 722889900 | 7228.899 | 211806.7407 | 0 | 227.7511 | 257.0108 | 2021-06-30 13:27
PreNResSpltPkgAC-65to-PEYes | Save | Hsp | 1975 | CZ07 | cDXGF | 0 | None | 1 | 235501 | 3753728 |  | 1178940 | 0 | 1308122 | 0 | 392877 | 0 | 6359.219 | 867422.1 | 47578.98 | 303894.9 | 0 | 0 | 0 | 0 | 468294800 | 8136039 | 460158700 | 4601.587 | 134826.4991 | 0 | 227.7511 | 257.0108 | 2021-06-30 13:28
PreNResSpltPkgAC-65to-PEYes | Save | Hsp | 1975 | CZ08 | cDXGF | 0 | None | 1 | 235501 | 3978700 |  | 1178940 | 0 | 1308122 | 0 | 602573.9 | 0 | 13932.68 | 875133.8 | 58470.65 | 368255.3 | 0 | 0 | 0 | 0 | 637275400 | 8136039 | 629139500 | 6291.395 | 184337.8735 | 0 | 227.7511 | 257.0108 | 2021-06-30 13:30
PreNResSpltPkgAC-65to-PEYes | Save | Hsp | 1975 | CZ09 | cDXGF | 0 | None | 1 | 235501 | 3959781 |  | 1178940 | 0 | 1308122 | 0 | 571445.1 | 0 | 20589.4 | 880682.8 | 80559.77 | 336060.7 | 0 | 0 | 0 | 0 | 924360400 | 8136039 | 916224400 | 9162.244 | 268453.7492 | 0 | 227.7511 | 257.0108 | 2021-06-30 13:31
PreNResSpltPkgAC-65to-PEYes | Save | Hsp | 1975 | CZ10 | cDXGF | 0 | None | 1 | 235501 | 4050653 |  | 1178940 | 0 | 1308122 | 0 | 650410.1 | 0 | 29770.51 | 883398.8 | 102782.3 | 354966 | 0 | 0 | 0 | 0 | 1330871000 | 8136039 | 1322735000 | 13227.35 | 387561.355 | 0 | 227.7511 | 257.0108 | 2021-06-30 13:33
PreNResSpltPkgAC-65to-PEYes | Save | Hsp | 1975 | CZ11 | cDXGF | 0 | None | 1 | 235501 | 4105350 |  | 1178940 | 0 | 1308122 | 0 | 673079.8 | 0 | 55742.91 | 889459 | 196808.5 | 326853.6 | 0 | 0 | 0 | 0 | 2937516000 | 8136039 | 2929379000 | 29293.79 | 858308.047 | 0 | 227.7511 | 257.0108 | 2021-06-30 13:34
PreNResSpltPkgAC-65to-PEYes | Save | Hsp | 1975 | CZ12 | cDXGF | 0 | None | 1 | 235501 | 3889572 |  | 1178940 | 0 | 1308122 | 0 | 470707.8 | 0 | 50629.49 | 881172.2 | 182873.3 | 256924.4 | 0 | 0 | 0 | 0 | 2610420000 | 8136039 | 2602282000 | 26022.82 | 762468.626 | 0 | 227.7511 | 257.0108 | 2021-06-30 13:35
PreNResSpltPkgAC-65to-PEYes | Save | Hsp | 1975 | CZ13 | cDXGF | 0 | None | 1 | 235501 | 4187312 |  | 1178940 | 0 | 1308122 | 0 | 764145.6 | 0 | 48655.46 | 887451.8 | 163833.8 | 368504.4 | 0 | 0 | 0 | 0 | 2322221000 | 8136039 | 2314085000 | 23140.85 | 678026.905 | 0 | 227.7511 | 257.0108 | 2021-06-30 13:37
PreNResSpltPkgAC-65to-PEYes | Save | Hsp | 1975 | CZ14 | cDXGF | 0 | None | 1 | 235501 | 4085105 |  | 1178940 | 0 | 1308122 | 0 | 654876.5 | 0 | 58111.78 | 885056.5 | 188803.5 | 337013.8 | 0 | 0 | 0 | 0 | 2999510000 | 8136039 | 2991374000 | 29913.74 | 876472.582 | 0 | 227.7511 | 257.0108 | 2021-06-30 13:38
PreNResSpltPkgAC-65to-PEYes | Save | Hsp | 1975 | CZ15 | cDXGF | 0 | None | 1 | 235501 | 4815162 |  | 1178940 | 0 | 1308122 | 0 | 1404043 | 0 | 13586.98 | 910468.6 | 44564.54 | 570947.7 | 0 | 0 | 0 | 0 | 482464300 | 8136039 | 474327600 | 4743.276 | 138977.9868 | 0 | 227.7511 | 257.0108 | 2021-06-30 13:40
PreNResSpltPkgAC-65to-PEYes | Save | Hsp | 1975 | CZ16 | cDXGF | 0 | None | 1 | 235501 | 3662253 |  | 1178940 | 0 | 1308122 | 0 | 206410.7 | 0 | 98959.04 | 869815.7 | 352272.2 | 162398.7 | 0 | 0 | 0 | 0 | 7084185000 | 8136039 | 7076049000 | 70760.49 | 2073282.357 | 0 | 227.7511 | 257.0108 | 2021-06-30 13:41
PreNResSpltPkgAC-65to-PEYes | Save | Hsp | 1985 | CZ01 | cDXGF | 0 | None | 1 | 235501 | 3424865 |  | 1178940 | 0 | 1294225 | 0 | 7806.087 | 0 | 84110.88 | 859781.9 | 361823.8 | 9721.637 | 0 | 0 | 0 | 0 | 4830633000 | 8136039 | 4822497000 | 48224.97 | 1412991.621 | 0 | 227.7511 | 254.0734 | 2021-06-30 13:42
PreNResSpltPkgAC-65to-PEYes | Save | Hsp | 1985 | CZ02 | cDXGF | 0 | None | 1 | 235501 | 3676961 |  | 1178940 | 0 | 1294225 | 0 | 274122.3 | 0 | 61417.57 | 868264.5 | 218242.7 | 176317.2 | 0 | 0 | 0 | 0 | 2997226000 | 8136039 | 2989090000 | 29890.9 | 875803.37 | 0 | 227.7511 | 254.0734 | 2021-06-30 13:44
PreNResSpltPkgAC-65to-PEYes | Save | Hsp | 1985 | CZ03 | cDXGF | 0 | None | 1 | 235501 | 3495926 |  | 1178940 | 0 | 1294225 | 0 | 126229.8 | 0 | 33867.31 | 862660.7 | 169945.6 | 107751.9 | 0 | 0 | 0 | 0 | 2048437000 | 8136039 | 2040300000 | 20403 | 597807.9 | 0 | 227.7511 | 254.0734 | 2021-06-30 13:45
PreNResSpltPkgAC-65to-PEYes | Save | Hsp | 1985 | CZ04 | cDXGF | 0 | None | 1 | 235501 | 3749698 |  | 1178940 | 0 | 1294225 | 0 | 372643.5 | 0 | 34752.38 | 869132.9 | 142340.9 | 232399.1 | 0 | 0 | 0 | 0 | 1787294000 | 8136039 | 1779158000 | 17791.58 | 521293.294 | 0 | 227.7511 | 254.0734 | 2021-06-30 13:47
PreNResSpltPkgAC-65to-PEYes | Save | Hsp | 1985 | CZ05 | cDXGF | 0 | None | 1 | 235501 | 3533450 |  | 1178940 | 0 | 1294225 | 0 | 157848.8 | 0 | 39018.84 | 863414.9 | 162530.5 | 137030.4 | 0 | 0 | 0 | 0 | 2021645000 | 8136039 | 2013510000 | 20135.1 | 589958.43 | 0 | 227.7511 | 254.0734 | 2021-06-30 13:48
PreNResSpltPkgAC-65to-PEYes | Save | Hsp | 1985 | CZ06 | cDXGF | 0 | None | 1 | 235501 | 3830201 |  | 1178940 | 0 | 1294225 | 0 | 474087.6 | 0 | 12854.7 | 870091.1 | 67370.45 | 338433.4 | 0 | 0 | 0 | 0 | 736701400 | 8136039 | 728565800 | 7285.658 | 213469.7794 | 0 | 227.7511 | 254.0734 | 2021-06-30 13:49
PreNResSpltPkgAC-65to-PEYes | Save | Hsp | 1985 | CZ07 | cDXGF | 0 | None | 1 | 235501 | 3737222 |  | 1178940 | 0 | 1294225 | 0 | 391075.9 | 0 | 6353.38 | 866624.6 | 48044.09 | 303215.7 | 0 | 0 | 0 | 0 | 472413200 | 8136039 | 464277200 | 4642.772 | 136033.2196 | 0 | 227.7511 | 254.0734 | 2021-06-30 13:51
PreNResSpltPkgAC-65to-PEYes | Save | Hsp | 1985 | CZ08 | cDXGF | 0 | None | 1 | 235501 | 3961766 |  | 1178940 | 0 | 1294225 | 0 | 600354.3 | 0 | 13919.94 | 874327.3 | 58875.07 | 367540.1 | 0 | 0 | 0 | 0 | 641673200 | 8136039 | 633536600 | 6335.366 | 185626.2238 | 0 | 227.7511 | 254.0734 | 2021-06-30 13:52
PreNResSpltPkgAC-65to-PEYes | Save | Hsp | 1985 | CZ09 | cDXGF | 0 | None | 1 | 235501 | 3943018 |  | 1178940 | 0 | 1294225 | 0 | 569393.6 | 0 | 20570.97 | 879893.6 | 81214.99 | 335467.1 | 0 | 0 | 0 | 0 | 931086800 | 8136039 | 922950800 | 9229.508 | 270424.5844 | 0 | 227.7511 | 254.0734 | 2021-06-30 13:54
PreNResSpltPkgAC-65to-PEYes | Save | Hsp | 1985 | CZ10 | cDXGF | 0 | None | 1 | 235501 | 4033734 |  | 1178940 | 0 | 1294225 | 0 | 648217.3 | 0 | 29743.72 | 882609.3 | 103404.6 | 354316.6 | 0 | 0 | 0 | 0 | 1338816000 | 8136039 | 1330680000 | 13306.8 | 389889.24 | 0 | 227.7511 | 254.0734 | 2021-06-30 13:55
PreNResSpltPkgAC-65to-PEYes | Save | Hsp | 1985 | CZ11 | cDXGF | 0 | None | 1 | 235501 | 4088700 |  | 1178940 | 0 | 1294225 | 0 | 671178 | 0 | 55693.46 | 888661.4 | 197773.9 | 326250.5 | 0 | 0 | 0 | 0 | 2954111000 | 8136039 | 2945974000 | 29459.74 | 863170.382 | 0 | 227.7511 | 254.0734 | 2021-06-30 13:56
PreNResSpltPkgAC-65to-PEYes | Save | Hsp | 1985 | CZ12 | cDXGF | 0 | None | 1 | 235501 | 3873127 |  | 1178940 | 0 | 1294225 | 0 | 469001.2 | 0 | 50582.91 | 880379.4 | 183776.9 | 256348.5 | 0 | 0 | 0 | 0 | 2625772000 | 8136039 | 2617635000 | 26176.35 | 766967.055 | 0 | 227.7511 | 254.0734 | 2021-06-30 13:58
PreNResSpltPkgAC-65to-PEYes | Save | Hsp | 1985 | CZ13 | cDXGF | 0 | None | 1 | 235501 | 4170475 |  | 1178940 | 0 | 1294225 | 0 | 762048.6 | 0 | 48612.43 | 886647.8 | 164762 | 367886.5 | 0 | 0 | 0 | 0 | 2336227000 | 8136039 | 2328088000 | 23280.88 | 682129.784 | 0 | 227.7511 | 254.0734 | 2021-06-30 13:59
PreNResSpltPkgAC-65to-PEYes | Save | Hsp | 1985 | CZ14 | cDXGF | 0 | None | 1 | 235501 | 4068443 |  | 1178940 | 0 | 1294225 | 0 | 652963.1 | 0 | 58059.96 | 884256.2 | 189666.6 | 336380.3 | 0 | 0 | 0 | 0 | 3013940000 | 8136039 | 3005804000 | 30058.04 | 880700.572 | 0 | 227.7511 | 254.0734 | 2021-06-30 14:01
PreNResSpltPkgAC-65to-PEYes | Save | Hsp | 1985 | CZ15 | cDXGF | 0 | None | 1 | 235501 | 4797103 |  | 1178940 | 0 | 1294225 | 0 | 1400885 | 0 | 13573.98 | 909473.4 | 44885.54 | 570048.5 | 0 | 0 | 0 | 0 | 485844400 | 8136039 | 477707900 | 4777.079 | 139968.4147 | 0 | 227.7511 | 254.0734 | 2021-06-30 14:02
PreNResSpltPkgAC-65to-PEYes | Save | Hsp | 1985 | CZ16 | cDXGF | 0 | None | 1 | 235501 | 3646605 |  | 1178940 | 0 | 1294225 | 0 | 205557 | 0 | 98869.31 | 869017.9 | 353366.9 | 162004.4 | 0 | 0 | 0 | 0 | 7112591000 | 8136039 | 7104455000 | 71044.55 | 2081605.315 | 0 | 227.7511 | 254.0734 | 2021-06-30 14:03
PreNResSpltPkgAC-65to-PEYes | Save | Hsp | 1996 | CZ01 | cDXGF | 0 | None | 1 | 235501 | 3404925 |  | 1178940 | 0 | 1280327 | 0 | 6724.13 | 0 | 83670.86 | 855263.9 | 364715.3 | 8552.519 | 0 | 0 | 0 | 0 | 4787548000 | 8136039 | 4779411000 | 47794.11 | 1400367.423 | 0 | 227.7511 | 251.1358 | 2021-06-30 14:05
PreNResSpltPkgAC-65to-PEYes | Save | Hsp | 1996 | CZ02 | cDXGF | 0 | None | 1 | 235501 | 3650892 |  | 1178940 | 0 | 1280327 | 0 | 267073.2 | 0 | 61080.86 | 863475.4 | 221167.1 | 173732.9 | 0 | 0 | 0 | 0 | 3057220000 | 8136039 | 3049084000 | 30490.84 | 893381.612 | 0 | 227.7511 | 251.1358 | 2021-06-30 14:06
PreNResSpltPkgAC-65to-PEYes | Save | Hsp | 1996 | CZ03 | cDXGF | 0 | None | 1 | 235501 | 3472761 |  | 1178940 | 0 | 1280327 | 0 | 120674 | 0 | 33728.01 | 859095.9 | 173952.6 | 104758.3 | 0 | 0 | 0 | 0 | 2105082000 | 8136039 | 2096946000 | 20969.46 | 614405.178 | 0 | 227.7511 | 251.1358 | 2021-06-30 14:08
PreNResSpltPkgAC-65to-PEYes | Save | Hsp | 1996 | CZ04 | cDXGF | 0 | None | 1 | 235501 | 3721768 |  | 1178940 | 0 | 1280327 | 0 | 363948.5 | 0 | 34548.41 | 864015.8 | 144732.6 | 229151.8 | 0 | 0 | 0 | 0 | 1830309000 | 8136039 | 1822173000 | 18221.73 | 533896.689 | 0 | 227.7511 | 251.1358 | 2021-06-30 14:09
PreNResSpltPkgAC-65to-PEYes | Save | Hsp | 1996 | CZ05 | cDXGF | 0 | None | 1 | 235501 | 3509530 |  | 1178940 | 0 | 1280327 | 0 | 151494.2 | 0 | 38861 | 859915.3 | 166184.7 | 133958.7 | 0 | 0 | 0 | 0 | 2075904000 | 8136039 | 2067768000 | 20677.68 | 605856.024 | 0 | 227.7511 | 251.1358 | 2021-06-30 14:10
PreNResSpltPkgAC-65to-PEYes | Save | Hsp | 1996 | CZ06 | cDXGF | 0 | None | 1 | 235501 | 3800155 |  | 1178940 | 0 | 1280327 | 0 | 463453.1 | 0 | 12774.87 | 864664.2 | 70346.91 | 334066.8 | 0 | 0 | 0 | 0 | 777071000 | 8136039 | 768934900 | 7689.349 | 225297.9257 | 0 | 227.7511 | 251.1358 | 2021-06-30 14:12
PreNResSpltPkgAC-65to-PEYes | Save | Hsp | 1996 | CZ07 | cDXGF | 0 | None | 1 | 235501 | 3710012 |  | 1178940 | 0 | 1280327 | 0 | 382040.2 | 0 | 6322.422 | 862381.4 | 50699.3 | 299168.3 | 0 | 0 | 0 | 0 | 502207400 | 8136039 | 494071400 | 4940.714 | 144762.9202 | 0 | 227.7511 | 251.1358 | 2021-06-30 14:13
PreNResSpltPkgAC-65to-PEYes | Save | Hsp | 1996 | CZ08 | cDXGF | 0 | None | 1 | 235501 | 3932172 |  | 1178940 | 0 | 1280327 | 0 | 590891.2 | 0 | 13822.79 | 868196.6 | 61476.33 | 363266.2 | 0 | 0 | 0 | 0 | 674853000 | 8136039 | 666717100 | 6667.171 | 195348.1103 | 0 | 227.7511 | 251.1358 | 2021-06-30 14:15
PreNResSpltPkgAC-65to-PEYes | Save | Hsp | 1996 | CZ09 | cDXGF | 0 | None | 1 | 235501 | 3912307 |  | 1178940 | 0 | 1280327 | 0 | 559577.9 | 0 | 20404.43 | 873057.8 | 84290.33 | 331316.3 | 0 | 0 | 0 | 0 | 977870100 | 8136039 | 969734300 | 9697.343 | 284132.1499 | 0 | 227.7511 | 251.1358 | 2021-06-30 14:16
PreNResSpltPkgAC-65to-PEYes | Save | Hsp | 1996 | CZ10 | cDXGF | 0 | None | 1 | 235501 | 4002319 |  | 1178940 | 0 | 1280327 | 0 | 638101.4 | 0 | 29487.89 | 875459.8 | 106426.5 | 350132.3 | 0 | 0 | 0 | 0 | 1394614000 | 8136039 | 1386478000 | 13864.78 | 406238.054 | 0 | 227.7511 | 251.1358 | 2021-06-30 14:18
PreNResSpltPkgAC-65to-PEYes | Save | Hsp | 1996 | CZ11 | cDXGF | 0 | None | 1 | 235501 | 4028016 |  | 1178940 | 0 | 1280327 | 0 | 647023.9 | 0 | 54248.32 | 867482.9 | 194328 | 317546.7 | 0 | 0 | 0 | 0 | 2907792000 | 8136039 | 2899655000 | 28996.55 | 849598.915 | 0 | 227.7511 | 251.1358 | 2021-06-30 14:19
PreNResSpltPkgAC-65to-PEYes | Save | Hsp | 1996 | CZ12 | cDXGF | 0 | None | 1 | 235501 | 3821809 |  | 1178940 | 0 | 1280327 | 0 | 449329.3 | 0 | 49446.76 | 863773 | 181664.8 | 249935.7 | 0 | 0 | 0 | 0 | 2590963000 | 8136039 | 2582826000 | 25828.26 | 756768.018 | 0 | 227.7511 | 251.1358 | 2021-06-30 14:21
PreNResSpltPkgAC-65to-PEYes | Save | Hsp | 1996 | CZ13 | cDXGF | 0 | None | 1 | 235501 | 4108426 |  | 1178940 | 0 | 1280327 | 0 | 735190.8 | 0 | 47311.21 | 866661.6 | 162529.4 | 358575.4 | 0 | 0 | 0 | 0 | 2310878000 | 8136039 | 2302742000 | 23027.42 | 674703.406 | 0 | 227.7511 | 251.1358 | 2021-06-30 14:22
PreNResSpltPkgAC-65to-PEYes | Save | Hsp | 1996 | CZ14 | cDXGF | 0 | None | 1 | 235501 | 4007957 |  | 1178940 | 0 | 1280327 | 0 | 626617.6 | 0 | 56508.87 | 865567.8 | 188354.1 | 327069.1 | 0 | 0 | 0 | 0 | 2986318000 | 8136039 | 2978181000 | 29781.81 | 872607.033 | 0 | 227.7511 | 251.1358 | 2021-06-30 14:24
PreNResSpltPkgAC-65to-PEYes | Save | Hsp | 1996 | CZ15 | cDXGF | 0 | None | 1 | 235501 | 4711450 |  | 1178940 | 0 | 1280327 | 0 | 1358332 | 0 | 13230.78 | 880623.7 | 43766.48 | 551293.8 | 0 | 0 | 0 | 0 | 476853200 | 8136039 | 468716900 | 4687.169 | 137334.0517 | 0 | 227.7511 | 251.1358 | 2021-06-30 14:25
PreNResSpltPkgAC-65to-PEYes | Save | Hsp | 1996 | CZ16 | cDXGF | 0 | None | 1 | 235501 | 3611172 |  | 1178940 | 0 | 1280327 | 0 | 195686.1 | 0 | 97683.22 | 858542.4 | 352685.4 | 158123.2 | 0 | 0 | 0 | 0 | 7046197000 | 8136039 | 7038058000 | 70380.58 | 2062150.994 | 0 | 227.7511 | 251.1358 | 2021-06-30 14:26
PreNResSpltPkgAC-65to-PEYes | Save | Hsp | 2003 | CZ01 | cDXGF | 0 | None | 1 | 235501 | 3389964 |  | 1178940 | 0 | 1266427 | 0 | 5992.918 | 0 | 83641.2 | 854960.3 | 372681.7 | 7679.163 | 0 | 0 | 0 | 0 | 4837336000 | 8136039 | 4829199000 | 48291.99 | 1414955.307 | 0 | 227.7511 | 248.1984 | 2021-06-30 14:28
PreNResSpltPkgAC-65to-PEYes | Save | Hsp | 2003 | CZ02 | cDXGF | 0 | None | 1 | 235501 | 3610707 |  | 1178940 | 0 | 1266427 | 0 | 249894 | 0 | 60481.98 | 854960.3 | 219333.7 | 168666 | 0 | 0 | 0 | 0 | 2969578000 | 8136039 | 2961441000 | 29614.41 | 867702.213 | 0 | 227.7511 | 248.1984 | 2021-06-30 14:29
PreNResSpltPkgAC-65to-PEYes | Save | Hsp | 2003 | CZ03 | cDXGF | 0 | None | 1 | 235501 | 3454516 |  | 1178940 | 0 | 1266427 | 0 | 118585.2 | 0 | 33643.06 | 856913.4 | 169921.3 | 103999.4 | 0 | 0 | 0 | 0 | 2012866000 | 8136039 | 2004730000 | 20047.3 | 587385.89 | 0 | 227.7511 | 248.1984 | 2021-06-30 14:31
PreNResSpltPkgAC-65to-PEYes | Save | Hsp | 2003 | CZ04 | cDXGF | 0 | None | 1 | 235501 | 3698411 |  | 1178940 | 0 | 1266427 | 0 | 358682.7 | 0 | 34388.05 | 859979.6 | 141954.8 | 227802.5 | 0 | 0 | 0 | 0 | 1761784000 | 8136039 | 1753647000 | 17536.47 | 513818.571 | 0 | 227.7511 | 248.1984 | 2021-06-30 14:32
PreNResSpltPkgAC-65to-PEYes | Save | Hsp | 2003 | CZ05 | cDXGF | 0 | None | 1 | 235501 | 3490475 |  | 1178940 | 0 | 1266427 | 0 | 148823.1 | 0 | 38754.2 | 857527.8 | 162922.6 | 133057.7 | 0 | 0 | 0 | 0 | 1993312000 | 8136039 | 1985176000 | 19851.76 | 581656.568 | 0 | 227.7511 | 248.1984 | 2021-06-30 14:34
PreNResSpltPkgAC-65to-PEYes | Save | Hsp | 2003 | CZ06 | cDXGF | 0 | None | 1 | 235501 | 3782804 |  | 1178940 | 0 | 1266427 | 0 | 462451.8 | 0 | 12739.39 | 862244.6 | 68100.38 | 333864.6 | 0 | 0 | 0 | 0 | 737675600 | 8136039 | 729540000 | 7295.4 | 213755.22 | 0 | 227.7511 | 248.1984 | 2021-06-30 14:35
PreNResSpltPkgAC-65to-PEYes | Save | Hsp | 2003 | CZ07 | cDXGF | 0 | None | 1 | 235501 | 3693034 |  | 1178940 | 0 | 1266427 | 0 | 381226.2 | 0 | 6306.041 | 860129.9 | 49011.21 | 299161.3 | 0 | 0 | 0 | 0 | 475535900 | 8136039 | 467400000 | 4674 | 136948.2 | 0 | 227.7511 | 248.1984 | 2021-06-30 14:36
PreNResSpltPkgAC-65to-PEYes | Save | Hsp | 2003 | CZ08 | cDXGF | 0 | None | 1 | 235501 | 3911643 |  | 1178940 | 0 | 1266427 | 0 | 587567.6 | 0 | 13771.29 | 864942.4 | 59607.63 | 362456.3 | 0 | 0 | 0 | 0 | 643543600 | 8136039 | 635407700 | 6354.077 | 186174.4561 | 0 | 227.7511 | 248.1984 | 2021-06-30 14:38
PreNResSpltPkgAC-65to-PEYes | Save | Hsp | 2003 | CZ09 | cDXGF | 0 | None | 1 | 235501 | 3890044 |  | 1178940 | 0 | 1266427 | 0 | 555661.4 | 0 | 20265.59 | 868747.2 | 81944.36 | 330521.5 | 0 | 0 | 0 | 0 | 935455600 | 8136039 | 927319900 | 9273.199 | 271704.7307 | 0 | 227.7511 | 248.1984 | 2021-06-30 14:39
PreNResSpltPkgAC-65to-PEYes | Save | Hsp | 2003 | CZ10 | cDXGF | 0 | None | 1 | 235501 | 3936282 |  | 1178940 | 0 | 1266427 | 0 | 604744.3 | 0 | 28744.22 | 857427.9 | 103418.8 | 340656.4 | 0 | 0 | 0 | 0 | 1330474000 | 8136039 | 1322339000 | 13223.39 | 387445.327 | 0 | 227.7511 | 248.1984 | 2021-06-30 14:41
PreNResSpltPkgAC-65to-PEYes | Save | Hsp | 2003 | CZ11 | cDXGF | 0 | None | 1 | 235501 | 3985014 |  | 1178940 | 0 | 1266427 | 0 | 627824.4 | 0 | 53310.01 | 858517 | 194791.4 | 312696.2 | 0 | 0 | 0 | 0 | 2913555000 | 8136039 | 2905418000 | 29054.18 | 851287.474 | 0 | 227.7511 | 248.1984 | 2021-06-30 14:42
PreNResSpltPkgAC-65to-PEYes | Save | Hsp | 2003 | CZ12 | cDXGF | 0 | None | 1 | 235501 | 3785160 |  | 1178940 | 0 | 1266427 | 0 | 434370.1 | 0 | 48966.18 | 856458.3 | 182504 | 245790.7 | 0 | 0 | 0 | 0 | 2599584000 | 8136039 | 2591448000 | 25914.48 | 759294.264 | 0 | 227.7511 | 248.1984 | 2021-06-30 14:44
PreNResSpltPkgAC-65to-PEYes | Save | Hsp | 2003 | CZ13 | cDXGF | 0 | None | 1 | 235501 | 4063396 |  | 1178940 | 0 | 1266427 | 0 | 713162.5 | 0 | 46453.63 | 858412.1 | 163187.6 | 353487.3 | 0 | 0 | 0 | 0 | 2322317000 | 8136039 | 2314180000 | 23141.8 | 678054.74 | 0 | 227.7511 | 248.1984 | 2021-06-30 14:45
PreNResSpltPkgAC-65to-PEYes | Save | Hsp | 2003 | CZ14 | cDXGF | 0 | None | 1 | 235501 | 3966823 |  | 1178940 | 0 | 1266427 | 0 | 608409.9 | 0 | 55423.29 | 857627.3 | 190057 | 321897 | 0 | 0 | 0 | 0 | 3016872000 | 8136039 | 3008737000 | 30087.37 | 881559.941 | 0 | 227.7511 | 248.1984 | 2021-06-30 14:46
PreNResSpltPkgAC-65to-PEYes | Save | Hsp | 2003 | CZ15 | cDXGF | 0 | None | 1 | 235501 | 4653675 |  | 1178940 | 0 | 1266427 | 0 | 1329248 | 0 | 13010.07 | 866051.3 | 43876.68 | 541032.5 | 0 | 0 | 0 | 0 | 480868900 | 8136039 | 472732300 | 4727.323 | 138510.5639 | 0 | 227.7511 | 248.1984 | 2021-06-30 14:48
PreNResSpltPkgAC-65to-PEYes | Save | Hsp | 2003 | CZ16 | cDXGF | 0 | None | 1 | 235501 | 3585169 |  | 1178940 | 0 | 1266427 | 0 | 187560.3 | 0 | 97278.36 | 854960.3 | 355703.4 | 155521.3 | 0 | 0 | 0 | 0 | 7078244000 | 8136039 | 7070107000 | 70701.07 | 2071541.351 | 0 | 227.7511 | 248.1984 | 2021-06-30 14:49
PreNResSpltPkgAC-65to-PEYes | Save | Hsp | 2007 | CZ01 | cDXGF | 0 | None | 1 | 235501 | 3389977 |  | 1178940 | 0 | 1266427 | 0 | 6005.522 | 0 | 83641.2 | 854960.3 | 370756.6 | 7696.337 | 0 | 0 | 0 | 0 | 4795599000 | 8136039 | 4787461000 | 47874.61 | 1402726.073 | 0 | 227.7511 | 248.1984 | 2021-06-30 14:51
PreNResSpltPkgAC-65to-PEYes | Save | Hsp | 2007 | CZ02 | cDXGF | 0 | None | 1 | 235501 | 3610390 |  | 1178940 | 0 | 1266427 | 0 | 249577.4 | 0 | 60481.98 | 854960.3 | 218301.6 | 168668.5 | 0 | 0 | 0 | 0 | 2945506000 | 8136039 | 2937368000 | 29373.68 | 860648.824 | 0 | 227.7511 | 248.1984 | 2021-06-30 14:52
PreNResSpltPkgAC-65to-PEYes | Save | Hsp | 2007 | CZ03 | cDXGF | 0 | None | 1 | 235501 | 3454456 |  | 1178940 | 0 | 1266427 | 0 | 118526.1 | 0 | 33643.06 | 856913.4 | 168490.3 | 104020.4 | 0 | 0 | 0 | 0 | 1990970000 | 8136039 | 1982835000 | 19828.35 | 580970.655 | 0 | 227.7511 | 248.1984 | 2021-06-30 14:54
PreNResSpltPkgAC-65to-PEYes | Save | Hsp | 2007 | CZ04 | cDXGF | 0 | None | 1 | 235501 | 3697966 |  | 1178940 | 0 | 1266427 | 0 | 358241 | 0 | 34387.89 | 859978.1 | 140799.1 | 227792.7 | 0 | 0 | 0 | 0 | 1742795000 | 8136039 | 1734659000 | 17346.59 | 508255.087 | 0 | 227.7511 | 248.1984 | 2021-06-30 14:55
PreNResSpltPkgAC-65to-PEYes | Save | Hsp | 2007 | CZ05 | cDXGF | 0 | None | 1 | 235501 | 3490498 |  | 1178940 | 0 | 1266427 | 0 | 148846.3 | 0 | 38754.2 | 857527.8 | 161712.5 | 133102.1 | 0 | 0 | 0 | 0 | 1974545000 | 8136039 | 1966408000 | 19664.08 | 576157.544 | 0 | 227.7511 | 248.1984 | 2021-06-30 14:56
PreNResSpltPkgAC-65to-PEYes | Save | Hsp | 2007 | CZ06 | cDXGF | 0 | None | 1 | 235501 | 3782804 |  | 1178940 | 0 | 1266427 | 0 | 462451.8 | 0 | 12739.39 | 862244.6 | 68100.38 | 333864.6 | 0 | 0 | 0 | 0 | 737675600 | 8136039 | 729540000 | 7295.4 | 213755.22 | 0 | 227.7511 | 248.1984 | 2021-06-30 14:58
PreNResSpltPkgAC-65to-PEYes | Save | Hsp | 2007 | CZ07 | cDXGF | 0 | None | 1 | 235501 | 3693034 |  | 1178940 | 0 | 1266427 | 0 | 381226.2 | 0 | 6306.041 | 860129.9 | 49011.21 | 299161.3 | 0 | 0 | 0 | 0 | 475535900 | 8136039 | 467400000 | 4674 | 136948.2 | 0 | 227.7511 | 248.1984 | 2021-06-30 14:59
PreNResSpltPkgAC-65to-PEYes | Save | Hsp | 2007 | CZ08 | cDXGF | 0 | None | 1 | 235501 | 3911643 |  | 1178940 | 0 | 1266427 | 0 | 587567.6 | 0 | 13771.29 | 864942.4 | 59607.63 | 362456.3 | 0 | 0 | 0 | 0 | 643543600 | 8136039 | 635407700 | 6354.077 | 186174.4561 | 0 | 227.7511 | 248.1984 | 2021-06-30 15:01
PreNResSpltPkgAC-65to-PEYes | Save | Hsp | 2007 | CZ09 | cDXGF | 0 | None | 1 | 235501 | 3890044 |  | 1178940 | 0 | 1266427 | 0 | 555661.4 | 0 | 20265.59 | 868747.2 | 81944.36 | 330521.5 | 0 | 0 | 0 | 0 | 935455600 | 8136039 | 927319900 | 9273.199 | 271704.7307 | 0 | 227.7511 | 248.1984 | 2021-06-30 15:02
PreNResSpltPkgAC-65to-PEYes | Save | Hsp | 2007 | CZ10 | cDXGF | 0 | None | 1 | 235501 | 3935360 |  | 1178940 | 0 | 1266427 | 0 | 603823.3 | 0 | 28744.19 | 857424 | 102622.2 | 340633.9 | 0 | 0 | 0 | 0 | 1317918000 | 8136039 | 1309782000 | 13097.82 | 383766.126 | 0 | 227.7511 | 248.1984 | 2021-06-30 15:03
PreNResSpltPkgAC-65to-PEYes | Save | Hsp | 2007 | CZ11 | cDXGF | 0 | None | 1 | 235501 | 3983869 |  | 1178940 | 0 | 1266427 | 0 | 626703.8 | 0 | 53296.05 | 858505.4 | 193652.7 | 312629.1 | 0 | 0 | 0 | 0 | 2886700000 | 8136039 | 2878563000 | 28785.63 | 843418.959 | 0 | 227.7511 | 248.1984 | 2021-06-30 15:05
PreNResSpltPkgAC-65to-PEYes | Save | Hsp | 2007 | CZ12 | cDXGF | 0 | None | 1 | 235501 | 3784484 |  | 1178940 | 0 | 1266427 | 0 | 433697.3 | 0 | 48963.92 | 856458.3 | 181595.1 | 245802.1 | 0 | 0 | 0 | 0 | 2576600000 | 8136039 | 2568463000 | 25684.63 | 752559.659 | 0 | 227.7511 | 248.1984 | 2021-06-30 15:06
PreNResSpltPkgAC-65to-PEYes | Save | Hsp | 2007 | CZ13 | cDXGF | 0 | None | 1 | 235501 | 4061851 |  | 1178940 | 0 | 1266427 | 0 | 711640.9 | 0 | 46439.93 | 858409.6 | 162344.3 | 353370.5 | 0 | 0 | 0 | 0 | 2301264000 | 8136039 | 2293128000 | 22931.28 | 671886.504 | 0 | 227.7511 | 248.1984 | 2021-06-30 15:08
PreNResSpltPkgAC-65to-PEYes | Save | Hsp | 2007 | CZ14 | cDXGF | 0 | None | 1 | 235501 | 3965678 |  | 1178940 | 0 | 1266427 | 0 | 607288.6 | 0 | 55404.84 | 857621.1 | 189109.6 | 321871.7 | 0 | 0 | 0 | 0 | 2992078000 | 8136039 | 2983943000 | 29839.43 | 874295.299 | 0 | 227.7511 | 248.1984 | 2021-06-30 15:09
PreNResSpltPkgAC-65to-PEYes | Save | Hsp | 2007 | CZ15 | cDXGF | 0 | None | 1 | 235501 | 4650906 |  | 1178940 | 0 | 1266427 | 0 | 1326500 | 0 | 13002.4 | 866038.8 | 43339.09 | 540930.4 | 0 | 0 | 0 | 0 | 474266300 | 8136039 | 466130000 | 4661.3 | 136576.09 | 0 | 227.7511 | 248.1984 | 2021-06-30 15:11
PreNResSpltPkgAC-65to-PEYes | Save | Hsp | 2007 | CZ16 | cDXGF | 0 | None | 1 | 235501 | 3584896 |  | 1178940 | 0 | 1266427 | 0 | 187288.1 | 0 | 97278.36 | 854960.3 | 354750.6 | 155466.3 | 0 | 0 | 0 | 0 | 7030624000 | 8136039 | 7022487000 | 70224.87 | 2057588.691 | 0 | 227.7511 | 248.1984 | 2021-06-30 15:12
PreNResSpltPkgAC-65to-PEYes | Save | Hsp | 2011 | CZ01 | cDXGF | 0 | None | 1 | 235501 | 3328321 |  | 1178940 | 0 | 1266427 | 0 | 5409.529 | 0 | 22583.17 | 854960.3 | 360026.4 | 7707.503 | 0 | 0 | 0 | 0 | 4514105000 | 8136039 | 4505971000 | 45059.71 | 1320249.503 | 0 | 227.7511 | 248.1984 | 2021-06-30 15:13
PreNResSpltPkgAC-65to-PEYes | Save | Hsp | 2011 | CZ02 | cDXGF | 0 | None | 1 | 235501 | 3540061 |  | 1178940 | 0 | 1266427 | 0 | 223401.2 | 0 | 16330.16 | 854960.3 | 217137.3 | 168656.7 | 0 | 0 | 0 | 0 | 2921115000 | 8136039 | 2912979000 | 29129.79 | 853502.847 | 0 | 227.7511 | 248.1984 | 2021-06-30 15:15
PreNResSpltPkgAC-65to-PEYes | Save | Hsp | 2011 | CZ03 | cDXGF | 0 | None | 1 | 235501 | 3417549 |  | 1178940 | 0 | 1266427 | 0 | 106177.9 | 0 | 9083.581 | 856913.4 | 166911.4 | 104053.3 | 0 | 0 | 0 | 0 | 1968803000 | 8136039 | 1960667000 | 19606.67 | 574475.431 | 0 | 227.7511 | 248.1984 | 2021-06-30 15:16
PreNResSpltPkgAC-65to-PEYes | Save | Hsp | 2011 | CZ04 | cDXGF | 0 | None | 1 | 235501 | 3635305 |  | 1178940 | 0 | 1266427 | 0 | 320686.6 | 0 | 9284.664 | 859961.9 | 139612.8 | 227784.2 | 0 | 0 | 0 | 0 | 1723739000 | 8136039 | 1715603000 | 17156.03 | 502671.679 | 0 | 227.7511 | 248.1984 | 2021-06-30 15:18
PreNResSpltPkgAC-65to-PEYes | Save | Hsp | 2011 | CZ05 | cDXGF | 0 | None | 1 | 235501 | 3446769 |  | 1178940 | 0 | 1266427 | 0 | 133408.8 | 0 | 10463.6 | 857527.8 | 161712.5 | 133102.1 | 0 | 0 | 0 | 0 | 1974545000 | 8136039 | 1966408000 | 19664.08 | 576157.544 | 0 | 227.7511 | 248.1984 | 2021-06-30 15:19
PreNResSpltPkgAC-65to-PEYes | Save | Hsp | 2011 | CZ06 | cDXGF | 0 | None | 1 | 235501 | 3725541 |  | 1178940 | 0 | 1266427 | 0 | 414488.7 | 0 | 3439.635 | 862244.6 | 68100.38 | 333864.6 | 0 | 0 | 0 | 0 | 737675600 | 8136039 | 729540000 | 7295.4 | 213755.22 | 0 | 227.7511 | 248.1984 | 2021-06-30 15:20
PreNResSpltPkgAC-65to-PEYes | Save | Hsp | 2011 | CZ07 | cDXGF | 0 | None | 1 | 235501 | 3648611 |  | 1178940 | 0 | 1266427 | 0 | 341411.3 | 0 | 1702.623 | 860128.5 | 48334.4 | 299179.3 | 0 | 0 | 0 | 0 | 468102300 | 8136039 | 459966400 | 4599.664 | 134770.1552 | 0 | 227.7511 | 248.1984 | 2021-06-30 15:22
PreNResSpltPkgAC-65to-PEYes | Save | Hsp | 2011 | CZ08 | cDXGF | 0 | None | 1 | 235501 | 3839907 |  | 1178940 | 0 | 1266427 | 0 | 525889.1 | 0 | 3718.224 | 864937.9 | 58988.43 | 362455.3 | 0 | 0 | 0 | 0 | 635342000 | 8136039 | 627205900 | 6272.059 | 183771.3287 | 0 | 227.7511 | 248.1984 | 2021-06-30 15:23
PreNResSpltPkgAC-65to-PEYes | Save | Hsp | 2011 | CZ09 | cDXGF | 0 | None | 1 | 235501 | 3814708 |  | 1178940 | 0 | 1266427 | 0 | 495151.2 | 0 | 5465.369 | 868720.9 | 78939.36 | 330404.7 | 0 | 0 | 0 | 0 | 891314000 | 8136039 | 883178200 | 8831.782 | 258771.2126 | 0 | 227.7511 | 248.1984 | 2021-06-30 15:25
PreNResSpltPkgAC-65to-PEYes | Save | Hsp | 2011 | CZ10 | cDXGF | 0 | None | 1 | 235501 | 3850912 |  | 1178940 | 0 | 1266427 | 0 | 540359.8 | 0 | 7760.927 | 857423.5 | 101843.9 | 340605.1 | 0 | 0 | 0 | 0 | 1305418000 | 8136039 | 1297283000 | 12972.83 | 380103.919 | 0 | 227.7511 | 248.1984 | 2021-06-30 15:26
PreNResSpltPkgAC-65to-PEYes | Save | Hsp | 2011 | CZ11 | cDXGF | 0 | None | 1 | 235501 | 3853541 |  | 1178940 | 0 | 1266427 | 0 | 538994.1 | 0 | 14217.83 | 854960.3 | 178938.4 | 310029.3 | 0 | 0 | 0 | 0 | 2418197000 | 8136039 | 2410062000 | 24100.62 | 706148.166 | 0 | 227.7511 | 248.1984 | 2021-06-30 15:28
PreNResSpltPkgAC-65to-PEYes | Save | Hsp | 2011 | CZ12 | cDXGF | 0 | None | 1 | 235501 | 3697714 |  | 1178940 | 0 | 1266427 | 0 | 384041.6 | 0 | 13199.37 | 855102.5 | 176307.2 | 245127.8 | 0 | 0 | 0 | 0 | 2415537000 | 8136039 | 2407401000 | 24074.01 | 705368.493 | 0 | 227.7511 | 248.1984 | 2021-06-30 15:29
PreNResSpltPkgAC-65to-PEYes | Save | Hsp | 2011 | CZ13 | cDXGF | 0 | None | 1 | 235501 | 3929096 |  | 1178940 | 0 | 1266427 | 0 | 615993.1 | 0 | 12390.34 | 855339.6 | 153689.1 | 350656.1 | 0 | 0 | 0 | 0 | 2035889000 | 8136039 | 2027753000 | 20277.53 | 594131.629 | 0 | 227.7511 | 248.1984 | 2021-06-30 15:30
PreNResSpltPkgAC-65to-PEYes | Save | Hsp | 2011 | CZ14 | cDXGF | 0 | None | 1 | 235501 | 3839259 |  | 1178940 | 0 | 1266427 | 0 | 524174 | 0 | 14756.03 | 854960.3 | 175826.2 | 320722.6 | 0 | 0 | 0 | 0 | 2586158000 | 8136039 | 2578022000 | 25780.22 | 755360.446 | 0 | 227.7511 | 248.1984 | 2021-06-30 15:32
PreNResSpltPkgAC-65to-PEYes | Save | Hsp | 2011 | CZ15 | cDXGF | 0 | None | 1 | 235501 | 4428433 |  | 1178940 | 0 | 1266427 | 0 | 1122407 | 0 | 3361.429 | 857293.1 | 38490.59 | 532701.3 | 0 | 0 | 0 | 0 | 394621200 | 8136039 | 386484500 | 3864.845 | 113239.9585 | 0 | 227.7511 | 248.1984 | 2021-06-30 15:33
PreNResSpltPkgAC-65to-PEYes | Save | Hsp | 2011 | CZ16 | cDXGF | 0 | None | 1 | 235501 | 3486757 |  | 1178940 | 0 | 1266427 | 0 | 160162.9 | 0 | 26265.18 | 854960.3 | 336894.4 | 153541.7 | 0 | 0 | 0 | 0 | 5967643000 | 8136039 | 5959507000 | 59595.07 | 1746135.551 | 0 | 227.7511 | 248.1984 | 2021-06-30 15:35
PreNResSpltPkgAC-65to-PEYes | Save | Hsp | 2015 | CZ01 | cDXGF | 0 | None | 1 | 235501 | 2805512 |  | 1166570 | 0 | 1266427 | 0 | 8537.521 | 0 | 22583.17 | 341397.7 | 109678.6 | 8009.213 | 0 | 0 | 0 | 0 | 2836830000 | 8136039 | 2828694000 | 28286.94 | 828807.342 | 0 | 225.3511 | 248.1984 | 2021-06-30 15:36
PreNResSpltPkgAC-65to-PEYes | Save | Hsp | 2015 | CZ02 | cDXGF | 0 | None | 1 | 235501 | 3012269 |  | 1166570 | 0 | 1266427 | 0 | 212686.4 | 0 | 16330.16 | 350258.9 | 67206.14 | 87540.56 | 0 | 0 | 0 | 0 | 1849138000 | 8136039 | 1841002000 | 18410.02 | 539413.586 | 0 | 225.3511 | 248.1984 | 2021-06-30 15:38
PreNResSpltPkgAC-65to-PEYes | Save | Hsp | 2015 | CZ03 | cDXGF | 0 | None | 1 | 235501 | 2893644 |  | 1166570 | 0 | 1266427 | 0 | 108901.4 | 0 | 9062.981 | 342688.2 | 50143.38 | 61749.43 | 0 | 0 | 0 | 0 | 1309381000 | 8136039 | 1301245000 | 13012.45 | 381264.785 | 0 | 225.3511 | 248.1984 | 2021-06-30 15:39
PreNResSpltPkgAC-65to-PEYes | Save | Hsp | 2015 | CZ04 | cDXGF | 0 | None | 1 | 235501 | 3087946 |  | 1166570 | 0 | 1266427 | 0 | 291714.9 | 0 | 9230.934 | 354006.5 | 44430.22 | 117998.6 | 0 | 0 | 0 | 0 | 1110839000 | 8136039 | 1102703000 | 11027.03 | 323091.979 | 0 | 225.3511 | 248.1984 | 2021-06-30 15:41
PreNResSpltPkgAC-65to-PEYes | Save | Hsp | 2015 | CZ05 | cDXGF | 0 | None | 1 | 235501 | 2924780 |  | 1166570 | 0 | 1266427 | 0 | 133284.9 | 0 | 10432.44 | 348068.8 | 50493.41 | 73876.82 | 0 | 0 | 0 | 0 | 1251666000 | 8136039 | 1243530000 | 12435.3 | 364354.29 | 0 | 225.3511 | 248.1984 | 2021-06-30 15:42
PreNResSpltPkgAC-65to-PEYes | Save | Hsp | 2015 | CZ06 | cDXGF | 0 | None | 1 | 235501 | 3161578 |  | 1166570 | 0 | 1266427 | 0 | 381089.7 | 0 | 3410.73 | 344086.1 | 20648.07 | 152357.9 | 0 | 0 | 0 | 0 | 498321000 | 8136039 | 490184700 | 4901.847 | 143624.1171 | 0 | 225.3511 | 248.1984 | 2021-06-30 15:43
PreNResSpltPkgAC-65to-PEYes | Save | Hsp | 2015 | CZ07 | cDXGF | 0 | None | 1 | 235501 | 3112851 |  | 1166570 | 0 | 1266427 | 0 | 327416.2 | 0 | 1692.446 | 350746.8 | 17145.48 | 148342.2 | 0 | 0 | 0 | 0 | 314066200 | 8136039 | 305930100 | 3059.301 | 89637.5193 | 0 | 225.3511 | 248.1984 | 2021-06-30 15:45
PreNResSpltPkgAC-65to-PEYes | Save | Hsp | 2015 | CZ08 | cDXGF | 0 | None | 1 | 235501 | 3258629 |  | 1166570 | 0 | 1266427 | 0 | 474680.4 | 0 | 3675.727 | 347281.2 | 17342.4 | 167342.8 | 0 | 0 | 0 | 0 | 414608500 | 8136039 | 406472300 | 4064.723 | 119096.3839 | 0 | 225.3511 | 248.1984 | 2021-06-30 15:46
PreNResSpltPkgAC-65to-PEYes | Save | Hsp | 2015 | CZ09 | cDXGF | 0 | None | 1 | 235501 | 3223495 |  | 1166570 | 0 | 1266427 | 0 | 438855.2 | 0 | 5290.518 | 346352.3 | 22905.55 | 153580.7 | 0 | 0 | 0 | 0 | 576869500 | 8136039 | 568733200 | 5687.332 | 166638.8276 | 0 | 225.3511 | 248.1984 | 2021-06-30 15:48
PreNResSpltPkgAC-65to-PEYes | Save | Hsp | 2015 | CZ10 | cDXGF | 0 | None | 1 | 235501 | 3284038 |  | 1166570 | 0 | 1266427 | 0 | 493974.3 | 0 | 7746.244 | 349325 | 30035.67 | 161033.3 | 0 | 0 | 0 | 0 | 828884700 | 8136039 | 820748400 | 8207.484 | 240479.2812 | 0 | 225.3511 | 248.1984 | 2021-06-30 15:49
PreNResSpltPkgAC-65to-PEYes | Save | Hsp | 2015 | CZ11 | cDXGF | 0 | None | 1 | 235501 | 3282705 |  | 1166570 | 0 | 1266427 | 0 | 481052 | 0 | 14217.83 | 354442.3 | 55600.13 | 147729.3 | 0 | 0 | 0 | 0 | 1474631000 | 8136039 | 1466495000 | 14664.95 | 429683.035 | 0 | 225.3511 | 248.1984 | 2021-06-30 15:51
PreNResSpltPkgAC-65to-PEYes | Save | Hsp | 2015 | CZ12 | cDXGF | 0 | None | 1 | 235501 | 3151819 |  | 1166570 | 0 | 1266427 | 0 | 353639.6 | 0 | 13197.2 | 351989.9 | 53459.05 | 125905.4 | 0 | 0 | 0 | 0 | 1559318000 | 8136039 | 1551183000 | 15511.83 | 454496.619 | 0 | 225.3511 | 248.1984 | 2021-06-30 15:52
PreNResSpltPkgAC-65to-PEYes | Save | Hsp | 2015 | CZ13 | cDXGF | 0 | None | 1 | 235501 | 3347589 |  | 1166570 | 0 | 1266427 | 0 | 548543.8 | 0 | 12377.23 | 353675.9 | 45673.07 | 166518.3 | 0 | 0 | 0 | 0 | 1268568000 | 8136039 | 1260432000 | 12604.32 | 369306.576 | 0 | 225.3511 | 248.1984 | 2021-06-30 15:54
PreNResSpltPkgAC-65to-PEYes | Save | Hsp | 2015 | CZ14 | cDXGF | 0 | None | 1 | 235501 | 3270692 |  | 1166570 | 0 | 1266427 | 0 | 469206.3 | 0 | 14753.99 | 353738.7 | 54370.94 | 150995.5 | 0 | 0 | 0 | 0 | 1551816000 | 8136039 | 1543681000 | 15436.81 | 452298.533 | 0 | 225.3511 | 248.1984 | 2021-06-30 15:55
PreNResSpltPkgAC-65to-PEYes | Save | Hsp | 2015 | CZ15 | cDXGF | 0 | None | 1 | 235501 | 3762820 |  | 1166570 | 0 | 1266427 | 0 | 973068.1 | 0 | 3329.344 | 353429.9 | 10383.22 | 235002.3 | 0 | 0 | 0 | 0 | 233629900 | 8136039 | 225493800 | 2254.938 | 66069.6834 | 0 | 225.3511 | 248.1984 | 2021-06-30 15:57
PreNResSpltPkgAC-65to-PEYes | Save | Hsp | 2015 | CZ16 | cDXGF | 0 | None | 1 | 235501 | 2968880 |  | 1166570 | 0 | 1266427 | 0 | 159205.4 | 0 | 26265.18 | 350416.4 | 106584.3 | 84964.68 | 0 | 0 | 0 | 0 | 3761474000 | 8136039 | 3753338000 | 37533.38 | 1099728.034 | 0 | 225.3511 | 248.1984 | 2021-06-30 15:58
PreNResSpltPkgAC-65to-PEYes | Save | Hsp | 2017 | CZ01 | cDXGF | 0 | None | 1 | 235501 | 2774216 |  | 1135334 | 0 | 1266427 | 0 | 8476.51 | 0 | 22583.17 | 341395.1 | 112071.3 | 7988.481 | 0 | 0 | 0 | 0 | 2863641000 | 8136039 | 2855505000 | 28555.05 | 836662.965 | 0 | 220.226 | 248.1984 | 2021-06-30 16:00
PreNResSpltPkgAC-65to-PEYes | Save | Hsp | 2017 | CZ02 | cDXGF | 0 | None | 1 | 235501 | 2978655 |  | 1135334 | 0 | 1266427 | 0 | 210425.1 | 0 | 16330.16 | 350138.8 | 68659.02 | 86964.2 | 0 | 0 | 0 | 0 | 1882194000 | 8136039 | 1874058000 | 18740.58 | 549098.994 | 0 | 220.226 | 248.1984 | 2021-06-30 16:01
PreNResSpltPkgAC-65to-PEYes | Save | Hsp | 2017 | CZ03 | cDXGF | 0 | None | 1 | 235501 | 2861229 |  | 1135334 | 0 | 1266427 | 0 | 107775.3 | 0 | 9062.981 | 342631.2 | 51624.26 | 61388.16 | 0 | 0 | 0 | 0 | 1338727000 | 8136039 | 1330591000 | 13305.91 | 389863.163 | 0 | 220.226 | 248.1984 | 2021-06-30 16:03
PreNResSpltPkgAC-65to-PEYes | Save | Hsp | 2017 | CZ04 | cDXGF | 0 | None | 1 | 235501 | 3053800 |  | 1135334 | 0 | 1266427 | 0 | 288962.5 | 0 | 9230.934 | 353846.8 | 45475.54 | 117332.2 | 0 | 0 | 0 | 0 | 1133477000 | 8136039 | 1125341000 | 11253.41 | 329724.913 | 0 | 220.226 | 248.1984 | 2021-06-30 16:04
PreNResSpltPkgAC-65to-PEYes | Save | Hsp | 2017 | CZ05 | cDXGF | 0 | None | 1 | 235501 | 2892118 |  | 1135334 | 0 | 1266427 | 0 | 131916.7 | 0 | 10432.44 | 348008.4 | 51201.51 | 73497.82 | 0 | 0 | 0 | 0 | 1263086000 | 8136039 | 1254950000 | 12549.5 | 367700.35 | 0 | 220.226 | 248.1984 | 2021-06-30 16:06
PreNResSpltPkgAC-65to-PEYes | Save | Hsp | 2017 | CZ06 | cDXGF | 0 | None | 1 | 235501 | 3125667 |  | 1135334 | 0 | 1266427 | 0 | 376483.1 | 0 | 3410.73 | 344012.8 | 20678.03 | 151802.6 | 0 | 0 | 0 | 0 | 494285300 | 8136039 | 486149200 | 4861.492 | 142441.7156 | 0 | 220.226 | 248.1984 | 2021-06-30 16:07
PreNResSpltPkgAC-65to-PEYes | Save | Hsp | 2017 | CZ07 | cDXGF | 0 | None | 1 | 235501 | 3077979 |  | 1135334 | 0 | 1266427 | 0 | 323866.2 | 0 | 1692.446 | 350660.8 | 17206.2 | 147812 | 0 | 0 | 0 | 0 | 315364200 | 8136039 | 307228200 | 3072.282 | 90017.8626 | 0 | 220.226 | 248.1984 | 2021-06-30 16:09
PreNResSpltPkgAC-65to-PEYes | Save | Hsp | 2017 | CZ08 | cDXGF | 0 | None | 1 | 235501 | 3222069 |  | 1135334 | 0 | 1266427 | 0 | 469491 | 0 | 3675.727 | 347140.9 | 17469.1 | 166631.8 | 0 | 0 | 0 | 0 | 416124400 | 8136039 | 407987900 | 4079.879 | 119540.4547 | 0 | 220.226 | 248.1984 | 2021-06-30 16:10
PreNResSpltPkgAC-65to-PEYes | Save | Hsp | 2017 | CZ09 | cDXGF | 0 | None | 1 | 235501 | 3188083 |  | 1135334 | 0 | 1266427 | 0 | 434794.5 | 0 | 5289.056 | 346237 | 23510.41 | 152891.3 | 0 | 0 | 0 | 0 | 588837200 | 8136039 | 580701000 | 5807.01 | 170145.393 | 0 | 220.226 | 248.1984 | 2021-06-30 16:12
PreNResSpltPkgAC-65to-PEYes | Save | Hsp | 2017 | CZ10 | cDXGF | 0 | None | 1 | 235501 | 3248192 |  | 1135334 | 0 | 1266427 | 0 | 489534.2 | 0 | 7746.244 | 349153.1 | 30765.55 | 160292 | 0 | 0 | 0 | 0 | 844239900 | 8136039 | 836103900 | 8361.039 | 244978.4427 | 0 | 220.226 | 248.1984 | 2021-06-30 16:13
PreNResSpltPkgAC-65to-PEYes | Save | Hsp | 2017 | CZ11 | cDXGF | 0 | None | 1 | 235501 | 3246992 |  | 1135334 | 0 | 1266427 | 0 | 476765.2 | 0 | 14217.83 | 354247.5 | 56425.7 | 147084.2 | 0 | 0 | 0 | 0 | 1494660000 | 8136039 | 1486524000 | 14865.24 | 435551.532 | 0 | 220.226 | 248.1984 | 2021-06-30 16:15
PreNResSpltPkgAC-65to-PEYes | Save | Hsp | 2017 | CZ12 | cDXGF | 0 | None | 1 | 235501 | 3117126 |  | 1135334 | 0 | 1266427 | 0 | 350383.3 | 0 | 13197.2 | 351786.4 | 54474.33 | 125163.2 | 0 | 0 | 0 | 0 | 1582482000 | 8136039 | 1574346000 | 15743.46 | 461283.378 | 0 | 220.226 | 248.1984 | 2021-06-30 16:16
PreNResSpltPkgAC-65to-PEYes | Save | Hsp | 2017 | CZ13 | cDXGF | 0 | None | 1 | 235501 | 3311095 |  | 1135334 | 0 | 1266427 | 0 | 543533.6 | 0 | 12376.83 | 353425.1 | 46560.88 | 165729.4 | 0 | 0 | 0 | 0 | 1287458000 | 8136039 | 1279322000 | 12793.22 | 374841.346 | 0 | 220.226 | 248.1984 | 2021-06-30 16:18
PreNResSpltPkgAC-65to-PEYes | Save | Hsp | 2017 | CZ14 | cDXGF | 0 | None | 1 | 235501 | 3235038 |  | 1135334 | 0 | 1266427 | 0 | 464960.4 | 0 | 14753.99 | 353562.6 | 55356.77 | 150287.1 | 0 | 0 | 0 | 0 | 1574528000 | 8136039 | 1566392000 | 15663.92 | 458952.856 | 0 | 220.226 | 248.1984 | 2021-06-30 16:19
PreNResSpltPkgAC-65to-PEYes | Save | Hsp | 2017 | CZ15 | cDXGF | 0 | None | 1 | 235501 | 3722887 |  | 1135334 | 0 | 1266427 | 0 | 964563.8 | 0 | 3322.889 | 353240.2 | 10714.73 | 234271.3 | 0 | 0 | 0 | 0 | 238640700 | 8136039 | 230504700 | 2305.047 | 67537.8771 | 0 | 220.226 | 248.1984 | 2021-06-30 16:21
PreNResSpltPkgAC-65to-PEYes | Save | Hsp | 2017 | CZ16 | cDXGF | 0 | None | 1 | 235501 | 2935810 |  | 1135334 | 0 | 1266427 | 0 | 157544.6 | 0 | 26265.18 | 350242.1 | 107835.1 | 84358.09 | 0 | 0 | 0 | 0 | 3790967000 | 8136039 | 3782830000 | 37828.3 | 1108369.19 | 0 | 220.226 | 248.1984 | 2021-06-30 16:22
PreNResSpltPkgAC-65to-PEYes | Save | Hsp | 2020 | CZ01 | cDXGF | 0 | None | 1 | 235501 | 2484418 |  | 848496.8 | 0 | 1266427 | 0 | 5899.763 | 0 | 22583.17 | 341013.7 | 136173.9 | 5532.323 | 0 | 0 | 0 | 0 | 3455879000 | 8136039 | 3447744000 | 34477.44 | 1010188.992 | 0 | 168.5133 | 248.1984 | 2021-06-30 16:24
PreNResSpltPkgAC-65to-PEYes | Save | Hsp | 2020 | CZ02 | cDXGF | 0 | None | 1 | 235501 | 2668651 |  | 848496.8 | 0 | 1266427 | 0 | 189245.9 | 0 | 16330.16 | 348153.7 | 80980.38 | 80205.76 | 0 | 0 | 0 | 0 | 2218650000 | 8136039 | 2210515000 | 22105.15 | 647680.895 | 0 | 168.5133 | 248.1984 | 2021-06-30 16:25
PreNResSpltPkgAC-65to-PEYes | Save | Hsp | 2020 | CZ03 | cDXGF | 0 | None | 1 | 235501 | 2555691 |  | 848496.8 | 0 | 1266427 | 0 | 91083.08 | 0 | 9062.981 | 340624.2 | 63816.32 | 53021.2 | 0 | 0 | 0 | 0 | 1618284000 | 8136039 | 1610148000 | 16101.48 | 471773.364 | 0 | 168.5133 | 248.1984 | 2021-06-30 16:27
PreNResSpltPkgAC-65to-PEYes | Save | Hsp | 2020 | CZ04 | cDXGF | 0 | None | 1 | 235501 | 2737024 |  | 848496.8 | 0 | 1266427 | 0 | 261775.6 | 0 | 9230.934 | 351096.3 | 54596.4 | 107974.3 | 0 | 0 | 0 | 0 | 1360000000 | 8136039 | 1351864000 | 13518.64 | 396096.152 | 0 | 168.5133 | 248.1984 | 2021-06-30 16:28
PreNResSpltPkgAC-65to-PEYes | Save | Hsp | 2020 | CZ05 | cDXGF | 0 | None | 1 | 235501 | 2583326 |  | 848496.8 | 0 | 1266427 | 0 | 112074.8 | 0 | 10432.44 | 345897.6 | 62303.14 | 65138.07 | 0 | 0 | 0 | 0 | 1520634000 | 8136039 | 1512499000 | 15124.99 | 443162.207 | 0 | 168.5133 | 248.1984 | 2021-06-30 16:30
PreNResSpltPkgAC-65to-PEYes | Save | Hsp | 2020 | CZ06 | cDXGF | 0 | None | 1 | 235501 | 2797766 |  | 848496.8 | 0 | 1266427 | 0 | 337776 | 0 | 3410.73 | 341657.2 | 26002.12 | 142500.5 | 0 | 0 | 0 | 0 | 606152100 | 8136039 | 598015800 | 5980.158 | 175218.6294 | 0 | 168.5133 | 248.1984 | 2021-06-30 16:31
PreNResSpltPkgAC-65to-PEYes | Save | Hsp | 2020 | CZ07 | cDXGF | 0 | None | 1 | 235501 | 2750862 |  | 848496.8 | 0 | 1266427 | 0 | 286636.3 | 0 | 1692.446 | 347613.5 | 22139.5 | 135956.2 | 0 | 0 | 0 | 0 | 398007900 | 8136039 | 389871900 | 3898.719 | 114232.4667 | 0 | 168.5133 | 248.1984 | 2021-06-30 16:32
PreNResSpltPkgAC-65to-PEYes | Save | Hsp | 2020 | CZ08 | cDXGF | 0 | None | 1 | 235501 | 2892305 |  | 848496.8 | 0 | 1266427 | 0 | 429366.5 | 0 | 3675.579 | 344341 | 21908.57 | 157372 | 0 | 0 | 0 | 0 | 508382000 | 8136039 | 500245600 | 5002.456 | 146571.9608 | 0 | 168.5133 | 248.1984 | 2021-06-30 16:34
PreNResSpltPkgAC-65to-PEYes | Save | Hsp | 2020 | CZ09 | cDXGF | 0 | None | 1 | 235501 | 2861602 |  | 848496.8 | 0 | 1266427 | 0 | 397742 | 0 | 5273.815 | 343665.5 | 29226.49 | 144165.6 | 0 | 0 | 0 | 0 | 713220000 | 8136039 | 705083600 | 7050.836 | 206589.4948 | 0 | 168.5133 | 248.1984 | 2021-06-30 16:35
PreNResSpltPkgAC-65to-PEYes | Save | Hsp | 2020 | CZ10 | cDXGF | 0 | None | 1 | 235501 | 2920754 |  | 848496.8 | 0 | 1266427 | 0 | 451962.4 | 0 | 7740.504 | 346127.9 | 36800 | 151455.6 | 0 | 0 | 0 | 0 | 998147000 | 8136039 | 990011300 | 9900.113 | 290073.3109 | 0 | 168.5133 | 248.1984 | 2021-06-30 16:37
PreNResSpltPkgAC-65to-PEYes | Save | Hsp | 2020 | CZ11 | cDXGF | 0 | None | 1 | 235501 | 2924617 |  | 848496.8 | 0 | 1266427 | 0 | 443754.6 | 0 | 14217.83 | 351723.3 | 65900.87 | 139974.9 | 0 | 0 | 0 | 0 | 1765766000 | 8136039 | 1757629000 | 17576.29 | 514985.297 | 0 | 168.5133 | 248.1984 | 2021-06-30 16:38
PreNResSpltPkgAC-65to-PEYes | Save | Hsp | 2020 | CZ12 | cDXGF | 0 | None | 1 | 235501 | 2798736 |  | 848496.8 | 0 | 1266427 | 0 | 321718.9 | 0 | 13197.2 | 348897.7 | 63751.74 | 116990.3 | 0 | 0 | 0 | 0 | 1852191000 | 8136039 | 1844055000 | 18440.55 | 540308.115 | 0 | 168.5133 | 248.1984 | 2021-06-30 16:40
PreNResSpltPkgAC-65to-PEYes | Save | Hsp | 2020 | CZ13 | cDXGF | 0 | None | 1 | 235501 | 2984778 |  | 848496.8 | 0 | 1266427 | 0 | 507096.1 | 0 | 12376.82 | 350383.4 | 54557.66 | 157867.1 | 0 | 0 | 0 | 0 | 1516591000 | 8136039 | 1508456000 | 15084.56 | 441977.608 | 0 | 168.5133 | 248.1984 | 2021-06-30 16:41
PreNResSpltPkgAC-65to-PEYes | Save | Hsp | 2020 | CZ14 | cDXGF | 0 | None | 1 | 235501 | 2913086 |  | 848496.8 | 0 | 1266427 | 0 | 432202.3 | 0 | 14753.99 | 351208.1 | 64009.8 | 143378.9 | 0 | 0 | 0 | 0 | 1838663000 | 8136039 | 1830525000 | 18305.25 | 536343.825 | 0 | 168.5133 | 248.1984 | 2021-06-30 16:43
PreNResSpltPkgAC-65to-PEYes | Save | Hsp | 2020 | CZ15 | cDXGF | 0 | None | 1 | 235501 | 3376656 |  | 848496.8 | 0 | 1266427 | 0 | 907681.9 | 0 | 3281.587 | 350770.4 | 13350.82 | 227270.8 | 0 | 0 | 0 | 0 | 293437800 | 8136039 | 285301800 | 2853.018 | 83593.4274 | 0 | 168.5133 | 248.1984 | 2021-06-30 16:44
PreNResSpltPkgAC-65to-PEYes | Save | Hsp | 2020 | CZ16 | cDXGF | 0 | None | 1 | 235501 | 2630509 |  | 848496.8 | 0 | 1266427 | 0 | 141258.4 | 0 | 26265.18 | 348063.3 | 120021 | 77892.88 | 0 | 0 | 0 | 0 | 4304550000 | 8136039 | 4296415000 | 42964.15 | 1258849.595 | 0 | 168.5133 | 248.1984 | 2021-06-30 16:46
PreNResSpltPkgAC-65to-PEYes | Save | Htl | 1975 | CZ01 | cDXGF | 0 | None | 1 | 139998.9 | 1051056 |  | 189674.3 | 0 | 332258.1 | 223252.7 | 161410.8 | 0 | 10418.17 | 110249.5 | 69582.77 | 9621.96 | 0 | 23794.17 | 0 | 0 | 1392864000 | 0 | 1392864000 | 13928.64 | 408109.152 | 0 | 114.1271 | 86.8029 | 2021-06-30 16:47
PreNResSpltPkgAC-65to-PEYes | Save | Htl | 1975 | CZ02 | cDXGF | 0 | None | 1 | 139998.9 | 1193956 |  | 189674.3 | 0 | 332258.1 | 159675 | 382706.9 | 0 | 6276.683 | 100085.7 | 40152.98 | 37689.26 | 0 | 23280.52 | 0 | 0 | 812840300 | 0 | 812840300 | 8128.403 | 238162.2079 | 0 | 114.1271 | 86.8029 | 2021-06-30 16:48
PreNResSpltPkgAC-65to-PEYes | Save | Htl | 1975 | CZ03 | cDXGF | 0 | None | 1 | 139998.9 | 1063006 |  | 189674.3 | 0 | 332258.1 | 110528.4 | 307577.8 | 0 | 4322.264 | 113848.5 | 43299.4 | 29517.21 | 0 | 4797.669 | 0 | 0 | 710934300 | 0 | 710934300 | 7109.343 | 208303.7499 | 0 | 114.1271 | 86.8029 | 2021-06-30 16:49
PreNResSpltPkgAC-65to-PEYes | Save | Htl | 1975 | CZ04 | cDXGF | 0 | None | 1 | 139998.9 | 1182583 |  | 189674.3 | 0 | 332258.1 | 97935.83 | 452915.3 | 0 | 3550.997 | 99996.98 | 28143.95 | 46112.54 | 0 | 6251.787 | 0 | 0 | 521841200 | 0 | 521841200 | 5218.412 | 152899.4716 | 0 | 114.1271 | 86.8029 | 2021-06-30 16:51
PreNResSpltPkgAC-65to-PEYes | Save | Htl | 1975 | CZ05 | cDXGF | 0 | None | 1 | 139998.9 | 1098620 |  | 189674.3 | 0 | 332258.1 | 109627.1 | 337493.1 | 0 | 4951.78 | 114623.4 | 40778.21 | 34559.39 | 0 | 9992.809 | 0 | 0 | 685685800 | 0 | 685685800 | 6856.858 | 200905.9394 | 0 | 114.1271 | 86.8029 | 2021-06-30 16:52
PreNResSpltPkgAC-65to-PEYes | Save | Htl | 1975 | CZ06 | cDXGF | 0 | None | 1 | 139998.9 | 1186344 |  | 189674.3 | 0 | 332258.1 | 46758 | 493352.3 | 0 | 1708.141 | 122280.8 | 21454.59 | 62749.81 | 0 | 313.3088 | 0 | 0 | 300643800 | 0 | 300643800 | 3006.438 | 88088.6334 | 0 | 114.1271 | 86.8029 | 2021-06-30 16:53
PreNResSpltPkgAC-65to-PEYes | Save | Htl | 1975 | CZ07 | cDXGF | 0 | None | 1 | 139998.9 | 1114687 |  | 189674.3 | 0 | 332258.1 | 33717.69 | 440493.1 | 0 | 829.064 | 117705.9 | 18550.76 | 55839.4 | 0 | 10.4227 | 0 | 0 | 232915100 | 0 | 232915100 | 2329.151 | 68244.1243 | 0 | 114.1271 | 86.8029 | 2021-06-30 16:54
PreNResSpltPkgAC-65to-PEYes | Save | Htl | 1975 | CZ08 | cDXGF | 0 | None | 1 | 139998.9 | 1248202 |  | 189674.3 | 0 | 332258.1 | 45216.25 | 572885.9 | 0 | 1498.373 | 106191.5 | 15636.28 | 63794.25 | 0 | 477.7362 | 0 | 0 | 229283200 | 0 | 229283200 | 2292.832 | 67179.9776 | 0 | 114.1271 | 86.8029 | 2021-06-30 16:55
PreNResSpltPkgAC-65to-PEYes | Save | Htl | 1975 | CZ09 | cDXGF | 0 | None | 1 | 139998.9 | 1290940 |  | 189674.3 | 0 | 332258.1 | 56167.29 | 583743.9 | 0 | 2678.095 | 125487 | 22865.44 | 66984.84 | 0 | 932.3853 | 0 | 0 | 327505500 | 0 | 327505500 | 3275.055 | 95959.1115 | 0 | 114.1271 | 86.8029 | 2021-06-30 16:56
PreNResSpltPkgAC-65to-PEYes | Save | Htl | 1975 | CZ10 | cDXGF | 0 | None | 1 | 139998.9 | 1358616 |  | 189674.3 | 0 | 332258.1 | 74734.06 | 628633.6 | 0 | 3640.394 | 121212.6 | 23734.03 | 68384.91 | 0 | 8463.869 | 0 | 0 | 390588600 | 0 | 390588600 | 3905.886 | 114442.4598 | 0 | 114.1271 | 86.8029 | 2021-06-30 16:58
PreNResSpltPkgAC-65to-PEYes | Save | Htl | 1975 | CZ11 | cDXGF | 0 | None | 1 | 139998.9 | 1463114 |  | 189674.3 | 0 | 332258.1 | 155180.5 | 628097.3 | 0 | 7304.907 | 132687.9 | 41158.41 | 65698.84 | 0 | 17912.4 | 0 | 0 | 771989100 | 0 | 771989100 | 7719.891 | 226192.8063 | 0 | 114.1271 | 86.8029 | 2021-06-30 16:59
PreNResSpltPkgAC-65to-PEYes | Save | Htl | 1975 | CZ12 | cDXGF | 0 | None | 1 | 139998.9 | 1323366 |  | 189674.3 | 0 | 332258.1 | 136418.6 | 522140.4 | 0 | 6113.288 | 118916.6 | 37273.71 | 53583.15 | 0 | 17845.37 | 0 | 0 | 696890100 | 0 | 696890100 | 6968.901 | 204188.7993 | 0 | 114.1271 | 86.8029 | 2021-06-30 17:00
PreNResSpltPkgAC-65to-PEYes | Save | Htl | 1975 | CZ13 | cDXGF | 0 | None | 1 | 139998.9 | 1480460 |  | 189674.3 | 0 | 332258.1 | 114971.5 | 690224.1 | 0 | 6434.039 | 134249.4 | 34289.38 | 73248.83 | 0 | 12649.84 | 0 | 0 | 622020000 | 0 | 622020000 | 6220.2 | 182251.86 | 0 | 114.1271 | 86.8029 | 2021-06-30 17:01
PreNResSpltPkgAC-65to-PEYes | Save | Htl | 1975 | CZ14 | cDXGF | 0 | None | 1 | 139998.9 | 1488720 |  | 189674.3 | 0 | 332258.1 | 149554 | 655339.1 | 0 | 7647.008 | 134906.5 | 37609.27 | 70020.11 | 0 | 19342.11 | 0 | 0 | 722907700 | 0 | 722907700 | 7229.077 | 211811.9561 | 0 | 114.1271 | 86.8029 | 2021-06-30 17:02
PreNResSpltPkgAC-65to-PEYes | Save | Htl | 1975 | CZ15 | cDXGF | 0 | None | 1 | 139998.9 | 1810933 |  | 189674.3 | 0 | 332258.1 | 32352.5 | 1084042 | 0 | 2109.749 | 170366.5 | 15282.03 | 123984.1 | 0 | 130.7475 | 0 | 0 | 177042400 | 0 | 177042400 | 1770.424 | 51873.4232 | 0 | 114.1271 | 86.8029 | 2021-06-30 17:04
PreNResSpltPkgAC-65to-PEYes | Save | Htl | 1975 | CZ16 | cDXGF | 0 | None | 1 | 139998.9 | 1442585 |  | 189674.3 | 0 | 332258.1 | 324230 | 349740.8 | 0 | 13216.62 | 132683.2 | 65725.06 | 36959.46 | 0 | 100783 | 0 | 0 | 1583254000 | 0 | 1583254000 | 15832.54 | 463893.422 | 0 | 114.1271 | 86.8029 | 2021-06-30 17:05
PreNResSpltPkgAC-65to-PEYes | Save | Htl | 1985 | CZ01 | cDXGF | 0 | None | 1 | 139998.9 | 953026.3 |  | 189674.3 | 0 | 319336 | 158098.6 | 152813.1 | 0 | 10063.96 | 103347.5 | 63250.31 | 9115.738 | 0 | 19692.87 | 0 | 0 | 1325368000 | 0 | 1325368000 | 13253.68 | 388332.824 | 0 | 114.1271 | 83.4394 | 2021-06-30 17:06
PreNResSpltPkgAC-65to-PEYes | Save | Htl | 1985 | CZ02 | cDXGF | 0 | None | 1 | 139998.9 | 1156645 |  | 189674.3 | 0 | 319336 | 143246.5 | 378490.3 | 0 | 6199.162 | 98112.08 | 38586.86 | 37280.99 | 0 | 21587.1 | 0 | 0 | 792358800 | 0 | 792358800 | 7923.588 | 232161.1284 | 0 | 114.1271 | 83.4394 | 2021-06-30 17:07
PreNResSpltPkgAC-65to-PEYes | Save | Htl | 1985 | CZ03 | cDXGF | 0 | None | 1 | 139998.9 | 1035387 |  | 189674.3 | 0 | 319336 | 97940.41 | 307140.5 | 0 | 4286.928 | 112463.4 | 41694.93 | 29378.51 | 0 | 4544.951 | 0 | 0 | 692447400 | 0 | 692447400 | 6924.474 | 202887.0882 | 0 | 114.1271 | 83.4394 | 2021-06-30 17:08
PreNResSpltPkgAC-65to-PEYes | Save | Htl | 1985 | CZ04 | cDXGF | 0 | None | 1 | 139998.9 | 1151653 |  | 189674.3 | 0 | 319336 | 87090.66 | 447983.2 | 0 | 3506.818 | 98258.84 | 27069.33 | 45659.18 | 0 | 5803.26 | 0 | 0 | 507518700 | 0 | 507518700 | 5075.187 | 148702.9791 | 0 | 114.1271 | 83.4394 | 2021-06-30 17:10
PreNResSpltPkgAC-65to-PEYes | Save | Htl | 1985 | CZ05 | cDXGF | 0 | None | 1 | 139998.9 | 1069788 |  | 189674.3 | 0 | 319336 | 96832.88 | 336394.5 | 0 | 4910.846 | 113182.7 | 39097.77 | 34368.55 | 0 | 9457.146 | 0 | 0 | 667064100 | 0 | 667064100 | 6670.641 | 195449.7813 | 0 | 114.1271 | 83.4394 | 2021-06-30 17:11
PreNResSpltPkgAC-65to-PEYes | Save | Htl | 1985 | CZ06 | cDXGF | 0 | None | 1 | 139998.9 | 1162657 |  | 189674.3 | 0 | 319336 | 40807.12 | 489897.3 | 0 | 1693.469 | 120956.8 | 20604.26 | 62359.54 | 0 | 292.3775 | 0 | 0 | 291541900 | 0 | 291541900 | 2915.419 | 85421.7767 | 0 | 114.1271 | 83.4394 | 2021-06-30 17:12
PreNResSpltPkgAC-65to-PEYes | Save | Htl | 1985 | CZ07 | cDXGF | 0 | None | 1 | 139998.9 | 1093397 |  | 189674.3 | 0 | 319336 | 28920.32 | 438117.4 | 0 | 822.1649 | 116522.4 | 17812.14 | 55505.12 | 0 | 4.845 | 0 | 0 | 225245000 | 0 | 225245000 | 2252.45 | 65996.785 | 0 | 114.1271 | 83.4394 | 2021-06-30 17:13
PreNResSpltPkgAC-65to-PEYes | Save | Htl | 1985 | CZ08 | cDXGF | 0 | None | 1 | 139998.9 | 1220233 |  | 189674.3 | 0 | 319336 | 39539.7 | 565237.3 | 0 | 1480.217 | 104525.7 | 14988.85 | 63083.45 | 0 | 440.0566 | 0 | 0 | 221199400 | 0 | 221199400 | 2211.994 | 64811.4242 | 0 | 114.1271 | 83.4394 | 2021-06-30 17:14
PreNResSpltPkgAC-65to-PEYes | Save | Htl | 1985 | CZ09 | cDXGF | 0 | None | 1 | 139998.9 | 1260864 |  | 189674.3 | 0 | 319336 | 49364.23 | 575421.6 | 0 | 2647.599 | 123559.6 | 22025.21 | 66191.98 | 0 | 860.447 | 0 | 0 | 317792800 | 0 | 317792800 | 3177.928 | 93113.2904 | 0 | 114.1271 | 83.4394 | 2021-06-30 17:15
PreNResSpltPkgAC-65to-PEYes | Save | Htl | 1985 | CZ10 | cDXGF | 0 | None | 1 | 139998.9 | 1324917 |  | 189674.3 | 0 | 319336 | 66496.23 | 618826.9 | 0 | 3597.544 | 119204.6 | 22826.96 | 67521.22 | 0 | 7781.495 | 0 | 0 | 379488700 | 0 | 379488700 | 3794.887 | 111190.1891 | 0 | 114.1271 | 83.4394 | 2021-06-30 17:17
PreNResSpltPkgAC-65to-PEYes | Save | Htl | 1985 | CZ11 | cDXGF | 0 | None | 1 | 139998.9 | 1420212 |  | 189674.3 | 0 | 319336 | 140941.8 | 616278.3 | 0 | 7217.517 | 130191.4 | 39796.47 | 64763.59 | 0 | 16572.48 | 0 | 0 | 753759400 | 0 | 753759400 | 7537.594 | 220851.5042 | 0 | 114.1271 | 83.4394 | 2021-06-30 17:18
PreNResSpltPkgAC-65to-PEYes | Save | Htl | 1985 | CZ12 | cDXGF | 0 | None | 1 | 139998.9 | 1285608 |  | 189674.3 | 0 | 319336 | 123058.2 | 514266.2 | 0 | 6038 | 116718.4 | 35956.55 | 52929.88 | 0 | 16517.07 | 0 | 0 | 679808400 | 0 | 679808400 | 6798.084 | 199183.8612 | 0 | 114.1271 | 83.4394 | 2021-06-30 17:19
PreNResSpltPkgAC-65to-PEYes | Save | Htl | 1985 | CZ13 | cDXGF | 0 | None | 1 | 139998.9 | 1438926 |  | 189674.3 | 0 | 319336 | 103600.7 | 676473.9 | 0 | 6357.646 | 131799.3 | 33144.19 | 72168.09 | 0 | 11683.82 | 0 | 0 | 607190000 | 0 | 607190000 | 6071.9 | 177906.67 | 0 | 114.1271 | 83.4394 | 2021-06-30 17:20
PreNResSpltPkgAC-65to-PEYes | Save | Htl | 1985 | CZ14 | cDXGF | 0 | None | 1 | 139998.9 | 1357973 |  | 189674.3 | 0 | 319336 | 106132.6 | 594081.4 | 0 | 7393.846 | 126193.9 | 33829.98 | 65807.16 | 0 | 15160.45 | 0 | 0 | 683107200 | 0 | 683107200 | 6831.072 | 200150.4096 | 0 | 114.1271 | 83.4394 | 2021-06-30 17:21
PreNResSpltPkgAC-65to-PEYes | Save | Htl | 1985 | CZ15 | cDXGF | 0 | None | 1 | 139998.9 | 1672793 |  | 189674.3 | 0 | 319336 | 20328.45 | 980450.3 | 0 | 2046.351 | 160860.8 | 13789.19 | 116874.2 | 0 | 97.6434 | 0 | 0 | 163886700 | 0 | 163886700 | 1638.867 | 48018.8031 | 0 | 114.1271 | 83.4394 | 2021-06-30 17:23
PreNResSpltPkgAC-65to-PEYes | Save | Htl | 1985 | CZ16 | cDXGF | 0 | None | 1 | 139998.9 | 1297226 |  | 189674.3 | 0 | 319336 | 242287.3 | 320770.6 | 0 | 12752.79 | 123245.2 | 58999.33 | 34957.21 | 0 | 89160.31 | 0 | 0 | 1517548000 | 0 | 1517548000 | 15175.48 | 444641.564 | 0 | 114.1271 | 83.4394 | 2021-06-30 17:24
PreNResSpltPkgAC-65to-PEYes | Save | Htl | 1996 | CZ01 | cDXGF | 0 | None | 1 | 139998.9 | 918316.8 |  | 189674.3 | 0 | 306415.2 | 143364.7 | 153761.8 | 0 | 9408.604 | 97683.06 | 59478.01 | 8952.664 | 0 | 18009.65 | 0 | 0 | 1288109000 | 0 | 1288109000 | 12881.09 | 377415.937 | 0 | 114.1271 | 80.0759 | 2021-06-30 17:25
PreNResSpltPkgAC-65to-PEYes | Save | Htl | 1996 | CZ02 | cDXGF | 0 | None | 1 | 139998.9 | 1124659 |  | 189674.3 | 0 | 306415.2 | 132608.7 | 373761.3 | 0 | 6047.126 | 95737.36 | 37543.34 | 36505.2 | 0 | 20415.64 | 0 | 0 | 791924200 | 0 | 791924200 | 7919.242 | 232033.7906 | 0 | 114.1271 | 80.0759 | 2021-06-30 17:26
PreNResSpltPkgAC-65to-PEYes | Save | Htl | 1996 | CZ03 | cDXGF | 0 | None | 1 | 139998.9 | 1009960 |  | 189674.3 | 0 | 306415.2 | 90004.93 | 305269.4 | 0 | 4183.291 | 110036 | 40758.18 | 28682.32 | 0 | 4376.771 | 0 | 0 | 695636300 | 0 | 695636300 | 6956.363 | 203821.4359 | 0 | 114.1271 | 80.0759 | 2021-06-30 17:27
PreNResSpltPkgAC-65to-PEYes | Save | Htl | 1996 | CZ04 | cDXGF | 0 | None | 1 | 139998.9 | 1123485 |  | 189674.3 | 0 | 306415.2 | 80164.91 | 442274 | 0 | 3422 | 96041.34 | 26458.47 | 44707.38 | 0 | 5494.04 | 0 | 0 | 508351700 | 0 | 508351700 | 5083.517 | 148947.0481 | 0 | 114.1271 | 80.0759 | 2021-06-30 17:28
PreNResSpltPkgAC-65to-PEYes | Save | Htl | 1996 | CZ05 | cDXGF | 0 | None | 1 | 139998.9 | 1043266 |  | 189674.3 | 0 | 306415.2 | 88714.44 | 333890.5 | 0 | 4789 | 110679.9 | 38166.8 | 33568.2 | 0 | 9103.067 | 0 | 0 | 670028700 | 0 | 670028700 | 6700.287 | 196318.4091 | 0 | 114.1271 | 80.0759 | 2021-06-30 17:30
PreNResSpltPkgAC-65to-PEYes | Save | Htl | 1996 | CZ06 | cDXGF | 0 | None | 1 | 139998.9 | 1093015 |  | 189674.3 | 0 | 306415.2 | 47722.66 | 432353.5 | 0 | 1629.662 | 114888.8 | 21792.9 | 57373.77 | 0 | 331.08 | 0 | 0 | 313620200 | 0 | 313620200 | 3136.202 | 91890.7186 | 0 | 114.1271 | 80.0759 | 2021-06-30 17:31
PreNResSpltPkgAC-65to-PEYes | Save | Htl | 1996 | CZ07 | cDXGF | 0 | None | 1 | 139998.9 | 1027668 |  | 189674.3 | 0 | 306415.2 | 34368.17 | 385632 | 0 | 791.8929 | 110779.1 | 19068.92 | 51070.64 | 0 | 8.4073 | 0 | 0 | 244591900 | 0 | 244591900 | 2445.919 | 71665.4267 | 0 | 114.1271 | 80.0759 | 2021-06-30 17:32
PreNResSpltPkgAC-65to-PEYes | Save | Htl | 1996 | CZ08 | cDXGF | 0 | None | 1 | 139998.9 | 1158584 |  | 189674.3 | 0 | 306415.2 | 45832.05 | 514647.4 | 0 | 1436.643 | 100094.9 | 15860.25 | 59127.63 | 0 | 483.151 | 0 | 0 | 238920800 | 0 | 238920800 | 2389.208 | 70003.7944 | 0 | 114.1271 | 80.0759 | 2021-06-30 17:33
PreNResSpltPkgAC-65to-PEYes | Save | Htl | 1996 | CZ09 | cDXGF | 0 | None | 1 | 139998.9 | 1193115 |  | 189674.3 | 0 | 306415.2 | 54405.95 | 520527.8 | 0 | 2579.167 | 118609.8 | 22876.04 | 62094.43 | 0 | 902.7656 | 0 | 0 | 335561600 | 0 | 335561600 | 3355.616 | 98319.5488 | 0 | 114.1271 | 80.0759 | 2021-06-30 17:34
PreNResSpltPkgAC-65to-PEYes | Save | Htl | 1996 | CZ10 | cDXGF | 0 | None | 1 | 139998.9 | 1257852 |  | 189674.3 | 0 | 306415.2 | 72636.23 | 563194.1 | 0 | 3491.827 | 114150.7 | 23540.04 | 63295.67 | 0 | 8289.963 | 0 | 0 | 398424200 | 0 | 398424200 | 3984.242 | 116738.2906 | 0 | 114.1271 | 80.0759 | 2021-06-30 17:36
PreNResSpltPkgAC-65to-PEYes | Save | Htl | 1996 | CZ11 | cDXGF | 0 | None | 1 | 139998.9 | 1243561 |  | 189674.3 | 0 | 306415.2 | 109111.2 | 503649.4 | 0 | 6546.603 | 114286.9 | 35627.71 | 55920.69 | 0 | 13878 | 0 | 0 | 716401000 | 0 | 716401000 | 7164.01 | 209905.493 | 0 | 114.1271 | 80.0759 | 2021-06-30 17:37
PreNResSpltPkgAC-65to-PEYes | Save | Htl | 1996 | CZ12 | cDXGF | 0 | None | 1 | 139998.9 | 1130438 |  | 189674.3 | 0 | 306415.2 | 96621.33 | 415836.6 | 0 | 5442.037 | 102023.6 | 32103.74 | 45255.55 | 0 | 14425.66 | 0 | 0 | 648065500 | 0 | 648065500 | 6480.655 | 189883.1915 | 0 | 114.1271 | 80.0759 | 2021-06-30 17:38
PreNResSpltPkgAC-65to-PEYes | Save | Htl | 1996 | CZ13 | cDXGF | 0 | None | 1 | 139998.9 | 1267565 |  | 189674.3 | 0 | 306415.2 | 81252.95 | 558320.3 | 0 | 5771.867 | 116074.5 | 29904.74 | 62736.1 | 0 | 10056.21 | 0 | 0 | 582405100 | 0 | 582405100 | 5824.051 | 170644.6943 | 0 | 114.1271 | 80.0759 | 2021-06-30 17:39
PreNResSpltPkgAC-65to-PEYes | Save | Htl | 1996 | CZ14 | cDXGF | 0 | None | 1 | 139998.9 | 1259472 |  | 189674.3 | 0 | 306415.2 | 106258.6 | 518873.4 | 0 | 6866.309 | 116086.3 | 32760.98 | 59159.99 | 0 | 15297.71 | 0 | 0 | 674400400 | 0 | 674400400 | 6744.004 | 197599.3172 | 0 | 114.1271 | 80.0759 | 2021-06-30 17:40
PreNResSpltPkgAC-65to-PEYes | Save | Htl | 1996 | CZ15 | cDXGF | 0 | None | 1 | 139998.9 | 1553726 |  | 189674.3 | 0 | 306415.2 | 19928.24 | 886108.4 | 0 | 1925.093 | 149579.8 | 13342.94 | 108013.9 | 0 | 95.6607 | 0 | 0 | 161297700 | 0 | 161297700 | 1612.977 | 47260.2261 | 0 | 114.1271 | 80.0759 | 2021-06-30 17:42
PreNResSpltPkgAC-65to-PEYes | Save | Htl | 1996 | CZ16 | cDXGF | 0 | None | 1 | 139998.9 | 1250886 |  | 189674.3 | 0 | 306415.2 | 224485.2 | 316361.2 | 0 | 11901.7 | 116561.7 | 55430.32 | 33582.41 | 0 | 85486.75 | 0 | 0 | 1472378000 | 0 | 1472378000 | 14723.78 | 431406.754 | 0 | 114.1271 | 80.0759 | 2021-06-30 17:43
PreNResSpltPkgAC-65to-PEYes | Save | Htl | 2003 | CZ01 | cDXGF | 0 | None | 1 | 139998.9 | 816490.6 |  | 189674.3 | 0 | 293493.5 | 149184.4 | 78517.88 | 0 | 7779.642 | 79401.55 | 55118.63 | 4807.967 | 0 | 18439.12 | 0 | 0 | 1345161000 | 0 | 1345161000 | 13451.61 | 394132.173 | 0 | 114.1271 | 76.7125 | 2021-06-30 17:44
PreNResSpltPkgAC-65to-PEYes | Save | Htl | 2003 | CZ02 | cDXGF | 0 | None | 1 | 139998.9 | 898351.3 |  | 189674.3 | 0 | 293493.5 | 98227.58 | 220510.3 | 0 | 4912.93 | 72917.78 | 31408.35 | 25147.33 | 0 | 18614.56 | 0 | 0 | 747549600 | 0 | 747549600 | 7475.496 | 219032.0328 | 0 | 114.1271 | 76.7125 | 2021-06-30 17:45
PreNResSpltPkgAC-65to-PEYes | Save | Htl | 2003 | CZ03 | cDXGF | 0 | None | 1 | 139998.9 | 812195.3 |  | 189674.3 | 0 | 293493.5 | 63541.05 | 173897.1 | 0 | 3384.594 | 84431.45 | 35576.81 | 19063.03 | 0 | 3773.055 | 0 | 0 | 692621400 | 0 | 692621400 | 6926.214 | 202938.0702 | 0 | 114.1271 | 76.7125 | 2021-06-30 17:46
PreNResSpltPkgAC-65to-PEYes | Save | Htl | 2003 | CZ04 | cDXGF | 0 | None | 1 | 139998.9 | 910093.4 |  | 189674.3 | 0 | 293493.5 | 60008.7 | 283242.7 | 0 | 2880.081 | 75570.25 | 23097.79 | 32855.7 | 0 | 5223.106 | 0 | 0 | 494147100 | 0 | 494147100 | 4941.471 | 144785.1003 | 0 | 114.1271 | 76.7125 | 2021-06-30 17:48
PreNResSpltPkgAC-65to-PEYes | Save | Htl | 2003 | CZ05 | cDXGF | 0 | None | 1 | 139998.9 | 834553.3 |  | 189674.3 | 0 | 293493.5 | 65110.77 | 190016.9 | 0 | 3866.809 | 84621.1 | 33352.66 | 22634.78 | 0 | 7769.512 | 0 | 0 | 669542800 | 0 | 669542800 | 6695.428 | 196176.0404 | 0 | 114.1271 | 76.7125 | 2021-06-30 17:49
PreNResSpltPkgAC-65to-PEYes | Save | Htl | 2003 | CZ06 | cDXGF | 0 | None | 1 | 139998.9 | 925786.6 |  | 189674.3 | 0 | 293493.5 | 27873.94 | 321309.3 | 0 | 1343.634 | 91896.76 | 18230.78 | 45407.41 | 0 | 194.8658 | 0 | 0 | 296552600 | 0 | 296552600 | 2965.526 | 86889.9118 | 0 | 114.1271 | 76.7125 | 2021-06-30 17:50
PreNResSpltPkgAC-65to-PEYes | Save | Htl | 2003 | CZ07 | cDXGF | 0 | None | 1 | 139998.9 | 878673.9 |  | 189674.3 | 0 | 293493.5 | 19615.88 | 286258.3 | 0 | 654.013 | 88976.44 | 16210.66 | 40617.63 | 0 | 0.91288 | 0 | 0 | 232461300 | 0 | 232461300 | 2324.613 | 68111.1609 | 0 | 114.1271 | 76.7125 | 2021-06-30 17:51
PreNResSpltPkgAC-65to-PEYes | Save | Htl | 2003 | CZ08 | cDXGF | 0 | None | 1 | 139998.9 | 980861.4 |  | 189674.3 | 0 | 293493.5 | 28110.35 | 386036.7 | 0 | 1228.791 | 81902.33 | 13290.44 | 47950.54 | 0 | 414.9706 | 0 | 0 | 219999000 | 0 | 219999000 | 2199.99 | 64459.707 | 0 | 114.1271 | 76.7125 | 2021-06-30 17:52
PreNResSpltPkgAC-65to-PEYes | Save | Htl | 2003 | CZ09 | cDXGF | 0 | None | 1 | 139998.9 | 1009895 |  | 189674.3 | 0 | 293493.5 | 35023.62 | 388303.1 | 0 | 2282.997 | 100374.4 | 20202.93 | 51066.19 | 0 | 742.5703 | 0 | 0 | 319292500 | 0 | 319292500 | 3192.925 | 93552.7025 | 0 | 114.1271 | 76.7125 | 2021-06-30 17:53
PreNResSpltPkgAC-65to-PEYes | Save | Htl | 2003 | CZ10 | cDXGF | 0 | None | 1 | 139998.9 | 1022024 |  | 189674.3 | 0 | 293493.5 | 42766.65 | 395385.8 | 0 | 2941.63 | 90986.18 | 19169.85 | 49346.32 | 0 | 6775.881 | 0 | 0 | 359581400 | 0 | 359581400 | 3595.814 | 105357.3502 | 0 | 114.1271 | 76.7125 | 2021-06-30 17:55
PreNResSpltPkgAC-65to-PEYes | Save | Htl | 2003 | CZ11 | cDXGF | 0 | None | 1 | 139998.9 | 1092851 |  | 189674.3 | 0 | 293493.5 | 92939.75 | 397460.6 | 0 | 5939.072 | 100242.2 | 32941.04 | 47575.37 | 0 | 13100.85 | 0 | 0 | 707465000 | 0 | 707465000 | 7074.65 | 207287.245 | 0 | 114.1271 | 76.7125 | 2021-06-30 17:56
PreNResSpltPkgAC-65to-PEYes | Save | Htl | 2003 | CZ12 | cDXGF | 0 | None | 1 | 139998.9 | 995167.3 |  | 189674.3 | 0 | 293493.5 | 83546.33 | 320904.2 | 0 | 4887.627 | 88721.98 | 29646.4 | 37823.04 | 0 | 13939.05 | 0 | 0 | 641777000 | 0 | 641777000 | 6417.77 | 188040.661 | 0 | 114.1271 | 76.7125 | 2021-06-30 17:57
PreNResSpltPkgAC-65to-PEYes | Save | Htl | 2003 | CZ13 | cDXGF | 0 | None | 1 | 139998.9 | 1116958 |  | 189674.3 | 0 | 293493.5 | 70398.42 | 446533.4 | 0 | 5238.262 | 101979.3 | 27812.15 | 53836.65 | 0 | 9641.21 | 0 | 0 | 579290200 | 0 | 579290200 | 5792.902 | 169732.0286 | 0 | 114.1271 | 76.7125 | 2021-06-30 17:58
PreNResSpltPkgAC-65to-PEYes | Save | Htl | 2003 | CZ14 | cDXGF | 0 | None | 1 | 139998.9 | 1116179 |  | 189674.3 | 0 | 293493.5 | 119265.7 | 385868.2 | 0 | 6294.177 | 102952.6 | 33063.91 | 49196.8 | 0 | 18629.7 | 0 | 0 | 701230500 | 0 | 701230500 | 7012.305 | 205460.5365 | 0 | 114.1271 | 76.7125 | 2021-06-30 18:00
PreNResSpltPkgAC-65to-PEYes | Save | Htl | 2003 | CZ15 | cDXGF | 0 | None | 1 | 139998.9 | 1368257 |  | 189674.3 | 0 | 293493.5 | 21897.03 | 726717.1 | 0 | 1797.053 | 134577.2 | 13517.86 | 95497.17 | 0 | 99.817 | 0 | 0 | 169384000 | 0 | 169384000 | 1693.84 | 49629.512 | 0 | 114.1271 | 76.7125 | 2021-06-30 18:01
PreNResSpltPkgAC-65to-PEYes | Save | Htl | 2003 | CZ16 | cDXGF | 0 | None | 1 | 139998.9 | 1122941 |  | 189674.3 | 0 | 293493.5 | 234840.8 | 202164.3 | 0 | 9900.308 | 96379.78 | 51889.76 | 24962.33 | 0 | 96487.81 | 0 | 0 | 1500873000 | 0 | 1500873000 | 15008.73 | 439755.789 | 0 | 114.1271 | 76.7125 | 2021-06-30 18:02
PreNResSpltPkgAC-65to-PEYes | Save | Htl | 2007 | CZ01 | cDXGF | 0 | None | 1 | 139998.9 | 795817.4 |  | 189674.3 | 0 | 293493.5 | 137625.1 | 69546.17 | 0 | 7779.435 | 79361.24 | 55039.99 | 4810.316 | 0 | 18337.19 | 0 | 0 | 1341913000 | 0 | 1341913000 | 13419.13 | 393180.509 | 0 | 114.1271 | 76.7125 | 2021-06-30 18:03
PreNResSpltPkgAC-65to-PEYes | Save | Htl | 2007 | CZ02 | cDXGF | 0 | None | 1 | 139998.9 | 868766.3 |  | 189674.3 | 0 | 293493.5 | 90696.8 | 198605.2 | 0 | 4909.325 | 72838.53 | 31360.43 | 25134.57 | 0 | 18548.32 | 0 | 0 | 746094800 | 0 | 746094800 | 7460.948 | 218605.7764 | 0 | 114.1271 | 76.7125 | 2021-06-30 18:04
PreNResSpltPkgAC-65to-PEYes | Save | Htl | 2007 | CZ03 | cDXGF | 0 | None | 1 | 139998.9 | 788719.6 |  | 189674.3 | 0 | 293493.5 | 58636.23 | 155374.8 | 0 | 3384.466 | 84412.42 | 35537.16 | 19063.92 | 0 | 3743.398 | 0 | 0 | 690653000 | 0 | 690653000 | 6906.53 | 202361.329 | 0 | 114.1271 | 76.7125 | 2021-06-30 18:06
PreNResSpltPkgAC-65to-PEYes | Save | Htl | 2007 | CZ04 | cDXGF | 0 | None | 1 | 139998.9 | 877479.9 |  | 189674.3 | 0 | 293493.5 | 55384.13 | 255352.2 | 0 | 2878.111 | 75498.57 | 23054.06 | 32839.34 | 0 | 5198.982 | 0 | 0 | 492795900 | 0 | 492795900 | 4927.959 | 144389.1987 | 0 | 114.1271 | 76.7125 | 2021-06-30 18:07
PreNResSpltPkgAC-65to-PEYes | Save | Htl | 2007 | CZ05 | cDXGF | 0 | None | 1 | 139998.9 | 809651.4 |  | 189674.3 | 0 | 293493.5 | 60131.54 | 170150.5 | 0 | 3866.665 | 84603.3 | 33318.8 | 22634.42 | 0 | 7731.358 | 0 | 0 | 668061100 | 0 | 668061100 | 6680.611 | 195741.9023 | 0 | 114.1271 | 76.7125 | 2021-06-30 18:08
PreNResSpltPkgAC-65to-PEYes | Save | Htl | 2007 | CZ06 | cDXGF | 0 | None | 1 | 139998.9 | 892425.4 |  | 189674.3 | 0 | 293493.5 | 25848.4 | 289972.8 | 0 | 1343.634 | 91896.76 | 18230.78 | 45407.41 | 0 | 195.9813 | 0 | 0 | 296552600 | 0 | 296552600 | 2965.526 | 86889.9118 | 0 | 114.1271 | 76.7125 | 2021-06-30 18:09
PreNResSpltPkgAC-65to-PEYes | Save | Htl | 2007 | CZ07 | cDXGF | 0 | None | 1 | 139998.9 | 848769.8 |  | 189674.3 | 0 | 293493.5 | 18190.57 | 257779.8 | 0 | 654.013 | 88976.44 | 16210.66 | 40617.63 | 0 | 0.91288 | 0 | 0 | 232461300 | 0 | 232461300 | 2324.613 | 68111.1609 | 0 | 114.1271 | 76.7125 | 2021-06-30 18:10
PreNResSpltPkgAC-65to-PEYes | Save | Htl | 2007 | CZ08 | cDXGF | 0 | None | 1 | 139998.9 | 942040.6 |  | 189674.3 | 0 | 293493.5 | 26067.56 | 349257.1 | 0 | 1228.791 | 81902.33 | 13290.44 | 47950.54 | 0 | 416.5141 | 0 | 0 | 219999000 | 0 | 219999000 | 2199.99 | 64459.707 | 0 | 114.1271 | 76.7125 | 2021-06-30 18:12
PreNResSpltPkgAC-65to-PEYes | Save | Htl | 2007 | CZ09 | cDXGF | 0 | None | 1 | 139998.9 | 970376.6 |  | 189674.3 | 0 | 293493.5 | 32477.89 | 351325.6 | 0 | 2282.997 | 100374.4 | 20202.93 | 51066.19 | 0 | 747.5568 | 0 | 0 | 319292500 | 0 | 319292500 | 3192.925 | 93552.7025 | 0 | 114.1271 | 76.7125 | 2021-06-30 18:13
PreNResSpltPkgAC-65to-PEYes | Save | Htl | 2007 | CZ10 | cDXGF | 0 | None | 1 | 139998.9 | 981273.8 |  | 189674.3 | 0 | 293493.5 | 39482.91 | 358010.8 | 0 | 2939.947 | 90909.02 | 19136.69 | 49312.11 | 0 | 6762.941 | 0 | 0 | 358580600 | 0 | 358580600 | 3585.806 | 105064.1158 | 0 | 114.1271 | 76.7125 | 2021-06-30 18:14
PreNResSpltPkgAC-65to-PEYes | Save | Htl | 2007 | CZ11 | cDXGF | 0 | None | 1 | 139998.9 | 1048268 |  | 189674.3 | 0 | 293493.5 | 85610.66 | 360390.9 | 0 | 5935.252 | 100127.6 | 32864.07 | 47536.63 | 0 | 13035.19 | 0 | 0 | 705028400 | 0 | 705028400 | 7050.284 | 206573.3212 | 0 | 114.1271 | 76.7125 | 2021-06-30 18:15
PreNResSpltPkgAC-65to-PEYes | Save | Htl | 2007 | CZ12 | cDXGF | 0 | None | 1 | 139998.9 | 957528.1 |  | 189674.3 | 0 | 293493.5 | 77025.45 | 289947.5 | 0 | 4884.448 | 88627.77 | 29590.95 | 37795.82 | 0 | 13874.75 | 0 | 0 | 639943400 | 0 | 639943400 | 6399.434 | 187503.4162 | 0 | 114.1271 | 76.7125 | 2021-06-30 18:16
PreNResSpltPkgAC-65to-PEYes | Save | Htl | 2007 | CZ13 | cDXGF | 0 | None | 1 | 139998.9 | 1069482 |  | 189674.3 | 0 | 293493.5 | 64859.68 | 404763.3 | 0 | 5234.694 | 101860.3 | 27751.23 | 53780.5 | 0 | 9595.739 | 0 | 0 | 577360800 | 0 | 577360800 | 5773.608 | 169166.7144 | 0 | 114.1271 | 76.7125 | 2021-06-30 18:18
PreNResSpltPkgAC-65to-PEYes | Save | Htl | 2007 | CZ14 | cDXGF | 0 | None | 1 | 139998.9 | 1070705 |  | 189674.3 | 0 | 293493.5 | 109998 | 349886.5 | 0 | 6289.791 | 102827.2 | 32985.26 | 49150.68 | 0 | 18534.82 | 0 | 0 | 699249900 | 0 | 699249900 | 6992.499 | 204880.2207 | 0 | 114.1271 | 76.7125 | 2021-06-30 18:19
PreNResSpltPkgAC-65to-PEYes | Save | Htl | 2007 | CZ15 | cDXGF | 0 | None | 1 | 139998.9 | 1301696 |  | 189674.3 | 0 | 293493.5 | 20213.75 | 661985.5 | 0 | 1795.842 | 134432.6 | 13481.81 | 95392.13 | 0 | 99.9487 | 0 | 0 | 168390300 | 0 | 168390300 | 1683.903 | 49338.3579 | 0 | 114.1271 | 76.7125 | 2021-06-30 18:20
PreNResSpltPkgAC-65to-PEYes | Save | Htl | 2007 | CZ16 | cDXGF | 0 | None | 1 | 139998.9 | 1082865 |  | 189674.3 | 0 | 293493.5 | 216418.5 | 181378.7 | 0 | 9899.901 | 96278.59 | 51766.89 | 24951.77 | 0 | 95721.35 | 0 | 0 | 1497475000 | 0 | 1497475000 | 14974.75 | 438760.175 | 0 | 114.1271 | 76.7125 | 2021-06-30 18:21
PreNResSpltPkgAC-65to-PEYes | Save | Htl | 2011 | CZ01 | cDXGF | 0 | None | 1 | 139998.9 | 771008.5 |  | 189674.3 | 0 | 293493.5 | 119901.8 | 71479.66 | 0 | 2081.334 | 77929.16 | 52645.77 | 4973.166 | 0 | 16448.28 | 0 | 0 | 1274690000 | 0 | 1274690000 | 12746.9 | 373484.17 | 0 | 114.1271 | 76.7125 | 2021-06-30 18:22
PreNResSpltPkgAC-65to-PEYes | Save | Htl | 2011 | CZ02 | cDXGF | 0 | None | 1 | 139998.9 | 845666.5 |  | 189674.3 | 0 | 293493.5 | 78470.1 | 194376.2 | 0 | 1312.473 | 71505.77 | 30118.08 | 25027.42 | 0 | 16833.69 | 0 | 0 | 725534700 | 0 | 725534700 | 7255.347 | 212581.6671 | 0 | 114.1271 | 76.7125 | 2021-06-30 18:24
PreNResSpltPkgAC-65to-PEYes | Save | Htl | 2011 | CZ03 | cDXGF | 0 | None | 1 | 139998.9 | 773170 |  | 189674.3 | 0 | 293493.5 | 45706.77 | 157037.8 | 0 | 905.9412 | 83218.88 | 33671.27 | 19230.21 | 0 | 3132.259 | 0 | 0 | 662398800 | 0 | 662398800 | 6623.988 | 194082.8484 | 0 | 114.1271 | 76.7125 | 2021-06-30 18:25
PreNResSpltPkgAC-65to-PEYes | Save | Htl | 2011 | CZ04 | cDXGF | 0 | None | 1 | 139998.9 | 855265.7 |  | 189674.3 | 0 | 293493.5 | 43810.36 | 249132.7 | 0 | 766.2049 | 73864.85 | 21691.53 | 32644.87 | 0 | 4523.861 | 0 | 0 | 470815800 | 0 | 470815800 | 4708.158 | 137949.0294 | 0 | 114.1271 | 76.7125 | 2021-06-30 18:26
PreNResSpltPkgAC-65to-PEYes | Save | Htl | 2011 | CZ05 | cDXGF | 0 | None | 1 | 139998.9 | 791997.1 |  | 189674.3 | 0 | 293493.5 | 47265.16 | 170745.8 | 0 | 1034.927 | 83363.17 | 31504.08 | 22769.09 | 0 | 6419.998 | 0 | 0 | 642216300 | 0 | 642216300 | 6422.163 | 188169.3759 | 0 | 114.1271 | 76.7125 | 2021-06-30 18:27
PreNResSpltPkgAC-65to-PEYes | Save | Htl | 2011 | CZ06 | cDXGF | 0 | None | 1 | 139998.9 | 879602.5 |  | 189674.3 | 0 | 293493.5 | 19957.22 | 285165.1 | 0 | 359.3919 | 90802.05 | 17237.97 | 45345.14 | 0 | 150.5841 | 0 | 0 | 283997800 | 0 | 283997800 | 2839.978 | 83211.3554 | 0 | 114.1271 | 76.7125 | 2021-06-30 18:29
PreNResSpltPkgAC-65to-PEYes | Save | Htl | 2011 | CZ07 | cDXGF | 0 | None | 1 | 139998.9 | 839685.1 |  | 189674.3 | 0 | 293493.5 | 13514.26 | 254783.7 | 0 | 175.0206 | 88044.04 | 15303.07 | 40594.23 | 0 | 0.24754 | 0 | 0 | 220970800 | 0 | 220970800 | 2209.708 | 64744.4444 | 0 | 114.1271 | 76.7125 | 2021-06-30 18:30
PreNResSpltPkgAC-65to-PEYes | Save | Htl | 2011 | CZ08 | cDXGF | 0 | None | 1 | 139998.9 | 922793.5 |  | 189674.3 | 0 | 293493.5 | 20284.35 | 338243.1 | 0 | 327.3013 | 80411.2 | 12498.62 | 47502.44 | 0 | 359.6138 | 0 | 0 | 208333400 | 0 | 208333400 | 2083.334 | 61041.6862 | 0 | 114.1271 | 76.7125 | 2021-06-30 18:31
PreNResSpltPkgAC-65to-PEYes | Save | Htl | 2011 | CZ09 | cDXGF | 0 | None | 1 | 139998.9 | 946244.6 |  | 189674.3 | 0 | 293493.5 | 25102.47 | 338366.5 | 0 | 607.6954 | 98365.02 | 19057.47 | 50448.09 | 0 | 634.8969 | 0 | 0 | 301674100 | 0 | 301674100 | 3016.741 | 88390.5113 | 0 | 114.1271 | 76.7125 | 2021-06-30 18:32
PreNResSpltPkgAC-65to-PEYes | Save | Htl | 2011 | CZ10 | cDXGF | 0 | None | 1 | 139998.9 | 959126.8 |  | 189674.3 | 0 | 293493.5 | 33684.57 | 345742.3 | 0 | 786.5073 | 89628.28 | 18415.09 | 48905.04 | 0 | 6117.144 | 0 | 0 | 347517100 | 0 | 347517100 | 3475.171 | 101822.5103 | 0 | 114.1271 | 76.7125 | 2021-06-30 18:33
PreNResSpltPkgAC-65to-PEYes | Save | Htl | 2011 | CZ11 | cDXGF | 0 | None | 1 | 139998.9 | 1011133 |  | 189674.3 | 0 | 293493.5 | 74423.82 | 344013.9 | 0 | 1539.875 | 96215.55 | 30064.4 | 46407.75 | 0 | 11772.02 | 0 | 0 | 624905700 | 0 | 624905700 | 6249.057 | 183097.3701 | 0 | 114.1271 | 76.7125 | 2021-06-30 18:35
PreNResSpltPkgAC-65to-PEYes | Save | Htl | 2011 | CZ12 | cDXGF | 0 | None | 1 | 139998.9 | 930950.2 |  | 189674.3 | 0 | 293493.5 | 66944.73 | 280496.3 | 0 | 1291.85 | 86470.47 | 27938.07 | 37387.83 | 0 | 12578.55 | 0 | 0 | 602264200 | 0 | 602264200 | 6022.642 | 176463.4106 | 0 | 114.1271 | 76.7125 | 2021-06-30 18:36
PreNResSpltPkgAC-65to-PEYes | Save | Htl | 2011 | CZ13 | cDXGF | 0 | None | 1 | 139998.9 | 1034248 |  | 189674.3 | 0 | 293493.5 | 56160.36 | 386281 | 0 | 1369.575 | 98582.26 | 25796.66 | 52617.05 | 0 | 8686.431 | 0 | 0 | 526789800 | 0 | 526789800 | 5267.898 | 154349.4114 | 0 | 114.1271 | 76.7125 | 2021-06-30 18:37
PreNResSpltPkgAC-65to-PEYes | Save | Htl | 2011 | CZ14 | cDXGF | 0 | None | 1 | 139998.9 | 1033097 |  | 189674.3 | 0 | 293493.5 | 98611.54 | 333754.8 | 0 | 1631.696 | 98777.57 | 30256.4 | 47955.92 | 0 | 17153.57 | 0 | 0 | 624174800 | 0 | 624174800 | 6241.748 | 182883.2164 | 0 | 114.1271 | 76.7125 | 2021-06-30 18:38
PreNResSpltPkgAC-65to-PEYes | Save | Htl | 2011 | CZ15 | cDXGF | 0 | None | 1 | 139998.9 | 1253556 |  | 189674.3 | 0 | 293493.5 | 17227.56 | 622968.7 | 0 | 467.0692 | 129633.9 | 11963.32 | 92406.23 | 0 | 90.9204 | 0 | 0 | 145412400 | 0 | 145412400 | 1454.124 | 42605.8332 | 0 | 114.1271 | 76.7125 | 2021-06-30 18:39
PreNResSpltPkgAC-65to-PEYes | Save | Htl | 2011 | CZ16 | cDXGF | 0 | None | 1 | 139998.9 | 1038912 |  | 189674.3 | 0 | 293493.5 | 195345.8 | 177821.8 | 0 | 2602.39 | 93124.18 | 48308.22 | 24819.85 | 0 | 86849.13 | 0 | 0 | 1343644000 | 0 | 1343644000 | 13436.44 | 393687.692 | 0 | 114.1271 | 76.7125 | 2021-06-30 18:41
PreNResSpltPkgAC-65to-PEYes | Save | Htl | 2015 | CZ01 | cDXGF | 0 | None | 1 | 139998.9 | 674715 |  | 187369.6 | 0 | 293493.5 | 90935 | 51199.04 | 0 | 1910.476 | 35516.14 | 24006.8 | 3780.14 | 0 | 14291.09 | 0 | 0 | 1102205000 | 0 | 1102205000 | 11022.05 | 322946.065 | 0 | 113.2871 | 76.7125 | 2021-06-30 18:42
PreNResSpltPkgAC-65to-PEYes | Save | Htl | 2015 | CZ02 | cDXGF | 0 | None | 1 | 139998.9 | 758656 |  | 187369.6 | 0 | 293493.5 | 64638.1 | 157389.2 | 0 | 1212.16 | 37768.95 | 14820.85 | 16846.05 | 0 | 16784.29 | 0 | 0 | 572118800 | 0 | 572118800 | 5721.188 | 167630.8084 | 0 | 113.2871 | 76.7125 | 2021-06-30 18:43
PreNResSpltPkgAC-65to-PEYes | Save | Htl | 2015 | CZ03 | cDXGF | 0 | None | 1 | 139998.9 | 679595.6 |  | 187369.6 | 0 | 293493.5 | 37272.84 | 119428.2 | 0 | 803.0409 | 38419.18 | 15448.11 | 12432.35 | 0 | 2809.227 | 0 | 0 | 575959000 | 0 | 575959000 | 5759.59 | 168755.987 | 0 | 113.2871 | 76.7125 | 2021-06-30 18:44
PreNResSpltPkgAC-65to-PEYes | Save | Htl | 2015 | CZ04 | cDXGF | 0 | None | 1 | 139998.9 | 757227.3 |  | 187369.6 | 0 | 293493.5 | 36007.01 | 196843.8 | 0 | 688.5938 | 38346.95 | 9943.678 | 21502.84 | 0 | 4477.668 | 0 | 0 | 362024400 | 0 | 362024400 | 3620.244 | 106073.1492 | 0 | 113.2871 | 76.7125 | 2021-06-30 18:45
PreNResSpltPkgAC-65to-PEYes | Save | Htl | 2015 | CZ05 | cDXGF | 0 | None | 1 | 139998.9 | 698866.1 |  | 187369.6 | 0 | 293493.5 | 38749.38 | 129399.4 | 0 | 917.2997 | 43344.55 | 17426.36 | 15135.33 | 0 | 5592.132 | 0 | 0 | 539909900 | 0 | 539909900 | 5399.099 | 158193.6007 | 0 | 113.2871 | 76.7125 | 2021-06-30 18:47
PreNResSpltPkgAC-65to-PEYes | Save | Htl | 2015 | CZ06 | cDXGF | 0 | None | 1 | 139998.9 | 762053.9 |  | 187369.6 | 0 | 293493.5 | 13473.73 | 221401 | 0 | 316.0361 | 45896.96 | 8982.35 | 26609.69 | 0 | 102.9875 | 0 | 0 | 237756700 | 0 | 237756700 | 2377.567 | 69662.7131 | 0 | 113.2871 | 76.7125 | 2021-06-30 18:48
PreNResSpltPkgAC-65to-PEYes | Save | Htl | 2015 | CZ07 | cDXGF | 0 | None | 1 | 139998.9 | 734562.4 |  | 187369.6 | 0 | 293493.5 | 9162.072 | 198886.6 | 0 | 154.8461 | 45495.79 | 8660.864 | 25073.82 | 0 | 0.01842 | 0 | 0 | 186121300 | 0 | 186121300 | 1861.213 | 54533.5409 | 0 | 113.2871 | 76.7125 | 2021-06-30 18:49
PreNResSpltPkgAC-65to-PEYes | Save | Htl | 2015 | CZ08 | cDXGF | 0 | None | 1 | 139998.9 | 805272.2 |  | 187369.6 | 0 | 293493.5 | 13891.99 | 268525.9 | 0 | 295.7015 | 41291.5 | 5174.507 | 29094.94 | 0 | 403.8549 | 0 | 0 | 148995400 | 0 | 148995400 | 1489.954 | 43655.6522 | 0 | 113.2871 | 76.7125 | 2021-06-30 18:50
PreNResSpltPkgAC-65to-PEYes | Save | Htl | 2015 | CZ09 | cDXGF | 0 | None | 1 | 139998.9 | 813419.8 |  | 187369.6 | 0 | 293493.5 | 17652.63 | 264284.9 | 0 | 561.2707 | 49360.96 | 8961.469 | 29799.71 | 0 | 696.868 | 0 | 0 | 225880100 | 0 | 225880100 | 2258.801 | 66182.8693 | 0 | 113.2871 | 76.7125 | 2021-06-30 18:51
PreNResSpltPkgAC-65to-PEYes | Save | Htl | 2015 | CZ10 | cDXGF | 0 | None | 1 | 139998.9 | 848749.3 |  | 187369.6 | 0 | 293493.5 | 26721.16 | 286836.8 | 0 | 742.5016 | 47792.07 | 8884.947 | 30615.46 | 0 | 5793.442 | 0 | 0 | 265261800 | 0 | 265261800 | 2652.618 | 77721.7074 | 0 | 113.2871 | 76.7125 | 2021-06-30 18:53
PreNResSpltPkgAC-65to-PEYes | Save | Htl | 2015 | CZ11 | cDXGF | 0 | None | 1 | 139998.9 | 891610.1 |  | 187369.6 | 0 | 293493.5 | 61271.34 | 285033.9 | 0 | 1446.063 | 51565.14 | 14974.62 | 29153.17 | 0 | 11430.42 | 0 | 0 | 475908400 | 0 | 475908400 | 4759.084 | 139441.1612 | 0 | 113.2871 | 76.7125 | 2021-06-30 18:54
PreNResSpltPkgAC-65to-PEYes | Save | Htl | 2015 | CZ12 | cDXGF | 0 | None | 1 | 139998.9 | 827089.8 |  | 187369.6 | 0 | 293493.5 | 55417.9 | 231036.7 | 0 | 1209.424 | 46226.56 | 13744.83 | 24716.82 | 0 | 12335.9 | 0 | 0 | 462541500 | 0 | 462541500 | 4625.415 | 135524.6595 | 0 | 113.2871 | 76.7125 | 2021-06-30 18:55
PreNResSpltPkgAC-65to-PEYes | Save | Htl | 2015 | CZ13 | cDXGF | 0 | None | 1 | 139998.9 | 912092 |  | 187369.6 | 0 | 293493.5 | 46420.02 | 321529.1 | 0 | 1291.973 | 53461.11 | 12791.26 | 33203.08 | 0 | 8526.322 | 0 | 0 | 404098000 | 0 | 404098000 | 4040.98 | 118400.714 | 0 | 113.2871 | 76.7125 | 2021-06-30 18:56
PreNResSpltPkgAC-65to-PEYes | Save | Htl | 2015 | CZ14 | cDXGF | 0 | None | 1 | 139998.9 | 897081.4 |  | 187369.6 | 0 | 293493.5 | 61843.18 | 285998.2 | 0 | 1535.376 | 52609.77 | 14370.06 | 30197.29 | 0 | 14231.65 | 0 | 0 | 451649500 | 0 | 451649500 | 4516.495 | 132333.3035 | 0 | 113.2871 | 76.7125 | 2021-06-30 18:58
PreNResSpltPkgAC-65to-PEYes | Save | Htl | 2015 | CZ15 | cDXGF | 0 | None | 1 | 139998.9 | 1078551 |  | 187369.6 | 0 | 293493.5 | 8710.094 | 523402.5 | 0 | 443.4729 | 65069.86 | 4824.724 | 51082.39 | 0 | 62.1562 | 0 | 0 | 112247900 | 0 | 112247900 | 1122.479 | 32888.6347 | 0 | 113.2871 | 76.7125 | 2021-06-30 18:59
PreNResSpltPkgAC-65to-PEYes | Save | Htl | 2015 | CZ16 | cDXGF | 0 | None | 1 | 139998.9 | 906462.5 |  | 187369.6 | 0 | 293493.5 | 160943.2 | 135726.5 | 0 | 2366.034 | 47605.5 | 25117.4 | 15461.3 | 0 | 78957.97 | 0 | 0 | 1130717000 | 0 | 1130717000 | 11307.17 | 331300.081 | 0 | 113.2871 | 76.7125 | 2021-06-30 19:00
PreNResSpltPkgAC-65to-PEYes | Save | Htl | 2017 | CZ01 | cDXGF | 0 | None | 1 | 139998.9 | 664704.8 |  | 179282 | 0 | 293493.5 | 89682.66 | 51155.69 | 0 | 1899.729 | 35306.76 | 23970.11 | 3728.146 | 0 | 13883.91 | 0 | 0 | 1127872000 | 0 | 1127872000 | 11278.72 | 330466.496 | 0 | 112.1181 | 76.7125 | 2021-06-30 19:01
PreNResSpltPkgAC-65to-PEYes | Save | Htl | 2017 | CZ02 | cDXGF | 0 | None | 1 | 139998.9 | 749076.3 |  | 179282 | 0 | 293493.5 | 64348.91 | 156598.3 | 0 | 1202.026 | 37524.73 | 14886.87 | 16637.47 | 0 | 16626.46 | 0 | 0 | 593678200 | 0 | 593678200 | 5936.782 | 173947.7126 | 0 | 112.1181 | 76.7125 | 2021-06-30 19:02
PreNResSpltPkgAC-65to-PEYes | Save | Htl | 2017 | CZ03 | cDXGF | 0 | None | 1 | 139998.9 | 670581.9 |  | 179282 | 0 | 293493.5 | 37038.79 | 118953.8 | 0 | 798.9733 | 38252.19 | 15627.48 | 12210.29 | 0 | 2762.169 | 0 | 0 | 594592200 | 0 | 594592200 | 5945.922 | 174215.5146 | 0 | 112.1181 | 76.7125 | 2021-06-30 19:04
PreNResSpltPkgAC-65to-PEYes | Save | Htl | 2017 | CZ04 | cDXGF | 0 | None | 1 | 139998.9 | 747576.5 |  | 179282 | 0 | 293493.5 | 35817.5 | 195804.1 | 0 | 682.5159 | 38073.79 | 10051.42 | 21216.19 | 0 | 4422.88 | 0 | 0 | 378615100 | 0 | 378615100 | 3786.151 | 110934.2243 | 0 | 112.1181 | 76.7125 | 2021-06-30 19:05
PreNResSpltPkgAC-65to-PEYes | Save | Htl | 2017 | CZ05 | cDXGF | 0 | None | 1 | 139998.9 | 689445.8 |  | 179282 | 0 | 293493.5 | 38326.34 | 128832 | 0 | 912.653 | 43164.8 | 17598.13 | 14884.83 | 0 | 5434.149 | 0 | 0 | 556572400 | 0 | 556572400 | 5565.724 | 163075.7132 | 0 | 112.1181 | 76.7125 | 2021-06-30 19:06
PreNResSpltPkgAC-65to-PEYes | Save | Htl | 2017 | CZ06 | cDXGF | 0 | None | 1 | 139998.9 | 752028.1 |  | 179282 | 0 | 293493.5 | 13287.65 | 219865.8 | 0 | 314.4582 | 45684.08 | 9146.486 | 26249.05 | 0 | 100.2915 | 0 | 0 | 246563300 | 0 | 246563300 | 2465.633 | 72243.0469 | 0 | 112.1181 | 76.7125 | 2021-06-30 19:07
PreNResSpltPkgAC-65to-PEYes | Save | Htl | 2017 | CZ07 | cDXGF | 0 | None | 1 | 139998.9 | 724977.7 |  | 179282 | 0 | 293493.5 | 9098.074 | 197657.1 | 0 | 154.04 | 45292.54 | 8905.792 | 24677.27 | 0 | 0 | 0 | 0 | 194910700 | 0 | 194910700 | 1949.107 | 57108.8351 | 0 | 112.1181 | 76.7125 | 2021-06-30 19:08
PreNResSpltPkgAC-65to-PEYes | Save | Htl | 2017 | CZ08 | cDXGF | 0 | None | 1 | 139998.9 | 794932.6 |  | 179282 | 0 | 293493.5 | 13815.76 | 266673.2 | 0 | 292.8817 | 40974.59 | 5314.721 | 28726.96 | 0 | 400.2764 | 0 | 0 | 158818300 | 0 | 158818300 | 1588.183 | 46533.7619 | 0 | 112.1181 | 76.7125 | 2021-06-30 19:10
PreNResSpltPkgAC-65to-PEYes | Save | Htl | 2017 | CZ09 | cDXGF | 0 | None | 1 | 139998.9 | 803650.8 |  | 179282 | 0 | 293493.5 | 17563.72 | 262988.2 | 0 | 557.1536 | 49076.29 | 9113.561 | 29521.06 | 0 | 689.6794 | 0 | 0 | 234404000 | 0 | 234404000 | 2344.04 | 68680.372 | 0 | 112.1181 | 76.7125 | 2021-06-30 19:11
PreNResSpltPkgAC-65to-PEYes | Save | Htl | 2017 | CZ10 | cDXGF | 0 | None | 1 | 139998.9 | 838705.1 |  | 179282 | 0 | 293493.5 | 26591.12 | 285357.5 | 0 | 736.7361 | 47493.06 | 9014.044 | 30316.22 | 0 | 5750.54 | 0 | 0 | 275309300 | 0 | 275309300 | 2753.093 | 80665.6249 | 0 | 112.1181 | 76.7125 | 2021-06-30 19:12
PreNResSpltPkgAC-65to-PEYes | Save | Htl | 2017 | CZ11 | cDXGF | 0 | None | 1 | 139998.9 | 881097.5 |  | 179282 | 0 | 293493.5 | 60761.08 | 283607.2 | 0 | 1435.29 | 51235.8 | 15046.95 | 28888.4 | 0 | 11282.46 | 0 | 0 | 488321100 | 0 | 488321100 | 4883.211 | 143078.0823 | 0 | 112.1181 | 76.7125 | 2021-06-30 19:13
PreNResSpltPkgAC-65to-PEYes | Save | Htl | 2017 | CZ12 | cDXGF | 0 | None | 1 | 139998.9 | 816989.6 |  | 179282 | 0 | 293493.5 | 55026.92 | 229888.4 | 0 | 1199.524 | 45909.32 | 13839.44 | 24433.31 | 0 | 12189.87 | 0 | 0 | 476829300 | 0 | 476829300 | 4768.293 | 139710.9849 | 0 | 112.1181 | 76.7125 | 2021-06-30 19:15
PreNResSpltPkgAC-65to-PEYes | Save | Htl | 2017 | CZ13 | cDXGF | 0 | None | 1 | 139998.9 | 901452.3 |  | 179282 | 0 | 293493.5 | 46043.28 | 319793.5 | 0 | 1283.707 | 53137.38 | 12860.34 | 32909.72 | 0 | 8418.427 | 0 | 0 | 414145600 | 0 | 414145600 | 4141.456 | 121344.6608 | 0 | 112.1181 | 76.7125 | 2021-06-30 19:16
PreNResSpltPkgAC-65to-PEYes | Save | Htl | 2017 | CZ14 | cDXGF | 0 | None | 1 | 139998.9 | 886566.1 |  | 179282 | 0 | 293493.5 | 61353.13 | 284708.4 | 0 | 1522.882 | 52195.23 | 14428.21 | 29917.1 | 0 | 14010.59 | 0 | 0 | 462896400 | 0 | 462896400 | 4628.964 | 135628.6452 | 0 | 112.1181 | 76.7125 | 2021-06-30 19:17
PreNResSpltPkgAC-65to-PEYes | Save | Htl | 2017 | CZ15 | cDXGF | 0 | None | 1 | 139998.9 | 1067278 |  | 179282 | 0 | 293493.5 | 8663.51 | 520540.6 | 0 | 442.1196 | 64794.5 | 4950.851 | 50777.67 | 0 | 61.5473 | 0 | 0 | 115963700 | 0 | 115963700 | 1159.637 | 33977.3641 | 0 | 112.1181 | 76.7125 | 2021-06-30 19:18
PreNResSpltPkgAC-65to-PEYes | Save | Htl | 2017 | CZ16 | cDXGF | 0 | None | 1 | 139998.9 | 894958.5 |  | 179282 | 0 | 293493.5 | 159709.4 | 135171.9 | 0 | 2352.794 | 47323.63 | 25057.7 | 15289.7 | 0 | 77625.02 | 0 | 0 | 1148132000 | 0 | 1148132000 | 11481.32 | 336402.676 | 0 | 112.1181 | 76.7125 | 2021-06-30 19:19
PreNResSpltPkgAC-65to-PEYes | Save | Htl | 2020 | CZ01 | cDXGF | 0 | None | 1 | 139998.9 | 647057.4 |  | 162049.9 | 0 | 293493.5 | 90039.01 | 50725.13 | 0 | 1867.228 | 34966.41 | 24201.98 | 3596.346 | 0 | 13915.62 | 0 | 0 | 1188050000 | 0 | 1188050000 | 11880.5 | 348098.65 | 0 | 108.0721 | 76.7125 | 2021-06-30 19:21
PreNResSpltPkgAC-65to-PEYes | Save | Htl | 2020 | CZ02 | cDXGF | 0 | None | 1 | 139998.9 | 729985.8 |  | 162049.9 | 0 | 293493.5 | 64689.78 | 154879.3 | 0 | 1177.51 | 37012.42 | 15096.26 | 16160.73 | 0 | 16682.97 | 0 | 0 | 628135900 | 0 | 628135900 | 6281.359 | 184043.8187 | 0 | 108.0721 | 76.7125 | 2021-06-30 19:22
PreNResSpltPkgAC-65to-PEYes | Save | Htl | 2020 | CZ03 | cDXGF | 0 | None | 1 | 139998.9 | 651826 |  | 162049.9 | 0 | 293493.5 | 37241.74 | 117657.9 | 0 | 786.0858 | 37827.72 | 16010.37 | 11729.81 | 0 | 2768.615 | 0 | 0 | 631666800 | 0 | 631666800 | 6316.668 | 185078.3724 | 0 | 108.0721 | 76.7125 | 2021-06-30 19:23
PreNResSpltPkgAC-65to-PEYes | Save | Htl | 2020 | CZ04 | cDXGF | 0 | None | 1 | 139998.9 | 727897 |  | 162049.9 | 0 | 293493.5 | 36060.77 | 193690.1 | 0 | 668.7385 | 37494.26 | 10325.5 | 20558.88 | 0 | 4439.268 | 0 | 0 | 405070400 | 0 | 405070400 | 4050.704 | 118685.6272 | 0 | 108.0721 | 76.7125 | 2021-06-30 19:24
PreNResSpltPkgAC-65to-PEYes | Save | Htl | 2020 | CZ05 | cDXGF | 0 | None | 1 | 139998.9 | 670498.1 |  | 162049.9 | 0 | 293493.5 | 38544.41 | 127327.5 | 0 | 897.6903 | 42731.51 | 17975.8 | 14357.79 | 0 | 5453.06 | 0 | 0 | 590757700 | 0 | 590757700 | 5907.577 | 173092.0061 | 0 | 108.0721 | 76.7125 | 2021-06-30 19:26
PreNResSpltPkgAC-65to-PEYes | Save | Htl | 2020 | CZ06 | cDXGF | 0 | None | 1 | 139998.9 | 731799.4 |  | 162049.9 | 0 | 293493.5 | 13400.38 | 217227.2 | 0 | 309.4555 | 45217.6 | 9531.762 | 25513.23 | 0 | 100.8844 | 0 | 0 | 263955300 | 0 | 263955300 | 2639.553 | 77338.9029 | 0 | 108.0721 | 76.7125 | 2021-06-30 19:27
PreNResSpltPkgAC-65to-PEYes | Save | Htl | 2020 | CZ07 | cDXGF | 0 | None | 1 | 139998.9 | 705206 |  | 162049.9 | 0 | 293493.5 | 9189.799 | 195223.2 | 0 | 151.5741 | 45097.73 | 9487.53 | 24044.13 | 0 | 0 | 0 | 0 | 211188600 | 0 | 211188600 | 2111.886 | 61878.2598 | 0 | 108.0721 | 76.7125 | 2021-06-30 19:28
PreNResSpltPkgAC-65to-PEYes | Save | Htl | 2020 | CZ08 | cDXGF | 0 | None | 1 | 139998.9 | 774319.7 |  | 162049.9 | 0 | 293493.5 | 13940.56 | 263832.6 | 0 | 286.5538 | 40312.94 | 5513.929 | 28025.09 | 0 | 403.0856 | 0 | 0 | 172359800 | 0 | 172359800 | 1723.598 | 50501.4214 | 0 | 108.0721 | 76.7125 | 2021-06-30 19:29
PreNResSpltPkgAC-65to-PEYes | Save | Htl | 2020 | CZ09 | cDXGF | 0 | None | 1 | 139998.9 | 783598.8 |  | 162049.9 | 0 | 293493.5 | 17687.36 | 260633.7 | 0 | 548.2963 | 48493.14 | 9391.013 | 28922.33 | 0 | 692.3231 | 0 | 0 | 248863200 | 0 | 248863200 | 2488.632 | 72916.9176 | 0 | 108.0721 | 76.7125 | 2021-06-30 19:30
PreNResSpltPkgAC-65to-PEYes | Save | Htl | 2020 | CZ10 | cDXGF | 0 | None | 1 | 139998.9 | 818514.6 |  | 162049.9 | 0 | 293493.5 | 26737.34 | 282836.3 | 0 | 724.2145 | 46903.24 | 9236.218 | 29727.09 | 0 | 5769.141 | 0 | 0 | 291196900 | 0 | 291196900 | 2911.969 | 85320.6917 | 0 | 108.0721 | 76.7125 | 2021-06-30 19:32
PreNResSpltPkgAC-65to-PEYes | Save | Htl | 2020 | CZ11 | cDXGF | 0 | None | 1 | 139998.9 | 861320.1 |  | 162049.9 | 0 | 293493.5 | 60980.72 | 281431.2 | 0 | 1411.384 | 50644.23 | 15238.08 | 28368.15 | 0 | 11308.56 | 0 | 0 | 510864400 | 0 | 510864400 | 5108.644 | 149683.2692 | 0 | 108.0721 | 76.7125 | 2021-06-30 19:33
PreNResSpltPkgAC-65to-PEYes | Save | Htl | 2020 | CZ12 | cDXGF | 0 | None | 1 | 139998.9 | 797400.4 |  | 162049.9 | 0 | 293493.5 | 55233.63 | 227901.1 | 0 | 1178.705 | 45323.32 | 14075.51 | 23873.7 | 0 | 12219.66 | 0 | 0 | 500321400 | 0 | 500321400 | 5003.214 | 146594.1702 | 0 | 108.0721 | 76.7125 | 2021-06-30 19:34
PreNResSpltPkgAC-65to-PEYes | Save | Htl | 2020 | CZ13 | cDXGF | 0 | None | 1 | 139998.9 | 881381.4 |  | 162049.9 | 0 | 293493.5 | 46216.99 | 317398.8 | 0 | 1263.149 | 52521.36 | 13046.25 | 32346.29 | 0 | 8437.413 | 0 | 0 | 433593100 | 0 | 433593100 | 4335.931 | 127042.7783 | 0 | 108.0721 | 76.7125 | 2021-06-30 19:35
PreNResSpltPkgAC-65to-PEYes | Save | Htl | 2020 | CZ14 | cDXGF | 0 | None | 1 | 139998.9 | 866757.6 |  | 162049.9 | 0 | 293493.5 | 61571.49 | 282515 | 0 | 1496.901 | 51577.48 | 14622.88 | 29370.12 | 0 | 14052.88 | 0 | 0 | 483434700 | 0 | 483434700 | 4834.347 | 141646.3671 | 0 | 108.0721 | 76.7125 | 2021-06-30 19:36
PreNResSpltPkgAC-65to-PEYes | Save | Htl | 2020 | CZ15 | cDXGF | 0 | None | 1 | 139998.9 | 1046175 |  | 162049.9 | 0 | 293493.5 | 8731.463 | 517167.5 | 0 | 436.8397 | 64233.53 | 5165.178 | 50195.68 | 0 | 61.763 | 0 | 0 | 123465900 | 0 | 123465900 | 1234.659 | 36175.5087 | 0 | 108.0721 | 76.7125 | 2021-06-30 19:38
PreNResSpltPkgAC-65to-PEYes | Save | Htl | 2020 | CZ16 | cDXGF | 0 | None | 1 | 139998.9 | 876441.4 |  | 162049.9 | 0 | 293493.5 | 159986.1 | 134029.4 | 0 | 2311.802 | 46839.16 | 25183.81 | 14880.33 | 0 | 77731.19 | 0 | 0 | 1189026000 | 0 | 1189026000 | 11890.26 | 348384.618 | 0 | 108.0721 | 76.7125 | 2021-06-30 19:39
PreNResSpltPkgAC-65to-PEYes | Save | MBT | 1975 | CZ01 | cDXGF | 0 | None | 1 | 199999.2 | 1615972 |  | 527514.8 | 0 | 843741.4 | 0 | 14583.05 | 0 | 44973.41 | 185161.6 | 70340.08 | 15373.58 | 0 | 0 | 0 | 0 | 1958353000 | 0 | 1958353000 | 19583.53 | 573797.429 | 0 | 221.3183 | 257.8152 | 2021-06-30 19:40
PreNResSpltPkgAC-65to-PEYes | Save | MBT | 1975 | CZ02 | cDXGF | 0 | None | 1 | 199999.2 | 1765942 |  | 527514.8 | 0 | 843741.4 | 0 | 170441.3 | 0 | 33320.57 | 190925.7 | 40355.09 | 79260.03 | 0 | 0 | 0 | 0 | 1106009000 | 0 | 1106009000 | 11060.09 | 324060.637 | 0 | 221.3183 | 257.8152 | 2021-06-30 19:41
PreNResSpltPkgAC-65to-PEYes | Save | MBT | 1975 | CZ03 | cDXGF | 0 | None | 1 | 199999.2 | 1680579 |  | 527514.8 | 0 | 843741.4 | 0 | 95632.38 | 0 | 18906.64 | 194786.4 | 39583.9 | 62668.94 | 0 | 0 | 0 | 0 | 883074100 | 0 | 883074100 | 8830.741 | 258740.7113 | 0 | 221.3183 | 257.8152 | 2021-06-30 19:41
PreNResSpltPkgAC-65to-PEYes | Save | MBT | 1975 | CZ04 | cDXGF | 0 | None | 1 | 199999.2 | 1794172 |  | 527514.8 | 0 | 843741.4 | 0 | 213052.1 | 0 | 18711 | 191153.9 | 29407.73 | 95906.56 | 0 | 0 | 0 | 0 | 705116200 | 0 | 705116200 | 7051.162 | 206599.0466 | 0 | 221.3183 | 257.8152 | 2021-06-30 19:42
PreNResSpltPkgAC-65to-PEYes | Save | MBT | 1975 | CZ05 | cDXGF | 0 | None | 1 | 199999.2 | 1714883 |  | 527514.8 | 0 | 843741.4 | 0 | 127247.4 | 0 | 21758.61 | 194622.4 | 34511.95 | 76300.05 | 0 | 0 | 0 | 0 | 776169400 | 0 | 776169400 | 7761.694 | 227417.6342 | 0 | 221.3183 | 257.8152 | 2021-06-30 19:43
PreNResSpltPkgAC-65to-PEYes | Save | MBT | 1975 | CZ06 | cDXGF | 0 | None | 1 | 199999.2 | 1853335 |  | 527514.8 | 0 | 843741.4 | 0 | 267868.8 | 0 | 7492.462 | 206719.1 | 17169.8 | 127499.8 | 0 | 0 | 0 | 0 | 315313100 | 0 | 315313100 | 3153.131 | 92386.7383 | 0 | 221.3183 | 257.8152 | 2021-06-30 19:44
PreNResSpltPkgAC-65to-PEYes | Save | MBT | 1975 | CZ07 | cDXGF | 0 | None | 1 | 199999.2 | 1797804 |  | 527514.8 | 0 | 843741.4 | 0 | 219594.3 | 0 | 3653.438 | 203301.7 | 15143.46 | 117565.9 | 0 | 0 | 0 | 0 | 247354700 | 0 | 247354700 | 2473.547 | 72474.9271 | 0 | 221.3183 | 257.8152 | 2021-06-30 19:45
PreNResSpltPkgAC-65to-PEYes | Save | MBT | 1975 | CZ08 | cDXGF | 0 | None | 1 | 199999.2 | 1915960 |  | 527514.8 | 0 | 843741.4 | 0 | 330493.7 | 0 | 8014.896 | 206196.9 | 14628.51 | 136987.6 | 0 | 0 | 0 | 0 | 265195200 | 0 | 265195200 | 2651.952 | 77702.1936 | 0 | 221.3183 | 257.8152 | 2021-06-30 19:46
PreNResSpltPkgAC-65to-PEYes | Save | MBT | 1975 | CZ09 | cDXGF | 0 | None | 1 | 199999.2 | 1944118 |  | 527514.8 | 0 | 843741.4 | 0 | 311089.7 | 0 | 13901.94 | 247871.1 | 22816.13 | 145376.2 | 0 | 0 | 0 | 0 | 389438100 | 0 | 389438100 | 3894.381 | 114105.3633 | 0 | 221.3183 | 257.8152 | 2021-06-30 19:46
PreNResSpltPkgAC-65to-PEYes | Save | MBT | 1975 | CZ10 | cDXGF | 0 | None | 1 | 199999.2 | 1977828 |  | 527514.8 | 0 | 843741.4 | 0 | 353920.6 | 0 | 19153.96 | 233499.2 | 23535.01 | 144002.5 | 0 | 0 | 0 | 0 | 466123000 | 0 | 466123000 | 4661.23 | 136574.039 | 0 | 221.3183 | 257.8152 | 2021-06-30 19:47
PreNResSpltPkgAC-65to-PEYes | Save | MBT | 1975 | CZ11 | cDXGF | 0 | None | 1 | 199999.2 | 2004586 |  | 527514.8 | 0 | 843741.4 | 0 | 339117 | 0 | 38347.94 | 255864.8 | 48838.58 | 129481.8 | 0 | 0 | 0 | 0 | 1119705000 | 0 | 1119705000 | 11197.05 | 328073.565 | 0 | 221.3183 | 257.8152 | 2021-06-30 19:48
PreNResSpltPkgAC-65to-PEYes | Save | MBT | 1975 | CZ12 | cDXGF | 0 | None | 1 | 199999.2 | 1893423 |  | 527514.8 | 0 | 843741.4 | 0 | 259881.1 | 0 | 32266.07 | 230020.9 | 42077.69 | 111424.9 | 0 | 0 | 0 | 0 | 1017638000 | 0 | 1017638000 | 10176.38 | 298167.934 | 0 | 221.3183 | 257.8152 | 2021-06-30 19:49
PreNResSpltPkgAC-65to-PEYes | Save | MBT | 1975 | CZ13 | cDXGF | 0 | None | 1 | 199999.2 | 2043145 |  | 527514.8 | 0 | 843741.4 | 0 | 378606.1 | 0 | 33700.28 | 259582.9 | 41214.4 | 142714.6 | 0 | 0 | 0 | 0 | 925096400 | 0 | 925096400 | 9250.964 | 271053.2452 | 0 | 221.3183 | 257.8152 | 2021-06-30 19:50
PreNResSpltPkgAC-65to-PEYes | Save | MBT | 1975 | CZ14 | cDXGF | 0 | None | 1 | 199999.2 | 2015408 |  | 527514.8 | 0 | 843741.4 | 0 | 345360.2 | 0 | 40225.8 | 258566.4 | 44499.25 | 137859.6 | 0 | 0 | 0 | 0 | 1051089000 | 0 | 1051089000 | 10510.89 | 307969.077 | 0 | 221.3183 | 257.8152 | 2021-06-30 19:50
PreNResSpltPkgAC-65to-PEYes | Save | MBT | 1975 | CZ15 | cDXGF | 0 | None | 1 | 199999.2 | 2417794 |  | 527514.8 | 0 | 843741.4 | 0 | 705845.7 | 0 | 10769.61 | 329922.9 | 13750.98 | 250154.6 | 0 | 0 | 0 | 0 | 175831700 | 0 | 175831700 | 1758.317 | 51518.6881 | 0 | 221.3183 | 257.8152 | 2021-06-30 19:51
PreNResSpltPkgAC-65to-PEYes | Save | MBT | 1975 | CZ16 | cDXGF | 0 | None | 1 | 199999.2 | 1743341 |  | 527514.8 | 0 | 843741.4 | 0 | 109136 | 0 | 57098.18 | 205851.4 | 73822.73 | 61859.42 | 0 | 0 | 0 | 0 | 2702690000 | 0 | 2702690000 | 27026.9 | 791888.17 | 0 | 221.3183 | 257.8152 | 2021-06-30 19:52
PreNResSpltPkgAC-65to-PEYes | Save | MBT | 1985 | CZ01 | cDXGF | 0 | None | 1 | 199999.2 | 1575476 |  | 527514.8 | 0 | 808183.8 | 0 | 14330.23 | 0 | 44094.94 | 181350.8 | 68129.16 | 15099.46 | 0 | 0 | 0 | 0 | 1861865000 | 0 | 1861865000 | 18618.65 | 545526.445 | 0 | 221.3183 | 247.0901 | 2021-06-30 19:53
PreNResSpltPkgAC-65to-PEYes | Save | MBT | 1985 | CZ02 | cDXGF | 0 | None | 1 | 199999.2 | 1721656 |  | 527514.8 | 0 | 808183.8 | 0 | 166910.4 | 0 | 32571.84 | 186472.9 | 38575.35 | 77624.09 | 0 | 0 | 0 | 0 | 1041965000 | 0 | 1041965000 | 10419.65 | 305295.745 | 0 | 221.3183 | 247.0901 | 2021-06-30 19:54
PreNResSpltPkgAC-65to-PEYes | Save | MBT | 1985 | CZ03 | cDXGF | 0 | None | 1 | 199999.2 | 1638833 |  | 527514.8 | 0 | 808183.8 | 0 | 94000.49 | 0 | 18512.56 | 190620.2 | 37895.16 | 61581.27 | 0 | 0 | 0 | 0 | 831818700 | 0 | 831818700 | 8318.187 | 243722.8791 | 0 | 221.3183 | 247.0901 | 2021-06-30 19:54
PreNResSpltPkgAC-65to-PEYes | Save | MBT | 1985 | CZ04 | cDXGF | 0 | None | 1 | 199999.2 | 1749058 |  | 527514.8 | 0 | 808183.8 | 0 | 208618.7 | 0 | 18266.1 | 186472.5 | 27950.28 | 93968.96 | 0 | 0 | 0 | 0 | 661390100 | 0 | 661390100 | 6613.901 | 193787.2993 | 0 | 221.3183 | 247.0901 | 2021-06-30 19:55
PreNResSpltPkgAC-65to-PEYes | Save | MBT | 1985 | CZ05 | cDXGF | 0 | None | 1 | 199999.2 | 1672486 |  | 527514.8 | 0 | 808183.8 | 0 | 124998.3 | 0 | 21308.07 | 190478.1 | 32925.65 | 74943.46 | 0 | 0 | 0 | 0 | 728234900 | 0 | 728234900 | 7282.349 | 213372.8257 | 0 | 221.3183 | 247.0901 | 2021-06-30 19:56
PreNResSpltPkgAC-65to-PEYes | Save | MBT | 1985 | CZ06 | cDXGF | 0 | None | 1 | 199999.2 | 1808387 |  | 527514.8 | 0 | 808183.8 | 0 | 263099.1 | 0 | 7332.915 | 202255.4 | 16245.62 | 124879.7 | 0 | 0 | 0 | 0 | 294100900 | 0 | 294100900 | 2941.009 | 86171.5637 | 0 | 221.3183 | 247.0901 | 2021-06-30 19:57
PreNResSpltPkgAC-65to-PEYes | Save | MBT | 1985 | CZ07 | cDXGF | 0 | None | 1 | 199999.2 | 1753775 |  | 527514.8 | 0 | 808183.8 | 0 | 215389.5 | 0 | 3579.387 | 199104.3 | 14310.33 | 115383 | 0 | 0 | 0 | 0 | 230641700 | 0 | 230641700 | 2306.417 | 67578.0181 | 0 | 221.3183 | 247.0901 | 2021-06-30 19:58
PreNResSpltPkgAC-65to-PEYes | Save | MBT | 1985 | CZ08 | cDXGF | 0 | None | 1 | 199999.2 | 1868455 |  | 527514.8 | 0 | 808183.8 | 0 | 323364.3 | 0 | 7836.575 | 201553.1 | 13854.48 | 134177.2 | 0 | 0 | 0 | 0 | 246520700 | 0 | 246520700 | 2465.207 | 72230.5651 | 0 | 221.3183 | 247.0901 | 2021-06-30 19:59
PreNResSpltPkgAC-65to-PEYes | Save | MBT | 1985 | CZ09 | cDXGF | 0 | None | 1 | 199999.2 | 1895773 |  | 527514.8 | 0 | 808183.8 | 0 | 304227.2 | 0 | 13593.5 | 242251.5 | 21560.91 | 142316 | 0 | 0 | 0 | 0 | 363201700 | 0 | 363201700 | 3632.017 | 106418.0981 | 0 | 221.3183 | 247.0901 | 2021-06-30 19:59
PreNResSpltPkgAC-65to-PEYes | Save | MBT | 1985 | CZ10 | cDXGF | 0 | None | 1 | 199999.2 | 1928666 |  | 527514.8 | 0 | 808183.8 | 0 | 346174.8 | 0 | 18719.27 | 228070.4 | 22315.52 | 140964.4 | 0 | 0 | 0 | 0 | 435357300 | 0 | 435357300 | 4353.573 | 127559.6889 | 0 | 221.3183 | 247.0901 | 2021-06-30 20:00
PreNResSpltPkgAC-65to-PEYes | Save | MBT | 1985 | CZ11 | cDXGF | 0 | None | 1 | 199999.2 | 1954020 |  | 527514.8 | 0 | 808183.8 | 0 | 331017.9 | 0 | 37472.89 | 249829.3 | 46945.76 | 126559 | 0 | 0 | 0 | 0 | 1055094000 | 0 | 1055094000 | 10550.94 | 309142.542 | 0 | 221.3183 | 247.0901 | 2021-06-30 20:01
PreNResSpltPkgAC-65to-PEYes | Save | MBT | 1985 | CZ12 | cDXGF | 0 | None | 1 | 199999.2 | 1845746 |  | 527514.8 | 0 | 808183.8 | 0 | 254117.1 | 0 | 31505.83 | 224421 | 40277.63 | 109045.3 | 0 | 0 | 0 | 0 | 961318000 | 0 | 961318000 | 9613.18 | 281666.174 | 0 | 221.3183 | 247.0901 | 2021-06-30 20:02
PreNResSpltPkgAC-65to-PEYes | Save | MBT | 1985 | CZ13 | cDXGF | 0 | None | 1 | 199999.2 | 1991580 |  | 527514.8 | 0 | 808183.8 | 0 | 369437.3 | 0 | 32933.93 | 253508.1 | 39558.99 | 139552 | 0 | 0 | 0 | 0 | 875493100 | 0 | 875493100 | 8754.931 | 256519.4783 | 0 | 221.3183 | 247.0901 | 2021-06-30 20:03
PreNResSpltPkgAC-65to-PEYes | Save | MBT | 1985 | CZ14 | cDXGF | 0 | None | 1 | 199999.2 | 1965172 |  | 527514.8 | 0 | 808183.8 | 0 | 337532.4 | 0 | 39328.68 | 252611.1 | 42679.07 | 134971.2 | 0 | 0 | 0 | 0 | 989798200 | 0 | 989798200 | 9897.982 | 290010.8726 | 0 | 221.3183 | 247.0901 | 2021-06-30 20:03
PreNResSpltPkgAC-65to-PEYes | Save | MBT | 1985 | CZ15 | cDXGF | 0 | None | 1 | 199999.2 | 2357739 |  | 527514.8 | 0 | 808183.8 | 0 | 688504.7 | 0 | 10553.8 | 322980.2 | 12999.74 | 244964.9 | 0 | 0 | 0 | 0 | 161777600 | 0 | 161777600 | 1617.776 | 47400.8368 | 0 | 221.3183 | 247.0901 | 2021-06-30 20:04
PreNResSpltPkgAC-65to-PEYes | Save | MBT | 1985 | CZ16 | cDXGF | 0 | None | 1 | 199999.2 | 1699416 |  | 527514.8 | 0 | 808183.8 | 0 | 106705.1 | 0 | 55879.66 | 201131.4 | 71929.3 | 60621.02 | 0 | 0 | 0 | 0 | 2582417000 | 0 | 2582417000 | 25824.17 | 756648.181 | 0 | 221.3183 | 247.0901 | 2021-06-30 20:05
PreNResSpltPkgAC-65to-PEYes | Save | MBT | 1996 | CZ01 | cDXGF | 0 | None | 1 | 199999.2 | 1527228 |  | 527514.8 | 0 | 772633.8 | 0 | 13572.24 | 0 | 41817.67 | 171688.8 | 65737.74 | 14301.26 | 0 | 0 | 0 | 0 | 1827706000 | 0 | 1827706000 | 18277.06 | 535517.858 | 0 | 221.3183 | 236.365 | 2021-06-30 20:06
PreNResSpltPkgAC-65to-PEYes | Save | MBT | 1996 | CZ02 | cDXGF | 0 | None | 1 | 199999.2 | 1673445 |  | 527514.8 | 0 | 772633.8 | 0 | 160040 | 0 | 31756.93 | 181501 | 38810.58 | 74908.52 | 0 | 0 | 0 | 0 | 1061559000 | 0 | 1061559000 | 10615.59 | 311036.787 | 0 | 221.3183 | 236.365 | 2021-06-30 20:07
PreNResSpltPkgAC-65to-PEYes | Save | MBT | 1996 | CZ03 | cDXGF | 0 | None | 1 | 199999.2 | 1592707 |  | 527514.8 | 0 | 772633.8 | 0 | 89193.46 | 0 | 18034.93 | 185329.8 | 39239.6 | 58702.09 | 0 | 0 | 0 | 0 | 878865900 | 0 | 878865900 | 8788.659 | 257507.7087 | 0 | 221.3183 | 236.365 | 2021-06-30 20:08
PreNResSpltPkgAC-65to-PEYes | Save | MBT | 1996 | CZ04 | cDXGF | 0 | None | 1 | 199999.2 | 1700347 |  | 527514.8 | 0 | 772633.8 | 0 | 200213.9 | 0 | 17879.64 | 182105.2 | 28847.39 | 90815.05 | 0 | 0 | 0 | 0 | 693478900 | 0 | 693478900 | 6934.789 | 203189.3177 | 0 | 221.3183 | 236.365 | 2021-06-30 20:08
PreNResSpltPkgAC-65to-PEYes | Save | MBT | 1996 | CZ05 | cDXGF | 0 | None | 1 | 199999.2 | 1624967 |  | 527514.8 | 0 | 772633.8 | 0 | 118869.5 | 0 | 20757.52 | 185191.6 | 34234 | 71754.48 | 0 | 0 | 0 | 0 | 772989800 | 0 | 772989800 | 7729.898 | 226486.0114 | 0 | 221.3183 | 236.365 | 2021-06-30 20:09
PreNResSpltPkgAC-65to-PEYes | Save | MBT | 1996 | CZ06 | cDXGF | 0 | None | 1 | 199999.2 | 1760528 |  | 527514.8 | 0 | 772633.8 | 0 | 252182.5 | 0 | 7311.708 | 200884.9 | 19252.75 | 121516.8 | 0 | 0 | 0 | 0 | 350662700 | 0 | 350662700 | 3506.627 | 102744.1711 | 0 | 221.3183 | 236.365 | 2021-06-30 20:10
PreNResSpltPkgAC-65to-PEYes | Save | MBT | 1996 | CZ07 | cDXGF | 0 | None | 1 | 199999.2 | 1706347 |  | 527514.8 | 0 | 772633.8 | 0 | 205212.7 | 0 | 3563.235 | 197423.2 | 17058.62 | 111222.9 | 0 | 0 | 0 | 0 | 278624800 | 0 | 278624800 | 2786.248 | 81637.0664 | 0 | 221.3183 | 236.365 | 2021-06-30 20:11
PreNResSpltPkgAC-65to-PEYes | Save | MBT | 1996 | CZ08 | cDXGF | 0 | None | 1 | 199999.2 | 1825983 |  | 527514.8 | 0 | 772633.8 | 0 | 315721 | 0 | 7892.527 | 202221.2 | 16359.61 | 132075.9 | 0 | 0 | 0 | 0 | 295340900 | 0 | 295340900 | 2953.409 | 86534.8837 | 0 | 221.3183 | 236.365 | 2021-06-30 20:12
PreNResSpltPkgAC-65to-PEYes | Save | MBT | 1996 | CZ09 | cDXGF | 0 | None | 1 | 199999.2 | 1855597 |  | 527514.8 | 0 | 772633.8 | 0 | 298074.7 | 0 | 13713.07 | 243660.5 | 25703.61 | 140378.5 | 0 | 0 | 0 | 0 | 440027100 | 0 | 440027100 | 4400.271 | 128927.9403 | 0 | 221.3183 | 236.365 | 2021-06-30 20:12
PreNResSpltPkgAC-65to-PEYes | Save | MBT | 1996 | CZ10 | cDXGF | 0 | None | 1 | 199999.2 | 1889184 |  | 527514.8 | 0 | 772633.8 | 0 | 340644.3 | 0 | 18895.34 | 229497.1 | 25858.96 | 139444.3 | 0 | 0 | 0 | 0 | 515666700 | 0 | 515666700 | 5156.667 | 151090.3431 | 0 | 221.3183 | 236.365 | 2021-06-30 20:13
PreNResSpltPkgAC-65to-PEYes | Save | MBT | 1996 | CZ11 | cDXGF | 0 | None | 1 | 199999.2 | 1887778 |  | 527514.8 | 0 | 772633.8 | 0 | 313017.7 | 0 | 35925.39 | 238687.8 | 45193.34 | 120662.3 | 0 | 0 | 0 | 0 | 1019916000 | 0 | 1019916000 | 10199.16 | 298835.388 | 0 | 221.3183 | 236.365 | 2021-06-30 20:14
PreNResSpltPkgAC-65to-PEYes | Save | MBT | 1996 | CZ12 | cDXGF | 0 | None | 1 | 199999.2 | 1783712 |  | 527514.8 | 0 | 772633.8 | 0 | 239672.6 | 0 | 30110.04 | 213782.2 | 38708.38 | 103579.6 | 0 | 0 | 0 | 0 | 932918700 | 0 | 932918700 | 9329.187 | 273345.1791 | 0 | 221.3183 | 236.365 | 2021-06-30 20:15
PreNResSpltPkgAC-65to-PEYes | Save | MBT | 1996 | CZ13 | cDXGF | 0 | None | 1 | 199999.2 | 1924027 |  | 527514.8 | 0 | 772633.8 | 0 | 350063.2 | 0 | 31581.14 | 242234.9 | 38300.76 | 133103.7 | 0 | 0 | 0 | 0 | 852368900 | 0 | 852368900 | 8523.689 | 249744.0877 | 0 | 221.3183 | 236.365 | 2021-06-30 20:16
PreNResSpltPkgAC-65to-PEYes | Save | MBT | 1996 | CZ14 | cDXGF | 0 | None | 1 | 199999.2 | 1897331 |  | 527514.8 | 0 | 772633.8 | 0 | 318457.2 | 0 | 37667.09 | 241058.8 | 41621.11 | 128266.2 | 0 | 0 | 0 | 0 | 966267100 | 0 | 966267100 | 9662.671 | 283116.2603 | 0 | 221.3183 | 236.365 | 2021-06-30 20:17
PreNResSpltPkgAC-65to-PEYes | Save | MBT | 1996 | CZ15 | cDXGF | 0 | None | 1 | 199999.2 | 2275911 |  | 527514.8 | 0 | 772633.8 | 0 | 655136.8 | 0 | 10187.69 | 310438.2 | 12686.49 | 235228.5 | 0 | 0 | 0 | 0 | 157532500 | 0 | 157532500 | 1575.325 | 46157.0225 | 0 | 221.3183 | 236.365 | 2021-06-30 20:17
PreNResSpltPkgAC-65to-PEYes | Save | MBT | 1996 | CZ16 | cDXGF | 0 | None | 1 | 199999.2 | 1642596 |  | 527514.8 | 0 | 772633.8 | 0 | 99919.99 | 0 | 52909.18 | 189619.8 | 69100.5 | 57046.67 | 0 | 0 | 0 | 0 | 2507844000 | 0 | 2507844000 | 25078.44 | 734798.292 | 0 | 221.3183 | 236.365 | 2021-06-30 20:18
PreNResSpltPkgAC-65to-PEYes | Save | MBT | 2003 | CZ01 | cDXGF | 0 | None | 1 | 199999.2 | 1479996 |  | 527514.8 | 0 | 737073.3 | 0 | 12781.8 | 0 | 39722.63 | 162898.4 | 64743.74 | 13464.61 | 0 | 0 | 0 | 0 | 1872963000 | 0 | 1872963000 | 18729.63 | 548778.159 | 0 | 221.3183 | 225.6398 | 2021-06-30 20:19
PreNResSpltPkgAC-65to-PEYes | Save | MBT | 2003 | CZ02 | cDXGF | 0 | None | 1 | 199999.2 | 1610957 |  | 527514.8 | 0 | 737073.3 | 0 | 147671 | 0 | 29659.2 | 169033.3 | 36662.08 | 69650.76 | 0 | 0 | 0 | 0 | 1028281000 | 0 | 1028281000 | 10282.81 | 301286.333 | 0 | 221.3183 | 225.6398 | 2021-06-30 20:20
PreNResSpltPkgAC-65to-PEYes | Save | MBT | 2003 | CZ03 | cDXGF | 0 | None | 1 | 199999.2 | 1549577 |  | 527514.8 | 0 | 737073.3 | 0 | 86714.38 | 0 | 17598.14 | 180671.3 | 38323.44 | 57143.51 | 0 | 0 | 0 | 0 | 847450000 | 0 | 847450000 | 8474.5 | 248302.85 | 0 | 221.3183 | 225.6398 | 2021-06-30 20:21
PreNResSpltPkgAC-65to-PEYes | Save | MBT | 2003 | CZ04 | cDXGF | 0 | None | 1 | 199999.2 | 1653732 |  | 527514.8 | 0 | 737073.3 | 0 | 194355.5 | 0 | 17431.66 | 177350.4 | 27908.91 | 88516.08 | 0 | 0 | 0 | 0 | 665139200 | 0 | 665139200 | 6651.392 | 194885.7856 | 0 | 221.3183 | 225.6398 | 2021-06-30 20:21
PreNResSpltPkgAC-65to-PEYes | Save | MBT | 2003 | CZ05 | cDXGF | 0 | None | 1 | 199999.2 | 1580827 |  | 527514.8 | 0 | 737073.3 | 0 | 115413.7 | 0 | 20258.21 | 180560.7 | 33557.65 | 69885.32 | 0 | 0 | 0 | 0 | 746417000 | 0 | 746417000 | 7464.17 | 218700.181 | 0 | 221.3183 | 225.6398 | 2021-06-30 20:22
PreNResSpltPkgAC-65to-PEYes | Save | MBT | 2003 | CZ06 | cDXGF | 0 | None | 1 | 199999.2 | 1716608 |  | 527514.8 | 0 | 737073.3 | 0 | 247670.9 | 0 | 7177.891 | 197165.9 | 18729.62 | 119330.1 | 0 | 0 | 0 | 0 | 335079300 | 0 | 335079300 | 3350.793 | 98178.2349 | 0 | 221.3183 | 225.6398 | 2021-06-30 20:23
PreNResSpltPkgAC-65to-PEYes | Save | MBT | 2003 | CZ07 | cDXGF | 0 | None | 1 | 199999.2 | 1663109 |  | 527514.8 | 0 | 737073.3 | 0 | 201222.4 | 0 | 3498.833 | 193794.1 | 16550.64 | 109205.2 | 0 | 0 | 0 | 0 | 267021700 | 0 | 267021700 | 2670.217 | 78237.3581 | 0 | 221.3183 | 225.6398 | 2021-06-30 20:24
PreNResSpltPkgAC-65to-PEYes | Save | MBT | 2003 | CZ08 | cDXGF | 0 | None | 1 | 199999.2 | 1780439 |  | 527514.8 | 0 | 737073.3 | 0 | 309309.1 | 0 | 7760.107 | 198777 | 15916.48 | 129799.2 | 0 | 0 | 0 | 0 | 282504000 | 0 | 282504000 | 2825.04 | 82773.672 | 0 | 221.3183 | 225.6398 | 2021-06-30 20:25
PreNResSpltPkgAC-65to-PEYes | Save | MBT | 2003 | CZ09 | cDXGF | 0 | None | 1 | 199999.2 | 1809763 |  | 527514.8 | 0 | 737073.3 | 0 | 292146.1 | 0 | 13487.57 | 239534.9 | 25031.9 | 137931.3 | 0 | 0 | 0 | 0 | 422803700 | 0 | 422803700 | 4228.037 | 123881.4841 | 0 | 221.3183 | 225.6398 | 2021-06-30 20:26
PreNResSpltPkgAC-65to-PEYes | Save | MBT | 2003 | CZ10 | cDXGF | 0 | None | 1 | 199999.2 | 1802767 |  | 527514.8 | 0 | 737073.3 | 0 | 311768 | 0 | 17262.45 | 209141.4 | 22041.88 | 128543 | 0 | 0 | 0 | 0 | 440438800 | 0 | 440438800 | 4404.388 | 129048.5684 | 0 | 221.3183 | 225.6398 | 2021-06-30 20:26
PreNResSpltPkgAC-65to-PEYes | Save | MBT | 2003 | CZ11 | cDXGF | 0 | None | 1 | 199999.2 | 1827840 |  | 527514.8 | 0 | 737073.3 | 0 | 298661.7 | 0 | 34691.23 | 229894.1 | 44784.71 | 115635.3 | 0 | 0 | 0 | 0 | 1036088000 | 0 | 1036088000 | 10360.88 | 303573.784 | 0 | 221.3183 | 225.6398 | 2021-06-30 20:27
PreNResSpltPkgAC-65to-PEYes | Save | MBT | 2003 | CZ12 | cDXGF | 0 | None | 1 | 199999.2 | 1726328 |  | 527514.8 | 0 | 737073.3 | 0 | 227444.9 | 0 | 28985.33 | 205303.9 | 38482.43 | 98898.55 | 0 | 0 | 0 | 0 | 949346200 | 0 | 949346200 | 9493.462 | 278158.4366 | 0 | 221.3183 | 225.6398 | 2021-06-30 20:28
PreNResSpltPkgAC-65to-PEYes | Save | MBT | 2003 | CZ13 | cDXGF | 0 | None | 1 | 199999.2 | 1862634 |  | 527514.8 | 0 | 737073.3 | 0 | 334344.1 | 0 | 30486.96 | 233210.5 | 38174.89 | 127679.9 | 0 | 0 | 0 | 0 | 869153500 | 0 | 869153500 | 8691.535 | 254661.9755 | 0 | 221.3183 | 225.6398 | 2021-06-30 20:29
PreNResSpltPkgAC-65to-PEYes | Save | MBT | 2003 | CZ14 | cDXGF | 0 | None | 1 | 199999.2 | 1838494 |  | 527514.8 | 0 | 737073.3 | 0 | 304718.2 | 0 | 36452.84 | 232729.2 | 41992.86 | 123025.6 | 0 | 0 | 0 | 0 | 995753000 | 0 | 995753000 | 9957.53 | 291755.629 | 0 | 221.3183 | 225.6398 | 2021-06-30 20:30
PreNResSpltPkgAC-65to-PEYes | Save | MBT | 2003 | CZ15 | cDXGF | 0 | None | 1 | 199999.2 | 2208323 |  | 527514.8 | 0 | 737073.3 | 0 | 632170.7 | 0 | 9930.383 | 301628.1 | 13065.99 | 227994.5 | 0 | 0 | 0 | 0 | 164638500 | 0 | 164638500 | 1646.385 | 48239.0805 | 0 | 221.3183 | 225.6398 | 2021-06-30 20:31
PreNResSpltPkgAC-65to-PEYes | Save | MBT | 2003 | CZ16 | cDXGF | 0 | None | 1 | 199999.2 | 1589043 |  | 527514.8 | 0 | 737073.3 | 0 | 93993.92 | 0 | 50388.23 | 180068.4 | 67923.82 | 53874.16 | 0 | 0 | 0 | 0 | 2538436000 | 0 | 2538436000 | 25384.36 | 743761.748 | 0 | 221.3183 | 225.6398 | 2021-06-30 20:31
PreNResSpltPkgAC-65to-PEYes | Save | MBT | 2007 | CZ01 | cDXGF | 0 | None | 1 | 199999.2 | 1478471 |  | 527514.8 | 0 | 737073.3 | 0 | 13255.29 | 0 | 39329.33 | 161293.3 | 62176.95 | 13969.7 | 0 | 0 | 0 | 0 | 1791533000 | 0 | 1791533000 | 17915.33 | 524919.169 | 0 | 221.3183 | 225.6398 | 2021-06-30 20:32
PreNResSpltPkgAC-65to-PEYes | Save | MBT | 2007 | CZ02 | cDXGF | 0 | None | 1 | 199999.2 | 1607086 |  | 527514.8 | 0 | 737073.3 | 0 | 147462.4 | 0 | 29104.1 | 165925.7 | 34651.06 | 69200.82 | 0 | 0 | 0 | 0 | 978379300 | 0 | 978379300 | 9783.793 | 286665.1349 | 0 | 221.3183 | 225.6398 | 2021-06-30 20:33
PreNResSpltPkgAC-65to-PEYes | Save | MBT | 2007 | CZ03 | cDXGF | 0 | None | 1 | 199999.2 | 1548462 |  | 527514.8 | 0 | 737073.3 | 0 | 87600.02 | 0 | 17411.46 | 178857.6 | 36367.9 | 57689.41 | 0 | 0 | 0 | 0 | 803685900 | 0 | 803685900 | 8036.859 | 235479.9687 | 0 | 221.3183 | 225.6398 | 2021-06-30 20:34
PreNResSpltPkgAC-65to-PEYes | Save | MBT | 2007 | CZ04 | cDXGF | 0 | None | 1 | 199999.2 | 1650450 |  | 527514.8 | 0 | 737073.3 | 0 | 194203.1 | 0 | 17141.73 | 174511.6 | 26218.05 | 88224.56 | 0 | 0 | 0 | 0 | 627784300 | 0 | 627784300 | 6277.843 | 183940.7999 | 0 | 221.3183 | 225.6398 | 2021-06-30 20:35
PreNResSpltPkgAC-65to-PEYes | Save | MBT | 2007 | CZ05 | cDXGF | 0 | None | 1 | 199999.2 | 1579762 |  | 527514.8 | 0 | 737073.3 | 0 | 116457.1 | 0 | 20036.05 | 178674.9 | 31844.65 | 70144.48 | 0 | 0 | 0 | 0 | 708659600 | 0 | 708659600 | 7086.596 | 207637.2628 | 0 | 221.3183 | 225.6398 | 2021-06-30 20:35
PreNResSpltPkgAC-65to-PEYes | Save | MBT | 2007 | CZ06 | cDXGF | 0 | None | 1 | 199999.2 | 1716608 |  | 527514.8 | 0 | 737073.3 | 0 | 247670.9 | 0 | 7177.891 | 197165.9 | 18729.62 | 119330.1 | 0 | 0 | 0 | 0 | 335079300 | 0 | 335079300 | 3350.793 | 98178.2349 | 0 | 221.3183 | 225.6398 | 2021-06-30 20:36
PreNResSpltPkgAC-65to-PEYes | Save | MBT | 2007 | CZ07 | cDXGF | 0 | None | 1 | 199999.2 | 1663109 |  | 527514.8 | 0 | 737073.3 | 0 | 201222.4 | 0 | 3498.833 | 193794.1 | 16550.64 | 109205.2 | 0 | 0 | 0 | 0 | 267021700 | 0 | 267021700 | 2670.217 | 78237.3581 | 0 | 221.3183 | 225.6398 | 2021-06-30 20:37
PreNResSpltPkgAC-65to-PEYes | Save | MBT | 2007 | CZ08 | cDXGF | 0 | None | 1 | 199999.2 | 1780439 |  | 527514.8 | 0 | 737073.3 | 0 | 309309.1 | 0 | 7760.107 | 198777 | 15916.48 | 129799.2 | 0 | 0 | 0 | 0 | 282504000 | 0 | 282504000 | 2825.04 | 82773.672 | 0 | 221.3183 | 225.6398 | 2021-06-30 20:38
PreNResSpltPkgAC-65to-PEYes | Save | MBT | 2007 | CZ09 | cDXGF | 0 | None | 1 | 199999.2 | 1809763 |  | 527514.8 | 0 | 737073.3 | 0 | 292146.1 | 0 | 13487.57 | 239534.9 | 25031.9 | 137931.3 | 0 | 0 | 0 | 0 | 422803700 | 0 | 422803700 | 4228.037 | 123881.4841 | 0 | 221.3183 | 225.6398 | 2021-06-30 20:39
PreNResSpltPkgAC-65to-PEYes | Save | MBT | 2007 | CZ10 | cDXGF | 0 | None | 1 | 199999.2 | 1796429 |  | 527514.8 | 0 | 737073.3 | 0 | 309057.4 | 0 | 16977.52 | 205801 | 20679.58 | 127257.5 | 0 | 0 | 0 | 0 | 413570400 | 0 | 413570400 | 4135.704 | 121176.1272 | 0 | 221.3183 | 225.6398 | 2021-06-30 20:40
PreNResSpltPkgAC-65to-PEYes | Save | MBT | 2007 | CZ11 | cDXGF | 0 | None | 1 | 199999.2 | 1819372 |  | 527514.8 | 0 | 737073.3 | 0 | 294863.8 | 0 | 34072.83 | 225843.1 | 42092.36 | 114318.1 | 0 | 0 | 0 | 0 | 969965800 | 0 | 969965800 | 9699.658 | 284199.9794 | 0 | 221.3183 | 225.6398 | 2021-06-30 20:40
PreNResSpltPkgAC-65to-PEYes | Save | MBT | 2007 | CZ12 | cDXGF | 0 | None | 1 | 199999.2 | 1720278 |  | 527514.8 | 0 | 737073.3 | 0 | 225512.8 | 0 | 28465.44 | 201705.6 | 36318.88 | 98158.08 | 0 | 0 | 0 | 0 | 895084500 | 0 | 895084500 | 8950.845 | 262259.7585 | 0 | 221.3183 | 225.6398 | 2021-06-30 20:41
PreNResSpltPkgAC-65to-PEYes | Save | MBT | 2007 | CZ13 | cDXGF | 0 | None | 1 | 199999.2 | 1852986 |  | 527514.8 | 0 | 737073.3 | 0 | 329240.2 | 0 | 29957.5 | 229194.5 | 35960.3 | 126120.8 | 0 | 0 | 0 | 0 | 815033500 | 0 | 815033500 | 8150.335 | 238804.8155 | 0 | 221.3183 | 225.6398 | 2021-06-30 20:42
PreNResSpltPkgAC-65to-PEYes | Save | MBT | 2007 | CZ14 | cDXGF | 0 | None | 1 | 199999.2 | 1830045 |  | 527514.8 | 0 | 737073.3 | 0 | 300969.1 | 0 | 35811.57 | 228670.7 | 39484.75 | 121724.1 | 0 | 0 | 0 | 0 | 932011500 | 0 | 932011500 | 9320.115 | 273079.3695 | 0 | 221.3183 | 225.6398 | 2021-06-30 20:43
PreNResSpltPkgAC-65to-PEYes | Save | MBT | 2007 | CZ15 | cDXGF | 0 | None | 1 | 199999.2 | 2192291 |  | 527514.8 | 0 | 737073.3 | 0 | 621088.4 | 0 | 9771.634 | 296838.4 | 11989.25 | 225139 | 0 | 0 | 0 | 0 | 149558000 | 0 | 149558000 | 1495.58 | 43820.494 | 0 | 221.3183 | 225.6398 | 2021-06-30 20:44
PreNResSpltPkgAC-65to-PEYes | Save | MBT | 2007 | CZ16 | cDXGF | 0 | None | 1 | 199999.2 | 1586086 |  | 527514.8 | 0 | 737073.3 | 0 | 93623.83 | 0 | 49814.63 | 178054.4 | 64904.81 | 53894.08 | 0 | 0 | 0 | 0 | 2409532000 | 0 | 2409532000 | 24095.32 | 705992.876 | 0 | 221.3183 | 225.6398 | 2021-06-30 20:44
PreNResSpltPkgAC-65to-PEYes | Save | MBT | 2011 | CZ01 | cDXGF | 0 | None | 1 | 199999.2 | 1427177 |  | 508963.8 | 0 | 737073.3 | 0 | 11772.02 | 0 | 10469.17 | 158892.6 | 60155.95 | 13907.73 | 0 | 0 | 0 | 0 | 1696381000 | 0 | 1696381000 | 16963.81 | 497039.633 | 0 | 215.3257 | 225.6398 | 2021-06-30 20:45
PreNResSpltPkgAC-65to-PEYes | Save | MBT | 2011 | CZ02 | cDXGF | 0 | None | 1 | 199999.2 | 1541225 |  | 508963.8 | 0 | 737073.3 | 0 | 130836.8 | 0 | 7429.177 | 156917.9 | 28483.57 | 67752.73 | 0 | 0 | 0 | 0 | 786050900 | 0 | 786050900 | 7860.509 | 230312.9137 | 0 | 215.3257 | 225.6398 | 2021-06-30 20:46
PreNResSpltPkgAC-65to-PEYes | Save | MBT | 2011 | CZ03 | cDXGF | 0 | None | 1 | 199999.2 | 1503915 |  | 508963.8 | 0 | 737073.3 | 0 | 79921.78 | 0 | 4553.696 | 173397.5 | 30891.17 | 58645.4 | 0 | 0 | 0 | 0 | 655664600 | 0 | 655664600 | 6556.646 | 192109.7278 | 0 | 215.3257 | 225.6398 | 2021-06-30 20:47
PreNResSpltPkgAC-65to-PEYes | Save | MBT | 2011 | CZ04 | cDXGF | 0 | None | 1 | 199999.2 | 1587600 |  | 508963.8 | 0 | 737073.3 | 0 | 172338.8 | 0 | 4366.898 | 164852.5 | 20480.54 | 86522.63 | 0 | 0 | 0 | 0 | 477696200 | 0 | 477696200 | 4776.962 | 139964.9866 | 0 | 215.3257 | 225.6398 | 2021-06-30 20:48
PreNResSpltPkgAC-65to-PEYes | Save | MBT | 2011 | CZ05 | cDXGF | 0 | None | 1 | 199999.2 | 1530975 |  | 508963.8 | 0 | 737073.3 | 0 | 105293.1 | 0 | 5277.955 | 174363 | 27226.4 | 70358.6 | 0 | 0 | 0 | 0 | 577399200 | 0 | 577399200 | 5773.992 | 169177.9656 | 0 | 215.3257 | 225.6398 | 2021-06-30 20:48
PreNResSpltPkgAC-65to-PEYes | Save | MBT | 2011 | CZ06 | cDXGF | 0 | None | 1 | 199999.2 | 1661957 |  | 508963.8 | 0 | 737073.3 | 0 | 220289.8 | 0 | 1903.817 | 193721.9 | 17382.48 | 117871.9 | 0 | 0 | 0 | 0 | 305464600 | 0 | 305464600 | 3054.646 | 89501.1278 | 0 | 215.3257 | 225.6398 | 2021-06-30 20:49
PreNResSpltPkgAC-65to-PEYes | Save | MBT | 2011 | CZ07 | cDXGF | 0 | None | 1 | 199999.2 | 1615065 |  | 508963.8 | 0 | 737073.3 | 0 | 179357.2 | 0 | 919.3956 | 188747.8 | 14379.84 | 108100.9 | 0 | 0 | 0 | 0 | 227226100 | 0 | 227226100 | 2272.261 | 66577.2473 | 0 | 215.3257 | 225.6398 | 2021-06-30 20:50
PreNResSpltPkgAC-65to-PEYes | Save | MBT | 2011 | CZ08 | cDXGF | 0 | None | 1 | 199999.2 | 1709198 |  | 508963.8 | 0 | 737073.3 | 0 | 271199.7 | 0 | 1999.623 | 189956.8 | 12510.43 | 126481 | 0 | 0 | 0 | 0 | 212985800 | 0 | 212985800 | 2129.858 | 62404.8394 | 0 | 215.3257 | 225.6398 | 2021-06-30 20:51
PreNResSpltPkgAC-65to-PEYes | Save | MBT | 2011 | CZ09 | cDXGF | 0 | None | 1 | 199999.2 | 1717528 |  | 508963.8 | 0 | 737073.3 | 0 | 249569.6 | 0 | 3312.77 | 218604.1 | 15787.87 | 131046.4 | 0 | 0 | 0 | 0 | 253720900 | 0 | 253720900 | 2537.209 | 74340.2237 | 0 | 215.3257 | 225.6398 | 2021-06-30 20:52
PreNResSpltPkgAC-65to-PEYes | Save | MBT | 2011 | CZ10 | cDXGF | 0 | None | 1 | 199999.2 | 1713890 |  | 508963.8 | 0 | 737073.3 | 0 | 268726.4 | 0 | 4334.51 | 194787.2 | 16380.41 | 122881.1 | 0 | 0 | 0 | 0 | 318628400 | 0 | 318628400 | 3186.284 | 93358.1212 | 0 | 215.3257 | 225.6398 | 2021-06-30 20:52
PreNResSpltPkgAC-65to-PEYes | Save | MBT | 2011 | CZ11 | cDXGF | 0 | None | 1 | 199999.2 | 1720869 |  | 508963.8 | 0 | 737073.3 | 0 | 253101.7 | 0 | 8680.604 | 213046.3 | 34460.92 | 109816.3 | 0 | 0 | 0 | 0 | 758462800 | 0 | 758462800 | 7584.628 | 222229.6004 | 0 | 215.3257 | 225.6398 | 2021-06-30 20:53
PreNResSpltPkgAC-65to-PEYes | Save | MBT | 2011 | CZ12 | cDXGF | 0 | None | 1 | 199999.2 | 1639534 |  | 508963.8 | 0 | 737073.3 | 0 | 196210.6 | 0 | 7239.555 | 190042.8 | 29900.3 | 94679.7 | 0 | 0 | 0 | 0 | 711858300 | 0 | 711858300 | 7118.583 | 208574.4819 | 0 | 215.3257 | 225.6398 | 2021-06-30 20:54
PreNResSpltPkgAC-65to-PEYes | Save | MBT | 2011 | CZ13 | cDXGF | 0 | None | 1 | 199999.2 | 1751292 |  | 508963.8 | 0 | 737073.3 | 0 | 281380.6 | 0 | 7632.595 | 216236.1 | 29508.98 | 120670.9 | 0 | 0 | 0 | 0 | 643754100 | 0 | 643754100 | 6437.541 | 188619.9513 | 0 | 215.3257 | 225.6398 | 2021-06-30 20:55
PreNResSpltPkgAC-65to-PEYes | Save | MBT | 2011 | CZ14 | cDXGF | 0 | None | 1 | 199999.2 | 1730204 |  | 508963.8 | 0 | 737073.3 | 0 | 259136.8 | 0 | 9131.268 | 215894.5 | 32447.86 | 117156.3 | 0 | 0 | 0 | 0 | 732108800 | 0 | 732108800 | 7321.088 | 214507.8784 | 0 | 215.3257 | 225.6398 | 2021-06-30 20:56
PreNResSpltPkgAC-65to-PEYes | Save | MBT | 2011 | CZ15 | cDXGF | 0 | None | 1 | 199999.2 | 2057005 |  | 508963.8 | 0 | 737073.3 | 0 | 526605.6 | 0 | 2507.156 | 281850.5 | 9062.326 | 214931.2 | 0 | 0 | 0 | 0 | 105973800 | 0 | 105973800 | 1059.738 | 31050.3234 | 0 | 215.3257 | 225.6398 | 2021-06-30 20:57
PreNResSpltPkgAC-65to-PEYes | Save | MBT | 2011 | CZ16 | cDXGF | 0 | None | 1 | 199999.2 | 1511445 |  | 508963.8 | 0 | 737073.3 | 0 | 82387.77 | 0 | 12868.09 | 170146.6 | 56358.59 | 53128.1 | 0 | 0 | 0 | 0 | 2001821000 | 0 | 2001821000 | 20018.21 | 586533.553 | 0 | 215.3257 | 225.6398 | 2021-06-30 20:57
PreNResSpltPkgAC-65to-PEYes | Save | MBT | 2015 | CZ01 | cDXGF | 0 | None | 1 | 199999.2 | 1344728 |  | 499687.6 | 0 | 737073.3 | 0 | 27275.09 | 0 | 10204.04 | 70482.29 | 24468.19 | 18913.95 | 0 | 0 | 0 | 0 | 1327562000 | 0 | 1327562000 | 13275.62 | 388975.666 | 0 | 212.3293 | 225.6398 | 2021-06-30 20:58
PreNResSpltPkgAC-65to-PEYes | Save | MBT | 2015 | CZ02 | cDXGF | 0 | None | 1 | 199999.2 | 1454994 |  | 499687.6 | 0 | 737073.3 | 0 | 134804.4 | 0 | 7204.05 | 76220.59 | 10808.14 | 45998.93 | 0 | 0 | 0 | 0 | 553574500 | 0 | 553574500 | 5535.745 | 162197.3285 | 0 | 212.3293 | 225.6398 | 2021-06-30 20:59
PreNResSpltPkgAC-65to-PEYes | Save | MBT | 2015 | CZ03 | cDXGF | 0 | None | 1 | 199999.2 | 1406943 |  | 499687.6 | 0 | 737073.3 | 0 | 91738.06 | 0 | 4205.239 | 74234.38 | 9933.718 | 41215.22 | 0 | 0 | 0 | 0 | 524774100 | 0 | 524774100 | 5247.741 | 153758.8113 | 0 | 212.3293 | 225.6398 | 2021-06-30 21:00
PreNResSpltPkgAC-65to-PEYes | Save | MBT | 2015 | CZ04 | cDXGF | 0 | None | 1 | 199999.2 | 1487591 |  | 499687.6 | 0 | 737073.3 | 0 | 167648.7 | 0 | 4037.31 | 79139.64 | 7625.154 | 54919.43 | 0 | 0 | 0 | 0 | 339144000 | 0 | 339144000 | 3391.44 | 99369.192 | 0 | 212.3293 | 225.6398 | 2021-06-30 21:01
PreNResSpltPkgAC-65to-PEYes | Save | MBT | 2015 | CZ05 | cDXGF | 0 | None | 1 | 199999.2 | 1433361 |  | 499687.6 | 0 | 737073.3 | 0 | 111913.2 | 0 | 4868.836 | 79812.93 | 11192.2 | 45993.96 | 0 | 0 | 0 | 0 | 449991600 | 0 | 449991600 | 4499.916 | 131847.5388 | 0 | 212.3293 | 225.6398 | 2021-06-30 21:01
PreNResSpltPkgAC-65to-PEYes | Save | MBT | 2015 | CZ06 | cDXGF | 0 | None | 1 | 199999.2 | 1532176 |  | 499687.6 | 0 | 737073.3 | 0 | 208462 | 0 | 1753 | 85195.33 | 6772.566 | 60645.48 | 0 | 0 | 0 | 0 | 234546000 | 0 | 234546000 | 2345.46 | 68721.978 | 0 | 212.3293 | 225.6398 | 2021-06-30 21:02
PreNResSpltPkgAC-65to-PEYes | Save | MBT | 2015 | CZ07 | cDXGF | 0 | None | 1 | 199999.2 | 1500603 |  | 499687.6 | 0 | 737073.3 | 0 | 177745.2 | 0 | 847.2319 | 85245.74 | 6077.801 | 60715.98 | 0 | 0 | 0 | 0 | 179919000 | 0 | 179919000 | 1799.19 | 52716.267 | 0 | 212.3293 | 225.6398 | 2021-06-30 21:03
PreNResSpltPkgAC-65to-PEYes | Save | MBT | 2015 | CZ08 | cDXGF | 0 | None | 1 | 199999.2 | 1571280 |  | 499687.6 | 0 | 737073.3 | 0 | 251432.1 | 0 | 1857.708 | 81225.15 | 3733.115 | 63227.34 | 0 | 0 | 0 | 0 | 156024100 | 0 | 156024100 | 1560.241 | 45715.0613 | 0 | 212.3293 | 225.6398 | 2021-06-30 21:04
PreNResSpltPkgAC-65to-PEYes | Save | MBT | 2015 | CZ09 | cDXGF | 0 | None | 1 | 199999.2 | 1555871 |  | 499687.6 | 0 | 737073.3 | 0 | 227294 | 0 | 3096.658 | 88715.83 | 4638.698 | 63182.49 | 0 | 0 | 0 | 0 | 150678000 | 0 | 150678000 | 1506.78 | 44148.654 | 0 | 212.3293 | 225.6398 | 2021-06-30 21:05
PreNResSpltPkgAC-65to-PEYes | Save | MBT | 2015 | CZ10 | cDXGF | 0 | None | 1 | 199999.2 | 1583192 |  | 499687.6 | 0 | 737073.3 | 0 | 255923.9 | 0 | 4227.462 | 86275.09 | 4862.064 | 63926.43 | 0 | 0 | 0 | 0 | 199984500 | 0 | 199984500 | 1999.845 | 58595.4585 | 0 | 212.3293 | 225.6398 | 2021-06-30 21:06
PreNResSpltPkgAC-65to-PEYes | Save | MBT | 2015 | CZ11 | cDXGF | 0 | None | 1 | 199999.2 | 1572376 |  | 499687.6 | 0 | 737073.3 | 0 | 235471.4 | 0 | 8476.428 | 91662.9 | 10932.15 | 57055.38 | 0 | 0 | 0 | 0 | 486531700 | 0 | 486531700 | 4865.317 | 142553.7881 | 0 | 212.3293 | 225.6398 | 2021-06-30 21:06
PreNResSpltPkgAC-65to-PEYes | Save | MBT | 2015 | CZ12 | cDXGF | 0 | None | 1 | 199999.2 | 1518134 |  | 499687.6 | 0 | 737073.3 | 0 | 188786.9 | 0 | 7052.806 | 85528.81 | 9169.94 | 54536.83 | 0 | 0 | 0 | 0 | 473757800 | 0 | 473757800 | 4737.578 | 138811.0354 | 0 | 212.3293 | 225.6398 | 2021-06-30 21:07
PreNResSpltPkgAC-65to-PEYes | Save | MBT | 2015 | CZ13 | cDXGF | 0 | None | 1 | 199999.2 | 1600414 |  | 499687.6 | 0 | 737073.3 | 0 | 261266.5 | 0 | 7446.664 | 94936.04 | 9214.91 | 63062.02 | 0 | 0 | 0 | 0 | 404377000 | 0 | 404377000 | 4043.77 | 118482.461 | 0 | 212.3293 | 225.6398 | 2021-06-30 21:08
PreNResSpltPkgAC-65to-PEYes | Save | MBT | 2015 | CZ14 | cDXGF | 0 | None | 1 | 199999.2 | 1578515 |  | 499687.6 | 0 | 737073.3 | 0 | 241315.1 | 0 | 8911.794 | 91522.97 | 10256.1 | 58584.38 | 0 | 0 | 0 | 0 | 465194400 | 0 | 465194400 | 4651.944 | 136301.9592 | 0 | 212.3293 | 225.6398 | 2021-06-30 21:09
PreNResSpltPkgAC-65to-PEYes | Save | MBT | 2015 | CZ15 | cDXGF | 0 | None | 1 | 199999.2 | 1827786 |  | 499687.6 | 0 | 737073.3 | 0 | 469722.7 | 0 | 2463.966 | 118833.7 | 2720.554 | 97140.02 | 0 | 0 | 0 | 0 | 58032380 | 0 | 58032380 | 580.3238 | 17003.4873 | 0 | 212.3293 | 225.6398 | 2021-06-30 21:10
PreNResSpltPkgAC-65to-PEYes | Save | MBT | 2015 | CZ16 | cDXGF | 0 | None | 1 | 199999.2 | 1409559 |  | 499687.6 | 0 | 737073.3 | 0 | 85909.95 | 0 | 12517.69 | 74366.21 | 17841.05 | 34247.77 | 0 | 0 | 0 | 0 | 1504114000 | 0 | 1504114000 | 15041.14 | 440705.402 | 0 | 212.3293 | 225.6398 | 2021-06-30 21:10
PreNResSpltPkgAC-65to-PEYes | Save | MBT | 2017 | CZ01 | cDXGF | 0 | None | 1 | 199999.2 | 1329613 |  | 482301.6 | 0 | 737073.3 | 0 | 31130.49 | 0 | 9853.39 | 69249.65 | 21996.71 | 21553.52 | 0 | 0 | 0 | 0 | 1198090000 | 0 | 1198090000 | 11980.9 | 351040.37 | 0 | 203.84 | 225.6398 | 2021-06-30 21:11
PreNResSpltPkgAC-65to-PEYes | Save | MBT | 2017 | CZ02 | cDXGF | 0 | None | 1 | 199999.2 | 1435524 |  | 482301.6 | 0 | 737073.3 | 0 | 134412.4 | 0 | 6976.179 | 74755.63 | 10434.96 | 45936.43 | 0 | 0 | 0 | 0 | 555516900 | 0 | 555516900 | 5555.169 | 162766.4517 | 0 | 203.84 | 225.6398 | 2021-06-30 21:12
PreNResSpltPkgAC-65to-PEYes | Save | MBT | 2017 | CZ03 | cDXGF | 0 | None | 1 | 199999.2 | 1389740 |  | 482301.6 | 0 | 737073.3 | 0 | 92655.9 | 0 | 4131.396 | 73572.87 | 9840.712 | 41671.47 | 0 | 0 | 0 | 0 | 533897900 | 0 | 533897900 | 5338.979 | 156432.0847 | 0 | 203.84 | 225.6398 | 2021-06-30 21:13
PreNResSpltPkgAC-65to-PEYes | Save | MBT | 2017 | CZ04 | cDXGF | 0 | None | 1 | 199999.2 | 1468027 |  | 482301.6 | 0 | 737073.3 | 0 | 166923.5 | 0 | 3914.035 | 77809.52 | 7496.731 | 54810.76 | 0 | 0 | 0 | 0 | 342684800 | 0 | 342684800 | 3426.848 | 100406.6464 | 0 | 203.84 | 225.6398 | 2021-06-30 21:14
PreNResSpltPkgAC-65to-PEYes | Save | MBT | 2017 | CZ05 | cDXGF | 0 | None | 1 | 199999.2 | 1417078 |  | 482301.6 | 0 | 737073.3 | 0 | 114213.3 | 0 | 4718.944 | 78766.03 | 10725.32 | 46911.6 | 0 | 0 | 0 | 0 | 436357500 | 0 | 436357500 | 4363.575 | 127852.7475 | 0 | 203.84 | 225.6398 | 2021-06-30 21:14
PreNResSpltPkgAC-65to-PEYes | Save | MBT | 2017 | CZ06 | cDXGF | 0 | None | 1 | 199999.2 | 1512218 |  | 482301.6 | 0 | 737073.3 | 0 | 208418.5 | 0 | 1663.565 | 82756.14 | 5823.957 | 60693.15 | 0 | 0 | 0 | 0 | 194760600 | 0 | 194760600 | 1947.606 | 57064.8558 | 0 | 203.84 | 225.6398 | 2021-06-30 21:15
PreNResSpltPkgAC-65to-PEYes | Save | MBT | 2017 | CZ07 | cDXGF | 0 | None | 1 | 199999.2 | 1482354 |  | 482301.6 | 0 | 737073.3 | 0 | 178558.9 | 0 | 815.0208 | 83600.02 | 5557.977 | 60946.12 | 0 | 0 | 0 | 0 | 158221600 | 0 | 158221600 | 1582.216 | 46358.9288 | 0 | 203.84 | 225.6398 | 2021-06-30 21:16
PreNResSpltPkgAC-65to-PEYes | Save | MBT | 2017 | CZ08 | cDXGF | 0 | None | 1 | 199999.2 | 1547330 |  | 482301.6 | 0 | 737073.3 | 0 | 247123.2 | 0 | 1781.854 | 79044.7 | 3440.379 | 62384.99 | 0 | 0 | 0 | 0 | 149936900 | 0 | 149936900 | 1499.369 | 43931.5117 | 0 | 203.84 | 225.6398 | 2021-06-30 21:17
PreNResSpltPkgAC-65to-PEYes | Save | MBT | 2017 | CZ09 | cDXGF | 0 | None | 1 | 199999.2 | 1533736 |  | 482301.6 | 0 | 737073.3 | 0 | 224287.8 | 0 | 3019.225 | 87048.95 | 4561.167 | 62647.57 | 0 | 0 | 0 | 0 | 147221300 | 0 | 147221300 | 1472.213 | 43135.8409 | 0 | 203.84 | 225.6398 | 2021-06-30 21:18
PreNResSpltPkgAC-65to-PEYes | Save | MBT | 2017 | CZ10 | cDXGF | 0 | None | 1 | 199999.2 | 1560166 |  | 482301.6 | 0 | 737073.3 | 0 | 252112.1 | 0 | 4112.447 | 84561.68 | 4673.545 | 63236.23 | 0 | 0 | 0 | 0 | 196675400 | 0 | 196675400 | 1966.754 | 57625.8922 | 0 | 203.84 | 225.6398 | 2021-06-30 21:18
PreNResSpltPkgAC-65to-PEYes | Save | MBT | 2017 | CZ11 | cDXGF | 0 | None | 1 | 199999.2 | 1548008 |  | 482301.6 | 0 | 737073.3 | 0 | 230946.6 | 0 | 8227.234 | 89453.91 | 10204.14 | 56413.37 | 0 | 0 | 0 | 0 | 464518500 | 0 | 464518500 | 4645.185 | 136103.9205 | 0 | 203.84 | 225.6398 | 2021-06-30 21:19
PreNResSpltPkgAC-65to-PEYes | Save | MBT | 2017 | CZ12 | cDXGF | 0 | None | 1 | 199999.2 | 1495738 |  | 482301.6 | 0 | 737073.3 | 0 | 186231.8 | 0 | 6840.111 | 83286.08 | 8562.793 | 53677.77 | 0 | 0 | 0 | 0 | 460348400 | 0 | 460348400 | 4603.484 | 134882.0812 | 0 | 203.84 | 225.6398 | 2021-06-30 21:20
PreNResSpltPkgAC-65to-PEYes | Save | MBT | 2017 | CZ13 | cDXGF | 0 | None | 1 | 199999.2 | 1574294 |  | 482301.6 | 0 | 737073.3 | 0 | 255077.6 | 0 | 7233.272 | 92602.66 | 8463.212 | 62009.28 | 0 | 0 | 0 | 0 | 386097100 | 0 | 386097100 | 3860.971 | 113126.4503 | 0 | 203.84 | 225.6398 | 2021-06-30 21:21
PreNResSpltPkgAC-65to-PEYes | Save | MBT | 2017 | CZ14 | cDXGF | 0 | None | 1 | 199999.2 | 1554134 |  | 482301.6 | 0 | 737073.3 | 0 | 236737.3 | 0 | 8657.991 | 89359.17 | 9456.983 | 57898.23 | 0 | 0 | 0 | 0 | 441145000 | 0 | 441145000 | 4411.45 | 129255.485 | 0 | 203.84 | 225.6398 | 2021-06-30 21:22
PreNResSpltPkgAC-65to-PEYes | Save | MBT | 2017 | CZ15 | cDXGF | 0 | None | 1 | 199999.2 | 1794190 |  | 482301.6 | 0 | 737073.3 | 0 | 456374 | 0 | 2402.898 | 116032.9 | 2578.972 | 95207.95 | 0 | 0 | 0 | 0 | 53365150 | 0 | 53365150 | 533.6515 | 15635.989 | 0 | 203.84 | 225.6398 | 2021-06-30 21:23
PreNResSpltPkgAC-65to-PEYes | Save | MBT | 2017 | CZ16 | cDXGF | 0 | None | 1 | 199999.2 | 1390047 |  | 482301.6 | 0 | 737073.3 | 0 | 85222.59 | 0 | 12270.72 | 73174.34 | 16602.75 | 34168.66 | 0 | 0 | 0 | 0 | 1456688000 | 0 | 1456688000 | 14566.88 | 426809.584 | 0 | 203.84 | 225.6398 | 2021-06-30 21:23
PreNResSpltPkgAC-65to-PEYes | Save | MBT | 2020 | CZ01 | cDXGF | 0 | None | 1 | 199999.2 | 1204984 |  | 366189 | 0 | 737073.3 | 0 | 26872.07 | 0 | 9372.873 | 65471.63 | 22823.65 | 18623.58 | 0 | 0 | 0 | 0 | 1317760000 | 0 | 1317760000 | 13177.6 | 386103.68 | 0 | 154.0824 | 225.6398 | 2021-06-30 21:24
PreNResSpltPkgAC-65to-PEYes | Save | MBT | 2020 | CZ02 | cDXGF | 0 | None | 1 | 199999.2 | 1302888 |  | 366189 | 0 | 737073.3 | 0 | 122572.1 | 0 | 6664.607 | 70383.56 | 11023.83 | 41903.5 | 0 | 0 | 0 | 0 | 614719100 | 0 | 614719100 | 6147.191 | 180112.6963 | 0 | 154.0824 | 225.6398 | 2021-06-30 21:25
PreNResSpltPkgAC-65to-PEYes | Save | MBT | 2020 | CZ03 | cDXGF | 0 | None | 1 | 199999.2 | 1259049 |  | 366189 | 0 | 737073.3 | 0 | 83012.77 | 0 | 3930.145 | 68837.96 | 10569.58 | 37266.08 | 0 | 0 | 0 | 0 | 600450400 | 0 | 600450400 | 6004.504 | 175931.9672 | 0 | 154.0824 | 225.6398 | 2021-06-30 21:26
PreNResSpltPkgAC-65to-PEYes | Save | MBT | 2020 | CZ04 | cDXGF | 0 | None | 1 | 199999.2 | 1333015 |  | 366189 | 0 | 737073.3 | 0 | 152878.8 | 0 | 3740.993 | 73126.8 | 7948.662 | 50163.36 | 0 | 0 | 0 | 0 | 384674900 | 0 | 384674900 | 3846.749 | 112709.7457 | 0 | 154.0824 | 225.6398 | 2021-06-30 21:27
PreNResSpltPkgAC-65to-PEYes | Save | MBT | 2020 | CZ05 | cDXGF | 0 | None | 1 | 199999.2 | 1284522 |  | 366189 | 0 | 737073.3 | 0 | 102842.7 | 0 | 4482.623 | 73929.21 | 11420.19 | 42247.18 | 0 | 0 | 0 | 0 | 495616600 | 0 | 495616600 | 4956.166 | 145215.6638 | 0 | 154.0824 | 225.6398 | 2021-06-30 21:27
PreNResSpltPkgAC-65to-PEYes | Save | MBT | 2020 | CZ06 | cDXGF | 0 | None | 1 | 199999.2 | 1374494 |  | 366189 | 0 | 737073.3 | 0 | 191348.1 | 0 | 1589.639 | 78288.12 | 6392.759 | 56156.58 | 0 | 0 | 0 | 0 | 223508000 | 0 | 223508000 | 2235.08 | 65487.844 | 0 | 154.0824 | 225.6398 | 2021-06-30 21:28
PreNResSpltPkgAC-65to-PEYes | Save | MBT | 2020 | CZ07 | cDXGF | 0 | None | 1 | 199999.2 | 1345713 |  | 366189 | 0 | 737073.3 | 0 | 162733.5 | 0 | 779.006 | 78932.3 | 6150.733 | 55958.83 | 0 | 0 | 0 | 0 | 185772200 | 0 | 185772200 | 1857.722 | 54431.2546 | 0 | 154.0824 | 225.6398 | 2021-06-30 21:29
PreNResSpltPkgAC-65to-PEYes | Save | MBT | 2020 | CZ08 | cDXGF | 0 | None | 1 | 199999.2 | 1414001 |  | 366189 | 0 | 737073.3 | 0 | 229550 | 0 | 1709.829 | 79472.73 | 4794.665 | 61058.07 | 0 | 0 | 0 | 0 | 160390700 | 0 | 160390700 | 1603.907 | 46994.4751 | 0 | 154.0824 | 225.6398 | 2021-06-30 21:30
PreNResSpltPkgAC-65to-PEYes | Save | MBT | 2020 | CZ09 | cDXGF | 0 | None | 1 | 199999.2 | 1396669 |  | 366189 | 0 | 737073.3 | 0 | 207738.7 | 0 | 2910.671 | 82751.84 | 4935.018 | 58294.75 | 0 | 0 | 0 | 0 | 167871000 | 0 | 167871000 | 1678.71 | 49186.203 | 0 | 154.0824 | 225.6398 | 2021-06-30 21:31
PreNResSpltPkgAC-65to-PEYes | Save | MBT | 2020 | CZ10 | cDXGF | 0 | None | 1 | 199999.2 | 1421845 |  | 366189 | 0 | 737073.3 | 0 | 234542.3 | 0 | 3955.534 | 80079.59 | 5078.056 | 58837.77 | 0 | 0 | 0 | 0 | 220651700 | 0 | 220651700 | 2206.517 | 64650.9481 | 0 | 154.0824 | 225.6398 | 2021-06-30 21:32
PreNResSpltPkgAC-65to-PEYes | Save | MBT | 2020 | CZ11 | cDXGF | 0 | None | 1 | 199999.2 | 1412929 |  | 366189 | 0 | 737073.3 | 0 | 216478 | 0 | 7936.89 | 85245.88 | 10929.48 | 52649.85 | 0 | 0 | 0 | 0 | 513304800 | 0 | 513304800 | 5133.048 | 150398.3064 | 0 | 154.0824 | 225.6398 | 2021-06-30 21:32
PreNResSpltPkgAC-65to-PEYes | Save | MBT | 2020 | CZ12 | cDXGF | 0 | None | 1 | 199999.2 | 1361266 |  | 366189 | 0 | 737073.3 | 0 | 172562.6 | 0 | 6575.089 | 78860.38 | 9242.135 | 49638.64 | 0 | 0 | 0 | 0 | 508222500 | 0 | 508222500 | 5082.225 | 148909.1925 | 0 | 154.0824 | 225.6398 | 2021-06-30 21:33
PreNResSpltPkgAC-65to-PEYes | Save | MBT | 2020 | CZ13 | cDXGF | 0 | None | 1 | 199999.2 | 1437917 |  | 366189 | 0 | 737073.3 | 0 | 239508.7 | 0 | 6977.423 | 88162.51 | 9209.727 | 58045.79 | 0 | 0 | 0 | 0 | 427348000 | 0 | 427348000 | 4273.48 | 125212.964 | 0 | 154.0824 | 225.6398 | 2021-06-30 21:34
PreNResSpltPkgAC-65to-PEYes | Save | MBT | 2020 | CZ14 | cDXGF | 0 | None | 1 | 199999.2 | 1418643 |  | 366189 | 0 | 737073.3 | 0 | 221762.7 | 0 | 8360.079 | 85252.7 | 10233.93 | 54114.91 | 0 | 0 | 0 | 0 | 487705700 | 0 | 487705700 | 4877.057 | 142897.7701 | 0 | 154.0824 | 225.6398 | 2021-06-30 21:35
PreNResSpltPkgAC-65to-PEYes | Save | MBT | 2020 | CZ15 | cDXGF | 0 | None | 1 | 199999.2 | 1650653 |  | 366189 | 0 | 737073.3 | 0 | 433351.4 | 0 | 2338.611 | 111695.3 | 2886.461 | 90904.44 | 0 | 0 | 0 | 0 | 61877140 | 0 | 61877140 | 618.7714 | 18130.002 | 0 | 154.0824 | 225.6398 | 2021-06-30 21:36
PreNResSpltPkgAC-65to-PEYes | Save | MBT | 2020 | CZ16 | cDXGF | 0 | None | 1 | 199999.2 | 1261914 |  | 366189 | 0 | 737073.3 | 0 | 78001.28 | 0 | 11681.92 | 68961.47 | 17463.03 | 31295.47 | 0 | 0 | 0 | 0 | 1573318000 | 0 | 1573318000 | 15733.18 | 460982.174 | 0 | 154.0824 | 225.6398 | 2021-06-30 21:36
PreNResSpltPkgAC-65to-PEYes | Save | MLI | 1975 | CZ01 | cDXGF | 0 | None | 1 | 100001.1 | 756906.1 |  | 308076.8 | 0 | 321187.9 | 0 | 1589.613 | 0 | 23715.16 | 102336.6 | 55671.02 | 1494.013 | 0 | 0 | 0 | 0 | 1899438000 | 0 | 1899438000 | 18994.38 | 556535.334 | 0 | 118.5013 | 102.7448 | 2021-06-30 21:37
PreNResSpltPkgAC-65to-PEYes | Save | MLI | 1975 | CZ02 | cDXGF | 0 | None | 1 | 100001.1 | 816886.7 |  | 308076.8 | 0 | 321187.9 | 0 | 58124.77 | 0 | 18958.82 | 110538.6 | 34888.7 | 28721.46 | 0 | 0 | 0 | 0 | 1178508000 | 0 | 1178508000 | 11785.08 | 345302.844 | 0 | 118.5013 | 102.7448 | 2021-06-30 21:38
PreNResSpltPkgAC-65to-PEYes | Save | MLI | 1975 | CZ03 | cDXGF | 0 | None | 1 | 100001.1 | 771353.1 |  | 308076.8 | 0 | 321187.9 | 0 | 22231.75 | 0 | 10441.28 | 109415.7 | 33050.2 | 15669.72 | 0 | 0 | 0 | 0 | 878544000 | 0 | 878544000 | 8785.44 | 257413.392 | 0 | 118.5013 | 102.7448 | 2021-06-30 21:39
PreNResSpltPkgAC-65to-PEYes | Save | MLI | 1975 | CZ04 | cDXGF | 0 | None | 1 | 100001.1 | 825883.8 |  | 308076.8 | 0 | 321187.9 | 0 | 75093.73 | 0 | 10817.63 | 110708.8 | 25169.18 | 35667.12 | 0 | 0 | 0 | 0 | 743424000 | 0 | 743424000 | 7434.24 | 217823.232 | 0 | 118.5013 | 102.7448 | 2021-06-30 21:39
PreNResSpltPkgAC-65to-PEYes | Save | MLI | 1975 | CZ05 | cDXGF | 0 | None | 1 | 100001.1 | 782512.6 |  | 308076.8 | 0 | 321187.9 | 0 | 32523.87 | 0 | 11934.12 | 108790.5 | 28591.88 | 21963.96 | 0 | 0 | 0 | 0 | 850179100 | 0 | 850179100 | 8501.791 | 249102.4763 | 0 | 118.5013 | 102.7448 | 2021-06-30 21:40
PreNResSpltPkgAC-65to-PEYes | Save | MLI | 1975 | CZ06 | cDXGF | 0 | None | 1 | 100001.1 | 841225.5 |  | 308076.8 | 0 | 321187.9 | 0 | 88049.78 | 0 | 4341.608 | 119570.4 | 14395.87 | 51675.63 | 0 | 0 | 0 | 0 | 325712600 | 0 | 325712600 | 3257.126 | 95433.7918 | 0 | 118.5013 | 102.7448 | 2021-06-30 21:41
PreNResSpltPkgAC-65to-PEYes | Save | MLI | 1975 | CZ07 | cDXGF | 0 | None | 1 | 100001.1 | 812801.4 |  | 308076.8 | 0 | 321187.9 | 0 | 68122.86 | 0 | 2044.411 | 113369.6 | 12246.92 | 42530.25 | 0 | 0 | 0 | 0 | 251785700 | 0 | 251785700 | 2517.857 | 73773.2101 | 0 | 118.5013 | 102.7448 | 2021-06-30 21:41
PreNResSpltPkgAC-65to-PEYes | Save | MLI | 1975 | CZ08 | cDXGF | 0 | None | 1 | 100001.1 | 881906.4 |  | 308076.8 | 0 | 321187.9 | 0 | 130487.1 | 0 | 4607.103 | 117548 | 12458.83 | 58645.59 | 0 | 0 | 0 | 0 | 300035100 | 0 | 300035100 | 3000.351 | 87910.2843 | 0 | 118.5013 | 102.7448 | 2021-06-30 21:42
PreNResSpltPkgAC-65to-PEYes | Save | MLI | 1975 | CZ09 | cDXGF | 0 | None | 1 | 100001.1 | 909134.9 |  | 308076.8 | 0 | 321187.9 | 0 | 127139.4 | 0 | 8127.859 | 144603.4 | 18243.71 | 64633.72 | 0 | 0 | 0 | 0 | 400141800 | 0 | 400141800 | 4001.418 | 117241.5474 | 0 | 118.5013 | 102.7448 | 2021-06-30 21:43
PreNResSpltPkgAC-65to-PEYes | Save | MLI | 1975 | CZ10 | cDXGF | 0 | None | 1 | 100001.1 | 926211.3 |  | 308076.8 | 0 | 321187.9 | 0 | 149016.7 | 0 | 11227.52 | 136702.8 | 19426.88 | 64744.12 | 0 | 0 | 0 | 0 | 504785000 | 0 | 504785000 | 5047.85 | 147902.005 | 0 | 118.5013 | 102.7448 | 2021-06-30 21:43
PreNResSpltPkgAC-65to-PEYes | Save | MLI | 1975 | CZ11 | cDXGF | 0 | None | 1 | 100001.1 | 955823.7 |  | 308076.8 | 0 | 321187.9 | 0 | 151783.4 | 0 | 22613.63 | 152162 | 39087.79 | 59641.56 | 0 | 0 | 0 | 0 | 1092523000 | 0 | 1092523000 | 10925.23 | 320109.239 | 0 | 118.5013 | 102.7448 | 2021-06-30 21:44
PreNResSpltPkgAC-65to-PEYes | Save | MLI | 1975 | CZ12 | cDXGF | 0 | None | 1 | 100001.1 | 888747.1 |  | 308076.8 | 0 | 321187.9 | 0 | 104785.7 | 0 | 18929.25 | 135768.3 | 34348.97 | 46196.12 | 0 | 0 | 0 | 0 | 995587700 | 0 | 995587700 | 9955.877 | 291707.1961 | 0 | 118.5013 | 102.7448 | 2021-06-30 21:45
PreNResSpltPkgAC-65to-PEYes | Save | MLI | 1975 | CZ13 | cDXGF | 0 | None | 1 | 100001.1 | 975344.6 |  | 308076.8 | 0 | 321187.9 | 0 | 172639.5 | 0 | 19864.59 | 153575.4 | 32892.96 | 66659.17 | 0 | 0 | 0 | 0 | 871100000 | 0 | 871100000 | 8711 | 255232.3 | 0 | 118.5013 | 102.7448 | 2021-06-30 21:46
PreNResSpltPkgAC-65to-PEYes | Save | MLI | 1975 | CZ14 | cDXGF | 0 | None | 1 | 100001.1 | 959062.9 |  | 308076.8 | 0 | 321187.9 | 0 | 152920.5 | 0 | 23602.86 | 153275.3 | 34447.52 | 63198.65 | 0 | 0 | 0 | 0 | 1091004000 | 0 | 1091004000 | 10910.04 | 319664.172 | 0 | 118.5013 | 102.7448 | 2021-06-30 21:46
PreNResSpltPkgAC-65to-PEYes | Save | MLI | 1975 | CZ15 | cDXGF | 0 | None | 1 | 100001.1 | 1181881 |  | 308076.8 | 0 | 321187.9 | 0 | 353280.2 | 0 | 6296.728 | 193039 | 10391.44 | 130575.3 | 0 | 0 | 0 | 0 | 176658800 | 0 | 176658800 | 1766.588 | 51761.0284 | 0 | 118.5013 | 102.7448 | 2021-06-30 21:47
PreNResSpltPkgAC-65to-PEYes | Save | MLI | 1975 | CZ16 | cDXGF | 0 | None | 1 | 100001.1 | 831831.6 |  | 308076.8 | 0 | 321187.9 | 0 | 37750.78 | 0 | 34713.64 | 130103.3 | 61984.85 | 24126.94 | 0 | 0 | 0 | 0 | 2565459000 | 0 | 2565459000 | 25654.59 | 751679.487 | 0 | 118.5013 | 102.7448 | 2021-06-30 21:48
PreNResSpltPkgAC-65to-PEYes | Save | MLI | 1985 | CZ01 | cDXGF | 0 | None | 1 | 100001.1 | 742391.9 |  | 308076.8 | 0 | 307626 | 0 | 1526.169 | 0 | 23534.93 | 101628.3 | 56364.17 | 1416.238 | 0 | 0 | 0 | 0 | 1933482000 | 0 | 1933482000 | 19334.82 | 566510.226 | 0 | 118.5013 | 98.4135 | 2021-06-30 21:48
PreNResSpltPkgAC-65to-PEYes | Save | MLI | 1985 | CZ02 | cDXGF | 0 | None | 1 | 100001.1 | 801435.1 |  | 308076.8 | 0 | 307626 | 0 | 57080.11 | 0 | 18831.55 | 109820.6 | 35185.34 | 28306.73 | 0 | 0 | 0 | 0 | 1197713000 | 0 | 1197713000 | 11977.13 | 350929.909 | 0 | 118.5013 | 98.4135 | 2021-06-30 21:49
PreNResSpltPkgAC-65to-PEYes | Save | MLI | 1985 | CZ03 | cDXGF | 0 | None | 1 | 100001.1 | 756302.5 |  | 308076.8 | 0 | 307626 | 0 | 21588.31 | 0 | 10365.18 | 108646.1 | 33530.56 | 15337.03 | 0 | 0 | 0 | 0 | 897071200 | 0 | 897071200 | 8970.712 | 262841.8616 | 0 | 118.5013 | 98.4135 | 2021-06-30 21:50
PreNResSpltPkgAC-65to-PEYes | Save | MLI | 1985 | CZ04 | cDXGF | 0 | None | 1 | 100001.1 | 810216.3 |  | 308076.8 | 0 | 307626 | 0 | 73843.71 | 0 | 10741.77 | 109928.1 | 25595.74 | 35171.13 | 0 | 0 | 0 | 0 | 758067800 | 0 | 758067800 | 7580.678 | 222113.8654 | 0 | 118.5013 | 98.4135 | 2021-06-30 21:51
PreNResSpltPkgAC-65to-PEYes | Save | MLI | 1985 | CZ05 | cDXGF | 0 | None | 1 | 100001.1 | 767244.3 |  | 308076.8 | 0 | 307626 | 0 | 31629.45 | 0 | 11851.21 | 108060.2 | 28955.46 | 21474.22 | 0 | 0 | 0 | 0 | 865729700 | 0 | 865729700 | 8657.297 | 253658.8021 | 0 | 118.5013 | 98.4135 | 2021-06-30 21:51
PreNResSpltPkgAC-65to-PEYes | Save | MLI | 1985 | CZ06 | cDXGF | 0 | None | 1 | 100001.1 | 825061.1 |  | 308076.8 | 0 | 307626 | 0 | 86296.05 | 0 | 4311.826 | 118750.6 | 14669.88 | 50963.47 | 0 | 0 | 0 | 0 | 332822700 | 0 | 332822700 | 3328.227 | 97517.0511 | 0 | 118.5013 | 98.4135 | 2021-06-30 21:52
PreNResSpltPkgAC-65to-PEYes | Save | MLI | 1985 | CZ07 | cDXGF | 0 | None | 1 | 100001.1 | 796979.2 |  | 308076.8 | 0 | 307626 | 0 | 66669.5 | 0 | 2030.078 | 112577.7 | 12420.46 | 41881.09 | 0 | 0 | 0 | 0 | 258025700 | 0 | 258025700 | 2580.257 | 75601.5301 | 0 | 118.5013 | 98.4135 | 2021-06-30 21:53
PreNResSpltPkgAC-65to-PEYes | Save | MLI | 1985 | CZ08 | cDXGF | 0 | None | 1 | 100001.1 | 865669.1 |  | 308076.8 | 0 | 307626 | 0 | 128589.4 | 0 | 4577.866 | 116799.1 | 12676.62 | 57901.79 | 0 | 0 | 0 | 0 | 306282000 | 0 | 306282000 | 3062.82 | 89740.626 | 0 | 118.5013 | 98.4135 | 2021-06-30 21:54
PreNResSpltPkgAC-65to-PEYes | Save | MLI | 1985 | CZ09 | cDXGF | 0 | None | 1 | 100001.1 | 893056.7 |  | 308076.8 | 0 | 307626 | 0 | 125432 | 0 | 8085.091 | 143836.6 | 18593.19 | 63995.86 | 0 | 0 | 0 | 0 | 408144500 | 0 | 408144500 | 4081.445 | 119586.3385 | 0 | 118.5013 | 98.4135 | 2021-06-30 21:54
PreNResSpltPkgAC-65to-PEYes | Save | MLI | 1985 | CZ10 | cDXGF | 0 | None | 1 | 100001.1 | 909985.3 |  | 308076.8 | 0 | 307626 | 0 | 147171.6 | 0 | 11166.02 | 135944.7 | 19702.28 | 64119.53 | 0 | 0 | 0 | 0 | 513683900 | 0 | 513683900 | 5136.839 | 150509.3827 | 0 | 118.5013 | 98.4135 | 2021-06-30 21:55
PreNResSpltPkgAC-65to-PEYes | Save | MLI | 1985 | CZ11 | cDXGF | 0 | None | 1 | 100001.1 | 939867.3 |  | 308076.8 | 0 | 307626 | 0 | 150253.3 | 0 | 22500.82 | 151410.5 | 39647.73 | 59121.51 | 0 | 0 | 0 | 0 | 1109402000 | 0 | 1109402000 | 11094.02 | 325054.786 | 0 | 118.5013 | 98.4135 | 2021-06-30 21:56
PreNResSpltPkgAC-65to-PEYes | Save | MLI | 1985 | CZ12 | cDXGF | 0 | None | 1 | 100001.1 | 872979.1 |  | 308076.8 | 0 | 307626 | 0 | 103445.3 | 0 | 18821.07 | 135010.1 | 34742.96 | 45685.48 | 0 | 0 | 0 | 0 | 1011190000 | 0 | 1011190000 | 10111.9 | 296278.67 | 0 | 118.5013 | 98.4135 | 2021-06-30 21:56
PreNResSpltPkgAC-65to-PEYes | Save | MLI | 1985 | CZ13 | cDXGF | 0 | None | 1 | 100001.1 | 959227.6 |  | 308076.8 | 0 | 307626 | 0 | 170962.5 | 0 | 19764.71 | 152797.3 | 33376.29 | 66141.08 | 0 | 0 | 0 | 0 | 885270300 | 0 | 885270300 | 8852.703 | 259384.1979 | 0 | 118.5013 | 98.4135 | 2021-06-30 21:57
PreNResSpltPkgAC-65to-PEYes | Save | MLI | 1985 | CZ14 | cDXGF | 0 | None | 1 | 100001.1 | 943040.9 |  | 308076.8 | 0 | 307626 | 0 | 151341.9 | 0 | 23484.93 | 152511.5 | 34848.34 | 62669.54 | 0 | 0 | 0 | 0 | 1105710000 | 0 | 1105710000 | 11057.1 | 323973.03 | 0 | 118.5013 | 98.4135 | 2021-06-30 21:58
PreNResSpltPkgAC-65to-PEYes | Save | MLI | 1985 | CZ15 | cDXGF | 0 | None | 1 | 100001.1 | 1164702 |  | 308076.8 | 0 | 307626 | 0 | 350539.9 | 0 | 6270.648 | 192188.2 | 10620.38 | 129797.8 | 0 | 0 | 0 | 0 | 180487200 | 0 | 180487200 | 1804.872 | 52882.7496 | 0 | 118.5013 | 98.4135 | 2021-06-30 21:59
PreNResSpltPkgAC-65to-PEYes | Save | MLI | 1985 | CZ16 | cDXGF | 0 | None | 1 | 100001.1 | 816684.1 |  | 308076.8 | 0 | 307626 | 0 | 37111.74 | 0 | 34503.49 | 129365.6 | 62305.66 | 23805.36 | 0 | 0 | 0 | 0 | 2592678000 | 0 | 2592678000 | 25926.78 | 759654.654 | 0 | 118.5013 | 98.4135 | 2021-06-30 21:59
PreNResSpltPkgAC-65to-PEYes | Save | MLI | 1996 | CZ01 | cDXGF | 0 | None | 1 | 100001.1 | 726876.5 |  | 308076.8 | 0 | 294062.2 | 0 | 1444.011 | 0 | 23166.12 | 100125.9 | 56819.83 | 1347.279 | 0 | 0 | 0 | 0 | 1970254000 | 0 | 1970254000 | 19702.54 | 577284.422 | 0 | 118.5013 | 94.0822 | 2021-06-30 22:00
PreNResSpltPkgAC-65to-PEYes | Save | MLI | 1996 | CZ02 | cDXGF | 0 | None | 1 | 100001.1 | 785498.9 |  | 308076.8 | 0 | 294062.2 | 0 | 55783.3 | 0 | 18668.05 | 108907.9 | 35579.54 | 27773.66 | 0 | 0 | 0 | 0 | 1222151000 | 0 | 1222151000 | 12221.51 | 358090.243 | 0 | 118.5013 | 94.0822 | 2021-06-30 22:01
PreNResSpltPkgAC-65to-PEYes | Save | MLI | 1996 | CZ03 | cDXGF | 0 | None | 1 | 100001.1 | 740963.9 |  | 308076.8 | 0 | 294062.2 | 0 | 20803.57 | 0 | 10275.3 | 107744.9 | 34124.23 | 14873.88 | 0 | 0 | 0 | 0 | 921096000 | 0 | 921096000 | 9210.96 | 269881.128 | 0 | 118.5013 | 94.0822 | 2021-06-30 22:01
PreNResSpltPkgAC-65to-PEYes | Save | MLI | 1996 | CZ04 | cDXGF | 0 | None | 1 | 100001.1 | 794067.2 |  | 308076.8 | 0 | 294062.2 | 0 | 72262.98 | 0 | 10650.86 | 109013.2 | 26102.64 | 34558.77 | 0 | 0 | 0 | 0 | 776642800 | 0 | 776642800 | 7766.428 | 227556.3404 | 0 | 118.5013 | 94.0822 | 2021-06-30 22:02
PreNResSpltPkgAC-65to-PEYes | Save | MLI | 1996 | CZ05 | cDXGF | 0 | None | 1 | 100001.1 | 751579.5 |  | 308076.8 | 0 | 294062.2 | 0 | 30551.89 | 0 | 11745.24 | 107141.4 | 29398.77 | 20920.88 | 0 | 0 | 0 | 0 | 886930600 | 0 | 886930600 | 8869.306 | 259870.6658 | 0 | 118.5013 | 94.0822 | 2021-06-30 22:03
PreNResSpltPkgAC-65to-PEYes | Save | MLI | 1996 | CZ06 | cDXGF | 0 | None | 1 | 100001.1 | 814149.7 |  | 308076.8 | 0 | 294062.2 | 0 | 85279.37 | 0 | 4436.912 | 122292.5 | 16624.38 | 51286.91 | 0 | 0 | 0 | 0 | 386173100 | 0 | 386173100 | 3861.731 | 113148.7183 | 0 | 118.5013 | 94.0822 | 2021-06-30 22:04
PreNResSpltPkgAC-65to-PEYes | Save | MLI | 1996 | CZ07 | cDXGF | 0 | None | 1 | 100001.1 | 785371.4 |  | 308076.8 | 0 | 294062.2 | 0 | 65497.89 | 0 | 2084.043 | 115649.5 | 14174.65 | 41647.26 | 0 | 0 | 0 | 0 | 305511800 | 0 | 305511800 | 3055.118 | 89514.9574 | 0 | 118.5013 | 94.0822 | 2021-06-30 22:05
PreNResSpltPkgAC-65to-PEYes | Save | MLI | 1996 | CZ08 | cDXGF | 0 | None | 1 | 100001.1 | 856869.6 |  | 308076.8 | 0 | 294062.2 | 0 | 129844 | 0 | 4707.995 | 120177.5 | 14372.1 | 58559.72 | 0 | 0 | 0 | 0 | 358571500 | 0 | 358571500 | 3585.715 | 105061.4495 | 0 | 118.5013 | 94.0822 | 2021-06-30 22:06
PreNResSpltPkgAC-65to-PEYes | Save | MLI | 1996 | CZ09 | cDXGF | 0 | None | 1 | 100001.1 | 885202.6 |  | 308076.8 | 0 | 294062.2 | 0 | 126911.8 | 0 | 8304.826 | 147845.5 | 21042.2 | 64790.85 | 0 | 0 | 0 | 0 | 476290900 | 0 | 476290900 | 4762.909 | 139553.2337 | 0 | 118.5013 | 94.0822 | 2021-06-30 22:06
PreNResSpltPkgAC-65to-PEYes | Save | MLI | 1996 | CZ10 | cDXGF | 0 | None | 1 | 100001.1 | 902802.9 |  | 308076.8 | 0 | 294062.2 | 0 | 149358.4 | 0 | 11477.3 | 139826.8 | 21948.13 | 65139.47 | 0 | 0 | 0 | 0 | 586097900 | 0 | 586097900 | 5860.979 | 171726.6847 | 0 | 118.5013 | 94.0822 | 2021-06-30 22:07
PreNResSpltPkgAC-65to-PEYes | Save | MLI | 1996 | CZ11 | cDXGF | 0 | None | 1 | 100001.1 | 921916.4 |  | 308076.8 | 0 | 294062.2 | 0 | 147480.4 | 0 | 22294.69 | 150001.1 | 39935.84 | 58283.52 | 0 | 0 | 0 | 0 | 1124923000 | 0 | 1124923000 | 11249.23 | 329602.439 | 0 | 118.5013 | 94.0822 | 2021-06-30 22:08
PreNResSpltPkgAC-65to-PEYes | Save | MLI | 1996 | CZ12 | cDXGF | 0 | None | 1 | 100001.1 | 855551.3 |  | 308076.8 | 0 | 294062.2 | 0 | 101155.7 | 0 | 18627 | 133628 | 35200.68 | 44844.91 | 0 | 0 | 0 | 0 | 1027268000 | 0 | 1027268000 | 10272.68 | 300989.524 | 0 | 118.5013 | 94.0822 | 2021-06-30 22:09
PreNResSpltPkgAC-65to-PEYes | Save | MLI | 1996 | CZ13 | cDXGF | 0 | None | 1 | 100001.1 | 941026 |  | 308076.8 | 0 | 294062.2 | 0 | 167979.5 | 0 | 19581.02 | 151325.5 | 33640.77 | 65092.7 | 0 | 0 | 0 | 0 | 898928900 | 0 | 898928900 | 8989.289 | 263386.1677 | 0 | 118.5013 | 94.0822 | 2021-06-30 22:09
PreNResSpltPkgAC-65to-PEYes | Save | MLI | 1996 | CZ14 | cDXGF | 0 | None | 1 | 100001.1 | 924871.9 |  | 308076.8 | 0 | 294062.2 | 0 | 148436.6 | 0 | 23259.32 | 151035.5 | 35203.55 | 61731.38 | 0 | 0 | 0 | 0 | 1122316000 | 0 | 1122316000 | 11223.16 | 328838.588 | 0 | 118.5013 | 94.0822 | 2021-06-30 22:10
PreNResSpltPkgAC-65to-PEYes | Save | MLI | 1996 | CZ15 | cDXGF | 0 | None | 1 | 100001.1 | 1144300 |  | 308076.8 | 0 | 294062.2 | 0 | 345420.6 | 0 | 6219.848 | 190518.5 | 10788.35 | 128335.7 | 0 | 0 | 0 | 0 | 184697700 | 0 | 184697700 | 1846.977 | 54116.4261 | 0 | 118.5013 | 94.0822 | 2021-06-30 22:11
PreNResSpltPkgAC-65to-PEYes | Save | MLI | 1996 | CZ16 | cDXGF | 0 | None | 1 | 100001.1 | 800200.7 |  | 308076.8 | 0 | 294062.2 | 0 | 36063.71 | 0 | 34083.73 | 127912.4 | 62390.67 | 23273.98 | 0 | 0 | 0 | 0 | 2617708000 | 0 | 2617708000 | 26177.08 | 766988.444 | 0 | 118.5013 | 94.0822 | 2021-06-30 22:11
PreNResSpltPkgAC-65to-PEYes | Save | MLI | 2003 | CZ01 | cDXGF | 0 | None | 1 | 100001.1 | 712092.6 |  | 308076.8 | 0 | 280500.8 | 0 | 1381.997 | 0 | 22936.29 | 99197.32 | 57365.28 | 1282.408 | 0 | 0 | 0 | 0 | 2002513000 | 0 | 2002513000 | 20025.13 | 586736.309 | 0 | 118.5013 | 89.751 | 2021-06-30 22:12
PreNResSpltPkgAC-65to-PEYes | Save | MLI | 2003 | CZ02 | cDXGF | 0 | None | 1 | 100001.1 | 768808.1 |  | 308076.8 | 0 | 280500.8 | 0 | 54268.86 | 0 | 18428.66 | 107532.8 | 35735.41 | 27149.77 | 0 | 0 | 0 | 0 | 1235944000 | 0 | 1235944000 | 12359.44 | 362131.592 | 0 | 118.5013 | 89.751 | 2021-06-30 22:13
PreNResSpltPkgAC-65to-PEYes | Save | MLI | 2003 | CZ03 | cDXGF | 0 | None | 1 | 100001.1 | 725748.9 |  | 308076.8 | 0 | 280500.8 | 0 | 20174.79 | 0 | 10185.8 | 106810.9 | 34445.32 | 14479.96 | 0 | 0 | 0 | 0 | 933296300 | 0 | 933296300 | 9332.963 | 273455.8159 | 0 | 118.5013 | 89.751 | 2021-06-30 22:14
PreNResSpltPkgAC-65to-PEYes | Save | MLI | 2003 | CZ04 | cDXGF | 0 | None | 1 | 100001.1 | 778191.3 |  | 308076.8 | 0 | 280500.8 | 0 | 70958.35 | 0 | 10560.96 | 108094.2 | 26283.51 | 34000.71 | 0 | 0 | 0 | 0 | 786395400 | 0 | 786395400 | 7863.954 | 230413.8522 | 0 | 118.5013 | 89.751 | 2021-06-30 22:14
PreNResSpltPkgAC-65to-PEYes | Save | MLI | 2003 | CZ05 | cDXGF | 0 | None | 1 | 100001.1 | 736114.2 |  | 308076.8 | 0 | 280500.8 | 0 | 29657.77 | 0 | 11644.7 | 106233.8 | 29688.11 | 20505.28 | 0 | 0 | 0 | 0 | 897701600 | 0 | 897701600 | 8977.016 | 263026.5688 | 0 | 118.5013 | 89.751 | 2021-06-30 22:15
PreNResSpltPkgAC-65to-PEYes | Save | MLI | 2003 | CZ06 | cDXGF | 0 | None | 1 | 100001.1 | 797786.6 |  | 308076.8 | 0 | 280500.8 | 0 | 83549.75 | 0 | 4399.57 | 121260 | 16771.43 | 50545.84 | 0 | 0 | 0 | 0 | 391271900 | 0 | 391271900 | 3912.719 | 114642.6667 | 0 | 118.5013 | 89.751 | 2021-06-30 22:16
PreNResSpltPkgAC-65to-PEYes | Save | MLI | 2003 | CZ07 | cDXGF | 0 | None | 1 | 100001.1 | 769385.4 |  | 308076.8 | 0 | 280500.8 | 0 | 64080.81 | 0 | 2066.309 | 114660.6 | 14368.9 | 40949.17 | 0 | 0 | 0 | 0 | 310656300 | 0 | 310656300 | 3106.563 | 91022.2959 | 0 | 118.5013 | 89.751 | 2021-06-30 22:16
PreNResSpltPkgAC-65to-PEYes | Save | MLI | 2003 | CZ08 | cDXGF | 0 | None | 1 | 100001.1 | 840420.8 |  | 308076.8 | 0 | 280500.8 | 0 | 127877.5 | 0 | 4673.696 | 119291.6 | 14527.74 | 57843.74 | 0 | 0 | 0 | 0 | 363237100 | 0 | 363237100 | 3632.371 | 106428.4703 | 0 | 118.5013 | 89.751 | 2021-06-30 22:17
PreNResSpltPkgAC-65to-PEYes | Save | MLI | 2003 | CZ09 | cDXGF | 0 | None | 1 | 100001.1 | 868889.8 |  | 308076.8 | 0 | 280500.8 | 0 | 125119.8 | 0 | 8254.455 | 146937.9 | 21304.41 | 64164.98 | 0 | 0 | 0 | 0 | 482120700 | 0 | 482120700 | 4821.207 | 141261.3651 | 0 | 118.5013 | 89.751 | 2021-06-30 22:18
PreNResSpltPkgAC-65to-PEYes | Save | MLI | 2003 | CZ10 | cDXGF | 0 | None | 1 | 100001.1 | 875103.3 |  | 308076.8 | 0 | 280500.8 | 0 | 141948.5 | 0 | 10975 | 133602.4 | 20198.61 | 62374.18 | 0 | 0 | 0 | 0 | 532094800 | 0 | 532094800 | 5320.948 | 155903.7764 | 0 | 118.5013 | 89.751 | 2021-06-30 22:19
PreNResSpltPkgAC-65to-PEYes | Save | MLI | 2003 | CZ11 | cDXGF | 0 | None | 1 | 100001.1 | 905390.9 |  | 308076.8 | 0 | 280500.8 | 0 | 145647.3 | 0 | 22150.64 | 149015.8 | 40351.14 | 57686.43 | 0 | 0 | 0 | 0 | 1140119000 | 0 | 1140119000 | 11401.19 | 334054.867 | 0 | 118.5013 | 89.751 | 2021-06-30 22:19
PreNResSpltPkgAC-65to-PEYes | Save | MLI | 2003 | CZ12 | cDXGF | 0 | None | 1 | 100001.1 | 839334.8 |  | 308076.8 | 0 | 280500.8 | 0 | 99587.56 | 0 | 18493.71 | 132675.7 | 35568.77 | 44254.36 | 0 | 0 | 0 | 0 | 1041761000 | 0 | 1041761000 | 10417.61 | 305235.973 | 0 | 118.5013 | 89.751 | 2021-06-30 22:20
PreNResSpltPkgAC-65to-PEYes | Save | MLI | 2003 | CZ13 | cDXGF | 0 | None | 1 | 100001.1 | 924352.5 |  | 308076.8 | 0 | 280500.8 | 0 | 165980.9 | 0 | 19456.92 | 150337.3 | 33917.52 | 64433.98 | 0 | 0 | 0 | 0 | 911390500 | 0 | 911390500 | 9113.905 | 267037.4165 | 0 | 118.5013 | 89.751 | 2021-06-30 22:21
PreNResSpltPkgAC-65to-PEYes | Save | MLI | 2003 | CZ14 | cDXGF | 0 | None | 1 | 100001.1 | 908409 |  | 308076.8 | 0 | 280500.8 | 0 | 146635 | 0 | 23113.88 | 150082.3 | 35476.28 | 61044.6 | 0 | 0 | 0 | 0 | 1136203000 | 0 | 1136203000 | 11362.03 | 332907.479 | 0 | 118.5013 | 89.751 | 2021-06-30 22:22
PreNResSpltPkgAC-65to-PEYes | Save | MLI | 2003 | CZ15 | cDXGF | 0 | None | 1 | 100001.1 | 1126465 |  | 308076.8 | 0 | 280500.8 | 0 | 342219.5 | 0 | 6187.555 | 189480.2 | 10970.35 | 127372.2 | 0 | 0 | 0 | 0 | 188170100 | 0 | 188170100 | 1881.701 | 55133.8393 | 0 | 118.5013 | 89.751 | 2021-06-30 22:22
PreNResSpltPkgAC-65to-PEYes | Save | MLI | 2003 | CZ16 | cDXGF | 0 | None | 1 | 100001.1 | 784611.8 |  | 308076.8 | 0 | 280500.8 | 0 | 35336.41 | 0 | 33799.39 | 126898.9 | 62524.34 | 22876.43 | 0 | 0 | 0 | 0 | 2640968000 | 0 | 2640968000 | 26409.68 | 773803.624 | 0 | 118.5013 | 89.751 | 2021-06-30 22:23
PreNResSpltPkgAC-65to-PEYes | Save | MLI | 2007 | CZ01 | cDXGF | 0 | None | 1 | 100001.1 | 709631.9 |  | 308076.8 | 0 | 280500.8 | 0 | 1386.63 | 0 | 22505.4 | 97162.07 | 55427.89 | 1304.699 | 0 | 0 | 0 | 0 | 1921071000 | 0 | 1921071000 | 19210.71 | 562873.803 | 0 | 118.5013 | 89.751 | 2021-06-30 22:24
PreNResSpltPkgAC-65to-PEYes | Save | MLI | 2007 | CZ02 | cDXGF | 0 | None | 1 | 100001.1 | 764716.4 |  | 308076.8 | 0 | 280500.8 | 0 | 53291.27 | 0 | 17987.24 | 104860.2 | 34202.21 | 26654.35 | 0 | 0 | 0 | 0 | 1179733000 | 0 | 1179733000 | 11797.33 | 345661.769 | 0 | 118.5013 | 89.751 | 2021-06-30 22:24
PreNResSpltPkgAC-65to-PEYes | Save | MLI | 2007 | CZ03 | cDXGF | 0 | None | 1 | 100001.1 | 723438.2 |  | 308076.8 | 0 | 280500.8 | 0 | 20123.42 | 0 | 9997.365 | 104739.5 | 33086.53 | 14437.25 | 0 | 0 | 0 | 0 | 885743700 | 0 | 885743700 | 8857.437 | 259522.9041 | 0 | 118.5013 | 89.751 | 2021-06-30 22:25
PreNResSpltPkgAC-65to-PEYes | Save | MLI | 2007 | CZ04 | cDXGF | 0 | None | 1 | 100001.1 | 774451.1 |  | 308076.8 | 0 | 280500.8 | 0 | 70000.02 | 0 | 10318.93 | 105554.3 | 24995.7 | 33510.98 | 0 | 0 | 0 | 0 | 744272200 | 0 | 744272200 | 7442.722 | 218071.7546 | 0 | 118.5013 | 89.751 | 2021-06-30 22:26
PreNResSpltPkgAC-65to-PEYes | Save | MLI | 2007 | CZ05 | cDXGF | 0 | None | 1 | 100001.1 | 733622.9 |  | 308076.8 | 0 | 280500.8 | 0 | 29487.06 | 0 | 11424.45 | 104133.2 | 28380.29 | 20237.16 | 0 | 0 | 0 | 0 | 852812600 | 0 | 852812600 | 8528.126 | 249874.0918 | 0 | 118.5013 | 89.751 | 2021-06-30 22:27
PreNResSpltPkgAC-65to-PEYes | Save | MLI | 2007 | CZ06 | cDXGF | 0 | None | 1 | 100001.1 | 797786.6 |  | 308076.8 | 0 | 280500.8 | 0 | 83549.75 | 0 | 4399.57 | 121260 | 16771.43 | 50545.84 | 0 | 0 | 0 | 0 | 391271900 | 0 | 391271900 | 3912.719 | 114642.6667 | 0 | 118.5013 | 89.751 | 2021-06-30 22:27
PreNResSpltPkgAC-65to-PEYes | Save | MLI | 2007 | CZ07 | cDXGF | 0 | None | 1 | 100001.1 | 769385.4 |  | 308076.8 | 0 | 280500.8 | 0 | 64080.81 | 0 | 2066.309 | 114660.6 | 14368.9 | 40949.17 | 0 | 0 | 0 | 0 | 310656300 | 0 | 310656300 | 3106.563 | 91022.2959 | 0 | 118.5013 | 89.751 | 2021-06-30 22:28
PreNResSpltPkgAC-65to-PEYes | Save | MLI | 2007 | CZ08 | cDXGF | 0 | None | 1 | 100001.1 | 840420.8 |  | 308076.8 | 0 | 280500.8 | 0 | 127877.5 | 0 | 4673.696 | 119291.6 | 14527.74 | 57843.74 | 0 | 0 | 0 | 0 | 363237100 | 0 | 363237100 | 3632.371 | 106428.4703 | 0 | 118.5013 | 89.751 | 2021-06-30 22:29
PreNResSpltPkgAC-65to-PEYes | Save | MLI | 2007 | CZ09 | cDXGF | 0 | None | 1 | 100001.1 | 868889.8 |  | 308076.8 | 0 | 280500.8 | 0 | 125119.8 | 0 | 8254.455 | 146937.9 | 21304.41 | 64164.98 | 0 | 0 | 0 | 0 | 482120700 | 0 | 482120700 | 4821.207 | 141261.3651 | 0 | 118.5013 | 89.751 | 2021-06-30 22:30
PreNResSpltPkgAC-65to-PEYes | Save | MLI | 2007 | CZ10 | cDXGF | 0 | None | 1 | 100001.1 | 869916.3 |  | 308076.8 | 0 | 280500.8 | 0 | 139656.2 | 0 | 10759.67 | 130922.8 | 19199.57 | 61306.49 | 0 | 0 | 0 | 0 | 501579700 | 0 | 501579700 | 5015.797 | 146962.8521 | 0 | 118.5013 | 89.751 | 2021-06-30 22:30
PreNResSpltPkgAC-65to-PEYes | Save | MLI | 2007 | CZ11 | cDXGF | 0 | None | 1 | 100001.1 | 899231.6 |  | 308076.8 | 0 | 280500.8 | 0 | 143084.9 | 0 | 21694.46 | 145874.6 | 38564.4 | 56662.86 | 0 | 0 | 0 | 0 | 1084385000 | 0 | 1084385000 | 10843.85 | 317724.805 | 0 | 118.5013 | 89.751 | 2021-06-30 22:31
PreNResSpltPkgAC-65to-PEYes | Save | MLI | 2007 | CZ12 | cDXGF | 0 | None | 1 | 100001.1 | 834350 |  | 308076.8 | 0 | 280500.8 | 0 | 97785.66 | 0 | 18117.66 | 129868.2 | 33819.91 | 43497.51 | 0 | 0 | 0 | 0 | 990380300 | 0 | 990380300 | 9903.803 | 290181.4279 | 0 | 118.5013 | 89.751 | 2021-06-30 22:32
PreNResSpltPkgAC-65to-PEYes | Save | MLI | 2007 | CZ13 | cDXGF | 0 | None | 1 | 100001.1 | 917633.8 |  | 308076.8 | 0 | 280500.8 | 0 | 162698.6 | 0 | 19072.06 | 147285.1 | 32515.32 | 63375.99 | 0 | 0 | 0 | 0 | 864668100 | 0 | 864668100 | 8646.681 | 253347.7533 | 0 | 118.5013 | 89.751 | 2021-06-30 22:32
PreNResSpltPkgAC-65to-PEYes | Save | MLI | 2007 | CZ14 | cDXGF | 0 | None | 1 | 100001.1 | 902526.4 |  | 308076.8 | 0 | 280500.8 | 0 | 144133 | 0 | 22677.95 | 147138.2 | 33983.58 | 60135.15 | 0 | 0 | 0 | 0 | 1079384000 | 0 | 1079384000 | 10793.84 | 316259.512 | 0 | 118.5013 | 89.751 | 2021-06-30 22:33
PreNResSpltPkgAC-65to-PEYes | Save | MLI | 2007 | CZ15 | cDXGF | 0 | None | 1 | 100001.1 | 1117402 |  | 308076.8 | 0 | 280500.8 | 0 | 336247.1 | 0 | 6092.147 | 186484.8 | 10233.68 | 125714.4 | 0 | 0 | 0 | 0 | 173622100 | 0 | 173622100 | 1736.221 | 50871.2753 | 0 | 118.5013 | 89.751 | 2021-06-30 22:34
PreNResSpltPkgAC-65to-PEYes | Save | MLI | 2007 | CZ16 | cDXGF | 0 | None | 1 | 100001.1 | 780819.8 |  | 308076.8 | 0 | 280500.8 | 0 | 34854.38 | 0 | 33150.07 | 124237.8 | 60615.67 | 22573.26 | 0 | 0 | 0 | 0 | 2539638000 | 0 | 2539638000 | 25396.38 | 744113.934 | 0 | 118.5013 | 89.751 | 2021-06-30 22:35
PreNResSpltPkgAC-65to-PEYes | Save | MLI | 2011 | CZ01 | cDXGF | 0 | None | 1 | 100001.1 | 687590.3 |  | 308076.8 | 0 | 280500.8 | 0 | 1229.836 | 0 | 5785.849 | 91996.99 | 50559.46 | 1300.289 | 0 | 0 | 0 | 0 | 1729946000 | 0 | 1729946000 | 17299.46 | 506874.178 | 0 | 118.5013 | 89.751 | 2021-06-30 22:35
PreNResSpltPkgAC-65to-PEYes | Save | MLI | 2011 | CZ02 | cDXGF | 0 | None | 1 | 100001.1 | 742363.1 |  | 308076.8 | 0 | 280500.8 | 0 | 46908.87 | 0 | 4734.618 | 102141.8 | 32687.95 | 26091.81 | 0 | 0 | 0 | 0 | 1124512000 | 0 | 1124512000 | 11245.12 | 329482.016 | 0 | 118.5013 | 89.751 | 2021-06-30 22:36
PreNResSpltPkgAC-65to-PEYes | Save | MLI | 2011 | CZ03 | cDXGF | 0 | None | 1 | 100001.1 | 711896.5 |  | 308076.8 | 0 | 280500.8 | 0 | 18027.15 | 0 | 2647.47 | 102643.6 | 31619.07 | 14350.2 | 0 | 0 | 0 | 0 | 838088700 | 0 | 838088700 | 8380.887 | 245559.9891 | 0 | 118.5013 | 89.751 | 2021-06-30 22:37
PreNResSpltPkgAC-65to-PEYes | Save | MLI | 2011 | CZ04 | cDXGF | 0 | None | 1 | 100001.1 | 756119.3 |  | 308076.8 | 0 | 280500.8 | 0 | 61900.69 | 0 | 2718.627 | 102922 | 23643.04 | 32981.08 | 0 | 0 | 0 | 0 | 702557100 | 0 | 702557100 | 7025.571 | 205849.2303 | 0 | 118.5013 | 89.751 | 2021-06-30 22:38
PreNResSpltPkgAC-65to-PEYes | Save | MLI | 2011 | CZ05 | cDXGF | 0 | None | 1 | 100001.1 | 722224.9 |  | 308076.8 | 0 | 280500.8 | 0 | 26428.81 | 0 | 3084.602 | 104133.2 | 28380.29 | 20237.16 | 0 | 0 | 0 | 0 | 852812600 | 0 | 852812600 | 8528.126 | 249874.0918 | 0 | 118.5013 | 89.751 | 2021-06-30 22:38
PreNResSpltPkgAC-65to-PEYes | Save | MLI | 2011 | CZ06 | cDXGF | 0 | None | 1 | 100001.1 | 785909.7 |  | 308076.8 | 0 | 280500.8 | 0 | 74884.39 | 0 | 1187.886 | 121260 | 16771.43 | 50545.84 | 0 | 0 | 0 | 0 | 391271900 | 0 | 391271900 | 3912.719 | 114642.6667 | 0 | 118.5013 | 89.751 | 2021-06-30 22:39
PreNResSpltPkgAC-65to-PEYes | Save | MLI | 2011 | CZ07 | cDXGF | 0 | None | 1 | 100001.1 | 758846.1 |  | 308076.8 | 0 | 280500.8 | 0 | 57112.56 | 0 | 547.9991 | 112607.8 | 13645.08 | 40644.34 | 0 | 0 | 0 | 0 | 290811700 | 0 | 290811700 | 2908.117 | 85207.8281 | 0 | 118.5013 | 89.751 | 2021-06-30 22:40
PreNResSpltPkgAC-65to-PEYes | Save | MLI | 2011 | CZ08 | cDXGF | 0 | None | 1 | 100001.1 | 820044.4 |  | 308076.8 | 0 | 280500.8 | 0 | 112983.3 | 0 | 1240.19 | 117243.7 | 13790.64 | 57172.32 | 0 | 0 | 0 | 0 | 340523600 | 0 | 340523600 | 3405.236 | 99773.4148 | 0 | 118.5013 | 89.751 | 2021-06-30 22:40
PreNResSpltPkgAC-65to-PEYes | Save | MLI | 2011 | CZ09 | cDXGF | 0 | None | 1 | 100001.1 | 833847.2 |  | 308076.8 | 0 | 280500.8 | 0 | 105762.8 | 0 | 2085.972 | 137420.6 | 17171.71 | 61144.36 | 0 | 0 | 0 | 0 | 368282000 | 0 | 368282000 | 3682.82 | 107906.626 | 0 | 118.5013 | 89.751 | 2021-06-30 22:41
PreNResSpltPkgAC-65to-PEYes | Save | MLI | 2011 | CZ10 | cDXGF | 0 | None | 1 | 100001.1 | 842721.9 |  | 308076.8 | 0 | 280500.8 | 0 | 123105.8 | 0 | 2845.179 | 128193.2 | 18240.12 | 60245.88 | 0 | 0 | 0 | 0 | 471799400 | 0 | 471799400 | 4717.994 | 138237.2242 | 0 | 118.5013 | 89.751 | 2021-06-30 22:42
PreNResSpltPkgAC-65to-PEYes | Save | MLI | 2011 | CZ11 | cDXGF | 0 | None | 1 | 100001.1 | 835356.1 |  | 308076.8 | 0 | 280500.8 | 0 | 114352.6 | 0 | 5145.695 | 127280.4 | 27921.12 | 51005.39 | 0 | 0 | 0 | 0 | 698078500 | 0 | 698078500 | 6980.785 | 204537.0005 | 0 | 118.5013 | 89.751 | 2021-06-30 22:42
PreNResSpltPkgAC-65to-PEYes | Save | MLI | 2011 | CZ12 | cDXGF | 0 | None | 1 | 100001.1 | 798878.6 |  | 308076.8 | 0 | 280500.8 | 0 | 83500.48 | 0 | 4610.206 | 122190.5 | 29448.77 | 41596.48 | 0 | 0 | 0 | 0 | 833158300 | 0 | 833158300 | 8331.583 | 244115.3819 | 0 | 118.5013 | 89.751 | 2021-06-30 22:43
PreNResSpltPkgAC-65to-PEYes | Save | MLI | 2011 | CZ13 | cDXGF | 0 | None | 1 | 100001.1 | 859793.4 |  | 308076.8 | 0 | 280500.8 | 0 | 133274 | 0 | 4675.069 | 133267 | 26042.51 | 58449.75 | 0 | 0 | 0 | 0 | 632816800 | 0 | 632816800 | 6328.168 | 185415.3224 | 0 | 118.5013 | 89.751 | 2021-06-30 22:44
PreNResSpltPkgAC-65to-PEYes | Save | MLI | 2011 | CZ14 | cDXGF | 0 | None | 1 | 100001.1 | 839455.4 |  | 308076.8 | 0 | 280500.8 | 0 | 116381.1 | 0 | 5410.475 | 129085.7 | 25075.71 | 54100.34 | 0 | 0 | 0 | 0 | 699282400 | 0 | 699282400 | 6992.824 | 204889.7432 | 0 | 118.5013 | 89.751 | 2021-06-30 22:45
PreNResSpltPkgAC-65to-PEYes | Save | MLI | 2011 | CZ15 | cDXGF | 0 | None | 1 | 100001.1 | 1023217 |  | 308076.8 | 0 | 280500.8 | 0 | 267256.3 | 0 | 1467.743 | 165915.7 | 6123.337 | 113241.4 | 0 | 0 | 0 | 0 | 89487060 | 0 | 89487060 | 894.8706 | 26219.7086 | 0 | 118.5013 | 89.751 | 2021-06-30 22:45
PreNResSpltPkgAC-65to-PEYes | Save | MLI | 2011 | CZ16 | cDXGF | 0 | None | 1 | 100001.1 | 724277.3 |  | 308076.8 | 0 | 280500.8 | 0 | 28693.4 | 0 | 7341.156 | 99664.78 | 43820.55 | 19922.59 | 0 | 0 | 0 | 0 | 1691781000 | 0 | 1691781000 | 16917.81 | 495691.833 | 0 | 118.5013 | 89.751 | 2021-06-30 22:46
PreNResSpltPkgAC-65to-PEYes | Save | MLI | 2015 | CZ01 | cDXGF | 0 | None | 1 | 100001.1 | 628435.8 |  | 304555.2 | 0 | 280500.8 | 0 | 2031.624 | 0 | 5714.951 | 35633.8 | 18031.9 | 1319.17 | 0 | 0 | 0 | 0 | 1558900000 | 0 | 1558900000 | 15589 | 456757.7 | 0 | 117.0013 | 89.751 | 2021-06-30 22:47
PreNResSpltPkgAC-65to-PEYes | Save | MLI | 2015 | CZ02 | cDXGF | 0 | None | 1 | 100001.1 | 676563.1 |  | 304555.2 | 0 | 280500.8 | 0 | 45680.52 | 0 | 4677.645 | 41149.21 | 11765.51 | 12973.69 | 0 | 0 | 0 | 0 | 1012214000 | 0 | 1012214000 | 10122.14 | 296578.702 | 0 | 117.0013 | 89.751 | 2021-06-30 22:47
PreNResSpltPkgAC-65to-PEYes | Save | MLI | 2015 | CZ03 | cDXGF | 0 | None | 1 | 100001.1 | 647222.8 |  | 304555.2 | 0 | 280500.8 | 0 | 19136.07 | 0 | 2603.11 | 40428.4 | 11643.84 | 7720.372 | 0 | 0 | 0 | 0 | 783693100 | 0 | 783693100 | 7836.931 | 229622.0783 | 0 | 117.0013 | 89.751 | 2021-06-30 22:48
PreNResSpltPkgAC-65to-PEYes | Save | MLI | 2015 | CZ04 | cDXGF | 0 | None | 1 | 100001.1 | 689745.5 |  | 304555.2 | 0 | 280500.8 | 0 | 60029.25 | 0 | 2671.614 | 41988.73 | 8561.084 | 16531.52 | 0 | 0 | 0 | 0 | 639877400 | 0 | 639877400 | 6398.774 | 187484.0782 | 0 | 117.0013 | 89.751 | 2021-06-30 22:49
PreNResSpltPkgAC-65to-PEYes | Save | MLI | 2015 | CZ05 | cDXGF | 0 | None | 1 | 100001.1 | 655740 |  | 304555.2 | 0 | 280500.8 | 0 | 26660.22 | 0 | 3031.146 | 40992.67 | 10589.2 | 9902.008 | 0 | 0 | 0 | 0 | 803837200 | 0 | 803837200 | 8038.372 | 235524.2996 | 0 | 117.0013 | 89.751 | 2021-06-30 22:50
PreNResSpltPkgAC-65to-PEYes | Save | MLI | 2015 | CZ06 | cDXGF | 0 | None | 1 | 100001.1 | 704824.4 |  | 304555.2 | 0 | 280500.8 | 0 | 70877.98 | 0 | 1170.805 | 47720.18 | 6480.543 | 21264.78 | 0 | 0 | 0 | 0 | 380243500 | 0 | 380243500 | 3802.435 | 111411.3455 | 0 | 117.0013 | 89.751 | 2021-06-30 22:50
PreNResSpltPkgAC-65to-PEYes | Save | MLI | 2015 | CZ07 | cDXGF | 0 | None | 1 | 100001.1 | 686157.6 |  | 304555.2 | 0 | 280500.8 | 0 | 55971.79 | 0 | 539.8317 | 44590.46 | 5317.357 | 18294.55 | 0 | 0 | 0 | 0 | 284921900 | 0 | 284921900 | 2849.219 | 83482.1167 | 0 | 117.0013 | 89.751 | 2021-06-30 22:51
PreNResSpltPkgAC-65to-PEYes | Save | MLI | 2015 | CZ08 | cDXGF | 0 | None | 1 | 100001.1 | 740410.1 |  | 304555.2 | 0 | 280500.8 | 0 | 107247.5 | 0 | 1218.052 | 46888.82 | 5146.556 | 25186.77 | 0 | 0 | 0 | 0 | 324652700 | 0 | 324652700 | 3246.527 | 95123.2411 | 0 | 117.0013 | 89.751 | 2021-06-30 22:52
PreNResSpltPkgAC-65to-PEYes | Save | MLI | 2015 | CZ09 | cDXGF | 0 | None | 1 | 100001.1 | 739142.3 |  | 304555.2 | 0 | 280500.8 | 0 | 98071.13 | 0 | 2058.676 | 53957.24 | 6486.458 | 25918.26 | 0 | 0 | 0 | 0 | 350903600 | 0 | 350903600 | 3509.036 | 102814.7548 | 0 | 117.0013 | 89.751 | 2021-06-30 22:52
PreNResSpltPkgAC-65to-PEYes | Save | MLI | 2015 | CZ10 | cDXGF | 0 | None | 1 | 100001.1 | 754660.1 |  | 304555.2 | 0 | 280500.8 | 0 | 115234.1 | 0 | 2814.834 | 51555.72 | 6806.387 | 26558.13 | 0 | 0 | 0 | 0 | 442495100 | 0 | 442495100 | 4424.951 | 129651.0643 | 0 | 117.0013 | 89.751 | 2021-06-30 22:53
PreNResSpltPkgAC-65to-PEYes | Save | MLI | 2015 | CZ11 | cDXGF | 0 | None | 1 | 100001.1 | 748357 |  | 304555.2 | 0 | 280500.8 | 0 | 106664.2 | 0 | 5100.56 | 51536.44 | 9956.337 | 23326 | 0 | 0 | 0 | 0 | 613397900 | 0 | 613397900 | 6133.979 | 179725.5847 | 0 | 117.0013 | 89.751 | 2021-06-30 22:54
PreNResSpltPkgAC-65to-PEYes | Save | MLI | 2015 | CZ12 | cDXGF | 0 | None | 1 | 100001.1 | 718364.2 |  | 304555.2 | 0 | 280500.8 | 0 | 78988.07 | 0 | 4567.292 | 49752.86 | 10679.89 | 20045.19 | 0 | 0 | 0 | 0 | 750827500 | 0 | 750827500 | 7508.275 | 219992.4575 | 0 | 117.0013 | 89.751 | 2021-06-30 22:55
PreNResSpltPkgAC-65to-PEYes | Save | MLI | 2015 | CZ13 | cDXGF | 0 | None | 1 | 100001.1 | 769440.3 |  | 304555.2 | 0 | 280500.8 | 0 | 125114.4 | 0 | 4630.19 | 54639.96 | 9340.603 | 27330.37 | 0 | 0 | 0 | 0 | 559139100 | 0 | 559139100 | 5591.391 | 163827.7563 | 0 | 117.0013 | 89.751 | 2021-06-30 22:55
PreNResSpltPkgAC-65to-PEYes | Save | MLI | 2015 | CZ14 | cDXGF | 0 | None | 1 | 100001.1 | 749804.1 |  | 304555.2 | 0 | 280500.8 | 0 | 107942.5 | 0 | 5345.915 | 51459.63 | 8976.591 | 23799.51 | 0 | 0 | 0 | 0 | 613611300 | 0 | 613611300 | 6136.113 | 179788.1109 | 0 | 117.0013 | 89.751 | 2021-06-30 22:56
PreNResSpltPkgAC-65to-PEYes | Save | MLI | 2015 | CZ15 | cDXGF | 0 | None | 1 | 100001.1 | 899227.7 |  | 304555.2 | 0 | 280500.8 | 0 | 245283.8 | 0 | 1454.749 | 67433.19 | 2333.614 | 48352.33 | 0 | 0 | 0 | 0 | 84238520 | 0 | 84238520 | 842.3852 | 24681.8864 | 0 | 117.0013 | 89.751 | 2021-06-30 22:57
PreNResSpltPkgAC-65to-PEYes | Save | MLI | 2015 | CZ16 | cDXGF | 0 | None | 1 | 100001.1 | 661917.1 |  | 304555.2 | 0 | 280500.8 | 0 | 28992.22 | 0 | 7250.719 | 40618.2 | 15423.16 | 10883.01 | 0 | 0 | 0 | 0 | 1453105000 | 0 | 1453105000 | 14531.05 | 425759.765 | 0 | 117.0013 | 89.751 | 2021-06-30 22:57
PreNResSpltPkgAC-65to-PEYes | Save | MLI | 2017 | CZ01 | cDXGF | 0 | None | 1 | 100001.1 | 622943.9 |  | 300076.3 | 0 | 280500.8 | 0 | 2062.071 | 0 | 5590.545 | 34714.61 | 16493.77 | 1365.551 | 0 | 0 | 0 | 0 | 1406127000 | 0 | 1406127000 | 14061.27 | 411995.211 | 0 | 115.0638 | 89.751 | 2021-06-30 22:58
PreNResSpltPkgAC-65to-PEYes | Save | MLI | 2017 | CZ02 | cDXGF | 0 | None | 1 | 100001.1 | 669811.3 |  | 300076.3 | 0 | 280500.8 | 0 | 44685.9 | 0 | 4543.538 | 40005.14 | 11178.1 | 12753.33 | 0 | 0 | 0 | 0 | 963349000 | 0 | 963349000 | 9633.49 | 282261.257 | 0 | 115.0638 | 89.751 | 2021-06-30 22:59
PreNResSpltPkgAC-65to-PEYes | Save | MLI | 2017 | CZ03 | cDXGF | 0 | None | 1 | 100001.1 | 641853.6 |  | 300076.3 | 0 | 280500.8 | 0 | 19007.32 | 0 | 2555.01 | 39714.46 | 11145.21 | 7685.34 | 0 | 0 | 0 | 0 | 744653400 | 0 | 744653400 | 7446.534 | 218183.4462 | 0 | 115.0638 | 89.751 | 2021-06-30 23:00
PreNResSpltPkgAC-65to-PEYes | Save | MLI | 2017 | CZ04 | cDXGF | 0 | None | 1 | 100001.1 | 683136.3 |  | 300076.3 | 0 | 280500.8 | 0 | 59032 | 0 | 2597.877 | 40929.4 | 8149.7 | 16306.55 | 0 | 0 | 0 | 0 | 604159500 | 0 | 604159500 | 6041.595 | 177018.7335 | 0 | 115.0638 | 89.751 | 2021-06-30 23:00
PreNResSpltPkgAC-65to-PEYes | Save | MLI | 2017 | CZ05 | cDXGF | 0 | None | 1 | 100001.1 | 649284.7 |  | 300076.3 | 0 | 280500.8 | 0 | 26372.7 | 0 | 2909.927 | 39425.13 | 9667.8 | 9781.835 | 0 | 0 | 0 | 0 | 722248800 | 0 | 722248800 | 7222.488 | 211618.8984 | 0 | 115.0638 | 89.751 | 2021-06-30 23:01
PreNResSpltPkgAC-65to-PEYes | Save | MLI | 2017 | CZ06 | cDXGF | 0 | None | 1 | 100001.1 | 696098.7 |  | 300076.3 | 0 | 280500.8 | 0 | 69362.16 | 0 | 1104.248 | 45055.05 | 5601.39 | 20556.72 | 0 | 0 | 0 | 0 | 318100400 | 0 | 318100400 | 3181.004 | 93203.4172 | 0 | 115.0638 | 89.751 | 2021-06-30 23:02
PreNResSpltPkgAC-65to-PEYes | Save | MLI | 2017 | CZ07 | cDXGF | 0 | None | 1 | 100001.1 | 679429.6 |  | 300076.3 | 0 | 280500.8 | 0 | 55390.97 | 0 | 519.7743 | 42941.79 | 4782.48 | 17963.37 | 0 | 0 | 0 | 0 | 248621900 | 0 | 248621900 | 2486.219 | 72846.2167 | 0 | 115.0638 | 89.751 | 2021-06-30 23:02
PreNResSpltPkgAC-65to-PEYes | Save | MLI | 2017 | CZ08 | cDXGF | 0 | None | 1 | 100001.1 | 730729.2 |  | 300076.3 | 0 | 280500.8 | 0 | 103895.1 | 0 | 1168.355 | 45088.8 | 4639.832 | 24550.01 | 0 | 0 | 0 | 0 | 284054100 | 0 | 284054100 | 2840.541 | 83227.8513 | 0 | 115.0638 | 89.751 | 2021-06-30 23:03
PreNResSpltPkgAC-65to-PEYes | Save | MLI | 2017 | CZ09 | cDXGF | 0 | None | 1 | 100001.1 | 731885.4 |  | 300076.3 | 0 | 280500.8 | 0 | 96317.29 | 0 | 2019.775 | 52971.49 | 6150.467 | 25586.35 | 0 | 0 | 0 | 0 | 326490000 | 0 | 326490000 | 3264.9 | 95661.57 | 0 | 115.0638 | 89.751 | 2021-06-30 23:04
PreNResSpltPkgAC-65to-PEYes | Save | MLI | 2017 | CZ10 | cDXGF | 0 | None | 1 | 100001.1 | 746635.9 |  | 300076.3 | 0 | 280500.8 | 0 | 112924.4 | 0 | 2747.828 | 50387.14 | 6456.9 | 26125.15 | 0 | 0 | 0 | 0 | 415740600 | 0 | 415740600 | 4157.406 | 121811.9958 | 0 | 115.0638 | 89.751 | 2021-06-30 23:04
PreNResSpltPkgAC-65to-PEYes | Save | MLI | 2017 | CZ11 | cDXGF | 0 | None | 1 | 100001.1 | 739821.9 |  | 300076.3 | 0 | 280500.8 | 0 | 104190.3 | 0 | 4953.705 | 50101.13 | 9226.338 | 22862.31 | 0 | 0 | 0 | 0 | 564368900 | 0 | 564368900 | 5643.689 | 165360.0877 | 0 | 115.0638 | 89.751 | 2021-06-30 23:05
PreNResSpltPkgAC-65to-PEYes | Save | MLI | 2017 | CZ12 | cDXGF | 0 | None | 1 | 100001.1 | 710699.4 |  | 300076.3 | 0 | 280500.8 | 0 | 77214.89 | 0 | 4445.129 | 48462.37 | 10095.64 | 19726.93 | 0 | 0 | 0 | 0 | 705754200 | 0 | 705754200 | 7057.542 | 206785.9806 | 0 | 115.0638 | 89.751 | 2021-06-30 23:06
PreNResSpltPkgAC-65to-PEYes | Save | MLI | 2017 | CZ13 | cDXGF | 0 | None | 1 | 100001.1 | 760215.4 |  | 300076.3 | 0 | 280500.8 | 0 | 121867.6 | 0 | 4511.58 | 53259.12 | 8728.918 | 26796.24 | 0 | 0 | 0 | 0 | 517964000 | 0 | 517964000 | 5179.64 | 151763.452 | 0 | 115.0638 | 89.751 | 2021-06-30 23:07
PreNResSpltPkgAC-65to-PEYes | Save | MLI | 2017 | CZ14 | cDXGF | 0 | None | 1 | 100001.1 | 741508 |  | 300076.3 | 0 | 280500.8 | 0 | 105531 | 0 | 5211.799 | 50188.25 | 8328.312 | 23399.46 | 0 | 0 | 0 | 0 | 563593800 | 0 | 563593800 | 5635.938 | 165132.9834 | 0 | 115.0638 | 89.751 | 2021-06-30 23:07
PreNResSpltPkgAC-65to-PEYes | Save | MLI | 2017 | CZ15 | cDXGF | 0 | None | 1 | 100001.1 | 887182.4 |  | 300076.3 | 0 | 280500.8 | 0 | 239175 | 0 | 1424.035 | 66006.29 | 2092.311 | 47492.27 | 0 | 0 | 0 | 0 | 73347420 | 0 | 73347420 | 733.4742 | 21490.7941 | 0 | 115.0638 | 89.751 | 2021-06-30 23:08
PreNResSpltPkgAC-65to-PEYes | Save | MLI | 2017 | CZ16 | cDXGF | 0 | None | 1 | 100001.1 | 655660.9 |  | 300076.3 | 0 | 280500.8 | 0 | 28545.04 | 0 | 7051.539 | 39487.18 | 14478.7 | 10775.12 | 0 | 0 | 0 | 0 | 1358078000 | 0 | 1358078000 | 13580.78 | 397916.854 | 0 | 115.0638 | 89.751 | 2021-06-30 23:09
PreNResSpltPkgAC-65to-PEYes | Save | MLI | 2020 | CZ01 | cDXGF | 0 | None | 1 | 100001.1 | 529891.2 |  | 207088.4 | 0 | 280500.8 | 0 | 1529.575 | 0 | 5496.49 | 35276.04 | 19277.54 | 1064.973 | 0 | 0 | 0 | 0 | 1634854000 | 0 | 1634854000 | 16348.54 | 479012.222 | 0 | 79.8759 | 89.751 | 2021-06-30 23:09
PreNResSpltPkgAC-65to-PEYes | Save | MLI | 2020 | CZ02 | cDXGF | 0 | None | 1 | 100001.1 | 568494.4 |  | 207088.4 | 0 | 280500.8 | 0 | 38690.09 | 0 | 4330.917 | 37884.48 | 12164.52 | 11002.23 | 0 | 0 | 0 | 0 | 1096665000 | 0 | 1096665000 | 10966.65 | 321322.845 | 0 | 79.8759 | 89.751 | 2021-06-30 23:10
PreNResSpltPkgAC-65to-PEYes | Save | MLI | 2020 | CZ03 | cDXGF | 0 | None | 1 | 100001.1 | 543522.8 |  | 207088.4 | 0 | 280500.8 | 0 | 14784.49 | 0 | 2504.867 | 38644.8 | 12667.9 | 6131.147 | 0 | 0 | 0 | 0 | 877273500 | 0 | 877273500 | 8772.735 | 257041.1355 | 0 | 79.8759 | 89.751 | 2021-06-30 23:11
PreNResSpltPkgAC-65to-PEYes | Save | MLI | 2020 | CZ04 | cDXGF | 0 | None | 1 | 100001.1 | 580487.8 |  | 207088.4 | 0 | 280500.8 | 0 | 51715.15 | 0 | 2482.596 | 38701.5 | 9042.21 | 14234.55 | 0 | 0 | 0 | 0 | 703284500 | 0 | 703284500 | 7032.845 | 206062.3585 | 0 | 79.8759 | 89.751 | 2021-06-30 23:12
PreNResSpltPkgAC-65to-PEYes | Save | MLI | 2020 | CZ05 | cDXGF | 0 | None | 1 | 100001.1 | 549755.1 |  | 207088.4 | 0 | 280500.8 | 0 | 20959.58 | 0 | 2852.918 | 38353.9 | 10945.47 | 8035.9 | 0 | 0 | 0 | 0 | 839870300 | 0 | 839870300 | 8398.703 | 246081.9979 | 0 | 79.8759 | 89.751 | 2021-06-30 23:12
PreNResSpltPkgAC-65to-PEYes | Save | MLI | 2020 | CZ06 | cDXGF | 0 | None | 1 | 100001.1 | 591188.3 |  | 207088.4 | 0 | 280500.8 | 0 | 59460.43 | 0 | 1060.868 | 43078.35 | 6412.083 | 18155.06 | 0 | 0 | 0 | 0 | 377532700 | 0 | 377532700 | 3775.327 | 110617.0811 | 0 | 79.8759 | 89.751 | 2021-06-30 23:13
PreNResSpltPkgAC-65to-PEYes | Save | MLI | 2020 | CZ07 | cDXGF | 0 | None | 1 | 100001.1 | 575877.9 |  | 207088.4 | 0 | 280500.8 | 0 | 46847.36 | 0 | 499.1412 | 40942.83 | 5653.638 | 15571.02 | 0 | 0 | 0 | 0 | 304003000 | 0 | 304003000 | 3040.03 | 89072.879 | 0 | 79.8759 | 89.751 | 2021-06-30 23:14
PreNResSpltPkgAC-65to-PEYes | Save | MLI | 2020 | CZ08 | cDXGF | 0 | None | 1 | 100001.1 | 624873.5 |  | 207088.4 | 0 | 280500.8 | 0 | 93196.41 | 0 | 1123.325 | 42965.27 | 5217.914 | 22231.74 | 0 | 0 | 0 | 0 | 334303300 | 0 | 334303300 | 3343.033 | 97950.8669 | 0 | 79.8759 | 89.751 | 2021-06-30 23:14
PreNResSpltPkgAC-65to-PEYes | Save | MLI | 2020 | CZ09 | cDXGF | 0 | None | 1 | 100001.1 | 627064.9 |  | 207088.4 | 0 | 280500.8 | 0 | 86515.72 | 0 | 1954.678 | 51006.06 | 6975.949 | 23539.95 | 0 | 0 | 0 | 0 | 382715600 | 0 | 382715600 | 3827.156 | 112135.6708 | 0 | 79.8759 | 89.751 | 2021-06-30 23:15
PreNResSpltPkgAC-65to-PEYes | Save | MLI | 2020 | CZ10 | cDXGF | 0 | None | 1 | 100001.1 | 640918.2 |  | 207088.4 | 0 | 280500.8 | 0 | 102387.8 | 0 | 2655.116 | 48286.66 | 7192.441 | 23890.23 | 0 | 0 | 0 | 0 | 478655900 | 0 | 478655900 | 4786.559 | 140246.1787 | 0 | 79.8759 | 89.751 | 2021-06-30 23:16
PreNResSpltPkgAC-65to-PEYes | Save | MLI | 2020 | CZ11 | cDXGF | 0 | None | 1 | 100001.1 | 635512.3 |  | 207088.4 | 0 | 280500.8 | 0 | 95169.69 | 0 | 4782.169 | 47971.99 | 10543.35 | 20879.79 | 0 | 0 | 0 | 0 | 666936200 | 0 | 666936200 | 6669.362 | 195412.3066 | 0 | 79.8759 | 89.751 | 2021-06-30 23:17
PreNResSpltPkgAC-65to-PEYes | Save | MLI | 2020 | CZ12 | cDXGF | 0 | None | 1 | 100001.1 | 607520.6 |  | 207088.4 | 0 | 280500.8 | 0 | 69366.45 | 0 | 4282.02 | 46283.55 | 11133.91 | 17632.09 | 0 | 0 | 0 | 0 | 810042000 | 0 | 810042000 | 8100.42 | 237342.306 | 0 | 79.8759 | 89.751 | 2021-06-30 23:17
PreNResSpltPkgAC-65to-PEYes | Save | MLI | 2020 | CZ13 | cDXGF | 0 | None | 1 | 100001.1 | 655007.8 |  | 207088.4 | 0 | 280500.8 | 0 | 112087.3 | 0 | 4361.255 | 50970.68 | 9733.336 | 24602.07 | 0 | 0 | 0 | 0 | 604995600 | 0 | 604995600 | 6049.956 | 177263.7108 | 0 | 79.8759 | 89.751 | 2021-06-30 23:18
PreNResSpltPkgAC-65to-PEYes | Save | MLI | 2020 | CZ14 | cDXGF | 0 | None | 1 | 100001.1 | 636912.5 |  | 207088.4 | 0 | 280500.8 | 0 | 96202.9 | 0 | 5029.559 | 48091.35 | 9475.273 | 21384.87 | 0 | 0 | 0 | 0 | 658533500 | 0 | 658533500 | 6585.335 | 192950.3155 | 0 | 79.8759 | 89.751 | 2021-06-30 23:19
PreNResSpltPkgAC-65to-PEYes | Save | MLI | 2020 | CZ15 | cDXGF | 0 | None | 1 | 100001.1 | 775942 |  | 207088.4 | 0 | 280500.8 | 0 | 223357 | 0 | 1385.016 | 63611.24 | 2592.144 | 44790.18 | 0 | 0 | 0 | 0 | 94277690 | 0 | 94277690 | 942.7769 | 27623.3632 | 0 | 79.8759 | 89.751 | 2021-06-30 23:20
PreNResSpltPkgAC-65to-PEYes | Save | MLI | 2020 | CZ16 | cDXGF | 0 | None | 1 | 100001.1 | 555966.4 |  | 207088.4 | 0 | 280500.8 | 0 | 24395.03 | 0 | 6712.473 | 37270.15 | 15627.78 | 9139.957 | 0 | 0 | 0 | 0 | 1542202000 | 0 | 1542202000 | 15422.02 | 451865.186 | 0 | 79.8759 | 89.751 | 2021-06-30 23:20
PreNResSpltPkgAC-65to-PEYes | Save | Mtl | 1975 | CZ01 | cDXGF | 0 | None | 1 | 30000.07 | 194328 |  | 27653.42 | 0 | 62100.56 | 49528.99 | 31159.95 | 0 | 1401.972 | 18124.48 | 8145.202 | 1803.733 | 0 | 4358.572 | 0 | 0 | 95766130 | 0 | 95766130 | 957.6613 | 28059.4761 | 0 | 23.7631 | 18.1673 | 2021-06-30 23:21
PreNResSpltPkgAC-65to-PEYes | Save | Mtl | 1975 | CZ02 | cDXGF | 0 | None | 1 | 30000.07 | 221897.9 |  | 27653.42 | 0 | 62100.56 | 33600.72 | 76684.91 | 0 | 838.7501 | 16879.01 | 5091.445 | 6327.179 | 0 | 4140.417 | 0 | 0 | 68240580 | 0 | 68240580 | 682.4058 | 19994.4899 | 0 | 23.7631 | 18.1673 | 2021-06-30 23:22
PreNResSpltPkgAC-65to-PEYes | Save | Mtl | 1975 | CZ03 | cDXGF | 0 | None | 1 | 30000.07 | 196711.9 |  | 27653.42 | 0 | 62100.56 | 24485.59 | 62250.79 | 0 | 582.7612 | 18825.42 | 4024.294 | 5129.918 | 0 | 813.3431 | 0 | 0 | 41790990 | 0 | 41790990 | 417.9099 | 12244.7601 | 0 | 23.7631 | 18.1673 | 2021-06-30 23:23
PreNResSpltPkgAC-65to-PEYes | Save | Mtl | 1975 | CZ04 | cDXGF | 0 | None | 1 | 30000.07 | 220827.2 |  | 27653.42 | 0 | 62100.56 | 21105.19 | 91473.42 | 0 | 475.3011 | 16925.3 | 3205.994 | 7792.252 | 0 | 1093.912 | 0 | 0 | 40266740 | 0 | 40266740 | 402.6674 | 11798.1548 | 0 | 23.7631 | 18.1673 | 2021-06-30 23:24
PreNResSpltPkgAC-65to-PEYes | Save | Mtl | 1975 | CZ05 | cDXGF | 0 | None | 1 | 30000.07 | 202918.4 |  | 27653.42 | 0 | 62100.56 | 23270.09 | 68541.61 | 0 | 668.6512 | 19011.63 | 4003.592 | 5877.319 | 0 | 1672.38 | 0 | 0 | 43216660 | 0 | 43216660 | 432.1666 | 12662.4814 | 0 | 23.7631 | 18.1673 | 2021-06-30 23:24
PreNResSpltPkgAC-65to-PEYes | Save | Mtl | 1975 | CZ06 | cDXGF | 0 | None | 1 | 30000.07 | 221568.8 |  | 27653.42 | 0 | 62100.56 | 10273.95 | 101048 | 0 | 226.907 | 20223.58 | 1668.392 | 10601.76 | 0 | 42.3485 | 0 | 0 | 15519230 | 0 | 15519230 | 155.1923 | 4547.1344 | 0 | 23.7631 | 18.1673 | 2021-06-30 23:25
PreNResSpltPkgAC-65to-PEYes | Save | Mtl | 1975 | CZ07 | cDXGF | 0 | None | 1 | 30000.07 | 207417.3 |  | 27653.42 | 0 | 62100.56 | 7944.963 | 90142.19 | 0 | 110.9431 | 19465.27 | 1205.321 | 9462.869 | 0 | 0 | 0 | 0 | 10234800 | 0 | 10234800 | 102.348 | 2998.7964 | 0 | 23.7631 | 18.1673 | 2021-06-30 23:26
PreNResSpltPkgAC-65to-PEYes | Save | Mtl | 1975 | CZ08 | cDXGF | 0 | None | 1 | 30000.07 | 234261 |  | 27653.42 | 0 | 62100.56 | 9872.653 | 116508.5 | 0 | 196.025 | 17849.62 | 1545.846 | 10699.98 | 0 | 80.2837 | 0 | 0 | 16282500 | 0 | 16282500 | 162.825 | 4770.7725 | 0 | 23.7631 | 18.1673 | 2021-06-30 23:27
PreNResSpltPkgAC-65to-PEYes | Save | Mtl | 1975 | CZ09 | cDXGF | 0 | None | 1 | 30000.07 | 241181.8 |  | 27653.42 | 0 | 62100.56 | 12174.72 | 118485 | 0 | 333.3038 | 20277.34 | 2099.969 | 10937.59 | 0 | 157.4402 | 0 | 0 | 20540620 | 0 | 20540620 | 205.4062 | 6018.4017 | 0 | 23.7631 | 18.1673 | 2021-06-30 23:28
PreNResSpltPkgAC-65to-PEYes | Save | Mtl | 1975 | CZ10 | cDXGF | 0 | None | 1 | 30000.07 | 254448.1 |  | 27653.42 | 0 | 62100.56 | 15437.56 | 127195.2 | 0 | 466.9939 | 20096.51 | 2566.275 | 11355.64 | 0 | 1497.794 | 0 | 0 | 28962570 | 0 | 28962570 | 289.6257 | 8486.033 | 0 | 23.7631 | 18.1673 | 2021-06-30 23:29
PreNResSpltPkgAC-65to-PEYes | Save | Mtl | 1975 | CZ11 | cDXGF | 0 | None | 1 | 30000.07 | 272979.1 |  | 27653.42 | 0 | 62100.56 | 32299.19 | 125130.3 | 0 | 918.0245 | 21618.71 | 5011.987 | 10879.17 | 0 | 3258.798 | 0 | 0 | 58869150 | 0 | 58869150 | 588.6915 | 17248.661 | 0 | 23.7631 | 18.1673 | 2021-06-30 23:29
PreNResSpltPkgAC-65to-PEYes | Save | Mtl | 1975 | CZ12 | cDXGF | 0 | None | 1 | 30000.07 | 247022.7 |  | 27653.42 | 0 | 62100.56 | 28873.82 | 104936 | 0 | 776.5736 | 19468.95 | 4447.87 | 8829.572 | 0 | 3213.302 | 0 | 0 | 54516980 | 0 | 54516980 | 545.1698 | 15973.4751 | 0 | 23.7631 | 18.1673 | 2021-06-30 23:30
PreNResSpltPkgAC-65to-PEYes | Save | Mtl | 1975 | CZ13 | cDXGF | 0 | None | 1 | 30000.07 | 276933 |  | 27653.42 | 0 | 62100.56 | 23954.46 | 138285.3 | 0 | 803.6675 | 21846.06 | 3930.642 | 12206.88 | 0 | 2289.526 | 0 | 0 | 45448630 | 0 | 45448630 | 454.4863 | 13316.4486 | 0 | 23.7631 | 18.1673 | 2021-06-30 23:31
PreNResSpltPkgAC-65to-PEYes | Save | Mtl | 1975 | CZ14 | cDXGF | 0 | None | 1 | 30000.07 | 278172.8 |  | 27653.42 | 0 | 62100.56 | 29975.66 | 132111.6 | 0 | 955.2174 | 21988.77 | 4649.215 | 11631.64 | 0 | 3387.483 | 0 | 0 | 58772040 | 0 | 58772040 | 587.7204 | 17220.2077 | 0 | 23.7631 | 18.1673 | 2021-06-30 23:32
PreNResSpltPkgAC-65to-PEYes | Save | Mtl | 1975 | CZ15 | cDXGF | 0 | None | 1 | 30000.07 | 340656.8 |  | 27653.42 | 0 | 62100.56 | 6419.793 | 216636.7 | 0 | 255.267 | 27568.97 | 1211.868 | 20253.24 | 0 | 22.037 | 0 | 0 | 9405384 | 0 | 9405384 | 94.0538 | 2755.7775 | 0 | 23.7631 | 18.1673 | 2021-06-30 23:33
PreNResSpltPkgAC-65to-PEYes | Save | Mtl | 1975 | CZ16 | cDXGF | 0 | None | 1 | 30000.07 | 274905.8 |  | 27653.42 | 0 | 62100.56 | 70468.27 | 70556.68 | 0 | 1732.838 | 22057.73 | 9272.484 | 6189.764 | 0 | 20336.23 | 0 | 0 | 128173400 | 0 | 128173400 | 1281.734 | 37554.8062 | 0 | 23.7631 | 18.1673 | 2021-06-30 23:34
PreNResSpltPkgAC-65to-PEYes | Save | Mtl | 1985 | CZ01 | cDXGF | 0 | None | 1 | 30000.07 | 175473 |  | 27653.42 | 0 | 59591.57 | 36665.05 | 29674.17 | 0 | 1349.734 | 16944.8 | 6794.987 | 1729.194 | 0 | 3594.306 | 0 | 0 | 81041390 | 0 | 81041390 | 810.4139 | 23745.1273 | 0 | 23.7631 | 17.4166 | 2021-06-30 23:35
PreNResSpltPkgAC-65to-PEYes | Save | Mtl | 1985 | CZ02 | cDXGF | 0 | None | 1 | 30000.07 | 216076.3 |  | 27653.42 | 0 | 59591.57 | 31424.2 | 76151.14 | 0 | 818.6323 | 16476.59 | 4840.742 | 6258.234 | 0 | 3960.79 | 0 | 0 | 65555590 | 0 | 65555590 | 655.5559 | 19207.7879 | 0 | 23.7631 | 17.4166 | 2021-06-30 23:35
PreNResSpltPkgAC-65to-PEYes | Save | Mtl | 1985 | CZ03 | cDXGF | 0 | None | 1 | 30000.07 | 192289 |  | 27653.42 | 0 | 59591.57 | 22736.17 | 62368.16 | 0 | 575.8842 | 18582.33 | 3849.163 | 5123.277 | 0 | 781.5453 | 0 | 0 | 39501280 | 0 | 39501280 | 395.0128 | 11573.875 | 0 | 23.7631 | 17.4166 | 2021-06-30 23:36
PreNResSpltPkgAC-65to-PEYes | Save | Mtl | 1985 | CZ04 | cDXGF | 0 | None | 1 | 30000.07 | 215845.6 |  | 27653.42 | 0 | 59591.57 | 19556.98 | 90972.34 | 0 | 464.2203 | 16562.67 | 3029.455 | 7719.496 | 0 | 1044.399 | 0 | 0 | 38466430 | 0 | 38466430 | 384.6643 | 11270.664 | 0 | 23.7631 | 17.4166 | 2021-06-30 23:37
PreNResSpltPkgAC-65to-PEYes | Save | Mtl | 1985 | CZ05 | cDXGF | 0 | None | 1 | 30000.07 | 198283 |  | 27653.42 | 0 | 59591.57 | 21467.35 | 68540.26 | 0 | 661.0085 | 18766.27 | 3814.658 | 5858.741 | 0 | 1603.152 | 0 | 0 | 40752680 | 0 | 40752680 | 407.5268 | 11940.5352 | 0 | 23.7631 | 17.4166 | 2021-06-30 23:38
PreNResSpltPkgAC-65to-PEYes | Save | Mtl | 1985 | CZ06 | cDXGF | 0 | None | 1 | 30000.07 | 217681.7 |  | 27653.42 | 0 | 59591.57 | 9360.203 | 100819 | 0 | 224.1534 | 19993.13 | 1570.52 | 10545.05 | 0 | 40.2759 | 0 | 0 | 14401640 | 0 | 14401640 | 144.0164 | 4219.6805 | 0 | 23.7631 | 17.4166 | 2021-06-30 23:39
PreNResSpltPkgAC-65to-PEYes | Save | Mtl | 1985 | CZ07 | cDXGF | 0 | None | 1 | 30000.07 | 203760.8 |  | 27653.42 | 0 | 59591.57 | 7123.075 | 90030.82 | 0 | 109.6434 | 19252.37 | 1111.183 | 9424.772 | 0 | 0 | 0 | 0 | 9292346 | 0 | 9292346 | 92.9235 | 2722.6574 | 0 | 23.7631 | 17.4166 | 2021-06-30 23:39
PreNResSpltPkgAC-65to-PEYes | Save | Mtl | 1985 | CZ08 | cDXGF | 0 | None | 1 | 30000.07 | 229563.8 |  | 27653.42 | 0 | 59591.57 | 8962.403 | 115589.8 | 0 | 191.6253 | 17498.36 | 1436.356 | 10576.45 | 0 | 76.6331 | 0 | 0 | 15136150 | 0 | 15136150 | 151.3615 | 4434.892 | 0 | 23.7631 | 17.4166 | 2021-06-30 23:40
PreNResSpltPkgAC-65to-PEYes | Save | Mtl | 1985 | CZ09 | cDXGF | 0 | None | 1 | 30000.07 | 236273.2 |  | 27653.42 | 0 | 59591.57 | 11109.39 | 117551.3 | 0 | 326.3492 | 19892.09 | 1968.721 | 10808.97 | 0 | 149.1938 | 0 | 0 | 19239590 | 0 | 19239590 | 192.3959 | 5637.1999 | 0 | 23.7631 | 17.4166 | 2021-06-30 23:41
PreNResSpltPkgAC-65to-PEYes | Save | Mtl | 1985 | CZ10 | cDXGF | 0 | None | 1 | 30000.07 | 249130.6 |  | 27653.42 | 0 | 59591.57 | 14246.06 | 126051 | 0 | 457.1555 | 19706.49 | 2420.683 | 11213.38 | 0 | 1424.979 | 0 | 0 | 27486390 | 0 | 27486390 | 274.8639 | 8053.5123 | 0 | 23.7631 | 17.4166 | 2021-06-30 23:42
PreNResSpltPkgAC-65to-PEYes | Save | Mtl | 1985 | CZ11 | cDXGF | 0 | None | 1 | 30000.07 | 266685.8 |  | 27653.42 | 0 | 59591.57 | 30439.86 | 123808.9 | 0 | 899.3516 | 21181.61 | 4812.618 | 10731.92 | 0 | 3111.146 | 0 | 0 | 56722130 | 0 | 56722130 | 567.2213 | 16619.5841 | 0 | 23.7631 | 17.4166 | 2021-06-30 23:43
PreNResSpltPkgAC-65to-PEYes | Save | Mtl | 1985 | CZ12 | cDXGF | 0 | None | 1 | 30000.07 | 241213.3 |  | 27653.42 | 0 | 59591.57 | 27073.38 | 104003.5 | 0 | 760.0389 | 19063.41 | 4244.505 | 8726.069 | 0 | 3067.882 | 0 | 0 | 52385410 | 0 | 52385410 | 523.8541 | 15348.9251 | 0 | 23.7631 | 17.4166 | 2021-06-30 23:44
PreNResSpltPkgAC-65to-PEYes | Save | Mtl | 1985 | CZ13 | cDXGF | 0 | None | 1 | 30000.07 | 270648 |  | 27653.42 | 0 | 59591.57 | 22419.08 | 136615.5 | 0 | 787.0754 | 21402.82 | 3758.137 | 12026.86 | 0 | 2178.646 | 0 | 0 | 43690660 | 0 | 43690660 | 436.9066 | 12801.3634 | 0 | 23.7631 | 17.4166 | 2021-06-30 23:44
PreNResSpltPkgAC-65to-PEYes | Save | Mtl | 1985 | CZ14 | cDXGF | 0 | None | 1 | 30000.07 | 251949.8 |  | 27653.42 | 0 | 59591.57 | 21547.34 | 119539.3 | 0 | 894.1174 | 20074.43 | 3760.306 | 10731.47 | 0 | 2649.672 | 0 | 0 | 49793640 | 0 | 49793640 | 497.9364 | 14589.5365 | 0 | 23.7631 | 17.4166 | 2021-06-30 23:45
PreNResSpltPkgAC-65to-PEYes | Save | Mtl | 1985 | CZ15 | cDXGF | 0 | None | 1 | 30000.07 | 312345.4 |  | 27653.42 | 0 | 59591.57 | 4171.426 | 195230.1 | 0 | 239.9986 | 25443.04 | 891.1812 | 18699.43 | 0 | 16.0037 | 0 | 0 | 7155035 | 0 | 7155035 | 71.5503 | 2096.4253 | 0 | 23.7631 | 17.4166 | 2021-06-30 23:46
PreNResSpltPkgAC-65to-PEYes | Save | Mtl | 1985 | CZ16 | cDXGF | 0 | None | 1 | 30000.07 | 246034.9 |  | 27653.42 | 0 | 59591.57 | 53973.95 | 64690.56 | 0 | 1661 | 20347.14 | 7908.939 | 5811.897 | 0 | 18117.38 | 0 | 0 | 112649800 | 0 | 112649800 | 1126.498 | 33006.3914 | 0 | 23.7631 | 17.4166 | 2021-06-30 23:47
PreNResSpltPkgAC-65to-PEYes | Save | Mtl | 1996 | CZ01 | cDXGF | 0 | None | 1 | 30000.07 | 166922.3 |  | 27653.42 | 0 | 57082.43 | 30673.88 | 30516.28 | 0 | 1334.098 | 16553.9 | 6279.844 | 1770.02 | 0 | 3108.387 | 0 | 0 | 72553870 | 0 | 72553870 | 725.5387 | 21258.2839 | 0 | 23.7631 | 16.6658 | 2021-06-30 23:48
PreNResSpltPkgAC-65to-PEYes | Save | Mtl | 1996 | CZ02 | cDXGF | 0 | None | 1 | 30000.07 | 208679.5 |  | 27653.42 | 0 | 57082.43 | 28084.69 | 75436.99 | 0 | 793.6329 | 15946 | 4484.513 | 6171.742 | 0 | 3682.492 | 0 | 0 | 61473410 | 0 | 61473410 | 614.7341 | 18011.7091 | 0 | 23.7631 | 16.6658 | 2021-06-30 23:49
PreNResSpltPkgAC-65to-PEYes | Save | Mtl | 1996 | CZ03 | cDXGF | 0 | None | 1 | 30000.07 | 187049.1 |  | 27653.42 | 0 | 57082.43 | 20050.15 | 62650.79 | 0 | 568.9816 | 18307.38 | 3594.953 | 5121.437 | 0 | 736.0141 | 0 | 0 | 35900970 | 0 | 35900970 | 359.0097 | 10518.9842 | 0 | 23.7631 | 16.6658 | 2021-06-30 23:49
PreNResSpltPkgAC-65to-PEYes | Save | Mtl | 1996 | CZ04 | cDXGF | 0 | None | 1 | 30000.07 | 209753.8 |  | 27653.42 | 0 | 57082.43 | 17150.12 | 90403.28 | 0 | 448.8369 | 16053.03 | 2764.271 | 7627.7 | 0 | 962.7195 | 0 | 0 | 35661370 | 0 | 35661370 | 356.6137 | 10448.7814 | 0 | 23.7631 | 16.6658 | 2021-06-30 23:50
PreNResSpltPkgAC-65to-PEYes | Save | Mtl | 1996 | CZ05 | cDXGF | 0 | None | 1 | 30000.07 | 192723.5 |  | 27653.42 | 0 | 57082.43 | 18703.31 | 68644.69 | 0 | 653.2737 | 18483.31 | 3544.495 | 5840.605 | 0 | 1503.097 | 0 | 0 | 36907240 | 0 | 36907240 | 369.0724 | 10813.8213 | 0 | 23.7631 | 16.6658 | 2021-06-30 23:51
PreNResSpltPkgAC-65to-PEYes | Save | Mtl | 1996 | CZ06 | cDXGF | 0 | None | 1 | 30000.07 | 200799.7 |  | 27653.42 | 0 | 57082.43 | 9673.809 | 87231.86 | 0 | 217.1366 | 18899.43 | 1722.008 | 9609.403 | 0 | 41.6862 | 0 | 0 | 15236370 | 0 | 15236370 | 152.3637 | 4464.2564 | 0 | 23.7631 | 16.6658 | 2021-06-30 23:52
PreNResSpltPkgAC-65to-PEYes | Save | Mtl | 1996 | CZ07 | cDXGF | 0 | None | 1 | 30000.07 | 188250.1 |  | 27653.42 | 0 | 57082.43 | 7260.611 | 77913.83 | 0 | 106.2627 | 18233.64 | 1214.355 | 8571.687 | 0 | 0.062117 | 0 | 0 | 9707951 | 0 | 9707951 | 97.0795 | 2844.4296 | 0 | 23.7631 | 16.6658 | 2021-06-30 23:53
PreNResSpltPkgAC-65to-PEYes | Save | Mtl | 1996 | CZ08 | cDXGF | 0 | None | 1 | 30000.07 | 213201.8 |  | 27653.42 | 0 | 57082.43 | 9073.952 | 102883.3 | 0 | 181.1227 | 16248.48 | 1494.095 | 9633.934 | 0 | 79.0622 | 0 | 0 | 16100860 | 0 | 16100860 | 161.0086 | 4717.552 | 0 | 23.7631 | 16.6658 | 2021-06-30 23:54
PreNResSpltPkgAC-65to-PEYes | Save | Mtl | 1996 | CZ09 | cDXGF | 0 | None | 1 | 30000.07 | 218802.5 |  | 27653.42 | 0 | 57082.43 | 11013.19 | 104088.4 | 0 | 309.1066 | 18504.99 | 2010.105 | 9837.766 | 0 | 151.0049 | 0 | 0 | 19728110 | 0 | 19728110 | 197.2811 | 5780.3362 | 0 | 23.7631 | 16.6658 | 2021-06-30 23:54
PreNResSpltPkgAC-65to-PEYes | Save | Mtl | 1996 | CZ10 | cDXGF | 0 | None | 1 | 30000.07 | 231526.4 |  | 27653.42 | 0 | 57082.43 | 14359.56 | 112239.4 | 0 | 431.1992 | 18297.25 | 2452.436 | 10211.45 | 0 | 1463.235 | 0 | 0 | 28414480 | 0 | 28414480 | 284.1448 | 8325.4426 | 0 | 23.7631 | 16.6658 | 2021-06-30 23:55
PreNResSpltPkgAC-65to-PEYes | Save | Mtl | 1996 | CZ11 | cDXGF | 0 | None | 1 | 30000.07 | 222599 |  | 27653.42 | 0 | 57082.43 | 20415.33 | 96906.8 | 0 | 775.0972 | 17500.61 | 3679.588 | 8809.463 | 0 | 2265.29 | 0 | 0 | 47274520 | 0 | 47274520 | 472.7452 | 13851.4344 | 0 | 23.7631 | 16.6658 | 2021-06-30 23:56
PreNResSpltPkgAC-65to-PEYes | Save | Mtl | 1996 | CZ12 | cDXGF | 0 | None | 1 | 30000.07 | 202799.9 |  | 27653.42 | 0 | 57082.43 | 18440.28 | 80859.23 | 0 | 652.8711 | 15736.92 | 3227.52 | 7113.155 | 0 | 2374.854 | 0 | 0 | 44146610 | 0 | 44146610 | 441.4661 | 12934.9567 | 0 | 23.7631 | 16.6658 | 2021-06-30 23:57
PreNResSpltPkgAC-65to-PEYes | Save | Mtl | 1996 | CZ13 | cDXGF | 0 | None | 1 | 30000.07 | 227553.3 |  | 27653.42 | 0 | 57082.43 | 15002.1 | 107818.3 | 0 | 676.3275 | 17713.64 | 2864.891 | 9907.761 | 0 | 1607.049 | 0 | 0 | 36714340 | 0 | 36714340 | 367.1434 | 10757.3016 | 0 | 23.7631 | 16.6658 | 2021-06-30 23:58
PreNResSpltPkgAC-65to-PEYes | Save | Mtl | 1996 | CZ14 | cDXGF | 0 | None | 1 | 30000.07 | 225623.6 |  | 27653.42 | 0 | 57082.43 | 18826.39 | 101128 | 0 | 802.7397 | 17685.63 | 3412.41 | 9323.537 | 0 | 2445.145 | 0 | 0 | 47812890 | 0 | 47812890 | 478.1289 | 14009.1768 | 0 | 23.7631 | 16.6658 | 2021-06-30 23:59
PreNResSpltPkgAC-65to-PEYes | Save | Mtl | 1996 | CZ15 | cDXGF | 0 | None | 1 | 30000.07 | 281674.4 |  | 27653.42 | 0 | 57082.43 | 3126.971 | 170726.2 | 0 | 219.6578 | 22852.41 | 760.0349 | 16732.39 | 0 | 13.4482 | 0 | 0 | 6184787 | 0 | 6184787 | 61.8479 | 1812.1426 | 0 | 23.7631 | 16.6658 | 2021-06-30 23:59
PreNResSpltPkgAC-65to-PEYes | Save | Mtl | 1996 | CZ16 | cDXGF | 0 | None | 1 | 30000.07 | 234505.5 |  | 27653.42 | 0 | 57082.43 | 46884.01 | 64559.36 | 0 | 1639.013 | 19807.41 | 7396.223 | 5793.216 | 0 | 16879.85 | 0 | 0 | 104330600 | 0 | 104330600 | 1043.306 | 30568.8658 | 0 | 23.7631 | 16.6658 | 2021-07-01
PreNResSpltPkgAC-65to-PEYes | Save | Mtl | 2003 | CZ01 | cDXGF | 0 | None | 1 | 30000.07 | 146299.6 |  | 27653.42 | 0 | 54573.23 | 36419.39 | 9814.811 | 0 | 1095.427 | 13362.49 | 7022.706 | 651.187 | 0 | 3380.789 | 0 | 0 | 87103680 | 0 | 87103680 | 871.0368 | 25521.3782 | 0 | 23.7631 | 15.915 | 2021-07-01 00:01
PreNResSpltPkgAC-65to-PEYes | Save | Mtl | 2003 | CZ02 | cDXGF | 0 | None | 1 | 30000.07 | 160312.8 |  | 27653.42 | 0 | 54573.23 | 26279.6 | 35830.09 | 0 | 610.5465 | 11413.45 | 4057.723 | 3536.563 | 0 | 3952.352 | 0 | 0 | 63958200 | 0 | 63958200 | 639.582 | 18739.7526 | 0 | 23.7631 | 15.915 | 2021-07-01 00:02
PreNResSpltPkgAC-65to-PEYes | Save | Mtl | 2003 | CZ03 | cDXGF | 0 | None | 1 | 30000.07 | 142175.4 |  | 27653.42 | 0 | 54573.23 | 18625.06 | 26254.85 | 0 | 466.9772 | 13913.77 | 3646.322 | 2736.498 | 0 | 688.0713 | 0 | 0 | 39072250 | 0 | 39072250 | 390.7225 | 11448.1693 | 0 | 23.7631 | 15.915 | 2021-07-01 00:03
PreNResSpltPkgAC-65to-PEYes | Save | Mtl | 2003 | CZ04 | cDXGF | 0 | None | 1 | 30000.07 | 159313.3 |  | 27653.42 | 0 | 54573.23 | 16459.19 | 47543.08 | 0 | 357.588 | 11705.76 | 2598.312 | 4757.32 | 0 | 1021.011 | 0 | 0 | 38615490 | 0 | 38615490 | 386.1549 | 11314.3386 | 0 | 23.7631 | 15.915 | 2021-07-01 00:04
PreNResSpltPkgAC-65to-PEYes | Save | Mtl | 2003 | CZ05 | cDXGF | 0 | None | 1 | 30000.07 | 145681.3 |  | 27653.42 | 0 | 54573.23 | 18195.43 | 29334.58 | 0 | 533.7012 | 13951.04 | 3675.394 | 3227.491 | 0 | 1439.85 | 0 | 0 | 41598270 | 0 | 41598270 | 415.9827 | 12188.2931 | 0 | 23.7631 | 15.915 | 2021-07-01 00:04
PreNResSpltPkgAC-65to-PEYes | Save | Mtl | 2003 | CZ06 | cDXGF | 0 | None | 1 | 30000.07 | 162175.1 |  | 27653.42 | 0 | 54573.23 | 4794.399 | 60031.05 | 0 | 180.1304 | 14919.62 | 1091.565 | 7338.94 | 0 | 23.2614 | 0 | 0 | 10859820 | 0 | 10859820 | 108.5982 | 3181.9273 | 0 | 23.7631 | 15.915 | 2021-07-01 00:05
PreNResSpltPkgAC-65to-PEYes | Save | Mtl | 2003 | CZ07 | cDXGF | 0 | None | 1 | 30000.07 | 154302.9 |  | 27653.42 | 0 | 54573.23 | 3631.829 | 53811.51 | 0 | 88.5813 | 14544.25 | 761.6194 | 6588.034 | 0 | 0.023898 | 0 | 0 | 6742147 | 0 | 6742147 | 67.4215 | 1975.4491 | 0 | 23.7631 | 15.915 | 2021-07-01 00:06
PreNResSpltPkgAC-65to-PEYes | Save | Mtl | 2003 | CZ08 | cDXGF | 0 | None | 1 | 30000.07 | 171341.1 |  | 27653.42 | 0 | 54573.23 | 4824.911 | 71672.23 | 0 | 146.2612 | 12410.65 | 929.4789 | 7287.717 | 0 | 60.2834 | 0 | 0 | 11788970 | 0 | 11788970 | 117.8897 | 3454.1682 | 0 | 23.7631 | 15.915 | 2021-07-01 00:07
PreNResSpltPkgAC-65to-PEYes | Save | Mtl | 2003 | CZ09 | cDXGF | 0 | None | 1 | 30000.07 | 174120 |  | 27653.42 | 0 | 54573.23 | 5995.694 | 71144.99 | 0 | 255.0309 | 14393.26 | 1332.883 | 7415.669 | 0 | 104.3149 | 0 | 0 | 15246580 | 0 | 15246580 | 152.4658 | 4467.2479 | 0 | 23.7631 | 15.915 | 2021-07-01 00:08
PreNResSpltPkgAC-65to-PEYes | Save | Mtl | 2003 | CZ10 | cDXGF | 0 | None | 1 | 30000.07 | 177737.9 |  | 27653.42 | 0 | 54573.23 | 11047.43 | 68986.76 | 0 | 350.1813 | 13738.56 | 1996.964 | 7158.074 | 0 | 1388.276 | 0 | 0 | 26349850 | 0 | 26349850 | 263.4985 | 7720.506 | 0 | 23.7631 | 15.915 | 2021-07-01 00:09
PreNResSpltPkgAC-65to-PEYes | Save | Mtl | 2003 | CZ11 | cDXGF | 0 | None | 1 | 30000.07 | 193242.1 |  | 27653.42 | 0 | 54573.23 | 23646.64 | 68973.92 | 0 | 690.3356 | 15006.83 | 3859.815 | 6918.551 | 0 | 2697.72 | 0 | 0 | 52568770 | 0 | 52568770 | 525.6877 | 15402.6496 | 0 | 23.7631 | 15.915 | 2021-07-01 00:09
PreNResSpltPkgAC-65to-PEYes | Save | Mtl | 2003 | CZ12 | cDXGF | 0 | None | 1 | 30000.07 | 174920.9 |  | 27653.42 | 0 | 54573.23 | 21421.78 | 54628.29 | 0 | 577.5683 | 13337.75 | 3446.651 | 5364.395 | 0 | 2728.871 | 0 | 0 | 49524960 | 0 | 49524960 | 495.2496 | 14510.8133 | 0 | 23.7631 | 15.915 | 2021-07-01 00:10
PreNResSpltPkgAC-65to-PEYes | Save | Mtl | 2003 | CZ13 | cDXGF | 0 | None | 1 | 30000.07 | 196347.4 |  | 27653.42 | 0 | 54573.23 | 17576.54 | 78843.18 | 0 | 604.0135 | 15170.52 | 3055.596 | 7920.937 | 0 | 1926.532 | 0 | 0 | 41068200 | 0 | 41068200 | 410.682 | 12032.9826 | 0 | 23.7631 | 15.915 | 2021-07-01 00:11
PreNResSpltPkgAC-65to-PEYes | Save | Mtl | 2003 | CZ14 | cDXGF | 0 | None | 1 | 30000.07 | 193165.9 |  | 27653.42 | 0 | 54573.23 | 22847.04 | 69148.16 | 0 | 711.5508 | 14995.22 | 3687.999 | 7138.387 | 0 | 3237.261 | 0 | 0 | 54704570 | 0 | 54704570 | 547.0457 | 16028.439 | 0 | 23.7631 | 15.915 | 2021-07-01 00:12
PreNResSpltPkgAC-65to-PEYes | Save | Mtl | 2003 | CZ15 | cDXGF | 0 | None | 1 | 30000.07 | 238048.6 |  | 27653.42 | 0 | 54573.23 | 3589.226 | 132343.6 | 0 | 198.9591 | 19675.34 | 873.9369 | 14017.37 | 0 | 14.7304 | 0 | 0 | 7575891 | 0 | 7575891 | 75.7589 | 2219.7361 | 0 | 23.7631 | 15.915 | 2021-07-01 00:13
PreNResSpltPkgAC-65to-PEYes | Save | Mtl | 2003 | CZ16 | cDXGF | 0 | None | 1 | 30000.07 | 206405.5 |  | 27653.42 | 0 | 54573.23 | 55172.45 | 31988.16 | 0 | 1347.502 | 16200.53 | 7807.463 | 3645.266 | 0 | 19470.19 | 0 | 0 | 115916500 | 0 | 115916500 | 1159.165 | 33963.5345 | 0 | 23.7631 | 15.915 | 2021-07-01 00:14
PreNResSpltPkgAC-65to-PEYes | Save | Mtl | 2007 | CZ01 | cDXGF | 0 | None | 1 | 30000.07 | 142546.4 |  | 27653.42 | 0 | 54573.23 | 33770.34 | 8694.985 | 0 | 1095.427 | 13362.49 | 7022.706 | 651.187 | 0 | 3396.501 | 0 | 0 | 87103680 | 0 | 87103680 | 871.0368 | 25521.3782 | 0 | 23.7631 | 15.915 | 2021-07-01 00:14
PreNResSpltPkgAC-65to-PEYes | Save | Mtl | 2007 | CZ02 | cDXGF | 0 | None | 1 | 30000.07 | 154756.6 |  | 27653.42 | 0 | 54573.23 | 24367.19 | 32169.99 | 0 | 610.5465 | 11413.45 | 4057.723 | 3536.563 | 0 | 3968.739 | 0 | 0 | 63958200 | 0 | 63958200 | 639.582 | 18739.7526 | 0 | 23.7631 | 15.915 | 2021-07-01 00:15
PreNResSpltPkgAC-65to-PEYes | Save | Mtl | 2007 | CZ03 | cDXGF | 0 | None | 1 | 30000.07 | 138021.1 |  | 27653.42 | 0 | 54573.23 | 17271.19 | 23451.21 | 0 | 466.9772 | 13913.77 | 3646.322 | 2736.498 | 0 | 691.2101 | 0 | 0 | 39072250 | 0 | 39072250 | 390.7225 | 11448.1693 | 0 | 23.7631 | 15.915 | 2021-07-01 00:16
PreNResSpltPkgAC-65to-PEYes | Save | Mtl | 2007 | CZ04 | cDXGF | 0 | None | 1 | 30000.07 | 153287 |  | 27653.42 | 0 | 54573.23 | 15262.39 | 42708.65 | 0 | 357.588 | 11705.76 | 2598.312 | 4757.32 | 0 | 1025.875 | 0 | 0 | 38615490 | 0 | 38615490 | 386.1549 | 11314.3386 | 0 | 23.7631 | 15.915 | 2021-07-01 00:17
PreNResSpltPkgAC-65to-PEYes | Save | Mtl | 2007 | CZ05 | cDXGF | 0 | None | 1 | 30000.07 | 141279.1 |  | 27653.42 | 0 | 54573.23 | 16872.15 | 26248.9 | 0 | 533.7012 | 13951.04 | 3675.394 | 3227.491 | 0 | 1446.562 | 0 | 0 | 41598270 | 0 | 41598270 | 415.9827 | 12188.2931 | 0 | 23.7631 | 15.915 | 2021-07-01 00:18
PreNResSpltPkgAC-65to-PEYes | Save | Mtl | 2007 | CZ06 | cDXGF | 0 | None | 1 | 30000.07 | 155767.3 |  | 27653.42 | 0 | 54573.23 | 4446.007 | 53971.47 | 0 | 180.1304 | 14919.62 | 1091.565 | 7338.94 | 0 | 23.415 | 0 | 0 | 10859820 | 0 | 10859820 | 108.5982 | 3181.9273 | 0 | 23.7631 | 15.915 | 2021-07-01 00:19
PreNResSpltPkgAC-65to-PEYes | Save | Mtl | 2007 | CZ07 | cDXGF | 0 | None | 1 | 30000.07 | 148536.5 |  | 27653.42 | 0 | 54573.23 | 3367.938 | 48309.05 | 0 | 88.5813 | 14544.25 | 761.6194 | 6588.034 | 0 | 0.023898 | 0 | 0 | 6742147 | 0 | 6742147 | 67.4215 | 1975.4491 | 0 | 23.7631 | 15.915 | 2021-07-01 00:19
PreNResSpltPkgAC-65to-PEYes | Save | Mtl | 2007 | CZ08 | cDXGF | 0 | None | 1 | 30000.07 | 163759.9 |  | 27653.42 | 0 | 54573.23 | 4474.292 | 64441.49 | 0 | 146.2612 | 12410.65 | 929.4789 | 7287.717 | 0 | 60.4955 | 0 | 0 | 11788970 | 0 | 11788970 | 117.8897 | 3454.1682 | 0 | 23.7631 | 15.915 | 2021-07-01 00:20
PreNResSpltPkgAC-65to-PEYes | Save | Mtl | 2007 | CZ09 | cDXGF | 0 | None | 1 | 30000.07 | 166484.7 |  | 27653.42 | 0 | 54573.23 | 5559.917 | 63944.72 | 0 | 255.0309 | 14393.26 | 1332.883 | 7415.669 | 0 | 105.0203 | 0 | 0 | 15246580 | 0 | 15246580 | 152.4658 | 4467.2479 | 0 | 23.7631 | 15.915 | 2021-07-01 00:21
PreNResSpltPkgAC-65to-PEYes | Save | Mtl | 2007 | CZ10 | cDXGF | 0 | None | 1 | 30000.07 | 170085.2 |  | 27653.42 | 0 | 54573.23 | 10243.68 | 62131.97 | 0 | 350.1813 | 13738.56 | 1996.964 | 7158.074 | 0 | 1394.086 | 0 | 0 | 26349850 | 0 | 26349850 | 263.4985 | 7720.506 | 0 | 23.7631 | 15.915 | 2021-07-01 00:22
PreNResSpltPkgAC-65to-PEYes | Save | Mtl | 2007 | CZ11 | cDXGF | 0 | None | 1 | 30000.07 | 184719.6 |  | 27653.42 | 0 | 54573.23 | 21926.17 | 62159.01 | 0 | 690.3356 | 15006.83 | 3859.815 | 6918.551 | 0 | 2710.559 | 0 | 0 | 52568770 | 0 | 52568770 | 525.6877 | 15402.6496 | 0 | 23.7631 | 15.915 | 2021-07-01 00:23
PreNResSpltPkgAC-65to-PEYes | Save | Mtl | 2007 | CZ12 | cDXGF | 0 | None | 1 | 30000.07 | 167870.5 |  | 27653.42 | 0 | 54573.23 | 19862.98 | 49123.84 | 0 | 577.5683 | 13337.75 | 3446.651 | 5364.395 | 0 | 2741.67 | 0 | 0 | 49524960 | 0 | 49524960 | 495.2496 | 14510.8133 | 0 | 23.7631 | 15.915 | 2021-07-01 00:24
PreNResSpltPkgAC-65to-PEYes | Save | Mtl | 2007 | CZ13 | cDXGF | 0 | None | 1 | 30000.07 | 187278.7 |  | 27653.42 | 0 | 54573.23 | 16297.78 | 71043.98 | 0 | 604.0135 | 15170.52 | 3055.596 | 7920.937 | 0 | 1935.708 | 0 | 0 | 41068200 | 0 | 41068200 | 410.682 | 12032.9826 | 0 | 23.7631 | 15.915 | 2021-07-01 00:24
PreNResSpltPkgAC-65to-PEYes | Save | Mtl | 2007 | CZ14 | cDXGF | 0 | None | 1 | 30000.07 | 184651 |  | 27653.42 | 0 | 54573.23 | 21184.1 | 62280.06 | 0 | 711.5508 | 14995.22 | 3687.999 | 7138.387 | 0 | 3253.341 | 0 | 0 | 54704570 | 0 | 54704570 | 547.0457 | 16028.439 | 0 | 23.7631 | 15.915 | 2021-07-01 00:25
PreNResSpltPkgAC-65to-PEYes | Save | Mtl | 2007 | CZ15 | cDXGF | 0 | None | 1 | 30000.07 | 224997.1 |  | 27653.42 | 0 | 54573.23 | 3328.411 | 119552.9 | 0 | 198.9591 | 19675.34 | 873.9369 | 14017.37 | 0 | 14.8416 | 0 | 0 | 7575891 | 0 | 7575891 | 75.7589 | 2219.7361 | 0 | 23.7631 | 15.915 | 2021-07-01 00:26
PreNResSpltPkgAC-65to-PEYes | Save | Mtl | 2007 | CZ16 | cDXGF | 0 | None | 1 | 30000.07 | 199117 |  | 27653.42 | 0 | 54573.23 | 51148.66 | 28639.36 | 0 | 1347.502 | 16200.53 | 7807.463 | 3645.266 | 0 | 19554.14 | 0 | 0 | 115916500 | 0 | 115916500 | 1159.165 | 33963.5345 | 0 | 23.7631 | 15.915 | 2021-07-01 00:27
PreNResSpltPkgAC-65to-PEYes | Save | Mtl | 2011 | CZ01 | cDXGF | 0 | None | 1 | 30000.07 | 139931.6 |  | 27653.42 | 0 | 54573.23 | 32134.05 | 8739.894 | 0 | 295.7645 | 13285.3 | 6900.433 | 653.6553 | 0 | 3249.93 | 0 | 0 | 84800460 | 0 | 84800460 | 848.0046 | 24846.5348 | 0 | 23.7631 | 15.915 | 2021-07-01 00:28
PreNResSpltPkgAC-65to-PEYes | Save | Mtl | 2011 | CZ02 | cDXGF | 0 | None | 1 | 30000.07 | 150238.5 |  | 27653.42 | 0 | 54573.23 | 21669.67 | 31445.3 | 0 | 160.8784 | 11057.96 | 3743.432 | 3503.462 | 0 | 3678.049 | 0 | 0 | 59864250 | 0 | 59864250 | 598.6425 | 17540.2253 | 0 | 23.7631 | 15.915 | 2021-07-01 00:29
PreNResSpltPkgAC-65to-PEYes | Save | Mtl | 2011 | CZ03 | cDXGF | 0 | None | 1 | 30000.07 | 134807.4 |  | 27653.42 | 0 | 54573.23 | 14513.17 | 23707.56 | 0 | 124.1302 | 13623.57 | 3261.032 | 2778.075 | 0 | 612.2323 | 0 | 0 | 34846580 | 0 | 34846580 | 348.4658 | 10210.0479 | 0 | 23.7631 | 15.915 | 2021-07-01 00:29
PreNResSpltPkgAC-65to-PEYes | Save | Mtl | 2011 | CZ04 | cDXGF | 0 | None | 1 | 30000.07 | 148295.8 |  | 27653.42 | 0 | 54573.23 | 12062 | 41800.68 | 0 | 93.001 | 11211.75 | 2231.519 | 4721.12 | 0 | 901.6646 | 0 | 0 | 33919880 | 0 | 33919880 | 339.1988 | 9938.5248 | 0 | 23.7631 | 15.915 | 2021-07-01 00:30
PreNResSpltPkgAC-65to-PEYes | Save | Mtl | 2011 | CZ05 | cDXGF | 0 | None | 1 | 30000.07 | 137665 |  | 27653.42 | 0 | 54573.23 | 14052.49 | 26328.35 | 0 | 141.8634 | 13650.23 | 3280.526 | 3253.329 | 0 | 1265.359 | 0 | 0 | 37021220 | 0 | 37021220 | 370.2122 | 10847.2175 | 0 | 23.7631 | 15.915 | 2021-07-01 00:31
PreNResSpltPkgAC-65to-PEYes | Save | Mtl | 2011 | CZ06 | cDXGF | 0 | None | 1 | 30000.07 | 154136.5 |  | 27653.42 | 0 | 54573.23 | 3389.401 | 53763.13 | 0 | 47.7869 | 14690.34 | 918.526 | 7347.92 | 0 | 19.1888 | 0 | 0 | 9009312 | 0 | 9009312 | 90.0931 | 2639.7284 | 0 | 23.7631 | 15.915 | 2021-07-01 00:32
PreNResSpltPkgAC-65to-PEYes | Save | Mtl | 2011 | CZ07 | cDXGF | 0 | None | 1 | 30000.07 | 147485.4 |  | 27653.42 | 0 | 54573.23 | 2486.336 | 48404.09 | 0 | 23.5247 | 14344.8 | 610.6993 | 6624.718 | 0 | 1.392718e-05 | 0 | 0 | 5297868 | 0 | 5297868 | 52.9787 | 1552.2753 | 0 | 23.7631 | 15.915 | 2021-07-01 00:33
PreNResSpltPkgAC-65to-PEYes | Save | Mtl | 2011 | CZ08 | cDXGF | 0 | None | 1 | 30000.07 | 160273.1 |  | 27653.42 | 0 | 54573.23 | 3034.953 | 63029.95 | 0 | 37.6337 | 11893.64 | 710.2305 | 7191.351 | 0 | 50.2661 | 0 | 0 | 9217079 | 0 | 9217079 | 92.1708 | 2700.6041 | 0 | 23.7631 | 15.915 | 2021-07-01 00:34
PreNResSpltPkgAC-65to-PEYes | Save | Mtl | 2011 | CZ09 | cDXGF | 0 | None | 1 | 30000.07 | 162466.6 |  | 27653.42 | 0 | 54573.23 | 3810.553 | 62489.63 | 0 | 65.7498 | 13790.11 | 1055.283 | 7287.86 | 0 | 83.8629 | 0 | 0 | 12310630 | 0 | 12310630 | 123.1063 | 3607.0146 | 0 | 23.7631 | 15.915 | 2021-07-01 00:34
PreNResSpltPkgAC-65to-PEYes | Save | Mtl | 2011 | CZ10 | cDXGF | 0 | None | 1 | 30000.07 | 166237.8 |  | 27653.42 | 0 | 54573.23 | 8862.945 | 60393.18 | 0 | 92.1433 | 13374.93 | 1813.499 | 7061.368 | 0 | 1287.949 | 0 | 0 | 24385260 | 0 | 24385260 | 243.8526 | 7144.8812 | 0 | 23.7631 | 15.915 | 2021-07-01 00:35
PreNResSpltPkgAC-65to-PEYes | Save | Mtl | 2011 | CZ11 | cDXGF | 0 | None | 1 | 30000.07 | 177012.3 |  | 27653.42 | 0 | 54573.23 | 18324.63 | 59566.47 | 0 | 179.3138 | 14335.71 | 3431.598 | 6746.908 | 0 | 2379.431 | 0 | 0 | 47773370 | 0 | 47773370 | 477.7337 | 13997.5974 | 0 | 23.7631 | 15.915 | 2021-07-01 00:36
PreNResSpltPkgAC-65to-PEYes | Save | Mtl | 2011 | CZ12 | cDXGF | 0 | None | 1 | 30000.07 | 163386.3 |  | 27653.42 | 0 | 54573.23 | 17718.09 | 47783.23 | 0 | 152.1755 | 12962.32 | 3190.428 | 5299.11 | 0 | 2543.828 | 0 | 0 | 46543940 | 0 | 46543940 | 465.4394 | 13637.3744 | 0 | 23.7631 | 15.915 | 2021-07-01 00:37
PreNResSpltPkgAC-65to-PEYes | Save | Mtl | 2011 | CZ13 | cDXGF | 0 | None | 1 | 30000.07 | 181897.2 |  | 27653.42 | 0 | 54573.23 | 14467.17 | 68548.51 | 0 | 158.5212 | 14708.38 | 2822.468 | 7767.233 | 0 | 1787.901 | 0 | 0 | 38697180 | 0 | 38697180 | 386.9718 | 11338.2737 | 0 | 23.7631 | 15.915 | 2021-07-01 00:38
PreNResSpltPkgAC-65to-PEYes | Save | Mtl | 2011 | CZ14 | cDXGF | 0 | None | 1 | 30000.07 | 177075.6 |  | 27653.42 | 0 | 54573.23 | 17586.91 | 59887.68 | 0 | 183.8395 | 14272.03 | 3245.994 | 6955.612 | 0 | 2918.472 | 0 | 0 | 49640990 | 0 | 49640990 | 496.4099 | 14544.8101 | 0 | 23.7631 | 15.915 | 2021-07-01 00:39
PreNResSpltPkgAC-65to-PEYes | Save | Mtl | 2011 | CZ15 | cDXGF | 0 | None | 1 | 30000.07 | 217084.9 |  | 27653.42 | 0 | 54573.23 | 2410.872 | 113469.9 | 0 | 51.6801 | 18913.69 | 715.2855 | 13563.21 | 0 | 11.9264 | 0 | 0 | 6273442 | 0 | 6273442 | 62.7344 | 1838.1185 | 0 | 23.7631 | 15.915 | 2021-07-01 00:39
PreNResSpltPkgAC-65to-PEYes | Save | Mtl | 2011 | CZ16 | cDXGF | 0 | None | 1 | 30000.07 | 191718.2 |  | 27653.42 | 0 | 54573.23 | 46990 | 28211.26 | 0 | 359.4069 | 15819.86 | 7410.547 | 3637.458 | 0 | 18110.97 | 0 | 0 | 110027900 | 0 | 110027900 | 1100.279 | 32238.1747 | 0 | 23.7631 | 15.915 | 2021-07-01 00:40
PreNResSpltPkgAC-65to-PEYes | Save | Mtl | 2015 | CZ01 | cDXGF | 0 | None | 1 | 30000.07 | 117456 |  | 27653.42 | 0 | 54573.23 | 18757.77 | 8462.19 | 0 | 272.2126 | 5539.696 | 2225.017 | 709.956 | 0 | 2197.45 | 0 | 0 | 37940900 | 0 | 37940900 | 379.409 | 11116.6837 | 0 | 23.7631 | 15.915 | 2021-07-01 00:41
PreNResSpltPkgAC-65to-PEYes | Save | Mtl | 2015 | CZ02 | cDXGF | 0 | None | 1 | 30000.07 | 130638.9 |  | 27653.42 | 0 | 54573.23 | 12374.51 | 27691.96 | 0 | 144.9957 | 5425.26 | 1290.13 | 2569.438 | 0 | 2775.408 | 0 | 0 | 27254900 | 0 | 27254900 | 272.549 | 7985.6857 | 0 | 23.7631 | 15.915 | 2021-07-01 00:42
PreNResSpltPkgAC-65to-PEYes | Save | Mtl | 2015 | CZ03 | cDXGF | 0 | None | 1 | 30000.07 | 118118 |  | 27653.42 | 0 | 54573.23 | 7970.604 | 21481.2 | 0 | 113.6637 | 5915.165 | 902.0803 | 2164.148 | 0 | 410.6267 | 0 | 0 | 13503430 | 0 | 13503430 | 135.0343 | 3956.505 | 0 | 23.7631 | 15.915 | 2021-07-01 00:43
PreNResSpltPkgAC-65to-PEYes | Save | Mtl | 2015 | CZ04 | cDXGF | 0 | None | 1 | 30000.07 | 130568.9 |  | 27653.42 | 0 | 54573.23 | 6603.677 | 35435.55 | 0 | 83.2854 | 5554.962 | 685.412 | 3360.515 | 0 | 664.7512 | 0 | 0 | 13556380 | 0 | 13556380 | 135.5638 | 3972.0193 | 0 | 23.7631 | 15.915 | 2021-07-01 00:44
PreNResSpltPkgAC-65to-PEYes | Save | Mtl | 2015 | CZ05 | cDXGF | 0 | None | 1 | 30000.07 | 120128.4 |  | 27653.42 | 0 | 54573.23 | 7707.763 | 23268.43 | 0 | 130.1362 | 5984.873 | 896.8105 | 2370.513 | 0 | 810.479 | 0 | 0 | 14082420 | 0 | 14082420 | 140.8242 | 4126.1491 | 0 | 23.7631 | 15.915 | 2021-07-01 00:44
PreNResSpltPkgAC-65to-PEYes | Save | Mtl | 2015 | CZ06 | cDXGF | 0 | None | 1 | 30000.07 | 132583.8 |  | 27653.42 | 0 | 54573.23 | 2632.009 | 41037.76 | 0 | 43.9923 | 6628.384 | 278.8019 | 4152.197 | 0 | 14.9198 | 0 | 0 | 3431452 | 0 | 3431452 | 34.3145 | 1005.4154 | 0 | 23.7631 | 15.915 | 2021-07-01 00:45
PreNResSpltPkgAC-65to-PEYes | Save | Mtl | 2015 | CZ07 | cDXGF | 0 | None | 1 | 30000.07 | 127540.8 |  | 27653.42 | 0 | 54573.23 | 1999.62 | 36870.83 | 0 | 21.6885 | 6421.925 | 181.798 | 3891.573 | 0 | 2.853159e-06 | 0 | 0 | 1754228 | 0 | 1754228 | 17.5423 | 513.9888 | 0 | 23.7631 | 15.915 | 2021-07-01 00:46
PreNResSpltPkgAC-65to-PEYes | Save | Mtl | 2015 | CZ08 | cDXGF | 0 | None | 1 | 30000.07 | 139885.8 |  | 27653.42 | 0 | 54573.23 | 2360.15 | 49102.96 | 0 | 34.8214 | 6103.663 | 236.5778 | 4520.597 | 0 | 57.5299 | 0 | 0 | 3385409 | 0 | 3385409 | 33.8541 | 991.9248 | 0 | 23.7631 | 15.915 | 2021-07-01 00:47
PreNResSpltPkgAC-65to-PEYes | Save | Mtl | 2015 | CZ09 | cDXGF | 0 | None | 1 | 30000.07 | 140011.6 |  | 27653.42 | 0 | 54573.23 | 3059.457 | 47952.51 | 0 | 61.4275 | 6598.457 | 341.3104 | 4383.271 | 0 | 113.0365 | 0 | 0 | 4890823 | 0 | 4890823 | 48.9082 | 1433.0111 | 0 | 23.7631 | 15.915 | 2021-07-01 00:48
PreNResSpltPkgAC-65to-PEYes | Save | Mtl | 2015 | CZ10 | cDXGF | 0 | None | 1 | 30000.07 | 146249.8 |  | 27653.42 | 0 | 54573.23 | 4483.719 | 51868.07 | 0 | 84.5923 | 6684.299 | 511.0547 | 4578.273 | 0 | 902.4929 | 0 | 0 | 8829295 | 0 | 8829295 | 88.293 | 2586.9834 | 0 | 23.7631 | 15.915 | 2021-07-01 00:49
PreNResSpltPkgAC-65to-PEYes | Save | Mtl | 2015 | CZ11 | cDXGF | 0 | None | 1 | 30000.07 | 150668.2 |  | 27653.42 | 0 | 54573.23 | 9674.719 | 50003.11 | 0 | 163.7611 | 7006.824 | 1092.553 | 4311.197 | 0 | 1593.109 | 0 | 0 | 20182500 | 0 | 20182500 | 201.825 | 5913.4725 | 0 | 23.7631 | 15.915 | 2021-07-01 00:50
PreNResSpltPkgAC-65to-PEYes | Save | Mtl | 2015 | CZ12 | cDXGF | 0 | None | 1 | 30000.07 | 141768.8 |  | 27653.42 | 0 | 54573.23 | 10012.57 | 41128.78 | 0 | 138.8026 | 6424.114 | 1062.573 | 3697.544 | 0 | 1837.873 | 0 | 0 | 20407740 | 0 | 20407740 | 204.0774 | 5979.4678 | 0 | 23.7631 | 15.915 | 2021-07-01 00:50
PreNResSpltPkgAC-65to-PEYes | Save | Mtl | 2015 | CZ13 | cDXGF | 0 | None | 1 | 30000.07 | 156381.3 |  | 27653.42 | 0 | 54573.23 | 7998.604 | 57323.35 | 0 | 145.8895 | 7415.462 | 917.6672 | 4951.05 | 0 | 1271.321 | 0 | 0 | 16925870 | 0 | 16925870 | 169.2587 | 4959.2799 | 0 | 23.7631 | 15.915 | 2021-07-01 00:51
PreNResSpltPkgAC-65to-PEYes | Save | Mtl | 2015 | CZ14 | cDXGF | 0 | None | 1 | 30000.07 | 151584.1 |  | 27653.42 | 0 | 54573.23 | 9323.203 | 50627.4 | 0 | 170.2177 | 7084.502 | 1074.113 | 4439.036 | 0 | 2152.109 | 0 | 0 | 20996660 | 0 | 20996660 | 209.9666 | 6152.0214 | 0 | 23.7631 | 15.915 | 2021-07-01 00:52
PreNResSpltPkgAC-65to-PEYes | Save | Mtl | 2015 | CZ15 | cDXGF | 0 | None | 1 | 30000.07 | 185569.4 |  | 27653.42 | 0 | 54573.23 | 960.8785 | 92741.31 | 0 | 48.3378 | 9586.076 | 119.6479 | 7802.168 | 0 | 6.0351 | 0 | 0 | 1242019 | 0 | 1242019 | 12.4202 | 363.9116 | 0 | 23.7631 | 15.915 | 2021-07-01 00:53
PreNResSpltPkgAC-65to-PEYes | Save | Mtl | 2015 | CZ16 | cDXGF | 0 | None | 1 | 30000.07 | 158885.2 |  | 27653.42 | 0 | 54573.23 | 30978.11 | 23722.4 | 0 | 329.0691 | 7643.328 | 3261.507 | 2500.056 | 0 | 13985.55 | 0 | 0 | 59042570 | 0 | 59042570 | 590.4257 | 17299.473 | 0 | 23.7631 | 15.915 | 2021-07-01 00:54
PreNResSpltPkgAC-65to-PEYes | Save | Mtl | 2017 | CZ01 | cDXGF | 0 | None | 1 | 30000.07 | 116683.8 |  | 26923 | 0 | 54573.23 | 18757.78 | 8446.652 | 0 | 270.7349 | 5514.915 | 2249.202 | 697.5078 | 0 | 2197.451 | 0 | 0 | 38985100 | 0 | 38985100 | 389.851 | 11422.6343 | 0 | 23.5846 | 15.915 | 2021-07-01 00:55
PreNResSpltPkgAC-65to-PEYes | Save | Mtl | 2017 | CZ02 | cDXGF | 0 | None | 1 | 30000.07 | 129827.3 |  | 26923 | 0 | 54573.23 | 12374.52 | 27635.74 | 0 | 144.251 | 5401.065 | 1303.426 | 2549.375 | 0 | 2775.409 | 0 | 0 | 27793000 | 0 | 27793000 | 277.93 | 8143.349 | 0 | 23.5846 | 15.915 | 2021-07-01 00:55
PreNResSpltPkgAC-65to-PEYes | Save | Mtl | 2017 | CZ03 | cDXGF | 0 | None | 1 | 30000.07 | 116787.1 |  | 26923 | 0 | 54573.23 | 7217.607 | 21714.23 | 0 | 113.147 | 5867.177 | 854.658 | 2159.744 | 0 | 378.691 | 0 | 0 | 12700590 | 0 | 12700590 | 127.0059 | 3721.2729 | 0 | 23.5846 | 15.915 | 2021-07-01 00:56
PreNResSpltPkgAC-65to-PEYes | Save | Mtl | 2017 | CZ04 | cDXGF | 0 | None | 1 | 30000.07 | 129738.6 |  | 26923 | 0 | 54573.23 | 6603.675 | 35360.84 | 0 | 82.8828 | 5530.226 | 694.2207 | 3333.637 | 0 | 664.7479 | 0 | 0 | 13949150 | 0 | 13949150 | 139.4915 | 4087.101 | 0 | 23.5846 | 15.915 | 2021-07-01 00:57
PreNResSpltPkgAC-65to-PEYes | Save | Mtl | 2017 | CZ05 | cDXGF | 0 | None | 1 | 30000.07 | 118675.6 |  | 26923 | 0 | 54573.23 | 6934.687 | 23447.66 | 0 | 129.5202 | 5930.843 | 845.5453 | 2362.54 | 0 | 736.5662 | 0 | 0 | 13294550 | 0 | 13294550 | 132.9455 | 3895.3032 | 0 | 23.5846 | 15.915 | 2021-07-01 00:58
PreNResSpltPkgAC-65to-PEYes | Save | Mtl | 2017 | CZ06 | cDXGF | 0 | None | 1 | 30000.07 | 131518.2 |  | 26923 | 0 | 54573.23 | 2286.432 | 41085.14 | 0 | 43.8014 | 6593.966 | 253.4007 | 4135.671 | 0 | 12.5677 | 0 | 0 | 2983991 | 0 | 2983991 | 29.8399 | 874.3094 | 0 | 23.5846 | 15.915 | 2021-07-01 00:59
PreNResSpltPkgAC-65to-PEYes | Save | Mtl | 2017 | CZ07 | cDXGF | 0 | None | 1 | 30000.07 | 126690 |  | 26923 | 0 | 54573.23 | 1999.614 | 36778.57 | 0 | 21.5935 | 6393.991 | 184.1054 | 3858.695 | 0 | 2.853159e-06 | 0 | 0 | 1800636 | 0 | 1800636 | 18.0064 | 527.5863 | 0 | 23.5846 | 15.915 | 2021-07-01 01:00
PreNResSpltPkgAC-65to-PEYes | Save | Mtl | 2017 | CZ08 | cDXGF | 0 | None | 1 | 30000.07 | 139024.3 |  | 26923 | 0 | 54573.23 | 2360.153 | 48998.16 | 0 | 34.6649 | 6077.477 | 240.2901 | 4490.341 | 0 | 57.53 | 0 | 0 | 3477736 | 0 | 3477736 | 34.7774 | 1018.9766 | 0 | 23.5846 | 15.915 | 2021-07-01 01:00
PreNResSpltPkgAC-65to-PEYes | Save | Mtl | 2017 | CZ09 | cDXGF | 0 | None | 1 | 30000.07 | 139167.4 |  | 26923 | 0 | 54573.23 | 3059.461 | 47862.13 | 0 | 61.1844 | 6575.321 | 346.8585 | 4354.869 | 0 | 113.0368 | 0 | 0 | 5053875 | 0 | 5053875 | 50.5388 | 1480.7854 | 0 | 23.5846 | 15.915 | 2021-07-01 01:01
PreNResSpltPkgAC-65to-PEYes | Save | Mtl | 2017 | CZ10 | cDXGF | 0 | None | 1 | 30000.07 | 145400.9 |  | 26923 | 0 | 54573.23 | 4483.728 | 51773.73 | 0 | 84.2481 | 6660.507 | 518.5735 | 4551.576 | 0 | 902.4927 | 0 | 0 | 9074997 | 0 | 9074997 | 90.75 | 2658.9741 | 0 | 23.5846 | 15.915 | 2021-07-01 01:02
PreNResSpltPkgAC-65to-PEYes | Save | Mtl | 2017 | CZ11 | cDXGF | 0 | None | 1 | 30000.07 | 149828.7 |  | 26923 | 0 | 54573.23 | 9674.738 | 49918.11 | 0 | 163.1024 | 6983.375 | 1103.057 | 4288.049 | 0 | 1593.111 | 0 | 0 | 20542360 | 0 | 20542360 | 205.4236 | 6018.9115 | 0 | 23.5846 | 15.915 | 2021-07-01 01:03
PreNResSpltPkgAC-65to-PEYes | Save | Mtl | 2017 | CZ12 | cDXGF | 0 | None | 1 | 30000.07 | 140941.5 |  | 26923 | 0 | 54573.23 | 10012.57 | 41056.54 | 0 | 138.2089 | 6400.029 | 1074.162 | 3674.26 | 0 | 1837.874 | 0 | 0 | 20870230 | 0 | 20870230 | 208.7023 | 6114.9774 | 0 | 23.5846 | 15.915 | 2021-07-01 01:04
PreNResSpltPkgAC-65to-PEYes | Save | Mtl | 2017 | CZ13 | cDXGF | 0 | None | 1 | 30000.07 | 155534 |  | 26923 | 0 | 54573.23 | 7998.62 | 57230.94 | 0 | 145.3293 | 7391.448 | 929.3869 | 4926.834 | 0 | 1271.32 | 0 | 0 | 17282300 | 0 | 17282300 | 172.823 | 5063.7139 | 0 | 23.5846 | 15.915 | 2021-07-01 01:05
PreNResSpltPkgAC-65to-PEYes | Save | Mtl | 2017 | CZ14 | cDXGF | 0 | None | 1 | 30000.07 | 150746.2 |  | 26923 | 0 | 54573.23 | 9323.219 | 50543.41 | 0 | 169.5441 | 7061.664 | 1084.84 | 4416.977 | 0 | 2152.111 | 0 | 0 | 21452910 | 0 | 21452910 | 214.5291 | 6285.7026 | 0 | 23.5846 | 15.915 | 2021-07-01 01:06
PreNResSpltPkgAC-65to-PEYes | Save | Mtl | 2017 | CZ15 | cDXGF | 0 | None | 1 | 30000.07 | 184682 |  | 26923 | 0 | 54573.23 | 960.8829 | 92608.66 | 0 | 48.1837 | 9562.002 | 122.2528 | 7774.248 | 0 | 6.0351 | 0 | 0 | 1280703 | 0 | 1280703 | 12.807 | 375.246 | 0 | 23.5846 | 15.915 | 2021-07-01 01:06
PreNResSpltPkgAC-65to-PEYes | Save | Mtl | 2017 | CZ16 | cDXGF | 0 | None | 1 | 30000.07 | 158086.4 |  | 26923 | 0 | 54573.23 | 30978.09 | 23680.76 | 0 | 327.5705 | 7618.105 | 3275.15 | 2482.479 | 0 | 13985.56 | 0 | 0 | 60014060 | 0 | 60014060 | 600.1406 | 17584.1196 | 0 | 23.5846 | 15.915 | 2021-07-01 01:07
PreNResSpltPkgAC-65to-PEYes | Save | Mtl | 2020 | CZ01 | cDXGF | 0 | None | 1 | 30000.07 | 114165.3 |  | 24477.74 | 0 | 54573.23 | 18813.71 | 8373.319 | 0 | 267.2767 | 5459.052 | 2361.049 | 672.6486 | 0 | 2200.879 | 0 | 0 | 43767760 | 0 | 43767760 | 437.6776 | 12823.9537 | 0 | 22.9621 | 15.915 | 2021-07-01 01:08
PreNResSpltPkgAC-65to-PEYes | Save | Mtl | 2020 | CZ02 | cDXGF | 0 | None | 1 | 30000.07 | 127133.6 |  | 24477.74 | 0 | 54573.23 | 12427.69 | 27404.21 | 0 | 141.7401 | 5326.088 | 1358.901 | 2486.615 | 0 | 2782.834 | 0 | 0 | 30983360 | 0 | 30983360 | 309.8336 | 9078.1245 | 0 | 22.9621 | 15.915 | 2021-07-01 01:09
PreNResSpltPkgAC-65to-PEYes | Save | Mtl | 2020 | CZ03 | cDXGF | 0 | None | 1 | 30000.07 | 114132.5 |  | 24477.74 | 0 | 54573.23 | 7252.379 | 21534.44 | 0 | 111.8894 | 5803.456 | 917.2451 | 2094.731 | 0 | 379.314 | 0 | 0 | 14613970 | 0 | 14613970 | 146.1397 | 4281.8932 | 0 | 22.9621 | 15.915 | 2021-07-01 01:10
PreNResSpltPkgAC-65to-PEYes | Save | Mtl | 2020 | CZ04 | cDXGF | 0 | None | 1 | 30000.07 | 127020.8 |  | 24477.74 | 0 | 54573.23 | 6642.582 | 35081.23 | 0 | 81.5458 | 5497.613 | 743.4301 | 3263.104 | 0 | 666.8728 | 0 | 0 | 15790580 | 0 | 15790580 | 157.9058 | 4626.6399 | 0 | 22.9621 | 15.915 | 2021-07-01 01:11
PreNResSpltPkgAC-65to-PEYes | Save | Mtl | 2020 | CZ05 | cDXGF | 0 | None | 1 | 30000.07 | 116000.8 |  | 24477.74 | 0 | 54573.23 | 6971.76 | 23248.14 | 0 | 127.9655 | 5863.446 | 910.9247 | 2297.859 | 0 | 738.5411 | 0 | 0 | 15341150 | 0 | 15341150 | 153.4115 | 4494.9569 | 0 | 22.9621 | 15.915 | 2021-07-01 01:11
PreNResSpltPkgAC-65to-PEYes | Save | Mtl | 2020 | CZ06 | cDXGF | 0 | None | 1 | 30000.07 | 128689.7 |  | 24477.74 | 0 | 54573.23 | 2305.607 | 40747.61 | 0 | 43.3352 | 6529.517 | 281.1132 | 4057.085 | 0 | 12.6252 | 0 | 0 | 3648223 | 0 | 3648223 | 36.4822 | 1068.9293 | 0 | 22.9621 | 15.915 | 2021-07-01 01:12
PreNResSpltPkgAC-65to-PEYes | Save | Mtl | 2020 | CZ07 | cDXGF | 0 | None | 1 | 30000.07 | 123881.7 |  | 24477.74 | 0 | 54573.23 | 2018.261 | 36464.05 | 0 | 21.3625 | 6327.058 | 206.5066 | 3772.531 | 0 | 0 | 0 | 0 | 2243568 | 0 | 2243568 | 22.4357 | 657.3654 | 0 | 22.9621 | 15.915 | 2021-07-01 01:13
PreNResSpltPkgAC-65to-PEYes | Save | Mtl | 2020 | CZ08 | cDXGF | 0 | None | 1 | 30000.07 | 136125.8 |  | 24477.74 | 0 | 54573.23 | 2384.596 | 48604.03 | 0 | 34.1075 | 5994.045 | 262.9855 | 4393.413 | 0 | 57.9648 | 0 | 0 | 4232265 | 0 | 4232265 | 42.3227 | 1240.0536 | 0 | 22.9621 | 15.915 | 2021-07-01 01:14
PreNResSpltPkgAC-65to-PEYes | Save | Mtl | 2020 | CZ09 | cDXGF | 0 | None | 1 | 30000.07 | 136343.9 |  | 24477.74 | 0 | 54573.23 | 3079.843 | 47538.45 | 0 | 60.3471 | 6500.711 | 376.6891 | 4268.789 | 0 | 113.4968 | 0 | 0 | 5992457 | 0 | 5992457 | 59.9246 | 1755.7899 | 0 | 22.9621 | 15.915 | 2021-07-01 01:15
PreNResSpltPkgAC-65to-PEYes | Save | Mtl | 2020 | CZ10 | cDXGF | 0 | None | 1 | 30000.07 | 142568.2 |  | 24477.74 | 0 | 54573.23 | 4506.632 | 51435.42 | 0 | 83.1212 | 6586.897 | 547.7722 | 4470.769 | 0 | 905.0198 | 0 | 0 | 10314300 | 0 | 10314300 | 103.143 | 3022.0899 | 0 | 22.9621 | 15.915 | 2021-07-01 01:16
PreNResSpltPkgAC-65to-PEYes | Save | Mtl | 2020 | CZ11 | cDXGF | 0 | None | 1 | 30000.07 | 147046.3 |  | 24477.74 | 0 | 54573.23 | 9704.849 | 49621.13 | 0 | 161.009 | 6912.358 | 1151.519 | 4217.653 | 0 | 1595.965 | 0 | 0 | 22727830 | 0 | 22727830 | 227.2783 | 6659.2542 | 0 | 22.9621 | 15.915 | 2021-07-01 01:17
PreNResSpltPkgAC-65to-PEYes | Save | Mtl | 2020 | CZ12 | cDXGF | 0 | None | 1 | 30000.07 | 138187.8 |  | 24477.74 | 0 | 54573.23 | 10042.54 | 40790.62 | 0 | 136.3259 | 6326.289 | 1119.579 | 3602.276 | 0 | 1840.942 | 0 | 0 | 23124290 | 0 | 23124290 | 231.2429 | 6775.417 | 0 | 22.9621 | 15.915 | 2021-07-01 01:17
PreNResSpltPkgAC-65to-PEYes | Save | Mtl | 2020 | CZ13 | cDXGF | 0 | None | 1 | 30000.07 | 152707.9 |  | 24477.74 | 0 | 54573.23 | 8021.205 | 56903.34 | 0 | 143.4736 | 7315.715 | 970.0624 | 4852.196 | 0 | 1273.217 | 0 | 0 | 19128210 | 0 | 19128210 | 191.2821 | 5604.5655 | 0 | 22.9621 | 15.915 | 2021-07-01 01:18
PreNResSpltPkgAC-65to-PEYes | Save | Mtl | 2020 | CZ14 | cDXGF | 0 | None | 1 | 30000.07 | 147959.3 |  | 24477.74 | 0 | 54573.23 | 9352.893 | 50245.06 | 0 | 167.159 | 6986.457 | 1124.487 | 4346.089 | 0 | 2156.696 | 0 | 0 | 23584510 | 0 | 23584510 | 235.8451 | 6910.2614 | 0 | 22.9621 | 15.915 | 2021-07-01 01:19
PreNResSpltPkgAC-65to-PEYes | Save | Mtl | 2020 | CZ15 | cDXGF | 0 | None | 1 | 30000.07 | 181705.6 |  | 24477.74 | 0 | 54573.23 | 968.9548 | 92149.48 | 0 | 47.6511 | 9482.426 | 137.0649 | 7688.295 | 0 | 6.059 | 0 | 0 | 1557549 | 0 | 1557549 | 15.5755 | 456.3619 | 0 | 22.9621 | 15.915 | 2021-07-01 01:20
PreNResSpltPkgAC-65to-PEYes | Save | Mtl | 2020 | CZ16 | cDXGF | 0 | None | 1 | 30000.07 | 155471.3 |  | 24477.74 | 0 | 54573.23 | 31014.55 | 23531.12 | 0 | 323.9002 | 7555.041 | 3330.732 | 2428.892 | 0 | 13995.62 | 0 | 0 | 64075440 | 0 | 64075440 | 640.7544 | 18774.1039 | 0 | 22.9621 | 15.915 | 2021-07-01 01:21
PreNResSpltPkgAC-65to-PEYes | Save | Nrs | 1975 | CZ01 | cDXGF | 0 | None | 1 | 60654.58 | 845926.5 |  | 187871.8 | 0 | 436467.9 | 9990.534 | 66925.22 | 0 | 12771.53 | 129560.2 | 59236.98 | 4595.84 | 0 | 2339.849 | 0 | 0 | 1271563000 | 11722490 | 1259840000 | 12598.4 | 369133.12 | 0 | 56.3295 | 80.6333 | 2021-07-01 01:22
PreNResSpltPkgAC-65to-PEYes | Save | Nrs | 1975 | CZ02 | cDXGF | 0 | None | 1 | 60654.58 | 950721.5 |  | 187871.8 | 0 | 436467.9 | 5880.428 | 172797.4 | 0 | 9541.502 | 136345.9 | 41106.61 | 31036.78 | 0 | 1816.922 | 0 | 0 | 878794400 | 11722490 | 867071400 | 8670.714 | 254051.9202 | 0 | 56.3295 | 80.6333 | 2021-07-01 01:23
PreNResSpltPkgAC-65to-PEYes | Save | Nrs | 1975 | CZ03 | cDXGF | 0 | None | 1 | 60654.58 | 900273.6 |  | 187871.8 | 0 | 436467.9 | 2058.232 | 134947.4 | 0 | 5200.126 | 133349.9 | 36910.79 | 20371.03 | 0 | 378.3681 | 0 | 0 | 680224800 | 11722490 | 668502000 | 6685.02 | 195871.086 | 0 | 56.3295 | 80.6333 | 2021-07-01 01:24
PreNResSpltPkgAC-65to-PEYes | Save | Nrs | 1975 | CZ04 | cDXGF | 0 | None | 1 | 60654.58 | 980251.1 |  | 187871.8 | 0 | 436467.9 | 1777.379 | 210865 | 0 | 5398.875 | 137465.5 | 29839.18 | 38993.17 | 0 | 404.6069 | 0 | 0 | 574654400 | 11722490 | 562931800 | 5629.318 | 164939.0174 | 0 | 56.3295 | 80.6333 | 2021-07-01 01:25
PreNResSpltPkgAC-65to-PEYes | Save | Nrs | 1975 | CZ05 | cDXGF | 0 | None | 1 | 60654.58 | 914561.6 |  | 187871.8 | 0 | 436467.9 | 2383.698 | 147938.4 | 0 | 5971.056 | 133394.8 | 35535.29 | 25109.43 | 0 | 534.5956 | 0 | 0 | 700765600 | 11722490 | 689042600 | 6890.426 | 201889.4818 | 0 | 56.3295 | 80.6333 | 2021-07-01 01:26
PreNResSpltPkgAC-65to-PEYes | Save | Nrs | 1975 | CZ06 | cDXGF | 0 | None | 1 | 60654.58 | 1004882 |  | 187871.8 | 0 | 436467.9 | 160.1034 | 240283.4 | 0 | 1992.25 | 138103.5 | 18874.88 | 53596.67 | 0 | 3.0728 | 0 | 0 | 312582000 | 11722490 | 300859200 | 3008.592 | 88151.7456 | 0 | 56.3295 | 80.6333 | 2021-07-01 01:27
PreNResSpltPkgAC-65to-PEYes | Save | Nrs | 1975 | CZ07 | cDXGF | 0 | None | 1 | 60654.58 | 979197.9 |  | 187871.8 | 0 | 436467.9 | 33.2852 | 217033 | 0 | 981.423 | 136810.5 | 16619.82 | 47766.22 | 0 | 0 | 0 | 0 | 244736900 | 11722490 | 233014100 | 2330.141 | 68273.1313 | 0 | 56.3295 | 80.6333 | 2021-07-01 01:28
PreNResSpltPkgAC-65to-PEYes | Save | Nrs | 1975 | CZ08 | cDXGF | 0 | None | 1 | 60654.58 | 1048834 |  | 187871.8 | 0 | 436467.9 | 122.122 | 281895.9 | 0 | 2173.907 | 140299.2 | 17333.4 | 59175.86 | 0 | 3.6593 | 0 | 0 | 293645000 | 11722490 | 281922200 | 2819.222 | 82603.2046 | 0 | 56.3295 | 80.6333 | 2021-07-01 01:30
PreNResSpltPkgAC-65to-PEYes | Save | Nrs | 1975 | CZ09 | cDXGF | 0 | None | 1 | 60654.58 | 1046609 |  | 187871.8 | 0 | 436467.9 | 366.4753 | 277810.5 | 0 | 3193.213 | 140857.8 | 20383.76 | 54848.92 | 0 | 41.2898 | 0 | 0 | 360381700 | 11722490 | 348658900 | 3486.589 | 102157.0577 | 0 | 56.3295 | 80.6333 | 2021-07-01 01:31
PreNResSpltPkgAC-65to-PEYes | Save | Nrs | 1975 | CZ10 | cDXGF | 0 | None | 1 | 60654.58 | 1071833 |  | 187871.8 | 0 | 436467.9 | 1596.745 | 298510.1 | 0 | 4660.973 | 142235.3 | 22591.03 | 58214.55 | 0 | 490.735 | 0 | 0 | 439691000 | 11722490 | 427968200 | 4279.682 | 125394.6826 | 0 | 56.3295 | 80.6333 | 2021-07-01 01:32
PreNResSpltPkgAC-65to-PEYes | Save | Nrs | 1975 | CZ11 | cDXGF | 0 | None | 1 | 60654.58 | 1074899 |  | 187871.8 | 0 | 436467.9 | 7262.324 | 289588.6 | 0 | 8733.378 | 143234.6 | 34059.66 | 53424.72 | 0 | 1740.459 | 0 | 0 | 734300800 | 11722490 | 722578000 | 7225.78 | 211715.354 | 0 | 56.3295 | 80.6333 | 2021-07-01 01:33
PreNResSpltPkgAC-65to-PEYes | Save | Nrs | 1975 | CZ12 | cDXGF | 0 | None | 1 | 60654.58 | 1018669 |  | 187871.8 | 0 | 436467.9 | 5532.426 | 238465.1 | 0 | 7934.799 | 140793.5 | 34119.83 | 42839.47 | 0 | 1604.125 | 0 | 0 | 716346700 | 11722490 | 704623900 | 7046.239 | 206454.8027 | 0 | 56.3295 | 80.6333 | 2021-07-01 01:34
PreNResSpltPkgAC-65to-PEYes | Save | Nrs | 1975 | CZ13 | cDXGF | 0 | None | 1 | 60654.58 | 1103650 |  | 187871.8 | 0 | 436467.9 | 4084.148 | 323232.8 | 0 | 7595.043 | 143303.4 | 28499.17 | 59573.37 | 0 | 1095.552 | 0 | 0 | 606503700 | 11722490 | 594781100 | 5947.811 | 174270.8623 | 0 | 56.3295 | 80.6333 | 2021-07-01 01:35
PreNResSpltPkgAC-65to-PEYes | Save | Nrs | 1975 | CZ14 | cDXGF | 0 | None | 1 | 60654.58 | 1080574 |  | 187871.8 | 0 | 436467.9 | 10229.37 | 292713.9 | 0 | 9037.03 | 142315.5 | 31936.47 | 55579.71 | 0 | 1938.836 | 0 | 0 | 752570700 | 11722490 | 740847900 | 7408.479 | 217068.4347 | 0 | 56.3295 | 80.6333 | 2021-07-01 01:36
PreNResSpltPkgAC-65to-PEYes | Save | Nrs | 1975 | CZ15 | cDXGF | 0 | None | 1 | 60654.58 | 1301568 |  | 187871.8 | 0 | 436467.9 | 49.1553 | 525996.3 | 0 | 2163.751 | 149017.2 | 11375.01 | 92368.09 | 0 | 2.9193 | 0 | 0 | 198732600 | 11722490 | 187009900 | 1870.099 | 54793.9007 | 0 | 56.3295 | 80.6333 | 2021-07-01 01:37
PreNResSpltPkgAC-65to-PEYes | Save | Nrs | 1975 | CZ16 | cDXGF | 0 | None | 1 | 60654.58 | 980358.5 |  | 187871.8 | 0 | 436467.9 | 49319.57 | 134896 | 0 | 15298.48 | 137465.1 | 54969.94 | 25650.11 | 0 | 19039.84 | 0 | 0 | 1462545000 | 11722490 | 1450822000 | 14508.22 | 425090.846 | 0 | 56.3295 | 80.6333 | 2021-07-01 01:38
PreNResSpltPkgAC-65to-PEYes | Save | Nrs | 1985 | CZ01 | cDXGF | 0 | None | 1 | 60654.58 | 840451.9 |  | 187871.8 | 0 | 430833.3 | 5830.688 | 72806.19 | 0 | 12696.63 | 128940.7 | 56799.37 | 4881.982 | 0 | 1471.083 | 0 | 0 | 1212066000 | 11722490 | 1200343000 | 12003.43 | 351700.499 | 0 | 56.3295 | 79.66 | 2021-07-01 01:39
PreNResSpltPkgAC-65to-PEYes | Save | Nrs | 1985 | CZ02 | cDXGF | 0 | None | 1 | 60654.58 | 944353.6 |  | 187871.8 | 0 | 430833.3 | 3374.157 | 176319.3 | 0 | 9463.534 | 135390.9 | 39364.61 | 31058.7 | 0 | 1099.705 | 0 | 0 | 840514600 | 11722490 | 828791700 | 8287.917 | 242835.9681 | 0 | 56.3295 | 79.66 | 2021-07-01 01:41
PreNResSpltPkgAC-65to-PEYes | Save | Nrs | 1985 | CZ03 | cDXGF | 0 | None | 1 | 60654.58 | 898009.7 |  | 187871.8 | 0 | 430833.3 | 1016.063 | 140194.8 | 0 | 5164.165 | 132710.8 | 35298.11 | 20570.29 | 0 | 217.7184 | 0 | 0 | 647200600 | 11722490 | 635477800 | 6354.778 | 186194.9954 | 0 | 56.3295 | 79.66 | 2021-07-01 01:42
PreNResSpltPkgAC-65to-PEYes | Save | Nrs | 1985 | CZ04 | cDXGF | 0 | None | 1 | 60654.58 | 975419.4 |  | 187871.8 | 0 | 430833.3 | 813.9442 | 213751.5 | 0 | 5355.504 | 136587.9 | 28609.29 | 38955.19 | 0 | 204.1593 | 0 | 0 | 547958800 | 11722490 | 536236100 | 5362.361 | 157117.1773 | 0 | 56.3295 | 79.66 | 2021-07-01 01:43
PreNResSpltPkgAC-65to-PEYes | Save | Nrs | 1985 | CZ05 | cDXGF | 0 | None | 1 | 60654.58 | 911866.4 |  | 187871.8 | 0 | 430833.3 | 1158.726 | 152999.3 | 0 | 5932.178 | 132796.5 | 34001.94 | 25287.63 | 0 | 273.2168 | 0 | 0 | 668720600 | 11722490 | 656997900 | 6569.979 | 192500.3847 | 0 | 56.3295 | 79.66 | 2021-07-01 01:44
PreNResSpltPkgAC-65to-PEYes | Save | Nrs | 1985 | CZ06 | cDXGF | 0 | None | 1 | 60654.58 | 1001702 |  | 187871.8 | 0 | 430833.3 | 43.1318 | 243677.8 | 0 | 1976.548 | 137297.2 | 18034.9 | 53617.86 | 0 | 0.97973 | 0 | 0 | 297958700 | 11722490 | 286236000 | 2862.36 | 83867.148 | 0 | 56.3295 | 79.66 | 2021-07-01 01:45
PreNResSpltPkgAC-65to-PEYes | Save | Nrs | 1985 | CZ07 | cDXGF | 0 | None | 1 | 60654.58 | 976288.8 |  | 187871.8 | 0 | 430833.3 | 5.1579 | 220514.2 | 0 | 974.2646 | 136089.2 | 15817.22 | 47783.59 | 0 | 0 | 0 | 0 | 232962100 | 11722490 | 221239400 | 2212.394 | 64823.1442 | 0 | 56.3295 | 79.66 | 2021-07-01 01:46
PreNResSpltPkgAC-65to-PEYes | Save | Nrs | 1985 | CZ08 | cDXGF | 0 | None | 1 | 60654.58 | 1043236 |  | 187871.8 | 0 | 430833.3 | 31.1635 | 282997 | 0 | 2155.755 | 139344.6 | 16582.16 | 58905.63 | 0 | 1.1045 | 0 | 0 | 280527200 | 11722490 | 268804400 | 2688.044 | 78759.6892 | 0 | 56.3295 | 79.66 | 2021-07-01 01:47
PreNResSpltPkgAC-65to-PEYes | Save | Nrs | 1985 | CZ09 | cDXGF | 0 | None | 1 | 60654.58 | 1040593 |  | 187871.8 | 0 | 430833.3 | 127.9394 | 278840.8 | 0 | 3161.536 | 139740.1 | 19484.88 | 54553.55 | 0 | 16.3247 | 0 | 0 | 344251200 | 11722490 | 332528400 | 3325.284 | 97430.8212 | 0 | 56.3295 | 79.66 | 2021-07-01 01:48
PreNResSpltPkgAC-65to-PEYes | Save | Nrs | 1985 | CZ10 | cDXGF | 0 | None | 1 | 60654.58 | 1064309 |  | 187871.8 | 0 | 430833.3 | 766.5967 | 298926.8 | 0 | 4614.611 | 141041 | 21584.04 | 57882.7 | 0 | 253.0401 | 0 | 0 | 420573200 | 11722490 | 408850300 | 4088.503 | 119793.1379 | 0 | 56.3295 | 79.66 | 2021-07-01 01:49
PreNResSpltPkgAC-65to-PEYes | Save | Nrs | 1985 | CZ11 | cDXGF | 0 | None | 1 | 60654.58 | 1063380 |  | 187871.8 | 0 | 430833.3 | 4218.789 | 288883.8 | 0 | 8632.67 | 141852.3 | 32515.1 | 53059.38 | 0 | 1085.182 | 0 | 0 | 701398100 | 11722490 | 689675500 | 6896.755 | 202074.9215 | 0 | 56.3295 | 79.66 | 2021-07-01 01:50
PreNResSpltPkgAC-65to-PEYes | Save | Nrs | 1985 | CZ12 | cDXGF | 0 | None | 1 | 60654.58 | 1010084 |  | 187871.8 | 0 | 430833.3 | 3144.378 | 239804.9 | 0 | 7857.206 | 139582.9 | 32675.43 | 42649.65 | 0 | 988.5125 | 0 | 0 | 684958400 | 11722490 | 673235600 | 6732.356 | 197258.0308 | 0 | 56.3295 | 79.66 | 2021-07-01 01:51
PreNResSpltPkgAC-65to-PEYes | Save | Nrs | 1985 | CZ13 | cDXGF | 0 | None | 1 | 60654.58 | 1092606 |  | 187871.8 | 0 | 430833.3 | 2128.661 | 321670 | 0 | 7507.247 | 141960.5 | 27338.06 | 59137.85 | 0 | 633.5736 | 0 | 0 | 579886500 | 11722490 | 568163700 | 5681.637 | 166471.9641 | 0 | 56.3295 | 79.66 | 2021-07-01 01:52
PreNResSpltPkgAC-65to-PEYes | Save | Nrs | 1985 | CZ14 | cDXGF | 0 | None | 1 | 60654.58 | 1068933 |  | 187871.8 | 0 | 430833.3 | 6713.262 | 292367.6 | 0 | 8934.627 | 140961.5 | 30612.85 | 55237.72 | 0 | 1249.938 | 0 | 0 | 722000800 | 11722490 | 710278000 | 7102.78 | 208111.454 | 0 | 56.3295 | 79.66 | 2021-07-01 01:54
PreNResSpltPkgAC-65to-PEYes | Save | Nrs | 1985 | CZ15 | cDXGF | 0 | None | 1 | 60654.58 | 1287009 |  | 187871.8 | 0 | 430833.3 | 7.8354 | 518735.1 | 0 | 2135.489 | 147423.1 | 10841.05 | 91377.45 | 0 | 0.70056 | 0 | 0 | 190028900 | 11722490 | 178306200 | 1783.062 | 52243.7166 | 0 | 56.3295 | 79.66 | 2021-07-01 01:55
PreNResSpltPkgAC-65to-PEYes | Save | Nrs | 1985 | CZ16 | cDXGF | 0 | None | 1 | 60654.58 | 960164.9 |  | 187871.8 | 0 | 430833.3 | 38366.14 | 137056.5 | 0 | 15181.02 | 136027.4 | 52866.18 | 25624.38 | 0 | 14827.59 | 0 | 0 | 1407963000 | 11722490 | 1396240000 | 13962.4 | 409098.32 | 0 | 56.3295 | 79.66 | 2021-07-01 01:56
PreNResSpltPkgAC-65to-PEYes | Save | Nrs | 1996 | CZ01 | cDXGF | 0 | None | 1 | 60654.58 | 824300.3 |  | 187871.8 | 0 | 425203.3 | 1180.517 | 74010.68 | 0 | 12136.26 | 123550.1 | 53148.48 | 4712.395 | 0 | 349.4249 | 0 | 0 | 1145316000 | 11722490 | 1133594000 | 11335.94 | 332143.042 | 0 | 56.3295 | 78.6868 | 2021-07-01 01:57
PreNResSpltPkgAC-65to-PEYes | Save | Nrs | 1996 | CZ02 | cDXGF | 0 | None | 1 | 60654.58 | 924378.9 |  | 187871.8 | 0 | 425203.3 | 3028.189 | 165832 | 0 | 9254.325 | 132216.3 | 38893.14 | 29795.96 | 0 | 974.9423 | 0 | 0 | 840566500 | 11722490 | 828843600 | 8288.436 | 242851.1748 | 0 | 56.3295 | 78.6868 | 2021-07-01 01:58
PreNResSpltPkgAC-65to-PEYes | Save | Nrs | 1996 | CZ03 | cDXGF | 0 | None | 1 | 60654.58 | 879383.1 |  | 187871.8 | 0 | 425203.3 | 889.4106 | 130285.2 | 0 | 5062.464 | 129881.1 | 35108.92 | 19352.58 | 0 | 191.3245 | 0 | 0 | 649700500 | 11722490 | 637977700 | 6379.777 | 186927.4661 | 0 | 56.3295 | 78.6868 | 2021-07-01 01:59
PreNResSpltPkgAC-65to-PEYes | Save | Nrs | 1996 | CZ04 | cDXGF | 0 | None | 1 | 60654.58 | 953835.1 |  | 187871.8 | 0 | 425203.3 | 680.9036 | 201306.9 | 0 | 5237.871 | 133363.6 | 28345.76 | 37406.99 | 0 | 172.4765 | 0 | 0 | 548304100 | 11722490 | 536581200 | 5365.812 | 157218.2916 | 0 | 56.3295 | 78.6868 | 2021-07-01 02:00
PreNResSpltPkgAC-65to-PEYes | Save | Nrs | 1996 | CZ05 | cDXGF | 0 | None | 1 | 60654.58 | 892626.4 |  | 187871.8 | 0 | 425203.3 | 1037.653 | 142466.4 | 0 | 5816.631 | 129984.6 | 33840.01 | 23975.71 | 0 | 247.829 | 0 | 0 | 673310500 | 11722490 | 661587600 | 6615.876 | 193845.1668 | 0 | 56.3295 | 78.6868 | 2021-07-01 02:01
PreNResSpltPkgAC-65to-PEYes | Save | Nrs | 1996 | CZ06 | cDXGF | 0 | None | 1 | 60654.58 | 978369.1 |  | 187871.8 | 0 | 425203.3 | 30.5495 | 229185.4 | 0 | 1936.024 | 134142.8 | 18555.87 | 51469.44 | 0 | 0.84275 | 0 | 0 | 308732500 | 11722490 | 297009800 | 2970.098 | 87023.8714 | 0 | 56.3295 | 78.6868 | 2021-07-01 02:02
PreNResSpltPkgAC-65to-PEYes | Save | Nrs | 1996 | CZ07 | cDXGF | 0 | None | 1 | 60654.58 | 954951.1 |  | 187871.8 | 0 | 425203.3 | 3.738 | 207771.6 | 0 | 955.0248 | 133147.5 | 16384.75 | 45865.36 | 0 | 0 | 0 | 0 | 241830700 | 11722490 | 230108000 | 2301.08 | 67421.644 | 0 | 56.3295 | 78.6868 | 2021-07-01 02:03
PreNResSpltPkgAC-65to-PEYes | Save | Nrs | 1996 | CZ08 | cDXGF | 0 | None | 1 | 60654.58 | 1020592 |  | 187871.8 | 0 | 425203.3 | 20.7929 | 269273.9 | 0 | 2110.483 | 136112.3 | 16998.11 | 56923.67 | 0 | 0.75073 | 0 | 0 | 289865900 | 11722490 | 278143100 | 2781.431 | 81495.9283 | 0 | 56.3295 | 78.6868 | 2021-07-01 02:05
PreNResSpltPkgAC-65to-PEYes | Save | Nrs | 1996 | CZ09 | cDXGF | 0 | None | 1 | 60654.58 | 1016988 |  | 187871.8 | 0 | 425203.3 | 157.6451 | 263973.2 | 0 | 3109.103 | 136654.1 | 20305.96 | 52611.28 | 0 | 20.1282 | 0 | 0 | 362288700 | 11722490 | 350565900 | 3505.659 | 102715.8087 | 0 | 56.3295 | 78.6868 | 2021-07-01 02:06
PreNResSpltPkgAC-65to-PEYes | Save | Nrs | 1996 | CZ10 | cDXGF | 0 | None | 1 | 60654.58 | 1040540 |  | 187871.8 | 0 | 425203.3 | 975.4619 | 283670.8 | 0 | 4528.169 | 137968.4 | 22366.65 | 55898.19 | 0 | 323.1162 | 0 | 0 | 440813200 | 11722490 | 429090300 | 4290.903 | 125723.4579 | 0 | 56.3295 | 78.6868 | 2021-07-01 02:07
PreNResSpltPkgAC-65to-PEYes | Save | Nrs | 1996 | CZ11 | cDXGF | 0 | None | 1 | 60654.58 | 1018620 |  | 187871.8 | 0 | 425203.3 | 632.0439 | 263948.5 | 0 | 8096.137 | 132674.6 | 29383.4 | 49322.95 | 0 | 195.3475 | 0 | 0 | 655195400 | 11722490 | 643472800 | 6434.728 | 188537.5304 | 0 | 56.3295 | 78.6868 | 2021-07-01 02:08
PreNResSpltPkgAC-65to-PEYes | Save | Nrs | 1996 | CZ12 | cDXGF | 0 | None | 1 | 60654.58 | 972526.4 |  | 187871.8 | 0 | 425203.3 | 467.8916 | 220412.4 | 0 | 7381.96 | 131016.8 | 29939.69 | 39663.4 | 0 | 173.9032 | 0 | 0 | 646713300 | 11722490 | 634990500 | 6349.905 | 186052.2165 | 0 | 56.3295 | 78.6868 | 2021-07-01 02:09
PreNResSpltPkgAC-65to-PEYes | Save | Nrs | 1996 | CZ13 | cDXGF | 0 | None | 1 | 60654.58 | 1047546 |  | 187871.8 | 0 | 425203.3 | 233.4902 | 294242.6 | 0 | 7060.37 | 132848.8 | 24942.06 | 54995.12 | 0 | 87.7137 | 0 | 0 | 546212900 | 11722490 | 534490100 | 5344.901 | 156605.5993 | 0 | 56.3295 | 78.6868 | 2021-07-01 02:10
PreNResSpltPkgAC-65to-PEYes | Save | Nrs | 1996 | CZ14 | cDXGF | 0 | None | 1 | 60654.58 | 1018261 |  | 187871.8 | 0 | 425203.3 | 1446.223 | 263157.5 | 0 | 8416.771 | 131880.6 | 28053.5 | 51122.98 | 0 | 286.3753 | 0 | 0 | 684204200 | 11722490 | 672481500 | 6724.815 | 197037.0795 | 0 | 56.3295 | 78.6868 | 2021-07-01 02:11
PreNResSpltPkgAC-65to-PEYes | Save | Nrs | 1996 | CZ15 | cDXGF | 0 | None | 1 | 60654.58 | 1221632 |  | 187871.8 | 0 | 425203.3 | 0 | 469470.3 | 0 | 2009.429 | 137078.7 | 9935.73 | 84472.49 | 0 | 0 | 0 | 0 | 180182300 | 11722490 | 168459600 | 1684.596 | 49358.6628 | 0 | 56.3295 | 78.6868 | 2021-07-01 02:12
PreNResSpltPkgAC-65to-PEYes | Save | Nrs | 1996 | CZ16 | cDXGF | 0 | None | 1 | 60654.58 | 905148.6 |  | 187871.8 | 0 | 425203.3 | 17867.64 | 124737 | 0 | 14370.43 | 127827.3 | 48518.41 | 23731.72 | 0 | 7272.908 | 0 | 0 | 1338417000 | 11722490 | 1326695000 | 13266.95 | 388721.635 | 0 | 56.3295 | 78.6868 | 2021-07-01 02:13
PreNResSpltPkgAC-65to-PEYes | Save | Nrs | 2003 | CZ01 | cDXGF | 0 | None | 1 | 60654.58 | 808704 |  | 187871.8 | 0 | 419568.6 | 413.8536 | 68392.92 | 0 | 11837.99 | 120475.4 | 53725.66 | 4233.595 | 0 | 143.2681 | 0 | 0 | 1156177000 | 11722490 | 1144455000 | 11444.55 | 335325.315 | 0 | 56.3295 | 77.7135 | 2021-07-01 02:14
PreNResSpltPkgAC-65to-PEYes | Save | Nrs | 2003 | CZ02 | cDXGF | 0 | None | 1 | 60654.58 | 889633.4 |  | 187871.8 | 0 | 419568.6 | 169.4048 | 149885.7 | 0 | 8629.477 | 123447 | 36180.27 | 27099.4 | 0 | 61.5017 | 0 | 0 | 806032200 | 11722490 | 794309200 | 7943.092 | 232732.5956 | 0 | 56.3295 | 77.7135 | 2021-07-01 02:16
PreNResSpltPkgAC-65to-PEYes | Save | Nrs | 2003 | CZ03 | cDXGF | 0 | None | 1 | 60654.58 | 877356.2 |  | 187871.8 | 0 | 419568.6 | 138.1389 | 136029 | 0 | 5001.665 | 128703.7 | 33701.2 | 19440.02 | 0 | 43.3293 | 0 | 0 | 619636300 | 11722490 | 607913500 | 6079.135 | 178118.6555 | 0 | 56.3295 | 77.7135 | 2021-07-01 02:17
PreNResSpltPkgAC-65to-PEYes | Save | Nrs | 2003 | CZ04 | cDXGF | 0 | None | 1 | 60654.58 | 946980.9 |  | 187871.8 | 0 | 419568.6 | 103.4205 | 202566.4 | 0 | 5162.088 | 131676.5 | 27244.46 | 37050.55 | 0 | 32.1607 | 0 | 0 | 526124600 | 11722490 | 514401800 | 5144.018 | 150719.7274 | 0 | 56.3295 | 77.7135 | 2021-07-01 02:18
PreNResSpltPkgAC-65to-PEYes | Save | Nrs | 2003 | CZ05 | cDXGF | 0 | None | 1 | 60654.58 | 888833.8 |  | 187871.8 | 0 | 419568.6 | 180.688 | 146696 | 0 | 5745.75 | 128723.4 | 32660.06 | 23926.56 | 0 | 47.6277 | 0 | 0 | 647141600 | 11722490 | 635418600 | 6354.186 | 186177.6498 | 0 | 56.3295 | 77.7135 | 2021-07-01 02:19
PreNResSpltPkgAC-65to-PEYes | Save | Nrs | 2003 | CZ06 | cDXGF | 0 | None | 1 | 60654.58 | 979041.4 |  | 187871.8 | 0 | 419568.6 | 0.027657 | 235910.6 | 0 | 1925.121 | 133764.9 | 17736.71 | 51780.16 | 0 | 0 | 0 | 0 | 293127100 | 11722490 | 281404300 | 2814.043 | 82451.4599 | 0 | 56.3295 | 77.7135 | 2021-07-01 02:20
PreNResSpltPkgAC-65to-PEYes | Save | Nrs | 2003 | CZ07 | cDXGF | 0 | None | 1 | 60654.58 | 955130.3 |  | 187871.8 | 0 | 419568.6 | 0 | 213957.2 | 0 | 949.8165 | 132782.9 | 15613.23 | 46085.15 | 0 | 0 | 0 | 0 | 230165600 | 11722490 | 218442800 | 2184.428 | 64003.7404 | 0 | 56.3295 | 77.7135 | 2021-07-01 02:21
PreNResSpltPkgAC-65to-PEYes | Save | Nrs | 2003 | CZ08 | cDXGF | 0 | None | 1 | 60654.58 | 1017786 |  | 187871.8 | 0 | 419568.6 | 0 | 272730.9 | 0 | 2097.817 | 135517.5 | 16338.81 | 56872.16 | 0 | 0 | 0 | 0 | 277187200 | 11722490 | 265464300 | 2654.643 | 77781.0399 | 0 | 56.3295 | 77.7135 | 2021-07-01 02:22
PreNResSpltPkgAC-65to-PEYes | Save | Nrs | 2003 | CZ09 | cDXGF | 0 | None | 1 | 60654.58 | 1014565 |  | 187871.8 | 0 | 419568.6 | 5.2288 | 268342.3 | 0 | 3077.12 | 135698.6 | 19148.78 | 52557.45 | 0 | 0.68831 | 0 | 0 | 339717600 | 11722490 | 327994800 | 3279.948 | 96102.4764 | 0 | 56.3295 | 77.7135 | 2021-07-01 02:23
PreNResSpltPkgAC-65to-PEYes | Save | Nrs | 2003 | CZ10 | cDXGF | 0 | None | 1 | 60654.58 | 988645.6 |  | 187871.8 | 0 | 419568.6 | 11.9263 | 250250.5 | 0 | 4164.336 | 126773.4 | 19865.33 | 50874.18 | 0 | 4.5596 | 0 | 0 | 406754200 | 11722490 | 395031300 | 3950.313 | 115744.1709 | 0 | 56.3295 | 77.7135 | 2021-07-01 02:24
PreNResSpltPkgAC-65to-PEYes | Save | Nrs | 2003 | CZ11 | cDXGF | 0 | None | 1 | 60654.58 | 984772.3 |  | 187871.8 | 0 | 419568.6 | 113.3357 | 242821.6 | 0 | 7739.474 | 126618.4 | 28650.51 | 46556.39 | 0 | 39.1511 | 0 | 0 | 655309400 | 11722490 | 643586800 | 6435.868 | 188570.9324 | 0 | 56.3295 | 77.7135 | 2021-07-01 02:26
PreNResSpltPkgAC-65to-PEYes | Save | Nrs | 2003 | CZ12 | cDXGF | 0 | None | 1 | 60654.58 | 941322.1 |  | 187871.8 | 0 | 419568.6 | 88.8538 | 201203.1 | 0 | 7066.957 | 125486.9 | 29475.12 | 37398.22 | 0 | 36.0444 | 0 | 0 | 649925800 | 11722490 | 638203000 | 6382.03 | 186993.479 | 0 | 56.3295 | 77.7135 | 2021-07-01 02:27
PreNResSpltPkgAC-65to-PEYes | Save | Nrs | 2003 | CZ13 | cDXGF | 0 | None | 1 | 60654.58 | 1011719 |  | 187871.8 | 0 | 419568.6 | 27.9777 | 270417 | 0 | 6757.285 | 127064.3 | 24481.51 | 52091.82 | 0 | 11.7051 | 0 | 0 | 548778600 | 11722490 | 537055900 | 5370.559 | 157357.3787 | 0 | 56.3295 | 77.7135 | 2021-07-01 02:28
PreNResSpltPkgAC-65to-PEYes | Save | Nrs | 2003 | CZ14 | cDXGF | 0 | None | 1 | 60654.58 | 983459.6 |  | 187871.8 | 0 | 419568.6 | 606.4698 | 240935.4 | 0 | 8070.853 | 126279.9 | 27689.01 | 48403.88 | 0 | 126.9516 | 0 | 0 | 693277600 | 11722490 | 681554800 | 6815.548 | 199695.5564 | 0 | 56.3295 | 77.7135 | 2021-07-01 02:29
PreNResSpltPkgAC-65to-PEYes | Save | Nrs | 2003 | CZ15 | cDXGF | 0 | None | 1 | 60654.58 | 1176650 |  | 187871.8 | 0 | 419568.6 | 0 | 436791.2 | 0 | 1932.037 | 130486.1 | 9852.893 | 80108.37 | 0 | 0 | 0 | 0 | 183529400 | 11722490 | 171806700 | 1718.067 | 50339.3631 | 0 | 56.3295 | 77.7135 | 2021-07-01 02:30
PreNResSpltPkgAC-65to-PEYes | Save | Nrs | 2003 | CZ16 | cDXGF | 0 | None | 1 | 60654.58 | 871426.9 |  | 187871.8 | 0 | 419568.6 | 11006.5 | 111699 | 0 | 13851.76 | 122787.6 | 47785.83 | 21983.81 | 0 | 4641.716 | 0 | 0 | 1348516000 | 11722490 | 1336794000 | 13367.94 | 391680.642 | 0 | 56.3295 | 77.7135 | 2021-07-01 02:31
PreNResSpltPkgAC-65to-PEYes | Save | Nrs | 2007 | CZ01 | cDXGF | 0 | None | 1 | 60654.58 | 801263.2 |  | 187871.8 | 0 | 419568.6 | 379.6203 | 60967.26 | 0 | 11837.83 | 120495.4 | 52994.07 | 4258.79 | 0 | 142.7152 | 0 | 0 | 1139001000 | 11722490 | 1127278000 | 11272.78 | 330292.454 | 0 | 56.3295 | 77.7135 | 2021-07-01 02:32
PreNResSpltPkgAC-65to-PEYes | Save | Nrs | 2007 | CZ02 | cDXGF | 0 | None | 1 | 60654.58 | 876509.6 |  | 187871.8 | 0 | 419568.6 | 155.4347 | 136770.8 | 0 | 8629.022 | 123452.7 | 35752.4 | 27129.74 | 0 | 61.2079 | 0 | 0 | 795454000 | 11722490 | 783731100 | 7837.311 | 229633.2123 | 0 | 56.3295 | 77.7135 | 2021-07-01 02:33
PreNResSpltPkgAC-65to-PEYes | Save | Nrs | 2007 | CZ03 | cDXGF | 0 | None | 1 | 60654.58 | 863902.4 |  | 187871.8 | 0 | 419568.6 | 125.4845 | 122577.5 | 0 | 5001.389 | 128715.1 | 33201.57 | 19477.7 | 0 | 42.6563 | 0 | 0 | 610463000 | 11722490 | 598740100 | 5987.401 | 175430.8493 | 0 | 56.3295 | 77.7135 | 2021-07-01 02:35
PreNResSpltPkgAC-65to-PEYes | Save | Nrs | 2007 | CZ04 | cDXGF | 0 | None | 1 | 60654.58 | 929476.6 |  | 187871.8 | 0 | 419568.6 | 94.1384 | 185068.4 | 0 | 5161.687 | 131680.3 | 26821.51 | 37072.55 | 0 | 31.7704 | 0 | 0 | 518108400 | 11722490 | 506385700 | 5063.857 | 148371.0101 | 0 | 56.3295 | 77.7135 | 2021-07-01 02:36
PreNResSpltPkgAC-65to-PEYes | Save | Nrs | 2007 | CZ05 | cDXGF | 0 | None | 1 | 60654.58 | 874807 |  | 187871.8 | 0 | 419568.6 | 164.8465 | 132676.3 | 0 | 5745.363 | 128733.2 | 32197.68 | 23974.18 | 0 | 47.2027 | 0 | 0 | 638822800 | 11722490 | 627100000 | 6271 | 183740.3 | 0 | 56.3295 | 77.7135 | 2021-07-01 02:37
PreNResSpltPkgAC-65to-PEYes | Save | Nrs | 2007 | CZ06 | cDXGF | 0 | None | 1 | 60654.58 | 958949.8 |  | 187871.8 | 0 | 419568.6 | 0.025647 | 215819.2 | 0 | 1925.121 | 133764.9 | 17736.71 | 51780.16 | 0 | 0 | 0 | 0 | 293127100 | 11722490 | 281404300 | 2814.043 | 82451.4599 | 0 | 56.3295 | 77.7135 | 2021-07-01 02:38
PreNResSpltPkgAC-65to-PEYes | Save | Nrs | 2007 | CZ07 | cDXGF | 0 | None | 1 | 60654.58 | 936048.4 |  | 187871.8 | 0 | 419568.6 | 0 | 194875.3 | 0 | 949.8165 | 132782.9 | 15613.23 | 46085.15 | 0 | 0 | 0 | 0 | 230165600 | 11722490 | 218442800 | 2184.428 | 64003.7404 | 0 | 56.3295 | 77.7135 | 2021-07-01 02:39
PreNResSpltPkgAC-65to-PEYes | Save | Nrs | 2007 | CZ08 | cDXGF | 0 | None | 1 | 60654.58 | 995628.9 |  | 187871.8 | 0 | 419568.6 | 0 | 250573.6 | 0 | 2097.817 | 135517.5 | 16338.81 | 56872.16 | 0 | 0 | 0 | 0 | 277187200 | 11722490 | 265464300 | 2654.643 | 77781.0399 | 0 | 56.3295 | 77.7135 | 2021-07-01 02:40
PreNResSpltPkgAC-65to-PEYes | Save | Nrs | 2007 | CZ09 | cDXGF | 0 | None | 1 | 60654.58 | 992635.4 |  | 187871.8 | 0 | 419568.6 | 4.8479 | 246413.8 | 0 | 3077.12 | 135698.6 | 19148.78 | 52557.45 | 0 | 0.69369 | 0 | 0 | 339717600 | 11722490 | 327994800 | 3279.948 | 96102.4764 | 0 | 56.3295 | 77.7135 | 2021-07-01 02:41
PreNResSpltPkgAC-65to-PEYes | Save | Nrs | 2007 | CZ10 | cDXGF | 0 | None | 1 | 60654.58 | 968850.1 |  | 187871.8 | 0 | 419568.6 | 10.9016 | 230458.5 | 0 | 4161.996 | 126774 | 19615.29 | 50906.76 | 0 | 4.5215 | 0 | 0 | 401496400 | 11722490 | 389773700 | 3897.737 | 114203.6941 | 0 | 56.3295 | 77.7135 | 2021-07-01 02:42
PreNResSpltPkgAC-65to-PEYes | Save | Nrs | 2007 | CZ11 | cDXGF | 0 | None | 1 | 60654.58 | 966023.1 |  | 187871.8 | 0 | 419568.6 | 103.7941 | 224093.2 | 0 | 7733.23 | 126613.5 | 28251.13 | 46567.79 | 0 | 38.9359 | 0 | 0 | 644419500 | 11722490 | 632696800 | 6326.968 | 185380.1624 | 0 | 56.3295 | 77.7135 | 2021-07-01 02:43
PreNResSpltPkgAC-65to-PEYes | Save | Nrs | 2007 | CZ12 | cDXGF | 0 | None | 1 | 60654.58 | 924741 |  | 187871.8 | 0 | 419568.6 | 81.2865 | 184635.6 | 0 | 7063.983 | 125484.2 | 29096.86 | 37416.72 | 0 | 35.7844 | 0 | 0 | 640058600 | 11722490 | 628335900 | 6283.359 | 184102.4187 | 0 | 56.3295 | 77.7135 | 2021-07-01 02:45
PreNResSpltPkgAC-65to-PEYes | Save | Nrs | 2007 | CZ13 | cDXGF | 0 | None | 1 | 60654.58 | 990802.7 |  | 187871.8 | 0 | 419568.6 | 25.4657 | 249520.8 | 0 | 6751.433 | 127053.2 | 24127.98 | 52089.92 | 0 | 11.5584 | 0 | 0 | 539777500 | 11722490 | 528054800 | 5280.548 | 154720.0564 | 0 | 56.3295 | 77.7135 | 2021-07-01 02:46
PreNResSpltPkgAC-65to-PEYes | Save | Nrs | 2007 | CZ14 | cDXGF | 0 | None | 1 | 60654.58 | 964675.3 |  | 187871.8 | 0 | 419568.6 | 541.5845 | 222240.3 | 0 | 8063.989 | 126272.3 | 27309.4 | 48408.11 | 0 | 116.4662 | 0 | 0 | 682763800 | 11722490 | 671041000 | 6710.41 | 196615.013 | 0 | 56.3295 | 77.7135 | 2021-07-01 02:47
PreNResSpltPkgAC-65to-PEYes | Save | Nrs | 2007 | CZ15 | cDXGF | 0 | None | 1 | 60654.58 | 1145506 |  | 187871.8 | 0 | 419568.6 | 0 | 405660.8 | 0 | 1928.857 | 130476.7 | 9689.55 | 80087.63 | 0 | 0 | 0 | 0 | 180961000 | 11722490 | 169238300 | 1692.383 | 49586.8219 | 0 | 56.3295 | 77.7135 | 2021-07-01 02:48
PreNResSpltPkgAC-65to-PEYes | Save | Nrs | 2007 | CZ16 | cDXGF | 0 | None | 1 | 60654.58 | 859830.4 |  | 187871.8 | 0 | 419568.6 | 9928.312 | 101473.3 | 0 | 13851.14 | 122767.9 | 47243.9 | 21995.59 | 0 | 4369.577 | 0 | 0 | 1327615000 | 11722490 | 1315892000 | 13158.92 | 385556.356 | 0 | 56.3295 | 77.7135 | 2021-07-01 02:49
PreNResSpltPkgAC-65to-PEYes | Save | Nrs | 2011 | CZ01 | cDXGF | 0 | None | 1 | 60654.58 | 792523.6 |  | 187871.8 | 0 | 419568.6 | 379.6203 | 60869.44 | 0 | 3196.206 | 120495.4 | 52994.07 | 4258.79 | 0 | 142.7152 | 0 | 0 | 1139001000 | 11722490 | 1127278000 | 11272.78 | 330292.454 | 0 | 56.3295 | 77.7135 | 2021-07-01 02:50
PreNResSpltPkgAC-65to-PEYes | Save | Nrs | 2011 | CZ02 | cDXGF | 0 | None | 1 | 60654.58 | 869811 |  | 187871.8 | 0 | 419568.6 | 37.2141 | 136652.4 | 0 | 2323.318 | 123343.5 | 34025.84 | 27347.97 | 0 | 14.0858 | 0 | 0 | 755256500 | 11722490 | 743533500 | 7435.335 | 217855.3155 | 0 | 56.3295 | 77.7135 | 2021-07-01 02:51
PreNResSpltPkgAC-65to-PEYes | Save | Nrs | 2011 | CZ03 | cDXGF | 0 | None | 1 | 60654.58 | 858824.4 |  | 187871.8 | 0 | 419568.6 | 123.0066 | 121140.8 | 0 | 1350.298 | 128728.3 | 32684.8 | 19514.67 | 0 | 41.8277 | 0 | 0 | 601383000 | 11722490 | 589660300 | 5896.603 | 172770.4679 | 0 | 56.3295 | 77.7135 | 2021-07-01 02:52
PreNResSpltPkgAC-65to-PEYes | Save | Nrs | 2011 | CZ04 | cDXGF | 0 | None | 1 | 60654.58 | 923684.9 |  | 187871.8 | 0 | 419568.6 | 11.625 | 183703.8 | 0 | 1384.513 | 131139.7 | 24861.79 | 37308.88 | 0 | 4.8483 | 0 | 0 | 481258700 | 11722490 | 469535800 | 4695.358 | 137573.9894 | 0 | 56.3295 | 77.7135 | 2021-07-01 02:54
PreNResSpltPkgAC-65to-PEYes | Save | Nrs | 2011 | CZ05 | cDXGF | 0 | None | 1 | 60654.58 | 868223.1 |  | 187871.8 | 0 | 419568.6 | 164.8465 | 130286.5 | 0 | 1551.252 | 128733.2 | 32197.68 | 23974.18 | 0 | 47.2027 | 0 | 0 | 638822800 | 11722490 | 627100000 | 6271 | 183740.3 | 0 | 56.3295 | 77.7135 | 2021-07-01 02:55
PreNResSpltPkgAC-65to-PEYes | Save | Nrs | 2011 | CZ06 | cDXGF | 0 | None | 1 | 60654.58 | 951018.5 |  | 187871.8 | 0 | 419568.6 | 0.025647 | 209293.2 | 0 | 519.783 | 133764.9 | 17736.71 | 51780.16 | 0 | 0 | 0 | 0 | 293127100 | 11722490 | 281404300 | 2814.043 | 82451.4599 | 0 | 56.3295 | 77.7135 | 2021-07-01 02:56
PreNResSpltPkgAC-65to-PEYes | Save | Nrs | 2011 | CZ07 | cDXGF | 0 | None | 1 | 60654.58 | 930397.3 |  | 187871.8 | 0 | 419568.6 | 0 | 189916.7 | 0 | 256.4211 | 132783.5 | 15362.51 | 46127.39 | 0 | 0 | 0 | 0 | 226920000 | 11722490 | 215197300 | 2151.973 | 63052.8089 | 0 | 56.3295 | 77.7135 | 2021-07-01 02:57
PreNResSpltPkgAC-65to-PEYes | Save | Nrs | 2011 | CZ08 | cDXGF | 0 | None | 1 | 60654.58 | 985397.8 |  | 187871.8 | 0 | 419568.6 | 0 | 241879.3 | 0 | 566.3057 | 135511.5 | 16111.86 | 56891.31 | 0 | 0 | 0 | 0 | 273494100 | 11722490 | 261771400 | 2617.714 | 76699.0202 | 0 | 56.3295 | 77.7135 | 2021-07-01 02:58
PreNResSpltPkgAC-65to-PEYes | Save | Nrs | 2011 | CZ09 | cDXGF | 0 | None | 1 | 60654.58 | 982268.8 |  | 187871.8 | 0 | 419568.6 | 0 | 239187.6 | 0 | 821.2056 | 134819.5 | 17001.53 | 52648.58 | 0 | 0 | 0 | 0 | 303990600 | 11722490 | 292267800 | 2922.678 | 85634.4654 | 0 | 56.3295 | 77.7135 | 2021-07-01 02:59
PreNResSpltPkgAC-65to-PEYes | Save | Nrs | 2011 | CZ10 | cDXGF | 0 | None | 1 | 60654.58 | 957727.8 |  | 187871.8 | 0 | 419568.6 | 0.63371 | 222680.3 | 0 | 1117.462 | 126488.8 | 18686.27 | 50995.63 | 0 | 0.24501 | 0 | 0 | 382211600 | 11722490 | 370488900 | 3704.889 | 108553.2477 | 0 | 56.3295 | 77.7135 | 2021-07-01 03:00
PreNResSpltPkgAC-65to-PEYes | Save | Nrs | 2011 | CZ11 | cDXGF | 0 | None | 1 | 60654.58 | 951455.1 |  | 187871.8 | 0 | 419568.6 | 17.0851 | 215708.2 | 0 | 2073.979 | 126208.8 | 26837.93 | 46608.99 | 0 | 6.61 | 0 | 0 | 607683300 | 11722490 | 595960600 | 5959.606 | 174616.4558 | 0 | 56.3295 | 77.7135 | 2021-07-01 03:01
PreNResSpltPkgAC-65to-PEYes | Save | Nrs | 2011 | CZ12 | cDXGF | 0 | None | 1 | 60654.58 | 914911.4 |  | 187871.8 | 0 | 419568.6 | 12.2723 | 180391 | 0 | 1896.999 | 125165.5 | 27618.31 | 37530.62 | 0 | 5.4295 | 0 | 0 | 605443500 | 11722490 | 593720700 | 5937.207 | 173960.1651 | 0 | 56.3295 | 77.7135 | 2021-07-01 03:02
PreNResSpltPkgAC-65to-PEYes | Save | Nrs | 2011 | CZ13 | cDXGF | 0 | None | 1 | 60654.58 | 974825.6 |  | 187871.8 | 0 | 419568.6 | 0.7344 | 238937.5 | 0 | 1809.934 | 126636.5 | 22918.67 | 52045.53 | 0 | 0.32352 | 0 | 0 | 509735300 | 11722490 | 498012900 | 4980.129 | 145917.7797 | 0 | 56.3295 | 77.7135 | 2021-07-01 03:03
PreNResSpltPkgAC-65to-PEYes | Save | Nrs | 2011 | CZ14 | cDXGF | 0 | None | 1 | 60654.58 | 949708.5 |  | 187871.8 | 0 | 419568.6 | 119.987 | 214086.7 | 0 | 2161.539 | 125879.8 | 25950.99 | 48449.14 | 0 | 20.0429 | 0 | 0 | 647261200 | 11722490 | 635538400 | 6355.384 | 186212.7512 | 0 | 56.3295 | 77.7135 | 2021-07-01 03:04
PreNResSpltPkgAC-65to-PEYes | Save | Nrs | 2011 | CZ15 | cDXGF | 0 | None | 1 | 60654.58 | 1113919 |  | 187871.8 | 0 | 419568.6 | 0 | 376592.5 | 0 | 510.5811 | 129375.4 | 8794.506 | 79645.38 | 0 | 0 | 0 | 0 | 166574500 | 11722490 | 154851800 | 1548.518 | 45371.5774 | 0 | 56.3295 | 77.7135 | 2021-07-01 03:05
PreNResSpltPkgAC-65to-PEYes | Save | Nrs | 2011 | CZ16 | cDXGF | 0 | None | 1 | 60654.58 | 843132.9 |  | 187871.8 | 0 | 419568.6 | 5241.405 | 102124.8 | 0 | 3730.806 | 122383.6 | 44975.71 | 22173.32 | 0 | 2211.847 | 0 | 0 | 1257486000 | 11722490 | 1245764000 | 12457.64 | 365008.852 | 0 | 56.3295 | 77.7135 | 2021-07-01 03:07
PreNResSpltPkgAC-65to-PEYes | Save | Nrs | 2015 | CZ01 | cDXGF | 0 | None | 1 | 60654.58 | 716644.7 |  | 183299.1 | 0 | 419568.6 | 23.3844 | 57926.25 | 0 | 3182.519 | 52633.27 | 21880.31 | 4370.74 | 0 | 10.9426 | 0 | 0 | 953786500 | 11722490 | 942063900 | 9420.639 | 276024.7227 | 0 | 55.2236 | 77.7135 | 2021-07-01 03:08
PreNResSpltPkgAC-65to-PEYes | Save | Nrs | 2015 | CZ02 | cDXGF | 0 | None | 1 | 60654.58 | 784303.4 |  | 183299.1 | 0 | 419568.6 | 0 | 123499.7 | 0 | 2303.722 | 55631.82 | 14245 | 16410.12 | 0 | 0 | 0 | 0 | 633087700 | 11722490 | 621364900 | 6213.649 | 182059.9157 | 0 | 55.2236 | 77.7135 | 2021-07-01 03:09
PreNResSpltPkgAC-65to-PEYes | Save | Nrs | 2015 | CZ03 | cDXGF | 0 | None | 1 | 60654.58 | 756577.4 |  | 183299.1 | 0 | 419568.6 | 0.67968 | 97607.5 | 0 | 1278.044 | 54823.07 | 14370.66 | 12071.98 | 0 | 0.31043 | 0 | 0 | 532312900 | 11722490 | 520590200 | 5205.902 | 152532.9286 | 0 | 55.2236 | 77.7135 | 2021-07-01 03:10
PreNResSpltPkgAC-65to-PEYes | Save | Nrs | 2015 | CZ04 | cDXGF | 0 | None | 1 | 60654.58 | 807425.6 |  | 183299.1 | 0 | 419568.6 | 0 | 146607.1 | 0 | 1302.046 | 56648.3 | 10870.85 | 20327.27 | 0 | 0 | 0 | 0 | 423043500 | 11722490 | 411320800 | 4113.208 | 120516.9944 | 0 | 55.2236 | 77.7135 | 2021-07-01 03:11
PreNResSpltPkgAC-65to-PEYes | Save | Nrs | 2015 | CZ05 | cDXGF | 0 | None | 1 | 60654.58 | 769020.9 |  | 183299.1 | 0 | 419568.6 | 0.014469 | 103852.4 | 0 | 1470.969 | 60829.31 | 18062.42 | 14760.01 | 0 | 0.0035283 | 0 | 0 | 542114000 | 11722490 | 530391100 | 5303.911 | 155404.5923 | 0 | 55.2236 | 77.7135 | 2021-07-01 03:12
PreNResSpltPkgAC-65to-PEYes | Save | Nrs | 2015 | CZ06 | cDXGF | 0 | None | 1 | 60654.58 | 823249 |  | 183299.1 | 0 | 419568.6 | 0 | 163256.8 | 0 | 481.6312 | 56642.52 | 8399.26 | 24793.61 | 0 | 0 | 0 | 0 | 272595700 | 11722490 | 260873000 | 2608.73 | 76435.789 | 0 | 55.2236 | 77.7135 | 2021-07-01 03:13
PreNResSpltPkgAC-65to-PEYes | Save | Nrs | 2015 | CZ07 | cDXGF | 0 | None | 1 | 60654.58 | 815961.7 |  | 183299.1 | 0 | 419568.6 | 0 | 150526.1 | 0 | 238.8601 | 62328.67 | 10093.91 | 24790.57 | 0 | 0 | 0 | 0 | 204353500 | 11722490 | 192630800 | 1926.308 | 56440.8244 | 0 | 55.2236 | 77.7135 | 2021-07-01 03:14
PreNResSpltPkgAC-65to-PEYes | Save | Nrs | 2015 | CZ08 | cDXGF | 0 | None | 1 | 60654.58 | 849746.3 |  | 183299.1 | 0 | 419568.6 | 0 | 188805.7 | 0 | 520.2267 | 57552.63 | 7470.399 | 27613.08 | 0 | 0 | 0 | 0 | 251855700 | 11722490 | 240133000 | 2401.33 | 70358.969 | 0 | 55.2236 | 77.7135 | 2021-07-01 03:15
PreNResSpltPkgAC-65to-PEYes | Save | Nrs | 2015 | CZ09 | cDXGF | 0 | None | 1 | 60654.58 | 844043.3 |  | 183299.1 | 0 | 419568.6 | 0 | 183223.9 | 0 | 757.3812 | 57194.29 | 7844.257 | 25960.34 | 0 | 0 | 0 | 0 | 277977000 | 11722490 | 266254300 | 2662.543 | 78012.5099 | 0 | 55.2236 | 77.7135 | 2021-07-01 03:16
PreNResSpltPkgAC-65to-PEYes | Save | Nrs | 2015 | CZ10 | cDXGF | 0 | None | 1 | 60654.58 | 858056.6 |  | 183299.1 | 0 | 419568.6 | 0 | 196302.3 | 0 | 1099.951 | 57785.94 | 8307.984 | 27366.75 | 0 | 0 | 0 | 0 | 330510800 | 11722490 | 318788000 | 3187.88 | 93404.884 | 0 | 55.2236 | 77.7135 | 2021-07-01 03:17
PreNResSpltPkgAC-65to-PEYes | Save | Nrs | 2015 | CZ11 | cDXGF | 0 | None | 1 | 60654.58 | 858288.9 |  | 183299.1 | 0 | 419568.6 | 0 | 190245.3 | 0 | 2034.844 | 63140.98 | 14042.91 | 27281.71 | 0 | 0 | 0 | 0 | 489729500 | 11722490 | 478006900 | 4780.069 | 140056.0217 | 0 | 55.2236 | 77.7135 | 2021-07-01 03:18
PreNResSpltPkgAC-65to-PEYes | Save | Nrs | 2015 | CZ12 | cDXGF | 0 | None | 1 | 60654.58 | 822316.1 |  | 183299.1 | 0 | 419568.6 | 0 | 160467.3 | 0 | 1870.553 | 57110.02 | 11672.71 | 21685.41 | 0 | 0 | 0 | 0 | 509274500 | 11722490 | 497551700 | 4975.517 | 145782.6481 | 0 | 55.2236 | 77.7135 | 2021-07-01 03:20
PreNResSpltPkgAC-65to-PEYes | Save | Nrs | 2015 | CZ13 | cDXGF | 0 | None | 1 | 60654.58 | 872396.9 |  | 183299.1 | 0 | 419568.6 | 0 | 209438.5 | 0 | 1775.9 | 58314.64 | 9592 | 28267.06 | 0 | 0 | 0 | 0 | 425731700 | 11722490 | 414009000 | 4140.09 | 121304.637 | 0 | 55.2236 | 77.7135 | 2021-07-01 03:21
PreNResSpltPkgAC-65to-PEYes | Save | Nrs | 2015 | CZ14 | cDXGF | 0 | None | 1 | 60654.58 | 855584.4 |  | 183299.1 | 0 | 419568.6 | 0.11908 | 187555.4 | 0 | 2122.297 | 63038.82 | 13612.23 | 28135.12 | 0 | 0.027358 | 0 | 0 | 523990700 | 11722490 | 512268000 | 5122.68 | 150094.524 | 0 | 55.2236 | 77.7135 | 2021-07-01 03:22
PreNResSpltPkgAC-65to-PEYes | Save | Nrs | 2015 | CZ15 | cDXGF | 0 | None | 1 | 60654.58 | 994574 |  | 183299.1 | 0 | 419568.6 | 0 | 325085.8 | 0 | 496.4642 | 66123.86 | 5405.529 | 44333.93 | 0 | 0 | 0 | 0 | 140439200 | 11722490 | 128716600 | 1287.166 | 37713.9638 | 0 | 55.2236 | 77.7135 | 2021-07-01 03:23
PreNResSpltPkgAC-65to-PEYes | Save | Nrs | 2015 | CZ16 | cDXGF | 0 | None | 1 | 60654.58 | 755554.9 |  | 183299.1 | 0 | 419568.6 | 1401.582 | 92288.61 | 0 | 3704.818 | 54797.97 | 18201.04 | 13779.88 | 0 | 493.7296 | 0 | 0 | 1021868000 | 11722490 | 1010145000 | 10101.45 | 295972.485 | 0 | 55.2236 | 77.7135 | 2021-07-01 03:24
PreNResSpltPkgAC-65to-PEYes | Save | Nrs | 2017 | CZ01 | cDXGF | 0 | None | 1 | 60654.58 | 708171.3 |  | 173775 | 0 | 419568.6 | 21.7462 | 58925.28 | 0 | 3182.51 | 52687.63 | 21899.73 | 4408.383 | 0 | 10.1917 | 0 | 0 | 961885800 | 11722490 | 950163400 | 9501.634 | 278397.8762 | 0 | 53.2311 | 77.7135 | 2021-07-01 03:25
PreNResSpltPkgAC-65to-PEYes | Save | Nrs | 2017 | CZ02 | cDXGF | 0 | None | 1 | 60654.58 | 774415.9 |  | 173775 | 0 | 419568.6 | 0 | 123160.1 | 0 | 2303.643 | 55608.34 | 14506.81 | 16263.08 | 0 | 0 | 0 | 0 | 647849700 | 11722490 | 636126800 | 6361.268 | 186385.1524 | 0 | 53.2311 | 77.7135 | 2021-07-01 03:26
PreNResSpltPkgAC-65to-PEYes | Save | Nrs | 2017 | CZ03 | cDXGF | 0 | None | 1 | 60654.58 | 747028.4 |  | 173775 | 0 | 419568.6 | 0.61986 | 97592.34 | 0 | 1278.021 | 54812.96 | 14749.58 | 11900.14 | 0 | 0.28381 | 0 | 0 | 548447000 | 11722490 | 536724100 | 5367.241 | 157260.1613 | 0 | 53.2311 | 77.7135 | 2021-07-01 03:27
PreNResSpltPkgAC-65to-PEYes | Save | Nrs | 2017 | CZ04 | cDXGF | 0 | None | 1 | 60654.58 | 797273.9 |  | 173775 | 0 | 419568.6 | 0 | 146017.4 | 0 | 1302.009 | 56610.41 | 11123.25 | 20152.33 | 0 | 0 | 0 | 0 | 433786300 | 11722490 | 422063500 | 4220.635 | 123664.6055 | 0 | 53.2311 | 77.7135 | 2021-07-01 03:28
PreNResSpltPkgAC-65to-PEYes | Save | Nrs | 2017 | CZ05 | cDXGF | 0 | None | 1 | 60654.58 | 759789.3 |  | 173775 | 0 | 419568.6 | 0 | 104135 | 0 | 1470.917 | 60839.49 | 18244.3 | 14644.85 | 0 | 0 | 0 | 0 | 551727500 | 11722490 | 540004600 | 5400.046 | 158221.3478 | 0 | 53.2311 | 77.7135 | 2021-07-01 03:29
PreNResSpltPkgAC-65to-PEYes | Save | Nrs | 2017 | CZ06 | cDXGF | 0 | None | 1 | 60654.58 | 813022.9 |  | 173775 | 0 | 419568.6 | 0 | 162559.3 | 0 | 481.5749 | 56638.05 | 8496.345 | 24579.95 | 0 | 0 | 0 | 0 | 275344400 | 11722490 | 263621700 | 2636.217 | 77241.1581 | 0 | 53.2311 | 77.7135 | 2021-07-01 03:31
PreNResSpltPkgAC-65to-PEYes | Save | Nrs | 2017 | CZ07 | cDXGF | 0 | None | 1 | 60654.58 | 805823.5 |  | 173775 | 0 | 419568.6 | 0 | 149927 | 0 | 238.8468 | 62313.88 | 10296.35 | 24566.06 | 0 | 0 | 0 | 0 | 209546100 | 11722490 | 197823400 | 1978.234 | 57962.2562 | 0 | 53.2311 | 77.7135 | 2021-07-01 03:32
PreNResSpltPkgAC-65to-PEYes | Save | Nrs | 2017 | CZ08 | cDXGF | 0 | None | 1 | 60654.58 | 838753.6 |  | 173775 | 0 | 419568.6 | 0 | 187379.8 | 0 | 520.0416 | 57509.86 | 7602.224 | 27404.89 | 0 | 0 | 0 | 0 | 256624700 | 11722490 | 244902000 | 2449.02 | 71756.286 | 0 | 53.2311 | 77.7135 | 2021-07-01 03:33
PreNResSpltPkgAC-65to-PEYes | Save | Nrs | 2017 | CZ09 | cDXGF | 0 | None | 1 | 60654.58 | 833335.8 |  | 173775 | 0 | 419568.6 | 0 | 182070.6 | 0 | 755.3992 | 57165.82 | 8063.271 | 25791.38 | 0 | 0 | 0 | 0 | 285562400 | 11722490 | 273839700 | 2738.397 | 80235.0321 | 0 | 53.2311 | 77.7135 | 2021-07-01 03:34
PreNResSpltPkgAC-65to-PEYes | Save | Nrs | 2017 | CZ10 | cDXGF | 0 | None | 1 | 60654.58 | 847177.5 |  | 173775 | 0 | 419568.6 | 0 | 194996.3 | 0 | 1098.698 | 57738.84 | 8486.754 | 27182.78 | 0 | 0 | 0 | 0 | 338129600 | 11722490 | 326406800 | 3264.068 | 95637.1924 | 0 | 53.2311 | 77.7135 | 2021-07-01 03:35
PreNResSpltPkgAC-65to-PEYes | Save | Nrs | 2017 | CZ11 | cDXGF | 0 | None | 1 | 60654.58 | 848058.3 |  | 173775 | 0 | 419568.6 | 0 | 189590.4 | 0 | 2027.166 | 63097.04 | 13900.22 | 27181.01 | 0 | 0 | 0 | 0 | 486738200 | 11722490 | 475015500 | 4750.155 | 139179.5415 | 0 | 53.2311 | 77.7135 | 2021-07-01 03:36
PreNResSpltPkgAC-65to-PEYes | Save | Nrs | 2017 | CZ12 | cDXGF | 0 | None | 1 | 60654.58 | 811910.8 |  | 173775 | 0 | 419568.6 | 0 | 159638 | 0 | 1868.795 | 57060.08 | 11814.61 | 21514.11 | 0 | 0 | 0 | 0 | 518801800 | 11722490 | 507078900 | 5070.789 | 148574.1177 | 0 | 53.2311 | 77.7135 | 2021-07-01 03:38
PreNResSpltPkgAC-65to-PEYes | Save | Nrs | 2017 | CZ13 | cDXGF | 0 | None | 1 | 60654.58 | 861231.9 |  | 173775 | 0 | 419568.6 | 0 | 207870.2 | 0 | 1772.328 | 58245.34 | 9661.967 | 28052.74 | 0 | 0 | 0 | 0 | 432805500 | 11722490 | 421082900 | 4210.829 | 123377.2897 | 0 | 53.2311 | 77.7135 | 2021-07-01 03:39
PreNResSpltPkgAC-65to-PEYes | Save | Nrs | 2017 | CZ14 | cDXGF | 0 | None | 1 | 60654.58 | 844814.4 |  | 173775 | 0 | 419568.6 | 0.083786 | 186359.7 | 0 | 2117.291 | 62993.35 | 13679.5 | 27965.74 | 0 | 0.018941 | 0 | 0 | 531112400 | 11722490 | 519389700 | 5193.897 | 152181.1821 | 0 | 53.2311 | 77.7135 | 2021-07-01 03:40
PreNResSpltPkgAC-65to-PEYes | Save | Nrs | 2017 | CZ15 | cDXGF | 0 | None | 1 | 60654.58 | 981852.8 |  | 173775 | 0 | 419568.6 | 0 | 321958.6 | 0 | 493.1627 | 66057.21 | 5515.081 | 44118.81 | 0 | 0 | 0 | 0 | 144041200 | 11722490 | 132318500 | 1323.185 | 38769.3205 | 0 | 53.2311 | 77.7135 | 2021-07-01 03:41
PreNResSpltPkgAC-65to-PEYes | Save | Nrs | 2017 | CZ16 | cDXGF | 0 | None | 1 | 60654.58 | 745885.3 |  | 173775 | 0 | 419568.6 | 1392.237 | 92190.87 | 0 | 3704.749 | 54763.32 | 18148.61 | 13638.13 | 0 | 490.1243 | 0 | 0 | 1026411000 | 11722490 | 1014688000 | 10146.88 | 297303.584 | 0 | 53.2311 | 77.7135 | 2021-07-01 03:42
PreNResSpltPkgAC-65to-PEYes | Save | Nrs | 2020 | CZ01 | cDXGF | 0 | None | 1 | 60654.58 | 653381.3 |  | 124089.5 | 0 | 419568.6 | 52.1307 | 54087.82 | 0 | 3182.51 | 52376.16 | 23092.16 | 3833.763 | 0 | 24.1815 | 0 | 0 | 1030223000 | 11722490 | 1018501000 | 10185.01 | 298420.793 | 0 | 37.7404 | 77.7135 | 2021-07-01 03:43
PreNResSpltPkgAC-65to-PEYes | Save | Nrs | 2020 | CZ02 | cDXGF | 0 | None | 1 | 60654.58 | 716901.1 |  | 124089.5 | 0 | 419568.6 | 0.24248 | 115857.4 | 0 | 2301.31 | 55083.43 | 15296.42 | 15257.36 | 0 | 0.091573 | 0 | 0 | 693546400 | 11722490 | 681823600 | 6818.236 | 199774.3148 | 0 | 37.7404 | 77.7135 | 2021-07-01 03:44
PreNResSpltPkgAC-65to-PEYes | Save | Nrs | 2020 | CZ03 | cDXGF | 0 | None | 1 | 60654.58 | 690182.1 |  | 124089.5 | 0 | 419568.6 | 2.0919 | 90938.43 | 0 | 1277.189 | 54305.19 | 15710.35 | 10713.37 | 0 | 0.96473 | 0 | 0 | 595168000 | 11722490 | 583445200 | 5834.452 | 170949.4436 | 0 | 37.7404 | 77.7135 | 2021-07-01 03:46
PreNResSpltPkgAC-65to-PEYes | Save | Nrs | 2020 | CZ04 | cDXGF | 0 | None | 1 | 60654.58 | 738967.3 |  | 124089.5 | 0 | 419568.6 | 0 | 137972.7 | 0 | 1300.857 | 56035.46 | 11857.63 | 18975.53 | 0 | 0 | 0 | 0 | 468656000 | 11722490 | 456933200 | 4569.332 | 133881.4276 | 0 | 37.7404 | 77.7135 | 2021-07-01 03:47
PreNResSpltPkgAC-65to-PEYes | Save | Nrs | 2020 | CZ05 | cDXGF | 0 | None | 1 | 60654.58 | 702502.6 |  | 124089.5 | 0 | 419568.6 | 0.47031 | 97056.62 | 0 | 1470.177 | 60316.84 | 19224.52 | 13317.72 | 0 | 0.14197 | 0 | 0 | 596730200 | 11722490 | 585007400 | 5850.074 | 171407.1682 | 0 | 37.7404 | 77.7135 | 2021-07-01 03:48
PreNResSpltPkgAC-65to-PEYes | Save | Nrs | 2020 | CZ06 | cDXGF | 0 | None | 1 | 60654.58 | 753385.5 |  | 124089.5 | 0 | 419568.6 | 0 | 153173.8 | 0 | 480.7065 | 56072.72 | 9162.532 | 23240.04 | 0 | 0 | 0 | 0 | 301390500 | 11722490 | 289667900 | 2896.679 | 84872.6947 | 0 | 37.7404 | 77.7135 | 2021-07-01 03:49
PreNResSpltPkgAC-65to-PEYes | Save | Nrs | 2020 | CZ07 | cDXGF | 0 | None | 1 | 60654.58 | 746552 |  | 124089.5 | 0 | 419568.6 | 0 | 140926.6 | 0 | 238.5056 | 61728.61 | 11254.53 | 22944.05 | 0 | 0 | 0 | 0 | 233492200 | 11722490 | 221769400 | 2217.694 | 64978.4342 | 0 | 37.7404 | 77.7135 | 2021-07-01 03:50
PreNResSpltPkgAC-65to-PEYes | Save | Nrs | 2020 | CZ08 | cDXGF | 0 | None | 1 | 60654.58 | 778850.3 |  | 124089.5 | 0 | 419568.6 | 0 | 177815.2 | 0 | 518.4399 | 56858.11 | 8180.112 | 26117.7 | 0 | 0 | 0 | 0 | 279931100 | 11722490 | 268208400 | 2682.084 | 78585.0612 | 0 | 37.7404 | 77.7135 | 2021-07-01 03:51
PreNResSpltPkgAC-65to-PEYes | Save | Nrs | 2020 | CZ09 | cDXGF | 0 | None | 1 | 60654.58 | 773851.9 |  | 124089.5 | 0 | 419568.6 | 0 | 172832.1 | 0 | 751.1084 | 56610.43 | 8612.094 | 24661.58 | 0 | 0 | 0 | 0 | 309677500 | 11722490 | 297954800 | 2979.548 | 87300.7564 | 0 | 37.7404 | 77.7135 | 2021-07-01 03:52
PreNResSpltPkgAC-65to-PEYes | Save | Nrs | 2020 | CZ10 | cDXGF | 0 | None | 1 | 60654.58 | 787416.9 |  | 124089.5 | 0 | 419568.6 | 0 | 185575.5 | 0 | 1094.644 | 57088.52 | 9013.367 | 26050.28 | 0 | 0 | 0 | 0 | 363783900 | 11722490 | 352061100 | 3520.611 | 103153.9023 | 0 | 37.7404 | 77.7135 | 2021-07-01 03:53
PreNResSpltPkgAC-65to-PEYes | Save | Nrs | 2020 | CZ11 | cDXGF | 0 | None | 1 | 60654.58 | 788954.1 |  | 124089.5 | 0 | 419568.6 | 0 | 180777.7 | 0 | 2018.107 | 62500.17 | 14568.84 | 26155.57 | 0 | 0 | 0 | 0 | 521194600 | 11722490 | 509471900 | 5094.719 | 149275.2667 | 0 | 37.7404 | 77.7135 | 2021-07-01 03:54
PreNResSpltPkgAC-65to-PEYes | Save | Nrs | 2020 | CZ12 | cDXGF | 0 | None | 1 | 60654.58 | 753366.7 |  | 124089.5 | 0 | 419568.6 | 0 | 151413.7 | 0 | 1864.249 | 56430.52 | 12500.23 | 20424.9 | 0 | 0 | 0 | 0 | 555934700 | 11722490 | 544211900 | 5442.119 | 159454.0867 | 0 | 37.7404 | 77.7135 | 2021-07-01 03:56
PreNResSpltPkgAC-65to-PEYes | Save | Nrs | 2020 | CZ13 | cDXGF | 0 | None | 1 | 60654.58 | 801607.9 |  | 124089.5 | 0 | 419568.6 | 0 | 198591.8 | 0 | 1762.115 | 57595.64 | 10185.18 | 26994.93 | 0 | 0 | 0 | 0 | 462958700 | 11722490 | 451236000 | 4512.36 | 132212.148 | 0 | 37.7404 | 77.7135 | 2021-07-01 03:57
PreNResSpltPkgAC-65to-PEYes | Save | Nrs | 2020 | CZ14 | cDXGF | 0 | None | 1 | 60654.58 | 785795.6 |  | 124089.5 | 0 | 419568.6 | 1.7824 | 177618.5 | 0 | 2104.31 | 62412.2 | 14283.22 | 26932.96 | 0 | 0.36803 | 0 | 0 | 564701000 | 11722490 | 552978300 | 5529.783 | 162022.6419 | 0 | 37.7404 | 77.7135 | 2021-07-01 03:58
PreNResSpltPkgAC-65to-PEYes | Save | Nrs | 2020 | CZ15 | cDXGF | 0 | None | 1 | 60654.58 | 919217.2 |  | 124089.5 | 0 | 419568.6 | 0 | 309632 | 0 | 486.3661 | 65440.76 | 5858.752 | 43057.68 | 0 | 0 | 0 | 0 | 156276500 | 11722490 | 144553800 | 1445.538 | 42354.2634 | 0 | 37.7404 | 77.7135 | 2021-07-01 03:59
PreNResSpltPkgAC-65to-PEYes | Save | Nrs | 2020 | CZ16 | cDXGF | 0 | None | 1 | 60654.58 | 690665.5 |  | 124089.5 | 0 | 419568.6 | 1838.853 | 86423.98 | 0 | 3701.406 | 54341.67 | 19068.89 | 12772.63 | 0 | 701.2663 | 0 | 0 | 1085662000 | 11722490 | 1073940000 | 10739.4 | 314664.42 | 0 | 37.7404 | 77.7135 | 2021-07-01 04:00
PreNResSpltPkgAC-65to-PEYes | Save | OfL | 1975 | CZ01 | cDXGF | 0 | None | 1 | 174998.9 | 1844863 |  | 418822.3 | 0 | 1021806 | 0 | 17335.56 | 0 | 78501.95 | 308394.2 | 53464.03 | 18590.38 | 0 | 0 | 0 | 0 | 854064800 | 0 | 854064800 | 8540.648 | 250240.9864 | 0 | 191.2951 | 227.2327 | 2021-07-01 04:01
PreNResSpltPkgAC-65to-PEYes | Save | OfL | 1975 | CZ02 | cDXGF | 0 | None | 1 | 174998.9 | 2059135 |  | 418822.3 | 0 | 1021806 | 0 | 296971.3 | 0 | 49155.29 | 272376.6 | 28838.3 | 127336 | 0 | 0 | 0 | 0 | 549273100 | 0 | 549273100 | 5492.731 | 160937.0183 | 0 | 191.2951 | 227.2327 | 2021-07-01 04:02
PreNResSpltPkgAC-65to-PEYes | Save | OfL | 1975 | CZ03 | cDXGF | 0 | None | 1 | 174998.9 | 1957362 |  | 418822.3 | 0 | 1021806 | 0 | 159668.9 | 0 | 32792.38 | 324269.5 | 20471.2 | 106686.2 | 0 | 0 | 0 | 0 | 293697800 | 0 | 293697800 | 2936.978 | 86053.4554 | 0 | 191.2951 | 227.2327 | 2021-07-01 04:03
PreNResSpltPkgAC-65to-PEYes | Save | OfL | 1975 | CZ04 | cDXGF | 0 | None | 1 | 174998.9 | 2103134 |  | 418822.3 | 0 | 1021806 | 0 | 359068.8 | 0 | 27790.65 | 275643.9 | 15770.02 | 150087.4 | 0 | 0 | 0 | 0 | 276693800 | 0 | 276693800 | 2766.938 | 81071.2834 | 0 | 191.2951 | 227.2327 | 2021-07-01 04:05
PreNResSpltPkgAC-65to-PEYes | Save | OfL | 1975 | CZ05 | cDXGF | 0 | None | 1 | 174998.9 | 2020755 |  | 418822.3 | 0 | 1021806 | 0 | 220269.6 | 0 | 37553.46 | 322301.1 | 14094.78 | 136994.5 | 0 | 0 | 0 | 0 | 225908300 | 0 | 225908300 | 2259.083 | 66191.1319 | 0 | 191.2951 | 227.2327 | 2021-07-01 04:06
PreNResSpltPkgAC-65to-PEYes | Save | OfL | 1975 | CZ06 | cDXGF | 0 | None | 1 | 174998.9 | 2236410 |  | 418822.3 | 0 | 1021806 | 0 | 439589.3 | 0 | 12961 | 343228.4 | 5128.91 | 219321.8 | 0 | 0 | 0 | 0 | 63775910 | 0 | 63775910 | 637.7591 | 18686.3416 | 0 | 191.2951 | 227.2327 | 2021-07-01 04:07
PreNResSpltPkgAC-65to-PEYes | Save | OfL | 1975 | CZ07 | cDXGF | 0 | None | 1 | 174998.9 | 2134761 |  | 418822.3 | 0 | 1021806 | 0 | 351765.8 | 0 | 6299.321 | 336063.6 | 3519.349 | 193281.2 | 0 | 0 | 0 | 0 | 33908730 | 0 | 33908730 | 339.0873 | 9935.2579 | 0 | 191.2951 | 227.2327 | 2021-07-01 04:08
PreNResSpltPkgAC-65to-PEYes | Save | OfL | 1975 | CZ08 | cDXGF | 0 | None | 1 | 174998.9 | 2273145 |  | 418822.3 | 0 | 1021806 | 0 | 525629.4 | 0 | 11840.77 | 295044.4 | 4361.572 | 209139.4 | 0 | 0 | 0 | 0 | 58840730 | 0 | 58840730 | 588.4073 | 17240.3339 | 0 | 191.2951 | 227.2327 | 2021-07-01 04:09
PreNResSpltPkgAC-65to-PEYes | Save | OfL | 1975 | CZ09 | cDXGF | 0 | None | 1 | 174998.9 | 2297575 |  | 418822.3 | 0 | 1021806 | 0 | 506130 | 0 | 19148.78 | 331665.3 | 7647.563 | 213856.3 | 0 | 0 | 0 | 0 | 98755380 | 0 | 98755380 | 987.5538 | 28935.3263 | 0 | 191.2951 | 227.2327 | 2021-07-01 04:10
PreNResSpltPkgAC-65to-PEYes | Save | OfL | 1975 | CZ10 | cDXGF | 0 | None | 1 | 174998.9 | 2347420 |  | 418822.3 | 0 | 1021806 | 0 | 564560.8 | 0 | 26639.5 | 315589 | 9924.791 | 213642.2 | 0 | 0 | 0 | 0 | 159294500 | 0 | 159294500 | 1592.945 | 46673.2885 | 0 | 191.2951 | 227.2327 | 2021-07-01 04:11
PreNResSpltPkgAC-65to-PEYes | Save | OfL | 1975 | CZ11 | cDXGF | 0 | None | 1 | 174998.9 | 2357974 |  | 418822.3 | 0 | 1021806 | 0 | 526174.9 | 0 | 51896.23 | 339271.9 | 38258.59 | 187009.1 | 0 | 0 | 0 | 0 | 656066700 | 0 | 656066700 | 6560.667 | 192227.5431 | 0 | 191.2951 | 227.2327 | 2021-07-01 04:12
PreNResSpltPkgAC-65to-PEYes | Save | OfL | 1975 | CZ12 | cDXGF | 0 | None | 1 | 174998.9 | 2221040 |  | 418822.3 | 0 | 1021806 | 0 | 421876.2 | 0 | 45079.65 | 313454.7 | 31255.14 | 166092.8 | 0 | 0 | 0 | 0 | 543272800 | 0 | 543272800 | 5432.728 | 159178.9304 | 0 | 191.2951 | 227.2327 | 2021-07-01 04:13
PreNResSpltPkgAC-65to-PEYes | Save | OfL | 1975 | CZ13 | cDXGF | 0 | None | 1 | 174998.9 | 2402771 |  | 418822.3 | 0 | 1021806 | 0 | 573399.8 | 0 | 45506.18 | 343233.2 | 28429.64 | 204060.4 | 0 | 0 | 0 | 0 | 474348200 | 0 | 474348200 | 4743.482 | 138984.0226 | 0 | 191.2951 | 227.2327 | 2021-07-01 04:15
PreNResSpltPkgAC-65to-PEYes | Save | OfL | 1975 | CZ14 | cDXGF | 0 | None | 1 | 174998.9 | 2382655 |  | 418822.3 | 0 | 1021806 | 0 | 545948.1 | 0 | 54253.95 | 341821.4 | 23290.11 | 206062.5 | 0 | 0 | 0 | 0 | 464448700 | 0 | 464448700 | 4644.487 | 136083.4691 | 0 | 191.2951 | 227.2327 | 2021-07-01 04:16
PreNResSpltPkgAC-65to-PEYes | Save | OfL | 1975 | CZ15 | cDXGF | 0 | None | 1 | 174998.9 | 2872137 |  | 418822.3 | 0 | 1021806 | 0 | 1003057 | 0 | 13773.03 | 414677.4 | 3845.763 | 334609.9 | 0 | 0 | 0 | 0 | 41158330 | 0 | 41158330 | 411.5833 | 12059.3907 | 0 | 191.2951 | 227.2327 | 2021-07-01 04:17
PreNResSpltPkgAC-65to-PEYes | Save | OfL | 1975 | CZ16 | cDXGF | 0 | None | 1 | 174998.9 | 2088171 |  | 418822.3 | 0 | 1021806 | 0 | 193237.8 | 0 | 100656.4 | 353645.5 | 79195.58 | 113439.1 | 0 | 0 | 0 | 0 | 1822385000 | 0 | 1822385000 | 18223.85 | 533958.805 | 0 | 191.2951 | 227.2327 | 2021-07-01 04:18
PreNResSpltPkgAC-65to-PEYes | Save | OfL | 1985 | CZ01 | cDXGF | 0 | None | 1 | 174998.9 | 1797491 |  | 418822.3 | 0 | 978556.6 | 0 | 17365.39 | 0 | 77667.95 | 305080.3 | 48283.57 | 18663.04 | 0 | 0 | 0 | 0 | 737269500 | 0 | 737269500 | 7372.695 | 216019.9635 | 0 | 191.2951 | 217.6141 | 2021-07-01 04:19
PreNResSpltPkgAC-65to-PEYes | Save | OfL | 1985 | CZ02 | cDXGF | 0 | None | 1 | 174998.9 | 2006273 |  | 418822.3 | 0 | 978556.6 | 0 | 293379.7 | 0 | 48223.18 | 267292.9 | 25909.6 | 125677 | 0 | 0 | 0 | 0 | 472838000 | 0 | 472838000 | 4728.38 | 138541.534 | 0 | 191.2951 | 217.6141 | 2021-07-01 04:20
PreNResSpltPkgAC-65to-PEYes | Save | OfL | 1985 | CZ03 | cDXGF | 0 | None | 1 | 174998.9 | 1908488 |  | 418822.3 | 0 | 978556.6 | 0 | 158471 | 0 | 32364.89 | 320274.1 | 17990.96 | 105828.2 | 0 | 0 | 0 | 0 | 246132400 | 0 | 246132400 | 2461.324 | 72116.7932 | 0 | 191.2951 | 217.6141 | 2021-07-01 04:21
PreNResSpltPkgAC-65to-PEYes | Save | OfL | 1985 | CZ04 | cDXGF | 0 | None | 1 | 174998.9 | 2049429 |  | 418822.3 | 0 | 978556.6 | 0 | 354364.5 | 0 | 27252.18 | 270432.8 | 13893.8 | 148080.6 | 0 | 0 | 0 | 0 | 232213700 | 0 | 232213700 | 2322.137 | 68038.6141 | 0 | 191.2951 | 217.6141 | 2021-07-01 04:22
PreNResSpltPkgAC-65to-PEYes | Save | OfL | 1985 | CZ05 | cDXGF | 0 | None | 1 | 174998.9 | 1971475 |  | 418822.3 | 0 | 978556.6 | 0 | 218711.7 | 0 | 37071.87 | 318311.8 | 12102.13 | 136089.4 | 0 | 0 | 0 | 0 | 184623200 | 0 | 184623200 | 1846.232 | 54094.5976 | 0 | 191.2951 | 217.6141 | 2021-07-01 04:24
PreNResSpltPkgAC-65to-PEYes | Save | OfL | 1985 | CZ06 | cDXGF | 0 | None | 1 | 174998.9 | 2183475 |  | 418822.3 | 0 | 978556.6 | 0 | 434999.7 | 0 | 12764.79 | 338332.5 | 4350.984 | 216729 | 0 | 0 | 0 | 0 | 50146320 | 0 | 50146320 | 501.4632 | 14692.8718 | 0 | 191.2951 | 217.6141 | 2021-07-01 04:25
PreNResSpltPkgAC-65to-PEYes | Save | OfL | 1985 | CZ07 | cDXGF | 0 | None | 1 | 174998.9 | 2083154 |  | 418822.3 | 0 | 978556.6 | 0 | 347920.8 | 0 | 6210.624 | 331643.1 | 2857.449 | 191272.6 | 0 | 0 | 0 | 0 | 25837490 | 0 | 25837490 | 258.3749 | 7570.3846 | 0 | 191.2951 | 217.6141 | 2021-07-01 04:26
PreNResSpltPkgAC-65to-PEYes | Save | OfL | 1985 | CZ08 | cDXGF | 0 | None | 1 | 174998.9 | 2215586 |  | 418822.3 | 0 | 978556.6 | 0 | 517775.9 | 0 | 11580.14 | 288851.4 | 3713.306 | 205474.5 | 0 | 0 | 0 | 0 | 46465950 | 0 | 46465950 | 464.6595 | 13614.5233 | 0 | 191.2951 | 217.6141 | 2021-07-01 04:27
PreNResSpltPkgAC-65to-PEYes | Save | OfL | 1985 | CZ09 | cDXGF | 0 | None | 1 | 174998.9 | 2239310 |  | 418822.3 | 0 | 978556.6 | 0 | 497857.2 | 0 | 18768.43 | 325306.5 | 6533.037 | 210472.4 | 0 | 0 | 0 | 0 | 78385300 | 0 | 78385300 | 783.853 | 22966.8929 | 0 | 191.2951 | 217.6141 | 2021-07-01 04:28
PreNResSpltPkgAC-65to-PEYes | Save | OfL | 1985 | CZ10 | cDXGF | 0 | None | 1 | 174998.9 | 2287771 |  | 418822.3 | 0 | 978556.6 | 0 | 554972.1 | 0 | 26094.72 | 309324 | 8654.21 | 209986.5 | 0 | 0 | 0 | 0 | 130227200 | 0 | 130227200 | 1302.272 | 38156.5696 | 0 | 191.2951 | 217.6141 | 2021-07-01 04:29
PreNResSpltPkgAC-65to-PEYes | Save | OfL | 1985 | CZ11 | cDXGF | 0 | None | 1 | 174998.9 | 2294985 |  | 418822.3 | 0 | 978556.6 | 0 | 515172.4 | 0 | 50748.45 | 331684.8 | 35044.5 | 183554.4 | 0 | 0 | 0 | 0 | 574774400 | 0 | 574774400 | 5747.744 | 168408.8992 | 0 | 191.2951 | 217.6141 | 2021-07-01 04:30
PreNResSpltPkgAC-65to-PEYes | Save | OfL | 1985 | CZ12 | cDXGF | 0 | None | 1 | 174998.9 | 2163235 |  | 418822.3 | 0 | 978556.6 | 0 | 414738.5 | 0 | 44146.8 | 306970.4 | 28271.09 | 163474.7 | 0 | 0 | 0 | 0 | 473185100 | 0 | 473185100 | 4731.851 | 138643.2343 | 0 | 191.2951 | 217.6141 | 2021-07-01 04:31
PreNResSpltPkgAC-65to-PEYes | Save | OfL | 1985 | CZ13 | cDXGF | 0 | None | 1 | 174998.9 | 2338942 |  | 418822.3 | 0 | 978556.6 | 0 | 561081.5 | 0 | 44558.43 | 335922.2 | 25893.93 | 200270.9 | 0 | 0 | 0 | 0 | 413984500 | 0 | 413984500 | 4139.845 | 121297.4585 | 0 | 191.2951 | 217.6141 | 2021-07-01 04:32
PreNResSpltPkgAC-65to-PEYes | Save | OfL | 1985 | CZ14 | cDXGF | 0 | None | 1 | 174998.9 | 2321059 |  | 418822.3 | 0 | 978556.6 | 0 | 535638.7 | 0 | 53145.4 | 334895.5 | 20998.64 | 202547.7 | 0 | 0 | 0 | 0 | 398392500 | 0 | 398392500 | 3983.925 | 116729.0025 | 0 | 191.2951 | 217.6141 | 2021-07-01 04:33
PreNResSpltPkgAC-65to-PEYes | Save | OfL | 1985 | CZ15 | cDXGF | 0 | None | 1 | 174998.9 | 2795259 |  | 418822.3 | 0 | 978556.6 | 0 | 978625.8 | 0 | 13485.62 | 405768 | 3174.792 | 327728.4 | 0 | 0 | 0 | 0 | 32059290 | 0 | 32059290 | 320.5929 | 9393.372 | 0 | 191.2951 | 217.6141 | 2021-07-01 04:35
PreNResSpltPkgAC-65to-PEYes | Save | OfL | 1985 | CZ16 | cDXGF | 0 | None | 1 | 174998.9 | 2034853 |  | 418822.3 | 0 | 978556.6 | 0 | 190358.2 | 0 | 99157.34 | 347957 | 74058.06 | 112112.9 | 0 | 0 | 0 | 0 | 1642456000 | 0 | 1642456000 | 16424.56 | 481239.608 | 0 | 191.2951 | 217.6141 | 2021-07-01 04:36
PreNResSpltPkgAC-65to-PEYes | Save | OfL | 1996 | CZ01 | cDXGF | 0 | None | 1 | 174998.9 | 1705972 |  | 418822.3 | 0 | 935304.1 | 0 | 15112.15 | 0 | 68546.46 | 268185 | 36878.21 | 16400.49 | 0 | 0 | 0 | 0 | 530243000 | 0 | 530243000 | 5302.43 | 155361.199 | 0 | 191.2951 | 207.9958 | 2021-07-01 04:37
PreNResSpltPkgAC-65to-PEYes | Save | OfL | 1996 | CZ02 | cDXGF | 0 | None | 1 | 174998.9 | 1924414 |  | 418822.3 | 0 | 935304.1 | 0 | 270192.9 | 0 | 46112.67 | 253980.1 | 27397.36 | 117966.4 | 0 | 0 | 0 | 0 | 511932100 | 0 | 511932100 | 5119.321 | 149996.1053 | 0 | 191.2951 | 207.9958 | 2021-07-01 04:38
PreNResSpltPkgAC-65to-PEYes | Save | OfL | 1996 | CZ03 | cDXGF | 0 | None | 1 | 174998.9 | 1830565 |  | 418822.3 | 0 | 935304.1 | 0 | 142537.8 | 0 | 30814.55 | 303084.3 | 20576.69 | 97057.99 | 0 | 0 | 0 | 0 | 292616500 | 0 | 292616500 | 2926.165 | 85736.6345 | 0 | 191.2951 | 207.9958 | 2021-07-01 04:39
PreNResSpltPkgAC-65to-PEYes | Save | OfL | 1996 | CZ04 | cDXGF | 0 | None | 1 | 174998.9 | 1965666 |  | 418822.3 | 0 | 935304.1 | 0 | 326975.5 | 0 | 26246.01 | 258317.4 | 15849.3 | 139301.7 | 0 | 0 | 0 | 0 | 273340000 | 0 | 273340000 | 2733.4 | 80088.62 | 0 | 191.2951 | 207.9958 | 2021-07-01 04:40
PreNResSpltPkgAC-65to-PEYes | Save | OfL | 1996 | CZ05 | cDXGF | 0 | None | 1 | 174998.9 | 1889052 |  | 418822.3 | 0 | 935304.1 | 0 | 198226.2 | 0 | 35304.69 | 301393.3 | 14390.68 | 125805.5 | 0 | 0 | 0 | 0 | 225818000 | 0 | 225818000 | 2258.18 | 66164.674 | 0 | 191.2951 | 207.9958 | 2021-07-01 04:41
PreNResSpltPkgAC-65to-PEYes | Save | OfL | 1996 | CZ06 | cDXGF | 0 | None | 1 | 174998.9 | 2090013 |  | 418822.3 | 0 | 935304.1 | 0 | 401730.4 | 0 | 12224.66 | 321929.6 | 5378.746 | 203579.1 | 0 | 0 | 0 | 0 | 65347760 | 0 | 65347760 | 653.4776 | 19146.8937 | 0 | 191.2951 | 207.9958 | 2021-07-01 04:42
PreNResSpltPkgAC-65to-PEYes | Save | OfL | 1996 | CZ07 | cDXGF | 0 | None | 1 | 174998.9 | 1997189 |  | 418822.3 | 0 | 935304.1 | 0 | 321264.9 | 0 | 5952.737 | 315843.2 | 3813.632 | 179622 | 0 | 0 | 0 | 0 | 35801450 | 0 | 35801450 | 358.0145 | 10489.8249 | 0 | 191.2951 | 207.9958 | 2021-07-01 04:43
PreNResSpltPkgAC-65to-PEYes | Save | OfL | 1996 | CZ08 | cDXGF | 0 | None | 1 | 174998.9 | 2127654 |  | 418822.3 | 0 | 935304.1 | 0 | 484463.5 | 0 | 11222.51 | 277838.8 | 4544.075 | 195737.4 | 0 | 0 | 0 | 0 | 60166220 | 0 | 60166220 | 601.6622 | 17628.7025 | 0 | 191.2951 | 207.9958 | 2021-07-01 04:44
PreNResSpltPkgAC-65to-PEYes | Save | OfL | 1996 | CZ09 | cDXGF | 0 | None | 1 | 174998.9 | 2151833 |  | 418822.3 | 0 | 935304.1 | 0 | 464563.7 | 0 | 18295.47 | 314845.6 | 8030.632 | 201439.1 | 0 | 0 | 0 | 0 | 102098700 | 0 | 102098700 | 1020.987 | 29914.9191 | 0 | 191.2951 | 207.9958 | 2021-07-01 04:45
PreNResSpltPkgAC-65to-PEYes | Save | OfL | 1996 | CZ10 | cDXGF | 0 | None | 1 | 174998.9 | 2195922 |  | 418822.3 | 0 | 935304.1 | 0 | 519539.5 | 0 | 25237.38 | 297016.5 | 10153.6 | 200160.8 | 0 | 0 | 0 | 0 | 161466800 | 0 | 161466800 | 1614.668 | 47309.7724 | 0 | 191.2951 | 207.9958 | 2021-07-01 04:47
PreNResSpltPkgAC-65to-PEYes | Save | OfL | 1996 | CZ11 | cDXGF | 0 | None | 1 | 174998.9 | 2143235 |  | 418822.3 | 0 | 935304.1 | 0 | 448431.9 | 0 | 45517.24 | 295157.5 | 27180.76 | 163452.5 | 0 | 0 | 0 | 0 | 405762400 | 0 | 405762400 | 4057.624 | 118888.3832 | 0 | 191.2951 | 207.9958 | 2021-07-01 04:48
PreNResSpltPkgAC-65to-PEYes | Save | OfL | 1996 | CZ12 | cDXGF | 0 | None | 1 | 174998.9 | 2028942 |  | 418822.3 | 0 | 935304.1 | 0 | 362624.3 | 0 | 39545.22 | 272643.7 | 22140.87 | 146059 | 0 | 0 | 0 | 0 | 338878500 | 0 | 338878500 | 3388.785 | 99291.4005 | 0 | 191.2951 | 207.9958 | 2021-07-01 04:49
PreNResSpltPkgAC-65to-PEYes | Save | OfL | 1996 | CZ13 | cDXGF | 0 | None | 1 | 174998.9 | 2185377 |  | 418822.3 | 0 | 935304.1 | 0 | 491156.2 | 0 | 40088.24 | 300004.7 | 20793.93 | 179108.3 | 0 | 0 | 0 | 0 | 300649200 | 0 | 300649200 | 3006.492 | 88090.2156 | 0 | 191.2951 | 207.9958 | 2021-07-01 04:50
PreNResSpltPkgAC-65to-PEYes | Save | OfL | 1996 | CZ14 | cDXGF | 0 | None | 1 | 174998.9 | 2164089 |  | 418822.3 | 0 | 935304.1 | 0 | 464195.1 | 0 | 47738.48 | 298027.5 | 16227.87 | 180252.1 | 0 | 0 | 0 | 0 | 260183200 | 0 | 260183200 | 2601.832 | 76233.6776 | 0 | 191.2951 | 207.9958 | 2021-07-01 04:51
PreNResSpltPkgAC-65to-PEYes | Save | OfL | 1996 | CZ15 | cDXGF | 0 | None | 1 | 174998.9 | 2585582 |  | 418822.3 | 0 | 935304.1 | 0 | 856205.3 | 0 | 12178.78 | 363068.7 | 2148.589 | 293190.6 | 0 | 0 | 0 | 0 | 16988210 | 0 | 16988210 | 169.8821 | 4977.5455 | 0 | 191.2951 | 207.9958 | 2021-07-01 04:52
PreNResSpltPkgAC-65to-PEYes | Save | OfL | 1996 | CZ16 | cDXGF | 0 | None | 1 | 174998.9 | 1913150 |  | 418822.3 | 0 | 935304.1 | 0 | 165627.4 | 0 | 87873.02 | 305521.9 | 61828.6 | 98967.36 | 0 | 0 | 0 | 0 | 1280835000 | 0 | 1280835000 | 12808.35 | 375284.655 | 0 | 191.2951 | 207.9958 | 2021-07-01 04:53
PreNResSpltPkgAC-65to-PEYes | Save | OfL | 2003 | CZ01 | cDXGF | 0 | None | 1 | 174998.9 | 1612992 |  | 418822.3 | 0 | 892052.4 | 0 | 12894.46 | 0 | 59044.98 | 230174.2 | 34919.02 | 14045.3 | 0 | 0 | 0 | 0 | 515629200 | 0 | 515629200 | 5156.292 | 151079.3556 | 0 | 191.2951 | 198.3774 | 2021-07-01 04:54
PreNResSpltPkgAC-65to-PEYes | Save | OfL | 2003 | CZ02 | cDXGF | 0 | None | 1 | 174998.9 | 1776383 |  | 418822.3 | 0 | 892052.4 | 0 | 219516.1 | 0 | 38126.46 | 207863.6 | 17240.73 | 98668.51 | 0 | 0 | 0 | 0 | 283286900 | 0 | 283286900 | 2832.869 | 83003.0617 | 0 | 191.2951 | 198.3774 | 2021-07-01 04:55
PreNResSpltPkgAC-65to-PEYes | Save | OfL | 2003 | CZ03 | cDXGF | 0 | None | 1 | 174998.9 | 1713471 |  | 418822.3 | 0 | 892052.4 | 0 | 118108.2 | 0 | 26424.01 | 258061.1 | 16786.83 | 82788.28 | 0 | 0 | 0 | 0 | 220789900 | 0 | 220789900 | 2207.899 | 64691.4407 | 0 | 191.2951 | 198.3774 | 2021-07-01 04:56
PreNResSpltPkgAC-65to-PEYes | Save | OfL | 2003 | CZ04 | cDXGF | 0 | None | 1 | 174998.9 | 1832836 |  | 418822.3 | 0 | 892052.4 | 0 | 274982 | 0 | 23011.66 | 223965.8 | 13154.79 | 120966.8 | 0 | 0 | 0 | 0 | 207514200 | 0 | 207514200 | 2075.142 | 60801.6606 | 0 | 191.2951 | 198.3774 | 2021-07-01 04:57
PreNResSpltPkgAC-65to-PEYes | Save | OfL | 2003 | CZ05 | cDXGF | 0 | None | 1 | 174998.9 | 1762782 |  | 418822.3 | 0 | 892052.4 | 0 | 165798.1 | 0 | 30197.64 | 255910.2 | 12027.9 | 107703 | 0 | 0 | 0 | 0 | 167408800 | 0 | 167408800 | 1674.088 | 49050.7784 | 0 | 191.2951 | 198.3774 | 2021-07-01 04:58
PreNResSpltPkgAC-65to-PEYes | Save | OfL | 2003 | CZ06 | cDXGF | 0 | None | 1 | 174998.9 | 1940864 |  | 418822.3 | 0 | 892052.4 | 0 | 343833 | 0 | 10538.25 | 275614.3 | 4283.98 | 174925.6 | 0 | 0 | 0 | 0 | 44678560 | 0 | 44678560 | 446.7856 | 13090.8181 | 0 | 191.2951 | 198.3774 | 2021-07-01 04:59
PreNResSpltPkgAC-65to-PEYes | Save | OfL | 2003 | CZ07 | cDXGF | 0 | None | 1 | 174998.9 | 1861995 |  | 418822.3 | 0 | 892052.4 | 0 | 275456.2 | 0 | 5129.797 | 270531.4 | 2949.63 | 155300.2 | 0 | 0 | 0 | 0 | 25363060 | 0 | 25363060 | 253.6306 | 7431.3766 | 0 | 191.2951 | 198.3774 | 2021-07-01 05:01
PreNResSpltPkgAC-65to-PEYes | Save | OfL | 2003 | CZ08 | cDXGF | 0 | None | 1 | 174998.9 | 1979109 |  | 418822.3 | 0 | 892052.4 | 0 | 416101.4 | 0 | 9870.211 | 242259.3 | 3562.888 | 171617.7 | 0 | 0 | 0 | 0 | 41052180 | 0 | 41052180 | 410.5218 | 12028.2887 | 0 | 191.2951 | 198.3774 | 2021-07-01 05:02
PreNResSpltPkgAC-65to-PEYes | Save | OfL | 2003 | CZ09 | cDXGF | 0 | None | 1 | 174998.9 | 1998702 |  | 418822.3 | 0 | 892052.4 | 0 | 394529.7 | 0 | 16233.18 | 277062 | 6648.469 | 177207.6 | 0 | 0 | 0 | 0 | 72620240 | 0 | 72620240 | 726.2024 | 21277.7303 | 0 | 191.2951 | 198.3774 | 2021-07-01 05:03
PreNResSpltPkgAC-65to-PEYes | Save | OfL | 2003 | CZ10 | cDXGF | 0 | None | 1 | 174998.9 | 2002682 |  | 418822.3 | 0 | 892052.4 | 0 | 424995.3 | 0 | 21030.11 | 245780.3 | 5488.798 | 167813.6 | 0 | 0 | 0 | 0 | 65790220 | 0 | 65790220 | 657.9022 | 19276.5345 | 0 | 191.2951 | 198.3774 | 2021-07-01 05:04
PreNResSpltPkgAC-65to-PEYes | Save | OfL | 2003 | CZ11 | cDXGF | 0 | None | 1 | 174998.9 | 2001021 |  | 418822.3 | 0 | 892052.4 | 0 | 387430.5 | 0 | 40735.7 | 261977.8 | 23289.93 | 144750.5 | 0 | 0 | 0 | 0 | 337361200 | 0 | 337361200 | 3373.612 | 98846.8316 | 0 | 191.2951 | 198.3774 | 2021-07-01 05:05
PreNResSpltPkgAC-65to-PEYes | Save | OfL | 2003 | CZ12 | cDXGF | 0 | None | 1 | 174998.9 | 1900366 |  | 418822.3 | 0 | 892052.4 | 0 | 312896.9 | 0 | 35323.48 | 241268.9 | 19203.17 | 129373.4 | 0 | 0 | 0 | 0 | 286009100 | 0 | 286009100 | 2860.091 | 83800.6663 | 0 | 191.2951 | 198.3774 | 2021-07-01 05:06
PreNResSpltPkgAC-65to-PEYes | Save | OfL | 2003 | CZ13 | cDXGF | 0 | None | 1 | 174998.9 | 2041228 |  | 418822.3 | 0 | 892052.4 | 0 | 427073.7 | 0 | 36011.31 | 267265.9 | 18491.01 | 159209.5 | 0 | 0 | 0 | 0 | 257051600 | 0 | 257051600 | 2570.516 | 75316.1188 | 0 | 191.2951 | 198.3774 | 2021-07-01 05:07
PreNResSpltPkgAC-65to-PEYes | Save | OfL | 2003 | CZ14 | cDXGF | 0 | None | 1 | 174998.9 | 2021936 |  | 418822.3 | 0 | 892052.4 | 0 | 401501.3 | 0 | 43093.43 | 266465 | 15377.57 | 159364.8 | 0 | 0 | 0 | 0 | 231467100 | 0 | 231467100 | 2314.671 | 67819.8603 | 0 | 191.2951 | 198.3774 | 2021-07-01 05:08
PreNResSpltPkgAC-65to-PEYes | Save | OfL | 2003 | CZ15 | cDXGF | 0 | None | 1 | 174998.9 | 2402742 |  | 418822.3 | 0 | 892052.4 | 0 | 754475.8 | 0 | 11049.51 | 326339.9 | 1906.516 | 263133.4 | 0 | 0 | 0 | 0 | 14605740 | 0 | 14605740 | 146.0574 | 4279.4818 | 0 | 191.2951 | 198.3774 | 2021-07-01 05:09
PreNResSpltPkgAC-65to-PEYes | Save | OfL | 2003 | CZ16 | cDXGF | 0 | None | 1 | 174998.9 | 1795973 |  | 418822.3 | 0 | 892052.4 | 0 | 143323.5 | 0 | 76831.66 | 264942.1 | 58429.76 | 85672.88 | 0 | 0 | 0 | 0 | 1238756000 | 0 | 1238756000 | 12387.56 | 362955.508 | 0 | 191.2951 | 198.3774 | 2021-07-01 05:10
PreNResSpltPkgAC-65to-PEYes | Save | OfL | 2007 | CZ01 | cDXGF | 0 | None | 1 | 174998.9 | 1612769 |  | 418822.3 | 0 | 892052.4 | 0 | 12918.6 | 0 | 58995.44 | 229978.4 | 34434.11 | 14073.26 | 0 | 0 | 0 | 0 | 505686000 | 0 | 505686000 | 5056.86 | 148165.998 | 0 | 191.2951 | 198.3774 | 2021-07-01 05:11
PreNResSpltPkgAC-65to-PEYes | Save | OfL | 2007 | CZ02 | cDXGF | 0 | None | 1 | 174998.9 | 1776058 |  | 418822.3 | 0 | 892052.4 | 0 | 219456.1 | 0 | 38086.17 | 207639.6 | 17004.53 | 98651.29 | 0 | 0 | 0 | 0 | 277809100 | 0 | 277809100 | 2778.091 | 81398.0663 | 0 | 191.2951 | 198.3774 | 2021-07-01 05:12
PreNResSpltPkgAC-65to-PEYes | Save | OfL | 2007 | CZ03 | cDXGF | 0 | None | 1 | 174998.9 | 1713345 |  | 418822.3 | 0 | 892052.4 | 0 | 118118 | 0 | 26411.31 | 257938.5 | 16549.03 | 82810.38 | 0 | 0 | 0 | 0 | 216088400 | 0 | 216088400 | 2160.884 | 63313.9012 | 0 | 191.2951 | 198.3774 | 2021-07-01 05:14
PreNResSpltPkgAC-65to-PEYes | Save | OfL | 2007 | CZ04 | cDXGF | 0 | None | 1 | 174998.9 | 1832491 |  | 418822.3 | 0 | 892052.4 | 0 | 274868.7 | 0 | 22990.49 | 223754.6 | 12951.63 | 120937.6 | 0 | 0 | 0 | 0 | 203174600 | 0 | 203174600 | 2031.746 | 59530.1578 | 0 | 191.2951 | 198.3774 | 2021-07-01 05:15
PreNResSpltPkgAC-65to-PEYes | Save | OfL | 2007 | CZ05 | cDXGF | 0 | None | 1 | 174998.9 | 1762614 |  | 418822.3 | 0 | 892052.4 | 0 | 165855.4 | 0 | 30174.03 | 255707.5 | 11801.95 | 107693.4 | 0 | 0 | 0 | 0 | 163944800 | 0 | 163944800 | 1639.448 | 48035.8264 | 0 | 191.2951 | 198.3774 | 2021-07-01 05:16
PreNResSpltPkgAC-65to-PEYes | Save | OfL | 2007 | CZ06 | cDXGF | 0 | None | 1 | 174998.9 | 1940864 |  | 418822.3 | 0 | 892052.4 | 0 | 343833 | 0 | 10538.25 | 275614.3 | 4283.98 | 174925.6 | 0 | 0 | 0 | 0 | 44678560 | 0 | 44678560 | 446.7856 | 13090.8181 | 0 | 191.2951 | 198.3774 | 2021-07-01 05:17
PreNResSpltPkgAC-65to-PEYes | Save | OfL | 2007 | CZ07 | cDXGF | 0 | None | 1 | 174998.9 | 1861995 |  | 418822.3 | 0 | 892052.4 | 0 | 275456.2 | 0 | 5129.797 | 270531.4 | 2949.63 | 155300.2 | 0 | 0 | 0 | 0 | 25363060 | 0 | 25363060 | 253.6306 | 7431.3766 | 0 | 191.2951 | 198.3774 | 2021-07-01 05:18
PreNResSpltPkgAC-65to-PEYes | Save | OfL | 2007 | CZ08 | cDXGF | 0 | None | 1 | 174998.9 | 1979109 |  | 418822.3 | 0 | 892052.4 | 0 | 416101.4 | 0 | 9870.211 | 242259.3 | 3562.888 | 171617.7 | 0 | 0 | 0 | 0 | 41052180 | 0 | 41052180 | 410.5218 | 12028.2887 | 0 | 191.2951 | 198.3774 | 2021-07-01 05:19
PreNResSpltPkgAC-65to-PEYes | Save | OfL | 2007 | CZ09 | cDXGF | 0 | None | 1 | 174998.9 | 1998702 |  | 418822.3 | 0 | 892052.4 | 0 | 394529.7 | 0 | 16233.18 | 277062 | 6648.469 | 177207.6 | 0 | 0 | 0 | 0 | 72620240 | 0 | 72620240 | 726.2024 | 21277.7303 | 0 | 191.2951 | 198.3774 | 2021-07-01 05:20
PreNResSpltPkgAC-65to-PEYes | Save | OfL | 2007 | CZ10 | cDXGF | 0 | None | 1 | 174998.9 | 2002043 |  | 418822.3 | 0 | 892052.4 | 0 | 424623.1 | 0 | 21009.88 | 245533 | 5357.195 | 167708 | 0 | 0 | 0 | 0 | 63861210 | 0 | 63861210 | 638.6121 | 18711.3345 | 0 | 191.2951 | 198.3774 | 2021-07-01 05:21
PreNResSpltPkgAC-65to-PEYes | Save | OfL | 2007 | CZ11 | cDXGF | 0 | None | 1 | 174998.9 | 2000263 |  | 418822.3 | 0 | 892052.4 | 0 | 386990.8 | 0 | 40695.09 | 261700.8 | 22924.66 | 144672.5 | 0 | 0 | 0 | 0 | 330018300 | 0 | 330018300 | 3300.183 | 96695.3619 | 0 | 191.2951 | 198.3774 | 2021-07-01 05:22
PreNResSpltPkgAC-65to-PEYes | Save | OfL | 2007 | CZ12 | cDXGF | 0 | None | 1 | 174998.9 | 1899872 |  | 418822.3 | 0 | 892052.4 | 0 | 312633 | 0 | 35294.91 | 241066.8 | 18936.94 | 129335 | 0 | 0 | 0 | 0 | 279937800 | 0 | 279937800 | 2799.378 | 82021.7754 | 0 | 191.2951 | 198.3774 | 2021-07-01 05:23
PreNResSpltPkgAC-65to-PEYes | Save | OfL | 2007 | CZ13 | cDXGF | 0 | None | 1 | 174998.9 | 2040329 |  | 418822.3 | 0 | 892052.4 | 0 | 426466.5 | 0 | 35979.24 | 267005.9 | 18196.37 | 159099.5 | 0 | 0 | 0 | 0 | 251082900 | 0 | 251082900 | 2510.829 | 73567.2897 | 0 | 191.2951 | 198.3774 | 2021-07-01 05:24
PreNResSpltPkgAC-65to-PEYes | Save | OfL | 2007 | CZ14 | cDXGF | 0 | None | 1 | 174998.9 | 2021082 |  | 418822.3 | 0 | 892052.4 | 0 | 401009.8 | 0 | 43044.88 | 266150.9 | 15096.44 | 159256.9 | 0 | 0 | 0 | 0 | 225885200 | 0 | 225885200 | 2258.852 | 66184.3636 | 0 | 191.2951 | 198.3774 | 2021-07-01 05:26
PreNResSpltPkgAC-65to-PEYes | Save | OfL | 2007 | CZ15 | cDXGF | 0 | None | 1 | 174998.9 | 2401482 |  | 418822.3 | 0 | 892052.4 | 0 | 753314.7 | 0 | 11047.69 | 326242.9 | 1840.307 | 263089.9 | 0 | 0 | 0 | 0 | 13920340 | 0 | 13920340 | 139.2034 | 4078.6596 | 0 | 191.2951 | 198.3774 | 2021-07-01 05:27
PreNResSpltPkgAC-65to-PEYes | Save | OfL | 2007 | CZ16 | cDXGF | 0 | None | 1 | 174998.9 | 1795597 |  | 418822.3 | 0 | 892052.4 | 0 | 143217.9 | 0 | 76771.02 | 264731.5 | 57985.24 | 85620.48 | 0 | 0 | 0 | 0 | 1223165000 | 0 | 1223165000 | 12231.65 | 358387.345 | 0 | 191.2951 | 198.3774 | 2021-07-01 05:28
PreNResSpltPkgAC-65to-PEYes | Save | OfL | 2011 | CZ01 | cDXGF | 0 | None | 1 | 174998.9 | 1546928 |  | 399149.5 | 0 | 892052.4 | 0 | 11716.54 | 0 | 15808.85 | 228200 | 29342.56 | 14291.76 | 0 | 0 | 0 | 0 | 405087000 | 0 | 405087000 | 4050.87 | 118690.491 | 0 | 183.2415 | 198.3774 | 2021-07-01 05:29
PreNResSpltPkgAC-65to-PEYes | Save | OfL | 2011 | CZ02 | cDXGF | 0 | None | 1 | 174998.9 | 1697829 |  | 399149.5 | 0 | 892052.4 | 0 | 196339.8 | 0 | 9897.017 | 200388.5 | 9946.625 | 98168.81 | 0 | 0 | 0 | 0 | 138322900 | 0 | 138322900 | 1383.229 | 40528.6097 | 0 | 183.2415 | 198.3774 | 2021-07-01 05:30
PreNResSpltPkgAC-65to-PEYes | Save | OfL | 2011 | CZ03 | cDXGF | 0 | None | 1 | 174998.9 | 1658447 |  | 399149.5 | 0 | 892052.4 | 0 | 106648.1 | 0 | 7002.655 | 253592 | 10702.48 | 83653.04 | 0 | 0 | 0 | 0 | 123263700 | 0 | 123263700 | 1232.637 | 36116.2641 | 0 | 183.2415 | 198.3774 | 2021-07-01 05:31
PreNResSpltPkgAC-65to-PEYes | Save | OfL | 2011 | CZ04 | cDXGF | 0 | None | 1 | 174998.9 | 1756654 |  | 399149.5 | 0 | 892052.4 | 0 | 244128.9 | 0 | 5957.825 | 215362.9 | 7121.94 | 120007.5 | 0 | 0 | 0 | 0 | 94593170 | 0 | 94593170 | 945.9317 | 27715.7988 | 0 | 183.2415 | 198.3774 | 2021-07-01 05:32
PreNResSpltPkgAC-65to-PEYes | Save | OfL | 2011 | CZ05 | cDXGF | 0 | None | 1 | 174998.9 | 1701575 |  | 399149.5 | 0 | 892052.4 | 0 | 151250.5 | 0 | 7985.677 | 251136.4 | 6331.897 | 109266.2 | 0 | 0 | 0 | 0 | 72875810 | 0 | 72875810 | 728.7581 | 21352.6123 | 0 | 183.2415 | 198.3774 | 2021-07-01 05:33
PreNResSpltPkgAC-65to-PEYes | Save | OfL | 2011 | CZ06 | cDXGF | 0 | None | 1 | 174998.9 | 1872149 |  | 399149.5 | 0 | 892052.4 | 0 | 306527 | 0 | 2800.045 | 271618.2 | 3193.963 | 173610.1 | 0 | 0 | 0 | 0 | 29404840 | 0 | 29404840 | 294.0484 | 8615.6181 | 0 | 183.2415 | 198.3774 | 2021-07-01 05:34
PreNResSpltPkgAC-65to-PEYes | Save | OfL | 2011 | CZ07 | cDXGF | 0 | None | 1 | 174998.9 | 1804829 |  | 399149.5 | 0 | 892052.4 | 0 | 245519.1 | 0 | 1363.245 | 266742.5 | 1953.976 | 154557 | 0 | 0 | 0 | 0 | 15669720 | 0 | 15669720 | 156.6972 | 4591.228 | 0 | 183.2415 | 198.3774 | 2021-07-01 05:36
PreNResSpltPkgAC-65to-PEYes | Save | OfL | 2011 | CZ08 | cDXGF | 0 | None | 1 | 174998.9 | 1895072 |  | 399149.5 | 0 | 892052.4 | 0 | 366999.4 | 0 | 2567.158 | 234301.7 | 1675.646 | 168963 | 0 | 0 | 0 | 0 | 15700150 | 0 | 15700150 | 157.0015 | 4600.1439 | 0 | 183.2415 | 198.3774 | 2021-07-01 05:37
PreNResSpltPkgAC-65to-PEYes | Save | OfL | 2011 | CZ09 | cDXGF | 0 | None | 1 | 174998.9 | 1905794 |  | 399149.5 | 0 | 892052.4 | 0 | 344868.5 | 0 | 4187.282 | 265535.4 | 2960.779 | 172849.2 | 0 | 0 | 0 | 0 | 25287520 | 0 | 25287520 | 252.8752 | 7409.2434 | 0 | 183.2415 | 198.3774 | 2021-07-01 05:38
PreNResSpltPkgAC-65to-PEYes | Save | OfL | 2011 | CZ10 | cDXGF | 0 | None | 1 | 174998.9 | 1904613 |  | 399149.5 | 0 | 892052.4 | 0 | 371996.1 | 0 | 5431.842 | 235981.8 | 2696.562 | 163656 | 0 | 0 | 0 | 0 | 26851590 | 0 | 26851590 | 268.5159 | 7867.5159 | 0 | 183.2415 | 198.3774 | 2021-07-01 05:39
PreNResSpltPkgAC-65to-PEYes | Save | OfL | 2011 | CZ11 | cDXGF | 0 | None | 1 | 174998.9 | 1886282 |  | 399149.5 | 0 | 892052.4 | 0 | 334605.4 | 0 | 10483.76 | 249989.3 | 14399.14 | 140562.5 | 0 | 0 | 0 | 0 | 175327100 | 0 | 175327100 | 1753.271 | 51370.8403 | 0 | 183.2415 | 198.3774 | 2021-07-01 05:40
PreNResSpltPkgAC-65to-PEYes | Save | OfL | 2011 | CZ12 | cDXGF | 0 | None | 1 | 174998.9 | 1805338 |  | 399149.5 | 0 | 892052.4 | 0 | 274111.5 | 0 | 9105.642 | 230917.6 | 11459.76 | 126593 | 0 | 0 | 0 | 0 | 144266800 | 0 | 144266800 | 1442.668 | 42270.1724 | 0 | 183.2415 | 198.3774 | 2021-07-01 05:41
PreNResSpltPkgAC-65to-PEYes | Save | OfL | 2011 | CZ13 | cDXGF | 0 | None | 1 | 174998.9 | 1923487 |  | 399149.5 | 0 | 892052.4 | 0 | 367677.8 | 0 | 9275.156 | 255329.7 | 11204.13 | 154081.1 | 0 | 0 | 0 | 0 | 130802800 | 0 | 130802800 | 1308.028 | 38325.2204 | 0 | 183.2415 | 198.3774 | 2021-07-01 05:42
PreNResSpltPkgAC-65to-PEYes | Save | OfL | 2011 | CZ14 | cDXGF | 0 | None | 1 | 174998.9 | 1905019 |  | 399149.5 | 0 | 892052.4 | 0 | 348041.6 | 0 | 11098.07 | 254677 | 9123.163 | 155112.1 | 0 | 0 | 0 | 0 | 112916000 | 0 | 112916000 | 1129.16 | 33084.388 | 0 | 183.2415 | 198.3774 | 2021-07-01 05:43
PreNResSpltPkgAC-65to-PEYes | Save | OfL | 2011 | CZ15 | cDXGF | 0 | None | 1 | 174998.9 | 2247774 |  | 399149.5 | 0 | 892052.4 | 0 | 642527.8 | 0 | 2844.559 | 311197.1 | 798.5401 | 252220.5 | 0 | 0 | 0 | 0 | 5415676 | 0 | 5415676 | 54.1568 | 1586.7931 | 0 | 183.2415 | 198.3774 | 2021-07-01 05:44
PreNResSpltPkgAC-65to-PEYes | Save | OfL | 2011 | CZ16 | cDXGF | 0 | None | 1 | 174998.9 | 1694692 |  | 399149.5 | 0 | 892052.4 | 0 | 126383 | 0 | 20109.65 | 256995.7 | 44669.52 | 84936.92 | 0 | 0 | 0 | 0 | 820678800 | 0 | 820678800 | 8206.788 | 240458.8884 | 0 | 183.2415 | 198.3774 | 2021-07-01 05:46
PreNResSpltPkgAC-65to-PEYes | Save | OfL | 2015 | CZ01 | cDXGF | 0 | None | 1 | 174998.9 | 1408393 |  | 389313.3 | 0 | 892052.4 | 0 | 21144.22 | 0 | 15503.28 | 90378.03 | 11784.27 | 16522.15 | 0 | 0 | 0 | 0 | 408688600 | 0 | 408688600 | 4086.886 | 119745.7598 | 0 | 179.2147 | 198.3774 | 2021-07-01 05:47
PreNResSpltPkgAC-65to-PEYes | Save | OfL | 2015 | CZ02 | cDXGF | 0 | None | 1 | 174998.9 | 1576598 |  | 389313.3 | 0 | 892052.4 | 0 | 192256.5 | 0 | 9787.884 | 93186.13 | 4356.928 | 60195.89 | 0 | 0 | 0 | 0 | 154194400 | 0 | 154194400 | 1541.944 | 45178.9592 | 0 | 179.2147 | 198.3774 | 2021-07-01 05:48
PreNResSpltPkgAC-65to-PEYes | Save | OfL | 2015 | CZ03 | cDXGF | 0 | None | 1 | 174998.9 | 1507583 |  | 389313.3 | 0 | 892052.4 | 0 | 116407 | 0 | 6509.41 | 103298.9 | 3435.867 | 53868.2 | 0 | 0 | 0 | 0 | 93774380 | 0 | 93774380 | 937.7438 | 27475.8933 | 0 | 179.2147 | 198.3774 | 2021-07-01 05:49
PreNResSpltPkgAC-65to-PEYes | Save | OfL | 2015 | CZ04 | cDXGF | 0 | None | 1 | 174998.9 | 1618094 |  | 389313.3 | 0 | 892052.4 | 0 | 233047.7 | 0 | 5589.292 | 98089.05 | 2112.078 | 71320.87 | 0 | 0 | 0 | 0 | 64338520 | 0 | 64338520 | 643.3852 | 18851.1864 | 0 | 179.2147 | 198.3774 | 2021-07-01 05:50
PreNResSpltPkgAC-65to-PEYes | Save | OfL | 2015 | CZ05 | cDXGF | 0 | None | 1 | 174998.9 | 1546695 |  | 389313.3 | 0 | 892052.4 | 0 | 154378.8 | 0 | 7405.679 | 103542.5 | 2058.354 | 63953.73 | 0 | 0 | 0 | 0 | 54506110 | 0 | 54506110 | 545.0611 | 15970.2902 | 0 | 179.2147 | 198.3774 | 2021-07-01 05:51
PreNResSpltPkgAC-65to-PEYes | Save | OfL | 2015 | CZ06 | cDXGF | 0 | None | 1 | 174998.9 | 1680291 |  | 389313.3 | 0 | 892052.4 | 0 | 286229.5 | 0 | 2628.853 | 110063.5 | 1117.808 | 82612.81 | 0 | 0 | 0 | 0 | 24047140 | 0 | 24047140 | 240.4714 | 7045.812 | 0 | 179.2147 | 198.3774 | 2021-07-01 05:52
PreNResSpltPkgAC-65to-PEYes | Save | OfL | 2015 | CZ07 | cDXGF | 0 | None | 1 | 174998.9 | 1631879 |  | 389313.3 | 0 | 892052.4 | 0 | 239469.1 | 0 | 1277.097 | 109764.6 | 680.9005 | 80120.45 | 0 | 0 | 0 | 0 | 11995280 | 0 | 11995280 | 119.9528 | 3514.617 | 0 | 179.2147 | 198.3774 | 2021-07-01 05:53
PreNResSpltPkgAC-65to-PEYes | Save | OfL | 2015 | CZ08 | cDXGF | 0 | None | 1 | 174998.9 | 1730142 |  | 389313.3 | 0 | 892052.4 | 0 | 343717.2 | 0 | 2419.615 | 102635.8 | 504.0472 | 85637.54 | 0 | 0 | 0 | 0 | 10698950 | 0 | 10698950 | 106.9895 | 3134.7924 | 0 | 179.2147 | 198.3774 | 2021-07-01 05:54
PreNResSpltPkgAC-65to-PEYes | Save | OfL | 2015 | CZ09 | cDXGF | 0 | None | 1 | 174998.9 | 1713547 |  | 389313.3 | 0 | 892052.4 | 0 | 317465.4 | 0 | 3992.702 | 110719.7 | 914.9597 | 83964.12 | 0 | 0 | 0 | 0 | 17733860 | 0 | 17733860 | 177.3386 | 5196.021 | 0 | 179.2147 | 198.3774 | 2021-07-01 05:55
PreNResSpltPkgAC-65to-PEYes | Save | OfL | 2015 | CZ10 | cDXGF | 0 | None | 1 | 174998.9 | 1747329 |  | 389313.3 | 0 | 892052.4 | 0 | 352712.3 | 0 | 5442.118 | 107805.4 | 1345.758 | 85185.7 | 0 | 0 | 0 | 0 | 33976050 | 0 | 33976050 | 339.7605 | 9954.9826 | 0 | 179.2147 | 198.3774 | 2021-07-01 05:56
PreNResSpltPkgAC-65to-PEYes | Save | OfL | 2015 | CZ11 | cDXGF | 0 | None | 1 | 174998.9 | 1722524 |  | 389313.3 | 0 | 892052.4 | 0 | 318055.1 | 0 | 10535.75 | 112565.3 | 6666.543 | 74606.48 | 0 | 0 | 0 | 0 | 207963100 | 0 | 207963100 | 2079.631 | 60933.1883 | 0 | 179.2147 | 198.3774 | 2021-07-01 05:58
PreNResSpltPkgAC-65to-PEYes | Save | OfL | 2015 | CZ12 | cDXGF | 0 | None | 1 | 174998.9 | 1660992 |  | 389313.3 | 0 | 892052.4 | 0 | 262541.1 | 0 | 9117.591 | 107964.8 | 5114.348 | 73248.8 | 0 | 0 | 0 | 0 | 164749400 | 0 | 164749400 | 1647.494 | 48271.5742 | 0 | 179.2147 | 198.3774 | 2021-07-01 05:59
PreNResSpltPkgAC-65to-PEYes | Save | OfL | 2015 | CZ13 | cDXGF | 0 | None | 1 | 174998.9 | 1757691 |  | 389313.3 | 0 | 892052.4 | 0 | 349597.9 | 0 | 9319.345 | 117405.5 | 4904.126 | 83024.17 | 0 | 0 | 0 | 0 | 145690200 | 0 | 145690200 | 1456.902 | 42687.2286 | 0 | 179.2147 | 198.3774 | 2021-07-01 06:00
PreNResSpltPkgAC-65to-PEYes | Save | OfL | 2015 | CZ14 | cDXGF | 0 | None | 1 | 174998.9 | 1737061 |  | 389313.3 | 0 | 892052.4 | 0 | 331420.9 | 0 | 11202.35 | 113069.4 | 4221.257 | 79125.17 | 0 | 0 | 0 | 0 | 140613500 | 0 | 140613500 | 1406.135 | 41199.7555 | 0 | 179.2147 | 198.3774 | 2021-07-01 06:01
PreNResSpltPkgAC-65to-PEYes | Save | OfL | 2015 | CZ15 | cDXGF | 0 | None | 1 | 174998.9 | 2027122 |  | 389313.3 | 0 | 892052.4 | 0 | 604433.8 | 0 | 2881.582 | 138437.6 | 482.4066 | 119261.5 | 0 | 0 | 0 | 0 | 7154093 | 0 | 7154093 | 71.5409 | 2096.1492 | 0 | 179.2147 | 198.3774 | 2021-07-01 06:02
PreNResSpltPkgAC-65to-PEYes | Save | OfL | 2015 | CZ16 | cDXGF | 0 | None | 1 | 174998.9 | 1538203 |  | 389313.3 | 0 | 892052.4 | 0 | 124919.6 | 0 | 19988.48 | 111927 | 17300.32 | 51158.45 | 0 | 0 | 0 | 0 | 752921500 | 0 | 752921500 | 7529.215 | 220605.9995 | 0 | 179.2147 | 198.3774 | 2021-07-01 06:03
PreNResSpltPkgAC-65to-PEYes | Save | OfL | 2017 | CZ01 | cDXGF | 0 | None | 1 | 174998.9 | 1393665 |  | 374757.9 | 0 | 892052.4 | 0 | 21909.68 | 0 | 15341.65 | 89600.98 | 9266.688 | 17276.94 | 0 | 0 | 0 | 0 | 297856900 | 0 | 297856900 | 2978.569 | 87272.0717 | 0 | 173.8311 | 198.3774 | 2021-07-01 06:04
PreNResSpltPkgAC-65to-PEYes | Save | OfL | 2017 | CZ02 | cDXGF | 0 | None | 1 | 174998.9 | 1559776 |  | 374757.9 | 0 | 892052.4 | 0 | 190670.2 | 0 | 9731.16 | 92562.55 | 4424.548 | 59697.22 | 0 | 0 | 0 | 0 | 157528400 | 0 | 157528400 | 1575.284 | 46155.8212 | 0 | 173.8311 | 198.3774 | 2021-07-01 06:05
PreNResSpltPkgAC-65to-PEYes | Save | OfL | 2017 | CZ03 | cDXGF | 0 | None | 1 | 174998.9 | 1491093 |  | 374757.9 | 0 | 892052.4 | 0 | 115208 | 0 | 6471.419 | 102600.2 | 3492.083 | 53352.16 | 0 | 0 | 0 | 0 | 96016700 | 0 | 96016700 | 960.167 | 28132.8931 | 0 | 173.8311 | 198.3774 | 2021-07-01 06:06
PreNResSpltPkgAC-65to-PEYes | Save | OfL | 2017 | CZ04 | cDXGF | 0 | None | 1 | 174998.9 | 1600919 |  | 374757.9 | 0 | 892052.4 | 0 | 231140.5 | 0 | 5556.883 | 97408.48 | 2134.573 | 70744.35 | 0 | 0 | 0 | 0 | 65792620 | 0 | 65792620 | 657.9262 | 19277.2377 | 0 | 173.8311 | 198.3774 | 2021-07-01 06:07
PreNResSpltPkgAC-65to-PEYes | Save | OfL | 2017 | CZ05 | cDXGF | 0 | None | 1 | 174998.9 | 1529975 |  | 374757.9 | 0 | 892052.4 | 0 | 153024.6 | 0 | 7356.409 | 102781.1 | 1981.954 | 63400.23 | 0 | 0 | 0 | 0 | 53925690 | 0 | 53925690 | 539.2569 | 15800.2272 | 0 | 173.8311 | 198.3774 | 2021-07-01 06:08
PreNResSpltPkgAC-65to-PEYes | Save | OfL | 2017 | CZ06 | cDXGF | 0 | None | 1 | 174998.9 | 1663197 |  | 374757.9 | 0 | 892052.4 | 0 | 285071.3 | 0 | 2583.16 | 108729 | 735.1365 | 82431.4 | 0 | 0 | 0 | 0 | 13925610 | 0 | 13925610 | 139.2561 | 4080.2037 | 0 | 173.8311 | 198.3774 | 2021-07-01 06:10
PreNResSpltPkgAC-65to-PEYes | Save | OfL | 2017 | CZ07 | cDXGF | 0 | None | 1 | 174998.9 | 1615741 |  | 374757.9 | 0 | 892052.4 | 0 | 238890.4 | 0 | 1258.756 | 108778.4 | 424.5327 | 80355.91 | 0 | 0 | 0 | 0 | 7039176 | 0 | 7039176 | 70.3918 | 2062.4786 | 0 | 173.8311 | 198.3774 | 2021-07-01 06:11
PreNResSpltPkgAC-65to-PEYes | Save | OfL | 2017 | CZ08 | cDXGF | 0 | None | 1 | 174998.9 | 1711775 |  | 374757.9 | 0 | 892052.4 | 0 | 340729.5 | 0 | 2402.482 | 101829.6 | 490.191 | 84959.14 | 0 | 0 | 0 | 0 | 10331550 | 0 | 10331550 | 103.3155 | 3027.1442 | 0 | 173.8311 | 198.3774 | 2021-07-01 06:12
PreNResSpltPkgAC-65to-PEYes | Save | OfL | 2017 | CZ09 | cDXGF | 0 | None | 1 | 174998.9 | 1695901 |  | 374757.9 | 0 | 892052.4 | 0 | 315045.1 | 0 | 3973.509 | 110068.4 | 930.1291 | 83376 | 0 | 0 | 0 | 0 | 18113760 | 0 | 18113760 | 181.1376 | 5307.3317 | 0 | 173.8311 | 198.3774 | 2021-07-01 06:13
PreNResSpltPkgAC-65to-PEYes | Save | OfL | 2017 | CZ10 | cDXGF | 0 | None | 1 | 174998.9 | 1729340 |  | 374757.9 | 0 | 892052.4 | 0 | 350019 | 0 | 5411.993 | 107095.5 | 1373.34 | 84569.72 | 0 | 0 | 0 | 0 | 34923790 | 0 | 34923790 | 349.2379 | 10232.6705 | 0 | 173.8311 | 198.3774 | 2021-07-01 06:14
PreNResSpltPkgAC-65to-PEYes | Save | OfL | 2017 | CZ11 | cDXGF | 0 | None | 1 | 174998.9 | 1704900 |  | 374757.9 | 0 | 892052.4 | 0 | 315780 | 0 | 10473.37 | 111832.8 | 6715.735 | 74071.22 | 0 | 0 | 0 | 0 | 210265100 | 0 | 210265100 | 2102.651 | 61607.6743 | 0 | 173.8311 | 198.3774 | 2021-07-01 06:15
PreNResSpltPkgAC-65to-PEYes | Save | OfL | 2017 | CZ12 | cDXGF | 0 | None | 1 | 174998.9 | 1643693 |  | 374757.9 | 0 | 892052.4 | 0 | 260556.2 | 0 | 9065.652 | 107256.8 | 5179.797 | 72711.59 | 0 | 0 | 0 | 0 | 167715800 | 0 | 167715800 | 1677.158 | 49140.7294 | 0 | 173.8311 | 198.3774 | 2021-07-01 06:16
PreNResSpltPkgAC-65to-PEYes | Save | OfL | 2017 | CZ13 | cDXGF | 0 | None | 1 | 174998.9 | 1739692 |  | 374757.9 | 0 | 892052.4 | 0 | 346994.1 | 0 | 9264.276 | 116621.7 | 4961.913 | 82403.97 | 0 | 0 | 0 | 0 | 148091500 | 0 | 148091500 | 1480.915 | 43390.8095 | 0 | 173.8311 | 198.3774 | 2021-07-01 06:17
PreNResSpltPkgAC-65to-PEYes | Save | OfL | 2017 | CZ14 | cDXGF | 0 | None | 1 | 174998.9 | 1719347 |  | 374757.9 | 0 | 892052.4 | 0 | 328983.4 | 0 | 11146.91 | 112403.4 | 4270.132 | 78603.09 | 0 | 0 | 0 | 0 | 142560600 | 0 | 142560600 | 1425.606 | 41770.2558 | 0 | 173.8311 | 198.3774 | 2021-07-01 06:19
PreNResSpltPkgAC-65to-PEYes | Save | OfL | 2017 | CZ15 | cDXGF | 0 | None | 1 | 174998.9 | 2007499 |  | 374757.9 | 0 | 892052.4 | 0 | 600110.9 | 0 | 2870.217 | 137704.1 | 484.2767 | 118586.5 | 0 | 0 | 0 | 0 | 7242037 | 0 | 7242037 | 72.4204 | 2121.9168 | 0 | 173.8311 | 198.3774 | 2021-07-01 06:20
PreNResSpltPkgAC-65to-PEYes | Save | OfL | 2017 | CZ16 | cDXGF | 0 | None | 1 | 174998.9 | 1521915 |  | 374757.9 | 0 | 892052.4 | 0 | 123900.3 | 0 | 19891.36 | 111309.9 | 17296.98 | 50787.14 | 0 | 0 | 0 | 0 | 758420900 | 0 | 758420900 | 7584.209 | 222217.3237 | 0 | 173.8311 | 198.3774 | 2021-07-01 06:21
PreNResSpltPkgAC-65to-PEYes | Save | OfL | 2020 | CZ01 | cDXGF | 0 | None | 1 | 174998.9 | 1302992 |  | 289618.8 | 0 | 892052.4 | 0 | 19400.28 | 0 | 14955.18 | 86963.89 | 10742.62 | 15297.04 | 0 | 0 | 0 | 0 | 356062800 | 0 | 356062800 | 3560.628 | 104326.4004 | 0 | 131.4698 | 198.3774 | 2021-07-01 06:22
PreNResSpltPkgAC-65to-PEYes | Save | OfL | 2020 | CZ02 | cDXGF | 0 | None | 1 | 174998.9 | 1461952 |  | 289618.8 | 0 | 892052.4 | 0 | 181343.6 | 0 | 9493.558 | 89443.91 | 5053.522 | 56690.93 | 0 | 0 | 0 | 0 | 187120300 | 0 | 187120300 | 1871.203 | 54826.2479 | 0 | 131.4698 | 198.3774 | 2021-07-01 06:23
PreNResSpltPkgAC-65to-PEYes | Save | OfL | 2020 | CZ03 | cDXGF | 0 | None | 1 | 174998.9 | 1395112 |  | 289618.8 | 0 | 892052.4 | 0 | 107857.4 | 0 | 6313.886 | 99269.27 | 4162.156 | 50145.2 | 0 | 0 | 0 | 0 | 117793800 | 0 | 117793800 | 1177.938 | 34513.5834 | 0 | 131.4698 | 198.3774 | 2021-07-01 06:24
PreNResSpltPkgAC-65to-PEYes | Save | OfL | 2020 | CZ04 | cDXGF | 0 | None | 1 | 174998.9 | 1501488 |  | 289618.8 | 0 | 892052.4 | 0 | 220329.7 | 0 | 5423.855 | 94063.18 | 2532.536 | 67290.84 | 0 | 0 | 0 | 0 | 80872050 | 0 | 80872050 | 808.7205 | 23695.5107 | 0 | 131.4698 | 198.3774 | 2021-07-01 06:25
PreNResSpltPkgAC-65to-PEYes | Save | OfL | 2020 | CZ05 | cDXGF | 0 | None | 1 | 174998.9 | 1431889 |  | 289618.8 | 0 | 892052.4 | 0 | 143780.5 | 0 | 7168.726 | 99268.21 | 2351.223 | 59865.84 | 0 | 0 | 0 | 0 | 66038440 | 0 | 66038440 | 660.3844 | 19349.2629 | 0 | 131.4698 | 198.3774 | 2021-07-01 06:26
PreNResSpltPkgAC-65to-PEYes | Save | OfL | 2020 | CZ06 | cDXGF | 0 | None | 1 | 174998.9 | 1561538 |  | 289618.8 | 0 | 892052.4 | 0 | 271823 | 0 | 2528.145 | 105516.5 | 870.5089 | 79094.14 | 0 | 0 | 0 | 0 | 17290790 | 0 | 17290790 | 172.9079 | 5066.2015 | 0 | 131.4698 | 198.3774 | 2021-07-01 06:27
PreNResSpltPkgAC-65to-PEYes | Save | OfL | 2020 | CZ07 | cDXGF | 0 | None | 1 | 174998.9 | 1515046 |  | 289618.8 | 0 | 892052.4 | 0 | 226845 | 0 | 1230.182 | 105299.8 | 518.1407 | 76597.91 | 0 | 0 | 0 | 0 | 8748480 | 0 | 8748480 | 87.4848 | 2563.3046 | 0 | 131.4698 | 198.3774 | 2021-07-01 06:28
PreNResSpltPkgAC-65to-PEYes | Save | OfL | 2020 | CZ08 | cDXGF | 0 | None | 1 | 174998.9 | 1608974 |  | 289618.8 | 0 | 892052.4 | 0 | 326306 | 0 | 2354.992 | 98642.81 | 593.8137 | 81578.19 | 0 | 0 | 0 | 0 | 12819610 | 0 | 12819610 | 128.1961 | 3756.1457 | 0 | 131.4698 | 198.3774 | 2021-07-01 06:30
PreNResSpltPkgAC-65to-PEYes | Save | OfL | 2020 | CZ09 | cDXGF | 0 | None | 1 | 174998.9 | 1595023 |  | 289618.8 | 0 | 892052.4 | 0 | 302155.3 | 0 | 3907.584 | 107289.1 | 1107.838 | 80347.08 | 0 | 0 | 0 | 0 | 22432600 | 0 | 22432600 | 224.326 | 6572.7518 | 0 | 131.4698 | 198.3774 | 2021-07-01 06:31
PreNResSpltPkgAC-65to-PEYes | Save | OfL | 2020 | CZ10 | cDXGF | 0 | None | 1 | 174998.9 | 1627259 |  | 289618.8 | 0 | 892052.4 | 0 | 336283.9 | 0 | 5305.091 | 103999.3 | 1623.066 | 81350.28 | 0 | 0 | 0 | 0 | 42823000 | 0 | 42823000 | 428.23 | 12547.139 | 0 | 131.4698 | 198.3774 | 2021-07-01 06:32
PreNResSpltPkgAC-65to-PEYes | Save | OfL | 2020 | CZ11 | cDXGF | 0 | None | 1 | 174998.9 | 1605338 |  | 289618.8 | 0 | 892052.4 | 0 | 304460.4 | 0 | 10278.07 | 108928.8 | 7525.884 | 71315.71 | 0 | 0 | 0 | 0 | 243986700 | 0 | 243986700 | 2439.867 | 71488.1031 | 0 | 131.4698 | 198.3774 | 2021-07-01 06:33
PreNResSpltPkgAC-65to-PEYes | Save | OfL | 2020 | CZ12 | cDXGF | 0 | None | 1 | 174998.9 | 1544603 |  | 289618.8 | 0 | 892052.4 | 0 | 249931.1 | 0 | 8876.188 | 104124.7 | 5900.618 | 69689.89 | 0 | 0 | 0 | 0 | 197407600 | 0 | 197407600 | 1974.076 | 57840.4268 | 0 | 131.4698 | 198.3774 | 2021-07-01 06:34
PreNResSpltPkgAC-65to-PEYes | Save | OfL | 2020 | CZ13 | cDXGF | 0 | None | 1 | 174998.9 | 1639337 |  | 289618.8 | 0 | 892052.4 | 0 | 334916.6 | 0 | 9102.486 | 113647.2 | 5643.956 | 79554.03 | 0 | 0 | 0 | 0 | 174756300 | 0 | 174756300 | 1747.563 | 51203.5959 | 0 | 131.4698 | 198.3774 | 2021-07-01 06:35
PreNResSpltPkgAC-65to-PEYes | Save | OfL | 2020 | CZ14 | cDXGF | 0 | None | 1 | 174998.9 | 1619213 |  | 289618.8 | 0 | 892052.4 | 0 | 317058.9 | 0 | 10941.49 | 109541.1 | 4816.245 | 75775.48 | 0 | 0 | 0 | 0 | 166074400 | 0 | 166074400 | 1660.744 | 48659.7992 | 0 | 131.4698 | 198.3774 | 2021-07-01 06:36
PreNResSpltPkgAC-65to-PEYes | Save | OfL | 2020 | CZ15 | cDXGF | 0 | None | 1 | 174998.9 | 1901590 |  | 289618.8 | 0 | 892052.4 | 0 | 582377.7 | 0 | 2826.67 | 134714.4 | 568.4294 | 115480 | 0 | 0 | 0 | 0 | 8620144 | 0 | 8620144 | 86.2014 | 2525.7022 | 0 | 131.4698 | 198.3774 | 2021-07-01 06:38
PreNResSpltPkgAC-65to-PEYes | Save | OfL | 2020 | CZ16 | cDXGF | 0 | None | 1 | 174998.9 | 1428204 |  | 289618.8 | 0 | 892052.4 | 0 | 118313.5 | 0 | 19533.66 | 108684.9 | 18624.17 | 48670.83 | 0 | 0 | 0 | 0 | 843237600 | 0 | 843237600 | 8432.376 | 247068.6168 | 0 | 131.4698 | 198.3774 | 2021-07-01 06:39
PreNResSpltPkgAC-65to-PEYes | Save | OfS | 1975 | CZ01 | cDXGF | 0 | None | 1 | 10000.08 | 98062.47 |  | 20480.68 | 0 | 49066.88 | 0 | 1077.477 | 0 | 5529.313 | 21908.26 | 7096.048 | 1144.42 | 0 | 0 | 0 | 0 | 161277900 | 0 | 161277900 | 1612.779 | 47254.4247 | 0 | 11.0827 | 13.1733 | 2021-07-01 06:40
PreNResSpltPkgAC-65to-PEYes | Save | OfS | 1975 | CZ02 | cDXGF | 0 | None | 1 | 10000.08 | 112884.8 |  | 20480.68 | 0 | 49066.88 | 0 | 19876.61 | 0 | 3583.145 | 19877.62 | 3877.761 | 8681.491 | 0 | 0 | 0 | 0 | 100738500 | 0 | 100738500 | 1007.385 | 29516.3805 | 0 | 11.0827 | 13.1733 | 2021-07-01 06:41
PreNResSpltPkgAC-65to-PEYes | Save | OfS | 1975 | CZ03 | cDXGF | 0 | None | 1 | 10000.08 | 105084.8 |  | 20480.68 | 0 | 49066.88 | 0 | 10295.76 | 0 | 2320.237 | 22921.52 | 3326.729 | 6867.401 | 0 | 0 | 0 | 0 | 67562020 | 0 | 67562020 | 675.6202 | 19795.6719 | 0 | 11.0827 | 13.1733 | 2021-07-01 06:42
PreNResSpltPkgAC-65to-PEYes | Save | OfS | 1975 | CZ04 | cDXGF | 0 | None | 1 | 10000.08 | 115805 |  | 20480.68 | 0 | 49066.88 | 0 | 24097.32 | 0 | 2038.172 | 20122 | 2450.781 | 10234.6 | 0 | 0 | 0 | 0 | 59323330 | 0 | 59323330 | 593.2333 | 17381.7357 | 0 | 11.0827 | 13.1733 | 2021-07-01 06:43
PreNResSpltPkgAC-65to-PEYes | Save | OfS | 1975 | CZ05 | cDXGF | 0 | None | 1 | 10000.08 | 109148.7 |  | 20480.68 | 0 | 49066.88 | 0 | 14144.35 | 0 | 2657.724 | 22799.15 | 2529.916 | 8934.228 | 0 | 0 | 0 | 0 | 56395900 | 0 | 56395900 | 563.959 | 16523.9987 | 0 | 11.0827 | 13.1733 | 2021-07-01 06:44
PreNResSpltPkgAC-65to-PEYes | Save | OfS | 1975 | CZ06 | cDXGF | 0 | None | 1 | 10000.08 | 123207.6 |  | 20480.68 | 0 | 49066.88 | 0 | 28567.33 | 0 | 918.1816 | 24174.6 | 1106.956 | 14872.2 | 0 | 0 | 0 | 0 | 21181000 | 0 | 21181000 | 211.81 | 6206.033 | 0 | 11.0827 | 13.1733 | 2021-07-01 06:45
PreNResSpltPkgAC-65to-PEYes | Save | OfS | 1975 | CZ07 | cDXGF | 0 | None | 1 | 10000.08 | 116085.8 |  | 20480.68 | 0 | 49066.88 | 0 | 22571.56 | 0 | 444.5393 | 23522.39 | 933.4946 | 12763.57 | 0 | 0 | 0 | 0 | 15537490 | 0 | 15537490 | 155.3749 | 4552.4846 | 0 | 11.0827 | 13.1733 | 2021-07-01 06:46
PreNResSpltPkgAC-65to-PEYes | Save | OfS | 1975 | CZ08 | cDXGF | 0 | None | 1 | 10000.08 | 126730.7 |  | 20480.68 | 0 | 49066.88 | 0 | 35241.01 | 0 | 854.553 | 21087.64 | 972.5303 | 14287.02 | 0 | 0 | 0 | 0 | 19946540 | 0 | 19946540 | 199.4654 | 5844.3362 | 0 | 11.0827 | 13.1733 | 2021-07-01 06:47
PreNResSpltPkgAC-65to-PEYes | Save | OfS | 1975 | CZ09 | cDXGF | 0 | None | 1 | 10000.08 | 129373.5 |  | 20480.68 | 0 | 49066.88 | 0 | 34557.66 | 0 | 1390.638 | 23877.83 | 1412.814 | 14840.27 | 0 | 0 | 0 | 0 | 27360000 | 0 | 27360000 | 273.6 | 8016.48 | 0 | 11.0827 | 13.1733 | 2021-07-01 06:48
PreNResSpltPkgAC-65to-PEYes | Save | OfS | 1975 | CZ10 | cDXGF | 0 | None | 1 | 10000.08 | 133421.3 |  | 20480.68 | 0 | 49066.88 | 0 | 38882.14 | 0 | 1957.717 | 23034.04 | 1577.467 | 15010.06 | 0 | 0 | 0 | 0 | 36387460 | 0 | 36387460 | 363.8746 | 10661.5258 | 0 | 11.0827 | 13.1733 | 2021-07-01 06:49
PreNResSpltPkgAC-65to-PEYes | Save | OfS | 1975 | CZ11 | cDXGF | 0 | None | 1 | 10000.08 | 135557.7 |  | 20480.68 | 0 | 49066.88 | 0 | 37231.55 | 0 | 3824.967 | 24953.7 | 4508.292 | 13248.44 | 0 | 0 | 0 | 0 | 105015700 | 0 | 105015700 | 1050.157 | 30769.6001 | 0 | 11.0827 | 13.1733 | 2021-07-01 06:50
PreNResSpltPkgAC-65to-PEYes | Save | OfS | 1975 | CZ12 | cDXGF | 0 | None | 1 | 10000.08 | 125015.5 |  | 20480.68 | 0 | 49066.88 | 0 | 29154.1 | 0 | 3315.418 | 22998.58 | 3860.83 | 11570.35 | 0 | 0 | 0 | 0 | 91219550 | 0 | 91219550 | 912.1955 | 26727.3282 | 0 | 11.0827 | 13.1733 | 2021-07-01 06:51
PreNResSpltPkgAC-65to-PEYes | Save | OfS | 1975 | CZ13 | cDXGF | 0 | None | 1 | 10000.08 | 138817.7 |  | 20480.68 | 0 | 49066.88 | 0 | 40659.04 | 0 | 3362.121 | 25249.02 | 3540.092 | 14501.67 | 0 | 0 | 0 | 0 | 78114980 | 0 | 78114980 | 781.1498 | 22887.6891 | 0 | 11.0827 | 13.1733 | 2021-07-01 06:52
PreNResSpltPkgAC-65to-PEYes | Save | OfS | 1975 | CZ14 | cDXGF | 0 | None | 1 | 10000.08 | 136949.3 |  | 20480.68 | 0 | 49066.88 | 0 | 38346.64 | 0 | 3984.31 | 25070.91 | 2931.957 | 14610.14 | 0 | 0 | 0 | 0 | 79681660 | 0 | 79681660 | 796.8166 | 23346.7264 | 0 | 11.0827 | 13.1733 | 2021-07-01 06:53
PreNResSpltPkgAC-65to-PEYes | Save | OfS | 1975 | CZ15 | cDXGF | 0 | None | 1 | 10000.08 | 173261.3 |  | 20480.68 | 0 | 49066.88 | 0 | 72459.77 | 0 | 1008.725 | 30245.39 | 787.9067 | 24101.96 | 0 | 0 | 0 | 0 | 12547530 | 0 | 12547530 | 125.4753 | 3676.4263 | 0 | 11.0827 | 13.1733 | 2021-07-01 06:54
PreNResSpltPkgAC-65to-PEYes | Save | OfS | 1975 | CZ16 | cDXGF | 0 | None | 1 | 10000.08 | 115059.9 |  | 20480.68 | 0 | 49066.88 | 0 | 13055.51 | 0 | 7134.927 | 25321.88 | 7690.019 | 7670.668 | 0 | 0 | 0 | 0 | 237945300 | 0 | 237945300 | 2379.453 | 69717.9729 | 0 | 11.0827 | 13.1733 | 2021-07-01 06:55
PreNResSpltPkgAC-65to-PEYes | Save | OfS | 1985 | CZ01 | cDXGF | 0 | None | 1 | 10000.08 | 95786.93 |  | 20480.68 | 0 | 47017.09 | 0 | 1086.735 | 0 | 5485.526 | 21717.11 | 6656.779 | 1155.898 | 0 | 0 | 0 | 0 | 145972000 | 0 | 145972000 | 1459.72 | 42769.796 | 0 | 11.0827 | 12.623 | 2021-07-01 06:56
PreNResSpltPkgAC-65to-PEYes | Save | OfS | 1985 | CZ02 | cDXGF | 0 | None | 1 | 10000.08 | 110351 |  | 20480.68 | 0 | 47017.09 | 0 | 19757.05 | 0 | 3527.712 | 19568.53 | 3617.612 | 8600.545 | 0 | 0 | 0 | 0 | 90976220 | 0 | 90976220 | 909.7622 | 26656.0325 | 0 | 11.0827 | 12.623 | 2021-07-01 06:57
PreNResSpltPkgAC-65to-PEYes | Save | OfS | 1985 | CZ03 | cDXGF | 0 | None | 1 | 10000.08 | 102811.3 |  | 20480.68 | 0 | 47017.09 | 0 | 10303.51 | 0 | 2297.861 | 22712.21 | 3072.083 | 6853.528 | 0 | 0 | 0 | 0 | 60344880 | 0 | 60344880 | 603.4488 | 17681.0498 | 0 | 11.0827 | 12.623 | 2021-07-01 06:58
PreNResSpltPkgAC-65to-PEYes | Save | OfS | 1985 | CZ04 | cDXGF | 0 | None | 1 | 10000.08 | 113254.2 |  | 20480.68 | 0 | 47017.09 | 0 | 23932.54 | 0 | 2006.744 | 19817.27 | 2259.238 | 10134.74 | 0 | 0 | 0 | 0 | 53127040 | 0 | 53127040 | 531.2704 | 15566.2227 | 0 | 11.0827 | 12.623 | 2021-07-01 06:59
PreNResSpltPkgAC-65to-PEYes | Save | OfS | 1985 | CZ05 | cDXGF | 0 | None | 1 | 10000.08 | 106867.3 |  | 20480.68 | 0 | 47017.09 | 0 | 14146.58 | 0 | 2632.956 | 22590.15 | 2292.075 | 8910.097 | 0 | 0 | 0 | 0 | 49618570 | 0 | 49618570 | 496.1857 | 14538.241 | 0 | 11.0827 | 12.623 | 2021-07-01 06:59
PreNResSpltPkgAC-65to-PEYes | Save | OfS | 1985 | CZ06 | cDXGF | 0 | None | 1 | 10000.08 | 120817.8 |  | 20480.68 | 0 | 47017.09 | 0 | 28476.08 | 0 | 908.297 | 23935.84 | 996.7509 | 14764.42 | 0 | 0 | 0 | 0 | 18421250 | 0 | 18421250 | 184.2125 | 5397.4263 | 0 | 11.0827 | 12.623 | 2021-07-01 07:00
PreNResSpltPkgAC-65to-PEYes | Save | OfS | 1985 | CZ07 | cDXGF | 0 | None | 1 | 10000.08 | 113733.7 |  | 20480.68 | 0 | 47017.09 | 0 | 22490.41 | 0 | 440.0485 | 23305.61 | 826.7808 | 12687.52 | 0 | 0 | 0 | 0 | 13332470 | 0 | 13332470 | 133.3247 | 3906.4137 | 0 | 11.0827 | 12.623 | 2021-07-01 07:01
PreNResSpltPkgAC-65to-PEYes | Save | OfS | 1985 | CZ08 | cDXGF | 0 | None | 1 | 10000.08 | 124025.4 |  | 20480.68 | 0 | 47017.09 | 0 | 34903.82 | 0 | 841.3995 | 20782.51 | 875.5522 | 14124.72 | 0 | 0 | 0 | 0 | 17315300 | 0 | 17315300 | 173.153 | 5073.3829 | 0 | 11.0827 | 12.623 | 2021-07-01 07:02
PreNResSpltPkgAC-65to-PEYes | Save | OfS | 1985 | CZ09 | cDXGF | 0 | None | 1 | 10000.08 | 126560.3 |  | 20480.68 | 0 | 47017.09 | 0 | 34196 | 0 | 1367.605 | 23499.18 | 1284.089 | 14658.58 | 0 | 0 | 0 | 0 | 23939700 | 0 | 23939700 | 239.397 | 7014.3321 | 0 | 11.0827 | 12.623 | 2021-07-01 07:03
PreNResSpltPkgAC-65to-PEYes | Save | OfS | 1985 | CZ10 | cDXGF | 0 | None | 1 | 10000.08 | 130520.8 |  | 20480.68 | 0 | 47017.09 | 0 | 38442.08 | 0 | 1924.67 | 22656.38 | 1445.029 | 14813.94 | 0 | 0 | 0 | 0 | 32097770 | 0 | 32097770 | 320.9777 | 9404.6466 | 0 | 11.0827 | 12.623 | 2021-07-01 07:04
PreNResSpltPkgAC-65to-PEYes | Save | OfS | 1985 | CZ11 | cDXGF | 0 | None | 1 | 10000.08 | 132411.6 |  | 20480.68 | 0 | 47017.09 | 0 | 36664.89 | 0 | 3756.638 | 24492.47 | 4243.582 | 13055.3 | 0 | 0 | 0 | 0 | 95572690 | 0 | 95572690 | 955.7269 | 28002.7982 | 0 | 11.0827 | 12.623 | 2021-07-01 07:05
PreNResSpltPkgAC-65to-PEYes | Save | OfS | 1985 | CZ12 | cDXGF | 0 | None | 1 | 10000.08 | 122180.5 |  | 20480.68 | 0 | 47017.09 | 0 | 28831.88 | 0 | 3257.865 | 22593.18 | 3615.998 | 11432.32 | 0 | 0 | 0 | 0 | 82880370 | 0 | 82880370 | 828.8037 | 24283.9484 | 0 | 11.0827 | 12.623 | 2021-07-01 07:06
PreNResSpltPkgAC-65to-PEYes | Save | OfS | 1985 | CZ13 | cDXGF | 0 | None | 1 | 10000.08 | 135600.3 |  | 20480.68 | 0 | 47017.09 | 0 | 40004.32 | 0 | 3302.367 | 24795.92 | 3299.768 | 14286.2 | 0 | 0 | 0 | 0 | 70777650 | 0 | 70777650 | 707.7765 | 20737.8515 | 0 | 11.0827 | 12.623 | 2021-07-01 07:07
PreNResSpltPkgAC-65to-PEYes | Save | OfS | 1985 | CZ14 | cDXGF | 0 | None | 1 | 10000.08 | 133882.6 |  | 20480.68 | 0 | 47017.09 | 0 | 37836.54 | 0 | 3915.397 | 24633.14 | 2717.429 | 14422.11 | 0 | 0 | 0 | 0 | 71364270 | 0 | 71364270 | 713.6427 | 20909.7311 | 0 | 11.0827 | 12.623 | 2021-07-01 07:08
PreNResSpltPkgAC-65to-PEYes | Save | OfS | 1985 | CZ15 | cDXGF | 0 | None | 1 | 10000.08 | 169206 |  | 20480.68 | 0 | 47017.09 | 0 | 71026.32 | 0 | 990.4545 | 29691.65 | 708.161 | 23682.31 | 0 | 0 | 0 | 0 | 10814230 | 0 | 10814230 | 108.1423 | 3168.5694 | 0 | 11.0827 | 12.623 | 2021-07-01 07:09
PreNResSpltPkgAC-65to-PEYes | Save | OfS | 1985 | CZ16 | cDXGF | 0 | None | 1 | 10000.08 | 112497.9 |  | 20480.68 | 0 | 47017.09 | 0 | 12946.62 | 0 | 7054.445 | 24999.31 | 7338.85 | 7622.25 | 0 | 0 | 0 | 0 | 219259300 | 0 | 219259300 | 2192.593 | 64242.9749 | 0 | 11.0827 | 12.623 | 2021-07-01 07:10
PreNResSpltPkgAC-65to-PEYes | Save | OfS | 1996 | CZ01 | cDXGF | 0 | None | 1 | 10000.08 | 89312.65 |  | 20480.68 | 0 | 44967.2 | 0 | 894.0718 | 0 | 4660.531 | 18310.37 | 5498.721 | 964.7138 | 0 | 0 | 0 | 0 | 116693700 | 0 | 116693700 | 1166.937 | 34191.2541 | 0 | 11.0827 | 12.0727 | 2021-07-01 07:11
PreNResSpltPkgAC-65to-PEYes | Save | OfS | 1996 | CZ02 | cDXGF | 0 | None | 1 | 10000.08 | 105112.9 |  | 20480.68 | 0 | 44967.2 | 0 | 17895.88 | 0 | 3342.173 | 18427.19 | 3673.325 | 7966.826 | 0 | 0 | 0 | 0 | 94727810 | 0 | 94727810 | 947.2781 | 27755.2483 | 0 | 11.0827 | 12.0727 | 2021-07-01 07:12
PreNResSpltPkgAC-65to-PEYes | Save | OfS | 1996 | CZ03 | cDXGF | 0 | None | 1 | 10000.08 | 97980.2 |  | 20480.68 | 0 | 44967.2 | 0 | 9064.31 | 0 | 2167.142 | 21301.09 | 3208.724 | 6183.849 | 0 | 0 | 0 | 0 | 64164010 | 0 | 64164010 | 641.6401 | 18800.0549 | 0 | 11.0827 | 12.0727 | 2021-07-01 07:13
PreNResSpltPkgAC-65to-PEYes | Save | OfS | 1996 | CZ04 | cDXGF | 0 | None | 1 | 10000.08 | 107740.8 |  | 20480.68 | 0 | 44967.2 | 0 | 21701.86 | 0 | 1906.834 | 18684.33 | 2338.313 | 9393.09 | 0 | 0 | 0 | 0 | 55894940 | 0 | 55894940 | 558.9494 | 16377.2174 | 0 | 11.0827 | 12.0727 | 2021-07-01 07:14
PreNResSpltPkgAC-65to-PEYes | Save | OfS | 1996 | CZ05 | cDXGF | 0 | None | 1 | 10000.08 | 101662.8 |  | 20480.68 | 0 | 44967.2 | 0 | 12584.48 | 0 | 2479.064 | 21151.69 | 2436.438 | 8131.321 | 0 | 0 | 0 | 0 | 53449680 | 0 | 53449680 | 534.4968 | 15660.7562 | 0 | 11.0827 | 12.0727 | 2021-07-01 07:15
PreNResSpltPkgAC-65to-PEYes | Save | OfS | 1996 | CZ06 | cDXGF | 0 | None | 1 | 10000.08 | 114613.1 |  | 20480.68 | 0 | 44967.2 | 0 | 25806.99 | 0 | 859.4263 | 22499.05 | 1108.322 | 13702.29 | 0 | 0 | 0 | 0 | 20889520 | 0 | 20889520 | 208.8952 | 6120.6294 | 0 | 11.0827 | 12.0727 | 2021-07-01 07:16
PreNResSpltPkgAC-65to-PEYes | Save | OfS | 1996 | CZ07 | cDXGF | 0 | None | 1 | 10000.08 | 108194 |  | 20480.68 | 0 | 44967.2 | 0 | 20401.96 | 0 | 416.6686 | 21927.63 | 943.798 | 11739.15 | 0 | 0 | 0 | 0 | 15371610 | 0 | 15371610 | 153.7161 | 4503.8817 | 0 | 11.0827 | 12.0727 | 2021-07-01 07:17
PreNResSpltPkgAC-65to-PEYes | Save | OfS | 1996 | CZ08 | cDXGF | 0 | None | 1 | 10000.08 | 118183 |  | 20480.68 | 0 | 44967.2 | 0 | 32229.61 | 0 | 803.7333 | 19702.06 | 976.558 | 13246.49 | 0 | 0 | 0 | 0 | 19536430 | 0 | 19536430 | 195.3643 | 5724.174 | 0 | 11.0827 | 12.0727 | 2021-07-01 07:18
PreNResSpltPkgAC-65to-PEYes | Save | OfS | 1996 | CZ09 | cDXGF | 0 | None | 1 | 10000.08 | 120776.1 |  | 20480.68 | 0 | 44967.2 | 0 | 31494.61 | 0 | 1320.016 | 22513.78 | 1482.719 | 13864.86 | 0 | 0 | 0 | 0 | 28364350 | 0 | 28364350 | 283.6435 | 8310.7546 | 0 | 11.0827 | 12.0727 | 2021-07-01 07:19
PreNResSpltPkgAC-65to-PEYes | Save | OfS | 1996 | CZ10 | cDXGF | 0 | None | 1 | 10000.08 | 124498.6 |  | 20480.68 | 0 | 44967.2 | 0 | 35556.87 | 0 | 1852.345 | 21641.66 | 1631.022 | 13992.67 | 0 | 0 | 0 | 0 | 37382430 | 0 | 37382430 | 373.8243 | 10953.052 | 0 | 11.0827 | 12.0727 | 2021-07-01 07:20
PreNResSpltPkgAC-65to-PEYes | Save | OfS | 1996 | CZ11 | cDXGF | 0 | None | 1 | 10000.08 | 120559.4 |  | 20480.68 | 0 | 44967.2 | 0 | 30677.76 | 0 | 3285.952 | 21147.98 | 3508.078 | 11246.55 | 0 | 0 | 0 | 0 | 72779000 | 0 | 72779000 | 727.79 | 21324.247 | 0 | 11.0827 | 12.0727 | 2021-07-01 07:21
PreNResSpltPkgAC-65to-PEYes | Save | OfS | 1996 | CZ12 | cDXGF | 0 | None | 1 | 10000.08 | 111929 |  | 20480.68 | 0 | 44967.2 | 0 | 24167.84 | 0 | 2843.042 | 19470.52 | 2983.199 | 9846.182 | 0 | 0 | 0 | 0 | 64375780 | 0 | 64375780 | 643.7578 | 18862.1035 | 0 | 11.0827 | 12.0727 | 2021-07-01 07:22
PreNResSpltPkgAC-65to-PEYes | Save | OfS | 1996 | CZ13 | cDXGF | 0 | None | 1 | 10000.08 | 123534.9 |  | 20480.68 | 0 | 44967.2 | 0 | 33706.33 | 0 | 2896.219 | 21484.66 | 2749.074 | 12363.91 | 0 | 0 | 0 | 0 | 55104080 | 0 | 55104080 | 551.0408 | 16145.4954 | 0 | 11.0827 | 12.0727 | 2021-07-01 07:23
PreNResSpltPkgAC-65to-PEYes | Save | OfS | 1996 | CZ14 | cDXGF | 0 | None | 1 | 10000.08 | 121411.4 |  | 20480.68 | 0 | 44967.2 | 0 | 31357.22 | 0 | 3418.486 | 21187.95 | 2254.612 | 12328.17 | 0 | 0 | 0 | 0 | 52010040 | 0 | 52010040 | 520.1004 | 15238.9417 | 0 | 11.0827 | 12.0727 | 2021-07-01 07:24
PreNResSpltPkgAC-65to-PEYes | Save | OfS | 1996 | CZ15 | cDXGF | 0 | None | 1 | 10000.08 | 151809.2 |  | 20480.68 | 0 | 44967.2 | 0 | 59757.74 | 0 | 870.1379 | 25733.55 | 548.8873 | 20509.67 | 0 | 0 | 0 | 0 | 7038912 | 0 | 7038912 | 70.3891 | 2062.4012 | 0 | 11.0827 | 12.0727 | 2021-07-01 07:25
PreNResSpltPkgAC-65to-PEYes | Save | OfS | 1996 | CZ16 | cDXGF | 0 | None | 1 | 10000.08 | 103180.6 |  | 20480.68 | 0 | 44967.2 | 0 | 10737.84 | 0 | 6014.354 | 20980.72 | 6178.41 | 6416.078 | 0 | 0 | 0 | 0 | 174782300 | 0 | 174782300 | 1747.823 | 51211.2139 | 0 | 11.0827 | 12.0727 | 2021-07-01 07:26
PreNResSpltPkgAC-65to-PEYes | Save | OfS | 2003 | CZ01 | cDXGF | 0 | None | 1 | 10000.08 | 82624.56 |  | 20480.68 | 0 | 42917.13 | 0 | 714.256 | 0 | 3769.123 | 14743.33 | 5147.242 | 761.1814 | 0 | 0 | 0 | 0 | 118275000 | 0 | 118275000 | 1182.75 | 34654.575 | 0 | 11.0827 | 11.5223 | 2021-07-01 07:27
PreNResSpltPkgAC-65to-PEYes | Save | OfS | 2003 | CZ02 | cDXGF | 0 | None | 1 | 10000.08 | 93169.73 |  | 20480.68 | 0 | 42917.13 | 0 | 13121.3 | 0 | 2595.734 | 14054.84 | 2699.904 | 6084.271 | 0 | 0 | 0 | 0 | 65154120 | 0 | 65154120 | 651.5412 | 19090.1572 | 0 | 11.0827 | 11.5223 | 2021-07-01 07:28
PreNResSpltPkgAC-65to-PEYes | Save | OfS | 2003 | CZ03 | cDXGF | 0 | None | 1 | 10000.08 | 89186.41 |  | 20480.68 | 0 | 42917.13 | 0 | 6839.956 | 0 | 1765.709 | 17182.88 | 2984.403 | 4841.527 | 0 | 0 | 0 | 0 | 59660240 | 0 | 59660240 | 596.6024 | 17480.4503 | 0 | 11.0827 | 11.5223 | 2021-07-01 07:29
PreNResSpltPkgAC-65to-PEYes | Save | OfS | 2003 | CZ04 | cDXGF | 0 | None | 1 | 10000.08 | 97623.11 |  | 20480.68 | 0 | 42917.13 | 0 | 17030.2 | 0 | 1615.444 | 15579.59 | 2198.756 | 7679.933 | 0 | 0 | 0 | 0 | 51443890 | 0 | 51443890 | 514.4389 | 15073.0598 | 0 | 11.0827 | 11.5223 | 2021-07-01 07:30
PreNResSpltPkgAC-65to-PEYes | Save | OfS | 2003 | CZ05 | cDXGF | 0 | None | 1 | 10000.08 | 91959.05 |  | 20480.68 | 0 | 42917.13 | 0 | 9579.338 | 0 | 2011.405 | 16970.38 | 2337.083 | 6404.654 | 0 | 0 | 0 | 0 | 50258030 | 0 | 50258030 | 502.5803 | 14725.6028 | 0 | 11.0827 | 11.5223 | 2021-07-01 07:31
PreNResSpltPkgAC-65to-PEYes | Save | OfS | 2003 | CZ06 | cDXGF | 0 | None | 1 | 10000.08 | 102862.8 |  | 20480.68 | 0 | 42917.13 | 0 | 20496.02 | 0 | 705.4177 | 18263.36 | 1096.946 | 11027.05 | 0 | 0 | 0 | 0 | 19299290 | 0 | 19299290 | 192.9929 | 5654.692 | 0 | 11.0827 | 11.5223 | 2021-07-01 07:32
PreNResSpltPkgAC-65to-PEYes | Save | OfS | 2003 | CZ07 | cDXGF | 0 | None | 1 | 10000.08 | 97831.1 |  | 20480.68 | 0 | 42917.13 | 0 | 16260.78 | 0 | 342.2325 | 17830.23 | 960.3524 | 9499.764 | 0 | 0 | 0 | 0 | 14792460 | 0 | 14792460 | 147.9246 | 4334.1908 | 0 | 11.0827 | 11.5223 | 2021-07-01 07:33
PreNResSpltPkgAC-65to-PEYes | Save | OfS | 2003 | CZ08 | cDXGF | 0 | None | 1 | 10000.08 | 106701.9 |  | 20480.68 | 0 | 42917.13 | 0 | 26088.47 | 0 | 683.6947 | 16531.82 | 949.6641 | 11040.79 | 0 | 0 | 0 | 0 | 17913290 | 0 | 17913290 | 179.1329 | 5248.594 | 0 | 11.0827 | 11.5223 | 2021-07-01 07:34
PreNResSpltPkgAC-65to-PEYes | Save | OfS | 2003 | CZ09 | cDXGF | 0 | None | 1 | 10000.08 | 108935.4 |  | 20480.68 | 0 | 42917.13 | 0 | 25217.15 | 0 | 1139.179 | 19181.24 | 1402.914 | 11663.05 | 0 | 0 | 0 | 0 | 24678630 | 0 | 24678630 | 246.7863 | 7230.8386 | 0 | 11.0827 | 11.5223 | 2021-07-01 07:35
PreNResSpltPkgAC-65to-PEYes | Save | OfS | 2003 | CZ10 | cDXGF | 0 | None | 1 | 10000.08 | 108291 |  | 20480.68 | 0 | 42917.13 | 0 | 26696.65 | 0 | 1454.738 | 16741.67 | 1131.351 | 10876.12 | 0 | 0 | 0 | 0 | 21364160 | 0 | 21364160 | 213.6416 | 6259.6989 | 0 | 11.0827 | 11.5223 | 2021-07-01 07:36
PreNResSpltPkgAC-65to-PEYes | Save | OfS | 2003 | CZ11 | cDXGF | 0 | None | 1 | 10000.08 | 109311 |  | 20480.68 | 0 | 42917.13 | 0 | 25068.93 | 0 | 2834.082 | 18010.11 | 3156.303 | 9473.423 | 0 | 0 | 0 | 0 | 64641720 | 0 | 64641720 | 646.4172 | 18940.024 | 0 | 11.0827 | 11.5223 | 2021-07-01 07:37
PreNResSpltPkgAC-65to-PEYes | Save | OfS | 2003 | CZ12 | cDXGF | 0 | None | 1 | 10000.08 | 101964.6 |  | 20480.68 | 0 | 42917.13 | 0 | 19629.94 | 0 | 2441.27 | 16495.54 | 2684.147 | 8270.161 | 0 | 0 | 0 | 0 | 57852210 | 0 | 57852210 | 578.5221 | 16950.6975 | 0 | 11.0827 | 11.5223 | 2021-07-01 07:38
PreNResSpltPkgAC-65to-PEYes | Save | OfS | 2003 | CZ13 | cDXGF | 0 | None | 1 | 10000.08 | 112085.9 |  | 20480.68 | 0 | 42917.13 | 0 | 27804.56 | 0 | 2508.626 | 18374.78 | 2523.312 | 10492.64 | 0 | 0 | 0 | 0 | 49916770 | 0 | 49916770 | 499.1677 | 14625.6136 | 0 | 11.0827 | 11.5223 | 2021-07-01 07:39
PreNResSpltPkgAC-65to-PEYes | Save | OfS | 2003 | CZ14 | cDXGF | 0 | None | 1 | 10000.08 | 110157.8 |  | 20480.68 | 0 | 42917.13 | 0 | 25625.65 | 0 | 2972.533 | 18161.75 | 2212.863 | 10369.19 | 0 | 0 | 0 | 0 | 49312500 | 0 | 49312500 | 493.125 | 14448.5625 | 0 | 11.0827 | 11.5223 | 2021-07-01 07:40
PreNResSpltPkgAC-65to-PEYes | Save | OfS | 2003 | CZ15 | cDXGF | 0 | None | 1 | 10000.08 | 136779.9 |  | 20480.68 | 0 | 42917.13 | 0 | 50315.28 | 0 | 764.7241 | 22302.01 | 539.286 | 17705.75 | 0 | 0 | 0 | 0 | 6594290 | 0 | 6594290 | 65.9429 | 1932.127 | 0 | 11.0827 | 11.5223 | 2021-07-01 07:40
PreNResSpltPkgAC-65to-PEYes | Save | OfS | 2003 | CZ16 | cDXGF | 0 | None | 1 | 10000.08 | 94138.94 |  | 20480.68 | 0 | 42917.13 | 0 | 8714.267 | 0 | 4949.884 | 17077.03 | 5648.105 | 5182.835 | 0 | 0 | 0 | 0 | 170134400 | 0 | 170134400 | 1701.344 | 49849.3792 | 0 | 11.0827 | 11.5223 | 2021-07-01 07:41
PreNResSpltPkgAC-65to-PEYes | Save | OfS | 2007 | CZ01 | cDXGF | 0 | None | 1 | 10000.08 | 82623.52 |  | 20480.68 | 0 | 42917.13 | 0 | 717.1541 | 0 | 3768.392 | 14740.01 | 5055.386 | 763.327 | 0 | 0 | 0 | 0 | 115693400 | 0 | 115693400 | 1156.934 | 33898.1662 | 0 | 11.0827 | 11.5223 | 2021-07-01 07:42
PreNResSpltPkgAC-65to-PEYes | Save | OfS | 2007 | CZ02 | cDXGF | 0 | None | 1 | 10000.08 | 93105.44 |  | 20480.68 | 0 | 42917.13 | 0 | 13104.56 | 0 | 2588.331 | 14014.59 | 2643.987 | 6076.935 | 0 | 0 | 0 | 0 | 63669580 | 0 | 63669580 | 636.6958 | 18655.1869 | 0 | 11.0827 | 11.5223 | 2021-07-01 07:43
PreNResSpltPkgAC-65to-PEYes | Save | OfS | 2007 | CZ03 | cDXGF | 0 | None | 1 | 10000.08 | 89182.46 |  | 20480.68 | 0 | 42917.13 | 0 | 6840.892 | 0 | 1765.321 | 17178.38 | 2923.855 | 4843.864 | 0 | 0 | 0 | 0 | 58297360 | 0 | 58297360 | 582.9736 | 17081.1265 | 0 | 11.0827 | 11.5223 | 2021-07-01 07:44
PreNResSpltPkgAC-65to-PEYes | Save | OfS | 2007 | CZ04 | cDXGF | 0 | None | 1 | 10000.08 | 97552.76 |  | 20480.68 | 0 | 42917.13 | 0 | 17005.19 | 0 | 1611.206 | 15538.47 | 2149.771 | 7670.421 | 0 | 0 | 0 | 0 | 50303000 | 0 | 50303000 | 503.03 | 14738.779 | 0 | 11.0827 | 11.5223 | 2021-07-01 07:45
PreNResSpltPkgAC-65to-PEYes | Save | OfS | 2007 | CZ05 | cDXGF | 0 | None | 1 | 10000.08 | 91962.39 |  | 20480.68 | 0 | 42917.13 | 0 | 9588.212 | 0 | 2010.877 | 16965.38 | 2290.161 | 6409.24 | 0 | 0 | 0 | 0 | 49205760 | 0 | 49205760 | 492.0576 | 14417.2877 | 0 | 11.0827 | 11.5223 | 2021-07-01 07:46
PreNResSpltPkgAC-65to-PEYes | Save | OfS | 2007 | CZ06 | cDXGF | 0 | None | 1 | 10000.08 | 102862.8 |  | 20480.68 | 0 | 42917.13 | 0 | 20496.02 | 0 | 705.4177 | 18263.36 | 1096.946 | 11027.05 | 0 | 0 | 0 | 0 | 19299290 | 0 | 19299290 | 192.9929 | 5654.692 | 0 | 11.0827 | 11.5223 | 2021-07-01 07:47
PreNResSpltPkgAC-65to-PEYes | Save | OfS | 2007 | CZ07 | cDXGF | 0 | None | 1 | 10000.08 | 97831.1 |  | 20480.68 | 0 | 42917.13 | 0 | 16260.78 | 0 | 342.2325 | 17830.23 | 960.3524 | 9499.764 | 0 | 0 | 0 | 0 | 14792460 | 0 | 14792460 | 147.9246 | 4334.1908 | 0 | 11.0827 | 11.5223 | 2021-07-01 07:48
PreNResSpltPkgAC-65to-PEYes | Save | OfS | 2007 | CZ08 | cDXGF | 0 | None | 1 | 10000.08 | 106701.9 |  | 20480.68 | 0 | 42917.13 | 0 | 26088.47 | 0 | 683.6947 | 16531.82 | 949.6641 | 11040.79 | 0 | 0 | 0 | 0 | 17913290 | 0 | 17913290 | 179.1329 | 5248.594 | 0 | 11.0827 | 11.5223 | 2021-07-01 07:49
PreNResSpltPkgAC-65to-PEYes | Save | OfS | 2007 | CZ09 | cDXGF | 0 | None | 1 | 10000.08 | 108935.4 |  | 20480.68 | 0 | 42917.13 | 0 | 25217.15 | 0 | 1139.179 | 19181.24 | 1402.914 | 11663.05 | 0 | 0 | 0 | 0 | 24678630 | 0 | 24678630 | 246.7863 | 7230.8386 | 0 | 11.0827 | 11.5223 | 2021-07-01 07:50
PreNResSpltPkgAC-65to-PEYes | Save | OfS | 2007 | CZ10 | cDXGF | 0 | None | 1 | 10000.08 | 108167.1 |  | 20480.68 | 0 | 42917.13 | 0 | 26625.69 | 0 | 1450.545 | 16693 | 1100.056 | 10855.66 | 0 | 0 | 0 | 0 | 20735800 | 0 | 20735800 | 207.358 | 6075.5894 | 0 | 11.0827 | 11.5223 | 2021-07-01 07:51
PreNResSpltPkgAC-65to-PEYes | Save | OfS | 2007 | CZ11 | cDXGF | 0 | None | 1 | 10000.08 | 109153.5 |  | 20480.68 | 0 | 42917.13 | 0 | 24978.95 | 0 | 2824.882 | 17951.73 | 3091.41 | 9452.896 | 0 | 0 | 0 | 0 | 62868660 | 0 | 62868660 | 628.6866 | 18420.5174 | 0 | 11.0827 | 11.5223 | 2021-07-01 07:52
PreNResSpltPkgAC-65to-PEYes | Save | OfS | 2007 | CZ12 | cDXGF | 0 | None | 1 | 10000.08 | 101854.9 |  | 20480.68 | 0 | 42917.13 | 0 | 19577.63 | 0 | 2433.848 | 16445.56 | 2623.998 | 8254.895 | 0 | 0 | 0 | 0 | 56323340 | 0 | 56323340 | 563.2334 | 16502.7386 | 0 | 11.0827 | 11.5223 | 2021-07-01 07:53
PreNResSpltPkgAC-65to-PEYes | Save | OfS | 2007 | CZ13 | cDXGF | 0 | None | 1 | 10000.08 | 111899.9 |  | 20480.68 | 0 | 42917.13 | 0 | 27686.18 | 0 | 2500.555 | 18315.3 | 2458.01 | 10464.63 | 0 | 0 | 0 | 0 | 48461910 | 0 | 48461910 | 484.6191 | 14199.3396 | 0 | 11.0827 | 11.5223 | 2021-07-01 07:54
PreNResSpltPkgAC-65to-PEYes | Save | OfS | 2007 | CZ14 | cDXGF | 0 | None | 1 | 10000.08 | 109996 |  | 20480.68 | 0 | 42917.13 | 0 | 25531.67 | 0 | 2963.039 | 18103.37 | 2152.912 | 10348.07 | 0 | 0 | 0 | 0 | 47935560 | 0 | 47935560 | 479.3556 | 14045.1191 | 0 | 11.0827 | 11.5223 | 2021-07-01 07:55
PreNResSpltPkgAC-65to-PEYes | Save | OfS | 2007 | CZ15 | cDXGF | 0 | None | 1 | 10000.08 | 136459.6 |  | 20480.68 | 0 | 42917.13 | 0 | 50069.23 | 0 | 762.2921 | 22230.15 | 518.7917 | 17656.89 | 0 | 0 | 0 | 0 | 6287999 | 0 | 6287999 | 62.88 | 1842.3837 | 0 | 11.0827 | 11.5223 | 2021-07-01 07:56
PreNResSpltPkgAC-65to-PEYes | Save | OfS | 2007 | CZ16 | cDXGF | 0 | None | 1 | 10000.08 | 94116.64 |  | 20480.68 | 0 | 42917.13 | 0 | 8699.033 | 0 | 4948.563 | 17071.13 | 5581.283 | 5183.618 | 0 | 0 | 0 | 0 | 166711600 | 0 | 166711600 | 1667.116 | 48846.4988 | 0 | 11.0827 | 11.5223 | 2021-07-01 07:57
PreNResSpltPkgAC-65to-PEYes | Save | OfS | 2011 | CZ01 | cDXGF | 0 | None | 1 | 10000.08 | 78972.77 |  | 19718.72 | 0 | 42917.13 | 0 | 634.9459 | 0 | 1013.853 | 14688 | 5090.928 | 754.451 | 0 | 0 | 0 | 0 | 116560000 | 0 | 116560000 | 1165.6 | 34152.08 | 0 | 10.7132 | 11.5223 | 2021-07-01 07:58
PreNResSpltPkgAC-65to-PEYes | Save | OfS | 2011 | CZ02 | cDXGF | 0 | None | 1 | 10000.08 | 88781.54 |  | 19718.72 | 0 | 42917.13 | 0 | 11698.46 | 0 | 686.5102 | 13760.66 | 2354.458 | 6034.837 | 0 | 0 | 0 | 0 | 55017170 | 0 | 55017170 | 550.1717 | 16120.0308 | 0 | 10.7132 | 11.5223 | 2021-07-01 07:58
PreNResSpltPkgAC-65to-PEYes | Save | OfS | 2011 | CZ03 | cDXGF | 0 | None | 1 | 10000.08 | 86323.23 |  | 19718.72 | 0 | 42917.13 | 0 | 6087.634 | 0 | 475.1061 | 17124.54 | 2883.27 | 4819.159 | 0 | 0 | 0 | 0 | 57371290 | 0 | 57371290 | 573.7129 | 16809.788 | 0 | 10.7132 | 11.5223 | 2021-07-01 07:59
PreNResSpltPkgAC-65to-PEYes | Save | OfS | 2011 | CZ04 | cDXGF | 0 | None | 1 | 10000.08 | 93395.85 |  | 19718.72 | 0 | 42917.13 | 0 | 15147.11 | 0 | 425.2492 | 15187.58 | 1855.54 | 7598.412 | 0 | 0 | 0 | 0 | 41548600 | 0 | 41548600 | 415.486 | 12173.7398 | 0 | 10.7132 | 11.5223 | 2021-07-01 08:00
PreNResSpltPkgAC-65to-PEYes | Save | OfS | 2011 | CZ05 | cDXGF | 0 | None | 1 | 10000.08 | 88624.41 |  | 19718.72 | 0 | 42917.13 | 0 | 8531.642 | 0 | 541.3082 | 16915.53 | 2304.028 | 6372.131 | 0 | 0 | 0 | 0 | 49541020 | 0 | 49541020 | 495.4102 | 14515.5189 | 0 | 10.7132 | 11.5223 | 2021-07-01 08:01
PreNResSpltPkgAC-65to-PEYes | Save | OfS | 2011 | CZ06 | cDXGF | 0 | None | 1 | 10000.08 | 99308.97 |  | 19718.72 | 0 | 42917.13 | 0 | 18269.89 | 0 | 189.9408 | 18213.15 | 1103.311 | 10978.26 | 0 | 0 | 0 | 0 | 19456390 | 0 | 19456390 | 194.5639 | 5700.7223 | 0 | 10.7132 | 11.5223 | 2021-07-01 08:02
PreNResSpltPkgAC-65to-PEYes | Save | OfS | 2011 | CZ07 | cDXGF | 0 | None | 1 | 10000.08 | 94984 |  | 19718.72 | 0 | 42917.13 | 0 | 14479.6 | 0 | 92.1254 | 17776.3 | 943.3752 | 9457.54 | 0 | 0 | 0 | 0 | 14513330 | 0 | 14513330 | 145.1333 | 4252.4057 | 0 | 10.7132 | 11.5223 | 2021-07-01 08:03
PreNResSpltPkgAC-65to-PEYes | Save | OfS | 2011 | CZ08 | cDXGF | 0 | None | 1 | 10000.08 | 102501.3 |  | 19718.72 | 0 | 42917.13 | 0 | 23224.95 | 0 | 183.7748 | 16456.72 | 931.1317 | 10986.67 | 0 | 0 | 0 | 0 | 17603720 | 0 | 17603720 | 176.0372 | 5157.89 | 0 | 10.7132 | 11.5223 | 2021-07-01 08:04
PreNResSpltPkgAC-65to-PEYes | Save | OfS | 2011 | CZ09 | cDXGF | 0 | None | 1 | 10000.08 | 103687.5 |  | 19718.72 | 0 | 42917.13 | 0 | 22156.09 | 0 | 298.2011 | 18597.19 | 1074.115 | 11434.06 | 0 | 0 | 0 | 0 | 17915740 | 0 | 17915740 | 179.1574 | 5249.3118 | 0 | 10.7132 | 11.5223 | 2021-07-01 08:05
PreNResSpltPkgAC-65to-PEYes | Save | OfS | 2011 | CZ10 | cDXGF | 0 | None | 1 | 10000.08 | 102967.6 |  | 19718.72 | 0 | 42917.13 | 0 | 23572.13 | 0 | 384.1114 | 16375.4 | 957.4528 | 10716.51 | 0 | 0 | 0 | 0 | 17196150 | 0 | 17196150 | 171.9615 | 5038.472 | 0 | 10.7132 | 11.5223 | 2021-07-01 08:06
PreNResSpltPkgAC-65to-PEYes | Save | OfS | 2011 | CZ11 | cDXGF | 0 | None | 1 | 10000.08 | 102941.5 |  | 19718.72 | 0 | 42917.13 | 0 | 21985.62 | 0 | 747.0221 | 17572.86 | 2797.1 | 9311.01 | 0 | 0 | 0 | 0 | 54282440 | 0 | 54282440 | 542.8244 | 15904.7549 | 0 | 10.7132 | 11.5223 | 2021-07-01 08:07
PreNResSpltPkgAC-65to-PEYes | Save | OfS | 2011 | CZ12 | cDXGF | 0 | None | 1 | 10000.08 | 96723.25 |  | 19718.72 | 0 | 42917.13 | 0 | 17333.39 | 0 | 643.9374 | 16110 | 2355.428 | 8154.621 | 0 | 0 | 0 | 0 | 48595870 | 0 | 48595870 | 485.9587 | 14238.5899 | 0 | 10.7132 | 11.5223 | 2021-07-01 08:08
PreNResSpltPkgAC-65to-PEYes | Save | OfS | 2011 | CZ13 | cDXGF | 0 | None | 1 | 10000.08 | 105562.8 |  | 19718.72 | 0 | 42917.13 | 0 | 24332.21 | 0 | 661.3112 | 17933.35 | 2190.383 | 10296.37 | 0 | 0 | 0 | 0 | 41632220 | 0 | 41632220 | 416.3222 | 12198.2405 | 0 | 10.7132 | 11.5223 | 2021-07-01 08:09
PreNResSpltPkgAC-65to-PEYes | Save | OfS | 2011 | CZ14 | cDXGF | 0 | None | 1 | 10000.08 | 103669.7 |  | 19718.72 | 0 | 42917.13 | 0 | 22505.23 | 0 | 784.2637 | 17744.32 | 1905.76 | 10209.85 | 0 | 0 | 0 | 0 | 40755010 | 0 | 40755010 | 407.5501 | 11941.2179 | 0 | 10.7132 | 11.5223 | 2021-07-01 08:10
PreNResSpltPkgAC-65to-PEYes | Save | OfS | 2011 | CZ15 | cDXGF | 0 | None | 1 | 10000.08 | 127343.2 |  | 19718.72 | 0 | 42917.13 | 0 | 43086.63 | 0 | 198.4295 | 21422.26 | 359.8817 | 17080.76 | 0 | 0 | 0 | 0 | 3884616 | 0 | 3884616 | 38.8462 | 1138.1925 | 0 | 10.7132 | 11.5223 | 2021-07-01 08:11
PreNResSpltPkgAC-65to-PEYes | Save | OfS | 2011 | CZ16 | cDXGF | 0 | None | 1 | 10000.08 | 88520.98 |  | 19718.72 | 0 | 42917.13 | 0 | 7733.495 | 0 | 1319.384 | 16832.18 | 5230.456 | 5158.123 | 0 | 0 | 0 | 0 | 149306700 | 0 | 149306700 | 1493.067 | 43746.8631 | 0 | 10.7132 | 11.5223 | 2021-07-01 08:12
PreNResSpltPkgAC-65to-PEYes | Save | OfS | 2015 | CZ01 | cDXGF | 0 | None | 1 | 10000.08 | 69441.16 |  | 19337.75 | 0 | 42917.13 | 0 | 1109.539 | 0 | 891.8093 | 5184.868 | 1635.028 | 809.2324 | 0 | 0 | 0 | 0 | 92262380 | 0 | 92262380 | 922.6238 | 27032.8773 | 0 | 10.5284 | 11.5223 | 2021-07-01 08:13
PreNResSpltPkgAC-65to-PEYes | Save | OfS | 2015 | CZ02 | cDXGF | 0 | None | 1 | 10000.08 | 78931.12 |  | 19337.75 | 0 | 42917.13 | 0 | 10518.95 | 0 | 611.2677 | 5545.991 | 744.7811 | 3221.662 | 0 | 0 | 0 | 0 | 43751450 | 0 | 43751450 | 437.5145 | 12819.1748 | 0 | 10.5284 | 11.5223 | 2021-07-01 08:14
PreNResSpltPkgAC-65to-PEYes | Save | OfS | 2015 | CZ03 | cDXGF | 0 | None | 1 | 10000.08 | 74738.98 |  | 19337.75 | 0 | 42917.13 | 0 | 6161.304 | 0 | 382.6707 | 5940.122 | 789.8776 | 2760.76 | 0 | 0 | 0 | 0 | 38114240 | 0 | 38114240 | 381.1424 | 11167.4723 | 0 | 10.5284 | 11.5223 | 2021-07-01 08:15
PreNResSpltPkgAC-65to-PEYes | Save | OfS | 2015 | CZ04 | cDXGF | 0 | None | 1 | 10000.08 | 81447.23 |  | 19337.75 | 0 | 42917.13 | 0 | 13002.26 | 0 | 352.449 | 5837.661 | 481.2942 | 3864.067 | 0 | 0 | 0 | 0 | 24927010 | 0 | 24927010 | 249.2701 | 7303.6139 | 0 | 10.5284 | 11.5223 | 2021-07-01 08:16
PreNResSpltPkgAC-65to-PEYes | Save | OfS | 2015 | CZ05 | cDXGF | 0 | None | 1 | 10000.08 | 76609.05 |  | 19337.75 | 0 | 42917.13 | 0 | 7987.704 | 0 | 436.7484 | 5929.709 | 661.5378 | 3234.165 | 0 | 0 | 0 | 0 | 33399800 | 0 | 33399800 | 333.998 | 9786.1414 | 0 | 10.5284 | 11.5223 | 2021-07-01 08:17
PreNResSpltPkgAC-65to-PEYes | Save | OfS | 2015 | CZ06 | cDXGF | 0 | None | 1 | 10000.08 | 84503.15 |  | 19337.75 | 0 | 42917.13 | 0 | 15786.9 | 0 | 153.9752 | 6307.389 | 319.1035 | 4517.806 | 0 | 0 | 0 | 0 | 12652300 | 0 | 12652300 | 126.523 | 3707.1239 | 0 | 10.5284 | 11.5223 | 2021-07-01 08:18
PreNResSpltPkgAC-65to-PEYes | Save | OfS | 2015 | CZ07 | cDXGF | 0 | None | 1 | 10000.08 | 81614.95 |  | 19337.75 | 0 | 42917.13 | 0 | 13038.42 | 0 | 74.746 | 6246.928 | 272.8414 | 4286.648 | 0 | 0 | 0 | 0 | 9630442 | 0 | 9630442 | 96.3044 | 2821.7195 | 0 | 10.5284 | 11.5223 | 2021-07-01 08:19
PreNResSpltPkgAC-65to-PEYes | Save | OfS | 2015 | CZ08 | cDXGF | 0 | None | 1 | 10000.08 | 88121.33 |  | 19337.75 | 0 | 42917.13 | 0 | 19558.95 | 0 | 154.693 | 6152.807 | 266.3561 | 4772.518 | 0 | 0 | 0 | 0 | 10958630 | 0 | 10958630 | 109.5863 | 3210.8786 | 0 | 10.5284 | 11.5223 | 2021-07-01 08:20
PreNResSpltPkgAC-65to-PEYes | Save | OfS | 2015 | CZ09 | cDXGF | 0 | None | 1 | 10000.08 | 87537.73 |  | 19337.75 | 0 | 42917.13 | 0 | 18283.13 | 0 | 254.3357 | 6745.403 | 299.964 | 4806.769 | 0 | 0 | 0 | 0 | 10435730 | 0 | 10435730 | 104.3573 | 3057.6689 | 0 | 10.5284 | 11.5223 | 2021-07-01 08:21
PreNResSpltPkgAC-65to-PEYes | Save | OfS | 2015 | CZ10 | cDXGF | 0 | None | 1 | 10000.08 | 89678.4 |  | 19337.75 | 0 | 42917.13 | 0 | 20503.19 | 0 | 349.1556 | 6571.186 | 329.0292 | 4894.878 | 0 | 0 | 0 | 0 | 14159960 | 0 | 14159960 | 141.5996 | 4148.8683 | 0 | 10.5284 | 11.5223 | 2021-07-01 08:22
PreNResSpltPkgAC-65to-PEYes | Save | OfS | 2015 | CZ11 | cDXGF | 0 | None | 1 | 10000.08 | 88919.91 |  | 19337.75 | 0 | 42917.13 | 0 | 18994.39 | 0 | 680.6022 | 6990.043 | 929.0181 | 4344.924 | 0 | 0 | 0 | 0 | 43400150 | 0 | 43400150 | 434.0015 | 12716.244 | 0 | 10.5284 | 11.5223 | 2021-07-01 08:23
PreNResSpltPkgAC-65to-PEYes | Save | OfS | 2015 | CZ12 | cDXGF | 0 | None | 1 | 10000.08 | 84586.66 |  | 19337.75 | 0 | 42917.13 | 0 | 15169.5 | 0 | 582.4053 | 6579.877 | 756.8022 | 4128.688 | 0 | 0 | 0 | 0 | 38772580 | 0 | 38772580 | 387.7258 | 11360.3659 | 0 | 10.5284 | 11.5223 | 2021-07-01 08:24
PreNResSpltPkgAC-65to-PEYes | Save | OfS | 2015 | CZ13 | cDXGF | 0 | None | 1 | 10000.08 | 91160.89 |  | 19337.75 | 0 | 42917.13 | 0 | 21016.73 | 0 | 603.8243 | 7285.433 | 720.5754 | 4874.245 | 0 | 0 | 0 | 0 | 33055900 | 0 | 33055900 | 330.559 | 9685.3787 | 0 | 10.5284 | 11.5223 | 2021-07-01 08:25
PreNResSpltPkgAC-65to-PEYes | Save | OfS | 2015 | CZ14 | cDXGF | 0 | None | 1 | 10000.08 | 89733.02 |  | 19337.75 | 0 | 42917.13 | 0 | 19718.86 | 0 | 722.8986 | 7036.376 | 652.6371 | 4664.372 | 0 | 0 | 0 | 0 | 32315400 | 0 | 32315400 | 323.154 | 9468.4122 | 0 | 10.5284 | 11.5223 | 2021-07-01 08:26
PreNResSpltPkgAC-65to-PEYes | Save | OfS | 2015 | CZ15 | cDXGF | 0 | None | 1 | 10000.08 | 108058.8 |  | 19337.75 | 0 | 42917.13 | 0 | 37026.33 | 0 | 184.2449 | 8593.372 | 127.7498 | 7264.717 | 0 | 0 | 0 | 0 | 2921780 | 0 | 2921780 | 29.2178 | 856.0815 | 0 | 10.5284 | 11.5223 | 2021-07-01 08:27
PreNResSpltPkgAC-65to-PEYes | Save | OfS | 2015 | CZ16 | cDXGF | 0 | None | 1 | 10000.08 | 76836.09 |  | 19337.75 | 0 | 42917.13 | 0 | 6998.339 | 0 | 1162.334 | 6420.485 | 1661.081 | 2779.18 | 0 | 0 | 0 | 0 | 109806600 | 0 | 109806600 | 1098.066 | 32173.3338 | 0 | 10.5284 | 11.5223 | 2021-07-01 08:28
PreNResSpltPkgAC-65to-PEYes | Save | OfS | 2017 | CZ01 | cDXGF | 0 | None | 1 | 10000.08 | 68573.18 |  | 18512.11 | 0 | 42917.13 | 0 | 1091.588 | 0 | 888.3018 | 5163.986 | 1591.766 | 798.9554 | 0 | 0 | 0 | 0 | 90238850 | 0 | 90238850 | 902.3885 | 26439.9831 | 0 | 10.066 | 11.5223 | 2021-07-01 08:29
PreNResSpltPkgAC-65to-PEYes | Save | OfS | 2017 | CZ02 | cDXGF | 0 | None | 1 | 10000.08 | 77972.49 |  | 18512.11 | 0 | 42917.13 | 0 | 10433.62 | 0 | 606.2715 | 5503.272 | 731.644 | 3196.311 | 0 | 0 | 0 | 0 | 43572130 | 0 | 43572130 | 435.7213 | 12766.6341 | 0 | 10.066 | 11.5223 | 2021-07-01 08:30
PreNResSpltPkgAC-65to-PEYes | Save | OfS | 2017 | CZ03 | cDXGF | 0 | None | 1 | 10000.08 | 73828.41 |  | 18512.11 | 0 | 42917.13 | 0 | 6101.466 | 0 | 381.3531 | 5916.264 | 786.0164 | 2738.793 | 0 | 0 | 0 | 0 | 38204050 | 0 | 38204050 | 382.0405 | 11193.7867 | 0 | 10.066 | 11.5223 | 2021-07-01 08:30
PreNResSpltPkgAC-65to-PEYes | Save | OfS | 2017 | CZ04 | cDXGF | 0 | None | 1 | 10000.08 | 80467.77 |  | 18512.11 | 0 | 42917.13 | 0 | 12894.96 | 0 | 349.6796 | 5793.81 | 474.29 | 3836.093 | 0 | 0 | 0 | 0 | 24932240 | 0 | 24932240 | 249.3224 | 7305.1463 | 0 | 10.066 | 11.5223 | 2021-07-01 08:31
PreNResSpltPkgAC-65to-PEYes | Save | OfS | 2017 | CZ05 | cDXGF | 0 | None | 1 | 10000.08 | 75701.24 |  | 18512.11 | 0 | 42917.13 | 0 | 7931.648 | 0 | 435.0173 | 5905.254 | 647.7593 | 3217.215 | 0 | 0 | 0 | 0 | 32848490 | 0 | 32848490 | 328.4849 | 9624.6076 | 0 | 10.066 | 11.5223 | 2021-07-01 08:32
PreNResSpltPkgAC-65to-PEYes | Save | OfS | 2017 | CZ06 | cDXGF | 0 | None | 1 | 10000.08 | 83499.29 |  | 18512.11 | 0 | 42917.13 | 0 | 15641.75 | 0 | 153.2097 | 6274.988 | 304.5164 | 4493.445 | 0 | 0 | 0 | 0 | 12065050 | 0 | 12065050 | 120.6505 | 3535.0596 | 0 | 10.066 | 11.5223 | 2021-07-01 08:33
PreNResSpltPkgAC-65to-PEYes | Save | OfS | 2017 | CZ07 | cDXGF | 0 | None | 1 | 10000.08 | 80646.46 |  | 18512.11 | 0 | 42917.13 | 0 | 12926.6 | 0 | 74.4039 | 6216.126 | 266.7378 | 4261.868 | 0 | 0 | 0 | 0 | 9444022 | 0 | 9444022 | 94.4402 | 2767.0984 | 0 | 10.066 | 11.5223 | 2021-07-01 08:34
PreNResSpltPkgAC-65to-PEYes | Save | OfS | 2017 | CZ08 | cDXGF | 0 | None | 1 | 10000.08 | 87039.13 |  | 18512.11 | 0 | 42917.13 | 0 | 19360.39 | 0 | 153.1589 | 6096.255 | 253.5243 | 4734.125 | 0 | 0 | 0 | 0 | 10645650 | 0 | 10645650 | 106.4565 | 3119.1755 | 0 | 10.066 | 11.5223 | 2021-07-01 08:35
PreNResSpltPkgAC-65to-PEYes | Save | OfS | 2017 | CZ09 | cDXGF | 0 | None | 1 | 10000.08 | 86514.13 |  | 18512.11 | 0 | 42917.13 | 0 | 18131.92 | 0 | 252.6001 | 6700.279 | 294.9579 | 4776.705 | 0 | 0 | 0 | 0 | 10348280 | 0 | 10348280 | 103.4828 | 3032.046 | 0 | 10.066 | 11.5223 | 2021-07-01 08:36
PreNResSpltPkgAC-65to-PEYes | Save | OfS | 2017 | CZ10 | cDXGF | 0 | None | 1 | 10000.08 | 88625.95 |  | 18512.11 | 0 | 42917.13 | 0 | 20326.17 | 0 | 346.6216 | 6523.84 | 324.0498 | 4858.155 | 0 | 0 | 0 | 0 | 14069670 | 0 | 14069670 | 140.6967 | 4122.4133 | 0 | 10.066 | 11.5223 | 2021-07-01 08:37
PreNResSpltPkgAC-65to-PEYes | Save | OfS | 2017 | CZ11 | cDXGF | 0 | None | 1 | 10000.08 | 87690.24 |  | 18512.11 | 0 | 42917.13 | 0 | 18711.95 | 0 | 668.869 | 6880.107 | 855.1133 | 4299.985 | 0 | 0 | 0 | 0 | 39227340 | 0 | 39227340 | 392.2734 | 11493.6106 | 0 | 10.066 | 11.5223 | 2021-07-01 08:38
PreNResSpltPkgAC-65to-PEYes | Save | OfS | 2017 | CZ12 | cDXGF | 0 | None | 1 | 10000.08 | 83577.56 |  | 18512.11 | 0 | 42917.13 | 0 | 15038.82 | 0 | 577.9965 | 6531.442 | 739.2852 | 4098.879 | 0 | 0 | 0 | 0 | 38281670 | 0 | 38281670 | 382.8167 | 11216.5293 | 0 | 10.066 | 11.5223 | 2021-07-01 08:39
PreNResSpltPkgAC-65to-PEYes | Save | OfS | 2017 | CZ13 | cDXGF | 0 | None | 1 | 10000.08 | 90063.76 |  | 18512.11 | 0 | 42917.13 | 0 | 20805.17 | 0 | 599.3618 | 7229.919 | 702.7804 | 4836.841 | 0 | 0 | 0 | 0 | 32527380 | 0 | 32527380 | 325.2738 | 9530.5223 | 0 | 10.066 | 11.5223 | 2021-07-01 08:40
PreNResSpltPkgAC-65to-PEYes | Save | OfS | 2017 | CZ14 | cDXGF | 0 | None | 1 | 10000.08 | 88665.84 |  | 18512.11 | 0 | 42917.13 | 0 | 19533.84 | 0 | 717.5913 | 6985.127 | 638.4974 | 4630.16 | 0 | 0 | 0 | 0 | 31826460 | 0 | 31826460 | 318.2646 | 9325.1528 | 0 | 10.066 | 11.5223 | 2021-07-01 08:41
PreNResSpltPkgAC-65to-PEYes | Save | OfS | 2017 | CZ15 | cDXGF | 0 | None | 1 | 10000.08 | 106767.6 |  | 18512.11 | 0 | 42917.13 | 0 | 36626.86 | 0 | 182.9758 | 8528.459 | 125.3517 | 7209.973 | 0 | 0 | 0 | 0 | 2825608 | 0 | 2825608 | 28.2561 | 827.9031 | 0 | 10.066 | 11.5223 | 2021-07-01 08:42
PreNResSpltPkgAC-65to-PEYes | Save | OfS | 2017 | CZ16 | cDXGF | 0 | None | 1 | 10000.08 | 75926 |  | 18512.11 | 0 | 42917.13 | 0 | 6940.149 | 0 | 1158.649 | 6397.87 | 1637.22 | 2763.921 | 0 | 0 | 0 | 0 | 108236900 | 0 | 108236900 | 1082.369 | 31713.4117 | 0 | 10.066 | 11.5223 | 2021-07-01 08:43
PreNResSpltPkgAC-65to-PEYes | Save | OfS | 2020 | CZ01 | cDXGF | 0 | None | 1 | 10000.08 | 63636.06 |  | 13865.43 | 0 | 42917.13 | 0 | 965.5717 | 0 | 865.9745 | 5021.872 | 1689.281 | 706.9441 | 0 | 0 | 0 | 0 | 97348060 | 0 | 97348060 | 973.4806 | 28522.9816 | 0 | 7.5278 | 11.5223 | 2021-07-01 08:44
PreNResSpltPkgAC-65to-PEYes | Save | OfS | 2020 | CZ02 | cDXGF | 0 | None | 1 | 10000.08 | 72665.48 |  | 13865.43 | 0 | 42917.13 | 0 | 9943.728 | 0 | 593.1099 | 5345.989 | 778.8357 | 3045.767 | 0 | 0 | 0 | 0 | 46854800 | 0 | 46854800 | 468.548 | 13728.4564 | 0 | 7.5278 | 11.5223 | 2021-07-01 08:45
PreNResSpltPkgAC-65to-PEYes | Save | OfS | 2020 | CZ03 | cDXGF | 0 | None | 1 | 10000.08 | 68620.1 |  | 13865.43 | 0 | 42917.13 | 0 | 5718.268 | 0 | 372.5648 | 5746.605 | 842.6117 | 2570.271 | 0 | 0 | 0 | 0 | 41375580 | 0 | 41375580 | 413.7558 | 12123.0449 | 0 | 7.5278 | 11.5223 | 2021-07-01 08:46
PreNResSpltPkgAC-65to-PEYes | Save | OfS | 2020 | CZ04 | cDXGF | 0 | None | 1 | 10000.08 | 75076.2 |  | 13865.43 | 0 | 42917.13 | 0 | 12325.02 | 0 | 342.3401 | 5626.211 | 504.1322 | 3661.763 | 0 | 0 | 0 | 0 | 26947070 | 0 | 26947070 | 269.4707 | 7895.4915 | 0 | 7.5278 | 11.5223 | 2021-07-01 08:47
PreNResSpltPkgAC-65to-PEYes | Save | OfS | 2020 | CZ05 | cDXGF | 0 | None | 1 | 10000.08 | 70391.17 |  | 13865.43 | 0 | 42917.13 | 0 | 7453.213 | 0 | 424.8124 | 5730.517 | 686.3862 | 3035.583 | 0 | 0 | 0 | 0 | 35411320 | 0 | 35411320 | 354.1132 | 10375.5168 | 0 | 7.5278 | 11.5223 | 2021-07-01 08:48
PreNResSpltPkgAC-65to-PEYes | Save | OfS | 2020 | CZ06 | cDXGF | 0 | None | 1 | 10000.08 | 77991.05 |  | 13865.43 | 0 | 42917.13 | 0 | 14952.83 | 0 | 149.9044 | 6105.647 | 323.2623 | 4317.529 | 0 | 0 | 0 | 0 | 13069040 | 0 | 13069040 | 130.6904 | 3829.2287 | 0 | 7.5278 | 11.5223 | 2021-07-01 08:49
PreNResSpltPkgAC-65to-PEYes | Save | OfS | 2020 | CZ07 | cDXGF | 0 | None | 1 | 10000.08 | 75191.02 |  | 13865.43 | 0 | 42917.13 | 0 | 12295.6 | 0 | 72.79 | 6039.971 | 285.9667 | 4068.108 | 0 | 0 | 0 | 0 | 10307790 | 0 | 10307790 | 103.0779 | 3020.1825 | 0 | 7.5278 | 11.5223 | 2021-07-01 08:50
PreNResSpltPkgAC-65to-PEYes | Save | OfS | 2020 | CZ08 | cDXGF | 0 | None | 1 | 10000.08 | 81481.77 |  | 13865.43 | 0 | 42917.13 | 0 | 18612.35 | 0 | 150.284 | 5936.495 | 272.1664 | 4557.43 | 0 | 0 | 0 | 0 | 11570400 | 0 | 11570400 | 115.704 | 3390.1272 | 0 | 7.5278 | 11.5223 | 2021-07-01 08:51
PreNResSpltPkgAC-65to-PEYes | Save | OfS | 2020 | CZ09 | cDXGF | 0 | None | 1 | 10000.08 | 81034.14 |  | 13865.43 | 0 | 42917.13 | 0 | 17451.02 | 0 | 248.4031 | 6552.043 | 314.94 | 4615.614 | 0 | 0 | 0 | 0 | 11285960 | 0 | 11285960 | 112.8596 | 3306.7863 | 0 | 7.5278 | 11.5223 | 2021-07-01 08:52
PreNResSpltPkgAC-65to-PEYes | Save | OfS | 2020 | CZ10 | cDXGF | 0 | None | 1 | 10000.08 | 83085.02 |  | 13865.43 | 0 | 42917.13 | 0 | 19596.36 | 0 | 340.4443 | 6365.562 | 345.2558 | 4692.603 | 0 | 0 | 0 | 0 | 15205080 | 0 | 15205080 | 152.0508 | 4455.0884 | 0 | 7.5278 | 11.5223 | 2021-07-01 08:53
PreNResSpltPkgAC-65to-PEYes | Save | OfS | 2020 | CZ11 | cDXGF | 0 | None | 1 | 10000.08 | 82278.55 |  | 13865.43 | 0 | 42917.13 | 0 | 18111.77 | 0 | 657.347 | 6726.802 | 912.0195 | 4159.472 | 0 | 0 | 0 | 0 | 42173550 | 0 | 42173550 | 421.7355 | 12356.8502 | 0 | 7.5278 | 11.5223 | 2021-07-01 08:54
PreNResSpltPkgAC-65to-PEYes | Save | OfS | 2020 | CZ12 | cDXGF | 0 | None | 1 | 10000.08 | 78194.3 |  | 13865.43 | 0 | 42917.13 | 0 | 14474.74 | 0 | 567.3365 | 6369.555 | 790.3406 | 3945.418 | 0 | 0 | 0 | 0 | 41118870 | 0 | 41118870 | 411.1887 | 12047.8289 | 0 | 7.5278 | 11.5223 | 2021-07-01 08:55
PreNResSpltPkgAC-65to-PEYes | Save | OfS | 2020 | CZ13 | cDXGF | 0 | None | 1 | 10000.08 | 84603.03 |  | 13865.43 | 0 | 42917.13 | 0 | 20160.23 | 0 | 589.4869 | 7070.652 | 753.2245 | 4686.756 | 0 | 0 | 0 | 0 | 35012980 | 0 | 35012980 | 350.1298 | 10258.8031 | 0 | 7.5278 | 11.5223 | 2021-07-01 08:55
PreNResSpltPkgAC-65to-PEYes | Save | OfS | 2020 | CZ14 | cDXGF | 0 | None | 1 | 10000.08 | 83223.13 |  | 13865.43 | 0 | 42917.13 | 0 | 18901.25 | 0 | 705.5563 | 6833.681 | 674.5678 | 4480.529 | 0 | 0 | 0 | 0 | 33987450 | 0 | 33987450 | 339.8745 | 9958.3229 | 0 | 7.5278 | 11.5223 | 2021-07-01 08:56
PreNResSpltPkgAC-65to-PEYes | Save | OfS | 2020 | CZ15 | cDXGF | 0 | None | 1 | 10000.08 | 100993.3 |  | 13865.43 | 0 | 42917.13 | 0 | 35664.13 | 0 | 180.3815 | 8366.079 | 134.9773 | 7042.709 | 0 | 0 | 0 | 0 | 3108846 | 0 | 3108846 | 31.0885 | 910.8919 | 0 | 7.5278 | 11.5223 | 2021-07-01 08:57
PreNResSpltPkgAC-65to-PEYes | Save | OfS | 2020 | CZ16 | cDXGF | 0 | None | 1 | 10000.08 | 70810.56 |  | 13865.43 | 0 | 42917.13 | 0 | 6650.133 | 0 | 1134.561 | 6243.226 | 1698.986 | 2650.594 | 0 | 0 | 0 | 0 | 114394200 | 0 | 114394200 | 1143.942 | 33517.5006 | 0 | 7.5278 | 11.5223 | 2021-07-01 08:58
PreNResSpltPkgAC-65to-PEYes | Save | RFF | 1975 | CZ01 | cDXGF | 0 | None | 1 | 2500.053 | 42663.48 |  | 12898.34 | 0 | 22087.34 | 0 | 196.6613 | 0 | 990.802 | 6490.417 | 4364.226 | 201.1347 | 0 | 0 | 0 | 0 | 134118100 | 5439761 | 128678400 | 1286.784 | 37702.7712 | 0 | 3.2254 | 5.5785 | 2021-07-01 08:59
PreNResSpltPkgAC-65to-PEYes | Save | RFF | 1975 | CZ02 | cDXGF | 0 | None | 1 | 2500.053 | 47830.74 |  | 12898.34 | 0 | 22087.34 | 0 | 5829.172 | 0 | 682.8578 | 6333.016 | 2488.626 | 2140.174 | 0 | 0 | 0 | 0 | 81297470 | 5439761 | 75857720 | 758.5772 | 22226.312 | 0 | 3.2254 | 5.5785 | 2021-07-01 09:00
PreNResSpltPkgAC-65to-PEYes | Save | RFF | 1975 | CZ03 | cDXGF | 0 | None | 1 | 2500.053 | 45307.62 |  | 12898.34 | 0 | 22087.34 | 0 | 2727.481 | 0 | 442.8048 | 7151.668 | 2581.983 | 1647.344 | 0 | 0 | 0 | 0 | 61362590 | 5439761 | 55922830 | 559.2283 | 16385.3892 | 0 | 3.2254 | 5.5785 | 2021-07-01 09:00
PreNResSpltPkgAC-65to-PEYes | Save | RFF | 1975 | CZ04 | cDXGF | 0 | None | 1 | 2500.053 | 49653.29 |  | 12898.34 | 0 | 22087.34 | 0 | 7783.69 | 0 | 394.307 | 6489.648 | 1778.746 | 2797.469 | 0 | 0 | 0 | 0 | 52423510 | 5439761 | 46983770 | 469.8377 | 13766.2446 | 0 | 3.2254 | 5.5785 | 2021-07-01 09:01
PreNResSpltPkgAC-65to-PEYes | Save | RFF | 1975 | CZ05 | cDXGF | 0 | None | 1 | 2500.053 | 45758.94 |  | 12898.34 | 0 | 22087.34 | 0 | 3403.494 | 0 | 489.8488 | 6879.921 | 2200.396 | 1952.804 | 0 | 0 | 0 | 0 | 54169480 | 5439761 | 48729720 | 487.2972 | 14277.808 | 0 | 3.2254 | 5.5785 | 2021-07-01 09:01
PreNResSpltPkgAC-65to-PEYes | Save | RFF | 1975 | CZ06 | cDXGF | 0 | None | 1 | 2500.053 | 51515.12 |  | 12898.34 | 0 | 22087.34 | 0 | 8690.419 | 0 | 179.7007 | 7659.367 | 1045.332 | 3963.368 | 0 | 0 | 0 | 0 | 23364870 | 5439761 | 17925110 | 179.2511 | 5252.0572 | 0 | 3.2254 | 5.5785 | 2021-07-01 09:02
PreNResSpltPkgAC-65to-PEYes | Save | RFF | 1975 | CZ07 | cDXGF | 0 | None | 1 | 2500.053 | 49726.64 |  | 12898.34 | 0 | 22087.34 | 0 | 7223.068 | 0 | 86.3951 | 7431.493 | 822.1678 | 3647.991 | 0 | 0 | 0 | 0 | 17705800 | 5439761 | 12266030 | 122.6603 | 3593.9468 | 0 | 3.2254 | 5.5785 | 2021-07-01 09:03
PreNResSpltPkgAC-65to-PEYes | Save | RFF | 1975 | CZ08 | cDXGF | 0 | None | 1 | 2500.053 | 53859.38 |  | 12898.34 | 0 | 22087.34 | 0 | 11820.81 | 0 | 168.0513 | 6884.896 | 830.2001 | 4121.48 | 0 | 0 | 0 | 0 | 20834620 | 5439761 | 15394850 | 153.9485 | 4510.6911 | 0 | 3.2254 | 5.5785 | 2021-07-01 09:03
PreNResSpltPkgAC-65to-PEYes | Save | RFF | 1975 | CZ09 | cDXGF | 0 | None | 1 | 2500.053 | 55418.26 |  | 12898.34 | 0 | 22087.34 | 0 | 11380.34 | 0 | 311.5985 | 8740.717 | 1298.241 | 4412.089 | 0 | 0 | 0 | 0 | 27154620 | 5439761 | 21714850 | 217.1485 | 6362.4511 | 0 | 3.2254 | 5.5785 | 2021-07-01 09:04
PreNResSpltPkgAC-65to-PEYes | Save | RFF | 1975 | CZ10 | cDXGF | 0 | None | 1 | 2500.053 | 56571.39 |  | 12898.34 | 0 | 22087.34 | 0 | 13067.89 | 0 | 419.6826 | 8098.179 | 1408.071 | 4360.862 | 0 | 0 | 0 | 0 | 34956660 | 5439761 | 29516920 | 295.1692 | 8648.4576 | 0 | 3.2254 | 5.5785 | 2021-07-01 09:05
PreNResSpltPkgAC-65to-PEYes | Save | RFF | 1975 | CZ11 | cDXGF | 0 | None | 1 | 2500.053 | 58373.64 |  | 12898.34 | 0 | 22087.34 | 0 | 13513.26 | 0 | 860.467 | 9014.262 | 2844.643 | 4106.803 | 0 | 0 | 0 | 0 | 79519260 | 5439761 | 74079540 | 740.7954 | 21705.3052 | 0 | 3.2254 | 5.5785 | 2021-07-01 09:05
PreNResSpltPkgAC-65to-PEYes | Save | RFF | 1975 | CZ12 | cDXGF | 0 | None | 1 | 2500.053 | 53430.67 |  | 12898.34 | 0 | 22087.34 | 0 | 9776.179 | 0 | 705.3666 | 7963.46 | 2441.475 | 3306.72 | 0 | 0 | 0 | 0 | 70965500 | 5439761 | 65525740 | 655.2574 | 19199.0418 | 0 | 3.2254 | 5.5785 | 2021-07-01 09:06
PreNResSpltPkgAC-65to-PEYes | Save | RFF | 1975 | CZ13 | cDXGF | 0 | None | 1 | 2500.053 | 60173.27 |  | 12898.34 | 0 | 22087.34 | 0 | 15417.87 | 0 | 748.6051 | 9021.19 | 2344.759 | 4637.742 | 0 | 0 | 0 | 0 | 63095550 | 5439761 | 57655800 | 576.558 | 16893.1494 | 0 | 3.2254 | 5.5785 | 2021-07-01 09:07
PreNResSpltPkgAC-65to-PEYes | Save | RFF | 1975 | CZ14 | cDXGF | 0 | None | 1 | 2500.053 | 57726.79 |  | 12898.34 | 0 | 22087.34 | 0 | 12921.5 | 0 | 886.5887 | 8933.108 | 2452.43 | 4266.223 | 0 | 0 | 0 | 0 | 68733820 | 5439761 | 63294090 | 632.9409 | 18545.1684 | 0 | 3.2254 | 5.5785 | 2021-07-01 09:07
PreNResSpltPkgAC-65to-PEYes | Save | RFF | 1975 | CZ15 | cDXGF | 0 | None | 1 | 2500.053 | 74947.67 |  | 12898.34 | 0 | 22087.34 | 0 | 27985.62 | 0 | 249.4738 | 11727 | 762.6615 | 8234.124 | 0 | 0 | 0 | 0 | 14815760 | 5439761 | 9376004 | 93.76 | 2747.1692 | 0 | 3.2254 | 5.5785 | 2021-07-01 09:08
PreNResSpltPkgAC-65to-PEYes | Save | RFF | 1975 | CZ16 | cDXGF | 0 | None | 1 | 2500.053 | 48282.23 |  | 12898.34 | 0 | 22087.34 | 0 | 4209.407 | 0 | 1385.606 | 7701.555 | 3905.298 | 2086.22 | 0 | 0 | 0 | 0 | 166787800 | 5439761 | 161348100 | 1613.481 | 47274.9933 | 0 | 3.2254 | 5.5785 | 2021-07-01 09:08
PreNResSpltPkgAC-65to-PEYes | Save | RFF | 1985 | CZ01 | cDXGF | 0 | None | 1 | 2500.053 | 42410.14 |  | 12898.34 | 0 | 21854.62 | 0 | 194.2549 | 0 | 988.4531 | 6474.52 | 4367.875 | 199.0758 | 0 | 0 | 0 | 0 | 134690000 | 5439761 | 129250200 | 1292.502 | 37870.3086 | 0 | 3.2254 | 5.5399 | 2021-07-01 09:09
PreNResSpltPkgAC-65to-PEYes | Save | RFF | 1985 | CZ02 | cDXGF | 0 | None | 1 | 2500.053 | 47560.6 |  | 12898.34 | 0 | 21854.62 | 0 | 5806.255 | 0 | 681.477 | 6319.876 | 2491.049 | 2131.173 | 0 | 0 | 0 | 0 | 81629240 | 5439761 | 76189470 | 761.8947 | 22323.5147 | 0 | 3.2254 | 5.5399 | 2021-07-01 09:10
PreNResSpltPkgAC-65to-PEYes | Save | RFF | 1985 | CZ03 | cDXGF | 0 | None | 1 | 2500.053 | 45042.33 |  | 12898.34 | 0 | 21854.62 | 0 | 2711.803 | 0 | 441.86 | 7135.654 | 2587.725 | 1639.077 | 0 | 0 | 0 | 0 | 61703100 | 5439761 | 56263360 | 562.6336 | 16485.1645 | 0 | 3.2254 | 5.5399 | 2021-07-01 09:10
PreNResSpltPkgAC-65to-PEYes | Save | RFF | 1985 | CZ04 | cDXGF | 0 | None | 1 | 2500.053 | 49378.68 |  | 12898.34 | 0 | 21854.62 | 0 | 7755.37 | 0 | 393.5482 | 6476.803 | 1784.399 | 2785.641 | 0 | 0 | 0 | 0 | 52684980 | 5439761 | 47245230 | 472.4523 | 13842.8524 | 0 | 3.2254 | 5.5399 | 2021-07-01 09:11
PreNResSpltPkgAC-65to-PEYes | Save | RFF | 1985 | CZ05 | cDXGF | 0 | None | 1 | 2500.053 | 45490.33 |  | 12898.34 | 0 | 21854.62 | 0 | 3384.557 | 0 | 488.7758 | 6864.029 | 2205.472 | 1942.684 | 0 | 0 | 0 | 0 | 54474050 | 5439761 | 49034290 | 490.3429 | 14367.047 | 0 | 3.2254 | 5.5399 | 2021-07-01 09:11
PreNResSpltPkgAC-65to-PEYes | Save | RFF | 1985 | CZ06 | cDXGF | 0 | None | 1 | 2500.053 | 51230.6 |  | 12898.34 | 0 | 21854.62 | 0 | 8654.657 | 0 | 179.3555 | 7643.683 | 1049.122 | 3951.463 | 0 | 0 | 0 | 0 | 23510980 | 5439761 | 18071210 | 180.7121 | 5294.8645 | 0 | 3.2254 | 5.5399 | 2021-07-01 09:12
PreNResSpltPkgAC-65to-PEYes | Save | RFF | 1985 | CZ07 | cDXGF | 0 | None | 1 | 2500.053 | 49445.64 |  | 12898.34 | 0 | 21854.62 | 0 | 7190.816 | 0 | 86.2232 | 7415.631 | 827.6146 | 3635.553 | 0 | 0 | 0 | 0 | 17829730 | 5439761 | 12389960 | 123.8996 | 3630.2583 | 0 | 3.2254 | 5.5399 | 2021-07-01 09:13
PreNResSpltPkgAC-65to-PEYes | Save | RFF | 1985 | CZ08 | cDXGF | 0 | None | 1 | 2500.053 | 53574.26 |  | 12898.34 | 0 | 21854.62 | 0 | 11781.84 | 0 | 167.7455 | 6871.729 | 835.3123 | 4108.824 | 0 | 0 | 0 | 0 | 20961060 | 5439761 | 15521300 | 155.213 | 4547.7409 | 0 | 3.2254 | 5.5399 | 2021-07-01 09:13
PreNResSpltPkgAC-65to-PEYes | Save | RFF | 1985 | CZ09 | cDXGF | 0 | None | 1 | 2500.053 | 55137.61 |  | 12898.34 | 0 | 21854.62 | 0 | 11346.62 | 0 | 311.1442 | 8726.968 | 1306.916 | 4399.814 | 0 | 0 | 0 | 0 | 27309000 | 5439761 | 21869240 | 218.6924 | 6407.6873 | 0 | 3.2254 | 5.5399 | 2021-07-01 09:14
PreNResSpltPkgAC-65to-PEYes | Save | RFF | 1985 | CZ10 | cDXGF | 0 | None | 1 | 2500.053 | 56288.4 |  | 12898.34 | 0 | 21854.62 | 0 | 13031.52 | 0 | 419.0418 | 8084.919 | 1411.16 | 4350.612 | 0 | 0 | 0 | 0 | 35120390 | 5439761 | 29680630 | 296.8063 | 8696.4246 | 0 | 3.2254 | 5.5399 | 2021-07-01 09:14
PreNResSpltPkgAC-65to-PEYes | Save | RFF | 1985 | CZ11 | cDXGF | 0 | None | 1 | 2500.053 | 58094.71 |  | 12898.34 | 0 | 21854.62 | 0 | 13481.81 | 0 | 859.2524 | 9000.735 | 2845.51 | 4096.836 | 0 | 0 | 0 | 0 | 79798130 | 5439761 | 74358400 | 743.584 | 21787.0112 | 0 | 3.2254 | 5.5399 | 2021-07-01 09:15
PreNResSpltPkgAC-65to-PEYes | Save | RFF | 1985 | CZ12 | cDXGF | 0 | None | 1 | 2500.053 | 53156.35 |  | 12898.34 | 0 | 21854.62 | 0 | 9747.646 | 0 | 704.4039 | 7951.392 | 2444.189 | 3298.468 | 0 | 0 | 0 | 0 | 71238320 | 5439761 | 65798590 | 657.9859 | 19278.9869 | 0 | 3.2254 | 5.5399 | 2021-07-01 09:16
PreNResSpltPkgAC-65to-PEYes | Save | RFF | 1985 | CZ13 | cDXGF | 0 | None | 1 | 2500.053 | 59890.29 |  | 12898.34 | 0 | 21854.62 | 0 | 15382.18 | 0 | 747.5574 | 9007.59 | 2348.233 | 4627.9 | 0 | 0 | 0 | 0 | 63330260 | 5439761 | 57890520 | 578.9052 | 16961.9224 | 0 | 3.2254 | 5.5399 | 2021-07-01 09:16
PreNResSpltPkgAC-65to-PEYes | Save | RFF | 1985 | CZ14 | cDXGF | 0 | None | 1 | 2500.053 | 57446.91 |  | 12898.34 | 0 | 21854.62 | 0 | 12890.01 | 0 | 885.2765 | 8918.729 | 2457.301 | 4257.249 | 0 | 0 | 0 | 0 | 68990300 | 5439761 | 63550580 | 635.5058 | 18620.3199 | 0 | 3.2254 | 5.5399 | 2021-07-01 09:17
PreNResSpltPkgAC-65to-PEYes | Save | RFF | 1985 | CZ15 | cDXGF | 0 | None | 1 | 2500.053 | 74649.05 |  | 12898.34 | 0 | 21854.62 | 0 | 27935.05 | 0 | 249.1851 | 11711.81 | 766.1379 | 8219.43 | 0 | 0 | 0 | 0 | 14887540 | 5439761 | 9447779 | 94.4778 | 2768.1992 | 0 | 3.2254 | 5.5399 | 2021-07-01 09:18
PreNResSpltPkgAC-65to-PEYes | Save | RFF | 1985 | CZ16 | cDXGF | 0 | None | 1 | 2500.053 | 48015.97 |  | 12898.34 | 0 | 21854.62 | 0 | 4194.653 | 0 | 1382.906 | 7685.478 | 3906.778 | 2078.546 | 0 | 0 | 0 | 0 | 167228200 | 5439761 | 161788600 | 1617.886 | 47404.0598 | 0 | 3.2254 | 5.5399 | 2021-07-01 09:18
PreNResSpltPkgAC-65to-PEYes | Save | RFF | 1996 | CZ01 | cDXGF | 0 | None | 1 | 2500.053 | 41608.9 |  | 12898.34 | 0 | 21621.86 | 0 | 169.1349 | 0 | 918.4662 | 6001.048 | 4106.771 | 176.1011 | 0 | 0 | 0 | 0 | 127867200 | 5439761 | 122427600 | 1224.276 | 35871.2868 | 0 | 3.2254 | 5.5014 | 2021-07-01 09:19
PreNResSpltPkgAC-65to-PEYes | Save | RFF | 1996 | CZ02 | cDXGF | 0 | None | 1 | 2500.053 | 46818.36 |  | 12898.34 | 0 | 21621.86 | 0 | 5502.661 | 0 | 660.795 | 6134.659 | 2488.647 | 2050.234 | 0 | 0 | 0 | 0 | 83513390 | 5439761 | 78073650 | 780.7365 | 22875.5795 | 0 | 3.2254 | 5.5014 | 2021-07-01 09:19
PreNResSpltPkgAC-65to-PEYes | Save | RFF | 1996 | CZ03 | cDXGF | 0 | None | 1 | 2500.053 | 44358.27 |  | 12898.34 | 0 | 21621.86 | 0 | 2493.298 | 0 | 427.8845 | 6916.918 | 2598.756 | 1533.024 | 0 | 0 | 0 | 0 | 64203800 | 5439761 | 58764060 | 587.6406 | 17217.8696 | 0 | 3.2254 | 5.5014 | 2021-07-01 09:20
PreNResSpltPkgAC-65to-PEYes | Save | RFF | 1996 | CZ04 | cDXGF | 0 | None | 1 | 2500.053 | 48592.27 |  | 12898.34 | 0 | 21621.86 | 0 | 7382.963 | 0 | 383.2532 | 6305.839 | 1814.234 | 2679.204 | 0 | 0 | 0 | 0 | 54244720 | 5439761 | 48804990 | 488.0499 | 14299.8621 | 0 | 3.2254 | 5.5014 | 2021-07-01 09:21
PreNResSpltPkgAC-65to-PEYes | Save | RFF | 1996 | CZ05 | cDXGF | 0 | None | 1 | 2500.053 | 44772.32 |  | 12898.34 | 0 | 21621.86 | 0 | 3129.302 | 0 | 472.7221 | 6650.103 | 2226.608 | 1836.399 | 0 | 0 | 0 | 0 | 57244200 | 5439761 | 51804440 | 518.0444 | 15178.7009 | 0 | 3.2254 | 5.5014 | 2021-07-01 09:21
PreNResSpltPkgAC-65to-PEYes | Save | RFF | 1996 | CZ06 | cDXGF | 0 | None | 1 | 2500.053 | 50385.15 |  | 12898.34 | 0 | 21621.86 | 0 | 8172.637 | 0 | 176.9918 | 7515.279 | 1145.127 | 3788.283 | 0 | 0 | 0 | 0 | 26190040 | 5439761 | 20750270 | 207.5027 | 6079.8291 | 0 | 3.2254 | 5.5014 | 2021-07-01 09:22
PreNResSpltPkgAC-65to-PEYes | Save | RFF | 1996 | CZ07 | cDXGF | 0 | None | 1 | 2500.053 | 48680.47 |  | 12898.34 | 0 | 21621.86 | 0 | 6793.479 | 0 | 84.9518 | 7281.863 | 920.8616 | 3476.579 | 0 | 0 | 0 | 0 | 20034620 | 5439761 | 14594840 | 145.9484 | 4276.2881 | 0 | 3.2254 | 5.5014 | 2021-07-01 09:23
PreNResSpltPkgAC-65to-PEYes | Save | RFF | 1996 | CZ08 | cDXGF | 0 | None | 1 | 2500.053 | 52863.89 |  | 12898.34 | 0 | 21621.86 | 0 | 11372.83 | 0 | 166.435 | 6804.45 | 918.5842 | 3996.577 | 0 | 0 | 0 | 0 | 23154940 | 5439761 | 17715180 | 177.1518 | 5190.5477 | 0 | 3.2254 | 5.5014 | 2021-07-01 09:23
PreNResSpltPkgAC-65to-PEYes | Save | RFF | 1996 | CZ09 | cDXGF | 0 | None | 1 | 2500.053 | 54479.2 |  | 12898.34 | 0 | 21621.86 | 0 | 10984.03 | 0 | 309.5169 | 8665.44 | 1412.515 | 4295.983 | 0 | 0 | 0 | 0 | 30126490 | 5439761 | 24686730 | 246.8673 | 7233.2119 | 0 | 3.2254 | 5.5014 | 2021-07-01 09:24
PreNResSpltPkgAC-65to-PEYes | Save | RFF | 1996 | CZ10 | cDXGF | 0 | None | 1 | 2500.053 | 55621.26 |  | 12898.34 | 0 | 21621.86 | 0 | 12647.29 | 0 | 417.3982 | 8036.428 | 1506.765 | 4255.071 | 0 | 0 | 0 | 0 | 38240880 | 5439761 | 32801130 | 328.0113 | 9610.7311 | 0 | 3.2254 | 5.5014 | 2021-07-01 09:24
PreNResSpltPkgAC-65to-PEYes | Save | RFF | 1996 | CZ11 | cDXGF | 0 | None | 1 | 2500.053 | 56309.99 |  | 12898.34 | 0 | 21621.86 | 0 | 12550.3 | 0 | 807.7441 | 8431.744 | 2658.643 | 3845.569 | 0 | 0 | 0 | 0 | 74520220 | 5439761 | 69080480 | 690.8048 | 20240.5806 | 0 | 3.2254 | 5.5014 | 2021-07-01 09:25
PreNResSpltPkgAC-65to-PEYes | Save | RFF | 1996 | CZ12 | cDXGF | 0 | None | 1 | 2500.053 | 51669.05 |  | 12898.34 | 0 | 21621.86 | 0 | 9030.344 | 0 | 662.2411 | 7456.274 | 2290.311 | 3094.613 | 0 | 0 | 0 | 0 | 66931870 | 5439761 | 61492130 | 614.9213 | 18017.1941 | 0 | 3.2254 | 5.5014 | 2021-07-01 09:26
PreNResSpltPkgAC-65to-PEYes | Save | RFF | 1996 | CZ13 | cDXGF | 0 | None | 1 | 2500.053 | 58056.53 |  | 12898.34 | 0 | 21621.86 | 0 | 14371.24 | 0 | 704.4995 | 8460.607 | 2212.903 | 4357.065 | 0 | 0 | 0 | 0 | 59565780 | 5439761 | 54126060 | 541.2606 | 15858.9356 | 0 | 3.2254 | 5.5014 | 2021-07-01 09:26
PreNResSpltPkgAC-65to-PEYes | Save | RFF | 1996 | CZ14 | cDXGF | 0 | None | 1 | 2500.053 | 55600.25 |  | 12898.34 | 0 | 21621.86 | 0 | 11895.09 | 0 | 832.3353 | 8352.615 | 2325.689 | 3975.422 | 0 | 0 | 0 | 0 | 65120880 | 5439761 | 59681140 | 596.8114 | 17486.574 | 0 | 3.2254 | 5.5014 | 2021-07-01 09:27
PreNResSpltPkgAC-65to-PEYes | Save | RFF | 1996 | CZ15 | cDXGF | 0 | None | 1 | 2500.053 | 71972.02 |  | 12898.34 | 0 | 21621.86 | 0 | 26169.21 | 0 | 236.0508 | 11046.56 | 688.8295 | 7756.051 | 0 | 0 | 0 | 0 | 13832390 | 5439761 | 8392626 | 83.9263 | 2459.0394 | 0 | 3.2254 | 5.5014 | 2021-07-01 09:27
PreNResSpltPkgAC-65to-PEYes | Save | RFF | 1996 | CZ16 | cDXGF | 0 | None | 1 | 2500.053 | 46814.96 |  | 12898.34 | 0 | 21621.86 | 0 | 3842.038 | 0 | 1293.209 | 7159.516 | 3676.347 | 1930.894 | 0 | 0 | 0 | 0 | 158488000 | 5439761 | 153048300 | 1530.483 | 44843.1519 | 0 | 3.2254 | 5.5014 | 2021-07-01 09:28
PreNResSpltPkgAC-65to-PEYes | Save | RFF | 2003 | CZ01 | cDXGF | 0 | None | 1 | 2500.053 | 40728.95 |  | 12898.34 | 0 | 21389.11 | 0 | 140.8045 | 0 | 840.3416 | 5460.302 | 3894.23 | 146.4391 | 0 | 0 | 0 | 0 | 129594700 | 5439761 | 124155100 | 1241.551 | 36377.4443 | 0 | 3.2254 | 5.4628 | 2021-07-01 09:29
PreNResSpltPkgAC-65to-PEYes | Save | RFF | 2003 | CZ02 | cDXGF | 0 | None | 1 | 2500.053 | 45061.59 |  | 12898.34 | 0 | 21389.11 | 0 | 4765.724 | 0 | 587.177 | 5421.165 | 2238.323 | 1802.855 | 0 | 0 | 0 | 0 | 77896330 | 5439761 | 72456610 | 724.5661 | 21229.7867 | 0 | 3.2254 | 5.4628 | 2021-07-01 09:29
PreNResSpltPkgAC-65to-PEYes | Save | RFF | 2003 | CZ03 | cDXGF | 0 | None | 1 | 2500.053 | 43184.18 |  | 12898.34 | 0 | 21389.11 | 0 | 2144.536 | 0 | 395.5353 | 6356.65 | 2480.869 | 1359.351 | 0 | 0 | 0 | 0 | 63531880 | 5439761 | 58092160 | 580.9216 | 17021.0029 | 0 | 3.2254 | 5.4628 | 2021-07-01 09:30
PreNResSpltPkgAC-65to-PEYes | Save | RFF | 2003 | CZ04 | cDXGF | 0 | None | 1 | 2500.053 | 47081.32 |  | 12898.34 | 0 | 21389.11 | 0 | 6650.173 | 0 | 353.0089 | 5790.627 | 1723.286 | 2448.459 | 0 | 0 | 0 | 0 | 53269390 | 5439761 | 47829660 | 478.2966 | 14014.0904 | 0 | 3.2254 | 5.4628 | 2021-07-01 09:31
PreNResSpltPkgAC-65to-PEYes | Save | RFF | 2003 | CZ05 | cDXGF | 0 | None | 1 | 2500.053 | 43510.45 |  | 12898.34 | 0 | 21389.11 | 0 | 2689.798 | 0 | 435.913 | 6097.298 | 2129.253 | 1630.422 | 0 | 0 | 0 | 0 | 57460280 | 5439761 | 52020540 | 520.2054 | 15242.0182 | 0 | 3.2254 | 5.4628 | 2021-07-01 09:31
PreNResSpltPkgAC-65to-PEYes | Save | RFF | 2003 | CZ06 | cDXGF | 0 | None | 1 | 2500.053 | 48713.96 |  | 12898.34 | 0 | 21389.11 | 0 | 7316.58 | 0 | 164.6561 | 6945.263 | 1094.481 | 3457.182 | 0 | 0 | 0 | 0 | 26178000 | 5439761 | 20738250 | 207.3825 | 6076.3072 | 0 | 3.2254 | 5.4628 | 2021-07-01 09:32
PreNResSpltPkgAC-65to-PEYes | Save | RFF | 2003 | CZ07 | cDXGF | 0 | None | 1 | 2500.053 | 47240.66 |  | 12898.34 | 0 | 21389.11 | 0 | 6126.154 | 0 | 79.1844 | 6747.857 | 892.1882 | 3190.231 | 0 | 0 | 0 | 0 | 20218480 | 5439761 | 14778700 | 147.787 | 4330.1591 | 0 | 3.2254 | 5.4628 | 2021-07-01 09:32
PreNResSpltPkgAC-65to-PEYes | Save | RFF | 2003 | CZ08 | cDXGF | 0 | None | 1 | 2500.053 | 51213.51 |  | 12898.34 | 0 | 21389.11 | 0 | 10418.34 | 0 | 155.9172 | 6351.768 | 883.6031 | 3708.234 | 0 | 0 | 0 | 0 | 22910810 | 5439761 | 17471040 | 174.7104 | 5119.0147 | 0 | 3.2254 | 5.4628 | 2021-07-01 09:33
PreNResSpltPkgAC-65to-PEYes | Save | RFF | 2003 | CZ09 | cDXGF | 0 | None | 1 | 2500.053 | 52738.71 |  | 12898.34 | 0 | 21389.11 | 0 | 10045.5 | 0 | 291.1543 | 8114.586 | 1376.899 | 3988.041 | 0 | 0 | 0 | 0 | 30128490 | 5439761 | 24688730 | 246.8873 | 7233.7979 | 0 | 3.2254 | 5.4628 | 2021-07-01 09:34
PreNResSpltPkgAC-65to-PEYes | Save | RFF | 2003 | CZ10 | cDXGF | 0 | None | 1 | 2500.053 | 52865.58 |  | 12898.34 | 0 | 21389.11 | 0 | 11178.32 | 0 | 367.0052 | 7032.768 | 1299.723 | 3774.306 | 0 | 0 | 0 | 0 | 34311400 | 5439761 | 28871660 | 288.7166 | 8459.3964 | 0 | 3.2254 | 5.4628 | 2021-07-01 09:34
PreNResSpltPkgAC-65to-PEYes | Save | RFF | 2003 | CZ11 | cDXGF | 0 | None | 1 | 2500.053 | 54611.46 |  | 12898.34 | 0 | 21389.11 | 0 | 11651.09 | 0 | 761.2744 | 7911.563 | 2578.311 | 3582.213 | 0 | 0 | 0 | 0 | 74905870 | 5439761 | 69466160 | 694.6616 | 20353.5849 | 0 | 3.2254 | 5.4628 | 2021-07-01 09:35
PreNResSpltPkgAC-65to-PEYes | Save | RFF | 2003 | CZ12 | cDXGF | 0 | None | 1 | 2500.053 | 50167.96 |  | 12898.34 | 0 | 21389.11 | 0 | 8288.249 | 0 | 621.4925 | 6970.764 | 2226.56 | 2860.135 | 0 | 0 | 0 | 0 | 67657860 | 5439761 | 62218140 | 622.1814 | 18229.915 | 0 | 3.2254 | 5.4628 | 2021-07-01 09:35
PreNResSpltPkgAC-65to-PEYes | Save | RFF | 2003 | CZ13 | cDXGF | 0 | None | 1 | 2500.053 | 56284.19 |  | 12898.34 | 0 | 21389.11 | 0 | 13378.5 | 0 | 665.1728 | 7953.004 | 2158.552 | 4062.981 | 0 | 0 | 0 | 0 | 60250980 | 5439761 | 54811260 | 548.1126 | 16059.6992 | 0 | 3.2254 | 5.4628 | 2021-07-01 09:36
PreNResSpltPkgAC-65to-PEYes | Save | RFF | 2003 | CZ14 | cDXGF | 0 | None | 1 | 2500.053 | 54049.62 |  | 12898.34 | 0 | 21389.11 | 0 | 11075.46 | 0 | 790.1423 | 7896.557 | 2330.778 | 3705.27 | 0 | 0 | 0 | 0 | 67662020 | 5439761 | 62222280 | 622.2228 | 18231.128 | 0 | 3.2254 | 5.4628 | 2021-07-01 09:37
PreNResSpltPkgAC-65to-PEYes | Save | RFF | 2003 | CZ15 | cDXGF | 0 | None | 1 | 2500.053 | 69827.87 |  | 12898.34 | 0 | 21389.11 | 0 | 24767.62 | 0 | 226.4148 | 10546.31 | 723.1225 | 7383.151 | 0 | 0 | 0 | 0 | 14477970 | 5439761 | 9038211 | 90.3821 | 2648.1958 | 0 | 3.2254 | 5.4628 | 2021-07-01 09:37
PreNResSpltPkgAC-65to-PEYes | Save | RFF | 2003 | CZ16 | cDXGF | 0 | None | 1 | 2500.053 | 45540 |  | 12898.34 | 0 | 21389.11 | 0 | 3453.163 | 0 | 1200.226 | 6599.082 | 3489.175 | 1760.785 | 0 | 0 | 0 | 0 | 158524100 | 5439761 | 153084400 | 1530.844 | 44853.7292 | 0 | 3.2254 | 5.4628 | 2021-07-01 09:38
PreNResSpltPkgAC-65to-PEYes | Save | RFF | 2007 | CZ01 | cDXGF | 0 | None | 1 | 2500.053 | 40677.29 |  | 12898.34 | 0 | 21389.11 | 0 | 142.4238 | 0 | 831.4048 | 5415.918 | 3834.693 | 147.7473 | 0 | 0 | 0 | 0 | 127270000 | 5439761 | 121830300 | 1218.303 | 35696.2779 | 0 | 3.2254 | 5.4628 | 2021-07-01 09:39
PreNResSpltPkgAC-65to-PEYes | Save | RFF | 2007 | CZ02 | cDXGF | 0 | None | 1 | 2500.053 | 44981.61 |  | 12898.34 | 0 | 21389.11 | 0 | 4747.862 | 0 | 580.3439 | 5365.929 | 2194.288 | 1802.526 | 0 | 0 | 0 | 0 | 76265180 | 5439761 | 70825460 | 708.2546 | 20751.8598 | 0 | 3.2254 | 5.4628 | 2021-07-01 09:39
PreNResSpltPkgAC-65to-PEYes | Save | RFF | 2007 | CZ03 | cDXGF | 0 | None | 1 | 2500.053 | 43145.91 |  | 12898.34 | 0 | 21389.11 | 0 | 2148.821 | 0 | 392.3018 | 6317.31 | 2420.37 | 1367.144 | 0 | 0 | 0 | 0 | 61994040 | 5439761 | 56554290 | 565.5429 | 16570.407 | 0 | 3.2254 | 5.4628 | 2021-07-01 09:40
PreNResSpltPkgAC-65to-PEYes | Save | RFF | 2007 | CZ04 | cDXGF | 0 | None | 1 | 2500.053 | 47022.27 |  | 12898.34 | 0 | 21389.11 | 0 | 6639.559 | 0 | 349.8803 | 5745.396 | 1691.139 | 2451.676 | 0 | 0 | 0 | 0 | 52004350 | 5439761 | 46564620 | 465.6462 | 13643.4337 | 0 | 3.2254 | 5.4628 | 2021-07-01 09:40
PreNResSpltPkgAC-65to-PEYes | Save | RFF | 2007 | CZ05 | cDXGF | 0 | None | 1 | 2500.053 | 43463.54 |  | 12898.34 | 0 | 21389.11 | 0 | 2696.751 | 0 | 431.2678 | 6048.08 | 2076.029 | 1635.429 | 0 | 0 | 0 | 0 | 56068320 | 5439761 | 50628580 | 506.2858 | 14834.1739 | 0 | 3.2254 | 5.4628 | 2021-07-01 09:41
PreNResSpltPkgAC-65to-PEYes | Save | RFF | 2007 | CZ06 | cDXGF | 0 | None | 1 | 2500.053 | 48713.96 |  | 12898.34 | 0 | 21389.11 | 0 | 7316.58 | 0 | 164.6561 | 6945.263 | 1094.481 | 3457.182 | 0 | 0 | 0 | 0 | 26178000 | 5439761 | 20738250 | 207.3825 | 6076.3072 | 0 | 3.2254 | 5.4628 | 2021-07-01 09:42
PreNResSpltPkgAC-65to-PEYes | Save | RFF | 2007 | CZ07 | cDXGF | 0 | None | 1 | 2500.053 | 47240.66 |  | 12898.34 | 0 | 21389.11 | 0 | 6126.154 | 0 | 79.1844 | 6747.857 | 892.1882 | 3190.231 | 0 | 0 | 0 | 0 | 20218480 | 5439761 | 14778700 | 147.787 | 4330.1591 | 0 | 3.2254 | 5.4628 | 2021-07-01 09:42
PreNResSpltPkgAC-65to-PEYes | Save | RFF | 2007 | CZ08 | cDXGF | 0 | None | 1 | 2500.053 | 51213.51 |  | 12898.34 | 0 | 21389.11 | 0 | 10418.34 | 0 | 155.9172 | 6351.768 | 883.6031 | 3708.234 | 0 | 0 | 0 | 0 | 22910810 | 5439761 | 17471040 | 174.7104 | 5119.0147 | 0 | 3.2254 | 5.4628 | 2021-07-01 09:43
PreNResSpltPkgAC-65to-PEYes | Save | RFF | 2007 | CZ09 | cDXGF | 0 | None | 1 | 2500.053 | 52738.71 |  | 12898.34 | 0 | 21389.11 | 0 | 10045.5 | 0 | 291.1543 | 8114.586 | 1376.899 | 3988.041 | 0 | 0 | 0 | 0 | 30128490 | 5439761 | 24688730 | 246.8873 | 7233.7979 | 0 | 3.2254 | 5.4628 | 2021-07-01 09:43
PreNResSpltPkgAC-65to-PEYes | Save | RFF | 2007 | CZ10 | cDXGF | 0 | None | 1 | 2500.053 | 52742.78 |  | 12898.34 | 0 | 21389.11 | 0 | 11125.17 | 0 | 363.2578 | 6966.893 | 1268.068 | 3760.716 | 0 | 0 | 0 | 0 | 33417880 | 5439761 | 27978110 | 279.7811 | 8197.5862 | 0 | 3.2254 | 5.4628 | 2021-07-01 09:44
PreNResSpltPkgAC-65to-PEYes | Save | RFF | 2007 | CZ11 | cDXGF | 0 | None | 1 | 2500.053 | 54445.8 |  | 12898.34 | 0 | 21389.11 | 0 | 11578.37 | 0 | 752.6266 | 7827.348 | 2528.282 | 3562.869 | 0 | 0 | 0 | 0 | 73169700 | 5439761 | 67729980 | 677.2998 | 19844.8841 | 0 | 3.2254 | 5.4628 | 2021-07-01 09:45
PreNResSpltPkgAC-65to-PEYes | Save | RFF | 2007 | CZ12 | cDXGF | 0 | None | 1 | 2500.053 | 50041.26 |  | 12898.34 | 0 | 21389.11 | 0 | 8243.72 | 0 | 614.2681 | 6895.797 | 2182.761 | 2847.284 | 0 | 0 | 0 | 0 | 66119710 | 5439761 | 60680000 | 606.8 | 17779.24 | 0 | 3.2254 | 5.4628 | 2021-07-01 09:45
PreNResSpltPkgAC-65to-PEYes | Save | RFF | 2007 | CZ13 | cDXGF | 0 | None | 1 | 2500.053 | 56100.43 |  | 12898.34 | 0 | 21389.11 | 0 | 13285.36 | 0 | 657.7591 | 7869.827 | 2115.351 | 4038.986 | 0 | 0 | 0 | 0 | 58834380 | 5439761 | 53394630 | 533.9463 | 15644.6266 | 0 | 3.2254 | 5.4628 | 2021-07-01 09:46
PreNResSpltPkgAC-65to-PEYes | Save | RFF | 2007 | CZ14 | cDXGF | 0 | None | 1 | 2500.053 | 53890.35 |  | 12898.34 | 0 | 21389.11 | 0 | 11005.45 | 0 | 781.5804 | 7815.823 | 2284.479 | 3682.302 | 0 | 0 | 0 | 0 | 65971620 | 5439761 | 60531900 | 605.319 | 17735.8467 | 0 | 3.2254 | 5.4628 | 2021-07-01 09:47
PreNResSpltPkgAC-65to-PEYes | Save | RFF | 2007 | CZ15 | cDXGF | 0 | None | 1 | 2500.053 | 69560.34 |  | 12898.34 | 0 | 21389.11 | 0 | 24594.17 | 0 | 224.3412 | 10454.3 | 693.1368 | 7329.689 | 0 | 0 | 0 | 0 | 13999860 | 5439761 | 8560097 | 85.601 | 2508.1084 | 0 | 3.2254 | 5.4628 | 2021-07-01 09:47
PreNResSpltPkgAC-65to-PEYes | Save | RFF | 2007 | CZ16 | cDXGF | 0 | None | 1 | 2500.053 | 45461.5 |  | 12898.34 | 0 | 21389.11 | 0 | 3444.454 | 0 | 1186.994 | 6542.607 | 3444.338 | 1760.089 | 0 | 0 | 0 | 0 | 155892300 | 5439761 | 150452600 | 1504.526 | 44082.6118 | 0 | 3.2254 | 5.4628 | 2021-07-01 09:48
PreNResSpltPkgAC-65to-PEYes | Save | RFF | 2011 | CZ01 | cDXGF | 0 | None | 1 | 2500.053 | 40012.75 |  | 12898.34 | 0 | 21389.11 | 0 | 132.0268 | 0 | 222.168 | 5371.071 | 3739.333 | 153.789 | 0 | 0 | 0 | 0 | 122057400 | 5439761 | 116617700 | 1166.177 | 34168.9861 | 0 | 3.2254 | 5.4628 | 2021-07-01 09:48
PreNResSpltPkgAC-65to-PEYes | Save | RFF | 2011 | CZ02 | cDXGF | 0 | None | 1 | 2500.053 | 43991.65 |  | 12898.34 | 0 | 21389.11 | 0 | 4241.72 | 0 | 154.7309 | 5307.682 | 2147.993 | 1801.903 | 0 | 0 | 0 | 0 | 74631200 | 5439761 | 69191470 | 691.9147 | 20273.1007 | 0 | 3.2254 | 5.4628 | 2021-07-01 09:49
PreNResSpltPkgAC-65to-PEYes | Save | RFF | 2011 | CZ03 | cDXGF | 0 | None | 1 | 2500.053 | 42606.63 |  | 12898.34 | 0 | 21389.11 | 0 | 1929.89 | 0 | 105.1906 | 6284.083 | 2372.488 | 1378.703 | 0 | 0 | 0 | 0 | 60475360 | 5439761 | 55035620 | 550.3562 | 16125.4367 | 0 | 3.2254 | 5.4628 | 2021-07-01 09:50
PreNResSpltPkgAC-65to-PEYes | Save | RFF | 2011 | CZ04 | cDXGF | 0 | None | 1 | 2500.053 | 46021.05 |  | 12898.34 | 0 | 21389.11 | 0 | 5943.343 | 0 | 93.5453 | 5696.692 | 1653.053 | 2454.288 | 0 | 0 | 0 | 0 | 50723440 | 5439761 | 45283690 | 452.8369 | 13268.1212 | 0 | 3.2254 | 5.4628 | 2021-07-01 09:50
PreNResSpltPkgAC-65to-PEYes | Save | RFF | 2011 | CZ05 | cDXGF | 0 | None | 1 | 2500.053 | 42869.05 |  | 12898.34 | 0 | 21389.11 | 0 | 2417.057 | 0 | 116.4422 | 6048.08 | 2076.029 | 1635.429 | 0 | 0 | 0 | 0 | 56068320 | 5439761 | 50628580 | 506.2858 | 14834.1739 | 0 | 3.2254 | 5.4628 | 2021-07-01 09:51
PreNResSpltPkgAC-65to-PEYes | Save | RFF | 2011 | CZ06 | cDXGF | 0 | None | 1 | 2500.053 | 47834.91 |  | 12898.34 | 0 | 21389.11 | 0 | 6557.744 | 0 | 44.4571 | 6945.263 | 1094.481 | 3457.182 | 0 | 0 | 0 | 0 | 26178000 | 5439761 | 20738250 | 207.3825 | 6076.3072 | 0 | 3.2254 | 5.4628 | 2021-07-01 09:52
PreNResSpltPkgAC-65to-PEYes | Save | RFF | 2011 | CZ07 | cDXGF | 0 | None | 1 | 2500.053 | 46516.91 |  | 12898.34 | 0 | 21389.11 | 0 | 5498.586 | 0 | 21.2173 | 6709.581 | 864.035 | 3200.432 | 0 | 0 | 0 | 0 | 19628300 | 5439761 | 14188510 | 141.8851 | 4157.2334 | 0 | 3.2254 | 5.4628 | 2021-07-01 09:52
PreNResSpltPkgAC-65to-PEYes | Save | RFF | 2011 | CZ08 | cDXGF | 0 | None | 1 | 2500.053 | 49935.53 |  | 12898.34 | 0 | 21389.11 | 0 | 9310.61 | 0 | 41.6889 | 6295.775 | 858.5911 | 3696.104 | 0 | 0 | 0 | 0 | 22274250 | 5439761 | 16834470 | 168.3447 | 4932.4997 | 0 | 3.2254 | 5.4628 | 2021-07-01 09:53
PreNResSpltPkgAC-65to-PEYes | Save | RFF | 2011 | CZ09 | cDXGF | 0 | None | 1 | 2500.053 | 51060.83 |  | 12898.34 | 0 | 21389.11 | 0 | 8841.398 | 0 | 75.9459 | 7856 | 1221.53 | 3948.496 | 0 | 0 | 0 | 0 | 26557760 | 5439761 | 21117990 | 211.1799 | 6187.5711 | 0 | 3.2254 | 5.4628 | 2021-07-01 09:53
PreNResSpltPkgAC-65to-PEYes | Save | RFF | 2011 | CZ10 | cDXGF | 0 | None | 1 | 2500.053 | 51208.55 |  | 12898.34 | 0 | 21389.11 | 0 | 9924.975 | 0 | 97.0372 | 6899.132 | 1240.192 | 3750.406 | 0 | 0 | 0 | 0 | 32541460 | 5439761 | 27101710 | 271.0171 | 7940.801 | 0 | 3.2254 | 5.4628 | 2021-07-01 09:54
PreNResSpltPkgAC-65to-PEYes | Save | RFF | 2011 | CZ11 | cDXGF | 0 | None | 1 | 2500.053 | 51757.31 |  | 12898.34 | 0 | 21389.11 | 0 | 9915.774 | 0 | 190.5917 | 7363.486 | 2242.483 | 3426.628 | 0 | 0 | 0 | 0 | 61930950 | 5439761 | 56491240 | 564.9124 | 16551.9333 | 0 | 3.2254 | 5.4628 | 2021-07-01 09:55
PreNResSpltPkgAC-65to-PEYes | Save | RFF | 2011 | CZ12 | cDXGF | 0 | None | 1 | 2500.053 | 48429.03 |  | 12898.34 | 0 | 21389.11 | 0 | 7280 | 0 | 160.7705 | 6700.736 | 2069.004 | 2822.822 | 0 | 0 | 0 | 0 | 61709900 | 5439761 | 56270170 | 562.7017 | 16487.1598 | 0 | 3.2254 | 5.4628 | 2021-07-01 09:55
PreNResSpltPkgAC-65to-PEYes | Save | RFF | 2011 | CZ13 | cDXGF | 0 | None | 1 | 2500.053 | 53455.43 |  | 12898.34 | 0 | 21389.11 | 0 | 11476.25 | 0 | 169.395 | 7522.33 | 1934.454 | 3929.126 | 0 | 0 | 0 | 0 | 52190510 | 5439761 | 46750800 | 467.508 | 13697.9844 | 0 | 3.2254 | 5.4628 | 2021-07-01 09:56
PreNResSpltPkgAC-65to-PEYes | Save | RFF | 2011 | CZ14 | cDXGF | 0 | None | 1 | 2500.053 | 51340.99 |  | 12898.34 | 0 | 21389.11 | 0 | 9475.378 | 0 | 198.6 | 7379.579 | 2002.709 | 3562.484 | 0 | 0 | 0 | 0 | 56243140 | 5439761 | 50803430 | 508.0343 | 14885.405 | 0 | 3.2254 | 5.4628 | 2021-07-01 09:56
PreNResSpltPkgAC-65to-PEYes | Save | RFF | 2011 | CZ15 | cDXGF | 0 | None | 1 | 2500.053 | 65105.8 |  | 12898.34 | 0 | 21389.11 | 0 | 20826.67 | 0 | 57.4614 | 9934.108 | 562.5353 | 7017.683 | 0 | 0 | 0 | 0 | 11973820 | 5439761 | 6534051 | 65.3405 | 1914.4769 | 0 | 3.2254 | 5.4628 | 2021-07-01 09:57
PreNResSpltPkgAC-65to-PEYes | Save | RFF | 2011 | CZ16 | cDXGF | 0 | None | 1 | 2500.053 | 43720 |  | 12898.34 | 0 | 21389.11 | 0 | 2990.452 | 0 | 297.5438 | 6144.494 | 3126.577 | 1715.746 | 0 | 0 | 0 | 0 | 134641700 | 5439761 | 129202100 | 1292.021 | 37856.2153 | 0 | 3.2254 | 5.4628 | 2021-07-01 09:58
PreNResSpltPkgAC-65to-PEYes | Save | RFF | 2015 | CZ01 | cDXGF | 0 | None | 1 | 2500.053 | 35636.81 |  | 11418.35 | 0 | 21389.11 | 0 | 240.2703 | 0 | 216.381 | 2372.668 | 1372.683 | 200.7723 | 0 | 0 | 0 | 0 | 92812310 | 5439761 | 87372620 | 873.7262 | 25600.1777 | 0 | 2.898 | 5.4628 | 2021-07-01 09:58
PreNResSpltPkgAC-65to-PEYes | Save | RFF | 2015 | CZ02 | cDXGF | 0 | None | 1 | 2500.053 | 39631.43 |  | 11418.35 | 0 | 21389.11 | 0 | 4112.837 | 0 | 153.1988 | 2557.894 | 845.5435 | 1116.211 | 0 | 0 | 0 | 0 | 60016620 | 5439761 | 54576880 | 545.7688 | 15991.0258 | 0 | 2.898 | 5.4628 | 2021-07-01 09:59
PreNResSpltPkgAC-65to-PEYes | Save | RFF | 2015 | CZ03 | cDXGF | 0 | None | 1 | 2500.053 | 37779.7 |  | 11418.35 | 0 | 21389.11 | 0 | 2144.571 | 0 | 98.7936 | 2728.843 | 779.1711 | 941.6644 | 0 | 0 | 0 | 0 | 44360410 | 5439761 | 38920640 | 389.2064 | 11403.7475 | 0 | 2.898 | 5.4628 | 2021-07-01 10:00
PreNResSpltPkgAC-65to-PEYes | Save | RFF | 2015 | CZ04 | cDXGF | 0 | None | 1 | 2500.053 | 41261.11 |  | 11418.35 | 0 | 21389.11 | 0 | 5656.993 | 0 | 89.3124 | 2707.314 | 608.8673 | 1489.477 | 0 | 0 | 0 | 0 | 38952140 | 5439761 | 33512390 | 335.1239 | 9819.1303 | 0 | 2.898 | 5.4628 | 2021-07-01 10:00
PreNResSpltPkgAC-65to-PEYes | Save | RFF | 2015 | CZ05 | cDXGF | 0 | None | 1 | 2500.053 | 38141.15 |  | 11418.35 | 0 | 21389.11 | 0 | 2574.389 | 0 | 109.1151 | 2650.158 | 665.2861 | 1036.173 | 0 | 0 | 0 | 0 | 40328160 | 5439761 | 34888380 | 348.8838 | 10222.2953 | 0 | 2.898 | 5.4628 | 2021-07-01 10:01
PreNResSpltPkgAC-65to-PEYes | Save | RFF | 2015 | CZ06 | cDXGF | 0 | None | 1 | 2500.053 | 42205.09 |  | 11418.35 | 0 | 21389.11 | 0 | 6368.044 | 0 | 42.064 | 2987.499 | 346.4901 | 1764.827 | 0 | 0 | 0 | 0 | 19890900 | 5439761 | 14451120 | 144.5112 | 4234.1782 | 0 | 2.898 | 5.4628 | 2021-07-01 10:01
PreNResSpltPkgAC-65to-PEYes | Save | RFF | 2015 | CZ07 | cDXGF | 0 | None | 1 | 2500.053 | 41355.11 |  | 11418.35 | 0 | 21389.11 | 0 | 5587.095 | 0 | 20.0859 | 2940.444 | 266.2519 | 1775.234 | 0 | 0 | 0 | 0 | 15040830 | 5439761 | 9601049 | 96.0105 | 2813.1074 | 0 | 2.898 | 5.4628 | 2021-07-01 10:02
PreNResSpltPkgAC-65to-PEYes | Save | RFF | 2015 | CZ08 | cDXGF | 0 | None | 1 | 2500.053 | 44744.83 |  | 11418.35 | 0 | 21389.11 | 0 | 8975.044 | 0 | 40.1151 | 2922.181 | 275.2236 | 2032.238 | 0 | 0 | 0 | 0 | 16675130 | 5439761 | 11235350 | 112.3535 | 3291.9576 | 0 | 2.898 | 5.4628 | 2021-07-01 10:03
PreNResSpltPkgAC-65to-PEYes | Save | RFF | 2015 | CZ09 | cDXGF | 0 | None | 1 | 2500.053 | 44504.25 |  | 11418.35 | 0 | 21389.11 | 0 | 8217.105 | 0 | 73.6178 | 3406.036 | 405.1692 | 2032.431 | 0 | 0 | 0 | 0 | 19971170 | 5439761 | 14531390 | 145.3139 | 4257.6973 | 0 | 2.898 | 5.4628 | 2021-07-01 10:03
PreNResSpltPkgAC-65to-PEYes | Save | RFF | 2015 | CZ10 | cDXGF | 0 | None | 1 | 2500.053 | 45566.87 |  | 11418.35 | 0 | 21389.11 | 0 | 9429.083 | 0 | 97.2818 | 3233.03 | 446.3352 | 2039.101 | 0 | 0 | 0 | 0 | 25527060 | 5439761 | 20087290 | 200.8729 | 5885.576 | 0 | 2.898 | 5.4628 | 2021-07-01 10:04
PreNResSpltPkgAC-65to-PEYes | Save | RFF | 2015 | CZ11 | cDXGF | 0 | None | 1 | 2500.053 | 45503.44 |  | 11418.35 | 0 | 21389.11 | 0 | 9129.652 | 0 | 189.9914 | 3376.309 | 846.9153 | 1811.314 | 0 | 0 | 0 | 0 | 48504950 | 5439761 | 43065220 | 430.6522 | 12618.1095 | 0 | 2.898 | 5.4628 | 2021-07-01 10:05
PreNResSpltPkgAC-65to-PEYes | Save | RFF | 2015 | CZ12 | cDXGF | 0 | None | 1 | 2500.053 | 43082.56 |  | 11418.35 | 0 | 21389.11 | 0 | 6941.901 | 0 | 159.937 | 3173.225 | 785.9381 | 1665.293 | 0 | 0 | 0 | 0 | 48118080 | 5439761 | 42678340 | 426.7834 | 12504.7536 | 0 | 2.898 | 5.4628 | 2021-07-01 10:05
PreNResSpltPkgAC-65to-PEYes | Save | RFF | 2015 | CZ13 | cDXGF | 0 | None | 1 | 2500.053 | 47120.35 |  | 11418.35 | 0 | 21389.11 | 0 | 10642.99 | 0 | 168.7441 | 3501.132 | 720.8361 | 2107.897 | 0 | 0 | 0 | 0 | 40247940 | 5439761 | 34808170 | 348.0817 | 10198.7938 | 0 | 2.898 | 5.4628 | 2021-07-01 10:06
PreNResSpltPkgAC-65to-PEYes | Save | RFF | 2015 | CZ14 | cDXGF | 0 | None | 1 | 2500.053 | 44962.45 |  | 11418.35 | 0 | 21389.11 | 0 | 8612.866 | 0 | 198.0472 | 3344.06 | 749.0815 | 1830.74 | 0 | 0 | 0 | 0 | 43200320 | 5439761 | 37760580 | 377.6058 | 11063.8499 | 0 | 2.898 | 5.4628 | 2021-07-01 10:06
PreNResSpltPkgAC-65to-PEYes | Save | RFF | 2015 | CZ15 | cDXGF | 0 | None | 1 | 2500.053 | 55865.74 |  | 11418.35 | 0 | 21389.11 | 0 | 18600.53 | 0 | 57.5348 | 4400.188 | 192.6594 | 3326.732 | 0 | 0 | 0 | 0 | 10038970 | 5439761 | 4599202 | 45.992 | 1347.5662 | 0 | 2.898 | 5.4628 | 2021-07-01 10:07
PreNResSpltPkgAC-65to-PEYes | Save | RFF | 2015 | CZ16 | cDXGF | 0 | None | 1 | 2500.053 | 38905.39 |  | 11418.35 | 0 | 21389.11 | 0 | 2955.61 | 0 | 290.429 | 2851.865 | 1214.245 | 1068.237 | 0 | 0 | 0 | 0 | 103789000 | 5439761 | 98349310 | 983.4931 | 28816.3478 | 0 | 2.898 | 5.4628 | 2021-07-01 10:08
PreNResSpltPkgAC-65to-PEYes | Save | RFF | 2017 | CZ01 | cDXGF | 0 | None | 1 | 2500.053 | 35339.91 |  | 11152.91 | 0 | 21389.11 | 0 | 254.1712 | 0 | 210.9168 | 2332.774 | 1307.53 | 217.1006 | 0 | 0 | 0 | 0 | 89294620 | 5439761 | 83854940 | 838.5494 | 24569.4974 | 0 | 2.8258 | 5.4628 | 2021-07-01 10:08
PreNResSpltPkgAC-65to-PEYes | Save | RFF | 2017 | CZ02 | cDXGF | 0 | None | 1 | 2500.053 | 39298.06 |  | 11152.91 | 0 | 21389.11 | 0 | 4074.862 | 0 | 150.9062 | 2530.265 | 834.2158 | 1112.167 | 0 | 0 | 0 | 0 | 59496640 | 5439761 | 54056900 | 540.569 | 15838.6717 | 0 | 2.8258 | 5.4628 | 2021-07-01 10:09
PreNResSpltPkgAC-65to-PEYes | Save | RFF | 2017 | CZ03 | cDXGF | 0 | None | 1 | 2500.053 | 37502.02 |  | 11152.91 | 0 | 21389.11 | 0 | 2150.023 | 0 | 97.888 | 2712.072 | 755.3069 | 952.3024 | 0 | 0 | 0 | 0 | 43550750 | 5439761 | 38111000 | 381.11 | 11166.523 | 0 | 2.8258 | 5.4628 | 2021-07-01 10:09
PreNResSpltPkgAC-65to-PEYes | Save | RFF | 2017 | CZ04 | cDXGF | 0 | None | 1 | 2500.053 | 40938.63 |  | 11152.91 | 0 | 21389.11 | 0 | 5623.521 | 0 | 88.2208 | 2684.827 | 596.8883 | 1488.344 | 0 | 0 | 0 | 0 | 38424980 | 5439761 | 32985250 | 329.8525 | 9664.6783 | 0 | 2.8258 | 5.4628 | 2021-07-01 10:10
PreNResSpltPkgAC-65to-PEYes | Save | RFF | 2017 | CZ05 | cDXGF | 0 | None | 1 | 2500.053 | 37866.93 |  | 11152.91 | 0 | 21389.11 | 0 | 2604.842 | 0 | 106.5131 | 2613.533 | 621.5954 | 1066.78 | 0 | 0 | 0 | 0 | 38476320 | 5439761 | 33036540 | 330.3654 | 9679.7062 | 0 | 2.8258 | 5.4628 | 2021-07-01 10:11
PreNResSpltPkgAC-65to-PEYes | Save | RFF | 2017 | CZ06 | cDXGF | 0 | None | 1 | 2500.053 | 41894.29 |  | 11152.91 | 0 | 21389.11 | 0 | 6377.835 | 0 | 40.781 | 2933.639 | 315.6267 | 1783.031 | 0 | 0 | 0 | 0 | 18465210 | 5439761 | 13025420 | 130.2542 | 3816.4481 | 0 | 2.8258 | 5.4628 | 2021-07-01 10:11
PreNResSpltPkgAC-65to-PEYes | Save | RFF | 2017 | CZ07 | cDXGF | 0 | None | 1 | 2500.053 | 41082.3 |  | 11152.91 | 0 | 21389.11 | 0 | 5613.365 | 0 | 19.6777 | 2907.234 | 243.1816 | 1791.686 | 0 | 0 | 0 | 0 | 14332210 | 5439761 | 8892436 | 88.9244 | 2605.4837 | 0 | 2.8258 | 5.4628 | 2021-07-01 10:12
PreNResSpltPkgAC-65to-PEYes | Save | RFF | 2017 | CZ08 | cDXGF | 0 | None | 1 | 2500.053 | 44381.13 |  | 11152.91 | 0 | 21389.11 | 0 | 8918.567 | 0 | 39.2464 | 2881.282 | 257.0051 | 2032.171 | 0 | 0 | 0 | 0 | 15861190 | 5439761 | 10421420 | 104.2142 | 3053.4761 | 0 | 2.8258 | 5.4628 | 2021-07-01 10:13
PreNResSpltPkgAC-65to-PEYes | Save | RFF | 2017 | CZ09 | cDXGF | 0 | None | 1 | 2500.053 | 44161.26 |  | 11152.91 | 0 | 21389.11 | 0 | 8168.685 | 0 | 72.8202 | 3377.728 | 392.5513 | 2033.151 | 0 | 0 | 0 | 0 | 19482120 | 5439761 | 14042350 | 140.4235 | 4114.4086 | 0 | 2.8258 | 5.4628 | 2021-07-01 10:13
PreNResSpltPkgAC-65to-PEYes | Save | RFF | 2017 | CZ10 | cDXGF | 0 | None | 1 | 2500.053 | 45207.76 |  | 11152.91 | 0 | 21389.11 | 0 | 9366.856 | 0 | 96.0507 | 3202.813 | 433.3975 | 2035.92 | 0 | 0 | 0 | 0 | 24971750 | 5439761 | 19531980 | 195.3198 | 5722.8701 | 0 | 2.8258 | 5.4628 | 2021-07-01 10:14
PreNResSpltPkgAC-65to-PEYes | Save | RFF | 2017 | CZ11 | cDXGF | 0 | None | 1 | 2500.053 | 45116.55 |  | 11152.91 | 0 | 21389.11 | 0 | 9049.124 | 0 | 187.2595 | 3338.128 | 821.9752 | 1805.731 | 0 | 0 | 0 | 0 | 47263170 | 5439761 | 41823450 | 418.2345 | 12254.2709 | 0 | 2.8258 | 5.4628 | 2021-07-01 10:14
PreNResSpltPkgAC-65to-PEYes | Save | RFF | 2017 | CZ12 | cDXGF | 0 | None | 1 | 2500.053 | 42734.06 |  | 11152.91 | 0 | 21389.11 | 0 | 6894.454 | 0 | 157.661 | 3139.903 | 761.0499 | 1663.504 | 0 | 0 | 0 | 0 | 47032070 | 5439761 | 41592320 | 415.9232 | 12186.5498 | 0 | 2.8258 | 5.4628 | 2021-07-01 10:15
PreNResSpltPkgAC-65to-PEYes | Save | RFF | 2017 | CZ13 | cDXGF | 0 | None | 1 | 2500.053 | 46712.2 |  | 11152.91 | 0 | 21389.11 | 0 | 10541.41 | 0 | 166.405 | 3462.335 | 697.5319 | 2096.746 | 0 | 0 | 0 | 0 | 39239070 | 5439761 | 33799320 | 337.9932 | 9903.2008 | 0 | 2.8258 | 5.4628 | 2021-07-01 10:16
PreNResSpltPkgAC-65to-PEYes | Save | RFF | 2017 | CZ14 | cDXGF | 0 | None | 1 | 2500.053 | 44577.8 |  | 11152.91 | 0 | 21389.11 | 0 | 8533.335 | 0 | 195.3312 | 3307.083 | 725.5811 | 1822.324 | 0 | 0 | 0 | 0 | 41970800 | 5439761 | 36531060 | 365.3106 | 10703.6006 | 0 | 2.8258 | 5.4628 | 2021-07-01 10:16
PreNResSpltPkgAC-65to-PEYes | Save | RFF | 2017 | CZ15 | cDXGF | 0 | None | 1 | 2500.053 | 55360.55 |  | 11152.91 | 0 | 21389.11 | 0 | 18405.75 | 0 | 56.8775 | 4355.877 | 183.0226 | 3303.251 | 0 | 0 | 0 | 0 | 9798126 | 5439761 | 4358361 | 43.5836 | 1276.9998 | 0 | 2.8258 | 5.4628 | 2021-07-01 10:17
PreNResSpltPkgAC-65to-PEYes | Save | RFF | 2017 | CZ16 | cDXGF | 0 | None | 1 | 2500.053 | 38595.43 |  | 11152.91 | 0 | 21389.11 | 0 | 2944.686 | 0 | 285.9818 | 2822.697 | 1188.427 | 1069.911 | 0 | 0 | 0 | 0 | 101511900 | 5439761 | 96072190 | 960.7219 | 28149.1517 | 0 | 2.8258 | 5.4628 | 2021-07-01 10:17
PreNResSpltPkgAC-65to-PEYes | Save | RFF | 2020 | CZ01 | cDXGF | 0 | None | 1 | 2500.053 | 31050.93 |  | 7067.909 | 0 | 21389.11 | 0 | 181.4489 | 0 | 198.226 | 2214.221 | 1398.842 | 149.4333 | 0 | 0 | 0 | 0 | 104475400 | 5439761 | 99035740 | 990.3574 | 29017.4718 | 0 | 1.7608 | 5.4628 | 2021-07-01 10:18
PreNResSpltPkgAC-65to-PEYes | Save | RFF | 2020 | CZ02 | cDXGF | 0 | None | 1 | 2500.053 | 34734.25 |  | 7067.909 | 0 | 21389.11 | 0 | 3702.759 | 0 | 145.2654 | 2429.18 | 879.9636 | 1016.344 | 0 | 0 | 0 | 0 | 66492620 | 5439761 | 61052850 | 610.5285 | 17888.485 | 0 | 1.7608 | 5.4628 | 2021-07-01 10:19
PreNResSpltPkgAC-65to-PEYes | Save | RFF | 2020 | CZ03 | cDXGF | 0 | None | 1 | 2500.053 | 33014.59 |  | 7067.909 | 0 | 21389.11 | 0 | 1883.842 | 0 | 92.8858 | 2580.801 | 817.3198 | 845.851 | 0 | 0 | 0 | 0 | 49697650 | 5439761 | 44257910 | 442.5791 | 12967.5676 | 0 | 1.7608 | 5.4628 | 2021-07-01 10:19
PreNResSpltPkgAC-65to-PEYes | Save | RFF | 2020 | CZ04 | cDXGF | 0 | None | 1 | 2500.053 | 36274.05 |  | 7067.909 | 0 | 21389.11 | 0 | 5161.467 | 0 | 84.7751 | 2570.74 | 647.2142 | 1363.171 | 0 | 0 | 0 | 0 | 43624860 | 5439761 | 38185110 | 381.8511 | 11188.2372 | 0 | 1.7608 | 5.4628 | 2021-07-01 10:20
PreNResSpltPkgAC-65to-PEYes | Save | RFF | 2020 | CZ05 | cDXGF | 0 | None | 1 | 2500.053 | 33324.22 |  | 7067.909 | 0 | 21389.11 | 0 | 2286.859 | 0 | 100.7066 | 2479.609 | 671.274 | 955.5651 | 0 | 0 | 0 | 0 | 44037810 | 5439761 | 38598060 | 385.9806 | 11309.2316 | 0 | 1.7608 | 5.4628 | 2021-07-01 10:21
PreNResSpltPkgAC-65to-PEYes | Save | RFF | 2020 | CZ06 | cDXGF | 0 | None | 1 | 2500.053 | 37109.9 |  | 7067.909 | 0 | 21389.11 | 0 | 5809.333 | 0 | 38.9388 | 2804.571 | 349.677 | 1648.262 | 0 | 0 | 0 | 0 | 21128700 | 5439761 | 15688920 | 156.8892 | 4596.8536 | 0 | 1.7608 | 5.4628 | 2021-07-01 10:21
PreNResSpltPkgAC-65to-PEYes | Save | RFF | 2020 | CZ07 | cDXGF | 0 | None | 1 | 2500.053 | 36334.98 |  | 7067.909 | 0 | 21389.11 | 0 | 5084.258 | 0 | 18.7911 | 2774.886 | 286.5854 | 1651.303 | 0 | 0 | 0 | 0 | 16650950 | 5439761 | 11211170 | 112.1117 | 3284.8728 | 0 | 1.7608 | 5.4628 | 2021-07-01 10:22
PreNResSpltPkgAC-65to-PEYes | Save | RFF | 2020 | CZ08 | cDXGF | 0 | None | 1 | 2500.053 | 39540.69 |  | 7067.909 | 0 | 21389.11 | 0 | 8281.162 | 0 | 37.8201 | 2764.662 | 291.7607 | 1899.904 | 0 | 0 | 0 | 0 | 18180220 | 5439761 | 12740440 | 127.4044 | 3732.9489 | 0 | 1.7608 | 5.4628 | 2021-07-01 10:22
PreNResSpltPkgAC-65to-PEYes | Save | RFF | 2020 | CZ09 | cDXGF | 0 | None | 1 | 2500.053 | 39440.92 |  | 7067.909 | 0 | 21389.11 | 0 | 7639.099 | 0 | 70.7662 | 3273.998 | 438.4767 | 1913.297 | 0 | 0 | 0 | 0 | 22142120 | 5439761 | 16702340 | 167.0234 | 4893.7856 | 0 | 1.7608 | 5.4628 | 2021-07-01 10:23
PreNResSpltPkgAC-65to-PEYes | Save | RFF | 2020 | CZ10 | cDXGF | 0 | None | 1 | 2500.053 | 40448.27 |  | 7067.909 | 0 | 21389.11 | 0 | 8801.94 | 0 | 93.1961 | 3096.074 | 474.3072 | 1920.541 | 0 | 0 | 0 | 0 | 28036890 | 5439761 | 22597130 | 225.9713 | 6620.9591 | 0 | 1.7608 | 5.4628 | 2021-07-01 10:24
PreNResSpltPkgAC-65to-PEYes | Save | RFF | 2020 | CZ11 | cDXGF | 0 | None | 1 | 2500.053 | 40443.23 |  | 7067.909 | 0 | 21389.11 | 0 | 8564.954 | 0 | 182.3232 | 3238.909 | 866.0154 | 1710.878 | 0 | 0 | 0 | 0 | 52405100 | 5439761 | 46965380 | 469.6538 | 13760.8563 | 0 | 1.7608 | 5.4628 | 2021-07-01 10:24
PreNResSpltPkgAC-65to-PEYes | Save | RFF | 2020 | CZ12 | cDXGF | 0 | None | 1 | 2500.053 | 38094.9 |  | 7067.909 | 0 | 21389.11 | 0 | 6448.795 | 0 | 153.0715 | 3035.998 | 806.5045 | 1557.893 | 0 | 0 | 0 | 0 | 52073500 | 5439761 | 46633760 | 466.3376 | 13663.6917 | 0 | 1.7608 | 5.4628 | 2021-07-01 10:25
PreNResSpltPkgAC-65to-PEYes | Save | RFF | 2020 | CZ13 | cDXGF | 0 | None | 1 | 2500.053 | 41967.21 |  | 7067.909 | 0 | 21389.11 | 0 | 9994.037 | 0 | 161.9399 | 3354.179 | 738.8563 | 1987.449 | 0 | 0 | 0 | 0 | 43474090 | 5439761 | 38034320 | 380.3432 | 11144.0558 | 0 | 1.7608 | 5.4628 | 2021-07-01 10:25
PreNResSpltPkgAC-65to-PEYes | Save | RFF | 2020 | CZ14 | cDXGF | 0 | None | 1 | 2500.053 | 39905.77 |  | 7067.909 | 0 | 21389.11 | 0 | 8050.754 | 0 | 190.1117 | 3207.847 | 776.3663 | 1719.717 | 0 | 0 | 0 | 0 | 46678140 | 5439761 | 41238420 | 412.3842 | 12082.8571 | 0 | 1.7608 | 5.4628 | 2021-07-01 10:26
PreNResSpltPkgAC-65to-PEYes | Save | RFF | 2020 | CZ15 | cDXGF | 0 | None | 1 | 2500.053 | 50394.63 |  | 7067.909 | 0 | 21389.11 | 0 | 17639.67 | 0 | 55.6043 | 4242.321 | 216.0249 | 3180.145 | 0 | 0 | 0 | 0 | 10938370 | 5439761 | 5498610 | 54.9861 | 1611.0927 | 0 | 1.7608 | 5.4628 | 2021-07-01 10:27
PreNResSpltPkgAC-65to-PEYes | Save | RFF | 2020 | CZ16 | cDXGF | 0 | None | 1 | 2500.053 | 34125.68 |  | 7067.909 | 0 | 21389.11 | 0 | 2706.755 | 0 | 271.3854 | 2690.5 | 1196.116 | 988.2699 | 0 | 0 | 0 | 0 | 109098400 | 5439761 | 103658800 | 1036.588 | 30372.0284 | 0 | 1.7608 | 5.4628 | 2021-07-01 10:27
PreNResSpltPkgAC-65to-PEYes | Save | RSD | 1975 | CZ01 | cDXGF | 0 | None | 1 | 5599.957 | 74531.25 |  | 26630.69 | 0 | 37822.35 | 0 | 397.0254 | 0 | 1647.119 | 8034.091 | 5107.972 | 436.6703 | 0 | 0 | 0 | 0 | 132109300 | 6961006 | 125148200 | 1251.482 | 36668.4226 | 0 | 7.1701 | 7.7573 | 2021-07-01 10:28
PreNResSpltPkgAC-65to-PEYes | Save | RSD | 1975 | CZ02 | cDXGF | 0 | None | 1 | 5599.957 | 84017.91 |  | 26630.69 | 0 | 37822.35 | 0 | 9963.426 | 0 | 1227.628 | 8373.813 | 2494.434 | 3735.591 | 0 | 0 | 0 | 0 | 69710670 | 6961006 | 62749550 | 627.4955 | 18385.6181 | 0 | 7.1701 | 7.7573 | 2021-07-01 10:29
PreNResSpltPkgAC-65to-PEYes | Save | RSD | 1975 | CZ03 | cDXGF | 0 | None | 1 | 5599.957 | 78872.68 |  | 26630.69 | 0 | 37822.35 | 0 | 4977.154 | 0 | 720.0452 | 8722.421 | 2315.483 | 3013.798 | 0 | 0 | 0 | 0 | 51069190 | 6961006 | 44108110 | 441.0811 | 12923.6762 | 0 | 7.1701 | 7.7573 | 2021-07-01 10:29
PreNResSpltPkgAC-65to-PEYes | Save | RSD | 1975 | CZ04 | cDXGF | 0 | None | 1 | 5599.957 | 86594.64 |  | 26630.69 | 0 | 37822.35 | 0 | 12939.57 | 0 | 697.1779 | 8504.762 | 1726.588 | 4699.104 | 0 | 0 | 0 | 0 | 42543780 | 6961006 | 35582710 | 355.8271 | 10425.734 | 0 | 7.1701 | 7.7573 | 2021-07-01 10:30
PreNResSpltPkgAC-65to-PEYes | Save | RSD | 1975 | CZ05 | cDXGF | 0 | None | 1 | 5599.957 | 79969.15 |  | 26630.69 | 0 | 37822.35 | 0 | 6109.356 | 0 | 815.3461 | 8591.38 | 1915.773 | 3461.748 | 0 | 0 | 0 | 0 | 41194710 | 6961006 | 34233660 | 342.3366 | 10030.4624 | 0 | 7.1701 | 7.7573 | 2021-07-01 10:30
PreNResSpltPkgAC-65to-PEYes | Save | RSD | 1975 | CZ06 | cDXGF | 0 | None | 1 | 5599.957 | 88325.36 |  | 26630.69 | 0 | 37822.35 | 0 | 14241.87 | 0 | 289.585 | 9340.868 | 806.3123 | 5900.411 | 0 | 0 | 0 | 0 | 17375220 | 6961006 | 10414210 | 104.1421 | 3051.3635 | 0 | 7.1701 | 7.7573 | 2021-07-01 10:31
PreNResSpltPkgAC-65to-PEYes | Save | RSD | 1975 | CZ07 | cDXGF | 0 | None | 1 | 5599.957 | 85449.95 |  | 26630.69 | 0 | 37822.35 | 0 | 11757.41 | 0 | 139.5344 | 9099.972 | 551.5971 | 5651.003 | 0 | 0 | 0 | 0 | 13010340 | 6961006 | 6049333 | 60.4933 | 1772.4546 | 0 | 7.1701 | 7.7573 | 2021-07-01 10:32
PreNResSpltPkgAC-65to-PEYes | Save | RSD | 1975 | CZ08 | cDXGF | 0 | None | 1 | 5599.957 | 92829.56 |  | 26630.69 | 0 | 37822.35 | 0 | 18766.76 | 0 | 305.2652 | 9304.446 | 632.4473 | 6500.729 | 0 | 0 | 0 | 0 | 14997400 | 6961006 | 8036398 | 80.364 | 2354.6646 | 0 | 7.1701 | 7.7573 | 2021-07-01 10:32
PreNResSpltPkgAC-65to-PEYes | Save | RSD | 1975 | CZ09 | cDXGF | 0 | None | 1 | 5599.957 | 95084.98 |  | 26630.69 | 0 | 37822.35 | 0 | 18342.71 | 0 | 562.5676 | 11726.69 | 1108.96 | 7139.793 | 0 | 0 | 0 | 0 | 20604630 | 6961006 | 13643620 | 136.4362 | 3997.5807 | 0 | 7.1701 | 7.7573 | 2021-07-01 10:33
PreNResSpltPkgAC-65to-PEYes | Save | RSD | 1975 | CZ10 | cDXGF | 0 | None | 1 | 5599.957 | 97157.3 |  | 26630.69 | 0 | 37822.35 | 0 | 21159.26 | 0 | 755.4203 | 10789.59 | 1292.684 | 6960.357 | 0 | 0 | 0 | 0 | 28629280 | 6961006 | 21668240 | 216.6824 | 6348.7943 | 0 | 7.1701 | 7.7573 | 2021-07-01 10:34
PreNResSpltPkgAC-65to-PEYes | Save | RSD | 1975 | CZ11 | cDXGF | 0 | None | 1 | 5599.957 | 99552.01 |  | 26630.69 | 0 | 37822.35 | 0 | 21611.71 | 0 | 1545.637 | 11941.57 | 3055.713 | 6326.365 | 0 | 0 | 0 | 0 | 74445790 | 6961006 | 67484750 | 674.8475 | 19773.0317 | 0 | 7.1701 | 7.7573 | 2021-07-01 10:34
PreNResSpltPkgAC-65to-PEYes | Save | RSD | 1975 | CZ12 | cDXGF | 0 | None | 1 | 5599.957 | 92587.57 |  | 26630.69 | 0 | 37822.35 | 0 | 16264.1 | 0 | 1266.364 | 10604.1 | 2571.572 | 5503.467 | 0 | 0 | 0 | 0 | 66464110 | 6961006 | 59503020 | 595.0302 | 17434.3849 | 0 | 7.1701 | 7.7573 | 2021-07-01 10:35
PreNResSpltPkgAC-65to-PEYes | Save | RSD | 1975 | CZ13 | cDXGF | 0 | None | 1 | 5599.957 | 102419.4 |  | 26630.69 | 0 | 37822.35 | 0 | 24554.43 | 0 | 1353.86 | 12058.13 | 2559.884 | 7140.114 | 0 | 0 | 0 | 0 | 61637630 | 6961006 | 54676570 | 546.7657 | 16020.235 | 0 | 7.1701 | 7.7573 | 2021-07-01 10:35
PreNResSpltPkgAC-65to-PEYes | Save | RSD | 1975 | CZ14 | cDXGF | 0 | None | 1 | 5599.957 | 98637.11 |  | 26630.69 | 0 | 37822.35 | 0 | 20579.31 | 0 | 1616.399 | 11988.38 | 2624.184 | 6543.379 | 0 | 0 | 0 | 0 | 62168400 | 6961006 | 55207290 | 552.0729 | 16175.736 | 0 | 7.1701 | 7.7573 | 2021-07-01 10:36
PreNResSpltPkgAC-65to-PEYes | Save | RSD | 1975 | CZ15 | cDXGF | 0 | None | 1 | 5599.957 | 124163.1 |  | 26630.69 | 0 | 37822.35 | 0 | 43166.95 | 0 | 461.6893 | 16081.42 | 579.4474 | 12346.51 | 0 | 0 | 0 | 0 | 11782240 | 6961006 | 4821236 | 48.2124 | 1412.6221 | 0 | 7.1701 | 7.7573 | 2021-07-01 10:37
PreNResSpltPkgAC-65to-PEYes | Save | RSD | 1975 | CZ16 | cDXGF | 0 | None | 1 | 5599.957 | 82395.18 |  | 26630.69 | 0 | 37822.35 | 0 | 6309.556 | 0 | 2240.484 | 9392.152 | 4612.035 | 3022.324 | 0 | 0 | 0 | 0 | 198119900 | 6961006 | 191158700 | 1911.587 | 56009.4991 | 0 | 7.1701 | 7.7573 | 2021-07-01 10:37
PreNResSpltPkgAC-65to-PEYes | Save | RSD | 1985 | CZ01 | cDXGF | 0 | None | 1 | 5599.957 | 73870.66 |  | 26630.69 | 0 | 37215.79 | 0 | 416.5535 | 0 | 1633.54 | 7974.179 | 4923.865 | 459.8254 | 0 | 0 | 0 | 0 | 124485200 | 6961006 | 117524000 | 1175.24 | 34434.532 | 0 | 7.1701 | 7.6568 | 2021-07-01 10:38
PreNResSpltPkgAC-65to-PEYes | Save | RSD | 1985 | CZ02 | cDXGF | 0 | None | 1 | 5599.957 | 83306.4 |  | 26630.69 | 0 | 37215.79 | 0 | 9978.891 | 0 | 1210.357 | 8270.751 | 2393.872 | 3740.207 | 0 | 0 | 0 | 0 | 65663850 | 6961006 | 58702730 | 587.0273 | 17199.8999 | 0 | 7.1701 | 7.6568 | 2021-07-01 10:38
PreNResSpltPkgAC-65to-PEYes | Save | RSD | 1985 | CZ03 | cDXGF | 0 | None | 1 | 5599.957 | 78247.69 |  | 26630.69 | 0 | 37215.79 | 0 | 5082.187 | 0 | 708.837 | 8610.324 | 2193.019 | 3054.771 | 0 | 0 | 0 | 0 | 47750770 | 6961006 | 40789710 | 407.8971 | 11951.385 | 0 | 7.1701 | 7.6568 | 2021-07-01 10:39
PreNResSpltPkgAC-65to-PEYes | Save | RSD | 1985 | CZ04 | cDXGF | 0 | None | 1 | 5599.957 | 85868.46 |  | 26630.69 | 0 | 37215.79 | 0 | 12951.9 | 0 | 685.5433 | 8384.65 | 1636.291 | 4715.725 | 0 | 0 | 0 | 0 | 39807850 | 6961006 | 32846790 | 328.4679 | 9624.1095 | 0 | 7.1701 | 7.6568 | 2021-07-01 10:40
PreNResSpltPkgAC-65to-PEYes | Save | RSD | 1985 | CZ05 | cDXGF | 0 | None | 1 | 5599.957 | 79380.68 |  | 26630.69 | 0 | 37215.79 | 0 | 6208.698 | 0 | 806.8376 | 8518.772 | 1800.678 | 3503.971 | 0 | 0 | 0 | 0 | 38318450 | 6961006 | 31357400 | 313.574 | 9187.7182 | 0 | 7.1701 | 7.6568 | 2021-07-01 10:40
PreNResSpltPkgAC-65to-PEYes | Save | RSD | 1985 | CZ06 | cDXGF | 0 | None | 1 | 5599.957 | 87671.84 |  | 26630.69 | 0 | 37215.79 | 0 | 14304.8 | 0 | 285.4951 | 9235.231 | 738.1698 | 5904.726 | 0 | 0 | 0 | 0 | 16210440 | 6961006 | 9249428 | 92.4943 | 2710.0824 | 0 | 7.1701 | 7.6568 | 2021-07-01 10:41
PreNResSpltPkgAC-65to-PEYes | Save | RSD | 1985 | CZ07 | cDXGF | 0 | None | 1 | 5599.957 | 84827.01 |  | 26630.69 | 0 | 37215.79 | 0 | 11840.17 | 0 | 137.5761 | 9002.963 | 484.5045 | 5684.55 | 0 | 0 | 0 | 0 | 12185760 | 6961006 | 5224752 | 52.2475 | 1530.8523 | 0 | 7.1701 | 7.6568 | 2021-07-01 10:41
PreNResSpltPkgAC-65to-PEYes | Save | RSD | 1985 | CZ08 | cDXGF | 0 | None | 1 | 5599.957 | 92059.32 |  | 26630.69 | 0 | 37215.79 | 0 | 18711.64 | 0 | 301.1899 | 9200.139 | 576.5847 | 6496.383 | 0 | 0 | 0 | 0 | 14043960 | 6961006 | 7082953 | 70.8295 | 2075.3052 | 0 | 7.1701 | 7.6568 | 2021-07-01 10:42
PreNResSpltPkgAC-65to-PEYes | Save | RSD | 1985 | CZ09 | cDXGF | 0 | None | 1 | 5599.957 | 94210.01 |  | 26630.69 | 0 | 37215.79 | 0 | 18238.57 | 0 | 554.041 | 11570.97 | 1031.538 | 7096.341 | 0 | 0 | 0 | 0 | 19192120 | 6961006 | 12231110 | 122.3111 | 3583.7152 | 0 | 7.1701 | 7.6568 | 2021-07-01 10:43
PreNResSpltPkgAC-65to-PEYes | Save | RSD | 1985 | CZ10 | cDXGF | 0 | None | 1 | 5599.957 | 96275.33 |  | 26630.69 | 0 | 37215.79 | 0 | 21029.36 | 0 | 744.625 | 10654.96 | 1218.52 | 6921.688 | 0 | 0 | 0 | 0 | 26852840 | 6961006 | 19891810 | 198.9181 | 5828.3003 | 0 | 7.1701 | 7.6568 | 2021-07-01 10:43
PreNResSpltPkgAC-65to-PEYes | Save | RSD | 1985 | CZ11 | cDXGF | 0 | None | 1 | 5599.957 | 98513.59 |  | 26630.69 | 0 | 37215.79 | 0 | 21384.55 | 0 | 1520.417 | 11762.2 | 2934.707 | 6277.107 | 0 | 0 | 0 | 0 | 70163010 | 6961006 | 63201920 | 632.0192 | 18518.1626 | 0 | 7.1701 | 7.6568 | 2021-07-01 10:44
PreNResSpltPkgAC-65to-PEYes | Save | RSD | 1985 | CZ12 | cDXGF | 0 | None | 1 | 5599.957 | 91715.37 |  | 26630.69 | 0 | 37215.79 | 0 | 16167.63 | 0 | 1246.547 | 10454.78 | 2480.027 | 5477.781 | 0 | 0 | 0 | 0 | 62831490 | 6961006 | 55870430 | 558.7043 | 16370.036 | 0 | 7.1701 | 7.6568 | 2021-07-01 10:45
PreNResSpltPkgAC-65to-PEYes | Save | RSD | 1985 | CZ13 | cDXGF | 0 | None | 1 | 5599.957 | 101351.6 |  | 26630.69 | 0 | 37215.79 | 0 | 24290.83 | 0 | 1332.314 | 11882.16 | 2469.878 | 7077.406 | 0 | 0 | 0 | 0 | 58333730 | 6961006 | 51372670 | 513.7267 | 15052.1923 | 0 | 7.1701 | 7.6568 | 2021-07-01 10:45
PreNResSpltPkgAC-65to-PEYes | Save | RSD | 1985 | CZ14 | cDXGF | 0 | None | 1 | 5599.957 | 97667.4 |  | 26630.69 | 0 | 37215.79 | 0 | 20395.89 | 0 | 1593.063 | 11832.02 | 2515.131 | 6497.796 | 0 | 0 | 0 | 0 | 58510160 | 6961006 | 51549050 | 515.4905 | 15103.8717 | 0 | 7.1701 | 7.6568 | 2021-07-01 10:46
PreNResSpltPkgAC-65to-PEYes | Save | RSD | 1985 | CZ15 | cDXGF | 0 | None | 1 | 5599.957 | 122741.2 |  | 26630.69 | 0 | 37215.79 | 0 | 42581.02 | 0 | 454.784 | 15858.99 | 518.8191 | 12199.92 | 0 | 0 | 0 | 0 | 11147920 | 6961006 | 4186913 | 41.8691 | 1226.7655 | 0 | 7.1701 | 7.6568 | 2021-07-01 10:46
PreNResSpltPkgAC-65to-PEYes | Save | RSD | 1985 | CZ16 | cDXGF | 0 | None | 1 | 5599.957 | 81596.62 |  | 26630.69 | 0 | 37215.79 | 0 | 6294.291 | 0 | 2202.907 | 9253.133 | 4498.919 | 3014.839 | 0 | 0 | 0 | 0 | 190233800 | 6961006 | 183272700 | 1832.727 | 53698.9011 | 0 | 7.1701 | 7.6568 | 2021-07-01 10:47
PreNResSpltPkgAC-65to-PEYes | Save | RSD | 1996 | CZ01 | cDXGF | 0 | None | 1 | 5599.957 | 72780.05 |  | 26630.69 | 0 | 36609.16 | 0 | 405.4871 | 0 | 1550.536 | 7584.339 | 4654.79 | 464.3955 | 0 | 0 | 0 | 0 | 115989900 | 6961006 | 109028700 | 1090.287 | 31945.4091 | 0 | 7.1701 | 7.5563 | 2021-07-01 10:48
PreNResSpltPkgAC-65to-PEYes | Save | RSD | 1996 | CZ02 | cDXGF | 0 | None | 1 | 5599.957 | 82031.33 |  | 26630.69 | 0 | 36609.16 | 0 | 9615.707 | 0 | 1169.917 | 8006.001 | 2331.072 | 3644.017 | 0 | 0 | 0 | 0 | 64278370 | 6961006 | 57317250 | 573.1725 | 16793.9543 | 0 | 7.1701 | 7.5563 | 2021-07-01 10:48
PreNResSpltPkgAC-65to-PEYes | Save | RSD | 1996 | CZ03 | cDXGF | 0 | None | 1 | 5599.957 | 77119.29 |  | 26630.69 | 0 | 36609.16 | 0 | 4869.843 | 0 | 683.2737 | 8326.391 | 2126.059 | 2978.102 | 0 | 0 | 0 | 0 | 47114080 | 6961006 | 40153000 | 401.53 | 11764.829 | 0 | 7.1701 | 7.5563 | 2021-07-01 10:49
PreNResSpltPkgAC-65to-PEYes | Save | RSD | 1996 | CZ04 | cDXGF | 0 | None | 1 | 5599.957 | 84531.41 |  | 26630.69 | 0 | 36609.16 | 0 | 12515.45 | 0 | 662.72 | 8113.479 | 1594.221 | 4578.071 | 0 | 0 | 0 | 0 | 38975770 | 6961006 | 32014720 | 320.1472 | 9380.313 | 0 | 7.1701 | 7.5563 | 2021-07-01 10:49
PreNResSpltPkgAC-65to-PEYes | Save | RSD | 1996 | CZ05 | cDXGF | 0 | None | 1 | 5599.957 | 78221.49 |  | 26630.69 | 0 | 36609.16 | 0 | 5952.119 | 0 | 778.8821 | 8250.782 | 1774.078 | 3407.673 | 0 | 0 | 0 | 0 | 38221510 | 6961006 | 31260470 | 312.6047 | 9159.3177 | 0 | 7.1701 | 7.5563 | 2021-07-01 10:50
PreNResSpltPkgAC-65to-PEYes | Save | RSD | 1996 | CZ06 | cDXGF | 0 | None | 1 | 5599.957 | 86364.19 |  | 26630.69 | 0 | 36609.16 | 0 | 13725.42 | 0 | 283.2353 | 9115.831 | 809.9479 | 5738.66 | 0 | 0 | 0 | 0 | 17651120 | 6961006 | 10690110 | 106.9011 | 3132.2022 | 0 | 7.1701 | 7.5563 | 2021-07-01 10:51
PreNResSpltPkgAC-65to-PEYes | Save | RSD | 1996 | CZ07 | cDXGF | 0 | None | 1 | 5599.957 | 83594.92 |  | 26630.69 | 0 | 36609.16 | 0 | 11345.77 | 0 | 136.3207 | 8873.056 | 558.5417 | 5491.864 | 0 | 0 | 0 | 0 | 13280790 | 6961006 | 6319780 | 63.1978 | 1851.6955 | 0 | 7.1701 | 7.5563 | 2021-07-01 10:51
PreNResSpltPkgAC-65to-PEYes | Save | RSD | 1996 | CZ08 | cDXGF | 0 | None | 1 | 5599.957 | 90862.91 |  | 26630.69 | 0 | 36609.16 | 0 | 18212.28 | 0 | 299.1848 | 9111.723 | 639.6606 | 6339.712 | 0 | 0 | 0 | 0 | 15189380 | 6961006 | 8228369 | 82.2837 | 2410.9121 | 0 | 7.1701 | 7.5563 | 2021-07-01 10:52
PreNResSpltPkgAC-65to-PEYes | Save | RSD | 1996 | CZ09 | cDXGF | 0 | None | 1 | 5599.957 | 93070.32 |  | 26630.69 | 0 | 36609.16 | 0 | 17786.73 | 0 | 551.9976 | 11491.9 | 1176.164 | 6954.08 | 0 | 0 | 0 | 0 | 21597180 | 6961006 | 14636160 | 146.3616 | 4288.3949 | 0 | 7.1701 | 7.5563 | 2021-07-01 10:53
PreNResSpltPkgAC-65to-PEYes | Save | RSD | 1996 | CZ10 | cDXGF | 0 | None | 1 | 5599.957 | 95119.51 |  | 26630.69 | 0 | 36609.16 | 0 | 20556.02 | 0 | 742.0475 | 10581.74 | 1308.21 | 6798.852 | 0 | 0 | 0 | 0 | 29505410 | 6961006 | 22544360 | 225.4436 | 6605.4975 | 0 | 7.1701 | 7.5563 | 2021-07-01 10:53
PreNResSpltPkgAC-65to-PEYes | Save | RSD | 1996 | CZ11 | cDXGF | 0 | None | 1 | 5599.957 | 96089.05 |  | 26630.69 | 0 | 36609.16 | 0 | 20249.46 | 0 | 1443.256 | 11156.59 | 2691.579 | 5988.411 | 0 | 0 | 0 | 0 | 63865410 | 6961006 | 56904300 | 569.043 | 16672.9599 | 0 | 7.1701 | 7.5563 | 2021-07-01 10:54
PreNResSpltPkgAC-65to-PEYes | Save | RSD | 1996 | CZ12 | cDXGF | 0 | None | 1 | 5599.957 | 89666.77 |  | 26630.69 | 0 | 36609.16 | 0 | 15326.26 | 0 | 1182.515 | 9918.314 | 2324.838 | 5250.627 | 0 | 0 | 0 | 0 | 57726270 | 6961006 | 50765160 | 507.6516 | 14874.1919 | 0 | 7.1701 | 7.5563 | 2021-07-01 10:54
PreNResSpltPkgAC-65to-PEYes | Save | RSD | 1996 | CZ13 | cDXGF | 0 | None | 1 | 5599.957 | 98827.45 |  | 26630.69 | 0 | 36609.16 | 0 | 23025.59 | 0 | 1267.49 | 11294.65 | 2305.83 | 6758.902 | 0 | 0 | 0 | 0 | 53622400 | 6961006 | 46661330 | 466.6133 | 13671.7697 | 0 | 7.1701 | 7.5563 | 2021-07-01 10:55
PreNResSpltPkgAC-65to-PEYes | Save | RSD | 1996 | CZ14 | cDXGF | 0 | None | 1 | 5599.957 | 95230.63 |  | 26630.69 | 0 | 36609.16 | 0 | 19241.52 | 0 | 1514.587 | 11234.82 | 2369.072 | 6198.086 | 0 | 0 | 0 | 0 | 54401390 | 6961006 | 47440260 | 474.4026 | 13899.9962 | 0 | 7.1701 | 7.5563 | 2021-07-01 10:56
PreNResSpltPkgAC-65to-PEYes | Save | RSD | 1996 | CZ15 | cDXGF | 0 | None | 1 | 5599.957 | 119142.1 |  | 26630.69 | 0 | 36609.16 | 0 | 40353.39 | 0 | 434.4135 | 15114.57 | 432.4162 | 11655.12 | 0 | 0 | 0 | 0 | 10329700 | 6961006 | 3368694 | 33.6869 | 987.0273 | 0 | 7.1701 | 7.5563 | 2021-07-01 10:56
PreNResSpltPkgAC-65to-PEYes | Save | RSD | 1996 | CZ16 | cDXGF | 0 | None | 1 | 5599.957 | 79919.54 |  | 26630.69 | 0 | 36609.16 | 0 | 5898.871 | 0 | 2070.883 | 8710.109 | 4244.435 | 2862.334 | 0 | 0 | 0 | 0 | 179173900 | 6961006 | 172212800 | 1722.128 | 50458.3504 | 0 | 7.1701 | 7.5563 | 2021-07-01 10:57
PreNResSpltPkgAC-65to-PEYes | Save | RSD | 2003 | CZ01 | cDXGF | 0 | None | 1 | 5599.957 | 71686.6 |  | 26630.69 | 0 | 36002.35 | 0 | 367.5595 | 0 | 1475.747 | 7210.306 | 4604.229 | 423.7313 | 0 | 0 | 0 | 0 | 119442600 | 6961006 | 112481400 | 1124.814 | 32957.0502 | 0 | 7.1701 | 7.4558 | 2021-07-01 10:57
PreNResSpltPkgAC-65to-PEYes | Save | RSD | 2003 | CZ02 | cDXGF | 0 | None | 1 | 5599.957 | 80119.5 |  | 26630.69 | 0 | 36002.35 | 0 | 8918.541 | 0 | 1094.249 | 7473.673 | 2205.506 | 3415.554 | 0 | 0 | 0 | 0 | 61685680 | 6961006 | 54724580 | 547.2458 | 16034.3019 | 0 | 7.1701 | 7.4558 | 2021-07-01 10:58
PreNResSpltPkgAC-65to-PEYes | Save | RSD | 2003 | CZ03 | cDXGF | 0 | None | 1 | 5599.957 | 76477.24 |  | 26630.69 | 0 | 36002.35 | 0 | 4892.482 | 0 | 679.4369 | 8272.25 | 2052.159 | 2994.429 | 0 | 0 | 0 | 0 | 44459880 | 6961006 | 37498810 | 374.9881 | 10987.1513 | 0 | 7.1701 | 7.4558 | 2021-07-01 10:59
PreNResSpltPkgAC-65to-PEYes | Save | RSD | 2003 | CZ04 | cDXGF | 0 | None | 1 | 5599.957 | 83733.79 |  | 26630.69 | 0 | 36002.35 | 0 | 12431.71 | 0 | 654.9285 | 8014.068 | 1524.878 | 4571.56 | 0 | 0 | 0 | 0 | 36929220 | 6961006 | 29968170 | 299.6817 | 8780.6738 | 0 | 7.1701 | 7.4558 | 2021-07-01 10:59
PreNResSpltPkgAC-65to-PEYes | Save | RSD | 2003 | CZ05 | cDXGF | 0 | None | 1 | 5599.957 | 77569.34 |  | 26630.69 | 0 | 36002.35 | 0 | 5954.535 | 0 | 775.2326 | 8206.483 | 1706.672 | 3409.545 | 0 | 0 | 0 | 0 | 36183510 | 6961006 | 29222480 | 292.2248 | 8562.1866 | 0 | 7.1701 | 7.4558 | 2021-07-01 11:00
PreNResSpltPkgAC-65to-PEYes | Save | RSD | 2003 | CZ06 | cDXGF | 0 | None | 1 | 5599.957 | 85908.5 |  | 26630.69 | 0 | 36002.35 | 0 | 13877.6 | 0 | 283.2247 | 9114.622 | 757.7523 | 5787.3 | 0 | 0 | 0 | 0 | 16562950 | 6961006 | 9601940 | 96.0194 | 2813.3684 | 0 | 7.1701 | 7.4558 | 2021-07-01 11:00
PreNResSpltPkgAC-65to-PEYes | Save | RSD | 2003 | CZ07 | cDXGF | 0 | None | 1 | 5599.957 | 83129.69 |  | 26630.69 | 0 | 36002.35 | 0 | 11479.45 | 0 | 136.4383 | 8880.736 | 511.8345 | 5564.319 | 0 | 0 | 0 | 0 | 12558220 | 6961006 | 5597209 | 55.9721 | 1639.9822 | 0 | 7.1701 | 7.4558 | 2021-07-01 11:01
PreNResSpltPkgAC-65to-PEYes | Save | RSD | 2003 | CZ08 | cDXGF | 0 | None | 1 | 5599.957 | 90288.05 |  | 26630.69 | 0 | 36002.35 | 0 | 18256.59 | 0 | 298.8154 | 9099.551 | 593.6475 | 6372.667 | 0 | 0 | 0 | 0 | 14429160 | 6961006 | 7468147 | 74.6815 | 2188.1671 | 0 | 7.1701 | 7.4558 | 2021-07-01 11:02
PreNResSpltPkgAC-65to-PEYes | Save | RSD | 2003 | CZ09 | cDXGF | 0 | None | 1 | 5599.957 | 92386.07 |  | 26630.69 | 0 | 36002.35 | 0 | 17803.8 | 0 | 547.3676 | 11401.85 | 1063.332 | 6954.279 | 0 | 0 | 0 | 0 | 19814330 | 6961006 | 12853320 | 128.5332 | 3766.0228 | 0 | 7.1701 | 7.4558 | 2021-07-01 11:02
PreNResSpltPkgAC-65to-PEYes | Save | RSD | 2003 | CZ10 | cDXGF | 0 | None | 1 | 5599.957 | 92082.57 |  | 26630.69 | 0 | 36002.35 | 0 | 19043.79 | 0 | 681.8951 | 9723.803 | 1128.747 | 6344.639 | 0 | 0 | 0 | 0 | 25799520 | 6961006 | 18838490 | 188.3849 | 5519.6776 | 0 | 7.1701 | 7.4558 | 2021-07-01 11:03
PreNResSpltPkgAC-65to-PEYes | Save | RSD | 2003 | CZ11 | cDXGF | 0 | None | 1 | 5599.957 | 94175.25 |  | 26630.69 | 0 | 36002.35 | 0 | 19388.01 | 0 | 1395.834 | 10758.3 | 2668.215 | 5747.982 | 0 | 0 | 0 | 0 | 64721310 | 6961006 | 57760230 | 577.6023 | 16923.7474 | 0 | 7.1701 | 7.4558 | 2021-07-01 11:03
PreNResSpltPkgAC-65to-PEYes | Save | RSD | 2003 | CZ12 | cDXGF | 0 | None | 1 | 5599.957 | 87879.48 |  | 26630.69 | 0 | 36002.35 | 0 | 14584.29 | 0 | 1138.535 | 9523.594 | 2290.243 | 5018.821 | 0 | 0 | 0 | 0 | 58573630 | 6961006 | 51612570 | 516.1257 | 15122.483 | 0 | 7.1701 | 7.4558 | 2021-07-01 11:04
PreNResSpltPkgAC-65to-PEYes | Save | RSD | 2003 | CZ13 | cDXGF | 0 | None | 1 | 5599.957 | 96813.41 |  | 26630.69 | 0 | 36002.35 | 0 | 22067.36 | 0 | 1225.677 | 10887.35 | 2281.993 | 6497.457 | 0 | 0 | 0 | 0 | 54482880 | 6961006 | 47521820 | 475.2182 | 13923.8933 | 0 | 7.1701 | 7.4558 | 2021-07-01 11:04
PreNResSpltPkgAC-65to-PEYes | Save | RSD | 2003 | CZ14 | cDXGF | 0 | None | 1 | 5599.957 | 93432.92 |  | 26630.69 | 0 | 36002.35 | 0 | 18454.26 | 0 | 1470.459 | 10875.22 | 2406.008 | 5943.328 | 0 | 0 | 0 | 0 | 56801870 | 6961006 | 49840740 | 498.4074 | 14603.3368 | 0 | 7.1701 | 7.4558 | 2021-07-01 11:05
PreNResSpltPkgAC-65to-PEYes | Save | RSD | 2003 | CZ15 | cDXGF | 0 | None | 1 | 5599.957 | 116758.8 |  | 26630.69 | 0 | 36002.35 | 0 | 39024.1 | 0 | 423.3732 | 14678.25 | 457.3312 | 11302.93 | 0 | 0 | 0 | 0 | 10686760 | 6961006 | 3725749 | 37.2575 | 1091.6445 | 0 | 7.1701 | 7.4558 | 2021-07-01 11:06
PreNResSpltPkgAC-65to-PEYes | Save | RSD | 2003 | CZ16 | cDXGF | 0 | None | 1 | 5599.957 | 78407.79 |  | 26630.69 | 0 | 36002.35 | 0 | 5512.217 | 0 | 1976.085 | 8286.399 | 4124.368 | 2699.63 | 0 | 0 | 0 | 0 | 180930400 | 6961006 | 173969300 | 1739.693 | 50973.0049 | 0 | 7.1701 | 7.4558 | 2021-07-01 11:06
PreNResSpltPkgAC-65to-PEYes | Save | RSD | 2007 | CZ01 | cDXGF | 0 | None | 1 | 5599.957 | 71614.37 |  | 26630.69 | 0 | 36002.35 | 0 | 383.3763 | 0 | 1456.583 | 7141.307 | 4487.941 | 446.7432 | 0 | 0 | 0 | 0 | 115386800 | 6961006 | 108425700 | 1084.257 | 31768.7301 | 0 | 7.1701 | 7.4558 | 2021-07-01 11:07
PreNResSpltPkgAC-65to-PEYes | Save | RSD | 2007 | CZ02 | cDXGF | 0 | None | 1 | 5599.957 | 80019.88 |  | 26630.69 | 0 | 36002.35 | 0 | 8912.71 | 0 | 1080.157 | 7393.897 | 2128.274 | 3411.228 | 0 | 0 | 0 | 0 | 59289820 | 6961006 | 52328720 | 523.2872 | 15332.315 | 0 | 7.1701 | 7.4558 | 2021-07-01 11:07
PreNResSpltPkgAC-65to-PEYes | Save | RSD | 2007 | CZ03 | cDXGF | 0 | None | 1 | 5599.957 | 76457.57 |  | 26630.69 | 0 | 36002.35 | 0 | 4943.684 | 0 | 671.8859 | 8208.929 | 1968.539 | 3027.184 | 0 | 0 | 0 | 0 | 42397020 | 6961006 | 35435960 | 354.3596 | 10382.7363 | 0 | 7.1701 | 7.4558 | 2021-07-01 11:08
PreNResSpltPkgAC-65to-PEYes | Save | RSD | 2007 | CZ04 | cDXGF | 0 | None | 1 | 5599.957 | 83672.47 |  | 26630.69 | 0 | 36002.35 | 0 | 12440.13 | 0 | 648.6052 | 7950.689 | 1465.439 | 4588.67 | 0 | 0 | 0 | 0 | 35171470 | 6961006 | 28210430 | 282.1043 | 8265.656 | 0 | 7.1701 | 7.4558 | 2021-07-01 11:09
PreNResSpltPkgAC-65to-PEYes | Save | RSD | 2007 | CZ05 | cDXGF | 0 | None | 1 | 5599.957 | 77539.23 |  | 26630.69 | 0 | 36002.35 | 0 | 6009.155 | 0 | 764.8786 | 8132.108 | 1628.207 | 3436.002 | 0 | 0 | 0 | 0 | 34459070 | 6961006 | 27498030 | 274.9803 | 8056.9228 | 0 | 7.1701 | 7.4558 | 2021-07-01 11:09
PreNResSpltPkgAC-65to-PEYes | Save | RSD | 2007 | CZ06 | cDXGF | 0 | None | 1 | 5599.957 | 85908.5 |  | 26630.69 | 0 | 36002.35 | 0 | 13877.6 | 0 | 283.2247 | 9114.622 | 757.7523 | 5787.3 | 0 | 0 | 0 | 0 | 16562950 | 6961006 | 9601940 | 96.0194 | 2813.3684 | 0 | 7.1701 | 7.4558 | 2021-07-01 11:10
PreNResSpltPkgAC-65to-PEYes | Save | RSD | 2007 | CZ07 | cDXGF | 0 | None | 1 | 5599.957 | 83129.69 |  | 26630.69 | 0 | 36002.35 | 0 | 11479.45 | 0 | 136.4383 | 8880.736 | 511.8345 | 5564.319 | 0 | 0 | 0 | 0 | 12558220 | 6961006 | 5597209 | 55.9721 | 1639.9822 | 0 | 7.1701 | 7.4558 | 2021-07-01 11:10
PreNResSpltPkgAC-65to-PEYes | Save | RSD | 2007 | CZ08 | cDXGF | 0 | None | 1 | 5599.957 | 90288.05 |  | 26630.69 | 0 | 36002.35 | 0 | 18256.59 | 0 | 298.8154 | 9099.551 | 593.6475 | 6372.667 | 0 | 0 | 0 | 0 | 14429160 | 6961006 | 7468147 | 74.6815 | 2188.1671 | 0 | 7.1701 | 7.4558 | 2021-07-01 11:11
PreNResSpltPkgAC-65to-PEYes | Save | RSD | 2007 | CZ09 | cDXGF | 0 | None | 1 | 5599.957 | 92386.07 |  | 26630.69 | 0 | 36002.35 | 0 | 17803.8 | 0 | 547.3676 | 11401.85 | 1063.332 | 6954.279 | 0 | 0 | 0 | 0 | 19814330 | 6961006 | 12853320 | 128.5332 | 3766.0228 | 0 | 7.1701 | 7.4558 | 2021-07-01 11:12
PreNResSpltPkgAC-65to-PEYes | Save | RSD | 2007 | CZ10 | cDXGF | 0 | None | 1 | 5599.957 | 91885.62 |  | 26630.69 | 0 | 36002.35 | 0 | 18950.42 | 0 | 674.0161 | 9628.097 | 1076.059 | 6317.842 | 0 | 0 | 0 | 0 | 24640080 | 6961006 | 17679060 | 176.7906 | 5179.9646 | 0 | 7.1701 | 7.4558 | 2021-07-01 11:12
PreNResSpltPkgAC-65to-PEYes | Save | RSD | 2007 | CZ11 | cDXGF | 0 | None | 1 | 5599.957 | 93891.5 |  | 26630.69 | 0 | 36002.35 | 0 | 19247.21 | 0 | 1377.774 | 10633.49 | 2573.987 | 5719.255 | 0 | 0 | 0 | 0 | 61849980 | 6961006 | 54888880 | 548.8888 | 16082.4418 | 0 | 7.1701 | 7.4558 | 2021-07-01 11:13
PreNResSpltPkgAC-65to-PEYes | Save | RSD | 2007 | CZ12 | cDXGF | 0 | None | 1 | 5599.957 | 87683.83 |  | 26630.69 | 0 | 36002.35 | 0 | 14513.04 | 0 | 1123.618 | 9414.168 | 2222.299 | 5001.46 | 0 | 0 | 0 | 0 | 56188400 | 6961006 | 49227300 | 492.273 | 14423.5989 | 0 | 7.1701 | 7.4558 | 2021-07-01 11:13
PreNResSpltPkgAC-65to-PEYes | Save | RSD | 2007 | CZ13 | cDXGF | 0 | None | 1 | 5599.957 | 96486.95 |  | 26630.69 | 0 | 36002.35 | 0 | 21880.45 | 0 | 1210.112 | 10763.4 | 2210.585 | 6454.969 | 0 | 0 | 0 | 0 | 52173140 | 6961006 | 45212070 | 452.1207 | 13247.1365 | 0 | 7.1701 | 7.4558 | 2021-07-01 11:14
PreNResSpltPkgAC-65to-PEYes | Save | RSD | 2007 | CZ14 | cDXGF | 0 | None | 1 | 5599.957 | 93163.43 |  | 26630.69 | 0 | 36002.35 | 0 | 18325.7 | 0 | 1451.874 | 10752.8 | 2318.348 | 5915.195 | 0 | 0 | 0 | 0 | 54192880 | 6961006 | 47231790 | 472.3179 | 13838.9145 | 0 | 7.1701 | 7.4558 | 2021-07-01 11:15
PreNResSpltPkgAC-65to-PEYes | Save | RSD | 2007 | CZ15 | cDXGF | 0 | None | 1 | 5599.957 | 116251.5 |  | 26630.69 | 0 | 36002.35 | 0 | 38662.36 | 0 | 418.8421 | 14537.25 | 416.2365 | 11222.38 | 0 | 0 | 0 | 0 | 10215200 | 6961006 | 3254192 | 32.5419 | 953.4783 | 0 | 7.1701 | 7.4558 | 2021-07-01 11:15
PreNResSpltPkgAC-65to-PEYes | Save | RSD | 2007 | CZ16 | cDXGF | 0 | None | 1 | 5599.957 | 78276.06 |  | 26630.69 | 0 | 36002.35 | 0 | 5503.385 | 0 | 1946.47 | 8193.139 | 4039.222 | 2687.312 | 0 | 0 | 0 | 0 | 176031800 | 6961006 | 169070700 | 1690.707 | 49537.7151 | 0 | 7.1701 | 7.4558 | 2021-07-01 11:16
PreNResSpltPkgAC-65to-PEYes | Save | RSD | 2011 | CZ01 | cDXGF | 0 | None | 1 | 5599.957 | 70511.26 |  | 26630.69 | 0 | 36002.35 | 0 | 343.6143 | 0 | 393.2795 | 7141.307 | 4487.941 | 446.7432 | 0 | 0 | 0 | 0 | 115386800 | 6961006 | 108425700 | 1084.257 | 31768.7301 | 0 | 7.1701 | 7.4558 | 2021-07-01 11:16
PreNResSpltPkgAC-65to-PEYes | Save | RSD | 2011 | CZ02 | cDXGF | 0 | None | 1 | 5599.957 | 78239.61 |  | 26630.69 | 0 | 36002.35 | 0 | 8049.69 | 0 | 285.642 | 7271.223 | 1959.146 | 3463.051 | 0 | 0 | 0 | 0 | 53560800 | 6961006 | 46599690 | 465.9969 | 13653.7092 | 0 | 7.1701 | 7.4558 | 2021-07-01 11:17
PreNResSpltPkgAC-65to-PEYes | Save | RSD | 2011 | CZ03 | cDXGF | 0 | None | 1 | 5599.957 | 75443.92 |  | 26630.69 | 0 | 36002.35 | 0 | 4483.677 | 0 | 179.4099 | 8147.777 | 1886.28 | 3081.246 | 0 | 0 | 0 | 0 | 40336290 | 6961006 | 33375210 | 333.7521 | 9778.9365 | 0 | 7.1701 | 7.4558 | 2021-07-01 11:18
PreNResSpltPkgAC-65to-PEYes | Save | RSD | 2011 | CZ04 | cDXGF | 0 | None | 1 | 5599.957 | 81854.2 |  | 26630.69 | 0 | 36002.35 | 0 | 11257.03 | 0 | 170.6826 | 7793.404 | 1279.078 | 4616.201 | 0 | 0 | 0 | 0 | 30187030 | 6961006 | 23225990 | 232.2599 | 6805.2151 | 0 | 7.1701 | 7.4558 | 2021-07-01 11:18
PreNResSpltPkgAC-65to-PEYes | Save | RSD | 2011 | CZ05 | cDXGF | 0 | None | 1 | 5599.957 | 76357.6 |  | 26630.69 | 0 | 36002.35 | 0 | 5385.916 | 0 | 206.5178 | 8132.108 | 1628.207 | 3436.002 | 0 | 0 | 0 | 0 | 34459070 | 6961006 | 27498030 | 274.9803 | 8056.9228 | 0 | 7.1701 | 7.4558 | 2021-07-01 11:19
PreNResSpltPkgAC-65to-PEYes | Save | RSD | 2011 | CZ06 | cDXGF | 0 | None | 1 | 5599.957 | 84262.43 |  | 26630.69 | 0 | 36002.35 | 0 | 12438.28 | 0 | 76.4707 | 9114.622 | 757.7523 | 5787.3 | 0 | 0 | 0 | 0 | 16562950 | 6961006 | 9601940 | 96.0194 | 2813.3684 | 0 | 7.1701 | 7.4558 | 2021-07-01 11:20
PreNResSpltPkgAC-65to-PEYes | Save | RSD | 2011 | CZ07 | cDXGF | 0 | None | 1 | 5599.957 | 81805.07 |  | 26630.69 | 0 | 36002.35 | 0 | 10331.17 | 0 | 36.3674 | 8804.459 | 461.675 | 5581.857 | 0 | 0 | 0 | 0 | 11954580 | 6961006 | 4993573 | 49.9357 | 1463.1169 | 0 | 7.1701 | 7.4558 | 2021-07-01 11:20
PreNResSpltPkgAC-65to-PEYes | Save | RSD | 2011 | CZ08 | cDXGF | 0 | None | 1 | 5599.957 | 88044.56 |  | 26630.69 | 0 | 36002.35 | 0 | 16317.23 | 0 | 79.7848 | 9014.513 | 548.8824 | 6370.845 | 0 | 0 | 0 | 0 | 13734560 | 6961006 | 6773552 | 67.7355 | 1984.6507 | 0 | 7.1701 | 7.4558 | 2021-07-01 11:21
PreNResSpltPkgAC-65to-PEYes | Save | RSD | 2011 | CZ09 | cDXGF | 0 | None | 1 | 5599.957 | 89351.9 |  | 26630.69 | 0 | 36002.35 | 0 | 15704.63 | 0 | 139.726 | 10874.45 | 679.2122 | 6906.125 | 0 | 0 | 0 | 0 | 14092620 | 6961006 | 7131615 | 71.3161 | 2089.5632 | 0 | 7.1701 | 7.4558 | 2021-07-01 11:22
PreNResSpltPkgAC-65to-PEYes | Save | RSD | 2011 | CZ10 | cDXGF | 0 | None | 1 | 5599.957 | 89158.64 |  | 26630.69 | 0 | 36002.35 | 0 | 16891.93 | 0 | 178.0536 | 9455.602 | 960.0082 | 6299.755 | 0 | 0 | 0 | 0 | 22091140 | 6961006 | 15130120 | 151.3012 | 4433.1252 | 0 | 7.1701 | 7.4558 | 2021-07-01 11:22
PreNResSpltPkgAC-65to-PEYes | Save | RSD | 2011 | CZ11 | cDXGF | 0 | None | 1 | 5599.957 | 90445.73 |  | 26630.69 | 0 | 36002.35 | 0 | 17040.8 | 0 | 363.0375 | 10408.8 | 2380.4 | 5672.226 | 0 | 0 | 0 | 0 | 55649240 | 6961006 | 48688140 | 486.8814 | 14265.625 | 0 | 7.1701 | 7.4558 | 2021-07-01 11:23
PreNResSpltPkgAC-65to-PEYes | Save | RSD | 2011 | CZ12 | cDXGF | 0 | None | 1 | 5599.957 | 85104.95 |  | 26630.69 | 0 | 36002.35 | 0 | 12947.22 | 0 | 296.3125 | 9228.292 | 2090.466 | 4990.702 | 0 | 0 | 0 | 0 | 50849800 | 6961006 | 43888690 | 438.8869 | 12859.3862 | 0 | 7.1701 | 7.4558 | 2021-07-01 11:23
PreNResSpltPkgAC-65to-PEYes | Save | RSD | 2011 | CZ13 | cDXGF | 0 | None | 1 | 5599.957 | 92819.19 |  | 26630.69 | 0 | 36002.35 | 0 | 19333.9 | 0 | 318.7735 | 10533.41 | 2072.344 | 6381.681 | 0 | 0 | 0 | 0 | 47203480 | 6961006 | 40242380 | 402.4238 | 11791.0173 | 0 | 7.1701 | 7.4558 | 2021-07-01 11:24
PreNResSpltPkgAC-65to-PEYes | Save | RSD | 2011 | CZ14 | cDXGF | 0 | None | 1 | 5599.957 | 89814.04 |  | 26630.69 | 0 | 36002.35 | 0 | 16251.76 | 0 | 383.3595 | 10545.88 | 2141.568 | 5882.855 | 0 | 0 | 0 | 0 | 48719950 | 6961006 | 41758840 | 417.5884 | 12235.3401 | 0 | 7.1701 | 7.4558 | 2021-07-01 11:25
PreNResSpltPkgAC-65to-PEYes | Save | RSD | 2011 | CZ15 | cDXGF | 0 | None | 1 | 5599.957 | 110611.8 |  | 26630.69 | 0 | 36002.35 | 0 | 33739.5 | 0 | 109.5025 | 14129.75 | 271.8372 | 10992 | 0 | 0 | 0 | 0 | 8903661 | 6961006 | 1942655 | 19.4265 | 569.1979 | 0 | 7.1701 | 7.4558 | 2021-07-01 11:25
PreNResSpltPkgAC-65to-PEYes | Save | RSD | 2011 | CZ16 | cDXGF | 0 | None | 1 | 5599.957 | 76123.65 |  | 26630.69 | 0 | 36002.35 | 0 | 4947.481 | 0 | 511.9094 | 8031.171 | 3863.889 | 2699.319 | 0 | 0 | 0 | 0 | 165083000 | 6961006 | 158121800 | 1581.218 | 46329.6874 | 0 | 7.1701 | 7.4558 | 2021-07-01 11:26
PreNResSpltPkgAC-65to-PEYes | Save | RSD | 2015 | CZ01 | cDXGF | 0 | None | 1 | 5599.957 | 64018.89 |  | 23939.61 | 0 | 36002.35 | 0 | 524.9479 | 0 | 378.096 | 3173.875 | 1806.133 | 389.6623 | 0 | 0 | 0 | 0 | 91168310 | 6961006 | 84207180 | 842.0718 | 24672.7037 | 0 | 6.5518 | 7.4558 | 2021-07-01 11:26
PreNResSpltPkgAC-65to-PEYes | Save | RSD | 2015 | CZ02 | cDXGF | 0 | None | 1 | 5599.957 | 71433.42 |  | 23939.61 | 0 | 36002.35 | 0 | 7680.964 | 0 | 280.0722 | 3530.316 | 730.5384 | 2007.339 | 0 | 0 | 0 | 0 | 38629080 | 6961006 | 31668030 | 316.6803 | 9278.7328 | 0 | 6.5518 | 7.4558 | 2021-07-01 11:27
PreNResSpltPkgAC-65to-PEYes | Save | RSD | 2015 | CZ03 | cDXGF | 0 | None | 1 | 5599.957 | 68285.05 |  | 23939.61 | 0 | 36002.35 | 0 | 4506.069 | 0 | 163.4152 | 3673.55 | 649.1526 | 1927.182 | 0 | 0 | 0 | 0 | 28995260 | 6961006 | 22034240 | 220.3424 | 6456.0323 | 0 | 6.5518 | 7.4558 | 2021-07-01 11:28
PreNResSpltPkgAC-65to-PEYes | Save | RSD | 2015 | CZ04 | cDXGF | 0 | None | 1 | 5599.957 | 73856.28 |  | 23939.61 | 0 | 36002.35 | 0 | 10072.8 | 0 | 158.3581 | 3683.086 | 472.5385 | 2535.33 | 0 | 0 | 0 | 0 | 23135480 | 6961006 | 16174450 | 161.7445 | 4739.1138 | 0 | 6.5518 | 7.4558 | 2021-07-01 11:28
PreNResSpltPkgAC-65to-PEYes | Save | RSD | 2015 | CZ05 | cDXGF | 0 | None | 1 | 5599.957 | 68973.55 |  | 23939.61 | 0 | 36002.35 | 0 | 5178.298 | 0 | 188.5596 | 3664.677 | 529.1647 | 2017.837 | 0 | 0 | 0 | 0 | 24671490 | 6961006 | 17710470 | 177.1047 | 5189.1677 | 0 | 6.5518 | 7.4558 | 2021-07-01 11:29
PreNResSpltPkgAC-65to-PEYes | Save | RSD | 2015 | CZ06 | cDXGF | 0 | None | 1 | 5599.957 | 75739.5 |  | 23939.61 | 0 | 36002.35 | 0 | 11689.42 | 0 | 69.9969 | 4038.059 | 175.6501 | 3031.946 | 0 | 0 | 0 | 0 | 11289160 | 6961006 | 4328159 | 43.2816 | 1268.1506 | 0 | 6.5518 | 7.4558 | 2021-07-01 11:29
PreNResSpltPkgAC-65to-PEYes | Save | RSD | 2015 | CZ07 | cDXGF | 0 | None | 1 | 5599.957 | 74169.01 |  | 23939.61 | 0 | 36002.35 | 0 | 10179.43 | 0 | 33.2518 | 4014.303 | 89.1619 | 3132.676 | 0 | 0 | 0 | 0 | 8975189 | 6961006 | 2014184 | 20.1418 | 590.1559 | 0 | 6.5518 | 7.4558 | 2021-07-01 11:30
PreNResSpltPkgAC-65to-PEYes | Save | RSD | 2015 | CZ08 | cDXGF | 0 | None | 1 | 5599.957 | 78931.93 |  | 23939.61 | 0 | 36002.35 | 0 | 14762.06 | 0 | 74.9398 | 4152.893 | 145.3888 | 3306.082 | 0 | 0 | 0 | 0 | 10401230 | 6961006 | 3440226 | 34.4023 | 1007.9862 | 0 | 6.5518 | 7.4558 | 2021-07-01 11:31
PreNResSpltPkgAC-65to-PEYes | Save | RSD | 2015 | CZ09 | cDXGF | 0 | None | 1 | 5599.957 | 78609.83 |  | 23939.61 | 0 | 36002.35 | 0 | 13855.19 | 0 | 131.9367 | 4680.672 | 133.0522 | 3436.279 | 0 | 0 | 0 | 0 | 9610094 | 6961006 | 2649087 | 26.4909 | 776.1825 | 0 | 6.5518 | 7.4558 | 2021-07-01 11:31
PreNResSpltPkgAC-65to-PEYes | Save | RSD | 2015 | CZ10 | cDXGF | 0 | None | 1 | 5599.957 | 80384.6 |  | 23939.61 | 0 | 36002.35 | 0 | 15779.07 | 0 | 176.1452 | 4487.369 | 245.8113 | 3411.038 | 0 | 0 | 0 | 0 | 13455280 | 6961006 | 6494268 | 64.9427 | 1902.8205 | 0 | 6.5518 | 7.4558 | 2021-07-01 11:32
PreNResSpltPkgAC-65to-PEYes | Save | RSD | 2015 | CZ11 | cDXGF | 0 | None | 1 | 5599.957 | 80416.84 |  | 23939.61 | 0 | 36002.35 | 0 | 15356.81 | 0 | 359.0529 | 4758.991 | 796.7849 | 2966.378 | 0 | 0 | 0 | 0 | 34507180 | 6961006 | 27546150 | 275.4615 | 8071.022 | 0 | 6.5518 | 7.4558 | 2021-07-01 11:32
PreNResSpltPkgAC-65to-PEYes | Save | RSD | 2015 | CZ12 | cDXGF | 0 | None | 1 | 5599.957 | 76792.23 |  | 23939.61 | 0 | 36002.35 | 0 | 12099.48 | 0 | 292.7974 | 4457.957 | 721.9963 | 2901.349 | 0 | 0 | 0 | 0 | 31834630 | 6961006 | 24873590 | 248.7359 | 7287.9619 | 0 | 6.5518 | 7.4558 | 2021-07-01 11:33
PreNResSpltPkgAC-65to-PEYes | Save | RSD | 2015 | CZ13 | cDXGF | 0 | None | 1 | 5599.957 | 82692.02 |  | 23939.61 | 0 | 36002.35 | 0 | 17511.33 | 0 | 316.0435 | 4922.603 | 712.279 | 3388.409 | 0 | 0 | 0 | 0 | 28904170 | 6961006 | 21943130 | 219.4313 | 6429.3371 | 0 | 6.5518 | 7.4558 | 2021-07-01 11:34
PreNResSpltPkgAC-65to-PEYes | Save | RSD | 2015 | CZ14 | cDXGF | 0 | None | 1 | 5599.957 | 79661.76 |  | 23939.61 | 0 | 36002.35 | 0 | 14563.68 | 0 | 379.3172 | 4776.767 | 701.1087 | 3028.745 | 0 | 0 | 0 | 0 | 29576820 | 6961006 | 22615790 | 226.1579 | 6626.4265 | 0 | 6.5518 | 7.4558 | 2021-07-01 11:34
PreNResSpltPkgAC-65to-PEYes | Save | RSD | 2015 | CZ15 | cDXGF | 0 | None | 1 | 5599.957 | 95713.46 |  | 23939.61 | 0 | 36002.35 | 0 | 29426.71 | 0 | 108.6359 | 6236.096 | 33.4439 | 5159.076 | 0 | 0 | 0 | 0 | 7346095 | 6961006 | 385088.9 | 3.8509 | 112.831 | 0 | 6.5518 | 7.4558 | 2021-07-01 11:35
PreNResSpltPkgAC-65to-PEYes | Save | RSD | 2015 | CZ16 | cDXGF | 0 | None | 1 | 5599.957 | 69071.81 |  | 23939.61 | 0 | 36002.35 | 0 | 4828.68 | 0 | 494.4702 | 3806.666 | 1519.224 | 1676.06 | 0 | 0 | 0 | 0 | 115742600 | 6961006 | 108781400 | 1087.814 | 31872.9502 | 0 | 6.5518 | 7.4558 | 2021-07-01 11:35
PreNResSpltPkgAC-65to-PEYes | Save | RSD | 2017 | CZ01 | cDXGF | 0 | None | 1 | 5599.957 | 63725.55 |  | 23731.79 | 0 | 36002.35 | 0 | 515.8769 | 0 | 367.5522 | 3107.988 | 1770.336 | 368.6387 | 0 | 0 | 0 | 0 | 88935850 | 6961006 | 81974680 | 819.7468 | 24018.5812 | 0 | 6.4913 | 7.4558 | 2021-07-01 11:36
PreNResSpltPkgAC-65to-PEYes | Save | RSD | 2017 | CZ02 | cDXGF | 0 | None | 1 | 5599.957 | 71132.13 |  | 23731.79 | 0 | 36002.35 | 0 | 7622.091 | 0 | 276.0131 | 3499.939 | 707.9766 | 1998.517 | 0 | 0 | 0 | 0 | 37505420 | 6961006 | 30544370 | 305.4437 | 8949.5004 | 0 | 6.4913 | 7.4558 | 2021-07-01 11:37
PreNResSpltPkgAC-65to-PEYes | Save | RSD | 2017 | CZ03 | cDXGF | 0 | None | 1 | 5599.957 | 68060.22 |  | 23731.79 | 0 | 36002.35 | 0 | 4515.783 | 0 | 161.1707 | 3649.153 | 630.7672 | 1937.449 | 0 | 0 | 0 | 0 | 28277970 | 6961006 | 21316940 | 213.1694 | 6245.8634 | 0 | 6.4913 | 7.4558 | 2021-07-01 11:37
PreNResSpltPkgAC-65to-PEYes | Save | RSD | 2017 | CZ04 | cDXGF | 0 | None | 1 | 5599.957 | 73568.23 |  | 23731.79 | 0 | 36002.35 | 0 | 10020.34 | 0 | 156.4065 | 3657.414 | 451.8327 | 2531.811 | 0 | 0 | 0 | 0 | 22210440 | 6961006 | 15249420 | 152.4942 | 4468.0801 | 0 | 6.4913 | 7.4558 | 2021-07-01 11:38
PreNResSpltPkgAC-65to-PEYes | Save | RSD | 2017 | CZ05 | cDXGF | 0 | None | 1 | 5599.957 | 68714.93 |  | 23731.79 | 0 | 36002.35 | 0 | 5191.029 | 0 | 182.5554 | 3607.252 | 503.6573 | 2029.394 | 0 | 0 | 0 | 0 | 23727420 | 6961006 | 16766410 | 167.6641 | 4912.5581 | 0 | 6.4913 | 7.4558 | 2021-07-01 11:38
PreNResSpltPkgAC-65to-PEYes | Save | RSD | 2017 | CZ06 | cDXGF | 0 | None | 1 | 5599.957 | 75490.76 |  | 23731.79 | 0 | 36002.35 | 0 | 11734.38 | 0 | 66.8758 | 3955.396 | 128.9278 | 3063.261 | 0 | 0 | 0 | 0 | 10036280 | 6961006 | 3075278 | 30.7528 | 901.0565 | 0 | 6.4913 | 7.4558 | 2021-07-01 11:39
PreNResSpltPkgAC-65to-PEYes | Save | RSD | 2017 | CZ07 | cDXGF | 0 | None | 1 | 5599.957 | 73908 |  | 23731.79 | 0 | 36002.35 | 0 | 10177.7 | 0 | 32.3245 | 3963.89 | 72.3017 | 3142.717 | 0 | 0 | 0 | 0 | 8577260 | 6961006 | 1616253 | 16.1625 | 473.5621 | 0 | 6.4913 | 7.4558 | 2021-07-01 11:40
PreNResSpltPkgAC-65to-PEYes | Save | RSD | 2017 | CZ08 | cDXGF | 0 | None | 1 | 5599.957 | 78534.67 |  | 23731.79 | 0 | 36002.35 | 0 | 14628.97 | 0 | 73.1633 | 4098.449 | 114.1044 | 3305.734 | 0 | 0 | 0 | 0 | 9686376 | 6961006 | 2725370 | 27.2537 | 798.5334 | 0 | 6.4913 | 7.4558 | 2021-07-01 11:40
PreNResSpltPkgAC-65to-PEYes | Save | RSD | 2017 | CZ09 | cDXGF | 0 | None | 1 | 5599.957 | 78317.65 |  | 23731.79 | 0 | 36002.35 | 0 | 13804.73 | 0 | 130.4071 | 4648.402 | 112.0835 | 3446.851 | 0 | 0 | 0 | 0 | 9165224 | 6961006 | 2204217 | 22.0422 | 645.8356 | 0 | 6.4913 | 7.4558 | 2021-07-01 11:41
PreNResSpltPkgAC-65to-PEYes | Save | RSD | 2017 | CZ10 | cDXGF | 0 | None | 1 | 5599.957 | 80037.89 |  | 23731.79 | 0 | 36002.35 | 0 | 15679.62 | 0 | 173.7437 | 4450.449 | 227.141 | 3402.225 | 0 | 0 | 0 | 0 | 12901670 | 6961006 | 5940663 | 59.4066 | 1740.6143 | 0 | 6.4913 | 7.4558 | 2021-07-01 11:41
PreNResSpltPkgAC-65to-PEYes | Save | RSD | 2017 | CZ11 | cDXGF | 0 | None | 1 | 5599.957 | 79980.71 |  | 23731.79 | 0 | 36002.35 | 0 | 15199.85 | 0 | 351.8557 | 4694.904 | 732.4406 | 2971.536 | 0 | 0 | 0 | 0 | 30804320 | 6961006 | 23843280 | 238.4328 | 6986.081 | 0 | 6.4913 | 7.4558 | 2021-07-01 11:42
PreNResSpltPkgAC-65to-PEYes | Save | RSD | 2017 | CZ12 | cDXGF | 0 | None | 1 | 5599.957 | 76460.53 |  | 23731.79 | 0 | 36002.35 | 0 | 12020.83 | 0 | 288.4965 | 4417.138 | 692.8911 | 2896.099 | 0 | 0 | 0 | 0 | 30341190 | 6961006 | 23380160 | 233.8016 | 6850.3869 | 0 | 6.4913 | 7.4558 | 2021-07-01 11:43
PreNResSpltPkgAC-65to-PEYes | Save | RSD | 2017 | CZ13 | cDXGF | 0 | None | 1 | 5599.957 | 82248.58 |  | 23731.79 | 0 | 36002.35 | 0 | 17329.81 | 0 | 311.5665 | 4873.096 | 666.3639 | 3373.845 | 0 | 0 | 0 | 0 | 26931790 | 6961006 | 19970760 | 199.7076 | 5851.4327 | 0 | 6.4913 | 7.4558 | 2021-07-01 11:43
PreNResSpltPkgAC-65to-PEYes | Save | RSD | 2017 | CZ14 | cDXGF | 0 | None | 1 | 5599.957 | 79286.38 |  | 23731.79 | 0 | 36002.35 | 0 | 14447.56 | 0 | 374.0718 | 4730.651 | 652.095 | 3031.938 | 0 | 0 | 0 | 0 | 27476260 | 6961006 | 20515220 | 205.1522 | 6010.9595 | 0 | 6.4913 | 7.4558 | 2021-07-01 11:44
PreNResSpltPkgAC-65to-PEYes | Save | RSD | 2017 | CZ15 | cDXGF | 0 | None | 1 | 5599.957 | 95086.66 |  | 23731.79 | 0 | 36002.35 | 0 | 29070.6 | 0 | 107.2651 | 6174.651 | 25.2352 | 5126.707 | 0 | 0 | 0 | 0 | 7252571 | 6961006 | 291564.5 | 2.9156 | 85.4284 | 0 | 6.4913 | 7.4558 | 2021-07-01 11:44
PreNResSpltPkgAC-65to-PEYes | Save | RSD | 2017 | CZ16 | cDXGF | 0 | None | 1 | 5599.957 | 68778.22 |  | 23731.79 | 0 | 36002.35 | 0 | 4790.242 | 0 | 486.0947 | 3767.757 | 1489.715 | 1667.085 | 0 | 0 | 0 | 0 | 113957300 | 6961006 | 106996100 | 1069.961 | 31349.8573 | 0 | 6.4913 | 7.4558 | 2021-07-01 11:45
PreNResSpltPkgAC-65to-PEYes | Save | RSD | 2020 | CZ01 | cDXGF | 0 | None | 1 | 5599.957 | 53763.06 |  | 14258.23 | 0 | 36002.35 | 0 | 284.3367 | 0 | 336.5407 | 2881.618 | 2077.225 | 197.2975 | 0 | 0 | 0 | 0 | 132158800 | 6961006 | 125197500 | 1251.975 | 36682.8675 | 0 | 3.8194 | 7.4558 | 2021-07-01 11:46
PreNResSpltPkgAC-65to-PEYes | Save | RSD | 2020 | CZ02 | cDXGF | 0 | None | 1 | 5599.957 | 60185.32 |  | 14258.23 | 0 | 36002.35 | 0 | 6415.526 | 0 | 259.8875 | 3249.343 | 894.3394 | 1682.224 | 0 | 0 | 0 | 0 | 52700170 | 6961006 | 45739090 | 457.3909 | 13401.5534 | 0 | 3.8194 | 7.4558 | 2021-07-01 11:46
PreNResSpltPkgAC-65to-PEYes | Save | RSD | 2020 | CZ03 | cDXGF | 0 | None | 1 | 5599.957 | 57080.2 |  | 14258.23 | 0 | 36002.35 | 0 | 3422.934 | 0 | 149.241 | 3247.484 | 861.8813 | 1406.18 | 0 | 0 | 0 | 0 | 44353240 | 6961006 | 37392180 | 373.9218 | 10955.9087 | 0 | 3.8194 | 7.4558 | 2021-07-01 11:47
PreNResSpltPkgAC-65to-PEYes | Save | RSD | 2020 | CZ04 | cDXGF | 0 | None | 1 | 5599.957 | 62369.61 |  | 14258.23 | 0 | 36002.35 | 0 | 8571.563 | 0 | 147.6819 | 3389.815 | 603.2426 | 2160.173 | 0 | 0 | 0 | 0 | 31942840 | 6961006 | 24981790 | 249.8179 | 7319.6645 | 0 | 3.8194 | 7.4558 | 2021-07-01 11:47
PreNResSpltPkgAC-65to-PEYes | Save | RSD | 2020 | CZ05 | cDXGF | 0 | None | 1 | 5599.957 | 57585.18 |  | 14258.23 | 0 | 36002.35 | 0 | 3949.426 | 0 | 168.7523 | 3206.442 | 748.1601 | 1505.263 | 0 | 0 | 0 | 0 | 38266500 | 6961006 | 31305460 | 313.0546 | 9172.4998 | 0 | 3.8194 | 7.4558 | 2021-07-01 11:48
PreNResSpltPkgAC-65to-PEYes | Save | RSD | 2020 | CZ06 | cDXGF | 0 | None | 1 | 5599.957 | 63870.37 |  | 14258.23 | 0 | 36002.35 | 0 | 9907.472 | 0 | 62.5095 | 3639.863 | 251.7092 | 2633.233 | 0 | 0 | 0 | 0 | 14215530 | 6961006 | 7254526 | 72.5453 | 2125.5761 | 0 | 3.8194 | 7.4558 | 2021-07-01 11:49
PreNResSpltPkgAC-65to-PEYes | Save | RSD | 2020 | CZ07 | cDXGF | 0 | None | 1 | 5599.957 | 62268.41 |  | 14258.23 | 0 | 36002.35 | 0 | 8359.795 | 0 | 30.1562 | 3617.924 | 180.4907 | 2633.396 | 0 | 0 | 0 | 0 | 11699530 | 6961006 | 4738526 | 47.3853 | 1388.3881 | 0 | 3.8194 | 7.4558 | 2021-07-01 11:49
PreNResSpltPkgAC-65to-PEYes | Save | RSD | 2020 | CZ08 | cDXGF | 0 | None | 1 | 5599.957 | 67159.45 |  | 14258.23 | 0 | 36002.35 | 0 | 13003.62 | 0 | 69.4135 | 3825.881 | 197.5088 | 2970.721 | 0 | 0 | 0 | 0 | 12064860 | 6961006 | 5103856 | 51.0386 | 1495.4298 | 0 | 3.8194 | 7.4558 | 2021-07-01 11:50
PreNResSpltPkgAC-65to-PEYes | Save | RSD | 2020 | CZ09 | cDXGF | 0 | None | 1 | 5599.957 | 67183.49 |  | 14258.23 | 0 | 36002.35 | 0 | 12387.24 | 0 | 125.3646 | 4410.343 | 207.9489 | 3146.874 | 0 | 0 | 0 | 0 | 11646450 | 6961006 | 4685439 | 46.8544 | 1372.8336 | 0 | 3.8194 | 7.4558 | 2021-07-01 11:50
PreNResSpltPkgAC-65to-PEYes | Save | RSD | 2020 | CZ10 | cDXGF | 0 | None | 1 | 5599.957 | 68787 |  | 14258.23 | 0 | 36002.35 | 0 | 14161.21 | 0 | 166.6042 | 4198.64 | 330.7913 | 3104.794 | 0 | 0 | 0 | 0 | 16799110 | 6961006 | 9838101 | 98.381 | 2882.5636 | 0 | 3.8194 | 7.4558 | 2021-07-01 11:51
PreNResSpltPkgAC-65to-PEYes | Save | RSD | 2020 | CZ11 | cDXGF | 0 | None | 1 | 5599.957 | 68995.93 |  | 14258.23 | 0 | 36002.35 | 0 | 13937.2 | 0 | 337.6309 | 4460.535 | 850.3834 | 2719.654 | 0 | 0 | 0 | 0 | 39292370 | 6961006 | 32331320 | 323.3132 | 9473.0768 | 0 | 3.8194 | 7.4558 | 2021-07-01 11:52
PreNResSpltPkgAC-65to-PEYes | Save | RSD | 2020 | CZ12 | cDXGF | 0 | None | 1 | 5599.957 | 65488.46 |  | 14258.23 | 0 | 36002.35 | 0 | 10794.11 | 0 | 275.5811 | 4158.235 | 808.5759 | 2603.507 | 0 | 0 | 0 | 0 | 39193410 | 6961006 | 32232360 | 322.3236 | 9444.0815 | 0 | 3.8194 | 7.4558 | 2021-07-01 11:52
PreNResSpltPkgAC-65to-PEYes | Save | RSD | 2020 | CZ13 | cDXGF | 0 | None | 1 | 5599.957 | 71110.88 |  | 14258.23 | 0 | 36002.35 | 0 | 15931.48 | 0 | 299.0097 | 4619.861 | 763.0473 | 3109.731 | 0 | 0 | 0 | 0 | 34300870 | 6961006 | 27339830 | 273.3983 | 8010.5702 | 0 | 3.8194 | 7.4558 | 2021-07-01 11:53
PreNResSpltPkgAC-65to-PEYes | Save | RSD | 2020 | CZ14 | cDXGF | 0 | None | 1 | 5599.957 | 68329.77 |  | 14258.23 | 0 | 36002.35 | 0 | 13214.56 | 0 | 359.0159 | 4495.639 | 785.8947 | 2770.924 | 0 | 0 | 0 | 0 | 35256270 | 6961006 | 28295210 | 282.9521 | 8290.4965 | 0 | 3.8194 | 7.4558 | 2021-07-01 11:53
PreNResSpltPkgAC-65to-PEYes | Save | RSD | 2020 | CZ15 | cDXGF | 0 | None | 1 | 5599.957 | 83483.13 |  | 14258.23 | 0 | 36002.35 | 0 | 27188.69 | 0 | 104.0935 | 5929.849 | 64.9282 | 4847.21 | 0 | 0 | 0 | 0 | 7839492 | 6961006 | 878486.2 | 8.7849 | 257.3965 | 0 | 3.8194 | 7.4558 | 2021-07-01 11:54
PreNResSpltPkgAC-65to-PEYes | Save | RSD | 2020 | CZ16 | cDXGF | 0 | None | 1 | 5599.957 | 58251.09 |  | 14258.23 | 0 | 36002.35 | 0 | 4049.508 | 0 | 451.4413 | 3489.552 | 1565.016 | 1436.106 | 0 | 0 | 0 | 0 | 142741700 | 6961006 | 135780400 | 1357.804 | 39783.6572 | 0 | 3.8194 | 7.4558 | 2021-07-01 11:55
PreNResSpltPkgAC-65to-PEYes | Save | Rt3 | 1975 | CZ01 | cDXGF | 0 | None | 1 | 120000.5 | 1415030 |  | 754922.6 | 0 | 469995.8 | 0 | 10942.58 | 0 | 26613.49 | 152556.3 | 36591.45 | 12314.43 | 0 | 0 | 0 | 0 | 666138400 | 0 | 666138400 | 6661.384 | 195178.5512 | 0 | 151.4723 | 118.2672 | 2021-07-01 11:55
PreNResSpltPkgAC-65to-PEYes | Save | Rt3 | 1975 | CZ02 | cDXGF | 0 | None | 1 | 120000.5 | 1600511 |  | 754922.6 | 0 | 469995.8 | 0 | 179493.3 | 0 | 21796.75 | 174304.5 | 20325.14 | 79772.37 | 0 | 0 | 0 | 0 | 345838100 | 0 | 345838100 | 3458.381 | 101330.5633 | 0 | 151.4723 | 118.2672 | 2021-07-01 11:56
PreNResSpltPkgAC-65to-PEYes | Save | Rt3 | 1975 | CZ03 | cDXGF | 0 | None | 1 | 120000.5 | 1497257 |  | 754922.6 | 0 | 469995.8 | 0 | 100691.6 | 0 | 11184.64 | 160465.2 | 13641 | 63017.19 | 0 | 0 | 0 | 0 | 206733300 | 0 | 206733300 | 2067.333 | 60572.8569 | 0 | 151.4723 | 118.2672 | 2021-07-01 11:57
PreNResSpltPkgAC-65to-PEYes | Save | Rt3 | 1975 | CZ04 | cDXGF | 0 | None | 1 | 120000.5 | 1641906 |  | 754922.6 | 0 | 469995.8 | 0 | 227263 | 0 | 12434.54 | 177293.7 | 11264.04 | 97465.48 | 0 | 0 | 0 | 0 | 166386400 | 0 | 166386400 | 1663.864 | 48751.2152 | 0 | 151.4723 | 118.2672 | 2021-07-01 11:58
PreNResSpltPkgAC-65to-PEYes | Save | Rt3 | 1975 | CZ05 | cDXGF | 0 | None | 1 | 120000.5 | 1523694 |  | 754922.6 | 0 | 469995.8 | 0 | 125256 | 0 | 12879.39 | 160644.3 | 9117.606 | 74745.59 | 0 | 0 | 0 | 0 | 129562100 | 0 | 129562100 | 1295.621 | 37961.6953 | 0 | 151.4723 | 118.2672 | 2021-07-01 11:59
PreNResSpltPkgAC-65to-PEYes | Save | Rt3 | 1975 | CZ06 | cDXGF | 0 | None | 1 | 120000.5 | 1670997 |  | 754922.6 | 0 | 469995.8 | 0 | 267619.7 | 0 | 4524.87 | 173936.9 | 2829.13 | 117573.6 | 0 | 0 | 0 | 0 | 28747200 | 0 | 28747200 | 287.472 | 8422.9296 | 0 | 151.4723 | 118.2672 | 2021-07-01 11:59
PreNResSpltPkgAC-65to-PEYes | Save | Rt3 | 1975 | CZ07 | cDXGF | 0 | None | 1 | 120000.5 | 1627486 |  | 754922.6 | 0 | 469995.8 | 0 | 230359.7 | 0 | 2188.844 | 170022.2 | 1366.881 | 114083.3 | 0 | 0 | 0 | 0 | 11984630 | 0 | 11984630 | 119.8463 | 3511.4966 | 0 | 151.4723 | 118.2672 | 2021-07-01 12:00
PreNResSpltPkgAC-65to-PEYes | Save | Rt3 | 1975 | CZ08 | cDXGF | 0 | None | 1 | 120000.5 | 1761963 |  | 754922.6 | 0 | 469995.8 | 0 | 340569 | 0 | 5300.081 | 191178.2 | 1877.806 | 136548.6 | 0 | 0 | 0 | 0 | 18920950 | 0 | 18920950 | 189.2095 | 5543.8383 | 0 | 151.4723 | 118.2672 | 2021-07-01 12:01
PreNResSpltPkgAC-65to-PEYes | Save | Rt3 | 1975 | CZ09 | cDXGF | 0 | None | 1 | 120000.5 | 1797819 |  | 754922.6 | 0 | 469995.8 | 0 | 325776.4 | 0 | 9484.21 | 237642.1 | 4955.264 | 147734.3 | 0 | 0 | 0 | 0 | 48109900 | 0 | 48109900 | 481.099 | 14096.2007 | 0 | 151.4723 | 118.2672 | 2021-07-01 12:02
PreNResSpltPkgAC-65to-PEYes | Save | Rt3 | 1975 | CZ10 | cDXGF | 0 | None | 1 | 120000.5 | 1824304 |  | 754922.6 | 0 | 469995.8 | 0 | 367545.6 | 0 | 12811.81 | 219030.8 | 7652.941 | 144136.7 | 0 | 0 | 0 | 0 | 89899900 | 0 | 89899900 | 898.999 | 26340.6707 | 0 | 151.4723 | 118.2672 | 2021-07-01 12:03
PreNResSpltPkgAC-65to-PEYes | Save | Rt3 | 1975 | CZ11 | cDXGF | 0 | None | 1 | 120000.5 | 1851935 |  | 754922.6 | 0 | 469995.8 | 0 | 357361.9 | 0 | 26032.62 | 243624.8 | 31667.33 | 131408.7 | 0 | 0 | 0 | 0 | 467128900 | 0 | 467128900 | 4671.289 | 136868.7677 | 0 | 151.4723 | 118.2672 | 2021-07-01 12:04
PreNResSpltPkgAC-65to-PEYes | Save | Rt3 | 1975 | CZ12 | cDXGF | 0 | None | 1 | 120000.5 | 1741620 |  | 754922.6 | 0 | 469995.8 | 0 | 278249.4 | 0 | 21690.49 | 216765.1 | 24653.39 | 114922.4 | 0 | 0 | 0 | 0 | 375782000 | 0 | 375782000 | 3757.82 | 110104.126 | 0 | 151.4723 | 118.2672 | 2021-07-01 12:05
PreNResSpltPkgAC-65to-PEYes | Save | Rt3 | 1975 | CZ13 | cDXGF | 0 | None | 1 | 120000.5 | 1893191 |  | 754922.6 | 0 | 469995.8 | 0 | 400308.2 | 0 | 22747.51 | 245217.8 | 25571.86 | 145821.3 | 0 | 0 | 0 | 0 | 359145400 | 0 | 359145400 | 3591.454 | 105229.6022 | 0 | 151.4723 | 118.2672 | 2021-07-01 12:05
PreNResSpltPkgAC-65to-PEYes | Save | Rt3 | 1975 | CZ14 | cDXGF | 0 | None | 1 | 120000.5 | 1845607 |  | 754922.6 | 0 | 469995.8 | 0 | 348594.4 | 0 | 27316.54 | 244780.9 | 24873.36 | 136525.5 | 0 | 0 | 0 | 0 | 348730200 | 0 | 348730200 | 3487.302 | 102177.9486 | 0 | 151.4723 | 118.2672 | 2021-07-01 12:06
PreNResSpltPkgAC-65to-PEYes | Save | Rt3 | 1975 | CZ15 | cDXGF | 0 | None | 1 | 120000.5 | 2251393 |  | 754922.6 | 0 | 469995.8 | 0 | 702882.1 | 0 | 7407.154 | 316188.5 | 1871.435 | 247673.8 | 0 | 0 | 0 | 0 | 13014160 | 0 | 13014160 | 130.1416 | 3813.1489 | 0 | 151.4723 | 118.2672 | 2021-07-01 12:07
PreNResSpltPkgAC-65to-PEYes | Save | Rt3 | 1975 | CZ16 | cDXGF | 0 | None | 1 | 120000.5 | 1559811 |  | 754922.6 | 0 | 469995.8 | 0 | 120578.2 | 0 | 35501.25 | 178814.3 | 58829.49 | 61369.52 | 0 | 0 | 0 | 0 | 1708351000 | 0 | 1708351000 | 17083.51 | 500546.843 | 0 | 151.4723 | 118.2672 | 2021-07-01 12:08
PreNResSpltPkgAC-65to-PEYes | Save | Rt3 | 1985 | CZ01 | cDXGF | 0 | None | 1 | 120000.5 | 1392952 |  | 754922.6 | 0 | 450097.8 | 0 | 10594.91 | 0 | 26340.45 | 150994.2 | 37562.21 | 11924.45 | 0 | 0 | 0 | 0 | 691419600 | 0 | 691419600 | 6914.196 | 202585.9428 | 0 | 151.4723 | 113.2612 | 2021-07-01 12:09
PreNResSpltPkgAC-65to-PEYes | Save | Rt3 | 1985 | CZ02 | cDXGF | 0 | None | 1 | 120000.5 | 1576661 |  | 754922.6 | 0 | 450097.8 | 0 | 177015.2 | 0 | 21633.45 | 172990.4 | 20871.12 | 78827.44 | 0 | 0 | 0 | 0 | 358729500 | 0 | 358729500 | 3587.295 | 105107.7435 | 0 | 151.4723 | 113.2612 | 2021-07-01 12:09
PreNResSpltPkgAC-65to-PEYes | Save | Rt3 | 1985 | CZ03 | cDXGF | 0 | None | 1 | 120000.5 | 1473815 |  | 754922.6 | 0 | 450097.8 | 0 | 98820.02 | 0 | 11076.38 | 158897.5 | 14129.49 | 61940.4 | 0 | 0 | 0 | 0 | 216086700 | 0 | 216086700 | 2160.867 | 63313.4031 | 0 | 151.4723 | 113.2612 | 2021-07-01 12:10
PreNResSpltPkgAC-65to-PEYes | Save | Rt3 | 1985 | CZ04 | cDXGF | 0 | None | 1 | 120000.5 | 1617720 |  | 754922.6 | 0 | 450097.8 | 0 | 224374 | 0 | 12343.4 | 175980.9 | 11605.08 | 96362.59 | 0 | 0 | 0 | 0 | 173399200 | 0 | 173399200 | 1733.992 | 50805.9656 | 0 | 151.4723 | 113.2612 | 2021-07-01 12:11
PreNResSpltPkgAC-65to-PEYes | Save | Rt3 | 1985 | CZ05 | cDXGF | 0 | None | 1 | 120000.5 | 1499783 |  | 754922.6 | 0 | 450097.8 | 0 | 122925.5 | 0 | 12754.63 | 159080.6 | 9455.219 | 73553.55 | 0 | 0 | 0 | 0 | 135288500 | 0 | 135288500 | 1352.885 | 39639.5305 | 0 | 151.4723 | 113.2612 | 2021-07-01 12:12
PreNResSpltPkgAC-65to-PEYes | Save | Rt3 | 1985 | CZ06 | cDXGF | 0 | None | 1 | 120000.5 | 1645896 |  | 754922.6 | 0 | 450097.8 | 0 | 264040 | 0 | 4484.075 | 172349 | 2923.702 | 116164.5 | 0 | 0 | 0 | 0 | 30209380 | 0 | 30209380 | 302.0938 | 8851.3483 | 0 | 151.4723 | 113.2612 | 2021-07-01 12:13
PreNResSpltPkgAC-65to-PEYes | Save | Rt3 | 1985 | CZ07 | cDXGF | 0 | None | 1 | 120000.5 | 1602731 |  | 754922.6 | 0 | 450097.8 | 0 | 227049.2 | 0 | 2169.394 | 168491.3 | 1458.233 | 112644.9 | 0 | 0 | 0 | 0 | 12783890 | 0 | 12783890 | 127.8389 | 3745.6798 | 0 | 151.4723 | 113.2612 | 2021-07-01 12:13
PreNResSpltPkgAC-65to-PEYes | Save | Rt3 | 1985 | CZ08 | cDXGF | 0 | None | 1 | 120000.5 | 1736883 |  | 754922.6 | 0 | 450097.8 | 0 | 336749.9 | 0 | 5263.756 | 189848.9 | 1948.114 | 135244.9 | 0 | 0 | 0 | 0 | 19911100 | 0 | 19911100 | 199.111 | 5833.9523 | 0 | 151.4723 | 113.2612 | 2021-07-01 12:14
PreNResSpltPkgAC-65to-PEYes | Save | Rt3 | 1985 | CZ09 | cDXGF | 0 | None | 1 | 120000.5 | 1773085 |  | 754922.6 | 0 | 450097.8 | 0 | 322355.3 | 0 | 9430.477 | 236277.4 | 5168.845 | 146452.3 | 0 | 0 | 0 | 0 | 50474920 | 0 | 50474920 | 504.7492 | 14789.1516 | 0 | 151.4723 | 113.2612 | 2021-07-01 12:15
PreNResSpltPkgAC-65to-PEYes | Save | Rt3 | 1985 | CZ10 | cDXGF | 0 | None | 1 | 120000.5 | 1799283 |  | 754922.6 | 0 | 450097.8 | 0 | 363853.2 | 0 | 12733.35 | 217675.1 | 7917.031 | 142937.2 | 0 | 0 | 0 | 0 | 93817900 | 0 | 93817900 | 938.179 | 27488.6447 | 0 | 151.4723 | 113.2612 | 2021-07-01 12:16
PreNResSpltPkgAC-65to-PEYes | Save | Rt3 | 1985 | CZ11 | cDXGF | 0 | None | 1 | 120000.5 | 1827428 |  | 754922.6 | 0 | 450097.8 | 0 | 354295.6 | 0 | 25884.33 | 242225 | 32350.21 | 130385.7 | 0 | 0 | 0 | 0 | 481765500 | 0 | 481765500 | 4817.655 | 141157.2915 | 0 | 151.4723 | 113.2612 | 2021-07-01 12:17
PreNResSpltPkgAC-65to-PEYes | Save | Rt3 | 1985 | CZ12 | cDXGF | 0 | None | 1 | 120000.5 | 1717284 |  | 754922.6 | 0 | 450097.8 | 0 | 275299.9 | 0 | 21555.37 | 215404.5 | 25375.66 | 113890.1 | 0 | 0 | 0 | 0 | 389067000 | 0 | 389067000 | 3890.67 | 113996.631 | 0 | 151.4723 | 113.2612 | 2021-07-01 12:17
PreNResSpltPkgAC-65to-PEYes | Save | Rt3 | 1985 | CZ13 | cDXGF | 0 | None | 1 | 120000.5 | 1868358 |  | 754922.6 | 0 | 450097.8 | 0 | 396908.9 | 0 | 22617.78 | 243809.1 | 26252.71 | 144716 | 0 | 0 | 0 | 0 | 371534100 | 0 | 371534100 | 3715.341 | 108859.4913 | 0 | 151.4723 | 113.2612 | 2021-07-01 12:18
PreNResSpltPkgAC-65to-PEYes | Save | Rt3 | 1985 | CZ14 | cDXGF | 0 | None | 1 | 120000.5 | 1821067 |  | 754922.6 | 0 | 450097.8 | 0 | 345501.5 | 0 | 27163.09 | 243379.2 | 25531.31 | 135391.1 | 0 | 0 | 0 | 0 | 360329200 | 0 | 360329200 | 3603.292 | 105576.4556 | 0 | 151.4723 | 113.2612 | 2021-07-01 12:19
PreNResSpltPkgAC-65to-PEYes | Save | Rt3 | 1985 | CZ15 | cDXGF | 0 | None | 1 | 120000.5 | 2225178 |  | 754922.6 | 0 | 450097.8 | 0 | 698081.9 | 0 | 7373.111 | 314699.8 | 1959.312 | 246309.8 | 0 | 0 | 0 | 0 | 13718980 | 0 | 13718980 | 137.1898 | 4019.6611 | 0 | 151.4723 | 113.2612 | 2021-07-01 12:20
PreNResSpltPkgAC-65to-PEYes | Save | Rt3 | 1985 | CZ16 | cDXGF | 0 | None | 1 | 120000.5 | 1536577 |  | 754922.6 | 0 | 450097.8 | 0 | 119100.3 | 0 | 35193.53 | 177263.4 | 59267.83 | 60667.46 | 0 | 0 | 0 | 0 | 1740509000 | 0 | 1740509000 | 17405.09 | 509969.137 | 0 | 151.4723 | 113.2612 | 2021-07-01 12:21
PreNResSpltPkgAC-65to-PEYes | Save | Rt3 | 1996 | CZ01 | cDXGF | 0 | None | 1 | 120000.5 | 1369503 |  | 754922.6 | 0 | 430205.2 | 0 | 10169.48 | 0 | 25876.65 | 148327.8 | 38362.05 | 11460.18 | 0 | 0 | 0 | 0 | 711736100 | 0 | 711736100 | 7117.361 | 208538.6773 | 0 | 151.4723 | 108.2551 | 2021-07-01 12:21
PreNResSpltPkgAC-65to-PEYes | Save | Rt3 | 1996 | CZ02 | cDXGF | 0 | None | 1 | 120000.5 | 1551519 |  | 754922.6 | 0 | 430205.2 | 0 | 173677.4 | 0 | 21424.89 | 171288.5 | 21534.09 | 77602.24 | 0 | 0 | 0 | 0 | 374921700 | 0 | 374921700 | 3749.217 | 109852.0581 | 0 | 151.4723 | 108.2551 | 2021-07-01 12:22
PreNResSpltPkgAC-65to-PEYes | Save | Rt3 | 1996 | CZ03 | cDXGF | 0 | None | 1 | 120000.5 | 1449161 |  | 754922.6 | 0 | 430205.2 | 0 | 96212.35 | 0 | 10938.34 | 156882.9 | 14788.5 | 60444.71 | 0 | 0 | 0 | 0 | 228614800 | 0 | 228614800 | 2286.148 | 66984.1364 | 0 | 151.4723 | 108.2551 | 2021-07-01 12:23
PreNResSpltPkgAC-65to-PEYes | Save | Rt3 | 1996 | CZ04 | cDXGF | 0 | None | 1 | 120000.5 | 1592049 |  | 754922.6 | 0 | 430205.2 | 0 | 220426.8 | 0 | 12226.5 | 174267.1 | 12114.42 | 94926.23 | 0 | 0 | 0 | 0 | 182787600 | 0 | 182787600 | 1827.876 | 53556.7668 | 0 | 151.4723 | 108.2551 | 2021-07-01 12:24
PreNResSpltPkgAC-65to-PEYes | Save | Rt3 | 1996 | CZ05 | cDXGF | 0 | None | 1 | 120000.5 | 1474486 |  | 754922.6 | 0 | 430205.2 | 0 | 119786.4 | 0 | 12588.56 | 156985.3 | 9916.904 | 71883.1 | 0 | 0 | 0 | 0 | 143449700 | 0 | 143449700 | 1434.497 | 42030.7621 | 0 | 151.4723 | 108.2551 | 2021-07-01 12:25
PreNResSpltPkgAC-65to-PEYes | Save | Rt3 | 1996 | CZ06 | cDXGF | 0 | None | 1 | 120000.5 | 1619466 |  | 754922.6 | 0 | 430205.2 | 0 | 259430.9 | 0 | 4436.83 | 170470.6 | 3400.056 | 114256.4 | 0 | 0 | 0 | 0 | 36652540 | 0 | 36652540 | 366.5254 | 10739.1942 | 0 | 151.4723 | 108.2551 | 2021-07-01 12:26
PreNResSpltPkgAC-65to-PEYes | Save | Rt3 | 1996 | CZ07 | cDXGF | 0 | None | 1 | 120000.5 | 1576553 |  | 754922.6 | 0 | 430205.2 | 0 | 222828.3 | 0 | 2144.011 | 166453 | 1795.577 | 110577.6 | 0 | 0 | 0 | 0 | 16308930 | 0 | 16308930 | 163.0893 | 4778.5165 | 0 | 151.4723 | 108.2551 | 2021-07-01 12:26
PreNResSpltPkgAC-65to-PEYes | Save | Rt3 | 1996 | CZ08 | cDXGF | 0 | None | 1 | 120000.5 | 1712571 |  | 754922.6 | 0 | 430205.2 | 0 | 332849.1 | 0 | 5251.857 | 189342.5 | 2352.168 | 133973.1 | 0 | 0 | 0 | 0 | 24697520 | 0 | 24697520 | 246.9752 | 7236.3734 | 0 | 151.4723 | 108.2551 | 2021-07-01 12:27
PreNResSpltPkgAC-65to-PEYes | Save | Rt3 | 1996 | CZ09 | cDXGF | 0 | None | 1 | 120000.5 | 1749473 |  | 754922.6 | 0 | 430205.2 | 0 | 319098.8 | 0 | 9416.155 | 235830.3 | 6099.906 | 145343.7 | 0 | 0 | 0 | 0 | 61546600 | 0 | 61546600 | 615.466 | 18033.1538 | 0 | 151.4723 | 108.2551 | 2021-07-01 12:28
PreNResSpltPkgAC-65to-PEYes | Save | Rt3 | 1996 | CZ10 | cDXGF | 0 | None | 1 | 120000.5 | 1775544 |  | 754922.6 | 0 | 430205.2 | 0 | 360493.6 | 0 | 12710.4 | 217212.1 | 8871.465 | 141787.4 | 0 | 0 | 0 | 0 | 109090000 | 0 | 109090000 | 1090.9 | 31963.37 | 0 | 151.4723 | 108.2551 | 2021-07-01 12:29
PreNResSpltPkgAC-65to-PEYes | Save | Rt3 | 1996 | CZ11 | cDXGF | 0 | None | 1 | 120000.5 | 1798897 |  | 754922.6 | 0 | 430205.2 | 0 | 348650.9 | 0 | 25600.57 | 239518.5 | 32690.7 | 128673.1 | 0 | 0 | 0 | 0 | 491137600 | 0 | 491137600 | 4911.376 | 143903.3168 | 0 | 151.4723 | 108.2551 | 2021-07-01 12:30
PreNResSpltPkgAC-65to-PEYes | Save | Rt3 | 1996 | CZ12 | cDXGF | 0 | None | 1 | 120000.5 | 1689614 |  | 754922.6 | 0 | 430205.2 | 0 | 270254.8 | 0 | 21309.74 | 212921.8 | 25803.11 | 112137.7 | 0 | 0 | 0 | 0 | 398531800 | 0 | 398531800 | 3985.318 | 116769.8174 | 0 | 151.4723 | 108.2551 | 2021-07-01 12:30
PreNResSpltPkgAC-65to-PEYes | Save | Rt3 | 1996 | CZ13 | cDXGF | 0 | None | 1 | 120000.5 | 1839138 |  | 754922.6 | 0 | 430205.2 | 0 | 390711.9 | 0 | 22356.77 | 240942 | 26712.44 | 142749.1 | 0 | 0 | 0 | 0 | 380876000 | 0 | 380876000 | 3808.76 | 111596.668 | 0 | 151.4723 | 108.2551 | 2021-07-01 12:31
PreNResSpltPkgAC-65to-PEYes | Save | Rt3 | 1996 | CZ14 | cDXGF | 0 | None | 1 | 120000.5 | 1792024 |  | 754922.6 | 0 | 430205.2 | 0 | 339580.1 | 0 | 26845.81 | 240469.8 | 26004 | 133294.5 | 0 | 0 | 0 | 0 | 370223400 | 0 | 370223400 | 3702.234 | 108475.4562 | 0 | 151.4723 | 108.2551 | 2021-07-01 12:32
PreNResSpltPkgAC-65to-PEYes | Save | Rt3 | 1996 | CZ15 | cDXGF | 0 | None | 1 | 120000.5 | 2192453 |  | 754922.6 | 0 | 430205.2 | 0 | 688506.6 | 0 | 7301 | 311516.5 | 2056.448 | 243566.6 | 0 | 0 | 0 | 0 | 14338830 | 0 | 14338830 | 143.3883 | 4201.2772 | 0 | 151.4723 | 108.2551 | 2021-07-01 12:33
PreNResSpltPkgAC-65to-PEYes | Save | Rt3 | 1996 | CZ16 | cDXGF | 0 | None | 1 | 120000.5 | 1510595 |  | 754922.6 | 0 | 430205.2 | 0 | 116538.5 | 0 | 34617.94 | 174311 | 59361.73 | 59471.59 | 0 | 0 | 0 | 0 | 1762806000 | 0 | 1762806000 | 17628.06 | 516502.158 | 0 | 151.4723 | 108.2551 | 2021-07-01 12:34
PreNResSpltPkgAC-65to-PEYes | Save | Rt3 | 2003 | CZ01 | cDXGF | 0 | None | 1 | 120000.5 | 1347141 |  | 754922.6 | 0 | 410310 | 0 | 9840.547 | 0 | 25559.38 | 146508.7 | 39202.04 | 11106.02 | 0 | 0 | 0 | 0 | 733572600 | 0 | 733572600 | 7335.726 | 214936.7718 | 0 | 151.4723 | 103.2491 | 2021-07-01 12:35
PreNResSpltPkgAC-65to-PEYes | Save | Rt3 | 2003 | CZ02 | cDXGF | 0 | None | 1 | 120000.5 | 1525536 |  | 754922.6 | 0 | 410310 | 0 | 170318.6 | 0 | 21119.1 | 168864.5 | 21698.98 | 76307.29 | 0 | 0 | 0 | 0 | 379605600 | 0 | 379605600 | 3796.056 | 111224.4408 | 0 | 151.4723 | 103.2491 | 2021-07-01 12:35
PreNResSpltPkgAC-65to-PEYes | Save | Rt3 | 2003 | CZ03 | cDXGF | 0 | None | 1 | 120000.5 | 1426034 |  | 754922.6 | 0 | 410310 | 0 | 94816.65 | 0 | 10817.55 | 155168 | 14909.19 | 59646.55 | 0 | 0 | 0 | 0 | 231731700 | 0 | 231731700 | 2317.317 | 67897.3881 | 0 | 151.4723 | 103.2491 | 2021-07-01 12:36
PreNResSpltPkgAC-65to-PEYes | Save | Rt3 | 2003 | CZ04 | cDXGF | 0 | None | 1 | 120000.5 | 1567789 |  | 754922.6 | 0 | 410310 | 0 | 217744.5 | 0 | 12114.39 | 172697.2 | 12251.47 | 93890.34 | 0 | 0 | 0 | 0 | 185482000 | 0 | 185482000 | 1854.82 | 54346.226 | 0 | 151.4723 | 103.2491 | 2021-07-01 12:37
PreNResSpltPkgAC-65to-PEYes | Save | Rt3 | 2003 | CZ05 | cDXGF | 0 | None | 1 | 120000.5 | 1450950 |  | 754922.6 | 0 | 410310 | 0 | 117972.4 | 0 | 12451.75 | 155294.2 | 10000.96 | 70927.41 | 0 | 0 | 0 | 0 | 145039700 | 0 | 145039700 | 1450.397 | 42496.6321 | 0 | 151.4723 | 103.2491 | 2021-07-01 12:38
PreNResSpltPkgAC-65to-PEYes | Save | Rt3 | 2003 | CZ06 | cDXGF | 0 | None | 1 | 120000.5 | 1594680 |  | 754922.6 | 0 | 410310 | 0 | 256358.9 | 0 | 4389.96 | 168697.3 | 3423.994 | 113001.7 | 0 | 0 | 0 | 0 | 37019080 | 0 | 37019080 | 370.1908 | 10846.5904 | 0 | 151.4723 | 103.2491 | 2021-07-01 12:39
PreNResSpltPkgAC-65to-PEYes | Save | Rt3 | 2003 | CZ07 | cDXGF | 0 | None | 1 | 120000.5 | 1552129 |  | 754922.6 | 0 | 410310 | 0 | 220061.2 | 0 | 2121.287 | 164713.5 | 1813.672 | 109319.1 | 0 | 0 | 0 | 0 | 16531790 | 0 | 16531790 | 165.3179 | 4843.8145 | 0 | 151.4723 | 103.2491 | 2021-07-01 12:40
PreNResSpltPkgAC-65to-PEYes | Save | Rt3 | 2003 | CZ08 | cDXGF | 0 | None | 1 | 120000.5 | 1687390 |  | 754922.6 | 0 | 410310 | 0 | 329160.8 | 0 | 5207.9 | 187787.9 | 2377.942 | 132695.9 | 0 | 0 | 0 | 0 | 25047730 | 0 | 25047730 | 250.4773 | 7338.9849 | 0 | 151.4723 | 103.2491 | 2021-07-01 12:40
PreNResSpltPkgAC-65to-PEYes | Save | Rt3 | 2003 | CZ09 | cDXGF | 0 | None | 1 | 120000.5 | 1724476 |  | 754922.6 | 0 | 410310 | 0 | 315698.3 | 0 | 9349.731 | 234193.5 | 6155.635 | 144103.5 | 0 | 0 | 0 | 0 | 62323890 | 0 | 62323890 | 623.2389 | 18260.8998 | 0 | 151.4723 | 103.2491 | 2021-07-01 12:41
PreNResSpltPkgAC-65to-PEYes | Save | Rt3 | 2003 | CZ10 | cDXGF | 0 | None | 1 | 120000.5 | 1743960 |  | 754922.6 | 0 | 410310 | 0 | 353150.8 | 0 | 12468.12 | 213107.9 | 8318.006 | 139216.4 | 0 | 0 | 0 | 0 | 100586600 | 0 | 100586600 | 1005.866 | 29471.8738 | 0 | 151.4723 | 103.2491 | 2021-07-01 12:42
PreNResSpltPkgAC-65to-PEYes | Save | Rt3 | 2003 | CZ11 | cDXGF | 0 | None | 1 | 120000.5 | 1773112 |  | 754922.6 | 0 | 410310 | 0 | 344890 | 0 | 25396.11 | 237593.2 | 33225.88 | 127433.5 | 0 | 0 | 0 | 0 | 502989300 | 0 | 502989300 | 5029.893 | 147375.8649 | 0 | 151.4723 | 103.2491 | 2021-07-01 12:43
PreNResSpltPkgAC-65to-PEYes | Save | Rt3 | 2003 | CZ12 | cDXGF | 0 | None | 1 | 120000.5 | 1664362 |  | 754922.6 | 0 | 410310 | 0 | 266824 | 0 | 21134.68 | 211168.7 | 26368.28 | 110904.4 | 0 | 0 | 0 | 0 | 409670900 | 0 | 409670900 | 4096.709 | 120033.5737 | 0 | 151.4723 | 103.2491 | 2021-07-01 12:44
PreNResSpltPkgAC-65to-PEYes | Save | Rt3 | 2003 | CZ13 | cDXGF | 0 | None | 1 | 120000.5 | 1813031 |  | 754922.6 | 0 | 410310 | 0 | 386553.2 | 0 | 22182.78 | 239061.8 | 27263.6 | 141394.5 | 0 | 0 | 0 | 0 | 391453000 | 0 | 391453000 | 3914.53 | 114695.729 | 0 | 151.4723 | 103.2491 | 2021-07-01 12:45
PreNResSpltPkgAC-65to-PEYes | Save | Rt3 | 2003 | CZ14 | cDXGF | 0 | None | 1 | 120000.5 | 1766587 |  | 754922.6 | 0 | 410310 | 0 | 335989.8 | 0 | 26651.2 | 238711.1 | 26586.22 | 131929.7 | 0 | 0 | 0 | 0 | 380575200 | 0 | 380575200 | 3805.752 | 111508.5336 | 0 | 151.4723 | 103.2491 | 2021-07-01 12:45
PreNResSpltPkgAC-65to-PEYes | Save | Rt3 | 2003 | CZ15 | cDXGF | 0 | None | 1 | 120000.5 | 2164838 |  | 754922.6 | 0 | 410310 | 0 | 682700.3 | 0 | 7257.724 | 309646.7 | 2162.168 | 241910.2 | 0 | 0 | 0 | 0 | 15047310 | 0 | 15047310 | 150.4731 | 4408.8618 | 0 | 151.4723 | 103.2491 | 2021-07-01 12:46
PreNResSpltPkgAC-65to-PEYes | Save | Rt3 | 2003 | CZ16 | cDXGF | 0 | None | 1 | 120000.5 | 1486665 |  | 754922.6 | 0 | 410310 | 0 | 114841.6 | 0 | 34232.77 | 172356.7 | 59618.26 | 58670.95 | 0 | 0 | 0 | 0 | 1787710000 | 0 | 1787710000 | 17877.1 | 523799.03 | 0 | 151.4723 | 103.2491 | 2021-07-01 12:47
PreNResSpltPkgAC-65to-PEYes | Save | Rt3 | 2007 | CZ01 | cDXGF | 0 | None | 1 | 120000.5 | 1347139 |  | 754922.6 | 0 | 410310 | 0 | 9875.535 | 0 | 25553.7 | 146475.4 | 38513.09 | 11151.57 | 0 | 0 | 0 | 0 | 713369500 | 0 | 713369500 | 7133.695 | 209017.2635 | 0 | 151.4723 | 103.2491 | 2021-07-01 12:48
PreNResSpltPkgAC-65to-PEYes | Save | Rt3 | 2007 | CZ02 | cDXGF | 0 | None | 1 | 120000.5 | 1524734 |  | 754922.6 | 0 | 410310 | 0 | 170159.1 | 0 | 21047.33 | 168292.2 | 21189.31 | 76204.04 | 0 | 0 | 0 | 0 | 367289600 | 0 | 367289600 | 3672.896 | 107615.8528 | 0 | 151.4723 | 103.2491 | 2021-07-01 12:49
PreNResSpltPkgAC-65to-PEYes | Save | Rt3 | 2007 | CZ03 | cDXGF | 0 | None | 1 | 120000.5 | 1426016 |  | 754922.6 | 0 | 410310 | 0 | 94841.52 | 0 | 10814.64 | 155126.1 | 14522.83 | 59721.93 | 0 | 0 | 0 | 0 | 222658800 | 0 | 222658800 | 2226.588 | 65239.0284 | 0 | 151.4723 | 103.2491 | 2021-07-01 12:50
PreNResSpltPkgAC-65to-PEYes | Save | Rt3 | 2007 | CZ04 | cDXGF | 0 | None | 1 | 120000.5 | 1566878 |  | 754922.6 | 0 | 410310 | 0 | 217484.7 | 0 | 12071.1 | 172089.1 | 11763.79 | 93771.13 | 0 | 0 | 0 | 0 | 177221800 | 0 | 177221800 | 1772.218 | 51925.9874 | 0 | 151.4723 | 103.2491 | 2021-07-01 12:50
PreNResSpltPkgAC-65to-PEYes | Save | Rt3 | 2007 | CZ05 | cDXGF | 0 | None | 1 | 120000.5 | 1451015 |  | 754922.6 | 0 | 410310 | 0 | 118079.4 | 0 | 12448.47 | 155253.9 | 9692.853 | 71020.39 | 0 | 0 | 0 | 0 | 139118900 | 0 | 139118900 | 1391.189 | 40761.8377 | 0 | 151.4723 | 103.2491 | 2021-07-01 12:51
PreNResSpltPkgAC-65to-PEYes | Save | Rt3 | 2007 | CZ06 | cDXGF | 0 | None | 1 | 120000.5 | 1594680 |  | 754922.6 | 0 | 410310 | 0 | 256358.9 | 0 | 4389.96 | 168697.3 | 3423.994 | 113001.7 | 0 | 0 | 0 | 0 | 37019080 | 0 | 37019080 | 370.1908 | 10846.5904 | 0 | 151.4723 | 103.2491 | 2021-07-01 12:52
PreNResSpltPkgAC-65to-PEYes | Save | Rt3 | 2007 | CZ07 | cDXGF | 0 | None | 1 | 120000.5 | 1552129 |  | 754922.6 | 0 | 410310 | 0 | 220061.2 | 0 | 2121.287 | 164713.5 | 1813.672 | 109319.1 | 0 | 0 | 0 | 0 | 16531790 | 0 | 16531790 | 165.3179 | 4843.8145 | 0 | 151.4723 | 103.2491 | 2021-07-01 12:53
PreNResSpltPkgAC-65to-PEYes | Save | Rt3 | 2007 | CZ08 | cDXGF | 0 | None | 1 | 120000.5 | 1687390 |  | 754922.6 | 0 | 410310 | 0 | 329160.8 | 0 | 5207.9 | 187787.9 | 2377.942 | 132695.9 | 0 | 0 | 0 | 0 | 25047730 | 0 | 25047730 | 250.4773 | 7338.9849 | 0 | 151.4723 | 103.2491 | 2021-07-01 12:54
PreNResSpltPkgAC-65to-PEYes | Save | Rt3 | 2007 | CZ09 | cDXGF | 0 | None | 1 | 120000.5 | 1724476 |  | 754922.6 | 0 | 410310 | 0 | 315698.3 | 0 | 9349.731 | 234193.5 | 6155.635 | 144103.5 | 0 | 0 | 0 | 0 | 62323890 | 0 | 62323890 | 623.2389 | 18260.8998 | 0 | 151.4723 | 103.2491 | 2021-07-01 12:55
PreNResSpltPkgAC-65to-PEYes | Save | Rt3 | 2007 | CZ10 | cDXGF | 0 | None | 1 | 120000.5 | 1742318 |  | 754922.6 | 0 | 410310 | 0 | 352300.1 | 0 | 12423.77 | 212360.5 | 8002.472 | 138882.7 | 0 | 0 | 0 | 0 | 95778900 | 0 | 95778900 | 957.789 | 28063.2177 | 0 | 151.4723 | 103.2491 | 2021-07-01 12:55
PreNResSpltPkgAC-65to-PEYes | Save | Rt3 | 2007 | CZ11 | cDXGF | 0 | None | 1 | 120000.5 | 1771010 |  | 754922.6 | 0 | 410310 | 0 | 343800.7 | 0 | 25297.65 | 236677.4 | 32547.65 | 127073.5 | 0 | 0 | 0 | 0 | 486263000 | 0 | 486263000 | 4862.63 | 142475.059 | 0 | 151.4723 | 103.2491 | 2021-07-01 12:56
PreNResSpltPkgAC-65to-PEYes | Save | Rt3 | 2007 | CZ12 | cDXGF | 0 | None | 1 | 120000.5 | 1662778 |  | 754922.6 | 0 | 410310 | 0 | 266184.2 | 0 | 21048.09 | 210311.7 | 25696.65 | 110668.2 | 0 | 0 | 0 | 0 | 395097900 | 0 | 395097900 | 3950.979 | 115763.6847 | 0 | 151.4723 | 103.2491 | 2021-07-01 12:57
PreNResSpltPkgAC-65to-PEYes | Save | Rt3 | 2007 | CZ13 | cDXGF | 0 | None | 1 | 120000.5 | 1810628 |  | 754922.6 | 0 | 410310 | 0 | 385129 | 0 | 22099.22 | 238164.5 | 26654.55 | 141009.1 | 0 | 0 | 0 | 0 | 377268700 | 0 | 377268700 | 3772.687 | 110539.7291 | 0 | 151.4723 | 103.2491 | 2021-07-01 12:58
PreNResSpltPkgAC-65to-PEYes | Save | Rt3 | 2007 | CZ14 | cDXGF | 0 | None | 1 | 120000.5 | 1764498 |  | 754922.6 | 0 | 410310 | 0 | 334881.3 | 0 | 26552.76 | 237831 | 25913.45 | 131600.1 | 0 | 0 | 0 | 0 | 366191200 | 0 | 366191200 | 3661.912 | 107294.0216 | 0 | 151.4723 | 103.2491 | 2021-07-01 12:59
PreNResSpltPkgAC-65to-PEYes | Save | Rt3 | 2007 | CZ15 | cDXGF | 0 | None | 1 | 120000.5 | 2160855 |  | 754922.6 | 0 | 410310 | 0 | 679868.4 | 0 | 7231.189 | 308521 | 1961.253 | 241105.9 | 0 | 0 | 0 | 0 | 13552010 | 0 | 13552010 | 135.5201 | 3970.7389 | 0 | 151.4723 | 103.2491 | 2021-07-01 13:00
PreNResSpltPkgAC-65to-PEYes | Save | Rt3 | 2007 | CZ16 | cDXGF | 0 | None | 1 | 120000.5 | 1486421 |  | 754922.6 | 0 | 410310 | 0 | 114675.7 | 0 | 34220.17 | 172291.8 | 59170.42 | 58669.46 | 0 | 0 | 0 | 0 | 1757087000 | 0 | 1757087000 | 17570.87 | 514826.491 | 0 | 151.4723 | 103.2491 | 2021-07-01 13:00
PreNResSpltPkgAC-65to-PEYes | Save | Rt3 | 2011 | CZ01 | cDXGF | 0 | None | 1 | 120000.5 | 1326071 |  | 754922.6 | 0 | 410310 | 0 | 9653.607 | 0 | 6801.261 | 144382.3 | 33406.28 | 12208.3 | 0 | 0 | 0 | 0 | 587624700 | 0 | 587624700 | 5876.247 | 172174.0371 | 0 | 151.4723 | 103.2491 | 2021-07-01 13:01
PreNResSpltPkgAC-65to-PEYes | Save | Rt3 | 2011 | CZ02 | cDXGF | 0 | None | 1 | 120000.5 | 1490990 |  | 754922.6 | 0 | 410310 | 0 | 152369 | 0 | 5663.423 | 167723.5 | 20701.95 | 76110.41 | 0 | 0 | 0 | 0 | 355073400 | 0 | 355073400 | 3550.734 | 104036.5062 | 0 | 151.4723 | 103.2491 | 2021-07-01 13:02
PreNResSpltPkgAC-65to-PEYes | Save | Rt3 | 2011 | CZ03 | cDXGF | 0 | None | 1 | 120000.5 | 1408265 |  | 754922.6 | 0 | 410310 | 0 | 85028.76 | 0 | 2919.12 | 155084.3 | 14078.05 | 59785.79 | 0 | 0 | 0 | 0 | 213516200 | 0 | 213516200 | 2135.162 | 62560.2466 | 0 | 151.4723 | 103.2491 | 2021-07-01 13:03
PreNResSpltPkgAC-65to-PEYes | Save | Rt3 | 2011 | CZ04 | cDXGF | 0 | None | 1 | 120000.5 | 1534651 |  | 754922.6 | 0 | 410310 | 0 | 194703.5 | 0 | 3247.262 | 171467.3 | 11292.76 | 93663.37 | 0 | 0 | 0 | 0 | 169160500 | 0 | 169160500 | 1691.605 | 49564.0265 | 0 | 151.4723 | 103.2491 | 2021-07-01 13:04
PreNResSpltPkgAC-65to-PEYes | Save | Rt3 | 2011 | CZ05 | cDXGF | 0 | None | 1 | 120000.5 | 1429682 |  | 754922.6 | 0 | 410310 | 0 | 105832.8 | 0 | 3361.099 | 155253.9 | 9692.853 | 71020.39 | 0 | 0 | 0 | 0 | 139118900 | 0 | 139118900 | 1391.189 | 40761.8377 | 0 | 151.4723 | 103.2491 | 2021-07-01 13:05
PreNResSpltPkgAC-65to-PEYes | Save | Rt3 | 2011 | CZ06 | cDXGF | 0 | None | 1 | 120000.5 | 1564887 |  | 754922.6 | 0 | 410310 | 0 | 229770.5 | 0 | 1185.288 | 168697.3 | 3423.994 | 113001.7 | 0 | 0 | 0 | 0 | 37019080 | 0 | 37019080 | 370.1908 | 10846.5904 | 0 | 151.4723 | 103.2491 | 2021-07-01 13:05
PreNResSpltPkgAC-65to-PEYes | Save | Rt3 | 2011 | CZ07 | cDXGF | 0 | None | 1 | 120000.5 | 1527635 |  | 754922.6 | 0 | 410310 | 0 | 197157 | 0 | 572.5853 | 164671.7 | 1692.985 | 109365 | 0 | 0 | 0 | 0 | 15234460 | 0 | 15234460 | 152.3446 | 4463.6968 | 0 | 151.4723 | 103.2491 | 2021-07-01 13:06
PreNResSpltPkgAC-65to-PEYes | Save | Rt3 | 2011 | CZ08 | cDXGF | 0 | None | 1 | 120000.5 | 1648330 |  | 754922.6 | 0 | 410310 | 0 | 294495.1 | 0 | 1401.651 | 187199.1 | 2229.713 | 132520.3 | 0 | 0 | 0 | 0 | 23278780 | 0 | 23278780 | 232.7878 | 6820.6825 | 0 | 151.4723 | 103.2491 | 2021-07-01 13:07
PreNResSpltPkgAC-65to-PEYes | Save | Rt3 | 2011 | CZ09 | cDXGF | 0 | None | 1 | 120000.5 | 1679437 |  | 754922.6 | 0 | 410310 | 0 | 280454.9 | 0 | 2492.345 | 231255 | 4848.979 | 143002.5 | 0 | 0 | 0 | 0 | 47207050 | 0 | 47207050 | 472.0705 | 13831.6656 | 0 | 151.4723 | 103.2491 | 2021-07-01 13:08
PreNResSpltPkgAC-65to-PEYes | Save | Rt3 | 2011 | CZ10 | cDXGF | 0 | None | 1 | 120000.5 | 1695156 |  | 754922.6 | 0 | 410310 | 0 | 314988 | 0 | 3342.125 | 211592.1 | 7673.908 | 138547.9 | 0 | 0 | 0 | 0 | 91079090 | 0 | 91079090 | 910.7909 | 26686.1734 | 0 | 151.4723 | 103.2491 | 2021-07-01 13:09
PreNResSpltPkgAC-65to-PEYes | Save | Rt3 | 2011 | CZ11 | cDXGF | 0 | None | 1 | 120000.5 | 1686916 |  | 754922.6 | 0 | 410310 | 0 | 294518.9 | 0 | 6388.296 | 220775.4 | 19950.08 | 121712.5 | 0 | 0 | 0 | 0 | 259548600 | 0 | 259548600 | 2595.486 | 76047.7398 | 0 | 151.4723 | 103.2491 | 2021-07-01 13:10
PreNResSpltPkgAC-65to-PEYes | Save | Rt3 | 2011 | CZ12 | cDXGF | 0 | None | 1 | 120000.5 | 1611746 |  | 754922.6 | 0 | 410310 | 0 | 235836 | 0 | 5542.758 | 205133.4 | 21446.85 | 109422 | 0 | 0 | 0 | 0 | 314069900 | 0 | 314069900 | 3140.699 | 92022.4807 | 0 | 151.4723 | 103.2491 | 2021-07-01 13:10
PreNResSpltPkgAC-65to-PEYes | Save | Rt3 | 2011 | CZ13 | cDXGF | 0 | None | 1 | 120000.5 | 1729639 |  | 754922.6 | 0 | 410310 | 0 | 332529.2 | 0 | 5677.065 | 226198.7 | 18681.26 | 136218.5 | 0 | 0 | 0 | 0 | 242434800 | 0 | 242434800 | 2424.348 | 71033.3964 | 0 | 151.4723 | 103.2491 | 2021-07-01 13:11
PreNResSpltPkgAC-65to-PEYes | Save | Rt3 | 2011 | CZ14 | cDXGF | 0 | None | 1 | 120000.5 | 1681943 |  | 754922.6 | 0 | 410310 | 0 | 288239.5 | 0 | 6693.553 | 221776 | 15359.6 | 126919.8 | 0 | 0 | 0 | 0 | 191208900 | 0 | 191208900 | 1912.089 | 56024.2077 | 0 | 151.4723 | 103.2491 | 2021-07-01 13:12
PreNResSpltPkgAC-65to-PEYes | Save | Rt3 | 2011 | CZ15 | cDXGF | 0 | None | 1 | 120000.5 | 2026764 |  | 754922.6 | 0 | 410310 | 0 | 571323.9 | 0 | 1830.904 | 288374.6 | 663.0435 | 227346.9 | 0 | 0 | 0 | 0 | 4154876 | 0 | 4154876 | 41.5488 | 1217.3787 | 0 | 151.4723 | 103.2491 | 2021-07-01 13:13
PreNResSpltPkgAC-65to-PEYes | Save | Rt3 | 2011 | CZ16 | cDXGF | 0 | None | 1 | 120000.5 | 1433362 |  | 754922.6 | 0 | 410310 | 0 | 100366.7 | 0 | 8556.911 | 159204.2 | 45290.22 | 57213.02 | 0 | 0 | 0 | 0 | 1125193000 | 0 | 1125193000 | 11251.93 | 329681.549 | 0 | 151.4723 | 103.2491 | 2021-07-01 13:14
PreNResSpltPkgAC-65to-PEYes | Save | Rt3 | 2015 | CZ01 | cDXGF | 0 | None | 1 | 120000.5 | 1130401 |  | 638134.9 | 0 | 410310 | 0 | 19265.5 | 0 | 6403.946 | 56284.21 | 9013.848 | 15029.22 | 0 | 0 | 0 | 0 | 367189300 | 0 | 367189300 | 3671.893 | 107586.4649 | 0 | 128.9326 | 103.2491 | 2021-07-01 13:15
PreNResSpltPkgAC-65to-PEYes | Save | Rt3 | 2015 | CZ02 | cDXGF | 0 | None | 1 | 120000.5 | 1272606 |  | 638134.9 | 0 | 410310 | 0 | 145212.3 | 0 | 5439.569 | 73507.37 | 6140.13 | 44200.72 | 0 | 0 | 0 | 0 | 239238400 | 0 | 239238400 | 2392.384 | 70096.8512 | 0 | 128.9326 | 103.2491 | 2021-07-01 13:15
PreNResSpltPkgAC-65to-PEYes | Save | Rt3 | 2015 | CZ03 | cDXGF | 0 | None | 1 | 120000.5 | 1210900 |  | 638134.9 | 0 | 410310 | 0 | 92237.41 | 0 | 2748.573 | 67468.96 | 3818.374 | 40249.58 | 0 | 0 | 0 | 0 | 137958800 | 0 | 137958800 | 1379.588 | 40421.9284 | 0 | 128.9326 | 103.2491 | 2021-07-01 13:16
PreNResSpltPkgAC-65to-PEYes | Save | Rt3 | 2015 | CZ04 | cDXGF | 0 | None | 1 | 120000.5 | 1314608 |  | 638134.9 | 0 | 410310 | 0 | 185495 | 0 | 3104.733 | 77562.16 | 3283.927 | 54384.29 | 0 | 0 | 0 | 0 | 111555900 | 0 | 111555900 | 1115.559 | 32685.8787 | 0 | 128.9326 | 103.2491 | 2021-07-01 13:17
PreNResSpltPkgAC-65to-PEYes | Save | Rt3 | 2015 | CZ05 | cDXGF | 0 | None | 1 | 120000.5 | 1229426 |  | 638134.9 | 0 | 410310 | 0 | 109665.9 | 0 | 3162.281 | 68151.12 | 2606.158 | 44371.24 | 0 | 0 | 0 | 0 | 87795560 | 0 | 87795560 | 877.9556 | 25724.0991 | 0 | 128.9326 | 103.2491 | 2021-07-01 13:18
PreNResSpltPkgAC-65to-PEYes | Save | Rt3 | 2015 | CZ06 | cDXGF | 0 | None | 1 | 120000.5 | 1344056 |  | 638134.9 | 0 | 410310 | 0 | 221263.2 | 0 | 1120.683 | 73226.96 | 915.9813 | 58648.42 | 0 | 0 | 0 | 0 | 22589110 | 0 | 22589110 | 225.8911 | 6618.6092 | 0 | 128.9326 | 103.2491 | 2021-07-01 13:19
PreNResSpltPkgAC-65to-PEYes | Save | Rt3 | 2015 | CZ07 | cDXGF | 0 | None | 1 | 120000.5 | 1320932 |  | 638134.9 | 0 | 410310 | 0 | 197866.1 | 0 | 540.4935 | 74080.13 | 396.8116 | 60931.34 | 0 | 0 | 0 | 0 | 8118267 | 0 | 8118267 | 81.1827 | 2378.6522 | 0 | 128.9326 | 103.2491 | 2021-07-01 13:20
PreNResSpltPkgAC-65to-PEYes | Save | Rt3 | 2015 | CZ08 | cDXGF | 0 | None | 1 | 120000.5 | 1409657 |  | 638134.9 | 0 | 410310 | 0 | 277435.1 | 0 | 1349.603 | 82426.77 | 633.0577 | 67518.73 | 0 | 0 | 0 | 0 | 14855270 | 0 | 14855270 | 148.5527 | 4352.5941 | 0 | 128.9326 | 103.2491 | 2021-07-01 13:20
PreNResSpltPkgAC-65to-PEYes | Save | Rt3 | 2015 | CZ09 | cDXGF | 0 | None | 1 | 120000.5 | 1400678 |  | 638134.9 | 0 | 410310 | 0 | 256023.6 | 0 | 2409.915 | 93799.03 | 1534.734 | 67023.15 | 0 | 0 | 0 | 0 | 32761820 | 0 | 32761820 | 327.6182 | 9599.2133 | 0 | 128.9326 | 103.2491 | 2021-07-01 13:21
PreNResSpltPkgAC-65to-PEYes | Save | Rt3 | 2015 | CZ10 | cDXGF | 0 | None | 1 | 120000.5 | 1430660 |  | 638134.9 | 0 | 410310 | 0 | 288562.9 | 0 | 3242.2 | 90409.23 | 2344.743 | 67684.48 | 0 | 0 | 0 | 0 | 61518520 | 0 | 61518520 | 615.1852 | 18024.9264 | 0 | 128.9326 | 103.2491 | 2021-07-01 13:22
PreNResSpltPkgAC-65to-PEYes | Save | Rt3 | 2015 | CZ11 | cDXGF | 0 | None | 1 | 120000.5 | 1411452 |  | 638134.9 | 0 | 410310 | 0 | 264512.2 | 0 | 6193.292 | 92300.38 | 5824.663 | 58892.13 | 0 | 0 | 0 | 0 | 157657700 | 0 | 157657700 | 1576.577 | 46193.7061 | 0 | 128.9326 | 103.2491 | 2021-07-01 13:23
PreNResSpltPkgAC-65to-PEYes | Save | Rt3 | 2015 | CZ12 | cDXGF | 0 | None | 1 | 120000.5 | 1360697 |  | 638134.9 | 0 | 410310 | 0 | 217158.3 | 0 | 5371.181 | 89721.52 | 6673.622 | 58453.91 | 0 | 0 | 0 | 0 | 214643800 | 0 | 214643800 | 2146.438 | 62890.6334 | 0 | 128.9326 | 103.2491 | 2021-07-01 13:24
PreNResSpltPkgAC-65to-PEYes | Save | Rt3 | 2015 | CZ13 | cDXGF | 0 | None | 1 | 120000.5 | 1450130 |  | 638134.9 | 0 | 410310 | 0 | 299230.9 | 0 | 5510.599 | 96942.53 | 5620.508 | 66916.73 | 0 | 0 | 0 | 0 | 153742600 | 0 | 153742600 | 1537.426 | 45046.5818 | 0 | 128.9326 | 103.2491 | 2021-07-01 13:25
PreNResSpltPkgAC-65to-PEYes | Save | Rt3 | 2015 | CZ14 | cDXGF | 0 | None | 1 | 120000.5 | 1404887 |  | 638134.9 | 0 | 410310 | 0 | 258402.5 | 0 | 6496.72 | 91541.18 | 4334.548 | 59961.3 | 0 | 0 | 0 | 0 | 110415300 | 0 | 110415300 | 1104.153 | 32351.6829 | 0 | 128.9326 | 103.2491 | 2021-07-01 13:26
PreNResSpltPkgAC-65to-PEYes | Save | Rt3 | 2015 | CZ15 | cDXGF | 0 | None | 1 | 120000.5 | 1667967 |  | 638134.9 | 0 | 410310 | 0 | 498909.6 | 0 | 1787.267 | 118825 | 178.8823 | 99261.87 | 0 | 0 | 0 | 0 | 2122559 | 0 | 2122559 | 21.2256 | 621.9098 | 0 | 128.9326 | 103.2491 | 2021-07-01 13:26
PreNResSpltPkgAC-65to-PEYes | Save | Rt3 | 2015 | CZ16 | cDXGF | 0 | None | 1 | 120000.5 | 1225734 |  | 638134.9 | 0 | 410310 | 0 | 99605.58 | 0 | 8096.694 | 69586.48 | 12988.07 | 36214.16 | 0 | 0 | 0 | 0 | 695247500 | 0 | 695247500 | 6952.475 | 203707.5175 | 0 | 128.9326 | 103.2491 | 2021-07-01 13:27
PreNResSpltPkgAC-65to-PEYes | Save | Rt3 | 2017 | CZ01 | cDXGF | 0 | None | 1 | 120000.5 | 1126790 |  | 634628.3 | 0 | 410310 | 0 | 19293.1 | 0 | 6389.605 | 56166.55 | 8572.406 | 15090.26 | 0 | 0 | 0 | 0 | 342893000 | 0 | 342893000 | 3428.93 | 100467.649 | 0 | 128.1949 | 103.2491 | 2021-07-01 13:28
PreNResSpltPkgAC-65to-PEYes | Save | Rt3 | 2017 | CZ02 | cDXGF | 0 | None | 1 | 120000.5 | 1268276 |  | 634628.3 | 0 | 410310 | 0 | 144752.4 | 0 | 5411.503 | 73171.66 | 5971.901 | 44084.07 | 0 | 0 | 0 | 0 | 231210900 | 0 | 231210900 | 2312.109 | 67744.7937 | 0 | 128.1949 | 103.2491 | 2021-07-01 13:29
PreNResSpltPkgAC-65to-PEYes | Save | Rt3 | 2017 | CZ03 | cDXGF | 0 | None | 1 | 120000.5 | 1206967 |  | 634628.3 | 0 | 410310 | 0 | 91962.61 | 0 | 2743.479 | 67320.36 | 3674.148 | 40176.67 | 0 | 0 | 0 | 0 | 132824300 | 0 | 132824300 | 1328.243 | 38917.5199 | 0 | 128.1949 | 103.2491 | 2021-07-01 13:30
PreNResSpltPkgAC-65to-PEYes | Save | Rt3 | 2017 | CZ04 | cDXGF | 0 | None | 1 | 120000.5 | 1310146 |  | 634628.3 | 0 | 410310 | 0 | 184895.8 | 0 | 3088.835 | 77221.14 | 3148.71 | 54243.73 | 0 | 0 | 0 | 0 | 106931000 | 0 | 106931000 | 1069.31 | 31330.783 | 0 | 128.1949 | 103.2491 | 2021-07-01 13:31
PreNResSpltPkgAC-65to-PEYes | Save | Rt3 | 2017 | CZ05 | cDXGF | 0 | None | 1 | 120000.5 | 1225648 |  | 634628.3 | 0 | 410310 | 0 | 109544.9 | 0 | 3155.544 | 68006.53 | 2426.776 | 44380.59 | 0 | 0 | 0 | 0 | 81286470 | 0 | 81286470 | 812.8647 | 23816.9357 | 0 | 128.1949 | 103.2491 | 2021-07-01 13:31
PreNResSpltPkgAC-65to-PEYes | Save | Rt3 | 2017 | CZ06 | cDXGF | 0 | None | 1 | 120000.5 | 1339387 |  | 634628.3 | 0 | 410310 | 0 | 220344.6 | 0 | 1117.374 | 72984.03 | 783.7659 | 58575.59 | 0 | 0 | 0 | 0 | 18923240 | 0 | 18923240 | 189.2324 | 5544.5093 | 0 | 128.1949 | 103.2491 | 2021-07-01 13:32
PreNResSpltPkgAC-65to-PEYes | Save | Rt3 | 2017 | CZ07 | cDXGF | 0 | None | 1 | 120000.5 | 1316625 |  | 634628.3 | 0 | 410310 | 0 | 197247.9 | 0 | 539.321 | 73896.44 | 361.7412 | 60874.71 | 0 | 0 | 0 | 0 | 7282839 | 0 | 7282839 | 72.8284 | 2133.8718 | 0 | 128.1949 | 103.2491 | 2021-07-01 13:33
PreNResSpltPkgAC-65to-PEYes | Save | Rt3 | 2017 | CZ08 | cDXGF | 0 | None | 1 | 120000.5 | 1404088 |  | 634628.3 | 0 | 410310 | 0 | 275958.3 | 0 | 1338.415 | 81850.11 | 562.8237 | 67238.71 | 0 | 0 | 0 | 0 | 12885490 | 0 | 12885490 | 128.8549 | 3775.4486 | 0 | 128.1949 | 103.2491 | 2021-07-01 13:34
PreNResSpltPkgAC-65to-PEYes | Save | Rt3 | 2017 | CZ09 | cDXGF | 0 | None | 1 | 120000.5 | 1395698 |  | 634628.3 | 0 | 410310 | 0 | 254978.9 | 0 | 2398.649 | 93379.6 | 1461.797 | 66816.42 | 0 | 0 | 0 | 0 | 30906300 | 0 | 30906300 | 309.063 | 9055.5459 | 0 | 128.1949 | 103.2491 | 2021-07-01 13:35
PreNResSpltPkgAC-65to-PEYes | Save | Rt3 | 2017 | CZ10 | cDXGF | 0 | None | 1 | 120000.5 | 1425474 |  | 634628.3 | 0 | 410310 | 0 | 287319.3 | 0 | 3226.269 | 89987.55 | 2251.877 | 67459.37 | 0 | 0 | 0 | 0 | 58756260 | 0 | 58756260 | 587.5626 | 17215.5842 | 0 | 128.1949 | 103.2491 | 2021-07-01 13:36
PreNResSpltPkgAC-65to-PEYes | Save | Rt3 | 2017 | CZ11 | cDXGF | 0 | None | 1 | 120000.5 | 1405954 |  | 634628.3 | 0 | 410310 | 0 | 263101.4 | 0 | 6154.955 | 91757.12 | 5532.545 | 58634.28 | 0 | 0 | 0 | 0 | 147673700 | 0 | 147673700 | 1476.737 | 43268.3941 | 0 | 128.1949 | 103.2491 | 2021-07-01 13:37
PreNResSpltPkgAC-65to-PEYes | Save | Rt3 | 2017 | CZ12 | cDXGF | 0 | None | 1 | 120000.5 | 1355750 |  | 634628.3 | 0 | 410310 | 0 | 216219.5 | 0 | 5340.007 | 89249.88 | 6405.284 | 58236.65 | 0 | 0 | 0 | 0 | 204835400 | 0 | 204835400 | 2048.354 | 60016.7722 | 0 | 128.1949 | 103.2491 | 2021-07-01 13:38
PreNResSpltPkgAC-65to-PEYes | Save | Rt3 | 2017 | CZ13 | cDXGF | 0 | None | 1 | 120000.5 | 1444227 |  | 634628.3 | 0 | 410310 | 0 | 297429.6 | 0 | 5477.391 | 96379.14 | 5344.574 | 66600.05 | 0 | 0 | 0 | 0 | 144983300 | 0 | 144983300 | 1449.833 | 42480.1069 | 0 | 128.1949 | 103.2491 | 2021-07-01 13:39
PreNResSpltPkgAC-65to-PEYes | Save | Rt3 | 2017 | CZ14 | cDXGF | 0 | None | 1 | 120000.5 | 1399375 |  | 634628.3 | 0 | 410310 | 0 | 256950.9 | 0 | 6458.322 | 91025.06 | 4070.3 | 59728.25 | 0 | 0 | 0 | 0 | 102752400 | 0 | 102752400 | 1027.524 | 30106.4532 | 0 | 128.1949 | 103.2491 | 2021-07-01 13:39
PreNResSpltPkgAC-65to-PEYes | Save | Rt3 | 2017 | CZ15 | cDXGF | 0 | None | 1 | 120000.5 | 1660397 |  | 634628.3 | 0 | 410310 | 0 | 495515.7 | 0 | 1777.603 | 118162.6 | 149.5882 | 98771.04 | 0 | 0 | 0 | 0 | 1790191 | 0 | 1790191 | 17.9019 | 524.526 | 0 | 128.1949 | 103.2491 | 2021-07-01 13:40
PreNResSpltPkgAC-65to-PEYes | Save | Rt3 | 2017 | CZ16 | cDXGF | 0 | None | 1 | 120000.5 | 1221661 |  | 634628.3 | 0 | 410310 | 0 | 99224.26 | 0 | 8080.448 | 69415.28 | 12767.5 | 36134.52 | 0 | 0 | 0 | 0 | 674378100 | 0 | 674378100 | 6743.781 | 197592.7833 | 0 | 128.1949 | 103.2491 | 2021-07-01 13:41
PreNResSpltPkgAC-65to-PEYes | Save | Rt3 | 2020 | CZ01 | cDXGF | 0 | None | 1 | 120000.5 | 998830.9 |  | 514297.2 | 0 | 410310 | 0 | 15257.75 | 0 | 6082.794 | 52882.68 | 11145 | 12037.85 | 0 | 0 | 0 | 0 | 481993500 | 0 | 481993500 | 4819.935 | 141224.0955 | 0 | 103.2249 | 103.2491 | 2021-07-01 13:42
PreNResSpltPkgAC-65to-PEYes | Save | Rt3 | 2020 | CZ02 | cDXGF | 0 | None | 1 | 120000.5 | 1131219 |  | 514297.2 | 0 | 410310 | 0 | 132262.3 | 0 | 5200.312 | 69148.14 | 7445.533 | 40047.16 | 0 | 0 | 0 | 0 | 312464100 | 0 | 312464100 | 3124.641 | 91551.9813 | 0 | 103.2249 | 103.2491 | 2021-07-01 13:43
PreNResSpltPkgAC-65to-PEYes | Save | Rt3 | 2020 | CZ03 | cDXGF | 0 | None | 1 | 120000.5 | 1071620 |  | 514297.2 | 0 | 410310 | 0 | 81338.05 | 0 | 2616.7 | 63057.09 | 5097.862 | 35362.62 | 0 | 0 | 0 | 0 | 193458600 | 0 | 193458600 | 1934.586 | 56683.3698 | 0 | 103.2249 | 103.2491 | 2021-07-01 13:44
PreNResSpltPkgAC-65to-PEYes | Save | Rt3 | 2020 | CZ04 | cDXGF | 0 | None | 1 | 120000.5 | 1170552 |  | 514297.2 | 0 | 410310 | 0 | 170153.2 | 0 | 2968.847 | 72821.39 | 4158.529 | 49530.85 | 0 | 0 | 0 | 0 | 152654400 | 0 | 152654400 | 1526.544 | 44727.7392 | 0 | 103.2249 | 103.2491 | 2021-07-01 13:44
PreNResSpltPkgAC-65to-PEYes | Save | Rt3 | 2020 | CZ05 | cDXGF | 0 | None | 1 | 120000.5 | 1088439 |  | 514297.2 | 0 | 410310 | 0 | 97176.59 | 0 | 3008.737 | 63645.43 | 3346.854 | 39453.05 | 0 | 0 | 0 | 0 | 119933300 | 0 | 119933300 | 1199.333 | 35140.4569 | 0 | 103.2249 | 103.2491 | 2021-07-01 13:45
PreNResSpltPkgAC-65to-PEYes | Save | Rt3 | 2020 | CZ06 | cDXGF | 0 | None | 1 | 120000.5 | 1196266 |  | 514297.2 | 0 | 410310 | 0 | 201897 | 0 | 1070.716 | 68689.8 | 1158.284 | 53697.25 | 0 | 0 | 0 | 0 | 31134130 | 0 | 31134130 | 311.3413 | 9122.3001 | 0 | 103.2249 | 103.2491 | 2021-07-01 13:46
PreNResSpltPkgAC-65to-PEYes | Save | Rt3 | 2020 | CZ07 | cDXGF | 0 | None | 1 | 120000.5 | 1174357 |  | 514297.2 | 0 | 410310 | 0 | 179925.7 | 0 | 515.9924 | 69307.73 | 600.7828 | 55507.97 | 0 | 0 | 0 | 0 | 13497890 | 0 | 13497890 | 134.9789 | 3954.8818 | 0 | 103.2249 | 103.2491 | 2021-07-01 13:47
PreNResSpltPkgAC-65to-PEYes | Save | Rt3 | 2020 | CZ08 | cDXGF | 0 | None | 1 | 120000.5 | 1259844 |  | 514297.2 | 0 | 410310 | 0 | 256578.3 | 0 | 1288.24 | 77368.68 | 836.7146 | 62411.63 | 0 | 0 | 0 | 0 | 21057710 | 0 | 21057710 | 210.5771 | 6169.909 | 0 | 103.2249 | 103.2491 | 2021-07-01 13:48
PreNResSpltPkgAC-65to-PEYes | Save | Rt3 | 2020 | CZ09 | cDXGF | 0 | None | 1 | 120000.5 | 1254439 |  | 514297.2 | 0 | 410310 | 0 | 237972.3 | 0 | 2327.423 | 89531.04 | 2045.157 | 62558.37 | 0 | 0 | 0 | 0 | 46523820 | 0 | 46523820 | 465.2382 | 13631.4793 | 0 | 103.2249 | 103.2491 | 2021-07-01 13:49
PreNResSpltPkgAC-65to-PEYes | Save | Rt3 | 2020 | CZ10 | cDXGF | 0 | None | 1 | 120000.5 | 1282591 |  | 514297.2 | 0 | 410310 | 0 | 269045.3 | 0 | 3121.277 | 85815.95 | 3036.44 | 63083.47 | 0 | 0 | 0 | 0 | 85106560 | 0 | 85106560 | 851.0656 | 24936.2221 | 0 | 103.2249 | 103.2491 | 2021-07-01 13:49
PreNResSpltPkgAC-65to-PEYes | Save | Rt3 | 2020 | CZ11 | cDXGF | 0 | None | 1 | 120000.5 | 1265359 |  | 514297.2 | 0 | 410310 | 0 | 247128.5 | 0 | 5950.387 | 87672 | 7224.757 | 54806.13 | 0 | 0 | 0 | 0 | 210557300 | 0 | 210557300 | 2105.573 | 61693.2889 | 0 | 103.2249 | 103.2491 | 2021-07-01 13:50
PreNResSpltPkgAC-65to-PEYes | Save | Rt3 | 2020 | CZ12 | cDXGF | 0 | None | 1 | 120000.5 | 1216222 |  | 514297.2 | 0 | 410310 | 0 | 201477.7 | 0 | 5156.879 | 84979.15 | 8064.392 | 54114.24 | 0 | 0 | 0 | 0 | 277363700 | 0 | 277363700 | 2773.637 | 81267.5641 | 0 | 103.2249 | 103.2491 | 2021-07-01 13:51
PreNResSpltPkgAC-65to-PEYes | Save | Rt3 | 2020 | CZ13 | cDXGF | 0 | None | 1 | 120000.5 | 1302168 |  | 514297.2 | 0 | 410310 | 0 | 280142.9 | 0 | 5302.186 | 92113.8 | 6912.126 | 62594.68 | 0 | 0 | 0 | 0 | 203340100 | 0 | 203340100 | 2033.401 | 59578.6493 | 0 | 103.2249 | 103.2491 | 2021-07-01 13:52
PreNResSpltPkgAC-65to-PEYes | Save | Rt3 | 2020 | CZ14 | cDXGF | 0 | None | 1 | 120000.5 | 1258359 |  | 514297.2 | 0 | 410310 | 0 | 240589.6 | 0 | 6240.543 | 86920.65 | 5435.499 | 55631.7 | 0 | 0 | 0 | 0 | 150536100 | 0 | 150536100 | 1505.361 | 44107.0773 | 0 | 103.2249 | 103.2491 | 2021-07-01 13:53
PreNResSpltPkgAC-65to-PEYes | Save | Rt3 | 2020 | CZ15 | cDXGF | 0 | None | 1 | 120000.5 | 1511430 |  | 514297.2 | 0 | 410310 | 0 | 471147.7 | 0 | 1731.983 | 113942.4 | 283.2621 | 94463.71 | 0 | 0 | 0 | 0 | 3395176 | 0 | 3395176 | 33.9518 | 994.7866 | 0 | 103.2249 | 103.2491 | 2021-07-01 13:54
PreNResSpltPkgAC-65to-PEYes | Save | Rt3 | 2020 | CZ16 | cDXGF | 0 | None | 1 | 120000.5 | 1088717 |  | 514297.2 | 0 | 410310 | 0 | 90913.82 | 0 | 7715.34 | 65479.85 | 14476.25 | 33008.59 | 0 | 0 | 0 | 0 | 833119900 | 0 | 833119900 | 8331.199 | 244104.1307 | 0 | 103.2249 | 103.2491 | 2021-07-01 13:54
PreNResSpltPkgAC-65to-PEYes | Save | RtL | 1975 | CZ01 | cDXGF | 0 | None | 1 | 129997 | 1379776 |  | 550930.6 | 0 | 639589.4 | 0 | 17046.99 | 0 | 23108.15 | 149100.9 | 49194.95 | 18080 | 0 | 0 | 0 | 0 | 1189806000 | 0 | 1189806000 | 11898.06 | 348613.158 | 0 | 167.0825 | 133.6737 | 2021-07-01 13:55
PreNResSpltPkgAC-65to-PEYes | Save | RtL | 1975 | CZ02 | cDXGF | 0 | None | 1 | 129997 | 1549736 |  | 550930.6 | 0 | 639589.4 | 0 | 166763.8 | 0 | 19349.23 | 173102.8 | 30313.52 | 75267 | 0 | 0 | 0 | 0 | 671881100 | 0 | 671881100 | 6718.811 | 196861.1623 | 0 | 167.0825 | 133.6737 | 2021-07-01 13:56
PreNResSpltPkgAC-65to-PEYes | Save | RtL | 1975 | CZ03 | cDXGF | 0 | None | 1 | 129997 | 1460673 |  | 550930.6 | 0 | 639589.4 | 0 | 105509 | 0 | 9607.723 | 155036.4 | 24334.58 | 62750.5 | 0 | 0 | 0 | 0 | 502383700 | 0 | 502383700 | 5023.837 | 147198.4241 | 0 | 167.0825 | 133.6737 | 2021-07-01 13:56
PreNResSpltPkgAC-65to-PEYes | Save | RtL | 1975 | CZ04 | cDXGF | 0 | None | 1 | 129997 | 1585253 |  | 550930.6 | 0 | 639589.4 | 0 | 213041.3 | 0 | 10743.66 | 170947.9 | 19349.53 | 92567.58 | 0 | 0 | 0 | 0 | 408469000 | 0 | 408469000 | 4084.69 | 119681.417 | 0 | 167.0825 | 133.6737 | 2021-07-01 13:57
PreNResSpltPkgAC-65to-PEYes | Save | RtL | 1975 | CZ05 | cDXGF | 0 | None | 1 | 129997 | 1482286 |  | 550930.6 | 0 | 639589.4 | 0 | 125634.6 | 0 | 11060.99 | 155070.5 | 22528.96 | 70159.91 | 0 | 0 | 0 | 0 | 453814800 | 0 | 453814800 | 4538.148 | 132967.7364 | 0 | 167.0825 | 133.6737 | 2021-07-01 13:58
PreNResSpltPkgAC-65to-PEYes | Save | RtL | 1975 | CZ06 | cDXGF | 0 | None | 1 | 129997 | 1612988 |  | 550930.6 | 0 | 639589.4 | 0 | 255652.8 | 0 | 3781.65 | 163033.7 | 10457 | 108825.1 | 0 | 0 | 0 | 0 | 179252800 | 0 | 179252800 | 1792.528 | 52521.0704 | 0 | 167.0825 | 133.6737 | 2021-07-01 13:58
PreNResSpltPkgAC-65to-PEYes | Save | RtL | 1975 | CZ07 | cDXGF | 0 | None | 1 | 129997 | 1574954 |  | 550930.6 | 0 | 639589.4 | 0 | 222126.3 | 0 | 1843.721 | 160465.3 | 9434.354 | 105744.2 | 0 | 0 | 0 | 0 | 143034800 | 0 | 143034800 | 1430.348 | 41909.1964 | 0 | 167.0825 | 133.6737 | 2021-07-01 13:59
PreNResSpltPkgAC-65to-PEYes | Save | RtL | 1975 | CZ08 | cDXGF | 0 | None | 1 | 129997 | 1695482 |  | 550930.6 | 0 | 639589.4 | 0 | 311089 | 0 | 4719.252 | 189155 | 9299.556 | 128915.7 | 0 | 0 | 0 | 0 | 144717100 | 0 | 144717100 | 1447.171 | 42402.1103 | 0 | 167.0825 | 133.6737 | 2021-07-01 14:00
PreNResSpltPkgAC-65to-PEYes | Save | RtL | 1975 | CZ09 | cDXGF | 0 | None | 1 | 129997 | 1730514 |  | 550930.6 | 0 | 639589.4 | 0 | 297983.9 | 0 | 8379.531 | 233631.8 | 14191.83 | 140073.5 | 0 | 0 | 0 | 0 | 196671000 | 0 | 196671000 | 1966.71 | 57624.603 | 0 | 167.0825 | 133.6737 | 2021-07-01 14:01
PreNResSpltPkgAC-65to-PEYes | Save | RtL | 1975 | CZ10 | cDXGF | 0 | None | 1 | 129997 | 1756436 |  | 550930.6 | 0 | 639589.4 | 0 | 338343.4 | 0 | 11378.85 | 216193.8 | 16405.91 | 136718.6 | 0 | 0 | 0 | 0 | 270666800 | 0 | 270666800 | 2706.668 | 79305.3724 | 0 | 167.0825 | 133.6737 | 2021-07-01 14:01
PreNResSpltPkgAC-65to-PEYes | Save | RtL | 1975 | CZ11 | cDXGF | 0 | None | 1 | 129997 | 1788628 |  | 550930.6 | 0 | 639589.4 | 0 | 336716.8 | 0 | 22996.71 | 238395.7 | 40660.45 | 126716.3 | 0 | 0 | 0 | 0 | 729611300 | 0 | 729611300 | 7296.113 | 213776.1109 | 0 | 167.0825 | 133.6737 | 2021-07-01 14:02
PreNResSpltPkgAC-65to-PEYes | Save | RtL | 1975 | CZ12 | cDXGF | 0 | None | 1 | 129997 | 1681105 |  | 550930.6 | 0 | 639589.4 | 0 | 258576.9 | 0 | 19150.78 | 212857.1 | 32747.41 | 108596.1 | 0 | 0 | 0 | 0 | 621917000 | 0 | 621917000 | 6219.17 | 182221.681 | 0 | 167.0825 | 133.6737 | 2021-07-01 14:03
PreNResSpltPkgAC-65to-PEYes | Save | RtL | 1975 | CZ13 | cDXGF | 0 | None | 1 | 129997 | 1830248 |  | 550930.6 | 0 | 639589.4 | 0 | 379306.1 | 0 | 20138.3 | 240285.2 | 32962.23 | 141184.4 | 0 | 0 | 0 | 0 | 573221500 | 0 | 573221500 | 5732.215 | 167953.8995 | 0 | 167.0825 | 133.6737 | 2021-07-01 14:04
PreNResSpltPkgAC-65to-PEYes | Save | RtL | 1975 | CZ14 | cDXGF | 0 | None | 1 | 129997 | 1782870 |  | 550930.6 | 0 | 639589.4 | 0 | 327610 | 0 | 24146.29 | 240594.4 | 37242.6 | 130572.3 | 0 | 0 | 0 | 0 | 669367700 | 0 | 669367700 | 6693.677 | 196124.7361 | 0 | 167.0825 | 133.6737 | 2021-07-01 14:04
PreNResSpltPkgAC-65to-PEYes | Save | RtL | 1975 | CZ15 | cDXGF | 0 | None | 1 | 129997 | 2176378 |  | 550930.6 | 0 | 639589.4 | 0 | 664780.3 | 0 | 6667.381 | 314410.6 | 8719.477 | 240520.8 | 0 | 0 | 0 | 0 | 88878640 | 0 | 88878640 | 888.7864 | 26041.4415 | 0 | 167.0825 | 133.6737 | 2021-07-01 14:05
PreNResSpltPkgAC-65to-PEYes | Save | RtL | 1975 | CZ16 | cDXGF | 0 | None | 1 | 129997 | 1492011 |  | 550930.6 | 0 | 639589.4 | 0 | 108311.5 | 0 | 29303.72 | 163875.4 | 63678.3 | 55422.6 | 0 | 0 | 0 | 0 | 2124399000 | 0 | 2124399000 | 21243.99 | 622448.907 | 0 | 167.0825 | 133.6737 | 2021-07-01 14:06
PreNResSpltPkgAC-65to-PEYes | Save | RtL | 1985 | CZ01 | cDXGF | 0 | None | 1 | 129997 | 1349111 |  | 550930.6 | 0 | 612101.3 | 0 | 16411.37 | 0 | 22772.68 | 146897.9 | 50437.3 | 17410.9 | 0 | 0 | 0 | 0 | 1225236000 | 0 | 1225236000 | 12252.36 | 358994.148 | 0 | 167.0825 | 127.9743 | 2021-07-01 14:06
PreNResSpltPkgAC-65to-PEYes | Save | RtL | 1985 | CZ02 | cDXGF | 0 | None | 1 | 129997 | 1516927 |  | 550930.6 | 0 | 612101.3 | 0 | 163470.4 | 0 | 19148.06 | 171277.1 | 31088.11 | 73927.41 | 0 | 0 | 0 | 0 | 692308100 | 0 | 692308100 | 6923.081 | 202846.2733 | 0 | 167.0825 | 127.9743 | 2021-07-01 14:07
PreNResSpltPkgAC-65to-PEYes | Save | RtL | 1985 | CZ03 | cDXGF | 0 | None | 1 | 129997 | 1428244 |  | 550930.6 | 0 | 612101.3 | 0 | 102860.3 | 0 | 9474.311 | 152877.7 | 25097.72 | 61272.22 | 0 | 0 | 0 | 0 | 517527600 | 0 | 517527600 | 5175.276 | 151635.5868 | 0 | 167.0825 | 127.9743 | 2021-07-01 14:08
PreNResSpltPkgAC-65to-PEYes | Save | RtL | 1985 | CZ04 | cDXGF | 0 | None | 1 | 129997 | 1551767 |  | 550930.6 | 0 | 612101.3 | 0 | 208985.8 | 0 | 10629.83 | 169118.8 | 19862.14 | 91044.89 | 0 | 0 | 0 | 0 | 420852200 | 0 | 420852200 | 4208.522 | 123309.6946 | 0 | 167.0825 | 127.9743 | 2021-07-01 14:08
PreNResSpltPkgAC-65to-PEYes | Save | RtL | 1985 | CZ05 | cDXGF | 0 | None | 1 | 129997 | 1449389 |  | 550930.6 | 0 | 612101.3 | 0 | 122564 | 0 | 10906.37 | 152886.1 | 23008.42 | 68563.2 | 0 | 0 | 0 | 0 | 465948800 | 0 | 465948800 | 4659.488 | 136522.9984 | 0 | 167.0825 | 127.9743 | 2021-07-01 14:09
PreNResSpltPkgAC-65to-PEYes | Save | RtL | 1985 | CZ06 | cDXGF | 0 | None | 1 | 129997 | 1578216 |  | 550930.6 | 0 | 612101.3 | 0 | 250599.3 | 0 | 3731.443 | 160854.3 | 10655.29 | 106892.5 | 0 | 0 | 0 | 0 | 183569100 | 0 | 183569100 | 1835.691 | 53785.7463 | 0 | 167.0825 | 127.9743 | 2021-07-01 14:10
PreNResSpltPkgAC-65to-PEYes | Save | RtL | 1985 | CZ07 | cDXGF | 0 | None | 1 | 129997 | 1540548 |  | 550930.6 | 0 | 612101.3 | 0 | 217417 | 0 | 1818.81 | 158280.4 | 9621.771 | 103760.3 | 0 | 0 | 0 | 0 | 146432100 | 0 | 146432100 | 1464.321 | 42904.6053 | 0 | 167.0825 | 127.9743 | 2021-07-01 14:10
PreNResSpltPkgAC-65to-PEYes | Save | RtL | 1985 | CZ08 | cDXGF | 0 | None | 1 | 129997 | 1660837 |  | 550930.6 | 0 | 612101.3 | 0 | 305811.3 | 0 | 4674.058 | 187320 | 9497.17 | 127087.4 | 0 | 0 | 0 | 0 | 148362200 | 0 | 148362200 | 1483.622 | 43470.1246 | 0 | 167.0825 | 127.9743 | 2021-07-01 14:11
PreNResSpltPkgAC-65to-PEYes | Save | RtL | 1985 | CZ09 | cDXGF | 0 | None | 1 | 129997 | 1696381 |  | 550930.6 | 0 | 612101.3 | 0 | 293299.7 | 0 | 8312.689 | 231737.5 | 14649.22 | 138212.2 | 0 | 0 | 0 | 0 | 202554300 | 0 | 202554300 | 2025.543 | 59348.4099 | 0 | 167.0825 | 127.9743 | 2021-07-01 14:12
PreNResSpltPkgAC-65to-PEYes | Save | RtL | 1985 | CZ10 | cDXGF | 0 | None | 1 | 129997 | 1721893 |  | 550930.6 | 0 | 612101.3 | 0 | 333310.9 | 0 | 11279.11 | 214272.5 | 16882.17 | 134958 | 0 | 0 | 0 | 0 | 278787500 | 0 | 278787500 | 2787.875 | 81684.7375 | 0 | 167.0825 | 127.9743 | 2021-07-01 14:12
PreNResSpltPkgAC-65to-PEYes | Save | RtL | 1985 | CZ11 | cDXGF | 0 | None | 1 | 129997 | 1754734 |  | 550930.6 | 0 | 612101.3 | 0 | 332449.2 | 0 | 22813.22 | 236439.9 | 41645.73 | 125290.2 | 0 | 0 | 0 | 0 | 752264200 | 0 | 752264200 | 7522.642 | 220413.4106 | 0 | 167.0825 | 127.9743 | 2021-07-01 14:13
PreNResSpltPkgAC-65to-PEYes | Save | RtL | 1985 | CZ12 | cDXGF | 0 | None | 1 | 129997 | 1647480 |  | 550930.6 | 0 | 612101.3 | 0 | 254552.5 | 0 | 18979.45 | 210915.8 | 33577.12 | 107151.4 | 0 | 0 | 0 | 0 | 641827100 | 0 | 641827100 | 6418.271 | 188055.3403 | 0 | 167.0825 | 127.9743 | 2021-07-01 14:14
PreNResSpltPkgAC-65to-PEYes | Save | RtL | 1985 | CZ13 | cDXGF | 0 | None | 1 | 129997 | 1795788 |  | 550930.6 | 0 | 612101.3 | 0 | 374542.2 | 0 | 19972.34 | 238241.5 | 34254.16 | 139567.4 | 0 | 0 | 0 | 0 | 593152400 | 0 | 593152400 | 5931.524 | 173793.6532 | 0 | 167.0825 | 127.9743 | 2021-07-01 14:14
PreNResSpltPkgAC-65to-PEYes | Save | RtL | 1985 | CZ14 | cDXGF | 0 | None | 1 | 129997 | 1748971 |  | 550930.6 | 0 | 612101.3 | 0 | 323371.8 | 0 | 23952.67 | 238614.3 | 38339.11 | 129007 | 0 | 0 | 0 | 0 | 689969500 | 0 | 689969500 | 6899.695 | 202161.0635 | 0 | 167.0825 | 127.9743 | 2021-07-01 14:15
PreNResSpltPkgAC-65to-PEYes | Save | RtL | 1985 | CZ15 | cDXGF | 0 | None | 1 | 129997 | 2140135 |  | 550930.6 | 0 | 612101.3 | 0 | 658167.6 | 0 | 6623.743 | 312313.1 | 8998.448 | 238539.1 | 0 | 0 | 0 | 0 | 91530020 | 0 | 91530020 | 915.3002 | 26818.2959 | 0 | 167.0825 | 127.9743 | 2021-07-01 14:16
PreNResSpltPkgAC-65to-PEYes | Save | RtL | 1985 | CZ16 | cDXGF | 0 | None | 1 | 129997 | 1459932 |  | 550930.6 | 0 | 612101.3 | 0 | 106217.5 | 0 | 28918.41 | 161764.1 | 64097.61 | 54450.65 | 0 | 0 | 0 | 0 | 2170246000 | 0 | 2170246000 | 21702.46 | 635882.078 | 0 | 167.0825 | 127.9743 | 2021-07-01 14:16
PreNResSpltPkgAC-65to-PEYes | Save | RtL | 1996 | CZ01 | cDXGF | 0 | None | 1 | 129997 | 1317525 |  | 550930.6 | 0 | 584609.5 | 0 | 15750.71 | 0 | 22314.24 | 143915.9 | 51496.31 | 16698.58 | 0 | 0 | 0 | 0 | 1259337000 | 0 | 1259337000 | 12593.37 | 368985.741 | 0 | 167.0825 | 122.275 | 2021-07-01 14:17
PreNResSpltPkgAC-65to-PEYes | Save | RtL | 1996 | CZ02 | cDXGF | 0 | None | 1 | 129997 | 1483186 |  | 550930.6 | 0 | 584609.5 | 0 | 159590.9 | 0 | 18912.04 | 169140.3 | 32136.73 | 72535.98 | 0 | 0 | 0 | 0 | 718559000 | 0 | 718559000 | 7185.59 | 210537.787 | 0 | 167.0825 | 122.275 | 2021-07-01 14:17
PreNResSpltPkgAC-65to-PEYes | Save | RtL | 1996 | CZ03 | cDXGF | 0 | None | 1 | 129997 | 1394952 |  | 550930.6 | 0 | 584609.5 | 0 | 99734.33 | 0 | 9318.963 | 150354.8 | 25847.79 | 59548.75 | 0 | 0 | 0 | 0 | 538187600 | 0 | 538187600 | 5381.876 | 157688.9668 | 0 | 167.0825 | 122.275 | 2021-07-01 14:18
PreNResSpltPkgAC-65to-PEYes | Save | RtL | 1996 | CZ04 | cDXGF | 0 | None | 1 | 129997 | 1517197 |  | 550930.6 | 0 | 584609.5 | 0 | 204206.4 | 0 | 10495.95 | 166950.1 | 20550.38 | 89284.25 | 0 | 0 | 0 | 0 | 437693700 | 0 | 437693700 | 4376.937 | 128244.2541 | 0 | 167.0825 | 122.275 | 2021-07-01 14:19
PreNResSpltPkgAC-65to-PEYes | Save | RtL | 1996 | CZ05 | cDXGF | 0 | None | 1 | 129997 | 1415537 |  | 550930.6 | 0 | 584609.5 | 0 | 118953.7 | 0 | 10724.67 | 150315.7 | 23699.33 | 66637.73 | 0 | 0 | 0 | 0 | 483536500 | 0 | 483536500 | 4835.365 | 141676.1945 | 0 | 167.0825 | 122.275 | 2021-07-01 14:19
PreNResSpltPkgAC-65to-PEYes | Save | RtL | 1996 | CZ06 | cDXGF | 0 | None | 1 | 129997 | 1544385 |  | 550930.6 | 0 | 584609.5 | 0 | 244544.8 | 0 | 3727.546 | 160569.5 | 11883.83 | 104829.7 | 0 | 0 | 0 | 0 | 219825800 | 0 | 219825800 | 2198.258 | 64408.9594 | 0 | 167.0825 | 122.275 | 2021-07-01 14:20
PreNResSpltPkgAC-65to-PEYes | Save | RtL | 1996 | CZ07 | cDXGF | 0 | None | 1 | 129997 | 1506364 |  | 550930.6 | 0 | 584609.5 | 0 | 211236 | 0 | 1814.32 | 157769.5 | 10839.03 | 101038.1 | 0 | 0 | 0 | 0 | 178618900 | 0 | 178618900 | 1786.189 | 52335.3377 | 0 | 167.0825 | 122.275 | 2021-07-01 14:21
PreNResSpltPkgAC-65to-PEYes | Save | RtL | 1996 | CZ08 | cDXGF | 0 | None | 1 | 129997 | 1634357 |  | 550930.6 | 0 | 584609.5 | 0 | 303315.2 | 0 | 4763.638 | 190733.3 | 11335.11 | 127161.8 | 0 | 0 | 0 | 0 | 181578400 | 0 | 181578400 | 1815.784 | 53202.4712 | 0 | 167.0825 | 122.275 | 2021-07-01 14:21
PreNResSpltPkgAC-65to-PEYes | Save | RtL | 1996 | CZ09 | cDXGF | 0 | None | 1 | 129997 | 1671013 |  | 550930.6 | 0 | 584609.5 | 0 | 291841.5 | 0 | 8443.008 | 235184 | 17686.47 | 138072.9 | 0 | 0 | 0 | 0 | 252031600 | 0 | 252031600 | 2520.316 | 73845.2588 | 0 | 167.0825 | 122.275 | 2021-07-01 14:22
PreNResSpltPkgAC-65to-PEYes | Save | RtL | 1996 | CZ10 | cDXGF | 0 | None | 1 | 129997 | 1697292 |  | 550930.6 | 0 | 584609.5 | 0 | 332475.5 | 0 | 11473.72 | 217798.6 | 20022.1 | 135286.2 | 0 | 0 | 0 | 0 | 337471400 | 0 | 337471400 | 3374.714 | 98879.1202 | 0 | 167.0825 | 122.275 | 2021-07-01 14:23
PreNResSpltPkgAC-65to-PEYes | Save | RtL | 1996 | CZ11 | cDXGF | 0 | None | 1 | 129997 | 1717575 |  | 550930.6 | 0 | 584609.5 | 0 | 326230.4 | 0 | 22516.29 | 233284.1 | 42377.88 | 123134.3 | 0 | 0 | 0 | 0 | 772728100 | 0 | 772728100 | 7727.281 | 226409.3333 | 0 | 167.0825 | 122.275 | 2021-07-01 14:23
PreNResSpltPkgAC-65to-PEYes | Save | RtL | 1996 | CZ12 | cDXGF | 0 | None | 1 | 129997 | 1611271 |  | 550930.6 | 0 | 584609.5 | 0 | 249001.3 | 0 | 18721.54 | 208004.4 | 34336.1 | 105191.9 | 0 | 0 | 0 | 0 | 660753700 | 0 | 660753700 | 6607.537 | 193600.8341 | 0 | 167.0825 | 122.275 | 2021-07-01 14:24
PreNResSpltPkgAC-65to-PEYes | Save | RtL | 1996 | CZ13 | cDXGF | 0 | None | 1 | 129997 | 1758071 |  | 550930.6 | 0 | 584609.5 | 0 | 367682.5 | 0 | 19715.74 | 235128.4 | 35139.61 | 137311.5 | 0 | 0 | 0 | 0 | 611839400 | 0 | 611839400 | 6118.394 | 179268.9442 | 0 | 167.0825 | 122.275 | 2021-07-01 14:25
PreNResSpltPkgAC-65to-PEYes | Save | RtL | 1996 | CZ14 | cDXGF | 0 | None | 1 | 129997 | 1711700 |  | 550930.6 | 0 | 584609.5 | 0 | 317056.9 | 0 | 23645.21 | 235453.3 | 39256.21 | 126820.1 | 0 | 0 | 0 | 0 | 711574800 | 0 | 711574800 | 7115.748 | 208491.4164 | 0 | 167.0825 | 122.275 | 2021-07-01 14:25
PreNResSpltPkgAC-65to-PEYes | Save | RtL | 1996 | CZ15 | cDXGF | 0 | None | 1 | 129997 | 2098879 |  | 550930.6 | 0 | 584609.5 | 0 | 647962.2 | 0 | 6552.248 | 308818.9 | 9217.815 | 235391.7 | 0 | 0 | 0 | 0 | 94826330 | 0 | 94826330 | 948.2633 | 27784.1147 | 0 | 167.0825 | 122.275 | 2021-07-01 14:26
PreNResSpltPkgAC-65to-PEYes | Save | RtL | 1996 | CZ16 | cDXGF | 0 | None | 1 | 129997 | 1425908 |  | 550930.6 | 0 | 584609.5 | 0 | 103354.5 | 0 | 28370.96 | 158638.7 | 64368.12 | 53142.82 | 0 | 0 | 0 | 0 | 2208636000 | 0 | 2208636000 | 22086.36 | 647130.348 | 0 | 167.0825 | 122.275 | 2021-07-01 14:27
PreNResSpltPkgAC-65to-PEYes | Save | RtL | 2003 | CZ01 | cDXGF | 0 | None | 1 | 129997 | 1286799 |  | 550930.6 | 0 | 557123.7 | 0 | 15111.82 | 0 | 21968.97 | 141663.2 | 52701.93 | 16022.12 | 0 | 0 | 0 | 0 | 1294632000 | 0 | 1294632000 | 12946.32 | 379327.176 | 0 | 167.0825 | 116.5756 | 2021-07-01 14:27
PreNResSpltPkgAC-65to-PEYes | Save | RtL | 2003 | CZ02 | cDXGF | 0 | None | 1 | 129997 | 1448735 |  | 550930.6 | 0 | 557123.7 | 0 | 155686.5 | 0 | 18605.76 | 166387.3 | 32752.01 | 70889.14 | 0 | 0 | 0 | 0 | 734162700 | 0 | 734162700 | 7341.627 | 215109.6711 | 0 | 167.0825 | 116.5756 | 2021-07-01 14:28
PreNResSpltPkgAC-65to-PEYes | Save | RtL | 2003 | CZ03 | cDXGF | 0 | None | 1 | 129997 | 1362801 |  | 550930.6 | 0 | 557123.7 | 0 | 97380.51 | 0 | 9184.578 | 148182.6 | 26221.89 | 58249.02 | 0 | 0 | 0 | 0 | 546696400 | 0 | 546696400 | 5466.964 | 160182.0452 | 0 | 167.0825 | 116.5756 | 2021-07-01 14:29
PreNResSpltPkgAC-65to-PEYes | Save | RtL | 2003 | CZ04 | cDXGF | 0 | None | 1 | 129997 | 1483635 |  | 550930.6 | 0 | 557123.7 | 0 | 200316.3 | 0 | 10366.83 | 164898.7 | 20994.79 | 87786.74 | 0 | 0 | 0 | 0 | 446256800 | 0 | 446256800 | 4462.568 | 130753.2424 | 0 | 167.0825 | 116.5756 | 2021-07-01 14:29
PreNResSpltPkgAC-65to-PEYes | Save | RtL | 2003 | CZ05 | cDXGF | 0 | None | 1 | 129997 | 1382946 |  | 550930.6 | 0 | 557123.7 | 0 | 116219.4 | 0 | 10566.85 | 148105.4 | 24049.62 | 65312.77 | 0 | 0 | 0 | 0 | 490879100 | 0 | 490879100 | 4908.791 | 143827.5763 | 0 | 167.0825 | 116.5756 | 2021-07-01 14:30
PreNResSpltPkgAC-65to-PEYes | Save | RtL | 2003 | CZ06 | cDXGF | 0 | None | 1 | 129997 | 1509883 |  | 550930.6 | 0 | 557123.7 | 0 | 239880 | 0 | 3674.151 | 158274.9 | 12072.43 | 102968 | 0 | 0 | 0 | 0 | 222710100 | 0 | 222710100 | 2227.101 | 65254.0593 | 0 | 167.0825 | 116.5756 | 2021-07-01 14:31
PreNResSpltPkgAC-65to-PEYes | Save | RtL | 2003 | CZ07 | cDXGF | 0 | None | 1 | 129997 | 1472292 |  | 550930.6 | 0 | 557123.7 | 0 | 206943.4 | 0 | 1788.217 | 155506.8 | 10961.61 | 99203.58 | 0 | 0 | 0 | 0 | 180918700 | 0 | 180918700 | 1809.187 | 53009.1791 | 0 | 167.0825 | 116.5756 | 2021-07-01 14:31
PreNResSpltPkgAC-65to-PEYes | Save | RtL | 2003 | CZ08 | cDXGF | 0 | None | 1 | 129997 | 1599644 |  | 550930.6 | 0 | 557123.7 | 0 | 298147.8 | 0 | 4713.692 | 188729 | 11536.75 | 125378.2 | 0 | 0 | 0 | 0 | 184509700 | 0 | 184509700 | 1845.097 | 54061.3421 | 0 | 167.0825 | 116.5756 | 2021-07-01 14:32
PreNResSpltPkgAC-65to-PEYes | Save | RtL | 2003 | CZ09 | cDXGF | 0 | None | 1 | 129997 | 1636501 |  | 550930.6 | 0 | 557123.7 | 0 | 287173.8 | 0 | 8361.981 | 232910.3 | 17898.7 | 136315 | 0 | 0 | 0 | 0 | 256542300 | 0 | 256542300 | 2565.423 | 75166.8939 | 0 | 167.0825 | 116.5756 | 2021-07-01 14:33
PreNResSpltPkgAC-65to-PEYes | Save | RtL | 2003 | CZ10 | cDXGF | 0 | None | 1 | 129997 | 1649017 |  | 550930.6 | 0 | 557123.7 | 0 | 320861.4 | 0 | 11010.21 | 209091 | 17743.13 | 130535 | 0 | 0 | 0 | 0 | 296703000 | 0 | 296703000 | 2967.03 | 86933.979 | 0 | 167.0825 | 116.5756 | 2021-07-01 14:34
PreNResSpltPkgAC-65to-PEYes | Save | RtL | 2003 | CZ11 | cDXGF | 0 | None | 1 | 129997 | 1682683 |  | 550930.6 | 0 | 557123.7 | 0 | 321427.1 | 0 | 22291.72 | 230910.8 | 43169.28 | 121527.1 | 0 | 0 | 0 | 0 | 793409600 | 0 | 793409600 | 7934.096 | 232469.0128 | 0 | 167.0825 | 116.5756 | 2021-07-01 14:34
PreNResSpltPkgAC-65to-PEYes | Save | RtL | 2003 | CZ12 | cDXGF | 0 | None | 1 | 129997 | 1576980 |  | 550930.6 | 0 | 557123.7 | 0 | 244603.6 | 0 | 18523.67 | 205797.7 | 35181.94 | 103567.6 | 0 | 0 | 0 | 0 | 680740700 | 0 | 680740700 | 6807.407 | 199457.0251 | 0 | 167.0825 | 116.5756 | 2021-07-01 14:35
PreNResSpltPkgAC-65to-PEYes | Save | RtL | 2003 | CZ13 | cDXGF | 0 | None | 1 | 129997 | 1722664 |  | 550930.6 | 0 | 557123.7 | 0 | 362333.9 | 0 | 19519.34 | 232757.9 | 35938.64 | 135556.1 | 0 | 0 | 0 | 0 | 630225500 | 0 | 630225500 | 6302.255 | 184656.0715 | 0 | 167.0825 | 116.5756 | 2021-07-01 14:36
PreNResSpltPkgAC-65to-PEYes | Save | RtL | 2003 | CZ14 | cDXGF | 0 | None | 1 | 129997 | 1677160 |  | 550930.6 | 0 | 557123.7 | 0 | 312452.1 | 0 | 23425.49 | 233228 | 40124.09 | 125118.6 | 0 | 0 | 0 | 0 | 731790800 | 0 | 731790800 | 7317.908 | 214414.7044 | 0 | 167.0825 | 116.5756 | 2021-07-01 14:36
PreNResSpltPkgAC-65to-PEYes | Save | RtL | 2003 | CZ15 | cDXGF | 0 | None | 1 | 129997 | 2061482 |  | 550930.6 | 0 | 557123.7 | 0 | 640558 | 0 | 6500.888 | 306369 | 9473.276 | 233135.5 | 0 | 0 | 0 | 0 | 97592000 | 0 | 97592000 | 975.92 | 28594.456 | 0 | 167.0825 | 116.5756 | 2021-07-01 14:37
PreNResSpltPkgAC-65to-PEYes | Save | RtL | 2003 | CZ16 | cDXGF | 0 | None | 1 | 129997 | 1393311 |  | 550930.6 | 0 | 557123.7 | 0 | 101093.4 | 0 | 27935.01 | 156229.1 | 64785.82 | 52061.97 | 0 | 0 | 0 | 0 | 2249986000 | 0 | 2249986000 | 22499.86 | 659245.898 | 0 | 167.0825 | 116.5756 | 2021-07-01 14:38
PreNResSpltPkgAC-65to-PEYes | Save | RtL | 2007 | CZ01 | cDXGF | 0 | None | 1 | 129997 | 1286191 |  | 550930.6 | 0 | 557123.7 | 0 | 15463.44 | 0 | 21834.95 | 140838.3 | 50444.87 | 16379.75 | 0 | 0 | 0 | 0 | 1222002000 | 0 | 1222002000 | 12220.02 | 358046.586 | 0 | 167.0825 | 116.5756 | 2021-07-01 14:38
PreNResSpltPkgAC-65to-PEYes | Save | RtL | 2007 | CZ02 | cDXGF | 0 | None | 1 | 129997 | 1445428 |  | 550930.6 | 0 | 557123.7 | 0 | 155158.9 | 0 | 18322.39 | 163892.2 | 30426.65 | 70588.92 | 0 | 0 | 0 | 0 | 686087900 | 0 | 686087900 | 6860.879 | 201023.7547 | 0 | 167.0825 | 116.5756 | 2021-07-01 14:39
PreNResSpltPkgAC-65to-PEYes | Save | RtL | 2007 | CZ03 | cDXGF | 0 | None | 1 | 129997 | 1362394 |  | 550930.6 | 0 | 557123.7 | 0 | 98006.41 | 0 | 9123.563 | 147209.5 | 24982.96 | 58689.5 | 0 | 0 | 0 | 0 | 509589400 | 0 | 509589400 | 5095.894 | 149309.6942 | 0 | 167.0825 | 116.5756 | 2021-07-01 14:40
PreNResSpltPkgAC-65to-PEYes | Save | RtL | 2007 | CZ04 | cDXGF | 0 | None | 1 | 129997 | 1480583 |  | 550930.6 | 0 | 557123.7 | 0 | 199797.2 | 0 | 10214.63 | 162517.3 | 19311.55 | 87469.66 | 0 | 0 | 0 | 0 | 413593900 | 0 | 413593900 | 4135.939 | 121183.0127 | 0 | 167.0825 | 116.5756 | 2021-07-01 14:40
PreNResSpltPkgAC-65to-PEYes | Save | RtL | 2007 | CZ05 | cDXGF | 0 | None | 1 | 129997 | 1382541 |  | 550930.6 | 0 | 557123.7 | 0 | 116872.8 | 0 | 10495.51 | 147118.7 | 22964.92 | 65458.05 | 0 | 0 | 0 | 0 | 458294900 | 0 | 458294900 | 4582.949 | 134280.4057 | 0 | 167.0825 | 116.5756 | 2021-07-01 14:41
PreNResSpltPkgAC-65to-PEYes | Save | RtL | 2007 | CZ06 | cDXGF | 0 | None | 1 | 129997 | 1509883 |  | 550930.6 | 0 | 557123.7 | 0 | 239880 | 0 | 3674.151 | 158274.9 | 12072.43 | 102968 | 0 | 0 | 0 | 0 | 222710100 | 0 | 222710100 | 2227.101 | 65254.0593 | 0 | 167.0825 | 116.5756 | 2021-07-01 14:42
PreNResSpltPkgAC-65to-PEYes | Save | RtL | 2007 | CZ07 | cDXGF | 0 | None | 1 | 129997 | 1472292 |  | 550930.6 | 0 | 557123.7 | 0 | 206943.4 | 0 | 1788.217 | 155506.8 | 10961.61 | 99203.58 | 0 | 0 | 0 | 0 | 180918700 | 0 | 180918700 | 1809.187 | 53009.1791 | 0 | 167.0825 | 116.5756 | 2021-07-01 14:42
PreNResSpltPkgAC-65to-PEYes | Save | RtL | 2007 | CZ08 | cDXGF | 0 | None | 1 | 129997 | 1599644 |  | 550930.6 | 0 | 557123.7 | 0 | 298147.8 | 0 | 4713.692 | 188729 | 11536.75 | 125378.2 | 0 | 0 | 0 | 0 | 184509700 | 0 | 184509700 | 1845.097 | 54061.3421 | 0 | 167.0825 | 116.5756 | 2021-07-01 14:43
PreNResSpltPkgAC-65to-PEYes | Save | RtL | 2007 | CZ09 | cDXGF | 0 | None | 1 | 129997 | 1636501 |  | 550930.6 | 0 | 557123.7 | 0 | 287173.8 | 0 | 8361.981 | 232910.3 | 17898.7 | 136315 | 0 | 0 | 0 | 0 | 256542300 | 0 | 256542300 | 2565.423 | 75166.8939 | 0 | 167.0825 | 116.5756 | 2021-07-01 14:44
PreNResSpltPkgAC-65to-PEYes | Save | RtL | 2007 | CZ10 | cDXGF | 0 | None | 1 | 129997 | 1642917 |  | 550930.6 | 0 | 557123.7 | 0 | 318218 | 0 | 10833.29 | 205811.4 | 16446.95 | 129347.6 | 0 | 0 | 0 | 0 | 273621100 | 0 | 273621100 | 2736.211 | 80170.9823 | 0 | 167.0825 | 116.5756 | 2021-07-01 14:44
PreNResSpltPkgAC-65to-PEYes | Save | RtL | 2007 | CZ11 | cDXGF | 0 | None | 1 | 129997 | 1675212 |  | 550930.6 | 0 | 557123.7 | 0 | 317970.4 | 0 | 21927.67 | 227260.5 | 40288.53 | 120178.7 | 0 | 0 | 0 | 0 | 735089800 | 0 | 735089800 | 7350.898 | 215381.3114 | 0 | 167.0825 | 116.5756 | 2021-07-01 14:45
PreNResSpltPkgAC-65to-PEYes | Save | RtL | 2007 | CZ12 | cDXGF | 0 | None | 1 | 129997 | 1571091 |  | 550930.6 | 0 | 557123.7 | 0 | 242592.2 | 0 | 18197.43 | 202247.1 | 32584.73 | 102567.1 | 0 | 0 | 0 | 0 | 629577700 | 0 | 629577700 | 6295.777 | 184466.2661 | 0 | 167.0825 | 116.5756 | 2021-07-01 14:46
PreNResSpltPkgAC-65to-PEYes | Save | RtL | 2007 | CZ13 | cDXGF | 0 | None | 1 | 129997 | 1714298 |  | 550930.6 | 0 | 557123.7 | 0 | 357886 | 0 | 19209.5 | 229149 | 33398.38 | 133980.3 | 0 | 0 | 0 | 0 | 581591400 | 0 | 581591400 | 5815.914 | 170406.2802 | 0 | 167.0825 | 116.5756 | 2021-07-01 14:46
PreNResSpltPkgAC-65to-PEYes | Save | RtL | 2007 | CZ14 | cDXGF | 0 | None | 1 | 129997 | 1669923 |  | 550930.6 | 0 | 557123.7 | 0 | 309141.2 | 0 | 23059.66 | 229669 | 37442.09 | 123999.4 | 0 | 0 | 0 | 0 | 676807400 | 0 | 676807400 | 6768.074 | 198304.5682 | 0 | 167.0825 | 116.5756 | 2021-07-01 14:47
PreNResSpltPkgAC-65to-PEYes | Save | RtL | 2007 | CZ15 | cDXGF | 0 | None | 1 | 129997 | 2048388 |  | 550930.6 | 0 | 557123.7 | 0 | 631748.1 | 0 | 6410.04 | 302176.2 | 8649.46 | 230418.3 | 0 | 0 | 0 | 0 | 87699690 | 0 | 87699690 | 876.9969 | 25696.0092 | 0 | 167.0825 | 116.5756 | 2021-07-01 14:48
PreNResSpltPkgAC-65to-PEYes | Save | RtL | 2007 | CZ16 | cDXGF | 0 | None | 1 | 129997 | 1391439 |  | 550930.6 | 0 | 557123.7 | 0 | 100751.6 | 0 | 27722.14 | 154911.6 | 62605.46 | 51981.21 | 0 | 0 | 0 | 0 | 2138320000 | 0 | 2138320000 | 21383.2 | 626527.76 | 0 | 167.0825 | 116.5756 | 2021-07-01 14:48
PreNResSpltPkgAC-65to-PEYes | Save | RtL | 2011 | CZ01 | cDXGF | 0 | None | 1 | 129997 | 1268399 |  | 550930.6 | 0 | 557123.7 | 0 | 14464.74 | 0 | 5857.62 | 140022.5 | 47805.8 | 17152.23 | 0 | 0 | 0 | 0 | 1140863000 | 0 | 1140863000 | 11408.63 | 334272.859 | 0 | 167.0825 | 116.5756 | 2021-07-01 14:49
PreNResSpltPkgAC-65to-PEYes | Save | RtL | 2011 | CZ02 | cDXGF | 0 | None | 1 | 129997 | 1412919 |  | 550930.6 | 0 | 557123.7 | 0 | 138665 | 0 | 4868.852 | 161329.6 | 28245.79 | 70278.72 | 0 | 0 | 0 | 0 | 639549000 | 0 | 639549000 | 6395.49 | 187387.857 | 0 | 167.0825 | 116.5756 | 2021-07-01 14:50
PreNResSpltPkgAC-65to-PEYes | Save | RtL | 2011 | CZ03 | cDXGF | 0 | None | 1 | 129997 | 1345224 |  | 550930.6 | 0 | 557123.7 | 0 | 88501.63 | 0 | 2446.55 | 146222.4 | 23887.63 | 59094.4 | 0 | 0 | 0 | 0 | 473242000 | 0 | 473242000 | 4732.42 | 138659.906 | 0 | 167.0825 | 116.5756 | 2021-07-01 14:50
PreNResSpltPkgAC-65to-PEYes | Save | RtL | 2011 | CZ04 | cDXGF | 0 | None | 1 | 129997 | 1449713 |  | 550930.6 | 0 | 557123.7 | 0 | 178719.5 | 0 | 2718.162 | 160222.5 | 17898.49 | 87157.99 | 0 | 0 | 0 | 0 | 382290900 | 0 | 382290900 | 3822.909 | 112011.2337 | 0 | 167.0825 | 116.5756 | 2021-07-01 14:51
PreNResSpltPkgAC-65to-PEYes | Save | RtL | 2011 | CZ05 | cDXGF | 0 | None | 1 | 129997 | 1362757 |  | 550930.6 | 0 | 557123.7 | 0 | 104751.3 | 0 | 2833.783 | 147118.7 | 22964.92 | 65458.05 | 0 | 0 | 0 | 0 | 458294900 | 0 | 458294900 | 4582.949 | 134280.4057 | 0 | 167.0825 | 116.5756 | 2021-07-01 14:52
PreNResSpltPkgAC-65to-PEYes | Save | RtL | 2011 | CZ06 | cDXGF | 0 | None | 1 | 129997 | 1482321 |  | 550930.6 | 0 | 557123.7 | 0 | 215000.9 | 0 | 992.0206 | 158274.9 | 12072.43 | 102968 | 0 | 0 | 0 | 0 | 222710100 | 0 | 222710100 | 2227.101 | 65254.0593 | 0 | 167.0825 | 116.5756 | 2021-07-01 14:52
PreNResSpltPkgAC-65to-PEYes | Save | RtL | 2011 | CZ07 | cDXGF | 0 | None | 1 | 129997 | 1448753 |  | 550930.6 | 0 | 557123.7 | 0 | 185744 | 0 | 479.5284 | 154476.2 | 10478.28 | 99296.77 | 0 | 0 | 0 | 0 | 167331000 | 0 | 167331000 | 1673.31 | 49027.983 | 0 | 167.0825 | 116.5756 | 2021-07-01 14:53
PreNResSpltPkgAC-65to-PEYes | Save | RtL | 2011 | CZ08 | cDXGF | 0 | None | 1 | 129997 | 1560838 |  | 550930.6 | 0 | 557123.7 | 0 | 265564.1 | 0 | 1253.614 | 185965.4 | 10685.42 | 124341.7 | 0 | 0 | 0 | 0 | 169928200 | 0 | 169928200 | 1699.282 | 49788.9626 | 0 | 167.0825 | 116.5756 | 2021-07-01 14:54
PreNResSpltPkgAC-65to-PEYes | Save | RtL | 2011 | CZ09 | cDXGF | 0 | None | 1 | 129997 | 1581135 |  | 550930.6 | 0 | 557123.7 | 0 | 250059.6 | 0 | 2138.43 | 220882.1 | 12794.08 | 132291.2 | 0 | 0 | 0 | 0 | 176075000 | 0 | 176075000 | 1760.75 | 51589.975 | 0 | 167.0825 | 116.5756 | 2021-07-01 14:54
PreNResSpltPkgAC-65to-PEYes | Save | RtL | 2011 | CZ10 | cDXGF | 0 | None | 1 | 129997 | 1596288 |  | 550930.6 | 0 | 557123.7 | 0 | 282877.4 | 0 | 2876.718 | 202478.3 | 15081.13 | 128029.2 | 0 | 0 | 0 | 0 | 250868300 | 0 | 250868300 | 2508.683 | 73504.4119 | 0 | 167.0825 | 116.5756 | 2021-07-01 14:55
PreNResSpltPkgAC-65to-PEYes | Save | RtL | 2011 | CZ11 | cDXGF | 0 | None | 1 | 129997 | 1606845 |  | 550930.6 | 0 | 557123.7 | 0 | 277083 | 0 | 5618.458 | 216089 | 31598.8 | 116635.4 | 0 | 0 | 0 | 0 | 545177900 | 0 | 545177900 | 5451.779 | 159737.1247 | 0 | 167.0825 | 116.5756 | 2021-07-01 14:56
PreNResSpltPkgAC-65to-PEYes | Save | RtL | 2011 | CZ12 | cDXGF | 0 | None | 1 | 129997 | 1524267 |  | 550930.6 | 0 | 557123.7 | 0 | 215139.9 | 0 | 4764.263 | 196309.6 | 28322.8 | 101047.6 | 0 | 0 | 0 | 0 | 538612500 | 0 | 538612500 | 5386.125 | 157813.4625 | 0 | 167.0825 | 116.5756 | 2021-07-01 14:56
PreNResSpltPkgAC-65to-PEYes | Save | RtL | 2011 | CZ13 | cDXGF | 0 | None | 1 | 129997 | 1645000 |  | 550930.6 | 0 | 557123.7 | 0 | 312325.6 | 0 | 4964.947 | 219653.8 | 26566.48 | 130175 | 0 | 0 | 0 | 0 | 455769300 | 0 | 455769300 | 4557.693 | 133540.4049 | 0 | 167.0825 | 116.5756 | 2021-07-01 14:57
PreNResSpltPkgAC-65to-PEYes | Save | RtL | 2011 | CZ14 | cDXGF | 0 | None | 1 | 129997 | 1602881 |  | 550930.6 | 0 | 557123.7 | 0 | 270188.7 | 0 | 5918.26 | 218719.1 | 28796.67 | 120712.1 | 0 | 0 | 0 | 0 | 504489100 | 0 | 504489100 | 5044.891 | 147815.3063 | 0 | 167.0825 | 116.5756 | 2021-07-01 14:58
PreNResSpltPkgAC-65to-PEYes | Save | RtL | 2011 | CZ15 | cDXGF | 0 | None | 1 | 129997 | 1943291 |  | 550930.6 | 0 | 557123.7 | 0 | 544245.8 | 0 | 1655.242 | 289336.3 | 6621.438 | 222207.4 | 0 | 0 | 0 | 0 | 63511580 | 0 | 63511580 | 635.1158 | 18608.8929 | 0 | 167.0825 | 116.5756 | 2021-07-01 14:59
PreNResSpltPkgAC-65to-PEYes | Save | RtL | 2011 | CZ16 | cDXGF | 0 | None | 1 | 129997 | 1354626 |  | 550930.6 | 0 | 557123.7 | 0 | 90733.86 | 0 | 7157.757 | 148680.6 | 54416.67 | 52221.53 | 0 | 0 | 0 | 0 | 1689339000 | 0 | 1689339000 | 16893.39 | 494976.327 | 0 | 167.0825 | 116.5756 | 2021-07-01 14:59
PreNResSpltPkgAC-65to-PEYes | Save | RtL | 2015 | CZ01 | cDXGF | 0 | None | 1 | 129997 | 1128999 |  | 474706.8 | 0 | 557123.7 | 0 | 33334 | 0 | 5588.346 | 58247.14 | 12951.48 | 22751.12 | 0 | 0 | 0 | 0 | 733199400 | 0 | 733199400 | 7331.994 | 214827.4242 | 0 | 144.4917 | 116.5756 | 2021-07-01 15:00
PreNResSpltPkgAC-65to-PEYes | Save | RtL | 2015 | CZ02 | cDXGF | 0 | None | 1 | 129997 | 1247413 |  | 474706.8 | 0 | 557123.7 | 0 | 138445.7 | 0 | 4691.514 | 72446.24 | 7604.459 | 44378.23 | 0 | 0 | 0 | 0 | 402847900 | 0 | 402847900 | 4028.479 | 118034.4347 | 0 | 144.4917 | 116.5756 | 2021-07-01 15:01
PreNResSpltPkgAC-65to-PEYes | Save | RtL | 2015 | CZ03 | cDXGF | 0 | None | 1 | 129997 | 1205208 |  | 474706.8 | 0 | 557123.7 | 0 | 102547.4 | 0 | 2322.519 | 68508.87 | 7085.314 | 44074.59 | 0 | 0 | 0 | 0 | 322123100 | 0 | 322123100 | 3221.231 | 94382.0683 | 0 | 144.4917 | 116.5756 | 2021-07-01 15:01
PreNResSpltPkgAC-65to-PEYes | Save | RtL | 2015 | CZ04 | cDXGF | 0 | None | 1 | 129997 | 1286946 |  | 474706.8 | 0 | 557123.7 | 0 | 177250.3 | 0 | 2605.134 | 75260.27 | 5036.013 | 54067.52 | 0 | 0 | 0 | 0 | 250690000 | 0 | 250690000 | 2506.9 | 73452.17 | 0 | 144.4917 | 116.5756 | 2021-07-01 15:02
PreNResSpltPkgAC-65to-PEYes | Save | RtL | 2015 | CZ05 | cDXGF | 0 | None | 1 | 129997 | 1218411 |  | 474706.8 | 0 | 557123.7 | 0 | 115197.2 | 0 | 2687.01 | 68697.28 | 6791.306 | 45642.12 | 0 | 0 | 0 | 0 | 315031600 | 0 | 315031600 | 3150.316 | 92304.2588 | 0 | 144.4917 | 116.5756 | 2021-07-01 15:03
PreNResSpltPkgAC-65to-PEYes | Save | RtL | 2015 | CZ06 | cDXGF | 0 | None | 1 | 129997 | 1322627 |  | 474706.8 | 0 | 557123.7 | 0 | 215764.2 | 0 | 946.0968 | 74086.72 | 3806.001 | 58364.71 | 0 | 0 | 0 | 0 | 165961700 | 0 | 165961700 | 1659.617 | 48626.7781 | 0 | 144.4917 | 116.5756 | 2021-07-01 15:03
PreNResSpltPkgAC-65to-PEYes | Save | RtL | 2015 | CZ07 | cDXGF | 0 | None | 1 | 129997 | 1298042 |  | 474706.8 | 0 | 557123.7 | 0 | 191620.5 | 0 | 457.329 | 74135.07 | 3341.701 | 59137.95 | 0 | 0 | 0 | 0 | 127375600 | 0 | 127375600 | 1273.756 | 37321.0508 | 0 | 144.4917 | 116.5756 | 2021-07-01 15:04
PreNResSpltPkgAC-65to-PEYes | Save | RtL | 2015 | CZ08 | cDXGF | 0 | None | 1 | 129997 | 1370195 |  | 474706.8 | 0 | 557123.7 | 0 | 255261.6 | 0 | 1209.547 | 81893.94 | 3341.322 | 64546.16 | 0 | 0 | 0 | 0 | 122919500 | 0 | 122919500 | 1229.195 | 36015.4135 | 0 | 144.4917 | 116.5756 | 2021-07-01 15:05
PreNResSpltPkgAC-65to-PEYes | Save | RtL | 2015 | CZ09 | cDXGF | 0 | None | 1 | 129997 | 1357758 |  | 474706.8 | 0 | 557123.7 | 0 | 233150.8 | 0 | 2075.214 | 90701.88 | 4073.225 | 63867.52 | 0 | 0 | 0 | 0 | 121974400 | 0 | 121974400 | 1219.744 | 35738.4992 | 0 | 144.4917 | 116.5756 | 2021-07-01 15:06
PreNResSpltPkgAC-65to-PEYes | Save | RtL | 2015 | CZ10 | cDXGF | 0 | None | 1 | 129997 | 1385039 |  | 474706.8 | 0 | 557123.7 | 0 | 263130.6 | 0 | 2797.117 | 87281.23 | 4485.605 | 64258.48 | 0 | 0 | 0 | 0 | 165319800 | 0 | 165319800 | 1653.198 | 48438.7014 | 0 | 144.4917 | 116.5756 | 2021-07-01 15:06
PreNResSpltPkgAC-65to-PEYes | Save | RtL | 2015 | CZ11 | cDXGF | 0 | None | 1 | 129997 | 1380479 |  | 474706.8 | 0 | 557123.7 | 0 | 252273.4 | 0 | 5456.18 | 90920.17 | 8516.129 | 57804.12 | 0 | 0 | 0 | 0 | 329432400 | 0 | 329432400 | 3294.324 | 96523.6932 | 0 | 144.4917 | 116.5756 | 2021-07-01 15:07
PreNResSpltPkgAC-65to-PEYes | Save | RtL | 2015 | CZ12 | cDXGF | 0 | None | 1 | 129997 | 1325460 |  | 474706.8 | 0 | 557123.7 | 0 | 202072 | 0 | 4623.539 | 86935.16 | 7924.354 | 56028.48 | 0 | 0 | 0 | 0 | 340700000 | 0 | 340700000 | 3407 | 99825.1 | 0 | 144.4917 | 116.5756 | 2021-07-01 15:08
PreNResSpltPkgAC-65to-PEYes | Save | RtL | 2015 | CZ13 | cDXGF | 0 | None | 1 | 129997 | 1414418 |  | 474706.8 | 0 | 557123.7 | 0 | 283319.6 | 0 | 4825.581 | 94442.28 | 7218.263 | 64605.34 | 0 | 0 | 0 | 0 | 276475800 | 0 | 276475800 | 2764.758 | 81007.4094 | 0 | 144.4917 | 116.5756 | 2021-07-01 15:08
PreNResSpltPkgAC-65to-PEYes | Save | RtL | 2015 | CZ14 | cDXGF | 0 | None | 1 | 129997 | 1374795 |  | 474706.8 | 0 | 557123.7 | 0 | 246132.2 | 0 | 5753.932 | 91078.56 | 7983.705 | 58713.87 | 0 | 0 | 0 | 0 | 307887000 | 0 | 307887000 | 3078.87 | 90210.891 | 0 | 144.4917 | 116.5756 | 2021-07-01 15:09
PreNResSpltPkgAC-65to-PEYes | Save | RtL | 2015 | CZ15 | cDXGF | 0 | None | 1 | 129997 | 1627071 |  | 474706.8 | 0 | 557123.7 | 0 | 474765 | 0 | 1617.194 | 118858.3 | 2240.057 | 97201.67 | 0 | 0 | 0 | 0 | 42399860 | 0 | 42399860 | 423.9986 | 12423.159 | 0 | 144.4917 | 116.5756 | 2021-07-01 15:10
PreNResSpltPkgAC-65to-PEYes | Save | RtL | 2015 | CZ16 | cDXGF | 0 | None | 1 | 129997 | 1199042 |  | 474706.8 | 0 | 557123.7 | 0 | 93834.32 | 0 | 6823.651 | 66554.3 | 14826.45 | 35147.55 | 0 | 0 | 0 | 0 | 1001179000 | 0 | 1001179000 | 10011.79 | 293345.447 | 0 | 144.4917 | 116.5756 | 2021-07-01 15:10
PreNResSpltPkgAC-65to-PEYes | Save | RtL | 2017 | CZ01 | cDXGF | 0 | None | 1 | 129997 | 1129121 |  | 473124.1 | 0 | 557123.7 | 0 | 35415.99 | 0 | 5511.746 | 57944.99 | 12064.58 | 24051.06 | 0 | 0 | 0 | 0 | 639165200 | 0 | 639165200 | 6391.652 | 187275.4036 | 0 | 143.9042 | 116.5756 | 2021-07-01 15:11
PreNResSpltPkgAC-65to-PEYes | Save | RtL | 2017 | CZ02 | cDXGF | 0 | None | 1 | 129997 | 1244855 |  | 473124.1 | 0 | 557123.7 | 0 | 138385.3 | 0 | 4609.134 | 71612.97 | 7034.308 | 44525.73 | 0 | 0 | 0 | 0 | 369856100 | 0 | 369856100 | 3698.561 | 108367.8373 | 0 | 143.9042 | 116.5756 | 2021-07-01 15:12
PreNResSpltPkgAC-65to-PEYes | Save | RtL | 2017 | CZ03 | cDXGF | 0 | None | 1 | 129997 | 1204422 |  | 473124.1 | 0 | 557123.7 | 0 | 103500.5 | 0 | 2305.014 | 68368.63 | 6798.977 | 44541.18 | 0 | 0 | 0 | 0 | 297744200 | 0 | 297744200 | 2977.442 | 87239.0506 | 0 | 143.9042 | 116.5756 | 2021-07-01 15:12
PreNResSpltPkgAC-65to-PEYes | Save | RtL | 2017 | CZ04 | cDXGF | 0 | None | 1 | 129997 | 1284559 |  | 473124.1 | 0 | 557123.7 | 0 | 177147 | 0 | 2564.783 | 74599.01 | 4584.126 | 54262.38 | 0 | 0 | 0 | 0 | 227233000 | 0 | 227233000 | 2272.33 | 66579.269 | 0 | 143.9042 | 116.5756 | 2021-07-01 15:13
PreNResSpltPkgAC-65to-PEYes | Save | RtL | 2017 | CZ05 | cDXGF | 0 | None | 1 | 129997 | 1218430 |  | 473124.1 | 0 | 557123.7 | 0 | 117130.9 | 0 | 2646.561 | 68404.58 | 6213.663 | 46452.25 | 0 | 0 | 0 | 0 | 267445700 | 0 | 267445700 | 2674.457 | 78361.5901 | 0 | 143.9042 | 116.5756 | 2021-07-01 15:14
PreNResSpltPkgAC-65to-PEYes | Save | RtL | 2017 | CZ06 | cDXGF | 0 | None | 1 | 129997 | 1320734 |  | 473124.1 | 0 | 557123.7 | 0 | 216321.2 | 0 | 923.2407 | 73241.73 | 3302.295 | 58790.07 | 0 | 0 | 0 | 0 | 129727100 | 0 | 129727100 | 1297.271 | 38010.0403 | 0 | 143.9042 | 116.5756 | 2021-07-01 15:14
PreNResSpltPkgAC-65to-PEYes | Save | RtL | 2017 | CZ07 | cDXGF | 0 | None | 1 | 129997 | 1296931 |  | 473124.1 | 0 | 557123.7 | 0 | 192550.1 | 0 | 450.1688 | 73683.17 | 2974.192 | 59593.75 | 0 | 0 | 0 | 0 | 105474700 | 0 | 105474700 | 1054.747 | 30904.0871 | 0 | 143.9042 | 116.5756 | 2021-07-01 15:15
PreNResSpltPkgAC-65to-PEYes | Save | RtL | 2017 | CZ08 | cDXGF | 0 | None | 1 | 129997 | 1364169 |  | 473124.1 | 0 | 557123.7 | 0 | 252660.3 | 0 | 1171.929 | 80088.7 | 2723.701 | 64211.7 | 0 | 0 | 0 | 0 | 100512700 | 0 | 100512700 | 1005.127 | 29450.2211 | 0 | 143.9042 | 116.5756 | 2021-07-01 15:16
PreNResSpltPkgAC-65to-PEYes | Save | RtL | 2017 | CZ09 | cDXGF | 0 | None | 1 | 129997 | 1353559 |  | 473124.1 | 0 | 557123.7 | 0 | 231668.7 | 0 | 2043.654 | 89598.34 | 3622.597 | 63598.6 | 0 | 0 | 0 | 0 | 107696600 | 0 | 107696600 | 1076.966 | 31555.1038 | 0 | 143.9042 | 116.5756 | 2021-07-01 15:16
PreNResSpltPkgAC-65to-PEYes | Save | RtL | 2017 | CZ10 | cDXGF | 0 | None | 1 | 129997 | 1380191 |  | 473124.1 | 0 | 557123.7 | 0 | 261090.6 | 0 | 2748.293 | 86103.89 | 4056.444 | 63900.32 | 0 | 0 | 0 | 0 | 149027300 | 0 | 149027300 | 1490.273 | 43664.9989 | 0 | 143.9042 | 116.5756 | 2021-07-01 15:17
PreNResSpltPkgAC-65to-PEYes | Save | RtL | 2017 | CZ11 | cDXGF | 0 | None | 1 | 129997 | 1374363 |  | 473124.1 | 0 | 557123.7 | 0 | 249412 | 0 | 5343.704 | 89359.18 | 7558.056 | 57336.98 | 0 | 0 | 0 | 0 | 291862400 | 0 | 291862400 | 2918.624 | 85515.6832 | 0 | 143.9042 | 116.5756 | 2021-07-01 15:18
PreNResSpltPkgAC-65to-PEYes | Save | RtL | 2017 | CZ12 | cDXGF | 0 | None | 1 | 129997 | 1320973 |  | 473124.1 | 0 | 557123.7 | 0 | 200577.2 | 0 | 4530.877 | 85617.28 | 7119.923 | 55838.18 | 0 | 0 | 0 | 0 | 306983800 | 0 | 306983800 | 3069.838 | 89946.2534 | 0 | 143.9042 | 116.5756 | 2021-07-01 15:19
PreNResSpltPkgAC-65to-PEYes | Save | RtL | 2017 | CZ13 | cDXGF | 0 | None | 1 | 129997 | 1407159 |  | 473124.1 | 0 | 557123.7 | 0 | 279342.8 | 0 | 4729.687 | 92838.73 | 6394.933 | 63931.51 | 0 | 0 | 0 | 0 | 245514500 | 0 | 245514500 | 2455.145 | 71935.7485 | 0 | 143.9042 | 116.5756 | 2021-07-01 15:19
PreNResSpltPkgAC-65to-PEYes | Save | RtL | 2017 | CZ14 | cDXGF | 0 | None | 1 | 129997 | 1368802 |  | 473124.1 | 0 | 557123.7 | 0 | 243323 | 0 | 5641.982 | 89588.18 | 7053.922 | 58345.11 | 0 | 0 | 0 | 0 | 272741400 | 0 | 272741400 | 2727.414 | 79913.2302 | 0 | 143.9042 | 116.5756 | 2021-07-01 15:20
PreNResSpltPkgAC-65to-PEYes | Save | RtL | 2017 | CZ15 | cDXGF | 0 | None | 1 | 129997 | 1615200 |  | 473124.1 | 0 | 557123.7 | 0 | 466400.7 | 0 | 1589.072 | 116961 | 1913.193 | 96013.36 | 0 | 0 | 0 | 0 | 35537580 | 0 | 35537580 | 355.3758 | 10412.5109 | 0 | 143.9042 | 116.5756 | 2021-07-01 15:21
PreNResSpltPkgAC-65to-PEYes | Save | RtL | 2017 | CZ16 | cDXGF | 0 | None | 1 | 129997 | 1196901 |  | 473124.1 | 0 | 557123.7 | 0 | 93770.52 | 0 | 6758.634 | 66124.41 | 13923.36 | 35305.3 | 0 | 0 | 0 | 0 | 922889400 | 0 | 922889400 | 9228.894 | 270406.5942 | 0 | 143.9042 | 116.5756 | 2021-07-01 15:21
PreNResSpltPkgAC-65to-PEYes | Save | RtL | 2020 | CZ01 | cDXGF | 0 | None | 1 | 129997 | 1020773 |  | 373221 | 0 | 557123.7 | 0 | 31128.53 | 0 | 5208.98 | 54091.68 | 12895.74 | 21104.41 | 0 | 0 | 0 | 0 | 726067800 | 0 | 726067800 | 7260.678 | 212737.8654 | 0 | 113.151 | 116.5756 | 2021-07-01 15:22
PreNResSpltPkgAC-65to-PEYes | Save | RtL | 2020 | CZ02 | cDXGF | 0 | None | 1 | 129997 | 1130266 |  | 373221 | 0 | 557123.7 | 0 | 128013.4 | 0 | 4395.498 | 67513.11 | 7601.971 | 41009.88 | 0 | 0 | 0 | 0 | 421717600 | 0 | 421717600 | 4217.176 | 123563.2568 | 0 | 113.151 | 116.5756 | 2021-07-01 15:23
PreNResSpltPkgAC-65to-PEYes | Save | RtL | 2020 | CZ03 | cDXGF | 0 | None | 1 | 129997 | 1091282 |  | 373221 | 0 | 557123.7 | 0 | 95052.3 | 0 | 2176.813 | 63709.13 | 7533.453 | 40442.96 | 0 | 0 | 0 | 0 | 346836900 | 0 | 346836900 | 3468.369 | 101623.2117 | 0 | 113.151 | 116.5756 | 2021-07-01 15:23
PreNResSpltPkgAC-65to-PEYes | Save | RtL | 2020 | CZ04 | cDXGF | 0 | None | 1 | 129997 | 1167786 |  | 373221 | 0 | 557123.7 | 0 | 164711.3 | 0 | 2447.595 | 70283.56 | 5049.74 | 50176.99 | 0 | 0 | 0 | 0 | 262607800 | 0 | 262607800 | 2626.078 | 76944.0854 | 0 | 113.151 | 116.5756 | 2021-07-01 15:24
PreNResSpltPkgAC-65to-PEYes | Save | RtL | 2020 | CZ05 | cDXGF | 0 | None | 1 | 129997 | 1103987 |  | 373221 | 0 | 557123.7 | 0 | 107457 | 0 | 2497.547 | 63688.82 | 6898.08 | 42383.41 | 0 | 0 | 0 | 0 | 312302200 | 0 | 312302200 | 3123.022 | 91504.5446 | 0 | 113.151 | 116.5756 | 2021-07-01 15:25
PreNResSpltPkgAC-65to-PEYes | Save | RtL | 2020 | CZ06 | cDXGF | 0 | None | 1 | 129997 | 1201175 |  | 373221 | 0 | 557123.7 | 0 | 201261.3 | 0 | 874.561 | 68695.27 | 3739.073 | 54431.92 | 0 | 0 | 0 | 0 | 152680400 | 0 | 152680400 | 1526.804 | 44735.3572 | 0 | 113.151 | 116.5756 | 2021-07-01 15:25
PreNResSpltPkgAC-65to-PEYes | Save | RtL | 2020 | CZ07 | cDXGF | 0 | None | 1 | 129997 | 1178533 |  | 373221 | 0 | 557123.7 | 0 | 178853.8 | 0 | 425.5782 | 68909.22 | 3485.22 | 55041.23 | 0 | 0 | 0 | 0 | 127307200 | 0 | 127307200 | 1273.072 | 37301.0096 | 0 | 113.151 | 116.5756 | 2021-07-01 15:26
PreNResSpltPkgAC-65to-PEYes | Save | RtL | 2020 | CZ08 | cDXGF | 0 | None | 1 | 129997 | 1243903 |  | 373221 | 0 | 557123.7 | 0 | 236551.3 | 0 | 1123.987 | 75883.48 | 3082.091 | 60049.98 | 0 | 0 | 0 | 0 | 118743500 | 0 | 118743500 | 1187.435 | 34791.8455 | 0 | 113.151 | 116.5756 | 2021-07-01 15:27
PreNResSpltPkgAC-65to-PEYes | Save | RtL | 2020 | CZ09 | cDXGF | 0 | None | 1 | 129997 | 1235058 |  | 373221 | 0 | 557123.7 | 0 | 217082 | 0 | 1972.315 | 85659.54 | 4121.557 | 59906.69 | 0 | 0 | 0 | 0 | 128425900 | 0 | 128425900 | 1284.259 | 37628.7887 | 0 | 113.151 | 116.5756 | 2021-07-01 15:27
PreNResSpltPkgAC-65to-PEYes | Save | RtL | 2020 | CZ10 | cDXGF | 0 | None | 1 | 129997 | 1260490 |  | 373221 | 0 | 557123.7 | 0 | 245510.3 | 0 | 2644.982 | 81991.04 | 4491.609 | 60121.8 | 0 | 0 | 0 | 0 | 173041200 | 0 | 173041200 | 1730.412 | 50701.0716 | 0 | 113.151 | 116.5756 | 2021-07-01 15:28
PreNResSpltPkgAC-65to-PEYes | Save | RtL | 2020 | CZ11 | cDXGF | 0 | None | 1 | 129997 | 1256649 |  | 373221 | 0 | 557123.7 | 0 | 235958 | 0 | 5139.514 | 85206.96 | 8314.726 | 53942.88 | 0 | 0 | 0 | 0 | 336676000 | 0 | 336676000 | 3366.76 | 98646.068 | 0 | 113.151 | 116.5756 | 2021-07-01 15:29
PreNResSpltPkgAC-65to-PEYes | Save | RtL | 2020 | CZ12 | cDXGF | 0 | None | 1 | 129997 | 1204312 |  | 373221 | 0 | 557123.7 | 0 | 188263.8 | 0 | 4349.273 | 81354.59 | 7790.368 | 52208.32 | 0 | 0 | 0 | 0 | 351557900 | 0 | 351557900 | 3515.579 | 103006.4647 | 0 | 113.151 | 116.5756 | 2021-07-01 15:30
PreNResSpltPkgAC-65to-PEYes | Save | RtL | 2020 | CZ13 | cDXGF | 0 | None | 1 | 129997 | 1288336 |  | 373221 | 0 | 557123.7 | 0 | 264792.3 | 0 | 4558.209 | 88640.95 | 7084.087 | 60376.18 | 0 | 0 | 0 | 0 | 283517400 | 0 | 283517400 | 2835.174 | 83070.5982 | 0 | 113.151 | 116.5756 | 2021-07-01 15:30
PreNResSpltPkgAC-65to-PEYes | Save | RtL | 2020 | CZ14 | cDXGF | 0 | None | 1 | 129997 | 1250921 |  | 373221 | 0 | 557123.7 | 0 | 229624.9 | 0 | 5433.028 | 85519.03 | 7805.37 | 54787.65 | 0 | 0 | 0 | 0 | 313734300 | 0 | 313734300 | 3137.343 | 91924.1499 | 0 | 113.151 | 116.5756 | 2021-07-01 15:31
PreNResSpltPkgAC-65to-PEYes | Save | RtL | 2020 | CZ15 | cDXGF | 0 | None | 1 | 129997 | 1490035 |  | 373221 | 0 | 557123.7 | 0 | 445478.4 | 0 | 1542.074 | 112670.6 | 2232.392 | 91950.24 | 0 | 0 | 0 | 0 | 44166370 | 0 | 44166370 | 441.6637 | 12940.7464 | 0 | 113.151 | 116.5756 | 2021-07-01 15:32
PreNResSpltPkgAC-65to-PEYes | Save | RtL | 2020 | CZ16 | cDXGF | 0 | None | 1 | 129997 | 1085567 |  | 373221 | 0 | 557123.7 | 0 | 87017.39 | 0 | 6381.148 | 61823.78 | 14886.95 | 32292.92 | 0 | 0 | 0 | 0 | 1034444000 | 0 | 1034444000 | 10344.44 | 303092.092 | 0 | 113.151 | 116.5756 | 2021-07-01 15:32
PreNResSpltPkgAC-65to-PEYes | Save | RtS | 1975 | CZ01 | cDXGF | 0 | None | 1 | 7999.929 | 64451.14 |  | 26261.42 | 0 | 24619.78 | 0 | 425.7749 | 0 | 1985.773 | 11158.55 | 6026.474 | 482.9413 | 0 | 0 | 0 | 0 | 166690700 | 0 | 166690700 | 1666.907 | 48840.3751 | 0 | 9.0014 | 6.8431 | 2021-07-01 15:33
PreNResSpltPkgAC-65to-PEYes | Save | RtS | 1975 | CZ02 | cDXGF | 0 | None | 1 | 7999.929 | 77210.8 |  | 26261.42 | 0 | 24619.78 | 0 | 11871.29 | 0 | 1649.854 | 12808.59 | 3650.284 | 5307.634 | 0 | 0 | 0 | 0 | 89544500 | 0 | 89544500 | 895.445 | 26236.5385 | 0 | 9.0014 | 6.8431 | 2021-07-01 15:34
PreNResSpltPkgAC-65to-PEYes | Save | RtS | 1975 | CZ03 | cDXGF | 0 | None | 1 | 7999.929 | 69563.09 |  | 26261.42 | 0 | 24619.78 | 0 | 5753.96 | 0 | 864.444 | 12063.68 | 3184.605 | 3677.047 | 0 | 0 | 0 | 0 | 69843400 | 0 | 69843400 | 698.434 | 20464.1162 | 0 | 9.0014 | 6.8431 | 2021-07-01 15:34
PreNResSpltPkgAC-65to-PEYes | Save | RtS | 1975 | CZ04 | cDXGF | 0 | None | 1 | 7999.929 | 80056.18 |  | 26261.42 | 0 | 24619.78 | 0 | 15121.24 | 0 | 949.5283 | 13104.34 | 2635.459 | 6490.408 | 0 | 0 | 0 | 0 | 55633160 | 0 | 55633160 | 556.3316 | 16300.5159 | 0 | 9.0014 | 6.8431 | 2021-07-01 15:35
PreNResSpltPkgAC-65to-PEYes | Save | RtS | 1975 | CZ05 | cDXGF | 0 | None | 1 | 7999.929 | 70993.21 |  | 26261.42 | 0 | 24619.78 | 0 | 7283.846 | 0 | 977.6832 | 11850.54 | 2395.347 | 4519.446 | 0 | 0 | 0 | 0 | 50712810 | 0 | 50712810 | 507.1281 | 14858.8533 | 0 | 9.0014 | 6.8431 | 2021-07-01 15:36
PreNResSpltPkgAC-65to-PEYes | Save | RtS | 1975 | CZ06 | cDXGF | 0 | None | 1 | 7999.929 | 81407.52 |  | 26261.42 | 0 | 24619.78 | 0 | 16916.48 | 0 | 355.9947 | 13253.97 | 1184.609 | 7989.701 | 0 | 0 | 0 | 0 | 19214280 | 0 | 19214280 | 192.1428 | 5629.784 | 0 | 9.0014 | 6.8431 | 2021-07-01 15:36
PreNResSpltPkgAC-65to-PEYes | Save | RtS | 1975 | CZ07 | cDXGF | 0 | None | 1 | 7999.929 | 77561.38 |  | 26261.42 | 0 | 24619.78 | 0 | 13661.21 | 0 | 171.1858 | 12847.95 | 993.4302 | 7150.055 | 0 | 0 | 0 | 0 | 14521510 | 0 | 14521510 | 145.2151 | 4254.8024 | 0 | 9.0014 | 6.8431 | 2021-07-01 15:37
PreNResSpltPkgAC-65to-PEYes | Save | RtS | 1975 | CZ08 | cDXGF | 0 | None | 1 | 7999.929 | 87639.34 |  | 26261.42 | 0 | 24619.78 | 0 | 22543.84 | 0 | 397.2776 | 13817.19 | 1004.174 | 9022.015 | 0 | 0 | 0 | 0 | 15363240 | 0 | 15363240 | 153.6324 | 4501.4293 | 0 | 9.0014 | 6.8431 | 2021-07-01 15:37
PreNResSpltPkgAC-65to-PEYes | Save | RtS | 1975 | CZ09 | cDXGF | 0 | None | 1 | 7999.929 | 91289.2 |  | 26261.42 | 0 | 24619.78 | 0 | 22371.26 | 0 | 714.9304 | 17321.88 | 1652.159 | 10207.33 | 0 | 0 | 0 | 0 | 23465800 | 0 | 23465800 | 234.658 | 6875.4794 | 0 | 9.0014 | 6.8431 | 2021-07-01 15:38
PreNResSpltPkgAC-65to-PEYes | Save | RtS | 1975 | CZ10 | cDXGF | 0 | None | 1 | 7999.929 | 93616.94 |  | 26261.42 | 0 | 24619.78 | 0 | 25548.4 | 0 | 980.2896 | 16207.2 | 1869.56 | 10130.03 | 0 | 0 | 0 | 0 | 30978440 | 0 | 30978440 | 309.7844 | 9076.6829 | 0 | 9.0014 | 6.8431 | 2021-07-01 15:39
PreNResSpltPkgAC-65to-PEYes | Save | RtS | 1975 | CZ11 | cDXGF | 0 | None | 1 | 7999.929 | 96594.75 |  | 26261.42 | 0 | 24619.78 | 0 | 25828.19 | 0 | 1972.163 | 17913.27 | 4714.884 | 9267.476 | 0 | 0 | 0 | 0 | 98986170 | 0 | 98986170 | 989.8617 | 29002.9478 | 0 | 9.0014 | 6.8431 | 2021-07-01 15:39
PreNResSpltPkgAC-65to-PEYes | Save | RtS | 1975 | CZ12 | cDXGF | 0 | None | 1 | 7999.929 | 87848.49 |  | 26261.42 | 0 | 24619.78 | 0 | 19466.74 | 0 | 1638.098 | 15862.61 | 3925.651 | 7870.018 | 0 | 0 | 0 | 0 | 85856000 | 0 | 85856000 | 858.56 | 25155.808 | 0 | 9.0014 | 6.8431 | 2021-07-01 15:40
PreNResSpltPkgAC-65to-PEYes | Save | RtS | 1975 | CZ13 | cDXGF | 0 | None | 1 | 7999.929 | 99716.55 |  | 26261.42 | 0 | 24619.78 | 0 | 28915.72 | 0 | 1739.688 | 18180.08 | 3869.505 | 10374 | 0 | 0 | 0 | 0 | 77301100 | 0 | 77301100 | 773.011 | 22649.2223 | 0 | 9.0014 | 6.8431 | 2021-07-01 15:40
PreNResSpltPkgAC-65to-PEYes | Save | RtS | 1975 | CZ14 | cDXGF | 0 | None | 1 | 7999.929 | 96280.29 |  | 26261.42 | 0 | 24619.78 | 0 | 25342.08 | 0 | 2063.526 | 17993.49 | 3660.043 | 9723.087 | 0 | 0 | 0 | 0 | 72426510 | 0 | 72426510 | 724.2651 | 21220.9674 | 0 | 9.0014 | 6.8431 | 2021-07-01 15:41
PreNResSpltPkgAC-65to-PEYes | Save | RtS | 1975 | CZ15 | cDXGF | 0 | None | 1 | 7999.929 | 126870.1 |  | 26261.42 | 0 | 24619.78 | 0 | 52204.91 | 0 | 559.2886 | 23224.8 | 928.028 | 17885.12 | 0 | 0 | 0 | 0 | 9316398 | 0 | 9316398 | 93.164 | 2729.7046 | 0 | 9.0014 | 6.8431 | 2021-07-01 15:42
PreNResSpltPkgAC-65to-PEYes | Save | RtS | 1975 | CZ16 | cDXGF | 0 | None | 1 | 7999.929 | 75103.55 |  | 26261.42 | 0 | 24619.78 | 0 | 8134.308 | 0 | 2715.713 | 13372.44 | 6009.071 | 4217.382 | 0 | 0 | 0 | 0 | 231947200 | 0 | 231947200 | 2319.472 | 67960.5296 | 0 | 9.0014 | 6.8431 | 2021-07-01 15:42
PreNResSpltPkgAC-65to-PEYes | Save | RtS | 1985 | CZ01 | cDXGF | 0 | None | 1 | 7999.929 | 63308.73 |  | 26261.42 | 0 | 23576.54 | 0 | 415.17 | 0 | 1972.014 | 11083.47 | 6067.267 | 472.8372 | 0 | 0 | 0 | 0 | 168885600 | 0 | 168885600 | 1688.856 | 49483.4808 | 0 | 9.0014 | 6.5532 | 2021-07-01 15:43
PreNResSpltPkgAC-65to-PEYes | Save | RtS | 1985 | CZ02 | cDXGF | 0 | None | 1 | 7999.929 | 75973.39 |  | 26261.42 | 0 | 23576.54 | 0 | 11752.06 | 0 | 1641.283 | 12742.04 | 3668.216 | 5259.026 | 0 | 0 | 0 | 0 | 90686370 | 0 | 90686370 | 906.8637 | 26571.1064 | 0 | 9.0014 | 6.5532 | 2021-07-01 15:44
PreNResSpltPkgAC-65to-PEYes | Save | RtS | 1985 | CZ03 | cDXGF | 0 | None | 1 | 7999.929 | 68348.52 |  | 26261.42 | 0 | 23576.54 | 0 | 5672.395 | 0 | 858.3216 | 11979.74 | 3211.115 | 3633.025 | 0 | 0 | 0 | 0 | 70923160 | 0 | 70923160 | 709.2316 | 20780.4859 | 0 | 9.0014 | 6.5532 | 2021-07-01 15:44
PreNResSpltPkgAC-65to-PEYes | Save | RtS | 1985 | CZ04 | cDXGF | 0 | None | 1 | 7999.929 | 78801.66 |  | 26261.42 | 0 | 23576.54 | 0 | 14982.42 | 0 | 944.6008 | 13036.55 | 2667.796 | 6438.637 | 0 | 0 | 0 | 0 | 56515380 | 0 | 56515380 | 565.1538 | 16559.0063 | 0 | 9.0014 | 6.5532 | 2021-07-01 15:45
PreNResSpltPkgAC-65to-PEYes | Save | RtS | 1985 | CZ05 | cDXGF | 0 | None | 1 | 7999.929 | 69754.9 |  | 26261.42 | 0 | 23576.54 | 0 | 7178.558 | 0 | 970.7662 | 11767.46 | 2423.819 | 4466.457 | 0 | 0 | 0 | 0 | 51540680 | 0 | 51540680 | 515.4068 | 15101.4192 | 0 | 9.0014 | 6.5532 | 2021-07-01 15:46
PreNResSpltPkgAC-65to-PEYes | Save | RtS | 1985 | CZ06 | cDXGF | 0 | None | 1 | 7999.929 | 80105.43 |  | 26261.42 | 0 | 23576.54 | 0 | 16745.82 | 0 | 353.6894 | 13167.9 | 1204.482 | 7915.53 | 0 | 0 | 0 | 0 | 19597300 | 0 | 19597300 | 195.973 | 5742.0089 | 0 | 9.0014 | 6.5532 | 2021-07-01 15:46
PreNResSpltPkgAC-65to-PEYes | Save | RtS | 1985 | CZ07 | cDXGF | 0 | None | 1 | 7999.929 | 76279.31 |  | 26261.42 | 0 | 23576.54 | 0 | 13509.18 | 0 | 170.0482 | 12762 | 1011.959 | 7082.634 | 0 | 0 | 0 | 0 | 14847150 | 0 | 14847150 | 148.4715 | 4350.2149 | 0 | 9.0014 | 6.5532 | 2021-07-01 15:47
PreNResSpltPkgAC-65to-PEYes | Save | RtS | 1985 | CZ08 | cDXGF | 0 | None | 1 | 7999.929 | 86341.35 |  | 26261.42 | 0 | 23576.54 | 0 | 22358.51 | 0 | 395.3452 | 13749.37 | 1015.865 | 8954.12 | 0 | 0 | 0 | 0 | 15665950 | 0 | 15665950 | 156.6595 | 4590.1234 | 0 | 9.0014 | 6.5532 | 2021-07-01 15:47
PreNResSpltPkgAC-65to-PEYes | Save | RtS | 1985 | CZ09 | cDXGF | 0 | None | 1 | 7999.929 | 90001.34 |  | 26261.42 | 0 | 23576.54 | 0 | 22202.23 | 0 | 711.9913 | 17249.03 | 1680.074 | 10142.84 | 0 | 0 | 0 | 0 | 23901950 | 0 | 23901950 | 239.0195 | 7003.2713 | 0 | 9.0014 | 6.5532 | 2021-07-01 15:48
PreNResSpltPkgAC-65to-PEYes | Save | RtS | 1985 | CZ10 | cDXGF | 0 | None | 1 | 7999.929 | 92314.3 |  | 26261.42 | 0 | 23576.54 | 0 | 25364.59 | 0 | 976.0074 | 16135.74 | 1891.667 | 10069 | 0 | 0 | 0 | 0 | 31481670 | 0 | 31481670 | 314.8167 | 9224.1293 | 0 | 9.0014 | 6.5532 | 2021-07-01 15:49
PreNResSpltPkgAC-65to-PEYes | Save | RtS | 1985 | CZ11 | cDXGF | 0 | None | 1 | 7999.929 | 95312.56 |  | 26261.42 | 0 | 23576.54 | 0 | 25672.77 | 0 | 1963.942 | 17837.86 | 4739.972 | 9212.649 | 0 | 0 | 0 | 0 | 100154200 | 0 | 100154200 | 1001.542 | 29345.1806 | 0 | 9.0014 | 6.5532 | 2021-07-01 15:49
PreNResSpltPkgAC-65to-PEYes | Save | RtS | 1985 | CZ12 | cDXGF | 0 | None | 1 | 7999.929 | 86579.8 |  | 26261.42 | 0 | 23576.54 | 0 | 19321.11 | 0 | 1630.657 | 15789.92 | 3937.519 | 7816.559 | 0 | 0 | 0 | 0 | 86879930 | 0 | 86879930 | 868.7993 | 25455.8195 | 0 | 9.0014 | 6.5532 | 2021-07-01 15:50
PreNResSpltPkgAC-65to-PEYes | Save | RtS | 1985 | CZ13 | cDXGF | 0 | None | 1 | 7999.929 | 98421.13 |  | 26261.42 | 0 | 23576.54 | 0 | 28744.43 | 0 | 1732.712 | 18105.99 | 3890.192 | 10321.26 | 0 | 0 | 0 | 0 | 78248200 | 0 | 78248200 | 782.482 | 22926.7226 | 0 | 9.0014 | 6.5532 | 2021-07-01 15:51
PreNResSpltPkgAC-65to-PEYes | Save | RtS | 1985 | CZ14 | cDXGF | 0 | None | 1 | 7999.929 | 94998.12 |  | 26261.42 | 0 | 23576.54 | 0 | 25185.2 | 0 | 2055.236 | 17919.6 | 3693.935 | 9658.119 | 0 | 0 | 0 | 0 | 73342980 | 0 | 73342980 | 733.4298 | 21489.4931 | 0 | 9.0014 | 6.5532 | 2021-07-01 15:51
PreNResSpltPkgAC-65to-PEYes | Save | RtS | 1985 | CZ15 | cDXGF | 0 | None | 1 | 7999.929 | 125499.5 |  | 26261.42 | 0 | 23576.54 | 0 | 51957.26 | 0 | 557.4356 | 23146.63 | 947.4327 | 17818.65 | 0 | 0 | 0 | 0 | 9519529 | 0 | 9519529 | 95.1953 | 2789.222 | 0 | 9.0014 | 6.5532 | 2021-07-01 15:52
PreNResSpltPkgAC-65to-PEYes | Save | RtS | 1985 | CZ16 | cDXGF | 0 | None | 1 | 7999.929 | 73885.28 |  | 26261.42 | 0 | 23576.54 | 0 | 8060.76 | 0 | 2698.434 | 13288 | 6000.635 | 4180.878 | 0 | 0 | 0 | 0 | 233701500 | 0 | 233701500 | 2337.015 | 68474.5395 | 0 | 9.0014 | 6.5532 | 2021-07-01 15:52
PreNResSpltPkgAC-65to-PEYes | Save | RtS | 1996 | CZ01 | cDXGF | 0 | None | 1 | 7999.929 | 60992.28 |  | 26261.42 | 0 | 22533.54 | 0 | 358.859 | 0 | 1790.125 | 10048.34 | 5794.925 | 417.3764 | 0 | 0 | 0 | 0 | 158828100 | 0 | 158828100 | 1588.281 | 46536.6333 | 0 | 9.0014 | 6.2632 | 2021-07-01 15:53
PreNResSpltPkgAC-65to-PEYes | Save | RtS | 1996 | CZ02 | cDXGF | 0 | None | 1 | 7999.929 | 73485.94 |  | 26261.42 | 0 | 22533.54 | 0 | 10909.46 | 0 | 1573.278 | 12208.21 | 3661.792 | 4955.717 | 0 | 0 | 0 | 0 | 92288550 | 0 | 92288550 | 922.8855 | 27040.5452 | 0 | 9.0014 | 6.2632 | 2021-07-01 15:54
PreNResSpltPkgAC-65to-PEYes | Save | RtS | 1996 | CZ03 | cDXGF | 0 | None | 1 | 7999.929 | 66103.7 |  | 26261.42 | 0 | 22533.54 | 0 | 5076.378 | 0 | 818.5593 | 11413.81 | 3256.854 | 3317.071 | 0 | 0 | 0 | 0 | 73701100 | 0 | 73701100 | 737.011 | 21594.4223 | 0 | 9.0014 | 6.2632 | 2021-07-01 15:54
PreNResSpltPkgAC-65to-PEYes | Save | RtS | 1996 | CZ04 | cDXGF | 0 | None | 1 | 7999.929 | 76189.9 |  | 26261.42 | 0 | 22533.54 | 0 | 13968.96 | 0 | 908.5408 | 12517.49 | 2695.241 | 6076.187 | 0 | 0 | 0 | 0 | 57830280 | 0 | 57830280 | 578.3028 | 16944.272 | 0 | 9.0014 | 6.2632 | 2021-07-01 15:55
PreNResSpltPkgAC-65to-PEYes | Save | RtS | 1996 | CZ05 | cDXGF | 0 | None | 1 | 7999.929 | 67387.6 |  | 26261.42 | 0 | 22533.54 | 0 | 6472.003 | 0 | 924.3991 | 11196.2 | 2510.994 | 4094.642 | 0 | 0 | 0 | 0 | 54192520 | 0 | 54192520 | 541.9252 | 15878.4084 | 0 | 9.0014 | 6.2632 | 2021-07-01 15:56
PreNResSpltPkgAC-65to-PEYes | Save | RtS | 1996 | CZ06 | cDXGF | 0 | None | 1 | 7999.929 | 77555.15 |  | 26261.42 | 0 | 22533.54 | 0 | 15613.84 | 0 | 344.3445 | 12801.98 | 1399.694 | 7491.813 | 0 | 0 | 0 | 0 | 23758890 | 0 | 23758890 | 237.5889 | 6961.3548 | 0 | 9.0014 | 6.2632 | 2021-07-01 15:56
PreNResSpltPkgAC-65to-PEYes | Save | RtS | 1996 | CZ07 | cDXGF | 0 | None | 1 | 7999.929 | 73946.65 |  | 26261.42 | 0 | 22533.54 | 0 | 12581.12 | 0 | 165.5661 | 12405.04 | 1214.09 | 6697.914 | 0 | 0 | 0 | 0 | 18500760 | 0 | 18500760 | 185.0076 | 5420.7227 | 0 | 9.0014 | 6.2632 | 2021-07-01 15:57
PreNResSpltPkgAC-65to-PEYes | Save | RtS | 1996 | CZ08 | cDXGF | 0 | None | 1 | 7999.929 | 84104.05 |  | 26261.42 | 0 | 22533.54 | 0 | 21374.71 | 0 | 390.355 | 13543.97 | 1173.418 | 8668.687 | 0 | 0 | 0 | 0 | 18962350 | 0 | 18962350 | 189.6235 | 5555.9686 | 0 | 9.0014 | 6.2632 | 2021-07-01 15:57
PreNResSpltPkgAC-65to-PEYes | Save | RtS | 1996 | CZ09 | cDXGF | 0 | None | 1 | 7999.929 | 87794.11 |  | 26261.42 | 0 | 22533.54 | 0 | 21260.52 | 0 | 704.5858 | 17034.03 | 1901.116 | 9847.272 | 0 | 0 | 0 | 0 | 28434320 | 0 | 28434320 | 284.3432 | 8331.2558 | 0 | 9.0014 | 6.2632 | 2021-07-01 15:58
PreNResSpltPkgAC-65to-PEYes | Save | RtS | 1996 | CZ10 | cDXGF | 0 | None | 1 | 7999.929 | 90063.4 |  | 26261.42 | 0 | 22533.54 | 0 | 24368.1 | 0 | 965.7753 | 15934.58 | 2109.276 | 9786.485 | 0 | 0 | 0 | 0 | 36737220 | 0 | 36737220 | 367.3722 | 10764.0055 | 0 | 9.0014 | 6.2632 | 2021-07-01 15:59
PreNResSpltPkgAC-65to-PEYes | Save | RtS | 1996 | CZ11 | cDXGF | 0 | None | 1 | 7999.929 | 90207.87 |  | 26261.42 | 0 | 22533.54 | 0 | 23199.99 | 0 | 1811.37 | 16401.58 | 4377.722 | 8439.147 | 0 | 0 | 0 | 0 | 91468460 | 0 | 91468460 | 914.6846 | 26800.2588 | 0 | 9.0014 | 6.2632 | 2021-07-01 15:59
PreNResSpltPkgAC-65to-PEYes | Save | RtS | 1996 | CZ12 | cDXGF | 0 | None | 1 | 7999.929 | 82116.5 |  | 26261.42 | 0 | 22533.54 | 0 | 17355.69 | 0 | 1497.031 | 14468.75 | 3653.359 | 7120.519 | 0 | 0 | 0 | 0 | 80063690 | 0 | 80063690 | 800.6369 | 23458.6612 | 0 | 9.0014 | 6.2632 | 2021-07-01 16:00
PreNResSpltPkgAC-65to-PEYes | Save | RtS | 1996 | CZ13 | cDXGF | 0 | None | 1 | 7999.929 | 93127.15 |  | 26261.42 | 0 | 22533.54 | 0 | 26049.98 | 0 | 1600.546 | 16681.66 | 3618.704 | 9468.869 | 0 | 0 | 0 | 0 | 72160940 | 0 | 72160940 | 721.6094 | 21143.1554 | 0 | 9.0014 | 6.2632 | 2021-07-01 16:00
PreNResSpltPkgAC-65to-PEYes | Save | RtS | 1996 | CZ14 | cDXGF | 0 | None | 1 | 7999.929 | 89616.99 |  | 26261.42 | 0 | 22533.54 | 0 | 22521.54 | 0 | 1888.99 | 16411.57 | 3490.437 | 8758.699 | 0 | 0 | 0 | 0 | 68114290 | 0 | 68114290 | 681.1429 | 19957.487 | 0 | 9.0014 | 6.2632 | 2021-07-01 16:01
PreNResSpltPkgAC-65to-PEYes | Save | RtS | 1996 | CZ15 | cDXGF | 0 | None | 1 | 7999.929 | 117905.7 |  | 26261.42 | 0 | 22533.54 | 0 | 47223.26 | 0 | 516.675 | 21370.87 | 849.5128 | 16440.21 | 0 | 0 | 0 | 0 | 8418312 | 0 | 8418312 | 84.1831 | 2466.5654 | 0 | 9.0014 | 6.2632 | 2021-07-01 16:02
PreNResSpltPkgAC-65to-PEYes | Save | RtS | 1996 | CZ16 | cDXGF | 0 | None | 1 | 7999.929 | 70090.45 |  | 26261.42 | 0 | 22533.54 | 0 | 7082.904 | 0 | 2406.98 | 11805.67 | 5482.978 | 3692.083 | 0 | 0 | 0 | 0 | 217878900 | 0 | 217878900 | 2178.789 | 63838.5177 | 0 | 9.0014 | 6.2632 | 2021-07-01 16:02
PreNResSpltPkgAC-65to-PEYes | Save | RtS | 2003 | CZ01 | cDXGF | 0 | None | 1 | 7999.929 | 58645.04 |  | 26261.42 | 0 | 21490.53 | 0 | 298.0529 | 0 | 1601.213 | 8993.857 | 5702.193 | 347.8368 | 0 | 0 | 0 | 0 | 164061300 | 0 | 164061300 | 1640.613 | 48069.9609 | 0 | 9.0014 | 5.9733 | 2021-07-01 16:03
PreNResSpltPkgAC-65to-PEYes | Save | RtS | 2003 | CZ02 | cDXGF | 0 | None | 1 | 7999.929 | 68977.95 |  | 26261.42 | 0 | 21490.53 | 0 | 9186.438 | 0 | 1375.907 | 10663.73 | 3356.853 | 4262.511 | 0 | 0 | 0 | 0 | 86364690 | 0 | 86364690 | 863.6469 | 25304.8542 | 0 | 9.0014 | 5.9733 | 2021-07-01 16:04
PreNResSpltPkgAC-65to-PEYes | Save | RtS | 2003 | CZ03 | cDXGF | 0 | None | 1 | 7999.929 | 62779.33 |  | 26261.42 | 0 | 21490.53 | 0 | 4239.308 | 0 | 722.2314 | 10065.9 | 3184.346 | 2828.15 | 0 | 0 | 0 | 0 | 74528660 | 0 | 74528660 | 745.2866 | 21836.8974 | 0 | 9.0014 | 5.9733 | 2021-07-01 16:04
PreNResSpltPkgAC-65to-PEYes | Save | RtS | 2003 | CZ04 | cDXGF | 0 | None | 1 | 7999.929 | 72024.39 |  | 26261.42 | 0 | 21490.53 | 0 | 12129.34 | 0 | 822.8942 | 11320.34 | 2637.751 | 5396.792 | 0 | 0 | 0 | 0 | 57966720 | 0 | 57966720 | 579.6672 | 16984.249 | 0 | 9.0014 | 5.9733 | 2021-07-01 16:05
PreNResSpltPkgAC-65to-PEYes | Save | RtS | 2003 | CZ05 | cDXGF | 0 | None | 1 | 7999.929 | 63946.95 |  | 26261.42 | 0 | 21490.53 | 0 | 5408.44 | 0 | 823.1894 | 9963.427 | 2568.402 | 3500.787 | 0 | 0 | 0 | 0 | 56493540 | 0 | 56493540 | 564.9354 | 16552.6072 | 0 | 9.0014 | 5.9733 | 2021-07-01 16:06
PreNResSpltPkgAC-65to-PEYes | Save | RtS | 2003 | CZ06 | cDXGF | 0 | None | 1 | 7999.929 | 72740.56 |  | 26261.42 | 0 | 21490.53 | 0 | 13494.35 | 0 | 301.5249 | 11192.84 | 1399.287 | 6491.888 | 0 | 0 | 0 | 0 | 25105670 | 0 | 25105670 | 251.0567 | 7355.9613 | 0 | 9.0014 | 5.9733 | 2021-07-01 16:06
PreNResSpltPkgAC-65to-PEYes | Save | RtS | 2003 | CZ07 | cDXGF | 0 | None | 1 | 7999.929 | 69712.05 |  | 26261.42 | 0 | 21490.53 | 0 | 10945.02 | 0 | 145.2732 | 10869.87 | 1245.107 | 5846.125 | 0 | 0 | 0 | 0 | 20426770 | 0 | 20426770 | 204.2677 | 5985.0436 | 0 | 9.0014 | 5.9733 | 2021-07-01 16:07
PreNResSpltPkgAC-65to-PEYes | Save | RtS | 2003 | CZ08 | cDXGF | 0 | None | 1 | 7999.929 | 79564.63 |  | 26261.42 | 0 | 21490.53 | 0 | 19001.78 | 0 | 359.5916 | 12451.37 | 1189.391 | 7854.452 | 0 | 0 | 0 | 0 | 19753380 | 0 | 19753380 | 197.5338 | 5787.7403 | 0 | 9.0014 | 5.9733 | 2021-07-01 16:07
PreNResSpltPkgAC-65to-PEYes | Save | RtS | 2003 | CZ09 | cDXGF | 0 | None | 1 | 7999.929 | 82982.43 |  | 26261.42 | 0 | 21490.53 | 0 | 18876.75 | 0 | 650.7964 | 15703 | 1966.099 | 8930.113 | 0 | 0 | 0 | 0 | 29688220 | 0 | 29688220 | 296.8822 | 8698.6485 | 0 | 9.0014 | 5.9733 | 2021-07-01 16:08
PreNResSpltPkgAC-65to-PEYes | Save | RtS | 2003 | CZ10 | cDXGF | 0 | None | 1 | 7999.929 | 83178.82 |  | 26261.42 | 0 | 21490.53 | 0 | 20808.8 | 0 | 836.9532 | 13781.2 | 1814.584 | 8445.118 | 0 | 0 | 0 | 0 | 31383230 | 0 | 31383230 | 313.8323 | 9195.2864 | 0 | 9.0014 | 5.9733 | 2021-07-01 16:09
PreNResSpltPkgAC-65to-PEYes | Save | RtS | 2003 | CZ11 | cDXGF | 0 | None | 1 | 7999.929 | 86014.05 |  | 26261.42 | 0 | 21490.53 | 0 | 21224.09 | 0 | 1697.163 | 15340.97 | 4307.544 | 7780.435 | 0 | 0 | 0 | 0 | 93175460 | 0 | 93175460 | 931.7546 | 27300.4098 | 0 | 9.0014 | 5.9733 | 2021-07-01 16:09
PreNResSpltPkgAC-65to-PEYes | Save | RtS | 2003 | CZ12 | cDXGF | 0 | None | 1 | 7999.929 | 78276.78 |  | 26261.42 | 0 | 21490.53 | 0 | 15672.05 | 0 | 1394.548 | 13458.36 | 3613.656 | 6500.477 | 0 | 0 | 0 | 0 | 81931960 | 0 | 81931960 | 819.3196 | 24006.0643 | 0 | 9.0014 | 5.9733 | 2021-07-01 16:10
PreNResSpltPkgAC-65to-PEYes | Save | RtS | 2003 | CZ13 | cDXGF | 0 | None | 1 | 7999.929 | 88696.05 |  | 26261.42 | 0 | 21490.53 | 0 | 23873.27 | 0 | 1496.994 | 15573.89 | 3583.883 | 8739.813 | 0 | 0 | 0 | 0 | 74130020 | 0 | 74130020 | 741.3002 | 21720.0959 | 0 | 9.0014 | 5.9733 | 2021-07-01 16:10
PreNResSpltPkgAC-65to-PEYes | Save | RtS | 2003 | CZ14 | cDXGF | 0 | None | 1 | 7999.929 | 85664.41 |  | 26261.42 | 0 | 21490.53 | 0 | 20699.93 | 0 | 1779.608 | 15433.12 | 3601.586 | 8089.236 | 0 | 0 | 0 | 0 | 72678600 | 0 | 72678600 | 726.786 | 21294.8298 | 0 | 9.0014 | 5.9733 | 2021-07-01 16:11
PreNResSpltPkgAC-65to-PEYes | Save | RtS | 2003 | CZ15 | cDXGF | 0 | None | 1 | 7999.929 | 112685.3 |  | 26261.42 | 0 | 21490.53 | 0 | 44146.56 | 0 | 492.1718 | 20294.65 | 913.0565 | 15540.25 | 0 | 0 | 0 | 0 | 9341084 | 0 | 9341084 | 93.4108 | 2736.9376 | 0 | 9.0014 | 5.9733 | 2021-07-01 16:12
PreNResSpltPkgAC-65to-PEYes | Save | RtS | 2003 | CZ16 | cDXGF | 0 | None | 1 | 7999.929 | 66501.66 |  | 26261.42 | 0 | 21490.53 | 0 | 6193.264 | 0 | 2128.804 | 10427.75 | 5138.915 | 3208.032 | 0 | 0 | 0 | 0 | 219826100 | 0 | 219826100 | 2198.261 | 64409.0473 | 0 | 9.0014 | 5.9733 | 2021-07-01 16:12
PreNResSpltPkgAC-65to-PEYes | Save | RtS | 2007 | CZ01 | cDXGF | 0 | None | 1 | 7999.929 | 58633.4 |  | 26261.42 | 0 | 21490.53 | 0 | 300.1144 | 0 | 1600.196 | 8981.225 | 5633.9 | 349.8802 | 0 | 0 | 0 | 0 | 157855000 | 0 | 157855000 | 1578.55 | 46251.515 | 0 | 9.0014 | 5.9733 | 2021-07-01 16:13
PreNResSpltPkgAC-65to-PEYes | Save | RtS | 2007 | CZ02 | cDXGF | 0 | None | 1 | 7999.929 | 68698.2 |  | 26261.42 | 0 | 21490.53 | 0 | 9111.788 | 0 | 1352.826 | 10481.68 | 3226.32 | 4220.098 | 0 | 0 | 0 | 0 | 82273540 | 0 | 82273540 | 822.7354 | 24106.1472 | 0 | 9.0014 | 5.9733 | 2021-07-01 16:14
PreNResSpltPkgAC-65to-PEYes | Save | RtS | 2007 | CZ03 | cDXGF | 0 | None | 1 | 7999.929 | 62759.33 |  | 26261.42 | 0 | 21490.53 | 0 | 4230.317 | 0 | 721.7817 | 10055.41 | 3118.737 | 2829.131 | 0 | 0 | 0 | 0 | 70724770 | 0 | 70724770 | 707.2477 | 20722.3576 | 0 | 9.0014 | 5.9733 | 2021-07-01 16:14
PreNResSpltPkgAC-65to-PEYes | Save | RtS | 2007 | CZ04 | cDXGF | 0 | None | 1 | 7999.929 | 71784.38 |  | 26261.42 | 0 | 21490.53 | 0 | 12048.22 | 0 | 812.2507 | 11172.08 | 2527.924 | 5354.975 | 0 | 0 | 0 | 0 | 54727540 | 0 | 54727540 | 547.2754 | 16035.1692 | 0 | 9.0014 | 5.9733 | 2021-07-01 16:15
PreNResSpltPkgAC-65to-PEYes | Save | RtS | 2007 | CZ05 | cDXGF | 0 | None | 1 | 7999.929 | 63934.64 |  | 26261.42 | 0 | 21490.53 | 0 | 5406.393 | 0 | 822.7515 | 9953.639 | 2494.784 | 3503.087 | 0 | 0 | 0 | 0 | 53185580 | 0 | 53185580 | 531.8558 | 15583.3749 | 0 | 9.0014 | 5.9733 | 2021-07-01 16:15
PreNResSpltPkgAC-65to-PEYes | Save | RtS | 2007 | CZ06 | cDXGF | 0 | None | 1 | 7999.929 | 72740.56 |  | 26261.42 | 0 | 21490.53 | 0 | 13494.35 | 0 | 301.5249 | 11192.84 | 1399.287 | 6491.888 | 0 | 0 | 0 | 0 | 25105670 | 0 | 25105670 | 251.0567 | 7355.9613 | 0 | 9.0014 | 5.9733 | 2021-07-01 16:16
PreNResSpltPkgAC-65to-PEYes | Save | RtS | 2007 | CZ07 | cDXGF | 0 | None | 1 | 7999.929 | 69712.05 |  | 26261.42 | 0 | 21490.53 | 0 | 10945.02 | 0 | 145.2732 | 10869.87 | 1245.107 | 5846.125 | 0 | 0 | 0 | 0 | 20426770 | 0 | 20426770 | 204.2677 | 5985.0436 | 0 | 9.0014 | 5.9733 | 2021-07-01 16:17
PreNResSpltPkgAC-65to-PEYes | Save | RtS | 2007 | CZ08 | cDXGF | 0 | None | 1 | 7999.929 | 79564.63 |  | 26261.42 | 0 | 21490.53 | 0 | 19001.78 | 0 | 359.5916 | 12451.37 | 1189.391 | 7854.452 | 0 | 0 | 0 | 0 | 19753380 | 0 | 19753380 | 197.5338 | 5787.7403 | 0 | 9.0014 | 5.9733 | 2021-07-01 16:17
PreNResSpltPkgAC-65to-PEYes | Save | RtS | 2007 | CZ09 | cDXGF | 0 | None | 1 | 7999.929 | 82982.43 |  | 26261.42 | 0 | 21490.53 | 0 | 18876.75 | 0 | 650.7964 | 15703 | 1966.099 | 8930.113 | 0 | 0 | 0 | 0 | 29688220 | 0 | 29688220 | 296.8822 | 8698.6485 | 0 | 9.0014 | 5.9733 | 2021-07-01 16:18
PreNResSpltPkgAC-65to-PEYes | Save | RtS | 2007 | CZ10 | cDXGF | 0 | None | 1 | 7999.929 | 82777.44 |  | 26261.42 | 0 | 21490.53 | 0 | 20614.23 | 0 | 824.9781 | 13586.31 | 1721.606 | 8352.684 | 0 | 0 | 0 | 0 | 29301000 | 0 | 29301000 | 293.01 | 8585.193 | 0 | 9.0014 | 5.9733 | 2021-07-01 16:19
PreNResSpltPkgAC-65to-PEYes | Save | RtS | 2007 | CZ11 | cDXGF | 0 | None | 1 | 7999.929 | 85502.38 |  | 26261.42 | 0 | 21490.53 | 0 | 20983.93 | 0 | 1670.089 | 15096.49 | 4147.528 | 7682.839 | 0 | 0 | 0 | 0 | 88594110 | 0 | 88594110 | 885.9411 | 25958.0742 | 0 | 9.0014 | 5.9733 | 2021-07-01 16:19
PreNResSpltPkgAC-65to-PEYes | Save | RtS | 2007 | CZ12 | cDXGF | 0 | None | 1 | 7999.929 | 77885.09 |  | 26261.42 | 0 | 21490.53 | 0 | 15512.72 | 0 | 1372.804 | 13247.73 | 3486.759 | 6430.801 | 0 | 0 | 0 | 0 | 78007860 | 0 | 78007860 | 780.0786 | 22856.303 | 0 | 9.0014 | 5.9733 | 2021-07-01 16:20
PreNResSpltPkgAC-65to-PEYes | Save | RtS | 2007 | CZ13 | cDXGF | 0 | None | 1 | 7999.929 | 88135.18 |  | 26261.42 | 0 | 21490.53 | 0 | 23569.47 | 0 | 1474.417 | 15339.42 | 3456.33 | 8631.798 | 0 | 0 | 0 | 0 | 70429940 | 0 | 70429940 | 704.2994 | 20635.9724 | 0 | 9.0014 | 5.9733 | 2021-07-01 16:20
PreNResSpltPkgAC-65to-PEYes | Save | RtS | 2007 | CZ14 | cDXGF | 0 | None | 1 | 7999.929 | 85184.23 |  | 26261.42 | 0 | 21490.53 | 0 | 20470.3 | 0 | 1753.685 | 15208.32 | 3456.022 | 8002.569 | 0 | 0 | 0 | 0 | 68579740 | 0 | 68579740 | 685.7974 | 20093.8638 | 0 | 9.0014 | 5.9733 | 2021-07-01 16:21
PreNResSpltPkgAC-65to-PEYes | Save | RtS | 2007 | CZ15 | cDXGF | 0 | None | 1 | 7999.929 | 111852.6 |  | 26261.42 | 0 | 21490.53 | 0 | 43592.83 | 0 | 485.4655 | 20022.58 | 844.5536 | 15352.92 | 0 | 0 | 0 | 0 | 8334283 | 0 | 8334283 | 83.3428 | 2441.9449 | 0 | 9.0014 | 5.9733 | 2021-07-01 16:22
PreNResSpltPkgAC-65to-PEYes | Save | RtS | 2007 | CZ16 | cDXGF | 0 | None | 1 | 7999.929 | 66288.08 |  | 26261.42 | 0 | 21490.53 | 0 | 6150.251 | 0 | 2100.885 | 10285.03 | 5011.352 | 3184.827 | 0 | 0 | 0 | 0 | 212544500 | 0 | 212544500 | 2125.445 | 62275.5385 | 0 | 9.0014 | 5.9733 | 2021-07-01 16:22
PreNResSpltPkgAC-65to-PEYes | Save | RtS | 2011 | CZ01 | cDXGF | 0 | None | 1 | 7999.929 | 57394.07 |  | 26261.42 | 0 | 21490.53 | 0 | 279.7232 | 0 | 430.0801 | 8932.317 | 5479.814 | 368.0576 | 0 | 0 | 0 | 0 | 149793000 | 0 | 149793000 | 1497.93 | 43889.349 | 0 | 9.0014 | 5.9733 | 2021-07-01 16:23
PreNResSpltPkgAC-65to-PEYes | Save | RtS | 2011 | CZ02 | cDXGF | 0 | None | 1 | 7999.929 | 66461.95 |  | 26261.42 | 0 | 21490.53 | 0 | 8096.481 | 0 | 357.5188 | 10256.06 | 3080.522 | 4162.001 | 0 | 0 | 0 | 0 | 78404320 | 0 | 78404320 | 784.0432 | 22972.4658 | 0 | 9.0014 | 5.9733 | 2021-07-01 16:24
PreNResSpltPkgAC-65to-PEYes | Save | RtS | 2011 | CZ03 | cDXGF | 0 | None | 1 | 7999.929 | 61777.34 |  | 26261.42 | 0 | 21490.53 | 0 | 3785.192 | 0 | 194.7548 | 10045.49 | 3039.902 | 2825.127 | 0 | 0 | 0 | 0 | 66873940 | 0 | 66873940 | 668.7394 | 19594.0644 | 0 | 9.0014 | 5.9733 | 2021-07-01 16:24
PreNResSpltPkgAC-65to-PEYes | Save | RtS | 2011 | CZ04 | cDXGF | 0 | None | 1 | 7999.929 | 69707.58 |  | 26261.42 | 0 | 21490.53 | 0 | 10725.83 | 0 | 216.2205 | 11013.61 | 2407.927 | 5305.74 | 0 | 0 | 0 | 0 | 51448410 | 0 | 51448410 | 514.4841 | 15074.3841 | 0 | 9.0014 | 5.9733 | 2021-07-01 16:25
PreNResSpltPkgAC-65to-PEYes | Save | RtS | 2011 | CZ05 | cDXGF | 0 | None | 1 | 7999.929 | 62773.31 |  | 26261.42 | 0 | 21490.53 | 0 | 4845.669 | 0 | 222.1431 | 9953.639 | 2494.784 | 3503.087 | 0 | 0 | 0 | 0 | 53185580 | 0 | 53185580 | 531.8558 | 15583.3749 | 0 | 9.0014 | 5.9733 | 2021-07-01 16:25
PreNResSpltPkgAC-65to-PEYes | Save | RtS | 2011 | CZ06 | cDXGF | 0 | None | 1 | 7999.929 | 71120.87 |  | 26261.42 | 0 | 21490.53 | 0 | 12094.78 | 0 | 81.4117 | 11192.84 | 1399.287 | 6491.888 | 0 | 0 | 0 | 0 | 25105670 | 0 | 25105670 | 251.0567 | 7355.9613 | 0 | 9.0014 | 5.9733 | 2021-07-01 16:26
PreNResSpltPkgAC-65to-PEYes | Save | RtS | 2011 | CZ07 | cDXGF | 0 | None | 1 | 7999.929 | 68320.63 |  | 26261.42 | 0 | 21490.53 | 0 | 9778.325 | 0 | 38.7997 | 10751.58 | 1163.266 | 5811.03 | 0 | 0 | 0 | 0 | 18934190 | 0 | 18934190 | 189.3419 | 5547.7177 | 0 | 9.0014 | 5.9733 | 2021-07-01 16:27
PreNResSpltPkgAC-65to-PEYes | Save | RtS | 2011 | CZ08 | cDXGF | 0 | None | 1 | 7999.929 | 77028.55 |  | 26261.42 | 0 | 21490.53 | 0 | 16894.71 | 0 | 95.7992 | 12286.24 | 1118.086 | 7782.99 | 0 | 0 | 0 | 0 | 18274080 | 0 | 18274080 | 182.7408 | 5354.3054 | 0 | 9.0014 | 5.9733 | 2021-07-01 16:27
PreNResSpltPkgAC-65to-PEYes | Save | RtS | 2011 | CZ09 | cDXGF | 0 | None | 1 | 7999.929 | 79207.6 |  | 26261.42 | 0 | 21490.53 | 0 | 16345.88 | 0 | 167.1901 | 14942.67 | 1545.598 | 8620.818 | 0 | 0 | 0 | 0 | 21602480 | 0 | 21602480 | 216.0248 | 6329.5266 | 0 | 9.0014 | 5.9733 | 2021-07-01 16:28
PreNResSpltPkgAC-65to-PEYes | Save | RtS | 2011 | CZ10 | cDXGF | 0 | None | 1 | 7999.929 | 79659.59 |  | 26261.42 | 0 | 21490.53 | 0 | 18301.9 | 0 | 219.4377 | 13386.46 | 1634.497 | 8264.208 | 0 | 0 | 0 | 0 | 27246650 | 0 | 27246650 | 272.4665 | 7983.2685 | 0 | 9.0014 | 5.9733 | 2021-07-01 16:29
PreNResSpltPkgAC-65to-PEYes | Save | RtS | 2011 | CZ11 | cDXGF | 0 | None | 1 | 7999.929 | 80054.06 |  | 26261.42 | 0 | 21490.53 | 0 | 17789.16 | 0 | 421.6824 | 14091.32 | 3487.298 | 7298.469 | 0 | 0 | 0 | 0 | 69208010 | 0 | 69208010 | 692.0801 | 20277.9469 | 0 | 9.0014 | 5.9733 | 2021-07-01 16:29
PreNResSpltPkgAC-65to-PEYes | Save | RtS | 2011 | CZ12 | cDXGF | 0 | None | 1 | 7999.929 | 74503.07 |  | 26261.42 | 0 | 21490.53 | 0 | 13602.33 | 0 | 358.0003 | 12790.86 | 3223.15 | 6283.221 | 0 | 0 | 0 | 0 | 69603030 | 0 | 69603030 | 696.0303 | 20393.6878 | 0 | 9.0014 | 5.9733 | 2021-07-01 16:30
PreNResSpltPkgAC-65to-PEYes | Save | RtS | 2011 | CZ13 | cDXGF | 0 | None | 1 | 7999.929 | 82862.6 |  | 26261.42 | 0 | 21490.53 | 0 | 20169.84 | 0 | 378.3797 | 14562.58 | 3061.294 | 8291.773 | 0 | 0 | 0 | 0 | 58523700 | 0 | 58523700 | 585.237 | 17147.4441 | 0 | 9.0014 | 5.9733 | 2021-07-01 16:30
PreNResSpltPkgAC-65to-PEYes | Save | RtS | 2011 | CZ14 | cDXGF | 0 | None | 1 | 7999.929 | 79865.45 |  | 26261.42 | 0 | 21490.53 | 0 | 17433.52 | 0 | 443.8237 | 14236.23 | 2848.272 | 7636.179 | 0 | 0 | 0 | 0 | 52650460 | 0 | 52650460 | 526.5046 | 15426.5848 | 0 | 9.0014 | 5.9733 | 2021-07-01 16:31
PreNResSpltPkgAC-65to-PEYes | Save | RtS | 2011 | CZ15 | cDXGF | 0 | None | 1 | 7999.929 | 103232.1 |  | 26261.42 | 0 | 21490.53 | 0 | 36494.57 | 0 | 123.7051 | 18862.05 | 608.9432 | 14543.41 | 0 | 0 | 0 | 0 | 5662059 | 0 | 5662059 | 56.6206 | 1658.9833 | 0 | 9.0014 | 5.9733 | 2021-07-01 16:32
PreNResSpltPkgAC-65to-PEYes | Save | RtS | 2011 | CZ16 | cDXGF | 0 | None | 1 | 7999.929 | 63526.11 |  | 26261.42 | 0 | 21490.53 | 0 | 5288 | 0 | 550.3146 | 9935.914 | 4583.93 | 3136.916 | 0 | 0 | 0 | 0 | 173640500 | 0 | 173640500 | 1736.405 | 50876.6665 | 0 | 9.0014 | 5.9733 | 2021-07-01 16:32
PreNResSpltPkgAC-65to-PEYes | Save | RtS | 2015 | CZ01 | cDXGF | 0 | None | 1 | 7999.929 | 48203.68 |  | 22467.66 | 0 | 21490.53 | 0 | 388.8277 | 0 | 417.0088 | 3439.713 | 2034.507 | 315.7813 | 0 | 0 | 0 | 0 | 135137300 | 0 | 135137300 | 1351.373 | 39595.2289 | 0 | 7.8295 | 5.9733 | 2021-07-01 16:33
PreNResSpltPkgAC-65to-PEYes | Save | RtS | 2015 | CZ02 | cDXGF | 0 | None | 1 | 7999.929 | 55884.25 |  | 22467.66 | 0 | 21490.53 | 0 | 7264.586 | 0 | 350.507 | 4311.017 | 1172.76 | 2109.988 | 0 | 0 | 0 | 0 | 70989150 | 0 | 70989150 | 709.8915 | 20799.8209 | 0 | 7.8295 | 5.9733 | 2021-07-01 16:34
PreNResSpltPkgAC-65to-PEYes | Save | RtS | 2015 | CZ03 | cDXGF | 0 | None | 1 | 7999.929 | 51763.37 |  | 22467.66 | 0 | 21490.53 | 0 | 3683.581 | 0 | 179.9771 | 3941.678 | 1091.336 | 1597.668 | 0 | 0 | 0 | 0 | 58034860 | 0 | 58034860 | 580.3486 | 17004.214 | 0 | 7.8295 | 5.9733 | 2021-07-01 16:34
PreNResSpltPkgAC-65to-PEYes | Save | RtS | 2015 | CZ04 | cDXGF | 0 | None | 1 | 7999.929 | 58221.55 |  | 22467.66 | 0 | 21490.53 | 0 | 9509.368 | 0 | 203.5146 | 4550.533 | 868.8949 | 2651.797 | 0 | 0 | 0 | 0 | 44963660 | 0 | 44963660 | 449.6366 | 13174.3524 | 0 | 7.8295 | 5.9733 | 2021-07-01 16:35
PreNResSpltPkgAC-65to-PEYes | Save | RtS | 2015 | CZ05 | cDXGF | 0 | None | 1 | 7999.929 | 52650.43 |  | 22467.66 | 0 | 21490.53 | 0 | 4553.688 | 0 | 205.3435 | 3933.301 | 905.7103 | 1845.533 | 0 | 0 | 0 | 0 | 47212170 | 0 | 47212170 | 472.1217 | 13833.1658 | 0 | 7.8295 | 5.9733 | 2021-07-01 16:35
PreNResSpltPkgAC-65to-PEYes | Save | RtS | 2015 | CZ06 | cDXGF | 0 | None | 1 | 7999.929 | 59218.13 |  | 22467.66 | 0 | 21490.53 | 0 | 10806.71 | 0 | 75.2693 | 4378.035 | 508.1381 | 2888.331 | 0 | 0 | 0 | 0 | 22953620 | 0 | 22953620 | 229.5362 | 6725.4107 | 0 | 7.8295 | 5.9733 | 2021-07-01 16:36
PreNResSpltPkgAC-65to-PEYes | Save | RtS | 2015 | CZ07 | cDXGF | 0 | None | 1 | 7999.929 | 57338.99 |  | 22467.66 | 0 | 21490.53 | 0 | 9074.192 | 0 | 35.7942 | 4270.87 | 422.2769 | 2790.756 | 0 | 0 | 0 | 0 | 17381070 | 0 | 17381070 | 173.8107 | 5092.6535 | 0 | 7.8295 | 5.9733 | 2021-07-01 16:37
PreNResSpltPkgAC-65to-PEYes | Save | RtS | 2015 | CZ08 | cDXGF | 0 | None | 1 | 7999.929 | 64063.21 |  | 22467.66 | 0 | 21490.53 | 0 | 15031.64 | 0 | 91.1973 | 4982.25 | 421.4451 | 3534.052 | 0 | 0 | 0 | 0 | 16769440 | 0 | 16769440 | 167.6944 | 4913.4459 | 0 | 7.8295 | 5.9733 | 2021-07-01 16:37
PreNResSpltPkgAC-65to-PEYes | Save | RtS | 2015 | CZ09 | cDXGF | 0 | None | 1 | 7999.929 | 64059.08 |  | 22467.66 | 0 | 21490.53 | 0 | 14143.93 | 0 | 160.1804 | 5796.824 | 601.1766 | 3660.959 | 0 | 0 | 0 | 0 | 19510640 | 0 | 19510640 | 195.1064 | 5716.6175 | 0 | 7.8295 | 5.9733 | 2021-07-01 16:38
PreNResSpltPkgAC-65to-PEYes | Save | RtS | 2015 | CZ10 | cDXGF | 0 | None | 1 | 7999.929 | 65986.9 |  | 22467.66 | 0 | 21490.53 | 0 | 16261.92 | 0 | 216.8152 | 5550.032 | 658.8599 | 3729.595 | 0 | 0 | 0 | 0 | 25939050 | 0 | 25939050 | 259.3905 | 7600.1416 | 0 | 7.8295 | 5.9733 | 2021-07-01 16:39
PreNResSpltPkgAC-65to-PEYes | Save | RtS | 2015 | CZ11 | cDXGF | 0 | None | 1 | 7999.929 | 65884.45 |  | 22467.66 | 0 | 21490.53 | 0 | 15688.8 | 0 | 417.0193 | 5820.482 | 1403.021 | 3298.047 | 0 | 0 | 0 | 0 | 64138860 | 0 | 64138860 | 641.3886 | 18792.686 | 0 | 7.8295 | 5.9733 | 2021-07-01 16:39
PreNResSpltPkgAC-65to-PEYes | Save | RtS | 2015 | CZ12 | cDXGF | 0 | None | 1 | 7999.929 | 61800.92 |  | 22467.66 | 0 | 21490.53 | 0 | 12070.18 | 0 | 352.8455 | 5419.741 | 1262.213 | 3072.704 | 0 | 0 | 0 | 0 | 63668620 | 0 | 63668620 | 636.6862 | 18654.9057 | 0 | 7.8295 | 5.9733 | 2021-07-01 16:40
PreNResSpltPkgAC-65to-PEYes | Save | RtS | 2015 | CZ13 | cDXGF | 0 | None | 1 | 7999.929 | 68377.64 |  | 22467.66 | 0 | 21490.53 | 0 | 17922.1 | 0 | 373.9995 | 6123.4 | 1207.521 | 3830.966 | 0 | 0 | 0 | 0 | 52908810 | 0 | 52908810 | 529.0881 | 15502.2813 | 0 | 7.8295 | 5.9733 | 2021-07-01 16:41
PreNResSpltPkgAC-65to-PEYes | Save | RtS | 2015 | CZ14 | cDXGF | 0 | None | 1 | 7999.929 | 65455.82 |  | 22467.66 | 0 | 21490.53 | 0 | 15259.15 | 0 | 438.368 | 5800.152 | 1173.765 | 3369.541 | 0 | 0 | 0 | 0 | 49898160 | 0 | 49898160 | 498.9816 | 14620.1609 | 0 | 7.8295 | 5.9733 | 2021-07-01 16:41
PreNResSpltPkgAC-65to-PEYes | Save | RtS | 2015 | CZ15 | cDXGF | 0 | None | 1 | 7999.929 | 83976.92 |  | 22467.66 | 0 | 21490.53 | 0 | 32113.15 | 0 | 123.0944 | 7782.558 | 285.4731 | 6215.428 | 0 | 0 | 0 | 0 | 5838538 | 0 | 5838538 | 58.3854 | 1710.6916 | 0 | 7.8295 | 5.9733 | 2021-07-01 16:42
PreNResSpltPkgAC-65to-PEYes | Save | RtS | 2015 | CZ16 | cDXGF | 0 | None | 1 | 7999.929 | 53612.26 |  | 22467.66 | 0 | 21490.53 | 0 | 4891.341 | 0 | 536.9352 | 4225.831 | 1729.115 | 1749.415 | 0 | 0 | 0 | 0 | 152146100 | 0 | 152146100 | 1521.461 | 44578.8073 | 0 | 7.8295 | 5.9733 | 2021-07-01 16:43
PreNResSpltPkgAC-65to-PEYes | Save | RtS | 2017 | CZ01 | cDXGF | 0 | None | 1 | 7999.929 | 48117.28 |  | 22391.06 | 0 | 21490.53 | 0 | 391.7079 | 0 | 416.2137 | 3427.798 | 1980.552 | 317.9198 | 0 | 0 | 0 | 0 | 123463400 | 0 | 123463400 | 1234.634 | 36174.7762 | 0 | 7.7922 | 5.9733 | 2021-07-01 16:43
PreNResSpltPkgAC-65to-PEYes | Save | RtS | 2017 | CZ02 | cDXGF | 0 | None | 1 | 7999.929 | 55655.92 |  | 22391.06 | 0 | 21490.53 | 0 | 7200.924 | 0 | 343.1377 | 4230.285 | 1117.556 | 2091.168 | 0 | 0 | 0 | 0 | 67184640 | 0 | 67184640 | 671.8464 | 19685.0995 | 0 | 7.7922 | 5.9733 | 2021-07-01 16:44
PreNResSpltPkgAC-65to-PEYes | Save | RtS | 2017 | CZ03 | cDXGF | 0 | None | 1 | 7999.929 | 51665.41 |  | 22391.06 | 0 | 21490.53 | 0 | 3669.393 | 0 | 179.7335 | 3934.748 | 1062.662 | 1595.591 | 0 | 0 | 0 | 0 | 54545220 | 0 | 54545220 | 545.4522 | 15981.7495 | 0 | 7.7922 | 5.9733 | 2021-07-01 16:45
PreNResSpltPkgAC-65to-PEYes | Save | RtS | 2017 | CZ04 | cDXGF | 0 | None | 1 | 7999.929 | 58006.51 |  | 22391.06 | 0 | 21490.53 | 0 | 9440.585 | 0 | 200.0576 | 4484.302 | 821.2755 | 2637.381 | 0 | 0 | 0 | 0 | 41923900 | 0 | 41923900 | 419.239 | 12283.7027 | 0 | 7.7922 | 5.9733 | 2021-07-01 16:45
PreNResSpltPkgAC-65to-PEYes | Save | RtS | 2017 | CZ05 | cDXGF | 0 | None | 1 | 7999.929 | 52557.2 |  | 22391.06 | 0 | 21490.53 | 0 | 4545.667 | 0 | 205.011 | 3924.969 | 850.6353 | 1847.521 | 0 | 0 | 0 | 0 | 41160320 | 0 | 41160320 | 411.6032 | 12059.9738 | 0 | 7.7922 | 5.9733 | 2021-07-01 16:46
PreNResSpltPkgAC-65to-PEYes | Save | RtS | 2017 | CZ06 | cDXGF | 0 | None | 1 | 7999.929 | 58890.18 |  | 22391.06 | 0 | 21490.53 | 0 | 10686.55 | 0 | 72.884 | 4249.178 | 422.3672 | 2851.835 | 0 | 0 | 0 | 0 | 18230920 | 0 | 18230920 | 182.3092 | 5341.6596 | 0 | 7.7922 | 5.9733 | 2021-07-01 16:46
PreNResSpltPkgAC-65to-PEYes | Save | RtS | 2017 | CZ07 | cDXGF | 0 | None | 1 | 7999.929 | 57174.71 |  | 22391.06 | 0 | 21490.53 | 0 | 9026.814 | 0 | 35.4368 | 4230.886 | 372.2198 | 2788.072 | 0 | 0 | 0 | 0 | 14408700 | 0 | 14408700 | 144.087 | 4221.7491 | 0 | 7.7922 | 5.9733 | 2021-07-01 16:47
PreNResSpltPkgAC-65to-PEYes | Save | RtS | 2017 | CZ08 | cDXGF | 0 | None | 1 | 7999.929 | 63618.16 |  | 22391.06 | 0 | 21490.53 | 0 | 14790.51 | 0 | 88.611 | 4857.449 | 365.2699 | 3482.429 | 0 | 0 | 0 | 0 | 13881150 | 0 | 13881150 | 138.8115 | 4067.177 | 0 | 7.7922 | 5.9733 | 2021-07-01 16:48
PreNResSpltPkgAC-65to-PEYes | Save | RtS | 2017 | CZ09 | cDXGF | 0 | None | 1 | 7999.929 | 63777.67 |  | 22391.06 | 0 | 21490.53 | 0 | 14016.84 | 0 | 157.9389 | 5721.31 | 556.2094 | 3632.882 | 0 | 0 | 0 | 0 | 17547550 | 0 | 17547550 | 175.4755 | 5141.4322 | 0 | 7.7922 | 5.9733 | 2021-07-01 16:48
PreNResSpltPkgAC-65to-PEYes | Save | RtS | 2017 | CZ10 | cDXGF | 0 | None | 1 | 7999.929 | 65665.63 |  | 22391.06 | 0 | 21490.53 | 0 | 16098.62 | 0 | 213.4377 | 5472.032 | 620.9273 | 3698.114 | 0 | 0 | 0 | 0 | 23878180 | 0 | 23878180 | 238.7818 | 6996.3067 | 0 | 7.7922 | 5.9733 | 2021-07-01 16:49
PreNResSpltPkgAC-65to-PEYes | Save | RtS | 2017 | CZ11 | cDXGF | 0 | None | 1 | 7999.929 | 65481.67 |  | 22391.06 | 0 | 21490.53 | 0 | 15474.24 | 0 | 408.9868 | 5716.886 | 1333.811 | 3258.614 | 0 | 0 | 0 | 0 | 59504500 | 0 | 59504500 | 595.045 | 17434.8185 | 0 | 7.7922 | 5.9733 | 2021-07-01 16:50
PreNResSpltPkgAC-65to-PEYes | Save | RtS | 2017 | CZ12 | cDXGF | 0 | None | 1 | 7999.929 | 61493.86 |  | 22391.06 | 0 | 21490.53 | 0 | 11932.47 | 0 | 346.5642 | 5333.242 | 1209.971 | 3043.913 | 0 | 0 | 0 | 0 | 59751440 | 0 | 59751440 | 597.5144 | 17507.1719 | 0 | 7.7922 | 5.9733 | 2021-07-01 16:50
PreNResSpltPkgAC-65to-PEYes | Save | RtS | 2017 | CZ13 | cDXGF | 0 | None | 1 | 7999.929 | 67916.48 |  | 22391.06 | 0 | 21490.53 | 0 | 17646.25 | 0 | 367.3228 | 6021.335 | 1147.71 | 3785.234 | 0 | 0 | 0 | 0 | 49175860 | 0 | 49175860 | 491.7586 | 14408.527 | 0 | 7.7922 | 5.9733 | 2021-07-01 16:51
PreNResSpltPkgAC-65to-PEYes | Save | RtS | 2017 | CZ14 | cDXGF | 0 | None | 1 | 7999.929 | 65062.33 |  | 22391.06 | 0 | 21490.53 | 0 | 15049.02 | 0 | 430.4698 | 5701.278 | 1105.251 | 3331.647 | 0 | 0 | 0 | 0 | 45742770 | 0 | 45742770 | 457.4277 | 13402.6316 | 0 | 7.7922 | 5.9733 | 2021-07-01 16:52
PreNResSpltPkgAC-65to-PEYes | Save | RtS | 2017 | CZ15 | cDXGF | 0 | None | 1 | 7999.929 | 83253.52 |  | 22391.06 | 0 | 21490.53 | 0 | 31589.58 | 0 | 121.0773 | 7661.301 | 249.1742 | 6140.568 | 0 | 0 | 0 | 0 | 4852151 | 0 | 4852151 | 48.5215 | 1421.6802 | 0 | 7.7922 | 5.9733 | 2021-07-01 16:52
PreNResSpltPkgAC-65to-PEYes | Save | RtS | 2017 | CZ16 | cDXGF | 0 | None | 1 | 7999.929 | 53485.07 |  | 22391.06 | 0 | 21490.53 | 0 | 4853.644 | 0 | 535.995 | 4213.886 | 1701.893 | 1745.295 | 0 | 0 | 0 | 0 | 144849900 | 0 | 144849900 | 1448.499 | 42441.0207 | 0 | 7.7922 | 5.9733 | 2021-07-01 16:53
PreNResSpltPkgAC-65to-PEYes | Save | RtS | 2020 | CZ01 | cDXGF | 0 | None | 1 | 7999.929 | 43594.14 |  | 18024.85 | 0 | 21490.53 | 0 | 331.1277 | 0 | 406.3488 | 3341.31 | 2063.799 | 268.1604 | 0 | 0 | 0 | 0 | 134109600 | 0 | 134109600 | 1341.096 | 39294.1128 | 0 | 6.2396 | 5.9733 | 2021-07-01 16:53
PreNResSpltPkgAC-65to-PEYes | Save | RtS | 2020 | CZ02 | cDXGF | 0 | None | 1 | 7999.929 | 50745.76 |  | 18024.85 | 0 | 21490.53 | 0 | 6806.768 | 0 | 333.6377 | 4090.069 | 1149.698 | 1975.552 | 0 | 0 | 0 | 0 | 72630230 | 0 | 72630230 | 726.3023 | 21280.6574 | 0 | 6.2396 | 5.9733 | 2021-07-01 16:54
PreNResSpltPkgAC-65to-PEYes | Save | RtS | 2020 | CZ03 | cDXGF | 0 | None | 1 | 7999.929 | 46880.03 |  | 18024.85 | 0 | 21490.53 | 0 | 3380.49 | 0 | 175.056 | 3809.137 | 1124.867 | 1473.702 | 0 | 0 | 0 | 0 | 60130040 | 0 | 60130040 | 601.3004 | 17618.1017 | 0 | 6.2396 | 5.9733 | 2021-07-01 16:55
PreNResSpltPkgAC-65to-PEYes | Save | RtS | 2020 | CZ04 | cDXGF | 0 | None | 1 | 7999.929 | 53019.5 |  | 18024.85 | 0 | 21490.53 | 0 | 8976.766 | 0 | 194.5078 | 4332.898 | 865.392 | 2495.006 | 0 | 0 | 0 | 0 | 46168840 | 0 | 46168840 | 461.6884 | 13527.4701 | 0 | 6.2396 | 5.9733 | 2021-07-01 16:55
PreNResSpltPkgAC-65to-PEYes | Save | RtS | 2020 | CZ05 | cDXGF | 0 | None | 1 | 7999.929 | 47700.52 |  | 18024.85 | 0 | 21490.53 | 0 | 4191.047 | 0 | 199.5421 | 3794.6 | 914.829 | 1710.72 | 0 | 0 | 0 | 0 | 45849260 | 0 | 45849260 | 458.4926 | 13433.8332 | 0 | 6.2396 | 5.9733 | 2021-07-01 16:56
PreNResSpltPkgAC-65to-PEYes | Save | RtS | 2020 | CZ06 | cDXGF | 0 | None | 1 | 7999.929 | 53810.34 |  | 18024.85 | 0 | 21490.53 | 0 | 10101.48 | 0 | 71.1502 | 4122.389 | 466.2621 | 2706.519 | 0 | 0 | 0 | 0 | 20583810 | 0 | 20583810 | 205.8381 | 6031.0563 | 0 | 6.2396 | 5.9733 | 2021-07-01 16:57
PreNResSpltPkgAC-65to-PEYes | Save | RtS | 2020 | CZ07 | cDXGF | 0 | None | 1 | 7999.929 | 52143.62 |  | 18024.85 | 0 | 21490.53 | 0 | 8493.232 | 0 | 34.6117 | 4100.454 | 422.8458 | 2632.154 | 0 | 0 | 0 | 0 | 16615300 | 0 | 16615300 | 166.153 | 4868.2829 | 0 | 6.2396 | 5.9733 | 2021-07-01 16:57
PreNResSpltPkgAC-65to-PEYes | Save | RtS | 2020 | CZ08 | cDXGF | 0 | None | 1 | 7999.929 | 58476.35 |  | 18024.85 | 0 | 21490.53 | 0 | 14159.02 | 0 | 86.5704 | 4715.417 | 396.7695 | 3336.688 | 0 | 0 | 0 | 0 | 15664200 | 0 | 15664200 | 156.642 | 4589.6106 | 0 | 6.2396 | 5.9733 | 2021-07-01 16:58
PreNResSpltPkgAC-65to-PEYes | Save | RtS | 2020 | CZ09 | cDXGF | 0 | None | 1 | 7999.929 | 58704.55 |  | 18024.85 | 0 | 21490.53 | 0 | 13443.15 | 0 | 154.9186 | 5591.161 | 609.9412 | 3497.673 | 0 | 0 | 0 | 0 | 19810840 | 0 | 19810840 | 198.1084 | 5804.5761 | 0 | 6.2396 | 5.9733 | 2021-07-01 16:59
PreNResSpltPkgAC-65to-PEYes | Save | RtS | 2020 | CZ10 | cDXGF | 0 | None | 1 | 7999.929 | 60530.5 |  | 18024.85 | 0 | 21490.53 | 0 | 15477.49 | 0 | 208.8523 | 5328.808 | 657.1143 | 3552.917 | 0 | 0 | 0 | 0 | 26427910 | 0 | 26427910 | 264.2791 | 7743.3776 | 0 | 6.2396 | 5.9733 | 2021-07-01 16:59
PreNResSpltPkgAC-65to-PEYes | Save | RtS | 2020 | CZ11 | cDXGF | 0 | None | 1 | 7999.929 | 60432.92 |  | 18024.85 | 0 | 21490.53 | 0 | 14943.16 | 0 | 400.3056 | 5574.141 | 1382.227 | 3138.743 | 0 | 0 | 0 | 0 | 64352140 | 0 | 64352140 | 643.5214 | 18855.177 | 0 | 6.2396 | 5.9733 | 2021-07-01 17:00
PreNResSpltPkgAC-65to-PEYes | Save | RtS | 2020 | CZ12 | cDXGF | 0 | None | 1 | 7999.929 | 56480.13 |  | 18024.85 | 0 | 21490.53 | 0 | 11444.34 | 0 | 338.4419 | 5182.052 | 1240.979 | 2910.863 | 0 | 0 | 0 | 0 | 64376750 | 0 | 64376750 | 643.7675 | 18862.3878 | 0 | 6.2396 | 5.9733 | 2021-07-01 17:01
PreNResSpltPkgAC-65to-PEYes | Save | RtS | 2020 | CZ13 | cDXGF | 0 | None | 1 | 7999.929 | 62812.63 |  | 18024.85 | 0 | 21490.53 | 0 | 17062.57 | 0 | 360.1551 | 5874.582 | 1188.306 | 3652.978 | 0 | 0 | 0 | 0 | 53104620 | 0 | 53104620 | 531.0462 | 15559.6537 | 0 | 6.2396 | 5.9733 | 2021-07-01 17:01
PreNResSpltPkgAC-65to-PEYes | Save | RtS | 2020 | CZ14 | cDXGF | 0 | None | 1 | 7999.929 | 59997.36 |  | 18024.85 | 0 | 21490.53 | 0 | 14503.06 | 0 | 421.1583 | 5557.821 | 1157.685 | 3203.714 | 0 | 0 | 0 | 0 | 50034950 | 0 | 50034950 | 500.3495 | 14660.2404 | 0 | 6.2396 | 5.9733 | 2021-07-01 17:02
PreNResSpltPkgAC-65to-PEYes | Save | RtS | 2020 | CZ15 | cDXGF | 0 | None | 1 | 7999.929 | 77880.68 |  | 18024.85 | 0 | 21490.53 | 0 | 30733.84 | 0 | 119.1908 | 7512.319 | 284.9616 | 5984.327 | 0 | 0 | 0 | 0 | 5746004 | 0 | 5746004 | 57.46 | 1683.5792 | 0 | 6.2396 | 5.9733 | 2021-07-01 17:02
PreNResSpltPkgAC-65to-PEYes | Save | RtS | 2020 | CZ16 | cDXGF | 0 | None | 1 | 7999.929 | 48722.29 |  | 18024.85 | 0 | 21490.53 | 0 | 4595.836 | 0 | 522.3832 | 4088.746 | 1725.135 | 1657.195 | 0 | 0 | 0 | 0 | 152756300 | 0 | 152756300 | 1527.563 | 44757.5959 | 0 | 6.2396 | 5.9733 | 2021-07-01 17:03
PreNResSpltPkgAC-65to-PEYes | Save | SCn | 1975 | CZ01 | cDXGF | 0 | None | 1 | 250000.3 | 977043.4 |  | 353206.1 | 0 | 356446.5 | 0 | 1357.73 | 0 | 39822.28 | 226213.1 | 169847.3 | 1397.302 | 0 | 0 | 0 | 0 | 5498804000 | 0 | 5498804000 | 54988.04 | 1611149.572 | 0 | 163.5851 | 85.6634 | 2021-07-01 17:04
PreNResSpltPkgAC-65to-PEYes | Save | SCn | 1975 | CZ02 | cDXGF | 0 | None | 1 | 250000.3 | 966244.1 |  | 353206.1 | 0 | 356446.5 | 0 | 54540.19 | 0 | 23182.4 | 178869.6 | 65127.46 | 27606.12 | 0 | 0 | 0 | 0 | 2948769000 | 0 | 2948769000 | 29487.69 | 863989.317 | 0 | 163.5851 | 85.6634 | 2021-07-01 17:04
PreNResSpltPkgAC-65to-PEYes | Save | SCn | 1975 | CZ03 | cDXGF | 0 | None | 1 | 250000.3 | 962959.5 |  | 353206.1 | 0 | 356446.5 | 0 | 16208.99 | 0 | 16037.22 | 221061.9 | 88796.41 | 11500.76 | 0 | 0 | 0 | 0 | 2527539000 | 0 | 2527539000 | 25275.39 | 740568.927 | 0 | 163.5851 | 85.6634 | 2021-07-01 17:05
PreNResSpltPkgAC-65to-PEYes | Save | SCn | 1975 | CZ04 | cDXGF | 0 | None | 1 | 250000.3 | 975105.6 |  | 353206.1 | 0 | 356446.5 | 0 | 79777.12 | 0 | 12641.78 | 173035.4 | 49078.87 | 38214.02 | 0 | 0 | 0 | 0 | 2089274000 | 0 | 2089274000 | 20892.74 | 612157.282 | 0 | 163.5851 | 85.6634 | 2021-07-01 17:06
PreNResSpltPkgAC-65to-PEYes | Save | SCn | 1975 | CZ05 | cDXGF | 0 | None | 1 | 250000.3 | 965465.2 |  | 353206.1 | 0 | 356446.5 | 0 | 19772.57 | 0 | 18199.89 | 217841.2 | 71388.66 | 13756.15 | 0 | 0 | 0 | 0 | 2134585000 | 0 | 2134585000 | 21345.85 | 625433.405 | 0 | 163.5851 | 85.6634 | 2021-07-01 17:06
PreNResSpltPkgAC-65to-PEYes | Save | SCn | 1975 | CZ06 | cDXGF | 0 | None | 1 | 250000.3 | 1007085 |  | 353206.1 | 0 | 356446.5 | 0 | 69883.6 | 0 | 6033.844 | 221515.4 | 35826.02 | 52880.27 | 0 | 0 | 0 | 0 | 917140500 | 0 | 917140500 | 9171.405 | 268722.1665 | 0 | 163.5851 | 85.6634 | 2021-07-01 17:07
PreNResSpltPkgAC-65to-PEYes | Save | SCn | 1975 | CZ07 | cDXGF | 0 | None | 1 | 250000.3 | 979305.4 |  | 353206.1 | 0 | 356446.5 | 0 | 50847.82 | 0 | 2909.503 | 215896.5 | 34251.29 | 40739.14 | 0 | 0 | 0 | 0 | 792273300 | 0 | 792273300 | 7922.733 | 232136.0769 | 0 | 163.5851 | 85.6634 | 2021-07-01 17:07
PreNResSpltPkgAC-65to-PEYes | Save | SCn | 1975 | CZ08 | cDXGF | 0 | None | 1 | 250000.3 | 1052112 |  | 353206.1 | 0 | 356446.5 | 0 | 146008.3 | 0 | 5592.567 | 190860.4 | 24346.76 | 70778.63 | 0 | 0 | 0 | 0 | 768699300 | 0 | 768699300 | 7686.993 | 225228.8949 | 0 | 163.5851 | 85.6634 | 2021-07-01 17:08
PreNResSpltPkgAC-65to-PEYes | Save | SCn | 1975 | CZ09 | cDXGF | 0 | None | 1 | 250000.3 | 1130918 |  | 353206.1 | 0 | 356446.5 | 0 | 152974.8 | 0 | 10805.37 | 257486.9 | 39896.21 | 89183.51 | 0 | 0 | 0 | 0 | 1041631000 | 0 | 1041631000 | 10416.31 | 305197.883 | 0 | 163.5851 | 85.6634 | 2021-07-01 17:09
PreNResSpltPkgAC-65to-PEYes | Save | SCn | 1975 | CZ10 | cDXGF | 0 | None | 1 | 250000.3 | 1153452 |  | 353206.1 | 0 | 356446.5 | 0 | 195855.8 | 0 | 14434.1 | 233511.3 | 39416.79 | 89113.17 | 0 | 0 | 0 | 0 | 1241041000 | 0 | 1241041000 | 12410.41 | 363625.013 | 0 | 163.5851 | 85.6634 | 2021-07-01 17:09
PreNResSpltPkgAC-65to-PEYes | Save | SCn | 1975 | CZ11 | cDXGF | 0 | None | 1 | 250000.3 | 1241938 |  | 353206.1 | 0 | 356446.5 | 0 | 229082.2 | 0 | 30602.31 | 272602.7 | 86930.36 | 92879.55 | 0 | 0 | 0 | 0 | 2833145000 | 0 | 2833145000 | 28331.45 | 830111.485 | 0 | 163.5851 | 85.6634 | 2021-07-01 17:10
PreNResSpltPkgAC-65to-PEYes | Save | SCn | 1975 | CZ12 | cDXGF | 0 | None | 1 | 250000.3 | 1106305 |  | 353206.1 | 0 | 356446.5 | 0 | 137814.8 | 0 | 24451.44 | 234387 | 70033.48 | 61516.5 | 0 | 0 | 0 | 0 | 2555984000 | 0 | 2555984000 | 25559.84 | 748903.312 | 0 | 163.5851 | 85.6634 | 2021-07-01 17:10
PreNResSpltPkgAC-65to-PEYes | Save | SCn | 1975 | CZ13 | cDXGF | 0 | None | 1 | 250000.3 | 1280785 |  | 353206.1 | 0 | 356446.5 | 0 | 264817.7 | 0 | 27137.1 | 279179.2 | 71256.03 | 105409.9 | 0 | 0 | 0 | 0 | 2268571000 | 0 | 2268571000 | 22685.71 | 664691.303 | 0 | 163.5851 | 85.6634 | 2021-07-01 17:11
PreNResSpltPkgAC-65to-PEYes | Save | SCn | 1975 | CZ14 | cDXGF | 0 | None | 1 | 250000.3 | 1254929 |  | 353206.1 | 0 | 356446.5 | 0 | 236014.5 | 0 | 32273.73 | 276988.7 | 76086.83 | 100753.4 | 0 | 0 | 0 | 0 | 2616691000 | 0 | 2616691000 | 26166.91 | 766690.463 | 0 | 163.5851 | 85.6634 | 2021-07-01 17:12
PreNResSpltPkgAC-65to-PEYes | Save | SCn | 1975 | CZ15 | cDXGF | 0 | None | 1 | 250000.3 | 1677385 |  | 353206.1 | 0 | 356446.5 | 0 | 580078.4 | 0 | 9377.178 | 378276.8 | 25091 | 233013.5 | 0 | 0 | 0 | 0 | 468292000 | 0 | 468292000 | 4682.92 | 137209.556 | 0 | 163.5851 | 85.6634 | 2021-07-01 17:12
PreNResSpltPkgAC-65to-PEYes | Save | SCn | 1975 | CZ16 | cDXGF | 0 | None | 1 | 250000.3 | 1060439 |  | 353206.1 | 0 | 356446.5 | 0 | 45307.98 | 0 | 51762.08 | 253717.3 | 137890.3 | 34036.71 | 0 | 0 | 0 | 0 | 6386968000 | 0 | 6386968000 | 63869.68 | 1871381.624 | 0 | 163.5851 | 85.6634 | 2021-07-01 17:13
PreNResSpltPkgAC-65to-PEYes | Save | SCn | 1985 | CZ01 | cDXGF | 0 | None | 1 | 250000.3 | 961873.8 |  | 353206.1 | 0 | 341463.9 | 0 | 1199.736 | 0 | 39807.95 | 226196.6 | 170739.9 | 1263.208 | 0 | 0 | 0 | 0 | 5539953000 | 0 | 5539953000 | 55399.53 | 1623206.229 | 0 | 163.5851 | 82.063 | 2021-07-01 17:14
PreNResSpltPkgAC-65to-PEYes | Save | SCn | 1985 | CZ02 | cDXGF | 0 | None | 1 | 250000.3 | 947883.8 |  | 353206.1 | 0 | 341463.9 | 0 | 53513.13 | 0 | 23056.21 | 176643.7 | 65059.29 | 27073.62 | 0 | 0 | 0 | 0 | 2963420000 | 0 | 2963420000 | 29634.2 | 868282.06 | 0 | 163.5851 | 82.063 | 2021-07-01 17:14
PreNResSpltPkgAC-65to-PEYes | Save | SCn | 1985 | CZ03 | cDXGF | 0 | None | 1 | 250000.3 | 947534.1 |  | 353206.1 | 0 | 341463.9 | 0 | 15536.45 | 0 | 16025.89 | 221302.1 | 89727.94 | 11231.24 | 0 | 0 | 0 | 0 | 2554313000 | 0 | 2554313000 | 25543.13 | 748413.709 | 0 | 163.5851 | 82.063 | 2021-07-01 17:15
PreNResSpltPkgAC-65to-PEYes | Save | SCn | 1985 | CZ04 | cDXGF | 0 | None | 1 | 250000.3 | 957746.1 |  | 353206.1 | 0 | 341463.9 | 0 | 78427.96 | 0 | 12571.53 | 172076.1 | 49344.63 | 37629.83 | 0 | 0 | 0 | 0 | 2108869000 | 0 | 2108869000 | 21088.69 | 617898.617 | 0 | 163.5851 | 82.063 | 2021-07-01 17:15
PreNResSpltPkgAC-65to-PEYes | Save | SCn | 1985 | CZ05 | cDXGF | 0 | None | 1 | 250000.3 | 951024.4 |  | 353206.1 | 0 | 341463.9 | 0 | 18948.32 | 0 | 18188.12 | 219217.8 | 72710.16 | 13378.1 | 0 | 0 | 0 | 0 | 2167199000 | 0 | 2167199000 | 21671.99 | 634989.307 | 0 | 163.5851 | 82.063 | 2021-07-01 17:16
PreNResSpltPkgAC-65to-PEYes | Save | SCn | 1985 | CZ06 | cDXGF | 0 | None | 1 | 250000.3 | 987907.5 |  | 353206.1 | 0 | 341463.9 | 0 | 68057.75 | 0 | 6025.097 | 219154.5 | 36193.33 | 51975.38 | 0 | 0 | 0 | 0 | 927860900 | 0 | 927860900 | 9278.609 | 271863.2437 | 0 | 163.5851 | 82.063 | 2021-07-01 17:17
PreNResSpltPkgAC-65to-PEYes | Save | SCn | 1985 | CZ07 | cDXGF | 0 | None | 1 | 250000.3 | 962495.4 |  | 353206.1 | 0 | 341463.9 | 0 | 49322.78 | 0 | 2905.465 | 215597.6 | 34771.02 | 39823.11 | 0 | 0 | 0 | 0 | 803777400 | 0 | 803777400 | 8037.774 | 235506.7782 | 0 | 163.5851 | 82.063 | 2021-07-01 17:17
PreNResSpltPkgAC-65to-PEYes | Save | SCn | 1985 | CZ08 | cDXGF | 0 | None | 1 | 250000.3 | 1033864 |  | 353206.1 | 0 | 341463.9 | 0 | 143845.8 | 0 | 5561.648 | 189786.8 | 24588.43 | 69735.27 | 0 | 0 | 0 | 0 | 778938100 | 0 | 778938100 | 7789.381 | 228228.8633 | 0 | 163.5851 | 82.063 | 2021-07-01 17:18
PreNResSpltPkgAC-65to-PEYes | Save | SCn | 1985 | CZ09 | cDXGF | 0 | None | 1 | 250000.3 | 1112841 |  | 353206.1 | 0 | 341463.9 | 0 | 150987.1 | 0 | 10761.18 | 256422.4 | 40356.7 | 88132.37 | 0 | 0 | 0 | 0 | 1053533000 | 0 | 1053533000 | 10535.33 | 308685.169 | 0 | 163.5851 | 82.063 | 2021-07-01 17:18
PreNResSpltPkgAC-65to-PEYes | Save | SCn | 1985 | CZ10 | cDXGF | 0 | None | 1 | 250000.3 | 1135739 |  | 353206.1 | 0 | 341463.9 | 0 | 193637 | 0 | 14364.11 | 233068.5 | 39845.63 | 88181.03 | 0 | 0 | 0 | 0 | 1254006000 | 0 | 1254006000 | 12540.06 | 367423.758 | 0 | 163.5851 | 82.063 | 2021-07-01 17:19
PreNResSpltPkgAC-65to-PEYes | Save | SCn | 1985 | CZ11 | cDXGF | 0 | None | 1 | 250000.3 | 1225134 |  | 353206.1 | 0 | 341463.9 | 0 | 227473.6 | 0 | 30505.43 | 272484.8 | 87344.34 | 92470.32 | 0 | 0 | 0 | 0 | 2855058000 | 0 | 2855058000 | 28550.58 | 836531.994 | 0 | 163.5851 | 82.063 | 2021-07-01 17:20
PreNResSpltPkgAC-65to-PEYes | Save | SCn | 1985 | CZ12 | cDXGF | 0 | None | 1 | 250000.3 | 1088670 |  | 353206.1 | 0 | 341463.9 | 0 | 136267.8 | 0 | 24345.41 | 233388 | 70316.23 | 60946.19 | 0 | 0 | 0 | 0 | 2576218000 | 0 | 2576218000 | 25762.18 | 754831.874 | 0 | 163.5851 | 82.063 | 2021-07-01 17:20
PreNResSpltPkgAC-65to-PEYes | Save | SCn | 1985 | CZ13 | cDXGF | 0 | None | 1 | 250000.3 | 1262584 |  | 353206.1 | 0 | 341463.9 | 0 | 262842.2 | 0 | 27022.95 | 278049.7 | 71610.99 | 104656.1 | 0 | 0 | 0 | 0 | 2286167000 | 0 | 2286167000 | 22861.67 | 669846.931 | 0 | 163.5851 | 82.063 | 2021-07-01 17:21
PreNResSpltPkgAC-65to-PEYes | Save | SCn | 1985 | CZ14 | cDXGF | 0 | None | 1 | 250000.3 | 1236971 |  | 353206.1 | 0 | 341463.9 | 0 | 234144.8 | 0 | 32138.85 | 276018.2 | 76682.91 | 100149 | 0 | 0 | 0 | 0 | 2641342000 | 0 | 2641342000 | 26413.42 | 773913.206 | 0 | 163.5851 | 82.063 | 2021-07-01 17:22
PreNResSpltPkgAC-65to-PEYes | Save | SCn | 1985 | CZ15 | cDXGF | 0 | None | 1 | 250000.3 | 1658639 |  | 353206.1 | 0 | 341463.9 | 0 | 576893.6 | 0 | 9348.77 | 377725 | 25582.39 | 231951.3 | 0 | 0 | 0 | 0 | 476289300 | 0 | 476289300 | 4762.893 | 139552.7649 | 0 | 163.5851 | 82.063 | 2021-07-01 17:22
PreNResSpltPkgAC-65to-PEYes | Save | SCn | 1985 | CZ16 | cDXGF | 0 | None | 1 | 250000.3 | 1044394 |  | 353206.1 | 0 | 341463.9 | 0 | 44585.76 | 0 | 51703.87 | 253435.3 | 138358.3 | 33699.91 | 0 | 0 | 0 | 0 | 6418320000 | 0 | 6418320000 | 64183.2 | 1880567.76 | 0 | 163.5851 | 82.063 | 2021-07-01 17:23
PreNResSpltPkgAC-65to-PEYes | Save | SCn | 1996 | CZ01 | cDXGF | 0 | None | 1 | 250000.3 | 946263.6 |  | 353206.1 | 0 | 326484.5 | 0 | 1052.813 | 0 | 39733.41 | 225788.2 | 171851.8 | 1126.828 | 0 | 0 | 0 | 0 | 5591806000 | 0 | 5591806000 | 55918.06 | 1638399.158 | 0 | 163.5851 | 78.4626 | 2021-07-01 17:23
PreNResSpltPkgAC-65to-PEYes | Save | SCn | 1996 | CZ02 | cDXGF | 0 | None | 1 | 250000.3 | 931198.9 |  | 353206.1 | 0 | 326484.5 | 0 | 52155.46 | 0 | 22885.76 | 176468 | 65741.31 | 26453.48 | 0 | 0 | 0 | 0 | 3010962000 | 0 | 3010962000 | 30109.62 | 882211.866 | 0 | 163.5851 | 78.4626 | 2021-07-01 17:24
PreNResSpltPkgAC-65to-PEYes | Save | SCn | 1996 | CZ03 | cDXGF | 0 | None | 1 | 250000.3 | 932291.7 |  | 353206.1 | 0 | 326484.5 | 0 | 14744.18 | 0 | 16012.82 | 221845.8 | 91101.21 | 10818.23 | 0 | 0 | 0 | 0 | 2595188000 | 0 | 2595188000 | 25951.88 | 760390.084 | 0 | 163.5851 | 78.4626 | 2021-07-01 17:25
PreNResSpltPkgAC-65to-PEYes | Save | SCn | 1996 | CZ04 | cDXGF | 0 | None | 1 | 250000.3 | 938795.8 |  | 353206.1 | 0 | 326484.5 | 0 | 76653.35 | 0 | 12473.64 | 169980 | 49442.81 | 36900.42 | 0 | 0 | 0 | 0 | 2129206000 | 0 | 2129206000 | 21292.06 | 623857.358 | 0 | 163.5851 | 78.4626 | 2021-07-01 17:25
PreNResSpltPkgAC-65to-PEYes | Save | SCn | 1996 | CZ05 | cDXGF | 0 | None | 1 | 250000.3 | 934494.9 |  | 353206.1 | 0 | 326484.5 | 0 | 18018.14 | 0 | 18170.29 | 218616.8 | 73828.05 | 12855.57 | 0 | 0 | 0 | 0 | 2199871000 | 0 | 2199871000 | 21998.71 | 644562.203 | 0 | 163.5851 | 78.4626 | 2021-07-01 17:26
PreNResSpltPkgAC-65to-PEYes | Save | SCn | 1996 | CZ06 | cDXGF | 0 | None | 1 | 250000.3 | 976957.6 |  | 353206.1 | 0 | 326484.5 | 0 | 67684.71 | 0 | 6069.082 | 223515 | 39905.69 | 51021.44 | 0 | 0 | 0 | 0 | 1101834000 | 0 | 1101834000 | 11018.34 | 322837.362 | 0 | 163.5851 | 78.4626 | 2021-07-01 17:27
PreNResSpltPkgAC-65to-PEYes | Save | SCn | 1996 | CZ07 | cDXGF | 0 | None | 1 | 250000.3 | 948001.3 |  | 353206.1 | 0 | 326484.5 | 0 | 48843.2 | 0 | 2919.278 | 216549.5 | 39248.69 | 38906.6 | 0 | 0 | 0 | 0 | 977156900 | 0 | 977156900 | 9771.569 | 286306.9717 | 0 | 163.5851 | 78.4626 | 2021-07-01 17:27
PreNResSpltPkgAC-65to-PEYes | Save | SCn | 1996 | CZ08 | cDXGF | 0 | None | 1 | 250000.3 | 1050786 |  | 353206.1 | 0 | 326484.5 | 0 | 153966.2 | 0 | 6192.299 | 210937.9 | 29766.36 | 76528.93 | 0 | 0 | 0 | 0 | 920818600 | 0 | 920818600 | 9208.186 | 269799.8498 | 0 | 163.5851 | 78.4626 | 2021-07-01 17:28
PreNResSpltPkgAC-65to-PEYes | Save | SCn | 1996 | CZ09 | cDXGF | 0 | None | 1 | 250000.3 | 1133077 |  | 353206.1 | 0 | 326484.5 | 0 | 160622.9 | 0 | 11800.33 | 280963.4 | 47680.24 | 95941.72 | 0 | 0 | 0 | 0 | 1240988000 | 0 | 1240988000 | 12409.88 | 363609.484 | 0 | 163.5851 | 78.4626 | 2021-07-01 17:28
PreNResSpltPkgAC-65to-PEYes | Save | SCn | 1996 | CZ10 | cDXGF | 0 | None | 1 | 250000.3 | 1161164 |  | 353206.1 | 0 | 326484.5 | 0 | 206681.9 | 0 | 15901.5 | 258891.9 | 46581.77 | 96485.85 | 0 | 0 | 0 | 0 | 1437111000 | 0 | 1437111000 | 14371.11 | 421073.523 | 0 | 163.5851 | 78.4626 | 2021-07-01 17:29
PreNResSpltPkgAC-65to-PEYes | Save | SCn | 1996 | CZ11 | cDXGF | 0 | None | 1 | 250000.3 | 1205171 |  | 353206.1 | 0 | 326484.5 | 0 | 224075.8 | 0 | 30260.63 | 271144.8 | 87857.77 | 91293.71 | 0 | 0 | 0 | 0 | 2882053000 | 0 | 2882053000 | 28820.53 | 844441.529 | 0 | 163.5851 | 78.4626 | 2021-07-01 17:30
PreNResSpltPkgAC-65to-PEYes | Save | SCn | 1996 | CZ12 | cDXGF | 0 | None | 1 | 250000.3 | 1069141 |  | 353206.1 | 0 | 326484.5 | 0 | 133557.7 | 0 | 24171.84 | 231722.2 | 70596.72 | 59895.42 | 0 | 0 | 0 | 0 | 2599568000 | 0 | 2599568000 | 25995.68 | 761673.424 | 0 | 163.5851 | 78.4626 | 2021-07-01 17:30
PreNResSpltPkgAC-65to-PEYes | Save | SCn | 1996 | CZ13 | cDXGF | 0 | None | 1 | 250000.3 | 1241721 |  | 353206.1 | 0 | 326484.5 | 0 | 259217 | 0 | 26815.67 | 275999.6 | 71796.94 | 103204.8 | 0 | 0 | 0 | 0 | 2305646000 | 0 | 2305646000 | 23056.46 | 675554.278 | 0 | 163.5851 | 78.4626 | 2021-07-01 17:31
PreNResSpltPkgAC-65to-PEYes | Save | SCn | 1996 | CZ14 | cDXGF | 0 | None | 1 | 250000.3 | 1216431 |  | 353206.1 | 0 | 326484.5 | 0 | 230607.2 | 0 | 31883.34 | 274249.9 | 77361.24 | 98863.27 | 0 | 0 | 0 | 0 | 2673896000 | 0 | 2673896000 | 26738.96 | 783451.528 | 0 | 163.5851 | 78.4626 | 2021-07-01 17:32
PreNResSpltPkgAC-65to-PEYes | Save | SCn | 1996 | CZ15 | cDXGF | 0 | None | 1 | 250000.3 | 1635117 |  | 353206.1 | 0 | 326484.5 | 0 | 570613.4 | 0 | 9295.764 | 375519.8 | 26004.32 | 229871.5 | 0 | 0 | 0 | 0 | 484823700 | 0 | 484823700 | 4848.237 | 142053.3441 | 0 | 163.5851 | 78.4626 | 2021-07-01 17:32
PreNResSpltPkgAC-65to-PEYes | Save | SCn | 1996 | CZ16 | cDXGF | 0 | None | 1 | 250000.3 | 1027289 |  | 353206.1 | 0 | 326484.5 | 0 | 43318.84 | 0 | 51571.65 | 252709 | 138872.8 | 33099.68 | 0 | 0 | 0 | 0 | 6452379000 | 0 | 6452379000 | 64523.79 | 1890547.047 | 0 | 163.5851 | 78.4626 | 2021-07-01 17:33
PreNResSpltPkgAC-65to-PEYes | Save | SCn | 2003 | CZ01 | cDXGF | 0 | None | 1 | 250000.3 | 930920.4 |  | 353206.1 | 0 | 311499.4 | 0 | 931.549 | 0 | 39693.54 | 225587.7 | 172693.8 | 999.5738 | 0 | 0 | 0 | 0 | 5631460000 | 0 | 5631460000 | 56314.6 | 1650017.78 | 0 | 163.5851 | 74.8622 | 2021-07-01 17:33
PreNResSpltPkgAC-65to-PEYes | Save | SCn | 2003 | CZ02 | cDXGF | 0 | None | 1 | 250000.3 | 912703.4 |  | 353206.1 | 0 | 311499.4 | 0 | 50588.96 | 0 | 22643.53 | 174763 | 66017.09 | 25661.71 | 0 | 0 | 0 | 0 | 3035650000 | 0 | 3035650000 | 30356.5 | 889445.45 | 0 | 163.5851 | 74.8622 | 2021-07-01 17:34
PreNResSpltPkgAC-65to-PEYes | Save | SCn | 2003 | CZ03 | cDXGF | 0 | None | 1 | 250000.3 | 916471 |  | 353206.1 | 0 | 311499.4 | 0 | 14077.28 | 0 | 15975.23 | 221711.6 | 91874.29 | 10494.42 | 0 | 0 | 0 | 0 | 2613360000 | 0 | 2613360000 | 26133.6 | 765714.48 | 0 | 163.5851 | 74.8622 | 2021-07-01 17:35
PreNResSpltPkgAC-65to-PEYes | Save | SCn | 2003 | CZ04 | cDXGF | 0 | None | 1 | 250000.3 | 921701.8 |  | 353206.1 | 0 | 311499.4 | 0 | 75256.99 | 0 | 12390.23 | 169347 | 49728.17 | 36331.02 | 0 | 0 | 0 | 0 | 2145497000 | 0 | 2145497000 | 21454.97 | 628630.621 | 0 | 163.5851 | 74.8622 | 2021-07-01 17:35
PreNResSpltPkgAC-65to-PEYes | Save | SCn | 2003 | CZ05 | cDXGF | 0 | None | 1 | 250000.3 | 917412.4 |  | 353206.1 | 0 | 311499.4 | 0 | 17231.99 | 0 | 18127.73 | 217345 | 74176.1 | 12487.96 | 0 | 0 | 0 | 0 | 2211582000 | 0 | 2211582000 | 22115.82 | 647993.526 | 0 | 163.5851 | 74.8622 | 2021-07-01 17:36
PreNResSpltPkgAC-65to-PEYes | Save | SCn | 2003 | CZ06 | cDXGF | 0 | None | 1 | 250000.3 | 959740.9 |  | 353206.1 | 0 | 311499.4 | 0 | 65909.51 | 0 | 6057.129 | 223066.2 | 40316.96 | 50183.15 | 0 | 0 | 0 | 0 | 1109774000 | 0 | 1109774000 | 11097.74 | 325163.782 | 0 | 163.5851 | 74.8622 | 2021-07-01 17:37
PreNResSpltPkgAC-65to-PEYes | Save | SCn | 2003 | CZ07 | cDXGF | 0 | None | 1 | 250000.3 | 931443.4 |  | 353206.1 | 0 | 311499.4 | 0 | 47326.25 | 0 | 2914.24 | 216495 | 39824.84 | 38077.77 | 0 | 0 | 0 | 0 | 986829700 | 0 | 986829700 | 9868.297 | 289141.1021 | 0 | 163.5851 | 74.8622 | 2021-07-01 17:37
PreNResSpltPkgAC-65to-PEYes | Save | SCn | 2003 | CZ08 | cDXGF | 0 | None | 1 | 250000.3 | 1032277 |  | 353206.1 | 0 | 311499.4 | 0 | 151727.6 | 0 | 6155.691 | 209686.1 | 29920 | 75529.95 | 0 | 0 | 0 | 0 | 928218000 | 0 | 928218000 | 9282.18 | 271967.874 | 0 | 163.5851 | 74.8622 | 2021-07-01 17:38
PreNResSpltPkgAC-65to-PEYes | Save | SCn | 2003 | CZ09 | cDXGF | 0 | None | 1 | 250000.3 | 1114211 |  | 353206.1 | 0 | 311499.4 | 0 | 158507.8 | 0 | 11740.61 | 279255.5 | 47824.09 | 94764.86 | 0 | 0 | 0 | 0 | 1248153000 | 0 | 1248153000 | 12481.53 | 365708.829 | 0 | 163.5851 | 74.8622 | 2021-07-01 17:38
PreNResSpltPkgAC-65to-PEYes | Save | SCn | 2003 | CZ10 | cDXGF | 0 | None | 1 | 250000.3 | 1095962 |  | 353206.1 | 0 | 311499.4 | 0 | 187353.6 | 0 | 14158.08 | 229740.8 | 40018.25 | 85525.98 | 0 | 0 | 0 | 0 | 1280778000 | 0 | 1280778000 | 12807.78 | 375267.954 | 0 | 163.5851 | 74.8622 | 2021-07-01 17:39
PreNResSpltPkgAC-65to-PEYes | Save | SCn | 2003 | CZ11 | cDXGF | 0 | None | 1 | 250000.3 | 1185811 |  | 353206.1 | 0 | 311499.4 | 0 | 221864.4 | 0 | 30084.3 | 269154.4 | 87793.87 | 90298.52 | 0 | 0 | 0 | 0 | 2896951000 | 0 | 2896951000 | 28969.51 | 848806.643 | 0 | 163.5851 | 74.8622 | 2021-07-01 17:40
PreNResSpltPkgAC-65to-PEYes | Save | SCn | 2003 | CZ12 | cDXGF | 0 | None | 1 | 250000.3 | 1051065 |  | 353206.1 | 0 | 311499.4 | 0 | 131778.6 | 0 | 24046.46 | 230532.6 | 70963.55 | 59163.14 | 0 | 0 | 0 | 0 | 2619006000 | 0 | 2619006000 | 26190.06 | 767368.758 | 0 | 163.5851 | 74.8622 | 2021-07-01 17:40
PreNResSpltPkgAC-65to-PEYes | Save | SCn | 2003 | CZ13 | cDXGF | 0 | None | 1 | 250000.3 | 1222669 |  | 353206.1 | 0 | 311499.4 | 0 | 256810.2 | 0 | 26667.86 | 274482.5 | 72009.14 | 102308 | 0 | 0 | 0 | 0 | 2321535000 | 0 | 2321535000 | 23215.35 | 680209.755 | 0 | 163.5851 | 74.8622 | 2021-07-01 17:41
PreNResSpltPkgAC-65to-PEYes | Save | SCn | 2003 | CZ14 | cDXGF | 0 | None | 1 | 250000.3 | 1197481 |  | 353206.1 | 0 | 311499.4 | 0 | 228483.8 | 0 | 31736.54 | 272551.8 | 77642.55 | 98022.03 | 0 | 0 | 0 | 0 | 2690895000 | 0 | 2690895000 | 26908.95 | 788432.235 | 0 | 163.5851 | 74.8622 | 2021-07-01 17:42
PreNResSpltPkgAC-65to-PEYes | Save | SCn | 2003 | CZ15 | cDXGF | 0 | None | 1 | 250000.3 | 1614920 |  | 353206.1 | 0 | 311499.4 | 0 | 566843.7 | 0 | 9261.192 | 374106.8 | 26344.08 | 228578.5 | 0 | 0 | 0 | 0 | 491014000 | 0 | 491014000 | 4910.14 | 143867.102 | 0 | 163.5851 | 74.8622 | 2021-07-01 17:42
PreNResSpltPkgAC-65to-PEYes | Save | SCn | 2003 | CZ16 | cDXGF | 0 | None | 1 | 250000.3 | 1008571 |  | 353206.1 | 0 | 311499.4 | 0 | 42512.4 | 0 | 51495.91 | 249854.6 | 138682.3 | 32753.85 | 0 | 0 | 0 | 0 | 6472933000 | 0 | 6472933000 | 64729.33 | 1896569.369 | 0 | 163.5851 | 74.8622 | 2021-07-01 17:43
PreNResSpltPkgAC-65to-PEYes | Save | SCn | 2007 | CZ01 | cDXGF | 0 | None | 1 | 250000.3 | 927040.9 |  | 353206.1 | 0 | 311499.4 | 0 | 948.9891 | 0 | 39476.86 | 221907.5 | 170118.6 | 1006.106 | 0 | 0 | 0 | 0 | 5356181000 | 0 | 5356181000 | 53561.81 | 1569361.033 | 0 | 163.5851 | 74.8622 | 2021-07-01 17:43
PreNResSpltPkgAC-65to-PEYes | Save | SCn | 2007 | CZ02 | cDXGF | 0 | None | 1 | 250000.3 | 901435.4 |  | 353206.1 | 0 | 311499.4 | 0 | 47979.15 | 0 | 21569.06 | 167179.2 | 62006.29 | 24229.2 | 0 | 0 | 0 | 0 | 2883303000 | 0 | 2883303000 | 28833.03 | 844807.779 | 0 | 163.5851 | 74.8622 | 2021-07-01 17:44
PreNResSpltPkgAC-65to-PEYes | Save | SCn | 2007 | CZ03 | cDXGF | 0 | None | 1 | 250000.3 | 908126.1 |  | 353206.1 | 0 | 311499.4 | 0 | 13815.31 | 0 | 15891.68 | 213711.7 | 87868.12 | 10378.91 | 0 | 0 | 0 | 0 | 2428031000 | 0 | 2428031000 | 24280.31 | 711413.083 | 0 | 163.5851 | 74.8622 | 2021-07-01 17:45
PreNResSpltPkgAC-65to-PEYes | Save | SCn | 2007 | CZ04 | cDXGF | 0 | None | 1 | 250000.3 | 911761.6 |  | 353206.1 | 0 | 311499.4 | 0 | 72266.9 | 0 | 11894.4 | 162891.3 | 46929.65 | 35009.69 | 0 | 0 | 0 | 0 | 2021359000 | 0 | 2021359000 | 20213.59 | 592258.187 | 0 | 163.5851 | 74.8622 | 2021-07-01 17:45
PreNResSpltPkgAC-65to-PEYes | Save | SCn | 2007 | CZ05 | cDXGF | 0 | None | 1 | 250000.3 | 914917.1 |  | 353206.1 | 0 | 311499.4 | 0 | 17075.03 | 0 | 18053.12 | 215081.2 | 70362.68 | 12382.85 | 0 | 0 | 0 | 0 | 2042827000 | 0 | 2042827000 | 20428.27 | 598548.311 | 0 | 163.5851 | 74.8622 | 2021-07-01 17:46
PreNResSpltPkgAC-65to-PEYes | Save | SCn | 2007 | CZ06 | cDXGF | 0 | None | 1 | 250000.3 | 959740.9 |  | 353206.1 | 0 | 311499.4 | 0 | 65909.51 | 0 | 6057.129 | 223066.2 | 40316.96 | 50183.15 | 0 | 0 | 0 | 0 | 1109774000 | 0 | 1109774000 | 11097.74 | 325163.782 | 0 | 163.5851 | 74.8622 | 2021-07-01 17:46
PreNResSpltPkgAC-65to-PEYes | Save | SCn | 2007 | CZ07 | cDXGF | 0 | None | 1 | 250000.3 | 931443.4 |  | 353206.1 | 0 | 311499.4 | 0 | 47326.25 | 0 | 2914.24 | 216495 | 39824.84 | 38077.77 | 0 | 0 | 0 | 0 | 986829700 | 0 | 986829700 | 9868.297 | 289141.1021 | 0 | 163.5851 | 74.8622 | 2021-07-01 17:47
PreNResSpltPkgAC-65to-PEYes | Save | SCn | 2007 | CZ08 | cDXGF | 0 | None | 1 | 250000.3 | 1032277 |  | 353206.1 | 0 | 311499.4 | 0 | 151727.6 | 0 | 6155.691 | 209686.1 | 29920 | 75529.95 | 0 | 0 | 0 | 0 | 928218000 | 0 | 928218000 | 9282.18 | 271967.874 | 0 | 163.5851 | 74.8622 | 2021-07-01 17:48
PreNResSpltPkgAC-65to-PEYes | Save | SCn | 2007 | CZ09 | cDXGF | 0 | None | 1 | 250000.3 | 1114211 |  | 353206.1 | 0 | 311499.4 | 0 | 158507.8 | 0 | 11740.61 | 279255.5 | 47824.09 | 94764.86 | 0 | 0 | 0 | 0 | 1248153000 | 0 | 1248153000 | 12481.53 | 365708.829 | 0 | 163.5851 | 74.8622 | 2021-07-01 17:48
PreNResSpltPkgAC-65to-PEYes | Save | SCn | 2007 | CZ10 | cDXGF | 0 | None | 1 | 250000.3 | 1070489 |  | 353206.1 | 0 | 311499.4 | 0 | 179162.3 | 0 | 13310.51 | 213308 | 36947.4 | 80506.31 | 0 | 0 | 0 | 0 | 1202397000 | 0 | 1202397000 | 12023.97 | 352302.321 | 0 | 163.5851 | 74.8622 | 2021-07-01 17:49
PreNResSpltPkgAC-65to-PEYes | Save | SCn | 2007 | CZ11 | cDXGF | 0 | None | 1 | 250000.3 | 1161118 |  | 353206.1 | 0 | 311499.4 | 0 | 213370.7 | 0 | 28578.51 | 254461.3 | 82078.68 | 85986.76 | 0 | 0 | 0 | 0 | 2735894000 | 0 | 2735894000 | 27358.94 | 801616.942 | 0 | 163.5851 | 74.8622 | 2021-07-01 17:50
PreNResSpltPkgAC-65to-PEYes | Save | SCn | 2007 | CZ12 | cDXGF | 0 | None | 1 | 250000.3 | 1033850 |  | 353206.1 | 0 | 311499.4 | 0 | 126075.7 | 0 | 22970.9 | 220094.5 | 66389.25 | 56635.11 | 0 | 0 | 0 | 0 | 2482135000 | 0 | 2482135000 | 24821.35 | 727265.555 | 0 | 163.5851 | 74.8622 | 2021-07-01 17:50
PreNResSpltPkgAC-65to-PEYes | Save | SCn | 2007 | CZ13 | cDXGF | 0 | None | 1 | 250000.3 | 1193082 |  | 353206.1 | 0 | 311499.4 | 0 | 245348.2 | 0 | 25062.05 | 257963.4 | 66898.98 | 96420.69 | 0 | 0 | 0 | 0 | 2195110000 | 0 | 2195110000 | 21951.1 | 643167.23 | 0 | 163.5851 | 74.8622 | 2021-07-01 17:51
PreNResSpltPkgAC-65to-PEYes | Save | SCn | 2007 | CZ14 | cDXGF | 0 | None | 1 | 250000.3 | 1170014 |  | 353206.1 | 0 | 311499.4 | 0 | 219796.2 | 0 | 29888.25 | 255621.6 | 71916.64 | 92591.72 | 0 | 0 | 0 | 0 | 2530409000 | 0 | 2530409000 | 25304.09 | 741409.837 | 0 | 163.5851 | 74.8622 | 2021-07-01 17:51
PreNResSpltPkgAC-65to-PEYes | Save | SCn | 2007 | CZ15 | cDXGF | 0 | None | 1 | 250000.3 | 1576613 |  | 353206.1 | 0 | 311499.4 | 0 | 547171.1 | 0 | 8837.406 | 355894.7 | 24126.57 | 218832.1 | 0 | 0 | 0 | 0 | 445887400 | 0 | 445887400 | 4458.874 | 130645.0082 | 0 | 163.5851 | 74.8622 | 2021-07-01 17:52
PreNResSpltPkgAC-65to-PEYes | Save | SCn | 2007 | CZ16 | cDXGF | 0 | None | 1 | 250000.3 | 1006211 |  | 353206.1 | 0 | 311499.4 | 0 | 41184.37 | 0 | 51251.68 | 249066.7 | 136503 | 32561.08 | 0 | 0 | 0 | 0 | 6167578000 | 0 | 6167578000 | 61675.78 | 1807100.354 | 0 | 163.5851 | 74.8622 | 2021-07-01 17:53
PreNResSpltPkgAC-65to-PEYes | Save | SCn | 2011 | CZ01 | cDXGF | 0 | None | 1 | 250000.3 | 894016.9 |  | 353206.1 | 0 | 311499.4 | 0 | 896.6936 | 0 | 10419.67 | 217993.6 | 165267.1 | 1064.71 | 0 | 0 | 0 | 0 | 5112521000 | 0 | 5112521000 | 51125.21 | 1497968.653 | 0 | 163.5851 | 74.8622 | 2021-07-01 17:53
PreNResSpltPkgAC-65to-PEYes | Save | SCn | 2011 | CZ02 | cDXGF | 0 | None | 1 | 250000.3 | 867349.7 |  | 353206.1 | 0 | 311499.4 | 0 | 40735.89 | 0 | 5529.708 | 156377.4 | 57451.83 | 22786.62 | 0 | 0 | 0 | 0 | 2711689000 | 0 | 2711689000 | 27116.89 | 794524.877 | 0 | 163.5851 | 74.8622 | 2021-07-01 17:54
PreNResSpltPkgAC-65to-PEYes | Save | SCn | 2011 | CZ03 | cDXGF | 0 | None | 1 | 250000.3 | 884586.8 |  | 353206.1 | 0 | 311499.4 | 0 | 12183.08 | 0 | 4270.807 | 203424.1 | 83994.62 | 10102.37 | 0 | 0 | 0 | 0 | 2252067000 | 0 | 2252067000 | 22520.67 | 659855.631 | 0 | 163.5851 | 74.8622 | 2021-07-01 17:54
PreNResSpltPkgAC-65to-PEYes | Save | SCn | 2011 | CZ04 | cDXGF | 0 | None | 1 | 250000.3 | 880488 |  | 353206.1 | 0 | 311499.4 | 0 | 62217.21 | 0 | 3078.326 | 150484.5 | 42275.26 | 33617.04 | 0 | 0 | 0 | 0 | 1850312000 | 0 | 1850312000 | 18503.12 | 542141.416 | 0 | 163.5851 | 74.8622 | 2021-07-01 17:55
PreNResSpltPkgAC-65to-PEYes | Save | SCn | 2011 | CZ05 | cDXGF | 0 | None | 1 | 250000.3 | 899967 |  | 353206.1 | 0 | 311499.4 | 0 | 15304.09 | 0 | 4874.35 | 215081.2 | 70362.68 | 12382.85 | 0 | 0 | 0 | 0 | 2042827000 | 0 | 2042827000 | 20428.27 | 598548.311 | 0 | 163.5851 | 74.8622 | 2021-07-01 17:56
PreNResSpltPkgAC-65to-PEYes | Save | SCn | 2011 | CZ06 | cDXGF | 0 | None | 1 | 250000.3 | 948483.7 |  | 353206.1 | 0 | 311499.4 | 0 | 59073.72 | 0 | 1635.429 | 223066.2 | 40316.96 | 50183.15 | 0 | 0 | 0 | 0 | 1109774000 | 0 | 1109774000 | 11097.74 | 325163.782 | 0 | 163.5851 | 74.8622 | 2021-07-01 17:56
PreNResSpltPkgAC-65to-PEYes | Save | SCn | 2011 | CZ07 | cDXGF | 0 | None | 1 | 250000.3 | 922461.3 |  | 353206.1 | 0 | 311499.4 | 0 | 41713.58 | 0 | 784.2491 | 215255.5 | 37716.07 | 37782.15 | 0 | 0 | 0 | 0 | 908147400 | 0 | 908147400 | 9081.474 | 266087.1882 | 0 | 163.5851 | 74.8622 | 2021-07-01 17:57
PreNResSpltPkgAC-65to-PEYes | Save | SCn | 2011 | CZ08 | cDXGF | 0 | None | 1 | 250000.3 | 995726.1 |  | 353206.1 | 0 | 311499.4 | 0 | 130287.7 | 0 | 1575.081 | 199155.2 | 27360.83 | 71752.8 | 0 | 0 | 0 | 0 | 863580200 | 0 | 863580200 | 8635.802 | 253028.9986 | 0 | 163.5851 | 74.8622 | 2021-07-01 17:58
PreNResSpltPkgAC-65to-PEYes | Save | SCn | 2011 | CZ09 | cDXGF | 0 | None | 1 | 250000.3 | 1014288 |  | 353206.1 | 0 | 311499.4 | 0 | 120317.7 | 0 | 2581.522 | 226679.3 | 34387.17 | 77451.06 | 0 | 0 | 0 | 0 | 919707100 | 0 | 919707100 | 9197.071 | 269474.1803 | 0 | 163.5851 | 74.8622 | 2021-07-01 17:58
PreNResSpltPkgAC-65to-PEYes | Save | SCn | 2011 | CZ10 | cDXGF | 0 | None | 1 | 250000.3 | 1027584 |  | 353206.1 | 0 | 311499.4 | 0 | 154527.4 | 0 | 3435.35 | 204912 | 33366.99 | 77482.47 | 0 | 0 | 0 | 0 | 1103054000 | 0 | 1103054000 | 11030.54 | 323194.822 | 0 | 163.5851 | 74.8622 | 2021-07-01 17:59
PreNResSpltPkgAC-65to-PEYes | Save | SCn | 2011 | CZ11 | cDXGF | 0 | None | 1 | 250000.3 | 1065797 |  | 353206.1 | 0 | 311499.4 | 0 | 172613.6 | 0 | 6713.704 | 221761.6 | 66450.23 | 77208.82 | 0 | 0 | 0 | 0 | 2179244000 | 0 | 2179244000 | 21792.44 | 638518.492 | 0 | 163.5851 | 74.8622 | 2021-07-01 17:59
PreNResSpltPkgAC-65to-PEYes | Save | SCn | 2011 | CZ12 | cDXGF | 0 | None | 1 | 250000.3 | 977959 |  | 353206.1 | 0 | 311499.4 | 0 | 105914.4 | 0 | 5713.021 | 201622.8 | 58565.87 | 52823.48 | 0 | 0 | 0 | 0 | 2215208000 | 0 | 2215208000 | 22152.08 | 649055.944 | 0 | 163.5851 | 74.8622 | 2021-07-01 18:00
PreNResSpltPkgAC-65to-PEYes | Save | SCn | 2011 | CZ13 | cDXGF | 0 | None | 1 | 250000.3 | 1098580 |  | 353206.1 | 0 | 311499.4 | 0 | 199916.9 | 0 | 5987.81 | 227967.2 | 56134.25 | 86662.98 | 0 | 0 | 0 | 0 | 1856294000 | 0 | 1856294000 | 18562.94 | 543894.142 | 0 | 163.5851 | 74.8622 | 2021-07-01 18:01
PreNResSpltPkgAC-65to-PEYes | Save | SCn | 2011 | CZ14 | cDXGF | 0 | None | 1 | 250000.3 | 1067271 |  | 353206.1 | 0 | 311499.4 | 0 | 177792.4 | 0 | 6840.763 | 217929.1 | 56885.73 | 80461.41 | 0 | 0 | 0 | 0 | 2013126000 | 0 | 2013126000 | 20131.26 | 589845.918 | 0 | 163.5851 | 74.8622 | 2021-07-01 18:01
PreNResSpltPkgAC-65to-PEYes | Save | SCn | 2011 | CZ15 | cDXGF | 0 | None | 1 | 250000.3 | 1415453 |  | 353206.1 | 0 | 311499.4 | 0 | 439266.4 | 0 | 2098.678 | 309377.9 | 17619.95 | 194656.5 | 0 | 0 | 0 | 0 | 302449600 | 0 | 302449600 | 3024.496 | 88617.7328 | 0 | 163.5851 | 74.8622 | 2021-07-01 18:02
PreNResSpltPkgAC-65to-PEYes | Save | SCn | 2011 | CZ16 | cDXGF | 0 | None | 1 | 250000.3 | 934231.7 |  | 353206.1 | 0 | 311499.4 | 0 | 33348.65 | 0 | 12477.78 | 223696.9 | 118546.3 | 30461.46 | 0 | 0 | 0 | 0 | 4957688000 | 0 | 4957688000 | 49576.88 | 1452602.584 | 0 | 163.5851 | 74.8622 | 2021-07-01 18:03
PreNResSpltPkgAC-65to-PEYes | Save | SCn | 2015 | CZ01 | cDXGF | 0 | None | 1 | 250000.3 | 762453.2 |  | 353206.1 | 0 | 311499.4 | 0 | 2407.71 | 0 | 10414.6 | 84922.67 | 61363.56 | 1640.019 | 0 | 0 | 0 | 0 | 4463930000 | 0 | 4463930000 | 44639.3 | 1307931.49 | 0 | 163.5851 | 74.8622 | 2021-07-01 18:03
PreNResSpltPkgAC-65to-PEYes | Save | SCn | 2015 | CZ02 | cDXGF | 0 | None | 1 | 250000.3 | 770137.6 |  | 353206.1 | 0 | 311499.4 | 0 | 38236.01 | 0 | 5456.842 | 61737.01 | 20825.08 | 10824.25 | 0 | 0 | 0 | 0 | 2296951000 | 0 | 2296951000 | 22969.51 | 673006.643 | 0 | 163.5851 | 74.8622 | 2021-07-01 18:04
PreNResSpltPkgAC-65to-PEYes | Save | SCn | 2015 | CZ03 | cDXGF | 0 | None | 1 | 250000.3 | 762921.1 |  | 353206.1 | 0 | 311499.4 | 0 | 13717.27 | 0 | 4257.978 | 80238.24 | 31319.06 | 5645.882 | 0 | 0 | 0 | 0 | 2007343000 | 0 | 2007343000 | 20073.43 | 588151.499 | 0 | 163.5851 | 74.8622 | 2021-07-01 18:04
PreNResSpltPkgAC-65to-PEYes | Save | SCn | 2015 | CZ04 | cDXGF | 0 | None | 1 | 250000.3 | 786923.8 |  | 353206.1 | 0 | 311499.4 | 0 | 59317.68 | 0 | 3024.42 | 59873.76 | 15564.77 | 16023.35 | 0 | 0 | 0 | 0 | 1589755000 | 0 | 1589755000 | 15897.55 | 465798.215 | 0 | 163.5851 | 74.8622 | 2021-07-01 18:05
PreNResSpltPkgAC-65to-PEYes | Save | SCn | 2015 | CZ05 | cDXGF | 0 | None | 1 | 250000.3 | 770583.5 |  | 353206.1 | 0 | 311499.4 | 0 | 16147.92 | 0 | 4854.918 | 84872.82 | 26628.75 | 6230.014 | 0 | 0 | 0 | 0 | 1869395000 | 0 | 1869395000 | 18693.95 | 547732.735 | 0 | 163.5851 | 74.8622 | 2021-07-01 18:06
PreNResSpltPkgAC-65to-PEYes | Save | SCn | 2015 | CZ06 | cDXGF | 0 | None | 1 | 250000.3 | 810188.6 |  | 353206.1 | 0 | 311499.4 | 0 | 56106.58 | 0 | 1623.434 | 87750.93 | 15341.13 | 20360.04 | 0 | 0 | 0 | 0 | 1040886000 | 0 | 1040886000 | 10408.86 | 304979.598 | 0 | 163.5851 | 74.8622 | 2021-07-01 18:06
PreNResSpltPkgAC-65to-PEYes | Save | SCn | 2015 | CZ07 | cDXGF | 0 | None | 1 | 250000.3 | 792224.4 |  | 353206.1 | 0 | 311499.4 | 0 | 42050.09 | 0 | 779.463 | 84687.22 | 14024.7 | 16096.44 | 0 | 0 | 0 | 0 | 843006700 | 0 | 843006700 | 8430.067 | 247000.9631 | 0 | 163.5851 | 74.8622 | 2021-07-01 18:07
PreNResSpltPkgAC-65to-PEYes | Save | SCn | 2015 | CZ08 | cDXGF | 0 | None | 1 | 250000.3 | 869314.8 |  | 353206.1 | 0 | 311499.4 | 0 | 122350.1 | 0 | 1601.671 | 80655.23 | 10492.17 | 30606.05 | 0 | 0 | 0 | 0 | 784653800 | 0 | 784653800 | 7846.538 | 229903.5634 | 0 | 163.5851 | 74.8622 | 2021-07-01 18:07
PreNResSpltPkgAC-65to-PEYes | Save | SCn | 2015 | CZ09 | cDXGF | 0 | None | 1 | 250000.3 | 865351.7 |  | 353206.1 | 0 | 311499.4 | 0 | 108036.3 | 0 | 2629.395 | 89978.37 | 12807.26 | 31461.32 | 0 | 0 | 0 | 0 | 795850200 | 0 | 795850200 | 7958.502 | 233184.1086 | 0 | 163.5851 | 74.8622 | 2021-07-01 18:08
PreNResSpltPkgAC-65to-PEYes | Save | SCn | 2015 | CZ10 | cDXGF | 0 | None | 1 | 250000.3 | 890430.8 |  | 353206.1 | 0 | 311499.4 | 0 | 139686.3 | 0 | 3476.521 | 82560.22 | 12738.44 | 32487.9 | 0 | 0 | 0 | 0 | 978340900 | 0 | 978340900 | 9783.409 | 286653.8837 | 0 | 163.5851 | 74.8622 | 2021-07-01 18:09
PreNResSpltPkgAC-65to-PEYes | Save | SCn | 2015 | CZ11 | cDXGF | 0 | None | 1 | 250000.3 | 914020.2 |  | 353206.1 | 0 | 311499.4 | 0 | 154573.9 | 0 | 6676.712 | 88061.52 | 25027.24 | 32833.83 | 0 | 0 | 0 | 0 | 1862745000 | 0 | 1862745000 | 18627.45 | 545784.285 | 0 | 163.5851 | 74.8622 | 2021-07-01 18:09
PreNResSpltPkgAC-65to-PEYes | Save | SCn | 2015 | CZ12 | cDXGF | 0 | None | 1 | 250000.3 | 846113.6 |  | 353206.1 | 0 | 311499.4 | 0 | 95666.09 | 0 | 5673.033 | 80066.5 | 21845 | 22958.02 | 0 | 0 | 0 | 0 | 1903729000 | 0 | 1903729000 | 19037.29 | 557792.597 | 0 | 163.5851 | 74.8622 | 2021-07-01 18:10
PreNResSpltPkgAC-65to-PEYes | Save | SCn | 2015 | CZ13 | cDXGF | 0 | None | 1 | 250000.3 | 943347.3 |  | 353206.1 | 0 | 311499.4 | 0 | 180441.3 | 0 | 6048.057 | 92149.35 | 20998.78 | 37701.68 | 0 | 0 | 0 | 0 | 1572525000 | 0 | 1572525000 | 15725.25 | 460749.825 | 0 | 163.5851 | 74.8622 | 2021-07-01 18:10
PreNResSpltPkgAC-65to-PEYes | Save | SCn | 2015 | CZ14 | cDXGF | 0 | None | 1 | 250000.3 | 918577.9 |  | 353206.1 | 0 | 311499.4 | 0 | 158798.7 | 0 | 7030.515 | 88041.13 | 21745.32 | 34141.78 | 0 | 0 | 0 | 0 | 1702655000 | 0 | 1702655000 | 17026.55 | 498877.915 | 0 | 163.5851 | 74.8622 | 2021-07-01 18:11
PreNResSpltPkgAC-65to-PEYes | Save | SCn | 2015 | CZ15 | cDXGF | 0 | None | 1 | 250000.3 | 1173897 |  | 353206.1 | 0 | 311499.4 | 0 | 383156.3 | 0 | 2117.84 | 123914.7 | 7003.945 | 79064.01 | 0 | 0 | 0 | 0 | 268170700 | 0 | 268170700 | 2681.707 | 78574.0151 | 0 | 163.5851 | 74.8622 | 2021-07-01 18:12
PreNResSpltPkgAC-65to-PEYes | Save | SCn | 2015 | CZ16 | cDXGF | 0 | None | 1 | 250000.3 | 797723.4 |  | 353206.1 | 0 | 311499.4 | 0 | 32262.47 | 0 | 12463.97 | 88289 | 44290.31 | 13759.64 | 0 | 0 | 0 | 0 | 4146064000 | 0 | 4146064000 | 41460.64 | 1214796.752 | 0 | 163.5851 | 74.8622 | 2021-07-01 18:12
PreNResSpltPkgAC-65to-PEYes | Save | SCn | 2017 | CZ01 | cDXGF | 0 | None | 1 | 250000.3 | 750285.1 |  | 351295.6 | 0 | 311499.4 | 0 | 2319.849 | 0 | 10294.73 | 74874.17 | 54894.24 | 1626.026 | 0 | 0 | 0 | 0 | 3754707000 | 0 | 3754707000 | 37547.07 | 1100129.151 | 0 | 163.0142 | 74.8622 | 2021-07-01 18:13
PreNResSpltPkgAC-65to-PEYes | Save | SCn | 2017 | CZ02 | cDXGF | 0 | None | 1 | 250000.3 | 761876.4 |  | 351295.6 | 0 | 311499.4 | 0 | 36195.66 | 0 | 5153.687 | 57730.97 | 18766.15 | 10291.89 | 0 | 0 | 0 | 0 | 2108660000 | 0 | 2108660000 | 21086.6 | 617837.38 | 0 | 163.0142 | 74.8622 | 2021-07-01 18:14
PreNResSpltPkgAC-65to-PEYes | Save | SCn | 2017 | CZ03 | cDXGF | 0 | None | 1 | 250000.3 | 763583.7 |  | 351295.6 | 0 | 311499.4 | 0 | 12817.06 | 0 | 4235.768 | 83734.76 | 29345.3 | 5356.596 | 0 | 0 | 0 | 0 | 1827703000 | 0 | 1827703000 | 18277.03 | 535516.979 | 0 | 163.0142 | 74.8622 | 2021-07-01 18:14
PreNResSpltPkgAC-65to-PEYes | Save | SCn | 2017 | CZ04 | cDXGF | 0 | None | 1 | 250000.3 | 780942.4 |  | 351295.6 | 0 | 311499.4 | 0 | 56550.82 | 0 | 2878.265 | 58717.2 | 14704.91 | 15384.58 | 0 | 0 | 0 | 0 | 1502478000 | 0 | 1502478000 | 15024.78 | 440226.054 | 0 | 163.0142 | 74.8622 | 2021-07-01 18:15
PreNResSpltPkgAC-65to-PEYes | Save | SCn | 2017 | CZ05 | cDXGF | 0 | None | 1 | 250000.3 | 761682.5 |  | 351295.6 | 0 | 311499.4 | 0 | 15651.76 | 0 | 4817.92 | 78416.85 | 22958.86 | 6131.911 | 0 | 0 | 0 | 0 | 1515801000 | 0 | 1515801000 | 15158.01 | 444129.693 | 0 | 163.0142 | 74.8622 | 2021-07-01 18:15
PreNResSpltPkgAC-65to-PEYes | Save | SCn | 2017 | CZ06 | cDXGF | 0 | None | 1 | 250000.3 | 803539.6 |  | 351295.6 | 0 | 311499.4 | 0 | 53059.74 | 0 | 1599.65 | 86083.95 | 13159.77 | 20176.28 | 0 | 0 | 0 | 0 | 800485600 | 0 | 800485600 | 8004.856 | 234542.2808 | 0 | 163.0142 | 74.8622 | 2021-07-01 18:16
PreNResSpltPkgAC-65to-PEYes | Save | SCn | 2017 | CZ07 | cDXGF | 0 | None | 1 | 250000.3 | 787948 |  | 351295.6 | 0 | 311499.4 | 0 | 40392.02 | 0 | 772.8164 | 83987.11 | 12334.65 | 15978.43 | 0 | 0 | 0 | 0 | 683785900 | 0 | 683785900 | 6837.859 | 200349.2687 | 0 | 163.0142 | 74.8622 | 2021-07-01 18:17
PreNResSpltPkgAC-65to-PEYes | Save | SCn | 2017 | CZ08 | cDXGF | 0 | None | 1 | 250000.3 | 848957 |  | 351295.6 | 0 | 311499.4 | 0 | 112659.7 | 0 | 1427.42 | 72073.91 | 8438.477 | 27980.6 | 0 | 0 | 0 | 0 | 642107800 | 0 | 642107800 | 6421.078 | 188137.5854 | 0 | 163.0142 | 74.8622 | 2021-07-01 18:17
PreNResSpltPkgAC-65to-PEYes | Save | SCn | 2017 | CZ09 | cDXGF | 0 | None | 1 | 250000.3 | 854972.9 |  | 351295.6 | 0 | 311499.4 | 0 | 103673.5 | 0 | 2485.074 | 86018.46 | 11669.26 | 30023.14 | 0 | 0 | 0 | 0 | 722650700 | 0 | 722650700 | 7226.507 | 211736.6551 | 0 | 163.0142 | 74.8622 | 2021-07-01 18:18
PreNResSpltPkgAC-65to-PEYes | Save | SCn | 2017 | CZ10 | cDXGF | 0 | None | 1 | 250000.3 | 875955.9 |  | 351295.6 | 0 | 311499.4 | 0 | 133832.1 | 0 | 3263.033 | 76064.8 | 11046.34 | 30951.52 | 0 | 0 | 0 | 0 | 859404700 | 0 | 859404700 | 8594.047 | 251805.5771 | 0 | 163.0142 | 74.8622 | 2021-07-01 18:18
PreNResSpltPkgAC-65to-PEYes | Save | SCn | 2017 | CZ11 | cDXGF | 0 | None | 1 | 250000.3 | 900244.6 |  | 351295.6 | 0 | 311499.4 | 0 | 147867.1 | 0 | 6300.169 | 83281.34 | 22635.54 | 31610.05 | 0 | 0 | 0 | 0 | 1687827000 | 0 | 1687827000 | 16878.27 | 494533.311 | 0 | 163.0142 | 74.8622 | 2021-07-01 18:19
PreNResSpltPkgAC-65to-PEYes | Save | SCn | 2017 | CZ12 | cDXGF | 0 | None | 1 | 250000.3 | 831420.3 |  | 351295.6 | 0 | 311499.4 | 0 | 91217.7 | 0 | 5368.685 | 72037.81 | 19332.35 | 22060.12 | 0 | 0 | 0 | 0 | 1714826000 | 0 | 1714826000 | 17148.26 | 502444.018 | 0 | 163.0142 | 74.8622 | 2021-07-01 18:20
PreNResSpltPkgAC-65to-PEYes | Save | SCn | 2017 | CZ13 | cDXGF | 0 | None | 1 | 250000.3 | 925172.6 |  | 351295.6 | 0 | 311499.4 | 0 | 171486.7 | 0 | 5633.007 | 85256.55 | 18739.19 | 35727.53 | 0 | 0 | 0 | 0 | 1430082000 | 0 | 1430082000 | 14300.82 | 419014.026 | 0 | 163.0142 | 74.8622 | 2021-07-01 18:20
PreNResSpltPkgAC-65to-PEYes | Save | SCn | 2017 | CZ14 | cDXGF | 0 | None | 1 | 250000.3 | 903832.9 |  | 351295.6 | 0 | 311499.4 | 0 | 151940.5 | 0 | 6529.948 | 82565.96 | 19757.71 | 32289.77 | 0 | 0 | 0 | 0 | 1548946000 | 0 | 1548946000 | 15489.46 | 453841.178 | 0 | 163.0142 | 74.8622 | 2021-07-01 18:21
PreNResSpltPkgAC-65to-PEYes | Save | SCn | 2017 | CZ15 | cDXGF | 0 | None | 1 | 250000.3 | 1150309 |  | 351295.6 | 0 | 311499.4 | 0 | 366531.7 | 0 | 2001.56 | 118979.4 | 6038.216 | 75472.13 | 0 | 0 | 0 | 0 | 222614900 | 0 | 222614900 | 2226.149 | 65226.1657 | 0 | 163.0142 | 74.8622 | 2021-07-01 18:22
PreNResSpltPkgAC-65to-PEYes | Save | SCn | 2017 | CZ16 | cDXGF | 0 | None | 1 | 250000.3 | 793471.3 |  | 351295.6 | 0 | 311499.4 | 0 | 31021.33 | 0 | 12354.96 | 87298.36 | 43082.53 | 13617.84 | 0 | 0 | 0 | 0 | 3827224000 | 0 | 3827224000 | 38272.24 | 1121376.632 | 0 | 163.0142 | 74.8622 | 2021-07-01 18:22
PreNResSpltPkgAC-65to-PEYes | Save | SCn | 2020 | CZ01 | cDXGF | 0 | None | 1 | 250000.3 | 670246.9 |  | 262734.3 | 0 | 311499.4 | 0 | 1498.368 | 0 | 10295.57 | 84217.2 | 62516.28 | 1284.232 | 0 | 0 | 0 | 0 | 4194632000 | 0 | 4194632000 | 41946.32 | 1229027.176 | 0 | 121.9894 | 74.8622 | 2021-07-01 18:23
PreNResSpltPkgAC-65to-PEYes | Save | SCn | 2020 | CZ02 | cDXGF | 0 | None | 1 | 250000.3 | 665386.1 |  | 262734.3 | 0 | 311499.4 | 0 | 31749.52 | 0 | 4922.696 | 54477.66 | 19573.28 | 8928.204 | 0 | 0 | 0 | 0 | 2322383000 | 0 | 2322383000 | 23223.83 | 680458.219 | 0 | 121.9894 | 74.8622 | 2021-07-01 18:23
PreNResSpltPkgAC-65to-PEYes | Save | SCn | 2020 | CZ03 | cDXGF | 0 | None | 1 | 250000.3 | 674490.7 |  | 262734.3 | 0 | 311499.4 | 0 | 10562.74 | 0 | 4227.047 | 85464.43 | 33465.63 | 4552.302 | 0 | 0 | 0 | 0 | 2052495000 | 0 | 2052495000 | 20524.95 | 601381.035 | 0 | 121.9894 | 74.8622 | 2021-07-01 18:24
PreNResSpltPkgAC-65to-PEYes | Save | SCn | 2020 | CZ04 | cDXGF | 0 | None | 1 | 250000.3 | 683791.9 |  | 262734.3 | 0 | 311499.4 | 0 | 50131.04 | 0 | 2764.972 | 56659.6 | 15769.05 | 13518.71 | 0 | 0 | 0 | 0 | 1688850000 | 0 | 1688850000 | 16888.5 | 494833.05 | 0 | 121.9894 | 74.8622 | 2021-07-01 18:25
PreNResSpltPkgAC-65to-PEYes | Save | SCn | 2020 | CZ05 | cDXGF | 0 | None | 1 | 250000.3 | 665458.4 |  | 262734.3 | 0 | 311499.4 | 0 | 12871.71 | 0 | 4804.894 | 73545.8 | 25812.96 | 5097.69 | 0 | 0 | 0 | 0 | 1696616000 | 0 | 1696616000 | 16966.16 | 497108.488 | 0 | 121.9894 | 74.8622 | 2021-07-01 18:25
PreNResSpltPkgAC-65to-PEYes | Save | SCn | 2020 | CZ06 | cDXGF | 0 | None | 1 | 250000.3 | 706218.9 |  | 262734.3 | 0 | 311499.4 | 0 | 44741.01 | 0 | 1592.23 | 85648.98 | 14573.1 | 17287.09 | 0 | 0 | 0 | 0 | 890827100 | 0 | 890827100 | 8908.271 | 261012.3403 | 0 | 121.9894 | 74.8622 | 2021-07-01 18:26
PreNResSpltPkgAC-65to-PEYes | Save | SCn | 2020 | CZ07 | cDXGF | 0 | None | 1 | 250000.3 | 692157 |  | 262734.3 | 0 | 311499.4 | 0 | 33872.95 | 0 | 769.0282 | 83278.27 | 14018.25 | 13619.79 | 0 | 0 | 0 | 0 | 774704900 | 0 | 774704900 | 7747.049 | 226988.5357 | 0 | 121.9894 | 74.8622 | 2021-07-01 18:26
PreNResSpltPkgAC-65to-PEYes | Save | SCn | 2020 | CZ08 | cDXGF | 0 | None | 1 | 250000.3 | 746420.5 |  | 262734.3 | 0 | 311499.4 | 0 | 102364.2 | 0 | 1368.145 | 68451.66 | 9097.252 | 25445.87 | 0 | 0 | 0 | 0 | 717850200 | 0 | 717850200 | 7178.502 | 210330.1086 | 0 | 121.9894 | 74.8622 | 2021-07-01 18:27
PreNResSpltPkgAC-65to-PEYes | Save | SCn | 2020 | CZ09 | cDXGF | 0 | None | 1 | 250000.3 | 751610.2 |  | 262734.3 | 0 | 311499.4 | 0 | 94081.82 | 0 | 2397.913 | 80894.02 | 12213.58 | 27358.42 | 0 | 0 | 0 | 0 | 793739200 | 0 | 793739200 | 7937.392 | 232565.5856 | 0 | 121.9894 | 74.8622 | 2021-07-01 18:28
PreNResSpltPkgAC-65to-PEYes | Save | SCn | 2020 | CZ10 | cDXGF | 0 | None | 1 | 250000.3 | 775459.8 |  | 262734.3 | 0 | 311499.4 | 0 | 123545.5 | 0 | 3162.949 | 74515.02 | 12001.92 | 28686.19 | 0 | 0 | 0 | 0 | 963286300 | 0 | 963286300 | 9632.863 | 282242.8859 | 0 | 121.9894 | 74.8622 | 2021-07-01 18:28
PreNResSpltPkgAC-65to-PEYes | Save | SCn | 2020 | CZ11 | cDXGF | 0 | None | 1 | 250000.3 | 799770.6 |  | 262734.3 | 0 | 311499.4 | 0 | 139154.4 | 0 | 6092.699 | 80287.7 | 23436.82 | 29673.85 | 0 | 0 | 0 | 0 | 1822353000 | 0 | 1822353000 | 18223.53 | 533949.429 | 0 | 121.9894 | 74.8622 | 2021-07-01 18:29
PreNResSpltPkgAC-65to-PEYes | Save | SCn | 2020 | CZ12 | cDXGF | 0 | None | 1 | 250000.3 | 736477.5 |  | 262734.3 | 0 | 311499.4 | 0 | 83882.92 | 0 | 5197.546 | 73161.05 | 20727.37 | 20379.42 | 0 | 0 | 0 | 0 | 1879699000 | 0 | 1879699000 | 18796.99 | 550751.807 | 0 | 121.9894 | 74.8622 | 2021-07-01 18:30
PreNResSpltPkgAC-65to-PEYes | Save | SCn | 2020 | CZ13 | cDXGF | 0 | None | 1 | 250000.3 | 825158.8 |  | 262734.3 | 0 | 311499.4 | 0 | 162066.3 | 0 | 5466 | 83390.61 | 19613.47 | 33669.85 | 0 | 0 | 0 | 0 | 1548551000 | 0 | 1548551000 | 15485.51 | 453725.443 | 0 | 121.9894 | 74.8622 | 2021-07-01 18:30
PreNResSpltPkgAC-65to-PEYes | Save | SCn | 2020 | CZ14 | cDXGF | 0 | None | 1 | 250000.3 | 802614.4 |  | 262734.3 | 0 | 311499.4 | 0 | 142774.8 | 0 | 6272.354 | 79331.2 | 20577.44 | 30356.72 | 0 | 0 | 0 | 0 | 1682644000 | 0 | 1682644000 | 16826.44 | 493014.692 | 0 | 121.9894 | 74.8622 | 2021-07-01 18:31
PreNResSpltPkgAC-65to-PEYes | Save | SCn | 2020 | CZ15 | cDXGF | 0 | None | 1 | 250000.3 | 1040780 |  | 262734.3 | 0 | 311499.4 | 0 | 350317.9 | 0 | 1946.926 | 114279.5 | 6793.222 | 72068.15 | 0 | 0 | 0 | 0 | 264921800 | 0 | 264921800 | 2649.218 | 77622.0874 | 0 | 121.9894 | 74.8622 | 2021-07-01 18:31
PreNResSpltPkgAC-65to-PEYes | Save | SCn | 2020 | CZ16 | cDXGF | 0 | None | 1 | 250000.3 | 700765.2 |  | 262734.3 | 0 | 311499.4 | 0 | 27170.99 | 0 | 12348.54 | 87009.4 | 44667.08 | 12357.68 | 0 | 0 | 0 | 0 | 4037383000 | 0 | 4037383000 | 40373.83 | 1182953.219 | 0 | 121.9894 | 74.8622 | 2021-07-01 18:32
PreNResSpltPkgAC-65to-PEYes | Save | WRf | 1975 | CZ01 | cDXGF | 0 | None | 1 | 99998.18 | 3808475 |  | 380066.7 | 0 | 60898.55 | 0 | 1182.68 | 147964.8 | 0 | 1324820 | 2621.88 | 1316363 | 1893541 | 0 | 0 | 0 | 65486140 | 0 | 65486140 | 654.8614 | 19187.439 | 0 | 80.8888 | 30.6072 | 2021-07-01 18:32
PreNResSpltPkgAC-65to-PEYes | Save | WRf | 1975 | CZ02 | cDXGF | 0 | None | 1 | 99998.18 | 3997683 |  | 380066.7 | 0 | 60898.55 | 0 | 10550.56 | 160465.8 | 0 | 1327049 | 2730.995 | 1319930 | 2058647 | 0 | 0 | 0 | 49225090 | 0 | 49225080 | 492.2508 | 14422.9484 | 0 | 80.8888 | 30.6072 | 2021-07-01 18:33
PreNResSpltPkgAC-65to-PEYes | Save | WRf | 1975 | CZ03 | cDXGF | 0 | None | 1 | 99998.18 | 4009240 |  | 380066.7 | 0 | 60898.55 | 0 | 6905.308 | 162582.6 | 0 | 1326003 | 2699.962 | 1319379 | 2072781 | 0 | 0 | 0 | 51602760 | 0 | 51602760 | 516.0276 | 15119.6087 | 0 | 80.8888 | 30.6072 | 2021-07-01 18:33
PreNResSpltPkgAC-65to-PEYes | Save | WRf | 1975 | CZ04 | cDXGF | 0 | None | 1 | 99998.18 | 4097309 |  | 380066.7 | 0 | 60898.55 | 0 | 12963.07 | 169165.6 | 0 | 1328316 | 3355.784 | 1321104 | 2145901 | 0 | 0 | 0 | 46661140 | 0 | 46661140 | 466.6114 | 13671.714 | 0 | 80.8888 | 30.6072 | 2021-07-01 18:34
PreNResSpltPkgAC-65to-PEYes | Save | WRf | 1975 | CZ05 | cDXGF | 0 | None | 1 | 99998.18 | 4019515 |  | 380066.7 | 0 | 60898.55 | 0 | 8873.071 | 161958 | 0 | 1325839 | 2538.513 | 1320061 | 2081875 | 0 | 0 | 0 | 47780960 | 0 | 47780960 | 477.8096 | 13999.8213 | 0 | 80.8888 | 30.6072 | 2021-07-01 18:34
PreNResSpltPkgAC-65to-PEYes | Save | WRf | 1975 | CZ06 | cDXGF | 0 | None | 1 | 99998.18 | 4232278 |  | 380066.7 | 0 | 60898.55 | 0 | 16671.2 | 184040.5 | 0 | 1327536 | 3410.532 | 1321940 | 2263067 | 0 | 0 | 0 | 40966700 | 0 | 40966700 | 409.667 | 12003.2431 | 0 | 80.8888 | 30.6072 | 2021-07-01 18:35
PreNResSpltPkgAC-65to-PEYes | Save | WRf | 1975 | CZ07 | cDXGF | 0 | None | 1 | 99998.18 | 4155127 |  | 380066.7 | 0 | 60898.55 | 0 | 13722.13 | 177237.9 | 0 | 1327372 | 3536.712 | 1321814 | 2195823 | 0 | 0 | 0 | 42929450 | 0 | 42929450 | 429.2945 | 12578.3289 | 0 | 80.8888 | 30.6072 | 2021-07-01 18:35
PreNResSpltPkgAC-65to-PEYes | Save | WRf | 1975 | CZ08 | cDXGF | 0 | None | 1 | 99998.18 | 4184611 |  | 380066.7 | 0 | 60898.55 | 0 | 19475.17 | 178797.2 | 0 | 1329539 | 3810.5 | 1323113 | 2215837 | 0 | 0 | 0 | 37074590 | 0 | 37074590 | 370.7459 | 10862.8549 | 0 | 80.8888 | 30.6072 | 2021-07-01 18:35
PreNResSpltPkgAC-65to-PEYes | Save | WRf | 1975 | CZ09 | cDXGF | 0 | None | 1 | 99998.18 | 4154011 |  | 380066.7 | 0 | 60898.55 | 0 | 17496.37 | 172479 | 0 | 1328255 | 3381.621 | 1322262 | 2194816 | 0 | 0 | 0 | 38809690 | 0 | 38809690 | 388.0969 | 11371.2392 | 0 | 80.8888 | 30.6072 | 2021-07-01 18:36
PreNResSpltPkgAC-65to-PEYes | Save | WRf | 1975 | CZ10 | cDXGF | 0 | None | 1 | 99998.18 | 4179482 |  | 380066.7 | 0 | 60898.55 | 0 | 19426.27 | 175229.8 | 0 | 1328845 | 3345.497 | 1322736 | 2215008 | 0 | 0 | 0 | 37189190 | 0 | 37189190 | 371.8919 | 10896.4327 | 0 | 80.8888 | 30.6072 | 2021-07-01 18:36
PreNResSpltPkgAC-65to-PEYes | Save | WRf | 1975 | CZ11 | cDXGF | 0 | None | 1 | 99998.18 | 4118207 |  | 380066.7 | 0 | 60898.55 | 0 | 18567.94 | 169208.5 | 0 | 1330805 | 3566.169 | 1322731 | 2158661 | 0 | 0 | 0 | 45050630 | 0 | 45050630 | 450.5063 | 13199.8346 | 0 | 80.8888 | 30.6072 | 2021-07-01 18:37
PreNResSpltPkgAC-65to-PEYes | Save | WRf | 1975 | CZ12 | cDXGF | 0 | None | 1 | 99998.18 | 4083014 |  | 380066.7 | 0 | 60898.55 | 0 | 15013.62 | 167902.1 | 0 | 1328431 | 3336.095 | 1321140 | 2130702 | 0 | 0 | 0 | 46427310 | 0 | 46427310 | 464.2731 | 13603.2018 | 0 | 80.8888 | 30.6072 | 2021-07-01 18:37
PreNResSpltPkgAC-65to-PEYes | Save | WRf | 1975 | CZ13 | cDXGF | 0 | None | 1 | 99998.18 | 4175467 |  | 380066.7 | 0 | 60898.55 | 0 | 20580.13 | 174762.9 | 0 | 1330202 | 2987.558 | 1323138 | 2208954 | 0 | 0 | 0 | 39954520 | 0 | 39954520 | 399.5452 | 11706.6744 | 0 | 80.8888 | 30.6072 | 2021-07-01 18:38
PreNResSpltPkgAC-65to-PEYes | Save | WRf | 1975 | CZ14 | cDXGF | 0 | None | 1 | 99998.18 | 4127433 |  | 380066.7 | 0 | 60898.55 | 0 | 19222.36 | 163174.2 | 0 | 1329599 | 3085.227 | 1322867 | 2174466 | 0 | 0 | 0 | 42908520 | 0 | 42908520 | 429.0852 | 12572.1964 | 0 | 80.8888 | 30.6072 | 2021-07-01 18:38
PreNResSpltPkgAC-65to-PEYes | Save | WRf | 1975 | CZ15 | cDXGF | 0 | None | 1 | 99998.18 | 4402770 |  | 380066.7 | 0 | 60898.55 | 0 | 36170.08 | 189077.4 | 0 | 1335647 | 3219.339 | 1329381 | 2400904 | 0 | 0 | 0 | 25178050 | 0 | 25178050 | 251.7805 | 7377.1686 | 0 | 80.8888 | 30.6072 | 2021-07-01 18:38
PreNResSpltPkgAC-65to-PEYes | Save | WRf | 1975 | CZ16 | cDXGF | 0 | None | 1 | 99998.18 | 3793245 |  | 380066.7 | 0 | 60898.55 | 0 | 7046.898 | 140564.5 | 0 | 1326262 | 4409.326 | 1318466 | 1878400 | 0 | 0 | 0 | 80807500 | 0 | 80807500 | 808.075 | 23676.5975 | 0 | 80.8888 | 30.6072 | 2021-07-01 18:39
PreNResSpltPkgAC-65to-PEYes | Save | WRf | 1985 | CZ01 | cDXGF | 0 | None | 1 | 99998.18 | 3742264 |  | 380066.7 | 0 | 58250.43 | 0 | 1161.738 | 146047 | 0 | 1324584 | 2542.067 | 1316366 | 1832155 | 0 | 0 | 0 | 65253800 | 0 | 65253800 | 652.538 | 19119.3634 | 0 | 80.8888 | 29.2764 | 2021-07-01 18:39
PreNResSpltPkgAC-65to-PEYes | Save | WRf | 1985 | CZ02 | cDXGF | 0 | None | 1 | 99998.18 | 3929118 |  | 380066.7 | 0 | 58250.43 | 0 | 10240.81 | 158101.2 | 0 | 1326650 | 2647.315 | 1319773 | 1995808 | 0 | 0 | 0 | 49043520 | 0 | 49043520 | 490.4352 | 14369.7514 | 0 | 80.8888 | 29.2764 | 2021-07-01 18:40
PreNResSpltPkgAC-65to-PEYes | Save | WRf | 1985 | CZ03 | cDXGF | 0 | None | 1 | 99998.18 | 3932420 |  | 380066.7 | 0 | 58250.43 | 0 | 6780.542 | 160121.8 | 0 | 1325636 | 2607.438 | 1319312 | 2001558 | 0 | 0 | 0 | 51376230 | 0 | 51376230 | 513.7623 | 15053.2354 | 0 | 80.8888 | 29.2764 | 2021-07-01 18:40
PreNResSpltPkgAC-65to-PEYes | Save | WRf | 1985 | CZ04 | cDXGF | 0 | None | 1 | 99998.18 | 4018150 |  | 380066.7 | 0 | 58250.43 | 0 | 12582.43 | 166452.6 | 0 | 1327855 | 3257.088 | 1320884 | 2072937 | 0 | 0 | 0 | 46588580 | 0 | 46588580 | 465.8858 | 13650.4539 | 0 | 80.8888 | 29.2764 | 2021-07-01 18:41
PreNResSpltPkgAC-65to-PEYes | Save | WRf | 1985 | CZ05 | cDXGF | 0 | None | 1 | 99998.18 | 3939564 |  | 380066.7 | 0 | 58250.43 | 0 | 8683.927 | 159446.1 | 0 | 1325503 | 2467.806 | 1319876 | 2007615 | 0 | 0 | 0 | 47697060 | 0 | 47697060 | 476.9706 | 13975.2386 | 0 | 80.8888 | 29.2764 | 2021-07-01 18:41
PreNResSpltPkgAC-65to-PEYes | Save | WRf | 1985 | CZ06 | cDXGF | 0 | None | 1 | 99998.18 | 4140193 |  | 380066.7 | 0 | 58250.43 | 0 | 16251.15 | 180818.8 | 0 | 1327030 | 3244.789 | 1321765 | 2177768 | 0 | 0 | 0 | 40641030 | 0 | 40641030 | 406.4103 | 11907.8218 | 0 | 80.8888 | 29.2764 | 2021-07-01 18:41
PreNResSpltPkgAC-65to-PEYes | Save | WRf | 1985 | CZ07 | cDXGF | 0 | None | 1 | 99998.18 | 4064201 |  | 380066.7 | 0 | 58250.43 | 0 | 13369.84 | 174116.9 | 0 | 1326899 | 3365.387 | 1321572 | 2111490 | 0 | 0 | 0 | 42452620 | 0 | 42452620 | 424.5262 | 12438.6177 | 0 | 80.8888 | 29.2764 | 2021-07-01 18:42
PreNResSpltPkgAC-65to-PEYes | Save | WRf | 1985 | CZ08 | cDXGF | 0 | None | 1 | 99998.18 | 4099745 |  | 380066.7 | 0 | 58250.43 | 0 | 18877.89 | 175613.4 | 0 | 1328930 | 3630.492 | 1322808 | 2138007 | 0 | 0 | 0 | 36799980 | 0 | 36799980 | 367.9998 | 10782.3941 | 0 | 80.8888 | 29.2764 | 2021-07-01 18:42
PreNResSpltPkgAC-65to-PEYes | Save | WRf | 1985 | CZ09 | cDXGF | 0 | None | 1 | 99998.18 | 4071267 |  | 380066.7 | 0 | 58250.43 | 0 | 16930.95 | 169515 | 0 | 1327701 | 3226.292 | 1321976 | 2118799 | 0 | 0 | 0 | 38571770 | 0 | 38571770 | 385.7177 | 11301.5286 | 0 | 80.8888 | 29.2764 | 2021-07-01 18:43
PreNResSpltPkgAC-65to-PEYes | Save | WRf | 1985 | CZ10 | cDXGF | 0 | None | 1 | 99998.18 | 4098789 |  | 380066.7 | 0 | 58250.43 | 0 | 18786.18 | 172259 | 0 | 1328238 | 3162.709 | 1322509 | 2141181 | 0 | 0 | 0 | 36711360 | 0 | 36711360 | 367.1136 | 10756.4285 | 0 | 80.8888 | 29.2764 | 2021-07-01 18:43
PreNResSpltPkgAC-65to-PEYes | Save | WRf | 1985 | CZ11 | cDXGF | 0 | None | 1 | 99998.18 | 4041885 |  | 380066.7 | 0 | 58250.43 | 0 | 17897.69 | 166417.5 | 0 | 1330189 | 3392.196 | 1322467 | 2089063 | 0 | 0 | 0 | 44748990 | 0 | 44748990 | 447.4899 | 13111.4541 | 0 | 80.8888 | 29.2764 | 2021-07-01 18:44
PreNResSpltPkgAC-65to-PEYes | Save | WRf | 1985 | CZ12 | cDXGF | 0 | None | 1 | 99998.18 | 4007519 |  | 380066.7 | 0 | 58250.43 | 0 | 14523.07 | 165195.3 | 0 | 1327907 | 3209.725 | 1320904 | 2061571 | 0 | 0 | 0 | 46001890 | 0 | 46001890 | 460.0189 | 13478.5538 | 0 | 80.8888 | 29.2764 | 2021-07-01 18:44
PreNResSpltPkgAC-65to-PEYes | Save | WRf | 1985 | CZ13 | cDXGF | 0 | None | 1 | 99998.18 | 4096726 |  | 380066.7 | 0 | 58250.43 | 0 | 19828.49 | 171750.8 | 0 | 1329593 | 2870.191 | 1322895 | 2137239 | 0 | 0 | 0 | 39648280 | 0 | 39648280 | 396.4828 | 11616.946 | 0 | 80.8888 | 29.2764 | 2021-07-01 18:44
PreNResSpltPkgAC-65to-PEYes | Save | WRf | 1985 | CZ14 | cDXGF | 0 | None | 1 | 99998.18 | 4043168 |  | 380066.7 | 0 | 58250.43 | 0 | 18450.56 | 160486.9 | 0 | 1328429 | 2843.445 | 1322359 | 2097476 | 0 | 0 | 0 | 42222290 | 0 | 42222290 | 422.2229 | 12371.131 | 0 | 80.8888 | 29.2764 | 2021-07-01 18:45
PreNResSpltPkgAC-65to-PEYes | Save | WRf | 1985 | CZ15 | cDXGF | 0 | None | 1 | 99998.18 | 4305146 |  | 380066.7 | 0 | 58250.43 | 0 | 34263.58 | 185488.6 | 0 | 1333178 | 2796.527 | 1327874 | 2313900 | 0 | 0 | 0 | 24562760 | 0 | 24562760 | 245.6276 | 7196.8887 | 0 | 80.8888 | 29.2764 | 2021-07-01 18:45
PreNResSpltPkgAC-65to-PEYes | Save | WRf | 1985 | CZ16 | cDXGF | 0 | None | 1 | 99998.18 | 3731397 |  | 380066.7 | 0 | 58250.43 | 0 | 6826.397 | 138738.5 | 0 | 1325885 | 4246.255 | 1318360 | 1821625 | 0 | 0 | 0 | 78876670 | 0 | 78876670 | 788.7667 | 23110.8643 | 0 | 80.8888 | 29.2764 | 2021-07-01 18:46
PreNResSpltPkgAC-65to-PEYes | Save | WRf | 1996 | CZ01 | cDXGF | 0 | None | 1 | 99998.18 | 3735006 |  | 380066.7 | 0 | 55602.78 | 0 | 1172.306 | 155264.8 | 0 | 1324017 | 2428.311 | 1316364 | 1818875 | 0 | 0 | 0 | 64967990 | 0 | 64967980 | 649.6798 | 19035.6181 | 0 | 80.8888 | 27.9457 | 2021-07-01 18:46
PreNResSpltPkgAC-65to-PEYes | Save | WRf | 1996 | CZ02 | cDXGF | 0 | None | 1 | 99998.18 | 3918873 |  | 380066.7 | 0 | 55602.78 | 0 | 9808.922 | 167178.7 | 0 | 1326108 | 2438.977 | 1319595 | 1980109 | 0 | 0 | 0 | 48004920 | 0 | 48004920 | 480.0492 | 14065.4416 | 0 | 80.8888 | 27.9457 | 2021-07-01 18:47
PreNResSpltPkgAC-65to-PEYes | Save | WRf | 1996 | CZ03 | cDXGF | 0 | None | 1 | 99998.18 | 3938625 |  | 380066.7 | 0 | 55602.78 | 0 | 6455.389 | 169802.3 | 0 | 1325120 | 2438.141 | 1319104 | 2001575 | 0 | 0 | 0 | 50158230 | 0 | 50158230 | 501.5823 | 14696.3614 | 0 | 80.8888 | 27.9457 | 2021-07-01 18:47
PreNResSpltPkgAC-65to-PEYes | Save | WRf | 1996 | CZ04 | cDXGF | 0 | None | 1 | 99998.18 | 4024032 |  | 380066.7 | 0 | 55602.78 | 0 | 12081.19 | 176152.9 | 0 | 1327171 | 2901.619 | 1320662 | 2072961 | 0 | 0 | 0 | 44714370 | 0 | 44714370 | 447.1437 | 13101.3104 | 0 | 80.8888 | 27.9457 | 2021-07-01 18:48
PreNResSpltPkgAC-65to-PEYes | Save | WRf | 1996 | CZ05 | cDXGF | 0 | None | 1 | 99998.18 | 3945697 |  | 380066.7 | 0 | 55602.78 | 0 | 8274.554 | 169124.7 | 0 | 1324988 | 2306.053 | 1319725 | 2007633 | 0 | 0 | 0 | 46347820 | 0 | 46347820 | 463.4782 | 13579.9113 | 0 | 80.8888 | 27.9457 | 2021-07-01 18:48
PreNResSpltPkgAC-65to-PEYes | Save | WRf | 1996 | CZ06 | cDXGF | 0 | None | 1 | 99998.18 | 4288955 |  | 380066.7 | 0 | 55602.78 | 0 | 15709.96 | 195584.3 | 0 | 1326224 | 2880.449 | 1321478 | 2315770 | 0 | 0 | 0 | 39786690 | 0 | 39786690 | 397.8669 | 11657.5002 | 0 | 80.8888 | 27.9457 | 2021-07-01 18:49
PreNResSpltPkgAC-65to-PEYes | Save | WRf | 1996 | CZ07 | cDXGF | 0 | None | 1 | 99998.18 | 4212519 |  | 380066.7 | 0 | 55602.78 | 0 | 12897.65 | 188612.3 | 0 | 1326107 | 2984.311 | 1321351 | 2249233 | 0 | 0 | 0 | 41731840 | 0 | 41731840 | 417.3184 | 12227.4291 | 0 | 80.8888 | 27.9457 | 2021-07-01 18:49
PreNResSpltPkgAC-65to-PEYes | Save | WRf | 1996 | CZ08 | cDXGF | 0 | None | 1 | 99998.18 | 4237904 |  | 380066.7 | 0 | 55602.78 | 0 | 18535.37 | 190272.9 | 0 | 1328670 | 3402.558 | 1322754 | 2264757 | 0 | 0 | 0 | 37246880 | 0 | 37246880 | 372.4688 | 10913.3358 | 0 | 80.8888 | 27.9457 | 2021-07-01 18:49
PreNResSpltPkgAC-65to-PEYes | Save | WRf | 1996 | CZ09 | cDXGF | 0 | None | 1 | 99998.18 | 4204522 |  | 380066.7 | 0 | 55602.78 | 0 | 16511.32 | 183768.5 | 0 | 1327540 | 3065.652 | 1322023 | 2241027 | 0 | 0 | 0 | 39497350 | 0 | 39497350 | 394.9735 | 11572.7236 | 0 | 80.8888 | 27.9457 | 2021-07-01 18:50
PreNResSpltPkgAC-65to-PEYes | Save | WRf | 1996 | CZ10 | cDXGF | 0 | None | 1 | 99998.18 | 4231964 |  | 380066.7 | 0 | 55602.78 | 0 | 18414.62 | 186773 | 0 | 1328103 | 3021.317 | 1322523 | 2262997 | 0 | 0 | 0 | 37658800 | 0 | 37658800 | 376.588 | 11034.0284 | 0 | 80.8888 | 27.9457 | 2021-07-01 18:50
PreNResSpltPkgAC-65to-PEYes | Save | WRf | 1996 | CZ11 | cDXGF | 0 | None | 1 | 99998.18 | 4029026 |  | 380066.7 | 0 | 55602.78 | 0 | 16904.73 | 175415.2 | 0 | 1329329 | 3233.925 | 1322001 | 2071701 | 0 | 0 | 0 | 44498030 | 0 | 44498030 | 444.9803 | 13037.9228 | 0 | 80.8888 | 27.9457 | 2021-07-01 18:51
PreNResSpltPkgAC-65to-PEYes | Save | WRf | 1996 | CZ12 | cDXGF | 0 | None | 1 | 99998.18 | 3995001 |  | 380066.7 | 0 | 55602.78 | 0 | 13734.62 | 174213.2 | 0 | 1327136 | 3018.531 | 1320628 | 2044242 | 0 | 0 | 0 | 45524820 | 0 | 45524820 | 455.2482 | 13338.7723 | 0 | 80.8888 | 27.9457 | 2021-07-01 18:51
PreNResSpltPkgAC-65to-PEYes | Save | WRf | 1996 | CZ13 | cDXGF | 0 | None | 1 | 99998.18 | 4082050 |  | 380066.7 | 0 | 55602.78 | 0 | 18758.13 | 180709.5 | 0 | 1328746 | 2720.309 | 1322396 | 2118168 | 0 | 0 | 0 | 39257630 | 0 | 39257630 | 392.5763 | 11502.4856 | 0 | 80.8888 | 27.9457 | 2021-07-01 18:52
PreNResSpltPkgAC-65to-PEYes | Save | WRf | 1996 | CZ14 | cDXGF | 0 | None | 1 | 99998.18 | 4026857 |  | 380066.7 | 0 | 55602.78 | 0 | 17393.19 | 169518.2 | 0 | 1327661 | 2749.01 | 1321839 | 2076617 | 0 | 0 | 0 | 42198940 | 0 | 42198940 | 421.9894 | 12364.2894 | 0 | 80.8888 | 27.9457 | 2021-07-01 18:52
PreNResSpltPkgAC-65to-PEYes | Save | WRf | 1996 | CZ15 | cDXGF | 0 | None | 1 | 99998.18 | 4283505 |  | 380066.7 | 0 | 55602.78 | 0 | 32415.18 | 194919.5 | 0 | 1332076 | 2613.38 | 1327149 | 2288427 | 0 | 0 | 0 | 24281500 | 0 | 24281500 | 242.815 | 7114.4795 | 0 | 80.8888 | 27.9457 | 2021-07-01 18:53
PreNResSpltPkgAC-65to-PEYes | Save | WRf | 1996 | CZ16 | cDXGF | 0 | None | 1 | 99998.18 | 3722141 |  | 380066.7 | 0 | 55602.78 | 0 | 6448.311 | 147940.8 | 0 | 1325107 | 4000.87 | 1318130 | 1806975 | 0 | 0 | 0 | 77733150 | 0 | 77733150 | 777.3315 | 22775.8129 | 0 | 80.8888 | 27.9457 | 2021-07-01 18:53
PreNResSpltPkgAC-65to-PEYes | Save | WRf | 2003 | CZ01 | cDXGF | 0 | None | 1 | 99998.18 | 3568889 |  | 380066.7 | 0 | 52954.79 | 0 | 1145.287 | 127025.6 | 0 | 1323714 | 2385.298 | 1316322 | 1683983 | 0 | 0 | 0 | 64904340 | 0 | 64904340 | 649.0434 | 19016.9716 | 0 | 80.8888 | 26.6149 | 2021-07-01 18:53
PreNResSpltPkgAC-65to-PEYes | Save | WRf | 2003 | CZ02 | cDXGF | 0 | None | 1 | 99998.18 | 3737448 |  | 380066.7 | 0 | 52954.79 | 0 | 9368.871 | 138542.8 | 0 | 1325628 | 2364.212 | 1319423 | 1830887 | 0 | 0 | 0 | 48045420 | 0 | 48045420 | 480.4542 | 14077.3081 | 0 | 80.8888 | 26.6149 | 2021-07-01 18:54
PreNResSpltPkgAC-65to-PEYes | Save | WRf | 2003 | CZ03 | cDXGF | 0 | None | 1 | 99998.18 | 3751553 |  | 380066.7 | 0 | 52954.79 | 0 | 6380.112 | 140644.3 | 0 | 1324834 | 2375.78 | 1319028 | 1846669 | 0 | 0 | 0 | 50161080 | 0 | 50161080 | 501.6108 | 14697.1964 | 0 | 80.8888 | 26.6149 | 2021-07-01 18:54
PreNResSpltPkgAC-65to-PEYes | Save | WRf | 2003 | CZ04 | cDXGF | 0 | None | 1 | 99998.18 | 3835369 |  | 380066.7 | 0 | 52954.79 | 0 | 11810.79 | 147153.1 | 0 | 1326840 | 2806.986 | 1320500 | 1916535 | 0 | 0 | 0 | 44573970 | 0 | 44573970 | 445.7397 | 13060.1732 | 0 | 80.8888 | 26.6149 | 2021-07-01 18:55
PreNResSpltPkgAC-65to-PEYes | Save | WRf | 2003 | CZ05 | cDXGF | 0 | None | 1 | 99998.18 | 3758367 |  | 380066.7 | 0 | 52954.79 | 0 | 8143.469 | 139962.9 | 0 | 1324737 | 2261.924 | 1319630 | 1852503 | 0 | 0 | 0 | 46514160 | 0 | 46514160 | 465.1416 | 13628.6489 | 0 | 80.8888 | 26.6149 | 2021-07-01 18:55
PreNResSpltPkgAC-65to-PEYes | Save | WRf | 2003 | CZ06 | cDXGF | 0 | None | 1 | 99998.18 | 4080619 |  | 380066.7 | 0 | 52954.79 | 0 | 15421.41 | 166035.6 | 0 | 1325845 | 2767.655 | 1321327 | 2140291 | 0 | 0 | 0 | 39594910 | 0 | 39594910 | 395.9491 | 11601.3086 | 0 | 80.8888 | 26.6149 | 2021-07-01 18:56
PreNResSpltPkgAC-65to-PEYes | Save | WRf | 2003 | CZ07 | cDXGF | 0 | None | 1 | 99998.18 | 4008418 |  | 380066.7 | 0 | 52954.79 | 0 | 12648.85 | 159214.3 | 0 | 1325718 | 2863.518 | 1321175 | 2077810 | 0 | 0 | 0 | 41470710 | 0 | 41470710 | 414.7071 | 12150.918 | 0 | 80.8888 | 26.6149 | 2021-07-01 18:56
PreNResSpltPkgAC-65to-PEYes | Save | WRf | 2003 | CZ08 | cDXGF | 0 | None | 1 | 99998.18 | 4037453 |  | 380066.7 | 0 | 52954.79 | 0 | 18114.25 | 161266 | 0 | 1328187 | 3201.172 | 1322565 | 2096856 | 0 | 0 | 0 | 36915050 | 0 | 36915050 | 369.1505 | 10816.1097 | 0 | 80.8888 | 26.6149 | 2021-07-01 18:57
PreNResSpltPkgAC-65to-PEYes | Save | WRf | 2003 | CZ09 | cDXGF | 0 | None | 1 | 99998.18 | 4005748 |  | 380066.7 | 0 | 52954.79 | 0 | 16117.65 | 154259.9 | 0 | 1327131 | 2941.851 | 1321801 | 2075213 | 0 | 0 | 0 | 39243820 | 0 | 39243820 | 392.4382 | 11498.4393 | 0 | 80.8888 | 26.6149 | 2021-07-01 18:57
PreNResSpltPkgAC-65to-PEYes | Save | WRf | 2003 | CZ10 | cDXGF | 0 | None | 1 | 99998.18 | 3891088 |  | 380066.7 | 0 | 52954.79 | 0 | 17163.1 | 152435.8 | 0 | 1326876 | 2767.965 | 1321770 | 1961585 | 0 | 0 | 0 | 35648460 | 0 | 35648460 | 356.4846 | 10444.9988 | 0 | 80.8888 | 26.6149 | 2021-07-01 18:58
PreNResSpltPkgAC-65to-PEYes | Save | WRf | 2003 | CZ11 | cDXGF | 0 | None | 1 | 99998.18 | 3841400 |  | 380066.7 | 0 | 52954.79 | 0 | 16407.86 | 146761.2 | 0 | 1328876 | 3201.624 | 1321744 | 1916325 | 0 | 0 | 0 | 44545210 | 0 | 44545210 | 445.4521 | 13051.7465 | 0 | 80.8888 | 26.6149 | 2021-07-01 18:58
PreNResSpltPkgAC-65to-PEYes | Save | WRf | 2003 | CZ12 | cDXGF | 0 | None | 1 | 99998.18 | 3810795 |  | 380066.7 | 0 | 52954.79 | 0 | 13312.8 | 145626.3 | 0 | 1326724 | 2879.632 | 1320446 | 1892114 | 0 | 0 | 0 | 45117830 | 0 | 45117830 | 451.1783 | 13219.5242 | 0 | 80.8888 | 26.6149 | 2021-07-01 18:58
PreNResSpltPkgAC-65to-PEYes | Save | WRf | 2003 | CZ13 | cDXGF | 0 | None | 1 | 99998.18 | 3892182 |  | 380066.7 | 0 | 52954.79 | 0 | 18214.17 | 152159.8 | 0 | 1328310 | 2650.011 | 1322122 | 1960470 | 0 | 0 | 0 | 39117980 | 0 | 39117980 | 391.1798 | 11461.5681 | 0 | 80.8888 | 26.6149 | 2021-07-01 18:59
PreNResSpltPkgAC-65to-PEYes | Save | WRf | 2003 | CZ14 | cDXGF | 0 | None | 1 | 99998.18 | 3837149 |  | 380066.7 | 0 | 52954.79 | 0 | 16908.92 | 140190.2 | 0 | 1327291 | 2690.857 | 1321585 | 1919738 | 0 | 0 | 0 | 42090800 | 0 | 42090800 | 420.908 | 12332.6044 | 0 | 80.8888 | 26.6149 | 2021-07-01 18:59
PreNResSpltPkgAC-65to-PEYes | Save | WRf | 2003 | CZ15 | cDXGF | 0 | None | 1 | 99998.18 | 4081876 |  | 380066.7 | 0 | 52954.79 | 0 | 31608.62 | 165147.2 | 0 | 1331571 | 2481.403 | 1326743 | 2120531 | 0 | 0 | 0 | 23873040 | 0 | 23873040 | 238.7304 | 6994.8007 | 0 | 80.8888 | 26.6149 | 2021-07-01 19:00
PreNResSpltPkgAC-65to-PEYes | Save | WRf | 2003 | CZ16 | cDXGF | 0 | None | 1 | 99998.18 | 3557683 |  | 380066.7 | 0 | 52954.79 | 0 | 6239.343 | 120096.5 | 0 | 1324679 | 3885.527 | 1317996 | 1673641 | 0 | 0 | 0 | 78012310 | 0 | 78012310 | 780.1231 | 22857.6068 | 0 | 80.8888 | 26.6149 | 2021-07-01 19:00
PreNResSpltPkgAC-65to-PEYes | Save | WRf | 2007 | CZ01 | cDXGF | 0 | None | 1 | 99998.18 | 3515586 |  | 380066.7 | 0 | 52954.79 | 0 | 1182.326 | 104916 | 0 | 1323710 | 2310.299 | 1316334 | 1652756 | 0 | 0 | 0 | 62566580 | 0 | 62566580 | 625.6658 | 18332.0079 | 0 | 80.8888 | 26.6149 | 2021-07-01 19:01
PreNResSpltPkgAC-65to-PEYes | Save | WRf | 2007 | CZ02 | cDXGF | 0 | None | 1 | 99998.18 | 3613356 |  | 380066.7 | 0 | 52954.79 | 0 | 9320.966 | 113452.4 | 0 | 1325383 | 2318.286 | 1319335 | 1732178 | 0 | 0 | 0 | 46580740 | 0 | 46580740 | 465.8074 | 13648.1568 | 0 | 80.8888 | 26.6149 | 2021-07-01 19:01
PreNResSpltPkgAC-65to-PEYes | Save | WRf | 2007 | CZ03 | cDXGF | 0 | None | 1 | 99998.18 | 3643491 |  | 380066.7 | 0 | 52954.79 | 0 | 6378.231 | 115451.7 | 0 | 1324834 | 2346.49 | 1319038 | 1763802 | 0 | 0 | 0 | 48948360 | 0 | 48948360 | 489.4836 | 14341.8695 | 0 | 80.8888 | 26.6149 | 2021-07-01 19:01
PreNResSpltPkgAC-65to-PEYes | Save | WRf | 2007 | CZ04 | cDXGF | 0 | None | 1 | 99998.18 | 3696835 |  | 380066.7 | 0 | 52954.79 | 0 | 11750.88 | 120378.7 | 0 | 1326590 | 2758.791 | 1320456 | 1805085 | 0 | 0 | 0 | 43386200 | 0 | 43386200 | 433.862 | 12712.1566 | 0 | 80.8888 | 26.6149 | 2021-07-01 19:02
PreNResSpltPkgAC-65to-PEYes | Save | WRf | 2007 | CZ05 | cDXGF | 0 | None | 1 | 99998.18 | 3636240 |  | 380066.7 | 0 | 52954.79 | 0 | 8152.344 | 114715.6 | 0 | 1324736 | 2250.396 | 1319633 | 1755615 | 0 | 0 | 0 | 45489180 | 0 | 45489180 | 454.8918 | 13328.3297 | 0 | 80.8888 | 26.6149 | 2021-07-01 19:02
PreNResSpltPkgAC-65to-PEYes | Save | WRf | 2007 | CZ06 | cDXGF | 0 | None | 1 | 99998.18 | 3979434 |  | 380066.7 | 0 | 52954.79 | 0 | 15421.41 | 137539.6 | 0 | 1325845 | 2767.655 | 1321327 | 2067603 | 0 | 0 | 0 | 39594910 | 0 | 39594910 | 395.9491 | 11601.3086 | 0 | 80.8888 | 26.6149 | 2021-07-01 19:03
PreNResSpltPkgAC-65to-PEYes | Save | WRf | 2007 | CZ07 | cDXGF | 0 | None | 1 | 99998.18 | 3899180 |  | 380066.7 | 0 | 52954.79 | 0 | 12648.85 | 131775.8 | 0 | 1325718 | 2863.518 | 1321175 | 1996010 | 0 | 0 | 0 | 41470710 | 0 | 41470710 | 414.7071 | 12150.918 | 0 | 80.8888 | 26.6149 | 2021-07-01 19:03
PreNResSpltPkgAC-65to-PEYes | Save | WRf | 2007 | CZ08 | cDXGF | 0 | None | 1 | 99998.18 | 3945402 |  | 380066.7 | 0 | 52954.79 | 0 | 18114.25 | 133663.6 | 0 | 1328187 | 3201.172 | 1322565 | 2032408 | 0 | 0 | 0 | 36915050 | 0 | 36915050 | 369.1505 | 10816.1097 | 0 | 80.8888 | 26.6149 | 2021-07-01 19:04
PreNResSpltPkgAC-65to-PEYes | Save | WRf | 2007 | CZ09 | cDXGF | 0 | None | 1 | 99998.18 | 3918456 |  | 380066.7 | 0 | 52954.79 | 0 | 16117.65 | 127917.5 | 0 | 1327131 | 2941.851 | 1321801 | 2014261 | 0 | 0 | 0 | 39243820 | 0 | 39243820 | 392.4382 | 11498.4393 | 0 | 80.8888 | 26.6149 | 2021-07-01 19:04
PreNResSpltPkgAC-65to-PEYes | Save | WRf | 2007 | CZ10 | cDXGF | 0 | None | 1 | 99998.18 | 3735220 |  | 380066.7 | 0 | 52954.79 | 0 | 17027.48 | 124430.1 | 0 | 1326636 | 2727.294 | 1321644 | 1834106 | 0 | 0 | 0 | 34861410 | 0 | 34861410 | 348.6141 | 10214.3931 | 0 | 80.8888 | 26.6149 | 2021-07-01 19:05
PreNResSpltPkgAC-65to-PEYes | Save | WRf | 2007 | CZ11 | cDXGF | 0 | None | 1 | 99998.18 | 3712105 |  | 380066.7 | 0 | 52954.79 | 0 | 16160.79 | 120089.6 | 0 | 1328592 | 3090.044 | 1321625 | 1814240 | 0 | 0 | 0 | 42743220 | 0 | 42743220 | 427.4322 | 12523.7635 | 0 | 80.8888 | 26.6149 | 2021-07-01 19:05
PreNResSpltPkgAC-65to-PEYes | Save | WRf | 2007 | CZ12 | cDXGF | 0 | None | 1 | 99998.18 | 3678508 |  | 380066.7 | 0 | 52954.79 | 0 | 13175.64 | 119118.9 | 0 | 1326453 | 2811.809 | 1320320 | 1786740 | 0 | 0 | 0 | 43691800 | 0 | 43691800 | 436.918 | 12801.6974 | 0 | 80.8888 | 26.6149 | 2021-07-01 19:06
PreNResSpltPkgAC-65to-PEYes | Save | WRf | 2007 | CZ13 | cDXGF | 0 | None | 1 | 99998.18 | 3749897 |  | 380066.7 | 0 | 52954.79 | 0 | 17899.85 | 124305.6 | 0 | 1327999 | 2585.815 | 1322055 | 1846675 | 0 | 0 | 0 | 37851840 | 0 | 37851840 | 378.5184 | 11090.5891 | 0 | 80.8888 | 26.6149 | 2021-07-01 19:06
PreNResSpltPkgAC-65to-PEYes | Save | WRf | 2007 | CZ14 | cDXGF | 0 | None | 1 | 99998.18 | 3702487 |  | 380066.7 | 0 | 52954.79 | 0 | 16684.24 | 114741.2 | 0 | 1327008 | 2632.181 | 1321546 | 1811032 | 0 | 0 | 0 | 40522170 | 0 | 40522170 | 405.2217 | 11872.9958 | 0 | 80.8888 | 26.6149 | 2021-07-01 19:06
PreNResSpltPkgAC-65to-PEYes | Save | WRf | 2007 | CZ15 | cDXGF | 0 | None | 1 | 99998.18 | 3907488 |  | 380066.7 | 0 | 52954.79 | 0 | 30978.76 | 134785.9 | 0 | 1331195 | 2427.452 | 1326443 | 1977513 | 0 | 0 | 0 | 23196450 | 0 | 23196450 | 231.9645 | 6796.5598 | 0 | 80.8888 | 26.6149 | 2021-07-01 19:07
PreNResSpltPkgAC-65to-PEYes | Save | WRf | 2007 | CZ16 | cDXGF | 0 | None | 1 | 99998.18 | 3466095 |  | 380066.7 | 0 | 52954.79 | 0 | 6198.539 | 98799.88 | 0 | 1324675 | 3736.878 | 1317983 | 1603393 | 0 | 0 | 0 | 73385700 | 0 | 73385700 | 733.857 | 21502.0101 | 0 | 80.8888 | 26.6149 | 2021-07-01 19:07
PreNResSpltPkgAC-65to-PEYes | Save | WRf | 2011 | CZ01 | cDXGF | 0 | None | 1 | 99998.18 | 3485545 |  | 372306.4 | 0 | 52954.79 | 0 | 1089.891 | 104032 | 0 | 1323707 | 2307.141 | 1316424 | 1631455 | 0 | 0 | 0 | 62551120 | 0 | 62551120 | 625.5112 | 18327.4782 | 0 | 79.2848 | 26.6149 | 2021-07-01 19:08
PreNResSpltPkgAC-65to-PEYes | Save | WRf | 2011 | CZ02 | cDXGF | 0 | None | 1 | 99998.18 | 3510177 |  | 372306.4 | 0 | 52954.79 | 0 | 8272.294 | 109451.5 | 0 | 1325043 | 2406.036 | 1319207 | 1642146 | 0 | 0 | 0 | 46789770 | 0 | 46789770 | 467.8977 | 13709.4026 | 0 | 79.2848 | 26.6149 | 2021-07-01 19:08
PreNResSpltPkgAC-65to-PEYes | Save | WRf | 2011 | CZ03 | cDXGF | 0 | None | 1 | 99998.18 | 3561264 |  | 372306.4 | 0 | 52954.79 | 0 | 5850.433 | 112112.6 | 0 | 1324771 | 2393.786 | 1319041 | 1693263 | 0 | 0 | 0 | 48823760 | 0 | 48823760 | 488.2376 | 14305.3617 | 0 | 79.2848 | 26.6149 | 2021-07-01 19:09
PreNResSpltPkgAC-65to-PEYes | Save | WRf | 2011 | CZ04 | cDXGF | 0 | None | 1 | 99998.18 | 3575244 |  | 372306.4 | 0 | 52954.79 | 0 | 10368.92 | 115433.7 | 0 | 1326334 | 2970.218 | 1320264 | 1697847 | 0 | 0 | 0 | 44287520 | 0 | 44287520 | 442.8752 | 12976.2434 | 0 | 79.2848 | 26.6149 | 2021-07-01 19:09
PreNResSpltPkgAC-65to-PEYes | Save | WRf | 2011 | CZ05 | cDXGF | 0 | None | 1 | 99998.18 | 3560038 |  | 372306.4 | 0 | 52954.79 | 0 | 7309.412 | 111682 | 0 | 1324659 | 2375.135 | 1319538 | 1691124 | 0 | 0 | 0 | 47219520 | 0 | 47219520 | 472.1952 | 13835.3194 | 0 | 79.2848 | 26.6149 | 2021-07-01 19:09
PreNResSpltPkgAC-65to-PEYes | Save | WRf | 2011 | CZ06 | cDXGF | 0 | None | 1 | 99998.18 | 3887232 |  | 372306.4 | 0 | 52954.79 | 0 | 13793.9 | 135074.6 | 0 | 1325887 | 2906.013 | 1321226 | 1987211 | 0 | 0 | 0 | 40627460 | 0 | 40627460 | 406.2746 | 11903.8458 | 0 | 79.2848 | 26.6149 | 2021-07-01 19:10
PreNResSpltPkgAC-65to-PEYes | Save | WRf | 2011 | CZ07 | cDXGF | 0 | None | 1 | 99998.18 | 3742773 |  | 372306.4 | 0 | 52954.79 | 0 | 11305.64 | 127545.5 | 0 | 1325774 | 2977.109 | 1321101 | 1852889 | 0 | 0 | 0 | 41789980 | 0 | 41789980 | 417.8998 | 12244.4641 | 0 | 79.2848 | 26.6149 | 2021-07-01 19:10
PreNResSpltPkgAC-65to-PEYes | Save | WRf | 2011 | CZ08 | cDXGF | 0 | None | 1 | 99998.18 | 3724044 |  | 372306.4 | 0 | 52954.79 | 0 | 15754.12 | 126853.3 | 0 | 1327735 | 3315.827 | 1322210 | 1828432 | 0 | 0 | 0 | 37080730 | 0 | 37080730 | 370.8073 | 10864.6539 | 0 | 79.2848 | 26.6149 | 2021-07-01 19:11
PreNResSpltPkgAC-65to-PEYes | Save | WRf | 2011 | CZ09 | cDXGF | 0 | None | 1 | 99998.18 | 3584994 |  | 372306.4 | 0 | 52954.79 | 0 | 13807.01 | 117013.9 | 0 | 1325946 | 2827.102 | 1321024 | 1702964 | 0 | 0 | 0 | 36880420 | 0 | 36880420 | 368.8042 | 10805.9631 | 0 | 79.2848 | 26.6149 | 2021-07-01 19:11
PreNResSpltPkgAC-65to-PEYes | Save | WRf | 2011 | CZ10 | cDXGF | 0 | None | 1 | 99998.18 | 3599487 |  | 372306.4 | 0 | 52954.79 | 0 | 14794.52 | 119101.4 | 0 | 1326115 | 2753.071 | 1321209 | 1714206 | 0 | 0 | 0 | 34797960 | 0 | 34797960 | 347.9796 | 10195.8023 | 0 | 79.2848 | 26.6149 | 2021-07-01 19:12
PreNResSpltPkgAC-65to-PEYes | Save | WRf | 2011 | CZ11 | cDXGF | 0 | None | 1 | 99998.18 | 3575887 |  | 372306.4 | 0 | 52954.79 | 0 | 13757.16 | 115011.9 | 0 | 1327802 | 2957.974 | 1321054 | 1694049 | 0 | 0 | 0 | 41436030 | 0 | 41436030 | 414.3603 | 12140.7568 | 0 | 79.2848 | 26.6149 | 2021-07-01 19:12
PreNResSpltPkgAC-65to-PEYes | Save | WRf | 2011 | CZ12 | cDXGF | 0 | None | 1 | 99998.18 | 3555798 |  | 372306.4 | 0 | 52954.79 | 0 | 11434.12 | 114332.2 | 0 | 1326192 | 2878.732 | 1320118 | 1678582 | 0 | 0 | 0 | 43528270 | 0 | 43528270 | 435.2827 | 12753.7831 | 0 | 79.2848 | 26.6149 | 2021-07-01 19:13
PreNResSpltPkgAC-65to-PEYes | Save | WRf | 2011 | CZ13 | cDXGF | 0 | None | 1 | 99998.18 | 3594450 |  | 372306.4 | 0 | 52954.79 | 0 | 15157.36 | 118542.5 | 0 | 1327176 | 2509.778 | 1321434 | 1708314 | 0 | 0 | 0 | 37169970 | 0 | 37169970 | 371.6997 | 10890.8012 | 0 | 79.2848 | 26.6149 | 2021-07-01 19:13
PreNResSpltPkgAC-65to-PEYes | Save | WRf | 2011 | CZ14 | cDXGF | 0 | None | 1 | 99998.18 | 3573163 |  | 372306.4 | 0 | 52954.79 | 0 | 14308.69 | 110196.7 | 0 | 1326327 | 2503.1 | 1320960 | 1697065 | 0 | 0 | 0 | 39439520 | 0 | 39439520 | 394.3952 | 11555.7794 | 0 | 79.2848 | 26.6149 | 2021-07-01 19:13
PreNResSpltPkgAC-65to-PEYes | Save | WRf | 2011 | CZ15 | cDXGF | 0 | None | 1 | 99998.18 | 3703479 |  | 372306.4 | 0 | 52954.79 | 0 | 25942.04 | 127946.6 | 0 | 1330117 | 2466.776 | 1325667 | 1794210 | 0 | 0 | 0 | 23363610 | 0 | 23363610 | 233.6361 | 6845.5377 | 0 | 79.2848 | 26.6149 | 2021-07-01 19:14
PreNResSpltPkgAC-65to-PEYes | Save | WRf | 2011 | CZ16 | cDXGF | 0 | None | 1 | 99998.18 | 3380131 |  | 372306.4 | 0 | 52954.79 | 0 | 5441.32 | 95935.1 | 0 | 1324630 | 3243.878 | 1317925 | 1528863 | 0 | 0 | 0 | 64576990 | 0 | 64576990 | 645.7699 | 18921.0581 | 0 | 79.2848 | 26.6149 | 2021-07-01 19:14
PreNResSpltPkgAC-65to-PEYes | Save | WRf | 2015 | CZ01 | cDXGF | 0 | None | 1 | 99998.18 | 3480483 |  | 372306.4 | 0 | 52954.79 | 0 | 2041.799 | 104031.6 | 0 | 1317681 | 740.8933 | 1315942 | 1631462 | 0 | 0 | 0 | 57103530 | 0 | 57103530 | 571.0353 | 16731.3343 | 0 | 79.2848 | 26.6149 | 2021-07-01 19:15
PreNResSpltPkgAC-65to-PEYes | Save | WRf | 2015 | CZ02 | cDXGF | 0 | None | 1 | 99998.18 | 3503451 |  | 372306.4 | 0 | 52954.79 | 0 | 8435.82 | 109452.8 | 0 | 1318158 | 841.659 | 1316628 | 1642141 | 0 | 0 | 0 | 44605670 | 0 | 44605670 | 446.0567 | 13069.4613 | 0 | 79.2848 | 26.6149 | 2021-07-01 19:15
PreNResSpltPkgAC-65to-PEYes | Save | WRf | 2015 | CZ03 | cDXGF | 0 | None | 1 | 99998.18 | 3555387 |  | 372306.4 | 0 | 52954.79 | 0 | 6685.026 | 112114 | 0 | 1318056 | 806.9078 | 1316758 | 1693267 | 0 | 0 | 0 | 46719790 | 0 | 46719790 | 467.1979 | 13688.8985 | 0 | 79.2848 | 26.6149 | 2021-07-01 19:16
PreNResSpltPkgAC-65to-PEYes | Save | WRf | 2015 | CZ04 | cDXGF | 0 | None | 1 | 99998.18 | 3567234 |  | 372306.4 | 0 | 52954.79 | 0 | 10230.59 | 115435.8 | 0 | 1318458 | 1037.401 | 1316913 | 1697843 | 0 | 0 | 0 | 42806520 | 0 | 42806510 | 428.0651 | 12542.3074 | 0 | 79.2848 | 26.6149 | 2021-07-01 19:16
PreNResSpltPkgAC-65to-PEYes | Save | WRf | 2015 | CZ05 | cDXGF | 0 | None | 1 | 99998.18 | 3554158 |  | 372306.4 | 0 | 52954.79 | 0 | 7961.877 | 111680.7 | 0 | 1318124 | 816.9826 | 1316962 | 1691126 | 0 | 0 | 0 | 45734280 | 0 | 45734280 | 457.3428 | 13400.144 | 0 | 79.2848 | 26.6149 | 2021-07-01 19:16
PreNResSpltPkgAC-65to-PEYes | Save | WRf | 2015 | CZ06 | cDXGF | 0 | None | 1 | 99998.18 | 3879806 |  | 372306.4 | 0 | 52954.79 | 0 | 13719.08 | 135076.1 | 0 | 1318542 | 1040.744 | 1317414 | 1987204 | 0 | 0 | 0 | 39578550 | 0 | 39578550 | 395.7855 | 11596.5152 | 0 | 79.2848 | 26.6149 | 2021-07-01 19:17
PreNResSpltPkgAC-65to-PEYes | Save | WRf | 2015 | CZ07 | cDXGF | 0 | None | 1 | 99998.18 | 3736313 |  | 372306.4 | 0 | 52954.79 | 0 | 11803.24 | 127544.8 | 0 | 1318816 | 1047.876 | 1317698 | 1852884 | 0 | 0 | 0 | 40666460 | 0 | 40666460 | 406.6646 | 11915.2728 | 0 | 79.2848 | 26.6149 | 2021-07-01 19:17
PreNResSpltPkgAC-65to-PEYes | Save | WRf | 2015 | CZ08 | cDXGF | 0 | None | 1 | 99998.18 | 3714395 |  | 372306.4 | 0 | 52954.79 | 0 | 14983.47 | 126852.1 | 0 | 1318870 | 1182.091 | 1317470 | 1828423 | 0 | 0 | 0 | 35997510 | 0 | 35997510 | 359.9751 | 10547.2704 | 0 | 79.2848 | 26.6149 | 2021-07-01 19:18
PreNResSpltPkgAC-65to-PEYes | Save | WRf | 2015 | CZ09 | cDXGF | 0 | None | 1 | 99998.18 | 3577645 |  | 372306.4 | 0 | 52954.79 | 0 | 13630.37 | 117013 | 0 | 1318787 | 917.1536 | 1317780 | 1702954 | 0 | 0 | 0 | 36104270 | 0 | 36104270 | 361.0427 | 10578.5511 | 0 | 79.2848 | 26.6149 | 2021-07-01 19:18
PreNResSpltPkgAC-65to-PEYes | Save | WRf | 2015 | CZ10 | cDXGF | 0 | None | 1 | 99998.18 | 3592378 |  | 372306.4 | 0 | 52954.79 | 0 | 14754.55 | 119102.5 | 0 | 1319066 | 1024.138 | 1317798 | 1714193 | 0 | 0 | 0 | 34848140 | 0 | 34848140 | 348.4814 | 10210.505 | 0 | 79.2848 | 26.6149 | 2021-07-01 19:19
PreNResSpltPkgAC-65to-PEYes | Save | WRf | 2015 | CZ11 | cDXGF | 0 | None | 1 | 99998.18 | 3566399 |  | 372306.4 | 0 | 52954.79 | 0 | 13048.07 | 115012.6 | 0 | 1319034 | 1102.588 | 1317152 | 1694039 | 0 | 0 | 0 | 40398060 | 0 | 40398060 | 403.9806 | 11836.6316 | 0 | 79.2848 | 26.6149 | 2021-07-01 19:19
PreNResSpltPkgAC-65to-PEYes | Save | WRf | 2015 | CZ12 | cDXGF | 0 | None | 1 | 99998.18 | 3547837 |  | 372306.4 | 0 | 52954.79 | 0 | 11150.86 | 114330.3 | 0 | 1318541 | 1024.302 | 1316880 | 1678554 | 0 | 0 | 0 | 41862870 | 0 | 41862870 | 418.6287 | 12265.8209 | 0 | 79.2848 | 26.6149 | 2021-07-01 19:20
PreNResSpltPkgAC-65to-PEYes | Save | WRf | 2015 | CZ13 | cDXGF | 0 | None | 1 | 99998.18 | 3585484 |  | 372306.4 | 0 | 52954.79 | 0 | 14436.38 | 118542.1 | 0 | 1318938 | 927.8291 | 1317347 | 1708305 | 0 | 0 | 0 | 36233460 | 0 | 36233460 | 362.3346 | 10616.4038 | 0 | 79.2848 | 26.6149 | 2021-07-01 19:20
PreNResSpltPkgAC-65to-PEYes | Save | WRf | 2015 | CZ14 | cDXGF | 0 | None | 1 | 99998.18 | 3565201 |  | 372306.4 | 0 | 52954.79 | 0 | 13889.1 | 110197.2 | 0 | 1318795 | 922.1424 | 1317394 | 1697055 | 0 | 0 | 0 | 38460270 | 0 | 38460270 | 384.6027 | 11268.8591 | 0 | 79.2848 | 26.6149 | 2021-07-01 19:20
PreNResSpltPkgAC-65to-PEYes | Save | WRf | 2015 | CZ15 | cDXGF | 0 | None | 1 | 99998.18 | 3692181 |  | 372306.4 | 0 | 52954.79 | 0 | 24373.46 | 127945 | 0 | 1320409 | 946.4415 | 1319144 | 1794190 | 0 | 0 | 0 | 24450280 | 0 | 24450280 | 244.5028 | 7163.932 | 0 | 79.2848 | 26.6149 | 2021-07-01 19:21
PreNResSpltPkgAC-65to-PEYes | Save | WRf | 2015 | CZ16 | cDXGF | 0 | None | 1 | 99998.18 | 3373894 |  | 372306.4 | 0 | 52954.79 | 0 | 5630.674 | 95939.45 | 0 | 1318194 | 1052.223 | 1316280 | 1528867 | 0 | 0 | 0 | 56944910 | 0 | 56944910 | 569.4491 | 16684.8586 | 0 | 79.2848 | 26.6149 | 2021-07-01 19:21
PreNResSpltPkgAC-65to-PEYes | Save | WRf | 2017 | CZ01 | cDXGF | 0 | None | 1 | 99998.18 | 3417831 |  | 371531.8 | 0 | 52954.79 | 0 | 2149.126 | 101532.9 | 0 | 1317723 | 709.3119 | 1316007 | 1571934 | 0 | 0 | 0 | 56111950 | 0 | 56111940 | 561.1194 | 16440.7984 | 0 | 79.0666 | 26.6149 | 2021-07-01 19:22
PreNResSpltPkgAC-65to-PEYes | Save | WRf | 2017 | CZ02 | cDXGF | 0 | None | 1 | 99998.18 | 3476853 |  | 371531.8 | 0 | 52954.79 | 0 | 8464.334 | 108272.5 | 0 | 1318125 | 831.0838 | 1316656 | 1617504 | 0 | 0 | 0 | 46540600 | 0 | 46540600 | 465.406 | 13636.3958 | 0 | 79.0666 | 26.6149 | 2021-07-01 19:22
PreNResSpltPkgAC-65to-PEYes | Save | WRf | 2017 | CZ03 | cDXGF | 0 | None | 1 | 99998.18 | 3530545 |  | 371531.8 | 0 | 52954.79 | 0 | 6684.372 | 111023.3 | 0 | 1318063 | 800.7106 | 1316760 | 1670283 | 0 | 0 | 0 | 48693900 | 0 | 48693900 | 486.939 | 14267.3127 | 0 | 79.0666 | 26.6149 | 2021-07-01 19:23
PreNResSpltPkgAC-65to-PEYes | Save | WRf | 2017 | CZ04 | cDXGF | 0 | None | 1 | 99998.18 | 3539336 |  | 371531.8 | 0 | 52954.79 | 0 | 10254.1 | 114137.2 | 0 | 1318415 | 1022.957 | 1316881 | 1672038 | 0 | 0 | 0 | 44857200 | 0 | 44857200 | 448.572 | 13143.1596 | 0 | 79.0666 | 26.6149 | 2021-07-01 19:23
PreNResSpltPkgAC-65to-PEYes | Save | WRf | 2017 | CZ05 | cDXGF | 0 | None | 1 | 99998.18 | 3504376 |  | 371531.8 | 0 | 52954.79 | 0 | 7999.003 | 109461.4 | 0 | 1318106 | 798.8707 | 1316947 | 1644317 | 0 | 0 | 0 | 46828740 | 0 | 46828740 | 468.2874 | 13720.8208 | 0 | 79.0666 | 26.6149 | 2021-07-01 19:24
PreNResSpltPkgAC-65to-PEYes | Save | WRf | 2017 | CZ06 | cDXGF | 0 | None | 1 | 99998.18 | 3689761 |  | 371531.8 | 0 | 52954.79 | 0 | 13595.48 | 128437.8 | 0 | 1318638 | 1064.707 | 1317437 | 1804599 | 0 | 0 | 0 | 42090210 | 0 | 42090210 | 420.9021 | 12332.4315 | 0 | 79.0666 | 26.6149 | 2021-07-01 19:24
PreNResSpltPkgAC-65to-PEYes | Save | WRf | 2017 | CZ07 | cDXGF | 0 | None | 1 | 99998.18 | 3635020 |  | 371531.8 | 0 | 52954.79 | 0 | 12048.4 | 123134.4 | 0 | 1318627 | 1054.974 | 1317462 | 1756719 | 0 | 0 | 0 | 43322190 | 0 | 43322190 | 433.2219 | 12693.4017 | 0 | 79.0666 | 26.6149 | 2021-07-01 19:24
PreNResSpltPkgAC-65to-PEYes | Save | WRf | 2017 | CZ08 | cDXGF | 0 | None | 1 | 99998.18 | 3622188 |  | 371531.8 | 0 | 52954.79 | 0 | 14821.27 | 123299.9 | 0 | 1318775 | 1184.513 | 1317395 | 1740805 | 0 | 0 | 0 | 38020180 | 0 | 38020180 | 380.2018 | 11139.9127 | 0 | 79.0666 | 26.6149 | 2021-07-01 19:25
PreNResSpltPkgAC-65to-PEYes | Save | WRf | 2017 | CZ09 | cDXGF | 0 | None | 1 | 99998.18 | 3547559 |  | 371531.8 | 0 | 52954.79 | 0 | 13516.78 | 115565.8 | 0 | 1318890 | 1004.386 | 1317708 | 1675094 | 0 | 0 | 0 | 39010200 | 0 | 39010200 | 390.102 | 11429.9886 | 0 | 79.0666 | 26.6149 | 2021-07-01 19:25
PreNResSpltPkgAC-65to-PEYes | Save | WRf | 2017 | CZ10 | cDXGF | 0 | None | 1 | 99998.18 | 3561501 |  | 371531.8 | 0 | 52954.79 | 0 | 14660.48 | 117597.2 | 0 | 1319023 | 1010.11 | 1317800 | 1685730 | 0 | 0 | 0 | 37153500 | 0 | 37153500 | 371.535 | 10885.9755 | 0 | 79.0666 | 26.6149 | 2021-07-01 19:26
PreNResSpltPkgAC-65to-PEYes | Save | WRf | 2017 | CZ11 | cDXGF | 0 | None | 1 | 99998.18 | 3536979 |  | 371531.8 | 0 | 52954.79 | 0 | 12874.22 | 113626.2 | 0 | 1318966 | 1100.097 | 1317108 | 1667024 | 0 | 0 | 0 | 42029500 | 0 | 42029500 | 420.295 | 12314.6435 | 0 | 79.0666 | 26.6149 | 2021-07-01 19:26
PreNResSpltPkgAC-65to-PEYes | Save | WRf | 2017 | CZ12 | cDXGF | 0 | None | 1 | 99998.18 | 3519345 |  | 371531.8 | 0 | 52954.79 | 0 | 11122.48 | 112980.9 | 0 | 1318488 | 1000.692 | 1316920 | 1652266 | 0 | 0 | 0 | 43779360 | 0 | 43779360 | 437.7936 | 12827.3525 | 0 | 79.0666 | 26.6149 | 2021-07-01 19:27
PreNResSpltPkgAC-65to-PEYes | Save | WRf | 2017 | CZ13 | cDXGF | 0 | None | 1 | 99998.18 | 3553066 |  | 371531.8 | 0 | 52954.79 | 0 | 14197.19 | 116969.2 | 0 | 1318887 | 951.4317 | 1317332 | 1678523 | 0 | 0 | 0 | 38283340 | 0 | 38283340 | 382.8334 | 11217.0186 | 0 | 79.0666 | 26.6149 | 2021-07-01 19:27
PreNResSpltPkgAC-65to-PEYes | Save | WRf | 2017 | CZ14 | cDXGF | 0 | None | 1 | 99998.18 | 3535308 |  | 371531.8 | 0 | 52954.79 | 0 | 13721.93 | 108930.7 | 0 | 1318746 | 924.8595 | 1317335 | 1669420 | 0 | 0 | 0 | 40027970 | 0 | 40027970 | 400.2797 | 11728.1952 | 0 | 79.0666 | 26.6149 | 2021-07-01 19:28
PreNResSpltPkgAC-65to-PEYes | Save | WRf | 2017 | CZ15 | cDXGF | 0 | None | 1 | 99998.18 | 3653943 |  | 371531.8 | 0 | 52954.79 | 0 | 23797.16 | 126121.4 | 0 | 1320292 | 957.7497 | 1319036 | 1759246 | 0 | 0 | 0 | 26435240 | 0 | 26435240 | 264.3524 | 7745.5253 | 0 | 79.0666 | 26.6149 | 2021-07-01 19:28
PreNResSpltPkgAC-65to-PEYes | Save | WRf | 2017 | CZ16 | cDXGF | 0 | None | 1 | 99998.18 | 3351254 |  | 371531.8 | 0 | 52954.79 | 0 | 5601.145 | 95114.34 | 0 | 1318195 | 1008.953 | 1316276 | 1507853 | 0 | 0 | 0 | 57542380 | 0 | 57542380 | 575.4238 | 16859.9173 | 0 | 79.0666 | 26.6149 | 2021-07-01 19:28
PreNResSpltPkgAC-65to-PEYes | Save | WRf | 2020 | CZ01 | cDXGF | 0 | None | 1 | 99998.18 | 3247146 |  | 237523.4 | 0 | 52954.79 | 0 | 1961.546 | 100178.8 | 0 | 1317521 | 679.3403 | 1315922 | 1537009 | 0 | 0 | 0 | 56305290 | 0 | 56305290 | 563.0529 | 16497.45 | 0 | 50.7909 | 26.6149 | 2021-07-01 19:29
PreNResSpltPkgAC-65to-PEYes | Save | WRf | 2020 | CZ02 | cDXGF | 0 | None | 1 | 99998.18 | 3307591 |  | 237523.4 | 0 | 52954.79 | 0 | 7862.578 | 106835.6 | 0 | 1317875 | 749.6903 | 1316519 | 1584542 | 0 | 0 | 0 | 46007920 | 0 | 46007920 | 460.0792 | 13480.3206 | 0 | 50.7909 | 26.6149 | 2021-07-01 19:29
PreNResSpltPkgAC-65to-PEYes | Save | WRf | 2020 | CZ03 | cDXGF | 0 | None | 1 | 99998.18 | 3362845 |  | 237523.4 | 0 | 52954.79 | 0 | 6216.205 | 109569 | 0 | 1317821 | 729.6107 | 1316641 | 1638763 | 0 | 0 | 0 | 48250820 | 0 | 48250820 | 482.5082 | 14137.4903 | 0 | 50.7909 | 26.6149 | 2021-07-01 19:30
PreNResSpltPkgAC-65to-PEYes | Save | WRf | 2020 | CZ04 | cDXGF | 0 | None | 1 | 99998.18 | 3370477 |  | 237523.4 | 0 | 52954.79 | 0 | 9565.266 | 112620.4 | 0 | 1318146 | 925.1113 | 1316770 | 1639663 | 0 | 0 | 0 | 44431200 | 0 | 44431200 | 444.312 | 13018.3416 | 0 | 50.7909 | 26.6149 | 2021-07-01 19:30
PreNResSpltPkgAC-65to-PEYes | Save | WRf | 2020 | CZ05 | cDXGF | 0 | None | 1 | 99998.18 | 3336061 |  | 237523.4 | 0 | 52954.79 | 0 | 7447.534 | 108017.3 | 0 | 1317851 | 721.9329 | 1316813 | 1612268 | 0 | 0 | 0 | 46231410 | 0 | 46231410 | 462.3141 | 13545.8031 | 0 | 50.7909 | 26.6149 | 2021-07-01 19:31
PreNResSpltPkgAC-65to-PEYes | Save | WRf | 2020 | CZ06 | cDXGF | 0 | None | 1 | 99998.18 | 3519997 |  | 237523.4 | 0 | 52954.79 | 0 | 12816.69 | 126763.1 | 0 | 1318324 | 947.8478 | 1317306 | 1771614 | 0 | 0 | 0 | 41580340 | 0 | 41580340 | 415.8034 | 12183.0396 | 0 | 50.7909 | 26.6149 | 2021-07-01 19:31
PreNResSpltPkgAC-65to-PEYes | Save | WRf | 2020 | CZ07 | cDXGF | 0 | None | 1 | 99998.18 | 3467396 |  | 237523.4 | 0 | 52954.79 | 0 | 11329.05 | 121502.7 | 0 | 1318318 | 938.461 | 1317330 | 1725769 | 0 | 0 | 0 | 42656090 | 0 | 42656080 | 426.5608 | 12498.2314 | 0 | 50.7909 | 26.6149 | 2021-07-01 19:31
PreNResSpltPkgAC-65to-PEYes | Save | WRf | 2020 | CZ08 | cDXGF | 0 | None | 1 | 99998.18 | 3454013 |  | 237523.4 | 0 | 52954.79 | 0 | 13932.1 | 121651.7 | 0 | 1318494 | 1082.807 | 1317211 | 1709458 | 0 | 0 | 0 | 37593420 | 0 | 37593420 | 375.9342 | 11014.8721 | 0 | 50.7909 | 26.6149 | 2021-07-01 19:32
PreNResSpltPkgAC-65to-PEYes | Save | WRf | 2020 | CZ09 | cDXGF | 0 | None | 1 | 99998.18 | 3379761 |  | 237523.4 | 0 | 52954.79 | 0 | 12698.77 | 114022.8 | 0 | 1318576 | 930.7653 | 1317534 | 1643986 | 0 | 0 | 0 | 38997780 | 0 | 38997780 | 389.9778 | 11426.3495 | 0 | 50.7909 | 26.6149 | 2021-07-01 19:32
PreNResSpltPkgAC-65to-PEYes | Save | WRf | 2020 | CZ10 | cDXGF | 0 | None | 1 | 99998.18 | 3393675 |  | 237523.4 | 0 | 52954.79 | 0 | 13782.66 | 116038 | 0 | 1318719 | 943.1717 | 1317590 | 1654656 | 0 | 0 | 0 | 37112330 | 0 | 37112330 | 371.1233 | 10873.9127 | 0 | 50.7909 | 26.6149 | 2021-07-01 19:33
PreNResSpltPkgAC-65to-PEYes | Save | WRf | 2020 | CZ11 | cDXGF | 0 | None | 1 | 99998.18 | 3367925 |  | 237523.4 | 0 | 52954.79 | 0 | 12111.34 | 112126.2 | 0 | 1318714 | 1052.611 | 1316940 | 1634495 | 0 | 0 | 0 | 42076380 | 0 | 42076380 | 420.7638 | 12328.3793 | 0 | 50.7909 | 26.6149 | 2021-07-01 19:33
PreNResSpltPkgAC-65to-PEYes | Save | WRf | 2020 | CZ12 | cDXGF | 0 | None | 1 | 99998.18 | 3350081 |  | 237523.4 | 0 | 52954.79 | 0 | 10440.09 | 111469.4 | 0 | 1318208 | 912.2186 | 1316758 | 1619487 | 0 | 0 | 0 | 43432580 | 0 | 43432580 | 434.3258 | 12725.7459 | 0 | 50.7909 | 26.6149 | 2021-07-01 19:34
PreNResSpltPkgAC-65to-PEYes | Save | WRf | 2020 | CZ13 | cDXGF | 0 | None | 1 | 99998.18 | 3382769 |  | 237523.4 | 0 | 52954.79 | 0 | 13390.74 | 115384.9 | 0 | 1318627 | 911.8644 | 1317142 | 1644887 | 0 | 0 | 0 | 38386240 | 0 | 38386240 | 383.8624 | 11247.1683 | 0 | 50.7909 | 26.6149 | 2021-07-01 19:34
PreNResSpltPkgAC-65to-PEYes | Save | WRf | 2020 | CZ14 | cDXGF | 0 | None | 1 | 99998.18 | 3366444 |  | 237523.4 | 0 | 52954.79 | 0 | 12915.38 | 107560.7 | 0 | 1318491 | 884.6918 | 1317130 | 1636998 | 0 | 0 | 0 | 39967860 | 0 | 39967860 | 399.6786 | 11710.583 | 0 | 50.7909 | 26.6149 | 2021-07-01 19:35
PreNResSpltPkgAC-65to-PEYes | Save | WRf | 2020 | CZ15 | cDXGF | 0 | None | 1 | 99998.18 | 3483394 |  | 237523.4 | 0 | 52954.79 | 0 | 22605.58 | 124489.7 | 0 | 1320002 | 908.9459 | 1318907 | 1725823 | 0 | 0 | 0 | 26276450 | 0 | 26276450 | 262.7645 | 7698.9999 | 0 | 50.7909 | 26.6149 | 2021-07-01 19:35
PreNResSpltPkgAC-65to-PEYes | Save | WRf | 2020 | CZ16 | cDXGF | 0 | None | 1 | 99998.18 | 3182017 |  | 237523.4 | 0 | 52954.79 | 0 | 5252.44 | 93905.75 | 0 | 1317939 | 957.1155 | 1316194 | 1474438 | 0 | 0 | 0 | 57687750 | 0 | 57687740 | 576.8774 | 16902.5078 | 0 | 50.7909 | 26.6149 | 2021-07-01 19:35
MsrNResSpltPkgAC-65to134-S13 | None | Asm | New | CZ01 | cDXGF | 0 | DXSZCap | 281.9414 | 100002.1 | 587494.4 | 1879796.098 | 101546.3 | 0 | 373293.5 | 0 | 5635.801 | 0 | 7624.315 | 99395.68 | 81861.84 | 5363.462 | 0 | 0 | 0 | 0 | 4410586000 | 0 | 4410586000 | 44105.86 | 1292301.698 | 0 | 75.7163 | 88.3374 | 44378.8167
MsrNResSpltPkgAC-65to134-S13 | None | Asm | New | CZ02 | cDXGF | 0 | DXSZCap | 277.2212 | 100002.1 | 677947 | 1156165.192 | 101546.3 | 0 | 373293.5 | 0 | 135844.5 | 0 | 5420.918 | 61842.65 | 20494.94 | 31929.04 | 0 | 0 | 0 | 0 | 1632144000 | 0 | 1632144000 | 16321.44 | 478218.192 | 0 | 75.7163 | 88.3374 | 44378.8171
MsrNResSpltPkgAC-65to134-S13 | None | Asm | New | CZ03 | cDXGF | 0 | DXSZCap | 301.5223 | 100002.1 | 599169.4 | 1238740.055 | 101546.3 | 0 | 373293.5 | 0 | 55298.18 | 0 | 3272.268 | 65759.98 | 29531.35 | 20948.17 | 0 | 0 | 0 | 0 | 2182835000 | 0 | 2182835000 | 21828.35 | 639570.655 | 0 | 75.7163 | 88.3374 | 44378.8176
MsrNResSpltPkgAC-65to134-S13 | None | Asm | New | CZ04 | cDXGF | 0 | DXSZCap | 277.7044 | 100002.1 | 714866.2 | 1008400.925 | 101546.3 | 0 | 373293.5 | 0 | 173677.7 | 0 | 3069.609 | 63279.7 | 14634.56 | 39123.28 | 0 | 0 | 0 | 0 | 1001825000 | 0 | 1001825000 | 10018.25 | 293534.725 | 0 | 75.7163 | 88.3374 | 44378.818
MsrNResSpltPkgAC-65to134-S13 | None | Asm | New | CZ05 | cDXGF | 0 | DXSZCap | 293.0691 | 100002.1 | 629336.6 | 1194620.621 | 101546.3 | 0 | 373293.5 | 0 | 69218.4 | 0 | 3661.122 | 81618.02 | 34311.27 | 30947.53 | 0 | 0 | 0 | 0 | 1929297000 | 0 | 1929297000 | 19292.97 | 565284.021 | 0 | 75.7163 | 88.3374 | 44378.8184
MsrNResSpltPkgAC-65to134-S13 | None | Asm | New | CZ06 | cDXGF | 0 | DXSZCap | 326.0761 | 100002.1 | 711539.9 | 954607.6604 | 101546.3 | 0 | 373293.5 | 0 | 163985 | 0 | 1331.757 | 71383.89 | 15082.76 | 43195.53 | 0 | 0 | 0 | 0 | 829582800 | 0 | 829582800 | 8295.828 | 243067.7604 | 0 | 75.7163 | 88.3374 | 44378.8189
MsrNResSpltPkgAC-65to134-S13 | None | Asm | New | CZ07 | cDXGF | 0 | DXSZCap | 316.9008 | 100002.1 | 677222.8 | 892235.1365 | 101546.3 | 0 | 373293.5 | 0 | 131997.9 | 0 | 642.2386 | 69743.52 | 14664.95 | 40119 | 0 | 0 | 0 | 0 | 733830500 | 0 | 733830500 | 7338.305 | 215012.3365 | 0 | 75.7163 | 88.3374 | 44378.8193
MsrNResSpltPkgAC-65to134-S13 | None | Asm | New | CZ08 | cDXGF | 0 | DXSZCap | 313.7523 | 100002.1 | 773654.8 | 975568.8059 | 101546.3 | 0 | 373293.5 | 0 | 227167.8 | 0 | 1380.928 | 70267.06 | 11751.1 | 48440.12 | 0 | 0 | 0 | 0 | 689126300 | 0 | 689126300 | 6891.263 | 201914.0059 | 0 | 75.7163 | 88.3374 | 44378.8197
MsrNResSpltPkgAC-65to134-S13 | None | Asm | New | CZ09 | cDXGF | 0 | DXSZCap | 408.6077 | 100002.1 | 791582.9 | 980841.7964 | 101546.3 | 0 | 373293.5 | 0 | 224834 | 0 | 2579.1 | 89330.75 | 15305.63 | 58019.55 | 0 | 0 | 0 | 0 | 645934800 | 0 | 645934800 | 6459.348 | 189258.8964 | 0 | 75.7163 | 88.3374 | 44378.8202
MsrNResSpltPkgAC-65to134-S13 | None | Asm | New | CZ10 | cDXGF | 0 | DXSZCap | 367.9138 | 100002.1 | 821513 | 1080841.2056 | 101546.3 | 0 | 373293.5 | 0 | 259487.2 | 0 | 3409.375 | 83777.57 | 15458.51 | 56803.63 | 0 | 0 | 0 | 0 | 885079200 | 0 | 885079200 | 8850.792 | 259328.2056 | 0 | 75.7163 | 88.3374 | 44378.8206
MsrNResSpltPkgAC-65to134-S13 | None | Asm | New | CZ11 | cDXGF | 0 | DXSZCap | 393.9076 | 100002.1 | 826415.1 | 1260915.055 | 101546.3 | 0 | 373293.5 | 0 | 255916.8 | 0 | 6706.362 | 88953.01 | 24519.57 | 52428.58 | 0 | 0 | 0 | 0 | 1482935000 | 0 | 1482935000 | 14829.35 | 434499.955 | 0 | 75.7163 | 88.3374 | 44378.8211
MsrNResSpltPkgAC-65to134-S13 | None | Asm | New | CZ12 | cDXGF | 0 | DXSZCap | 355.1733 | 100002.1 | 762980.3 | 1268492.028 | 101546.3 | 0 | 373293.5 | 0 | 199783.6 | 0 | 5612.789 | 82745.03 | 24169.17 | 47616.13 | 0 | 0 | 0 | 0 | 1725296000 | 0 | 1725296000 | 17252.96 | 505511.728 | 0 | 75.7163 | 88.3374 | 44378.8215
MsrNResSpltPkgAC-65to134-S13 | None | Asm | New | CZ13 | cDXGF | 0 | DXSZCap | 402.3487 | 100002.1 | 862668.6 | 1235818.75 | 101546.3 | 0 | 373293.5 | 0 | 289326.3 | 0 | 5963.093 | 92540.2 | 21797.24 | 59346.24 | 0 | 0 | 0 | 0 | 1273550000 | 0 | 1273550000 | 12735.5 | 373150.15 | 0 | 75.7163 | 88.3374 | 44378.822
MsrNResSpltPkgAC-65to134-S13 | None | Asm | New | CZ14 | cDXGF | 0 | DXSZCap | 402.6559 | 100002.1 | 817507.3 | 1188204.161 | 101546.3 | 0 | 373293.5 | 0 | 246043 | 0 | 7113.8 | 89511.3 | 21947.41 | 54192.36 | 0 | 0 | 0 | 0 | 1265177000 | 0 | 1265177000 | 12651.77 | 370696.861 | 0 | 75.7163 | 88.3374 | 44378.8224
MsrNResSpltPkgAC-65to134-S13 | None | Asm | New | CZ15 | cDXGF | 0 | DXSZCap | 540.4354 | 100002.1 | 1092532 | 1155064.8218 | 101546.3 | 0 | 373293.5 | 0 | 496102.8 | 0 | 2027.483 | 119563 | 7941.429 | 96018.67 | 0 | 0 | 0 | 0 | 213422600 | 0 | 213422600 | 2134.226 | 62532.8218 | 0 | 75.7163 | 88.3374 | 44378.8228
MsrNResSpltPkgAC-65to134-S13 | None | Asm | New | CZ16 | cDXGF | 0 | DXSZCap | 309.0904 | 100002.1 | 628914.6 | 1966293.469 | 101546.3 | 0 | 373293.5 | 0 | 74966.98 | 0 | 9721.273 | 69387.19 | 35760.81 | 24073.38 | 0 | 0 | 0 | 0 | 4564433000 | 0 | 4564433000 | 45644.33 | 1337378.869 | 0 | 75.7163 | 88.3374 | 44378.8233
MsrNResSpltPkgAC-65to134-S13 | None | ECC | New | CZ01 | cDXGF | 0 | DXSZCap | 673.8365 | 299999.6 | 1516134 | 2721425.832 | 498675.5 | 0 | 838537.6 | 0 | 19796.55 | 0 | 18219.49 | 140903.9 | 72211.9 | 15941.77 | 0 | 0 | 0 | 0 | 4123361000 | 9738741 | 4113624000 | 41136.24 | 1205291.832 | 0 | 213.3853 | 304.5976 | 44378.8238
MsrNResSpltPkgAC-65to134-S13 | None | ECC | New | CZ02 | cDXGF | 0 | DXSZCap | 668.8828 | 299999.6 | 1711416 | 2302050.674 | 498675.5 | 0 | 838537.6 | 0 | 212090.1 | 0 | 13075.39 | 149036.8 | 32819.14 | 77533.18 | 0 | 0 | 0 | 0 | 2025557000 | 9738741 | 2015818000 | 20158.18 | 590634.674 | 0 | 213.3853 | 304.5976 | 44378.8242
MsrNResSpltPkgAC-65to134-S13 | None | ECC | New | CZ03 | cDXGF | 0 | DXSZCap | 735.1759 | 299999.6 | 1623397 | 2115345.172 | 498675.5 | 0 | 838537.6 | 0 | 120410.1 | 0 | 7977.42 | 157795.3 | 35266.53 | 64900.58 | 0 | 0 | 0 | 0 | 1688743000 | 9738741 | 1679004000 | 16790.04 | 491948.172 | 0 | 213.3853 | 304.5976 | 44378.8247
MsrNResSpltPkgAC-65to134-S13 | None | ECC | New | CZ04 | cDXGF | 0 | DXSZCap | 681.385 | 299999.6 | 1780785 | 2124984.406 | 498675.5 | 0 | 838537.6 | 0 | 278556 | 0 | 7529.74 | 157484.2 | 22919.29 | 98825.99 | 0 | 0 | 0 | 0 | 1184481000 | 9738741 | 1174742000 | 11747.42 | 344199.406 | 0 | 213.3853 | 304.5976 | 44378.8252
MsrNResSpltPkgAC-65to134-S13 | None | ECC | New | CZ05 | cDXGF | 0 | DXSZCap | 718.0798 | 299999.6 | 1657813 | 2055772.925 | 498675.5 | 0 | 838537.6 | 0 | 153277.6 | 0 | 8969.57 | 158351.7 | 30674.28 | 74206.2 | 0 | 0 | 0 | 0 | 1367964000 | 9738741 | 1358225000 | 13582.25 | 397959.925 | 0 | 213.3853 | 304.5976 | 44378.8257
MsrNResSpltPkgAC-65to134-S13 | None | ECC | New | CZ06 | cDXGF | 0 | DXSZCap | 786.0736 | 299999.6 | 1853489 | 1985623.2686 | 498675.5 | 0 | 838537.6 | 0 | 344762.2 | 0 | 3210.296 | 168301.9 | 12989.89 | 117539.1 | 0 | 0 | 0 | 0 | 460708800 | 9738741 | 450970200 | 4509.702 | 132134.2686 | 0 | 213.3853 | 304.5976 | 44378.8262
MsrNResSpltPkgAC-65to134-S13 | None | ECC | New | CZ07 | cDXGF | 0 | DXSZCap | 777.5756 | 299999.6 | 1800748 | 1904097.4212 | 498675.5 | 0 | 838537.6 | 0 | 292180 | 0 | 1575.749 | 169777.8 | 12101.3 | 114208.2 | 0 | 0 | 0 | 0 | 362466900 | 9738741 | 352728400 | 3527.284 | 103349.4212 | 0 | 213.3853 | 304.5976 | 44378.8266
MsrNResSpltPkgAC-65to134-S13 | None | ECC | New | CZ08 | cDXGF | 0 | DXSZCap | 762.8568 | 299999.6 | 1957490 | 2051634.4453 | 498675.5 | 0 | 838537.6 | 0 | 446619 | 0 | 3357.31 | 170299.5 | 9637.772 | 129579.2 | 0 | 0 | 0 | 0 | 331050800 | 9738741 | 321312100 | 3213.121 | 94144.4453 | 0 | 213.3853 | 304.5976 | 44378.8271
MsrNResSpltPkgAC-65to134-S13 | None | ECC | New | CZ09 | cDXGF | 0 | DXSZCap | 942.1105 | 299999.6 | 1951475 | 2093407.9211 | 498675.5 | 0 | 838537.6 | 0 | 410769.3 | 0 | 5945.971 | 197545.3 | 15361.75 | 131953.1 | 0 | 0 | 0 | 0 | 494151600 | 9738741 | 484412700 | 4844.127 | 141932.9211 | 0 | 213.3853 | 304.5976 | 44378.8276
MsrNResSpltPkgAC-65to134-S13 | None | ECC | New | CZ10 | cDXGF | 0 | DXSZCap | 860.3797 | 299999.6 | 1997455 | 2206277.1841 | 498675.5 | 0 | 838537.6 | 0 | 464721.4 | 0 | 7972.175 | 187547 | 17606.08 | 131018.7 | 0 | 0 | 0 | 0 | 722442500 | 9738741 | 712703700 | 7127.037 | 208822.1841 | 0 | 213.3853 | 304.5976 | 44378.8281
MsrNResSpltPkgAC-65to134-S13 | None | ECC | New | CZ11 | cDXGF | 0 | DXSZCap | 820.0403 | 299999.6 | 1950230 | 2423768.982 | 498675.5 | 0 | 838537.6 | 0 | 415998.5 | 0 | 13959.84 | 183057.5 | 30783.55 | 112815.4 | 0 | 0 | 0 | 0 | 1625914000 | 9738741 | 1616174000 | 16161.74 | 473538.982 | 0 | 213.3853 | 304.5976 | 44378.8286
MsrNResSpltPkgAC-65to134-S13 | None | ECC | New | CZ12 | cDXGF | 0 | DXSZCap | 748.1798 | 299999.6 | 1854850 | 2345994.473 | 498675.5 | 0 | 838537.6 | 0 | 333865.7 | 0 | 11821.04 | 171949 | 28183.09 | 106651.7 | 0 | 0 | 0 | 0 | 1686000000 | 9738741 | 1676261000 | 16762.61 | 491144.473 | 0 | 213.3853 | 304.5976 | 44378.829
MsrNResSpltPkgAC-65to134-S13 | None | ECC | New | CZ13 | cDXGF | 0 | DXSZCap | 847.1327 | 299999.6 | 2028096 | 2413102.102 | 498675.5 | 0 | 838537.6 | 0 | 484394.1 | 0 | 12553.22 | 193934 | 25521 | 132313 | 0 | 0 | 0 | 0 | 1323752000 | 9738741 | 1314014000 | 13140.14 | 385006.102 | 0 | 213.3853 | 304.5976 | 44378.8295
MsrNResSpltPkgAC-65to134-S13 | None | ECC | New | CZ14 | cDXGF | 0 | DXSZCap | 887.6361 | 299999.6 | 1963880 | 2345502.831 | 498675.5 | 0 | 838537.6 | 0 | 419752.4 | 0 | 15680.73 | 191232.7 | 27489.63 | 121204.9 | 0 | 0 | 0 | 0 | 1312206000 | 9738741 | 1302467000 | 13024.67 | 381622.831 | 0 | 213.3853 | 304.5976 | 44378.83
MsrNResSpltPkgAC-65to134-S13 | None | ECC | New | CZ15 | cDXGF | 0 | DXSZCap | 1200.3987 | 299999.6 | 2491406 | 2527631.4066 | 498675.5 | 0 | 838537.6 | 0 | 892834.8 | 0 | 4503.381 | 256854 | 6487.566 | 211956.2 | 0 | 0 | 0 | 0 | 133375000 | 9738741 | 123636200 | 1236.362 | 36225.4066 | 0 | 213.3853 | 304.5976 | 44378.8305
MsrNResSpltPkgAC-65to134-S13 | None | ECC | New | CZ16 | cDXGF | 0 | DXSZCap | 767.2351 | 299999.6 | 1664501 | 2942151.819 | 498675.5 | 0 | 838537.6 | 0 | 133612.9 | 0 | 24129.48 | 169545.3 | 59729.38 | 66429.03 | 0 | 0 | 0 | 0 | 4370324000 | 9738741 | 4360583000 | 43605.83 | 1277650.819 | 0 | 213.3853 | 304.5976 | 44378.8309
MsrNResSpltPkgAC-65to134-S13 | None | EPr | New | CZ01 | cDXGF | 0 | DXSZCap | 101.815 | 50000.14 | 167371 | 424928.548 | 48511.89 | 0 | 98033.33 | 0 | 1758.566 | 0 | 2753.256 | 16314.09 | 11978.24 | 1335.707 | 0 | 0 | 0 | 0 | 880797900 | 1761412 | 879036000 | 8790.36 | 257557.548 | 0 | 34.7432 | 53.8851 | 44378.8313
MsrNResSpltPkgAC-65to134-S13 | None | EPr | New | CZ02 | cDXGF | 0 | DXSZCap | 99.78 | 50000.14 | 185045.3 | 292501.2627 | 48511.89 | 0 | 98033.33 | 0 | 20610.04 | 0 | 1951.084 | 15939.06 | 5395.524 | 7765.695 | 0 | 0 | 0 | 0 | 368505200 | 1761412 | 366743900 | 3667.439 | 107455.9627 | 0 | 34.7432 | 53.8851 | 44378.8317
MsrNResSpltPkgAC-65to134-S13 | None | EPr | New | CZ03 | cDXGF | 0 | DXSZCap | 112.5688 | 50000.14 | 177847.3 | 294284.035 | 48511.89 | 0 | 98033.33 | 0 | 11872.63 | 0 | 1221.638 | 18207.9 | 7580.813 | 6323.31 | 0 | 0 | 0 | 0 | 399156400 | 1761412 | 397395000 | 3973.95 | 116436.735 | 0 | 34.7432 | 53.8851 | 44378.8321
MsrNResSpltPkgAC-65to134-S13 | None | EPr | New | CZ04 | cDXGF | 0 | DXSZCap | 104.7323 | 50000.14 | 192254.5 | 257261.2966 | 48511.89 | 0 | 98033.33 | 0 | 27432.09 | 0 | 1157.645 | 17119.63 | 4032.443 | 9916.384 | 0 | 0 | 0 | 0 | 223627800 | 1761412 | 221866200 | 2218.662 | 65006.7966 | 0 | 34.7432 | 53.8851 | 44378.8325
MsrNResSpltPkgAC-65to134-S13 | None | EPr | New | CZ05 | cDXGF | 0 | DXSZCap | 110.2981 | 50000.14 | 183639 | 280809.4028 | 48511.89 | 0 | 98033.33 | 0 | 16480.3 | 0 | 1377.884 | 19235.68 | 7337.967 | 7667.325 | 0 | 0 | 0 | 0 | 333401100 | 1761412 | 331639600 | 3316.396 | 97170.4028 | 0 | 34.7432 | 53.8851 | 44378.8329
MsrNResSpltPkgAC-65to134-S13 | None | EPr | New | CZ06 | cDXGF | 0 | DXSZCap | 125.0651 | 50000.14 | 200777.6 | 241259.652 | 48511.89 | 0 | 98033.33 | 0 | 33699.66 | 0 | 510.79 | 20022.11 | 3870.375 | 12047.06 | 0 | 0 | 0 | 0 | 139925500 | 1761412 | 138164000 | 1381.64 | 40482.052 | 0 | 34.7432 | 53.8851 | 44378.8333
MsrNResSpltPkgAC-65to134-S13 | None | EPr | New | CZ07 | cDXGF | 0 | DXSZCap | 123.0848 | 50000.14 | 193523.7 | 232118.2753 | 48511.89 | 0 | 98033.33 | 0 | 26902.24 | 0 | 249.4467 | 19826.96 | 4148.683 | 11140.25 | 0 | 0 | 0 | 0 | 133483600 | 1761412 | 131722100 | 1317.221 | 38594.5753 | 0 | 34.7432 | 53.8851 | 44378.8337
MsrNResSpltPkgAC-65to134-S13 | None | EPr | New | CZ08 | cDXGF | 0 | DXSZCap | 125.5579 | 50000.14 | 212186.9 | 240090.6583 | 48511.89 | 0 | 98033.33 | 0 | 45310.93 | 0 | 552.6219 | 19778.3 | 2574.999 | 13817.07 | 0 | 0 | 0 | 0 | 96996010 | 1761412 | 95234670 | 952.3467 | 27903.7583 | 0 | 34.7432 | 53.8851 | 44378.8342
MsrNResSpltPkgAC-65to134-S13 | None | EPr | New | CZ09 | cDXGF | 0 | DXSZCap | 156.6128 | 50000.14 | 212471.1 | 247597.2585 | 48511.89 | 0 | 98033.33 | 0 | 41160.23 | 0 | 988.5262 | 23777.35 | 3962.096 | 14541.26 | 0 | 0 | 0 | 0 | 121645900 | 1761412 | 119884500 | 1198.845 | 35126.1585 | 0 | 34.7432 | 53.8851 | 44378.8346
MsrNResSpltPkgAC-65to134-S13 | None | EPr | New | CZ10 | cDXGF | 0 | DXSZCap | 141.2651 | 50000.14 | 217833.4 | 258660.9576 | 48511.89 | 0 | 98033.33 | 0 | 47892.76 | 0 | 1309.07 | 22086.43 | 3631.328 | 14571.29 | 0 | 0 | 0 | 0 | 141104800 | 1761412 | 139343200 | 1393.432 | 40827.5576 | 0 | 34.7432 | 53.8851 | 44378.835
MsrNResSpltPkgAC-65to134-S13 | None | EPr | New | CZ11 | cDXGF | 0 | DXSZCap | 137.4108 | 50000.14 | 213548.1 | 314025.3008 | 48511.89 | 0 | 98033.33 | 0 | 42598.26 | 0 | 2339.44 | 22065.38 | 6441.069 | 11991.2 | 0 | 0 | 0 | 0 | 344686800 | 1761412 | 342925600 | 3429.256 | 100477.2008 | 0 | 34.7432 | 53.8851 | 44378.8354
MsrNResSpltPkgAC-65to134-S13 | None | EPr | New | CZ12 | cDXGF | 0 | DXSZCap | 117.3448 | 50000.14 | 199867.4 | 290868.1311 | 48511.89 | 0 | 98033.33 | 0 | 32270.15 | 0 | 1854.378 | 19197.79 | 5141.371 | 10887.43 | 0 | 0 | 0 | 0 | 312344100 | 1761412 | 310582700 | 3105.827 | 91000.7311 | 0 | 34.7432 | 53.8851 | 44378.8358
MsrNResSpltPkgAC-65to134-S13 | None | EPr | New | CZ13 | cDXGF | 0 | DXSZCap | 142.2468 | 50000.14 | 221299.6 | 301418.8092 | 48511.89 | 0 | 98033.33 | 0 | 49350.2 | 0 | 2108.174 | 23296.19 | 5332.75 | 14202.24 | 0 | 0 | 0 | 0 | 275205900 | 1761412 | 273444400 | 2734.444 | 80119.2092 | 0 | 34.7432 | 53.8851 | 44378.8363
MsrNResSpltPkgAC-65to134-S13 | None | EPr | New | CZ14 | cDXGF | 0 | DXSZCap | 152.2334 | 50000.14 | 216314.8 | 302230.7505 | 48511.89 | 0 | 98033.33 | 0 | 43349.01 | 0 | 2689.523 | 23731.19 | 5956.514 | 13308.12 | 0 | 0 | 0 | 0 | 294990100 | 1761412 | 293228500 | 2932.285 | 85915.9505 | 0 | 34.7432 | 53.8851 | 44378.8367
MsrNResSpltPkgAC-65to134-S13 | None | EPr | New | CZ15 | cDXGF | 0 | DXSZCap | 215.3771 | 50000.14 | 283642.1 | 296636.4097 | 48511.89 | 0 | 98033.33 | 0 | 104831.6 | 0 | 808.0027 | 31457.51 | 1750.521 | 25386.55 | 0 | 0 | 0 | 0 | 46110440 | 1761412 | 44349180 | 443.4918 | 12994.3097 | 0 | 34.7432 | 53.8851 | 44378.8371
MsrNResSpltPkgAC-65to134-S13 | None | EPr | New | CZ16 | cDXGF | 0 | DXSZCap | 117.4424 | 50000.14 | 180532.6 | 472183.8331 | 48511.89 | 0 | 98033.33 | 0 | 11312.38 | 0 | 3693.719 | 18981.38 | 10610.08 | 5550.25 | 0 | 0 | 0 | 0 | 997158100 | 1761412 | 995396700 | 9953.967 | 291651.2331 | 0 | 34.7432 | 53.8851 | 44378.8375
MsrNResSpltPkgAC-65to134-S13 | None | ERC | New | CZ01 | cDXGF | 0 | DXSZCap | 4.4952 | 1920.017 | 5990.756 | 23343.8099 | 1538.168 | 0 | 3720.005 | 0 | 105.6501 | 0 | 121.5596 | 505.3832 | 340.9091 | 70.1235 | 0 | 0 | 0 | 0 | 59225440 | 0 | 59225440 | 592.2544 | 17353.0539 | 0 | 1.344 | 1.92 | 44378.8377
MsrNResSpltPkgAC-65to134-S13 | None | ERC | New | CZ02 | cDXGF | 0 | DXSZCap | 4.9053 | 1920.017 | 6838.242 | 16937.6473 | 1538.168 | 0 | 3720.005 | 0 | 921.1477 | 0 | 95.9218 | 563.0101 | 214.2817 | 278.8954 | 0 | 0 | 0 | 0 | 34468960 | 0 | 34468960 | 344.6896 | 10099.4053 | 0 | 1.344 | 1.92 | 44378.838
MsrNResSpltPkgAC-65to134-S13 | None | ERC | New | CZ03 | cDXGF | 0 | DXSZCap | 5.2439 | 1920.017 | 6472.462 | 15477.5416 | 1538.168 | 0 | 3720.005 | 0 | 586.2184 | 0 | 56.9093 | 571.1715 | 220.9111 | 251.9885 | 0 | 0 | 0 | 0 | 30734060 | 0 | 30734060 | 307.3406 | 9005.0796 | 0 | 1.344 | 1.92 | 44378.8383
MsrNResSpltPkgAC-65to134-S13 | None | ERC | New | CZ04 | cDXGF | 0 | DXSZCap | 5.1969 | 1920.017 | 7122.917 | 13515.8606 | 1538.168 | 0 | 3720.005 | 0 | 1215.209 | 0 | 57.4444 | 592.0985 | 154.9354 | 354.6099 | 0 | 0 | 0 | 0 | 21818920 | 0 | 21818920 | 218.1892 | 6392.9436 | 0 | 1.344 | 1.92 | 44378.8385
MsrNResSpltPkgAC-65to134-S13 | None | ERC | New | CZ05 | cDXGF | 0 | DXSZCap | 4.951 | 1920.017 | 6756.548 | 15272.5197 | 1538.168 | 0 | 3720.005 | 0 | 885.9317 | 0 | 61.8502 | 550.6041 | 179.431 | 296.0728 | 0 | 0 | 0 | 0 | 29064750 | 0 | 29064750 | 290.6475 | 8515.9717 | 0 | 1.344 | 1.92 | 44378.8388
MsrNResSpltPkgAC-65to134-S13 | None | ERC | New | CZ06 | cDXGF | 0 | DXSZCap | 5.7846 | 1920.017 | 7467.607 | 11145.7356 | 1538.168 | 0 | 3720.005 | 0 | 1579.089 | 0 | 23.6253 | 606.7288 | 102.1094 | 430.3384 | 0 | 0 | 0 | 0 | 12553340 | 0 | 12553340 | 125.5334 | 3678.1286 | 0 | 1.344 | 1.92 | 44378.8391
MsrNResSpltPkgAC-65to134-S13 | None | ERC | New | CZ07 | cDXGF | 0 | DXSZCap | 5.5727 | 1920.017 | 7103.577 | 10204.1938 | 1538.168 | 0 | 3720.005 | 0 | 1251.896 | 0 | 11.2937 | 582.2228 | 100.7654 | 400.015 | 0 | 0 | 0 | 0 | 10582310 | 0 | 10582310 | 105.8231 | 3100.6168 | 0 | 1.344 | 1.92 | 44378.8393
MsrNResSpltPkgAC-65to134-S13 | None | ERC | New | CZ08 | cDXGF | 0 | DXSZCap | 5.9528 | 1920.017 | 8035.934 | 11509.6717 | 1538.168 | 0 | 3720.005 | 0 | 2104.681 | 0 | 26.2004 | 646.8885 | 92.1085 | 485.4909 | 0 | 0 | 0 | 0 | 11855760 | 0 | 11855760 | 118.5576 | 3473.7377 | 0 | 1.344 | 1.92 | 44378.8396
MsrNResSpltPkgAC-65to134-S13 | None | ERC | New | CZ09 | cDXGF | 0 | DXSZCap | 7.5769 | 1920.017 | 7911.538 | 11426.0496 | 1538.168 | 0 | 3720.005 | 0 | 1851.061 | 0 | 47.825 | 754.4878 | 120.1121 | 495.4258 | 0 | 0 | 0 | 0 | 11994920 | 0 | 11994920 | 119.9492 | 3514.5116 | 0 | 1.344 | 1.92 | 44378.8399
MsrNResSpltPkgAC-65to134-S13 | None | ERC | New | CZ10 | cDXGF | 0 | DXSZCap | 6.7561 | 1920.017 | 8262.558 | 12564.6711 | 1538.168 | 0 | 3720.005 | 0 | 2218.414 | 0 | 62.6076 | 723.3723 | 119.5827 | 508.2259 | 0 | 0 | 0 | 0 | 14682980 | 0 | 14682980 | 146.8298 | 4302.1131 | 0 | 1.344 | 1.92 | 44378.8401
MsrNResSpltPkgAC-65to134-S13 | None | ERC | New | CZ11 | cDXGF | 0 | DXSZCap | 6.6307 | 1920.017 | 8128.281 | 16568.0435 | 1538.168 | 0 | 3720.005 | 0 | 2000.217 | 0 | 112.8899 | 757.0176 | 222.5703 | 433.6832 | 0 | 0 | 0 | 0 | 28804650 | 0 | 28804650 | 288.0465 | 8439.7625 | 0 | 1.344 | 1.92 | 44378.8404
MsrNResSpltPkgAC-65to134-S13 | None | ERC | New | CZ12 | cDXGF | 0 | DXSZCap | 5.7802 | 1920.017 | 7481.434 | 15856.8156 | 1538.168 | 0 | 3720.005 | 0 | 1460.724 | 0 | 91.3453 | 671.202 | 199.9261 | 391.4436 | 0 | 0 | 0 | 0 | 28584920 | 0 | 28584920 | 285.8492 | 8375.3816 | 0 | 1.344 | 1.92 | 44378.8407
MsrNResSpltPkgAC-65to134-S13 | None | ERC | New | CZ13 | cDXGF | 0 | DXSZCap | 6.9253 | 1920.017 | 8570.573 | 15805.6074 | 1538.168 | 0 | 3720.005 | 0 | 2393.126 | 0 | 102.6365 | 816.6503 | 196.1204 | 522.5938 | 0 | 0 | 0 | 0 | 24692950 | 0 | 24692950 | 246.9295 | 7235.0343 | 0 | 1.344 | 1.92 | 44378.8409
MsrNResSpltPkgAC-65to134-S13 | None | ERC | New | CZ14 | cDXGF | 0 | DXSZCap | 7.384 | 1920.017 | 8301.342 | 16238.4542 | 1538.168 | 0 | 3720.005 | 0 | 2104.14 | 0 | 130.4549 | 808.5875 | 200.1942 | 491.6536 | 0 | 0 | 0 | 0 | 27089120 | 0 | 27089120 | 270.8912 | 7937.1122 | 0 | 1.344 | 1.92 | 44378.8412
MsrNResSpltPkgAC-65to134-S13 | None | ERC | New | CZ15 | cDXGF | 0 | DXSZCap | 10.0593 | 1920.017 | 11504.47 | 12722.7236 | 1538.168 | 0 | 3720.005 | 0 | 5079.126 | 0 | 37.7384 | 1129.447 | 62.1209 | 940.0733 | 0 | 0 | 0 | 0 | 4157862 | 0 | 4157862 | 41.5786 | 1218.2536 | 0 | 1.344 | 1.92 | 44378.8415
MsrNResSpltPkgAC-65to134-S13 | None | ERC | New | CZ16 | cDXGF | 0 | DXSZCap | 5.3302 | 1920.017 | 6542.018 | 25126.4337 | 1538.168 | 0 | 3720.005 | 0 | 505.5244 | 0 | 167.6433 | 610.6882 | 342.9464 | 200.8165 | 0 | 0 | 0 | 0 | 63428040 | 0 | 63428040 | 634.2804 | 18584.4157 | 0 | 1.344 | 1.92 | 44378.8417
MsrNResSpltPkgAC-65to134-S13 | None | ESe | New | CZ01 | cDXGF | 0 | DXSZCap | 324.0565 | 149998.6 | 547260.2 | 1254634.571 | 195048.5 | 0 | 287781.7 | 0 | 6696.809 | 0 | 8762.771 | 48971.17 | 29466.68 | 5146.208 | 0 | 0 | 0 | 0 | 2416889000 | 2641667 | 2414247000 | 24142.47 | 707374.371 | 0 | 101.1762 | 150.6356 | 44378.8422
MsrNResSpltPkgAC-65to134-S13 | None | ESe | New | CZ02 | cDXGF | 0 | DXSZCap | 333.5909 | 149998.6 | 612016.9 | 986998.593 | 195048.5 | 0 | 287781.7 | 0 | 68987.47 | 0 | 6522.659 | 53677.28 | 17291.28 | 24559.98 | 0 | 0 | 0 | 0 | 1282443000 | 2641667 | 1279801000 | 12798.01 | 374981.693 | 0 | 101.1762 | 150.6356 | 44378.8427
MsrNResSpltPkgAC-65to134-S13 | None | ESe | New | CZ03 | cDXGF | 0 | DXSZCap | 358.835 | 149998.6 | 583057 | 922202.449 | 195048.5 | 0 | 287781.7 | 0 | 40275.09 | 0 | 3894.165 | 56058.22 | 17863 | 20625.93 | 0 | 0 | 0 | 0 | 1160134000 | 2641667 | 1157493000 | 11574.93 | 339145.449 | 0 | 101.1762 | 150.6356 | 44378.8431
MsrNResSpltPkgAC-65to134-S13 | None | ESe | New | CZ04 | cDXGF | 0 | DXSZCap | 343.329 | 149998.6 | 637280.7 | 873652.9709 | 195048.5 | 0 | 287781.7 | 0 | 93465.67 | 0 | 3794.879 | 57190.65 | 12689.26 | 31735.45 | 0 | 0 | 0 | 0 | 809373500 | 2641667 | 806731300 | 8067.313 | 236372.2709 | 0 | 101.1762 | 150.6356 | 44378.8436
MsrNResSpltPkgAC-65to134-S13 | None | ESe | New | CZ05 | cDXGF | 0 | DXSZCap | 347.4185 | 149998.6 | 596880.8 | 881593.4708 | 195048.5 | 0 | 287781.7 | 0 | 55201.46 | 0 | 4340.076 | 54509.83 | 14424.83 | 23984.77 | 0 | 0 | 0 | 0 | 974358400 | 2641667 | 971715600 | 9717.156 | 284712.6708 | 0 | 101.1762 | 150.6356 | 44378.8441
MsrNResSpltPkgAC-65to134-S13 | None | ESe | New | CZ06 | cDXGF | 0 | DXSZCap | 392.0317 | 149998.6 | 658140.9 | 777072.53 | 195048.5 | 0 | 287781.7 | 0 | 112366.9 | 0 | 1601.129 | 61343.25 | 8560.823 | 37470.09 | 0 | 0 | 0 | 0 | 408551300 | 2641667 | 405910000 | 4059.1 | 118931.63 | 0 | 101.1762 | 150.6356 | 44378.8446
MsrNResSpltPkgAC-65to134-S13 | None | ESe | New | CZ07 | cDXGF | 0 | DXSZCap | 385.5456 | 149998.6 | 638999.3 | 740289.5172 | 195048.5 | 0 | 287781.7 | 0 | 94338.51 | 0 | 781.3549 | 61050.03 | 8012.707 | 36246.93 | 0 | 0 | 0 | 0 | 348342000 | 2641667 | 345700400 | 3457.004 | 101290.2172 | 0 | 101.1762 | 150.6356 | 44378.8451
MsrNResSpltPkgAC-65to134-S13 | None | ESe | New | CZ08 | cDXGF | 0 | DXSZCap | 391.1735 | 149998.6 | 707837.3 | 791383.8474 | 195048.5 | 0 | 287781.7 | 0 | 158653.5 | 0 | 1721.677 | 64632.74 | 6885.015 | 44975.26 | 0 | 0 | 0 | 0 | 287783500 | 2641667 | 285141800 | 2851.418 | 83546.5474 | 0 | 101.1762 | 150.6356 | 44378.8456
MsrNResSpltPkgAC-65to134-S13 | None | ESe | New | CZ09 | cDXGF | 0 | DXSZCap | 489.7495 | 149998.6 | 704707.8 | 822481.8163 | 195048.5 | 0 | 287781.7 | 0 | 142943.7 | 0 | 3091.264 | 75843.47 | 10587.23 | 45339.27 | 0 | 0 | 0 | 0 | 404600000 | 2641667 | 401959100 | 4019.591 | 117774.0163 | 0 | 101.1762 | 150.6356 | 44378.846
MsrNResSpltPkgAC-65to134-S13 | None | ESe | New | CZ10 | cDXGF | 0 | DXSZCap | 442.7415 | 149998.6 | 725653.8 | 877574.007 | 195048.5 | 0 | 287781.7 | 0 | 166776.8 | 0 | 4102.766 | 71944.88 | 10851.1 | 45928.52 | 0 | 0 | 0 | 0 | 521140300 | 2641667 | 518499000 | 5184.99 | 151920.207 | 0 | 101.1762 | 150.6356 | 44378.8465
MsrNResSpltPkgAC-65to134-S13 | None | ESe | New | CZ11 | cDXGF | 0 | DXSZCap | 420.2725 | 149998.6 | 705330.7 | 1019430.216 | 195048.5 | 0 | 287781.7 | 0 | 145173.3 | 0 | 7155.068 | 70172.51 | 17772.34 | 37987.72 | 0 | 0 | 0 | 0 | 1074653000 | 2641667 | 1072012000 | 10720.12 | 314099.516 | 0 | 101.1762 | 150.6356 | 44378.847
MsrNResSpltPkgAC-65to134-S13 | None | ESe | New | CZ12 | cDXGF | 0 | DXSZCap | 375.8127 | 149998.6 | 664444.6 | 986665.49 | 195048.5 | 0 | 287781.7 | 0 | 111527.2 | 0 | 5938.679 | 64149.23 | 15945.21 | 35071.08 | 0 | 0 | 0 | 0 | 1102371000 | 2641667 | 1099730000 | 10997.3 | 322220.89 | 0 | 101.1762 | 150.6356 | 44378.8475
MsrNResSpltPkgAC-65to134-S13 | None | ESe | New | CZ13 | cDXGF | 0 | DXSZCap | 434.1521 | 149998.6 | 734192.9 | 991588.9757 | 195048.5 | 0 | 287781.7 | 0 | 169892 | 0 | 6434.329 | 75037.16 | 14876.07 | 45750.62 | 0 | 0 | 0 | 0 | 881125400 | 2641667 | 878484900 | 8784.849 | 257396.0757 | 0 | 101.1762 | 150.6356 | 44378.848
MsrNResSpltPkgAC-65to134-S13 | None | ESe | New | CZ14 | cDXGF | 0 | DXSZCap | 461.6927 | 149998.6 | 708710.3 | 968299.3635 | 195048.5 | 0 | 287781.7 | 0 | 143753.9 | 0 | 8156.755 | 73969.67 | 16299.4 | 41082.96 | 0 | 0 | 0 | 0 | 888612200 | 2641667 | 885969500 | 8859.695 | 259589.0635 | 0 | 101.1762 | 150.6356 | 44378.8484
MsrNResSpltPkgAC-65to134-S13 | None | ESe | New | CZ15 | cDXGF | 0 | DXSZCap | 631.4677 | 149998.6 | 931224.8 | 969465.109 | 195048.5 | 0 | 287781.7 | 0 | 342698.6 | 0 | 2368.994 | 103327.7 | 5339.022 | 81235.38 | 0 | 0 | 0 | 0 | 133155300 | 2641667 | 130513000 | 1305.13 | 38240.309 | 0 | 101.1762 | 150.6356 | 44378.8489
MsrNResSpltPkgAC-65to134-S13 | None | ESe | New | CZ16 | cDXGF | 0 | DXSZCap | 376.9614 | 149998.6 | 597421.8 | 1360399.074 | 195048.5 | 0 | 287781.7 | 0 | 42040.99 | 0 | 11855.77 | 60695.38 | 27766.49 | 19361.63 | 0 | 0 | 0 | 0 | 2606659000 | 2641667 | 2604018000 | 26040.18 | 762977.274 | 0 | 101.1762 | 150.6356 | 44378.8494
MsrNResSpltPkgAC-65to134-S13 | None | EUn | New | CZ01 | cDXGF | 0 | DXSZCap | 1817.4452 | 930201.4 | 5061717 | 9338274.68 | 1432632 | 0 | 2778924 | 211066.5 | 99098.42 | 0 | 49133.29 | 463188.3 | 231552.8 | 57181.88 | 0 | 27671.33 | 0 | 0 | 14613910000 | 18157230 | 14595760000 | 145957.6 | 4276557.68 | 0 | 653.0144 | 839.4667 | 44378.8501
MsrNResSpltPkgAC-65to134-S13 | None | EUn | New | CZ02 | cDXGF | 0 | DXSZCap | 1722.4889 | 930201.4 | 5635483 | 7995119.824 | 1432632 | 0 | 2778924 | 122131.4 | 793398.3 | 0 | 33668.21 | 449929.9 | 107831.7 | 234826.8 | 0 | 24794.06 | 0 | 0 | 8071526000 | 18157230 | 8053368000 | 80533.68 | 2359636.824 | 0 | 653.0144 | 839.4667 | 44378.8508
MsrNResSpltPkgAC-65to134-S13 | None | EUn | New | CZ03 | cDXGF | 0 | DXSZCap | 1931.5734 | 930201.4 | 5285378 | 7347932.455 | 1432632 | 0 | 2778924 | 78084.62 | 471694.1 | 0 | 20958.47 | 498882.9 | 127156.1 | 201804.1 | 0 | 4197.865 | 0 | 0 | 7057593000 | 18157230 | 7039435000 | 70394.35 | 2062554.455 | 0 | 653.0144 | 839.4667 | 44378.8515
MsrNResSpltPkgAC-65to134-S13 | None | EUn | New | CZ04 | cDXGF | 0 | DXSZCap | 1755.5845 | 930201.4 | 5792798 | 7260010.15 | 1432632 | 0 | 2778924 | 64996.88 | 1020373 | 0 | 19398.64 | 470573.1 | 75763.99 | 292937 | 0 | 5895.926 | 0 | 0 | 5025708000 | 18157230 | 5007550000 | 50075.5 | 1467212.15 | 0 | 653.0144 | 839.4667 | 44378.8522
MsrNResSpltPkgAC-65to134-S13 | None | EUn | New | CZ05 | cDXGF | 0 | DXSZCap | 1890.6568 | 930201.4 | 5390537 | 7181432.403 | 1432632 | 0 | 2778924 | 75989.09 | 570129.5 | 0 | 23617.18 | 500392.2 | 115832.9 | 227890.5 | 0 | 8847.119 | 0 | 0 | 6130426000 | 18157230 | 6112271000 | 61122.71 | 1790895.403 | 0 | 653.0144 | 839.4667 | 44378.8529
MsrNResSpltPkgAC-65to134-S13 | None | EUn | New | CZ06 | cDXGF | 0 | DXSZCap | 2035.8553 | 930201.4 | 5940826 | 6693547.688 | 1432632 | 0 | 2778924 | 22051.44 | 1195012 | 0 | 8314.701 | 503649.3 | 46988.34 | 345094.1 | 0 | 236.475 | 0 | 0 | 2587174000 | 18157230 | 2569016000 | 25690.16 | 752721.688 | 0 | 653.0144 | 839.4667 | 44378.8536
MsrNResSpltPkgAC-65to134-S13 | None | EUn | New | CZ07 | cDXGF | 0 | DXSZCap | 2004.7384 | 930201.4 | 5738963 | 6425662.119 | 1432632 | 0 | 2778924 | 15781.45 | 1007826 | 0 | 4062.842 | 499732.4 | 46042.14 | 329053.1 | 0 | 0 | 0 | 0 | 2361840000 | 18157230 | 2343683000 | 23436.83 | 686699.119 | 0 | 653.0144 | 839.4667 | 44378.8543
MsrNResSpltPkgAC-65to134-S13 | None | EUn | New | CZ08 | cDXGF | 0 | DXSZCap | 1928.5769 | 930201.4 | 6279554 | 6861589.417 | 1432632 | 0 | 2778924 | 19621.71 | 1537795 | 0 | 8487.955 | 501632.8 | 40916.8 | 374170.8 | 0 | 455.5357 | 0 | 0 | 2004627000 | 18157230 | 1986469000 | 19864.69 | 582035.417 | 0 | 653.0144 | 839.4667 | 44378.8551
MsrNResSpltPkgAC-65to134-S13 | None | EUn | New | CZ09 | cDXGF | 0 | DXSZCap | 2407.7213 | 930201.4 | 6304918 | 7016532.081 | 1432632 | 0 | 2778924 | 27740.31 | 1462845 | 0 | 15196.52 | 586722.8 | 60768.71 | 390481.8 | 0 | 853.6136 | 0 | 0 | 2446874000 | 18157230 | 2428717000 | 24287.17 | 711614.081 | 0 | 653.0144 | 839.4667 | 44378.8558
MsrNResSpltPkgAC-65to134-S13 | None | EUn | New | CZ10 | cDXGF | 0 | DXSZCap | 2207.9667 | 930201.4 | 6482484 | 7405264.939 | 1432632 | 0 | 2778924 | 44417.26 | 1637001 | 0 | 20458.87 | 560414.5 | 64672.71 | 387628.4 | 0 | 8632.247 | 0 | 0 | 3167581000 | 18157230 | 3149423000 | 31494.23 | 922780.939 | 0 | 653.0144 | 839.4667 | 44378.8566
MsrNResSpltPkgAC-65to134-S13 | None | EUn | New | CZ11 | cDXGF | 0 | DXSZCap | 2123.0985 | 930201.4 | 6485974 | 8178084.16 | 1432632 | 0 | 2778924 | 111444.8 | 1550836 | 0 | 36138.87 | 558197.4 | 99812.86 | 345641.3 | 0 | 17796.5 | 0 | 0 | 5793280000 | 18157230 | 5775120000 | 57751.2 | 1692110.16 | 0 | 653.0144 | 839.4667 | 44378.8574
MsrNResSpltPkgAC-65to134-S13 | None | EUn | New | CZ12 | cDXGF | 0 | DXSZCap | 1937.8622 | 930201.4 | 6122935 | 7941498.686 | 1432632 | 0 | 2778924 | 99514.5 | 1241572 | 0 | 30613.91 | 521821.3 | 94315.91 | 322035 | 0 | 17852.28 | 0 | 0 | 6224860000 | 18157230 | 6206702000 | 62067.02 | 1818563.686 | 0 | 653.0144 | 839.4667 | 44378.8582
MsrNResSpltPkgAC-65to134-S13 | None | EUn | New | CZ13 | cDXGF | 0 | DXSZCap | 2197.4322 | 930201.4 | 6708112 | 8099017.281 | 1432632 | 0 | 2778924 | 82317.28 | 1781025 | 0 | 32559.6 | 588436.8 | 82807.63 | 399699.2 | 0 | 12211.85 | 0 | 0 | 4765273000 | 18157230 | 4747117000 | 47471.17 | 1390905.281 | 0 | 653.0144 | 839.4667 | 44378.8589
MsrNResSpltPkgAC-65to134-S13 | None | EUn | New | CZ14 | cDXGF | 0 | DXSZCap | 2268.3581 | 930201.4 | 6501793 | 7899561.806 | 1432632 | 0 | 2778924 | 102810.4 | 1549539 | 0 | 40070.98 | 577923.4 | 87728.83 | 368408.7 | 0 | 19888.67 | 0 | 0 | 4788698000 | 18157230 | 4770542000 | 47705.42 | 1397768.806 | 0 | 653.0144 | 839.4667 | 44378.8596
MsrNResSpltPkgAC-65to134-S13 | None | EUn | New | CZ15 | cDXGF | 0 | DXSZCap | 3067.3609 | 930201.4 | 8118534 | 8337682.764 | 1432632 | 0 | 2778924 | 10010.93 | 3117827 | 0 | 11507.26 | 767542.4 | 28956.15 | 631415.8 | 0 | 85.0063 | 0 | 0 | 766105100 | 18157230 | 747948000 | 7479.48 | 219148.764 | 0 | 653.0144 | 839.4667 | 44378.8604
MsrNResSpltPkgAC-65to134-S13 | None | EUn | New | CZ16 | cDXGF | 0 | DXSZCap | 1970.4913 | 930201.4 | 5757934 | 10081442 | 1432632 | 0 | 2778924 | 285434.8 | 536950.6 | 0 | 61966.95 | 533168.1 | 191092.7 | 206541.1 | 0 | 128853.2 | 0 | 0 | 14774160000 | 18157230 | 14756000000 | 147560 | 4323508 | 0 | 653.0144 | 839.4667 | 44378.8611
MsrNResSpltPkgAC-65to134-S13 | None | Gro | New | CZ01 | cDXGF | 0 | DXSZCap | 57.9723 | 50001 | 1338351 | 2000727.31 | 232299.7 | 0 | 248013.8 | 0 | 289.2823 | 31550.54 | 219.2551 | 41410.19 | 25952.36 | 14383 | 784568.9 | 0 | 0 | 0 | 2729293000 | 0 | 2260670000 | 22606.7 | 662376.31 | 468622800 | 44.3053 | 42.0065 | 44378.8614
MsrNResSpltPkgAC-65to134-S13 | None | Gro | New | CZ02 | cDXGF | 0 | DXSZCap | 100.3871 | 50001 | 1396010 | 1861149.551 | 232299.7 | 0 | 248013.8 | 0 | 15930.74 | 57542.94 | 219.3302 | 47709.72 | 25128.42 | 20736.56 | 794294.5 | 0 | 0 | 0 | 2021329000 | 0 | 1587507000 | 15875.07 | 465139.551 | 433821400 | 44.3053 | 42.0065 | 44378.8617
MsrNResSpltPkgAC-65to134-S13 | None | Gro | New | CZ03 | cDXGF | 0 | DXSZCap | 69.3919 | 50001 | 1382290 | 1823785.33 | 232299.7 | 0 | 248013.8 | 0 | 5006.093 | 50209.76 | 219.3648 | 44522.8 | 25280.03 | 17262.06 | 802018.6 | 0 | 0 | 0 | 1939854000 | 0 | 1506810000 | 15068.1 | 441495.33 | 433044600 | 44.3053 | 42.0065 | 44378.862
MsrNResSpltPkgAC-65to134-S13 | None | Gro | New | CZ04 | cDXGF | 0 | DXSZCap | 90.5336 | 50001 | 1424382 | 1778461.073 | 232299.7 | 0 | 248013.8 | 0 | 21740.2 | 69254.62 | 219.4102 | 47781.27 | 22697.92 | 22926.41 | 805073.1 | 0 | 0 | 0 | 1620833000 | 0 | 1208461000 | 12084.61 | 354079.073 | 412371800 | 44.3053 | 42.0065 | 44378.8623
MsrNResSpltPkgAC-65to134-S13 | None | Gro | New | CZ05 | cDXGF | 0 | DXSZCap | 68.6597 | 50001 | 1383865 | 1808442.803 | 232299.7 | 0 | 248013.8 | 0 | 5939.877 | 53491.44 | 219.3469 | 45421.68 | 25212.11 | 18046.33 | 798479.1 | 0 | 0 | 0 | 1882254000 | 0 | 1449071000 | 14490.71 | 424577.803 | 433183000 | 44.3053 | 42.0065 | 44378.8627
MsrNResSpltPkgAC-65to134-S13 | None | Gro | New | CZ06 | cDXGF | 0 | DXSZCap | 84.6314 | 50001 | 1467442 | 1719285.8136 | 232299.7 | 0 | 248013.8 | 0 | 22328.85 | 78613.86 | 219.4325 | 45280.69 | 19577.55 | 23894.09 | 840686.2 | 0 | 0 | 0 | 1259270000 | 0 | 859535200 | 8595.352 | 251843.8136 | 399735500 | 44.3053 | 42.0065 | 44378.863
MsrNResSpltPkgAC-65to134-S13 | None | Gro | New | CZ07 | cDXGF | 0 | DXSZCap | 75.761 | 50001 | 1450640 | 1692055.3869 | 232299.7 | 0 | 248013.8 | 0 | 17001.26 | 76675.11 | 219.4084 | 44754.2 | 19948.58 | 22781.69 | 831676.7 | 0 | 0 | 0 | 1222609000 | 0 | 823943300 | 8239.433 | 241415.3869 | 398665100 | 44.3053 | 42.0065 | 44378.8633
MsrNResSpltPkgAC-65to134-S13 | None | Gro | New | CZ08 | cDXGF | 0 | DXSZCap | 88.6922 | 50001 | 1483784 | 1704425.7455 | 232299.7 | 0 | 248013.8 | 0 | 37600.07 | 86943.46 | 219.4439 | 48871.98 | 18833.9 | 27871.52 | 829835.6 | 0 | 0 | 0 | 1141822000 | 0 | 753043500 | 7530.435 | 220641.7455 | 388778200 | 44.3053 | 42.0065 | 44378.8636
MsrNResSpltPkgAC-65to134-S13 | None | Gro | New | CZ09 | cDXGF | 0 | DXSZCap | 81.2875 | 50001 | 1457690 | 1699428.3608 | 232299.7 | 0 | 248013.8 | 0 | 33720.54 | 83677.35 | 219.4351 | 48540.57 | 19150.72 | 27319.39 | 811218.1 | 0 | 0 | 0 | 1216962000 | 0 | 825045600 | 8250.456 | 241738.3608 | 391917000 | 44.3053 | 42.0065 | 44378.8639
MsrNResSpltPkgAC-65to134-S13 | None | Gro | New | CZ10 | cDXGF | 0 | DXSZCap | 94.1659 | 50001 | 1476693 | 1737121.1569 | 232299.7 | 0 | 248013.8 | 0 | 42496.02 | 85788.52 | 219.4314 | 48716.18 | 18586.48 | 28124.34 | 819160.3 | 0 | 0 | 0 | 1279511000 | 0 | 888833300 | 8888.333 | 260428.1569 | 390678000 | 44.3053 | 42.0065 | 44378.8642
MsrNResSpltPkgAC-65to134-S13 | None | Gro | New | CZ11 | cDXGF | 0 | DXSZCap | 99.7717 | 50001 | 1452285 | 1796617.721 | 232299.7 | 0 | 248013.8 | 0 | 43370.61 | 80487 | 219.4145 | 47900.07 | 19866.94 | 26380.2 | 799994.8 | 0 | 0 | 0 | 1573787000 | 0 | 1175197000 | 11751.97 | 344332.721 | 398589800 | 44.3053 | 42.0065 | 44378.8645
MsrNResSpltPkgAC-65to134-S13 | None | Gro | New | CZ12 | cDXGF | 0 | DXSZCap | 107.8925 | 50001 | 1434792 | 1806584.388 | 232299.7 | 0 | 248013.8 | 0 | 30865.88 | 70864 | 219.3884 | 48449.15 | 22067.39 | 24332.2 | 804080.8 | 0 | 0 | 0 | 1681418000 | 0 | 1268916000 | 12689.16 | 371792.388 | 412501200 | 44.3053 | 42.0065 | 44378.8648
MsrNResSpltPkgAC-65to134-S13 | None | Gro | New | CZ13 | cDXGF | 0 | DXSZCap | 113.233 | 50001 | 1481212 | 1783942.823 | 232299.7 | 0 | 248013.8 | 0 | 51564.88 | 87548.33 | 219.3908 | 48090.63 | 18245.47 | 28197.37 | 813476.1 | 0 | 0 | 0 | 1421640000 | 0 | 1033211000 | 10332.11 | 302730.823 | 388429400 | 44.3053 | 42.0065 | 44378.8651
MsrNResSpltPkgAC-65to134-S13 | None | Gro | New | CZ14 | cDXGF | 0 | DXSZCap | 92.6354 | 50001 | 1426400 | 1766914.931 | 232299.7 | 0 | 248013.8 | 0 | 42283.87 | 80916.15 | 219.369 | 47718.57 | 19162.05 | 26815.47 | 774949.1 | 0 | 0 | 0 | 1562996000 | 0 | 1162167000 | 11621.67 | 340514.931 | 400829100 | 44.3053 | 42.0065 | 44378.8654
MsrNResSpltPkgAC-65to134-S13 | None | Gro | New | CZ15 | cDXGF | 0 | DXSZCap | 123.766 | 50001 | 1437339 | 1557009.3123 | 232299.7 | 0 | 248013.8 | 0 | 98838.79 | 43066.32 | 219.4129 | 49686.87 | 11210.99 | 36682.09 | 765214.1 | 0 | 0 | 0 | 740273400 | 0 | 408431100 | 4084.311 | 119670.3123 | 331842400 | 44.3053 | 42.0065 | 44378.8657
MsrNResSpltPkgAC-65to134-S13 | None | Gro | New | CZ16 | cDXGF | 0 | DXSZCap | 60.3957 | 50001 | 1327812 | 1918841.931 | 232299.7 | 0 | 248013.8 | 0 | 10058.41 | 48818.66 | 219.2762 | 44990.07 | 23510.24 | 19690.47 | 743412.8 | 0 | 0 | 0 | 2478860000 | 0 | 2017167000 | 20171.67 | 591029.931 | 461693500 | 44.3053 | 42.0065 | 44378.866
MsrNResSpltPkgAC-65to134-S13 | None | Hsp | New | CZ01 | cDXGF | 0 | DXSZCap | 680.4572 | 235501 | 2479194 | 3489382.992 | 848496.8 | 0 | 1266427 | 0 | 4859.381 | 0 | 18401.05 | 341013.7 | 136174 | 5532.323 | 0 | 0 | 0 | 0 | 3455879000 | 8136039 | 3447744000 | 34477.44 | 1010188.992 | 0 | 168.5133 | 248.1984 | 44378.8665
MsrNResSpltPkgAC-65to134-S13 | None | Hsp | New | CZ02 | cDXGF | 0 | DXSZCap | 680.4571 | 235501 | 2632253 | 3279933.602 | 848496.8 | 0 | 1266427 | 0 | 155873.7 | 0 | 13306.03 | 348153.7 | 80980.38 | 80205.76 | 0 | 0 | 0 | 0 | 2218650000 | 8136039 | 2210514000 | 22105.14 | 647680.602 | 0 | 168.5133 | 248.1984 | 44378.8671
MsrNResSpltPkgAC-65to134-S13 | None | Hsp | New | CZ03 | cDXGF | 0 | DXSZCap | 680.4571 | 235501 | 2542763 | 3009252.695 | 848496.8 | 0 | 1266427 | 0 | 75111.5 | 0 | 7384.641 | 345347.2 | 67571.53 | 53539.46 | 0 | 0 | 0 | 0 | 1600251000 | 8136039 | 1592115000 | 15921.15 | 466489.695 | 0 | 168.5133 | 248.1984 | 44378.8677
MsrNResSpltPkgAC-65to134-S13 | None | Hsp | New | CZ04 | cDXGF | 0 | DXSZCap | 680.4571 | 235501 | 2689151 | 3085247.152 | 848496.8 | 0 | 1266427 | 0 | 215613.3 | 0 | 7521.494 | 351096.4 | 54596.41 | 107974.3 | 0 | 0 | 0 | 0 | 1360000000 | 8136039 | 1351864000 | 13518.64 | 396096.152 | 0 | 168.5133 | 248.1984 | 44378.8682
MsrNResSpltPkgAC-65to134-S13 | None | Hsp | New | CZ05 | cDXGF | 0 | DXSZCap | 680.4571 | 235501 | 2561629 | 3004791.207 | 848496.8 | 0 | 1266427 | 0 | 92311.12 | 0 | 8500.502 | 345897.6 | 62303.15 | 65138.07 | 0 | 0 | 0 | 0 | 1520634000 | 8136039 | 1512499000 | 15124.99 | 443162.207 | 0 | 168.5133 | 248.1984 | 44378.8688
MsrNResSpltPkgAC-65to134-S13 | None | Hsp | New | CZ06 | cDXGF | 0 | DXSZCap | 680.4572 | 235501 | 2742621 | 2913987.2068 | 848496.8 | 0 | 1266427 | 0 | 278542.2 | 0 | 2779.119 | 346380.3 | 28379.18 | 144009.8 | 0 | 0 | 0 | 0 | 593003600 | 8136039 | 584867600 | 5848.676 | 171366.2068 | 0 | 168.5133 | 248.1984 | 44378.8693
MsrNResSpltPkgAC-65to134-S13 | None | Hsp | New | CZ07 | cDXGF | 0 | DXSZCap | 680.4571 | 235501 | 2700003 | 2814235.5253 | 848496.8 | 0 | 1266427 | 0 | 236089.9 | 0 | 1379.031 | 347613.6 | 22139.51 | 135956.2 | 0 | 0 | 0 | 0 | 398008000 | 8136039 | 389872100 | 3898.721 | 114232.5253 | 0 | 168.5133 | 248.1984 | 44378.8699
MsrNResSpltPkgAC-65to134-S13 | None | Hsp | New | CZ08 | cDXGF | 0 | DXSZCap | 680.4571 | 235501 | 2820982 | 2964118.4186 | 848496.8 | 0 | 1266427 | 0 | 354008.9 | 0 | 2994.921 | 349058.4 | 23963.34 | 159230.8 | 0 | 0 | 0 | 0 | 496656400 | 8136039 | 488520200 | 4885.202 | 143136.4186 | 0 | 168.5133 | 248.1984 | 44378.8704
MsrNResSpltPkgAC-65to134-S13 | None | Hsp | New | CZ09 | cDXGF | 0 | DXSZCap | 680.803 | 235501 | 2795525 | 2998572.9452 | 848496.8 | 0 | 1266427 | 0 | 327928.9 | 0 | 4297.18 | 348379.8 | 31527.5 | 145926 | 0 | 0 | 0 | 0 | 701132900 | 8136039 | 692996400 | 6929.964 | 203047.9452 | 0 | 168.5133 | 248.1984 | 44378.871
MsrNResSpltPkgAC-65to134-S13 | None | Hsp | New | CZ10 | cDXGF | 0 | DXSZCap | 680.6134 | 235501 | 2844661 | 3131363.9612 | 848496.8 | 0 | 1266427 | 0 | 372608.4 | 0 | 6307.082 | 350820.9 | 39082.31 | 153330.5 | 0 | 0 | 0 | 0 | 986644700 | 8136039 | 978508400 | 9785.084 | 286702.9612 | 0 | 168.5133 | 248.1984 | 44378.8716
MsrNResSpltPkgAC-65to134-S13 | None | Hsp | New | CZ11 | cDXGF | 0 | DXSZCap | 680.4571 | 235501 | 2843731 | 3358716.297 | 848496.8 | 0 | 1266427 | 0 | 365501.4 | 0 | 11584.87 | 351723.3 | 65900.88 | 139975 | 0 | 0 | 0 | 0 | 1765766000 | 8136039 | 1757629000 | 17576.29 | 514985.297 | 0 | 168.5133 | 248.1984 | 44378.8721
MsrNResSpltPkgAC-65to134-S13 | None | Hsp | New | CZ12 | cDXGF | 0 | DXSZCap | 680.4571 | 235501 | 2744510 | 3280724.319 | 848496.8 | 0 | 1266427 | 0 | 265237.7 | 0 | 10753.24 | 353598.8 | 66605.93 | 118373 | 0 | 0 | 0 | 0 | 1838220000 | 8136039 | 1830083000 | 18300.83 | 536214.319 | 0 | 168.5133 | 248.1984 | 44378.8727
MsrNResSpltPkgAC-65to134-S13 | None | Hsp | New | CZ13 | cDXGF | 0 | DXSZCap | 680.4571 | 235501 | 2898080 | 3336838.417 | 848496.8 | 0 | 1266427 | 0 | 418033.5 | 0 | 10084.78 | 355041.4 | 56796.49 | 159823.2 | 0 | 0 | 0 | 0 | 1505606000 | 8136039 | 1497469000 | 14974.69 | 438758.417 | 0 | 168.5133 | 248.1984 | 44378.8732
MsrNResSpltPkgAC-65to134-S13 | None | Hsp | New | CZ14 | cDXGF | 0 | DXSZCap | 680.4571 | 235501 | 2834137 | 3370480.825 | 848496.8 | 0 | 1266427 | 0 | 355986.2 | 0 | 12021.74 | 351208.1 | 64009.82 | 143378.9 | 0 | 0 | 0 | 0 | 1838662000 | 8136039 | 1830525000 | 18305.25 | 536343.825 | 0 | 168.5133 | 248.1984 | 44378.8738
MsrNResSpltPkgAC-65to134-S13 | None | Hsp | New | CZ15 | cDXGF | 0 | DXSZCap | 712.7371 | 235501 | 3221324 | 3302987.0262 | 848496.8 | 0 | 1266427 | 0 | 748235.3 | 0 | 2673.887 | 355493.8 | 14592.53 | 230349.7 | 0 | 0 | 0 | 0 | 286849400 | 8136039 | 278713400 | 2787.134 | 81663.0262 | 0 | 168.5133 | 248.1984 | 44378.8744
MsrNResSpltPkgAC-65to134-S13 | None | Hsp | New | CZ16 | cDXGF | 0 | DXSZCap | 680.4572 | 235501 | 2605610 | 3859789.468 | 848496.8 | 0 | 1266427 | 0 | 116501.5 | 0 | 21401.19 | 352786.5 | 123479.7 | 78804.38 | 0 | 0 | 0 | 0 | 4288613000 | 8136039 | 4280476000 | 42804.76 | 1254179.468 | 0 | 168.5133 | 248.1984 | 44378.8749
MsrNResSpltPkgAC-65to134-S13 | None | Htl | New | CZ01 | cDXGF | 0 | DXSZCap | 56.2618 | 139998.9 | 652564.9 | 993336.499 | 162049.9 | 0 | 293493.5 | 90034.83 | 50580.14 | 0 | 1521.445 | 40969.11 | 29923.57 | 3668.912 | 0 | 13915.38 | 0 | 0 | 1163043000 | 0 | 1163043000 | 11630.43 | 340771.599 | 0 | 108.0721 | 76.7125 | 44378.8754
MsrNResSpltPkgAC-65to134-S13 | None | Htl | New | CZ02 | cDXGF | 0 | DXSZCap | 49.0808 | 139998.9 | 725370.6 | 909402.9917 | 162049.9 | 0 | 293493.5 | 64689.42 | 150482.3 | 0 | 959.4539 | 37012.41 | 15096.26 | 16160.89 | 0 | 16683.14 | 0 | 0 | 628096900 | 0 | 628096900 | 6280.969 | 184032.3917 | 0 | 108.0721 | 76.7125 | 44378.8759
MsrNResSpltPkgAC-65to134-S13 | None | Htl | New | CZ03 | cDXGF | 0 | DXSZCap | 59.0203 | 139998.9 | 654420.2 | 834821.2376 | 162049.9 | 0 | 293493.5 | 37239.95 | 115876.8 | 0 | 640.5167 | 42350.52 | 19305.1 | 12463.23 | 0 | 2768.592 | 0 | 0 | 615703200 | 0 | 615703200 | 6157.032 | 180401.0376 | 0 | 108.0721 | 76.7125 | 44378.8764
MsrNResSpltPkgAC-65to134-S13 | None | Htl | New | CZ04 | cDXGF | 0 | DXSZCap | 49.3005 | 139998.9 | 721917.8 | 840597.7723 | 162049.9 | 0 | 293493.5 | 36060.75 | 187834.7 | 0 | 544.8982 | 37494.25 | 10325.49 | 20558.89 | 0 | 4439.197 | 0 | 0 | 405051100 | 0 | 405051100 | 4050.511 | 118679.9723 | 0 | 108.0721 | 76.7125 | 44378.8769
MsrNResSpltPkgAC-65to134-S13 | None | Htl | New | CZ05 | cDXGF | 0 | DXSZCap | 58.5518 | 139998.9 | 667856.4 | 840948.4354 | 162049.9 | 0 | 293493.5 | 38544.4 | 124851.9 | 0 | 731.4509 | 42731.51 | 17975.83 | 14357.8 | 0 | 5453.061 | 0 | 0 | 590757800 | 0 | 590757800 | 5907.578 | 173092.0354 | 0 | 108.0721 | 76.7125 | 44378.8773
MsrNResSpltPkgAC-65to134-S13 | None | Htl | New | CZ06 | cDXGF | 0 | DXSZCap | 61.7378 | 139998.9 | 726086.4 | 802824.0083 | 162049.9 | 0 | 293493.5 | 13399.18 | 210679.3 | 0 | 252.1487 | 46111.03 | 9935.3 | 25858.42 | 0 | 100.8785 | 0 | 0 | 261903100 | 0 | 261903100 | 2619.031 | 76737.6083 | 0 | 108.0721 | 76.7125 | 44378.8778
MsrNResSpltPkgAC-65to134-S13 | None | Htl | New | CZ07 | cDXGF | 0 | DXSZCap | 60.9413 | 139998.9 | 699799.8 | 761678.0891 | 162049.9 | 0 | 293493.5 | 9189.803 | 189845.1 | 0 | 123.5047 | 45097.73 | 9487.542 | 24044.12 | 0 | 0 | 0 | 0 | 211188700 | 0 | 211188700 | 2111.887 | 61878.2891 | 0 | 108.0721 | 76.7125 | 44378.8783
MsrNResSpltPkgAC-65to134-S13 | None | Htl | New | CZ08 | cDXGF | 0 | DXSZCap | 53.0608 | 139998.9 | 765201.5 | 815690.8498 | 162049.9 | 0 | 293493.5 | 13940.53 | 254766.7 | 0 | 233.4884 | 40312.94 | 5514.435 | 28024.95 | 0 | 403.8417 | 0 | 0 | 172318600 | 0 | 172318600 | 1723.186 | 50489.3498 | 0 | 108.0721 | 76.7125 | 44378.8788
MsrNResSpltPkgAC-65to134-S13 | None | Htl | New | CZ09 | cDXGF | 0 | DXSZCap | 70.7876 | 139998.9 | 774560.4 | 847429.4414 | 162049.9 | 0 | 293493.5 | 17687.34 | 251696.7 | 0 | 446.759 | 48493.05 | 9392.898 | 28921.36 | 0 | 692.6986 | 0 | 0 | 248699800 | 0 | 248699800 | 2486.998 | 72869.0414 | 0 | 108.0721 | 76.7125 | 44378.8793
MsrNResSpltPkgAC-65to134-S13 | None | Htl | New | CZ10 | cDXGF | 0 | DXSZCap | 63.6864 | 139998.9 | 808086.3 | 893364.6239 | 162049.9 | 0 | 293493.5 | 26736.81 | 272541.5 | 0 | 590.1043 | 46903.29 | 9237.956 | 29726.61 | 0 | 5770.424 | 0 | 0 | 291052300 | 0 | 291052300 | 2910.523 | 85278.3239 | 0 | 108.0721 | 76.7125 | 44378.8798
MsrNResSpltPkgAC-65to134-S13 | None | Htl | New | CZ11 | cDXGF | 0 | DXSZCap | 67.5535 | 139998.9 | 850328.6 | 999923.3246 | 162049.9 | 0 | 293493.5 | 60980.41 | 270702.1 | 0 | 1150.019 | 50644.13 | 15239.45 | 28367.59 | 0 | 11308.07 | 0 | 0 | 510562200 | 0 | 510562200 | 5105.622 | 149594.7246 | 0 | 108.0721 | 76.7125 | 44378.8803
MsrNResSpltPkgAC-65to134-S13 | None | Htl | New | CZ12 | cDXGF | 0 | DXSZCap | 60.7816 | 139998.9 | 789598.8 | 936139.2633 | 162049.9 | 0 | 293493.5 | 55233.07 | 220318.9 | 0 | 960.4243 | 45323.28 | 14076.08 | 23873.06 | 0 | 12219.18 | 0 | 0 | 500138100 | 0 | 500138100 | 5001.381 | 146540.4633 | 0 | 108.0721 | 76.7125 | 44378.8809
MsrNResSpltPkgAC-65to134-S13 | None | Htl | New | CZ13 | cDXGF | 0 | DXSZCap | 69.4543 | 139998.9 | 869027.8 | 995994.2518 | 162049.9 | 0 | 293493.5 | 46216.67 | 305279.8 | 0 | 1029.234 | 52521.23 | 13047.79 | 32345.7 | 0 | 8436.961 | 0 | 0 | 433332600 | 0 | 433332600 | 4333.326 | 126966.4518 | 0 | 108.0721 | 76.7125 | 44378.8814
MsrNResSpltPkgAC-65to134-S13 | None | Htl | New | CZ14 | cDXGF | 0 | DXSZCap | 69.0436 | 139998.9 | 856001.8 | 997556.3702 | 162049.9 | 0 | 293493.5 | 61570.81 | 272039.1 | 0 | 1219.7 | 51577.34 | 14624.91 | 29369.25 | 0 | 14050.82 | 0 | 0 | 483121400 | 0 | 483121400 | 4831.214 | 141554.5702 | 0 | 108.0721 | 76.7125 | 44378.8819
MsrNResSpltPkgAC-65to134-S13 | None | Htl | New | CZ15 | cDXGF | 0 | DXSZCap | 94.8929 | 139998.9 | 1023019 | 1059152.5511 | 162049.9 | 0 | 293493.5 | 8731.304 | 494092.3 | 0 | 355.9444 | 64233.4 | 5166.531 | 50195.57 | 0 | 61.7585 | 0 | 0 | 123322700 | 0 | 123322700 | 1233.227 | 36133.5511 | 0 | 108.0721 | 76.7125 | 44378.8824
MsrNResSpltPkgAC-65to134-S13 | None | Htl | New | CZ16 | cDXGF | 0 | DXSZCap | 59.8926 | 139998.9 | 878273.4 | 1221974.706 | 162049.9 | 0 | 293493.5 | 159983.5 | 131127.5 | 0 | 1883.698 | 52004.55 | 28719.22 | 16151.67 | 0 | 77730.54 | 0 | 0 | 1173042000 | 0 | 1173042000 | 11730.42 | 343701.306 | 0 | 108.0721 | 76.7125 | 44378.8829
MsrNResSpltPkgAC-65to134-S13 | None | MBT | New | CZ01 | cDXGF | 0 | DXSZCap | 282.6957 | 199999.2 | 1198511 | 1584614.68 | 366189 | 0 | 737073.3 | 0 | 22133.37 | 0 | 7637.129 | 65471.62 | 22823.64 | 18623.58 | 0 | 0 | 0 | 0 | 1317760000 | 0 | 1317760000 | 13177.6 | 386103.68 | 0 | 154.0824 | 225.6398 | 44378.8833
MsrNResSpltPkgAC-65to134-S13 | None | MBT | New | CZ02 | cDXGF | 0 | DXSZCap | 277.817 | 199999.2 | 1280040 | 1460152.667 | 366189 | 0 | 737073.3 | 0 | 100957.4 | 0 | 5430.425 | 70383.57 | 11023.81 | 41903.52 | 0 | 0 | 0 | 0 | 614719000 | 0 | 614719000 | 6147.19 | 180112.667 | 0 | 154.0824 | 225.6398 | 44378.8837
MsrNResSpltPkgAC-65to134-S13 | None | MBT | New | CZ03 | cDXGF | 0 | DXSZCap | 295.3912 | 199999.2 | 1249121 | 1420544.7227 | 366189 | 0 | 737073.3 | 0 | 68660.82 | 0 | 3202.345 | 73989.68 | 13517.45 | 38604.6 | 0 | 0 | 0 | 0 | 585063900 | 0 | 585063900 | 5850.639 | 171423.7227 | 0 | 154.0824 | 225.6398 | 44378.8841
MsrNResSpltPkgAC-65to134-S13 | None | MBT | New | CZ04 | cDXGF | 0 | DXSZCap | 275.9713 | 199999.2 | 1305363 | 1418072.7457 | 366189 | 0 | 737073.3 | 0 | 125919.8 | 0 | 3048.217 | 73126.9 | 7948.662 | 50163.39 | 0 | 0 | 0 | 0 | 384674900 | 0 | 384674900 | 3846.749 | 112709.7457 | 0 | 154.0824 | 225.6398 | 44378.8844
MsrNResSpltPkgAC-65to134-S13 | None | MBT | New | CZ05 | cDXGF | 0 | DXSZCap | 292.5439 | 199999.2 | 1265556 | 1410771.6638 | 366189 | 0 | 737073.3 | 0 | 84707.08 | 0 | 3652.501 | 73929.23 | 11420.19 | 42247.19 | 0 | 0 | 0 | 0 | 495616600 | 0 | 495616600 | 4956.166 | 145215.6638 | 0 | 154.0824 | 225.6398 | 44378.8848
MsrNResSpltPkgAC-65to134-S13 | None | MBT | New | CZ06 | cDXGF | 0 | DXSZCap | 317.1841 | 199999.2 | 1340456 | 1405943.844 | 366189 | 0 | 737073.3 | 0 | 157605.2 | 0 | 1295.264 | 78288.11 | 6392.759 | 56157.08 | 0 | 0 | 0 | 0 | 223508000 | 0 | 223508000 | 2235.08 | 65487.844 | 0 | 154.0824 | 225.6398 | 44378.8852
MsrNResSpltPkgAC-65to134-S13 | None | MBT | New | CZ07 | cDXGF | 0 | DXSZCap | 313.2301 | 199999.2 | 1316871 | 1371302.2546 | 366189 | 0 | 737073.3 | 0 | 134036.5 | 0 | 634.7457 | 78932.3 | 6150.733 | 55958.84 | 0 | 0 | 0 | 0 | 185772200 | 0 | 185772200 | 1857.722 | 54431.2546 | 0 | 154.0824 | 225.6398 | 44378.8857
MsrNResSpltPkgAC-65to134-S13 | None | MBT | New | CZ08 | cDXGF | 0 | DXSZCap | 316.5544 | 199999.2 | 1373204 | 1420198.4165 | 366189 | 0 | 737073.3 | 0 | 189070.5 | 0 | 1393.191 | 79472.7 | 4794.665 | 61058.07 | 0 | 0 | 0 | 0 | 160390500 | 0 | 160390500 | 1603.905 | 46994.4165 | 0 | 154.0824 | 225.6398 | 44378.8861
MsrNResSpltPkgAC-65to134-S13 | None | MBT | New | CZ09 | cDXGF | 0 | DXSZCap | 375.7524 | 199999.2 | 1359497 | 1408683.203 | 366189 | 0 | 737073.3 | 0 | 171105.2 | 0 | 2371.662 | 82751.8 | 4935.016 | 58294.72 | 0 | 0 | 0 | 0 | 167871000 | 0 | 167871000 | 1678.71 | 49186.203 | 0 | 154.0824 | 225.6398 | 44378.8865
MsrNResSpltPkgAC-65to134-S13 | None | MBT | New | CZ10 | cDXGF | 0 | DXSZCap | 347.8193 | 199999.2 | 1379753 | 1444403.9481 | 366189 | 0 | 737073.3 | 0 | 193182.2 | 0 | 3223.017 | 80079.57 | 5078.055 | 58837.74 | 0 | 0 | 0 | 0 | 220651700 | 0 | 220651700 | 2206.517 | 64650.9481 | 0 | 154.0824 | 225.6398 | 44378.8869
MsrNResSpltPkgAC-65to134-S13 | None | MBT | New | CZ11 | cDXGF | 0 | DXSZCap | 379.858 | 199999.2 | 1373285 | 1523683.1892 | 366189 | 0 | 737073.3 | 0 | 178303.4 | 0 | 6467.07 | 85245.88 | 10929.48 | 52649.84 | 0 | 0 | 0 | 0 | 513304400 | 0 | 513304400 | 5133.044 | 150398.1892 | 0 | 154.0824 | 225.6398 | 44378.8872
MsrNResSpltPkgAC-65to134-S13 | None | MBT | New | CZ12 | cDXGF | 0 | DXSZCap | 339.0397 | 199999.2 | 1329618 | 1478527.1339 | 366189 | 0 | 737073.3 | 0 | 142132.3 | 0 | 5357.475 | 78860.35 | 9242.13 | 49638.6 | 0 | 0 | 0 | 0 | 508222300 | 0 | 508222300 | 5082.223 | 148909.1339 | 0 | 154.0824 | 225.6398 | 44378.8876
MsrNResSpltPkgAC-65to134-S13 | None | MBT | New | CZ13 | cDXGF | 0 | DXSZCap | 383.6154 | 199999.2 | 1394389 | 1519601.9054 | 366189 | 0 | 737073.3 | 0 | 197272.8 | 0 | 5685.293 | 88162.47 | 9209.726 | 58045.75 | 0 | 0 | 0 | 0 | 427347800 | 0 | 427347800 | 4273.478 | 125212.9054 | 0 | 154.0824 | 225.6398 | 44378.888
MsrNResSpltPkgAC-65to134-S13 | None | MBT | New | CZ14 | cDXGF | 0 | DXSZCap | 385.5739 | 199999.2 | 1377988 | 1520885.7408 | 366189 | 0 | 737073.3 | 0 | 182655.9 | 0 | 6811.953 | 85252.72 | 10233.93 | 54115.14 | 0 | 0 | 0 | 0 | 487705600 | 0 | 487705600 | 4877.056 | 142897.7408 | 0 | 154.0824 | 225.6398 | 44378.8884
MsrNResSpltPkgAC-65to134-S13 | None | MBT | New | CZ15 | cDXGF | 0 | DXSZCap | 507.9292 | 199999.2 | 1573801 | 1591931.0899 | 366189 | 0 | 737073.3 | 0 | 356932.2 | 0 | 1905.533 | 111695.2 | 2886.462 | 90904.39 | 0 | 0 | 0 | 0 | 61877440 | 0 | 61877440 | 618.7744 | 18130.0899 | 0 | 154.0824 | 225.6398 | 44378.8887
MsrNResSpltPkgAC-65to134-S13 | None | MBT | New | CZ16 | cDXGF | 0 | DXSZCap | 302.7153 | 199999.2 | 1251418 | 1707919.032 | 366189 | 0 | 737073.3 | 0 | 64490.89 | 0 | 9518.533 | 74140.14 | 20837.67 | 32722.85 | 0 | 0 | 0 | 0 | 1558024000 | 0 | 1558024000 | 15580.24 | 456501.032 | 0 | 154.0824 | 225.6398 | 44378.8891
MsrNResSpltPkgAC-65to134-S13 | None | MLI | New | CZ01 | cDXGF | 0 | DXSZCap | 165.6159 | 100001.1 | 528603.1 | 1007615.029 | 207088.4 | 0 | 280500.8 | 0 | 1259.846 | 0 | 4478.616 | 35276.04 | 19277.53 | 1064.973 | 0 | 0 | 0 | 0 | 1634853000 | 0 | 1634853000 | 16348.53 | 479011.929 | 0 | 79.8759 | 89.751 | 44378.8894
MsrNResSpltPkgAC-65to134-S13 | None | MLI | New | CZ02 | cDXGF | 0 | DXSZCap | 180.4639 | 100001.1 | 560869.9 | 882192.745 | 207088.4 | 0 | 280500.8 | 0 | 31867.35 | 0 | 3528.906 | 37884.48 | 12164.52 | 11002.23 | 0 | 0 | 0 | 0 | 1096665000 | 0 | 1096665000 | 10966.65 | 321322.845 | 0 | 79.8759 | 89.751 | 44378.8898
MsrNResSpltPkgAC-65to134-S13 | None | MLI | New | CZ03 | cDXGF | 0 | DXSZCap | 188.0681 | 100001.1 | 540452 | 797493.0476 | 207088.4 | 0 | 280500.8 | 0 | 12177.35 | 0 | 2041.005 | 38644.8 | 12667.9 | 6131.149 | 0 | 0 | 0 | 0 | 877273200 | 0 | 877273200 | 8772.732 | 257041.0476 | 0 | 79.8759 | 89.751 | 44378.8901
MsrNResSpltPkgAC-65to134-S13 | None | MLI | New | CZ04 | cDXGF | 0 | DXSZCap | 183.0038 | 100001.1 | 570908.8 | 776971.1585 | 207088.4 | 0 | 280500.8 | 0 | 42595.52 | 0 | 2022.847 | 38701.5 | 9042.21 | 14234.56 | 0 | 0 | 0 | 0 | 703284500 | 0 | 703284500 | 7032.845 | 206062.3585 | 0 | 79.8759 | 89.751 | 44378.8904
MsrNResSpltPkgAC-65to134-S13 | None | MLI | New | CZ05 | cDXGF | 0 | DXSZCap | 186.0816 | 100001.1 | 545530.8 | 791612.7979 | 207088.4 | 0 | 280500.8 | 0 | 17263.5 | 0 | 2324.602 | 38353.91 | 10945.47 | 8035.901 | 0 | 0 | 0 | 0 | 839870300 | 0 | 839870300 | 8398.703 | 246081.9979 | 0 | 79.8759 | 89.751 | 44378.8908
MsrNResSpltPkgAC-65to134-S13 | None | MLI | New | CZ06 | cDXGF | 0 | DXSZCap | 211.6486 | 100001.1 | 580506.4 | 691123.4518 | 207088.4 | 0 | 280500.8 | 0 | 48974.98 | 0 | 864.4129 | 43078.35 | 6412.082 | 18155.05 | 0 | 0 | 0 | 0 | 377532600 | 0 | 377532600 | 3775.326 | 110617.0518 | 0 | 79.8759 | 89.751 | 44378.8911
MsrNResSpltPkgAC-65to134-S13 | None | MLI | New | CZ07 | cDXGF | 0 | DXSZCap | 200.6824 | 100001.1 | 567524.1 | 656596.9497 | 207088.4 | 0 | 280500.8 | 0 | 38586.14 | 0 | 406.7072 | 40942.83 | 5653.638 | 15571.03 | 0 | 0 | 0 | 0 | 304002900 | 0 | 304002900 | 3040.029 | 89072.8497 | 0 | 79.8759 | 89.751 | 44378.8914
MsrNResSpltPkgAC-65to134-S13 | None | MLI | New | CZ08 | cDXGF | 0 | DXSZCap | 207.96 | 100001.1 | 608231 | 706181.8962 | 207088.4 | 0 | 280500.8 | 0 | 76761.8 | 0 | 915.3004 | 42965.26 | 5217.913 | 22231.73 | 0 | 0 | 0 | 0 | 334303400 | 0 | 334303400 | 3343.034 | 97950.8962 | 0 | 79.8759 | 89.751 | 44378.8918
MsrNResSpltPkgAC-65to134-S13 | None | MLI | New | CZ09 | cDXGF | 0 | DXSZCap | 252.3316 | 100001.1 | 611446.2 | 723581.9001 | 207088.4 | 0 | 280500.8 | 0 | 71259.15 | 0 | 1592.698 | 51006.04 | 6975.944 | 23539.94 | 0 | 0 | 0 | 0 | 382715700 | 0 | 382715700 | 3827.157 | 112135.7001 | 0 | 79.8759 | 89.751 | 44378.8921
MsrNResSpltPkgAC-65to134-S13 | None | MLI | New | CZ10 | cDXGF | 0 | DXSZCap | 233.4605 | 100001.1 | 622370.8 | 762617.0959 | 207088.4 | 0 | 280500.8 | 0 | 84332.3 | 0 | 2163.427 | 48286.63 | 7192.428 | 23890.18 | 0 | 0 | 0 | 0 | 478656300 | 0 | 478656300 | 4786.563 | 140246.2959 | 0 | 79.8759 | 89.751 | 44378.8924
MsrNResSpltPkgAC-65to134-S13 | None | MLI | New | CZ11 | cDXGF | 0 | DXSZCap | 228.8713 | 100001.1 | 617844.1 | 813256.3773 | 207088.4 | 0 | 280500.8 | 0 | 78387.06 | 0 | 3896.583 | 47972 | 10543.35 | 20879.78 | 0 | 0 | 0 | 0 | 666936100 | 0 | 666936100 | 6669.361 | 195412.2773 | 0 | 79.8759 | 89.751 | 44378.8928
MsrNResSpltPkgAC-65to134-S13 | None | MLI | New | CZ12 | cDXGF | 0 | DXSZCap | 220.7839 | 100001.1 | 594495.1 | 831837.3767 | 207088.4 | 0 | 280500.8 | 0 | 57134.1 | 0 | 3489.054 | 46283.54 | 11133.91 | 17632.08 | 0 | 0 | 0 | 0 | 810041900 | 0 | 810041900 | 8100.419 | 237342.2767 | 0 | 79.8759 | 89.751 | 44378.8931
MsrNResSpltPkgAC-65to134-S13 | None | MLI | New | CZ13 | cDXGF | 0 | DXSZCap | 239.7735 | 100001.1 | 634434.3 | 811698.0108 | 207088.4 | 0 | 280500.8 | 0 | 92321.31 | 0 | 3553.591 | 50970.64 | 9733.335 | 24602.06 | 0 | 0 | 0 | 0 | 604995600 | 0 | 604995600 | 6049.956 | 177263.7108 | 0 | 79.8759 | 89.751 | 44378.8934
MsrNResSpltPkgAC-65to134-S13 | None | MLI | New | CZ14 | cDXGF | 0 | DXSZCap | 231.9646 | 100001.1 | 619016.2 | 811966.4569 | 207088.4 | 0 | 280500.8 | 0 | 79238.05 | 0 | 4098.169 | 48091.35 | 9475.273 | 21384.86 | 0 | 0 | 0 | 0 | 658533300 | 0 | 658533300 | 6585.333 | 192950.2569 | 0 | 79.8759 | 89.751 | 44378.8938
MsrNResSpltPkgAC-65to134-S13 | None | MLI | New | CZ15 | cDXGF | 0 | DXSZCap | 300.8152 | 100001.1 | 736297.6 | 763920.9602 | 207088.4 | 0 | 280500.8 | 0 | 183969.3 | 0 | 1128.53 | 63611.23 | 2592.144 | 44790.16 | 0 | 0 | 0 | 0 | 94277680 | 0 | 94277680 | 942.7768 | 27623.3602 | 0 | 79.8759 | 89.751 | 44378.8941
MsrNResSpltPkgAC-65to134-S13 | None | MLI | New | CZ16 | cDXGF | 0 | DXSZCap | 173.901 | 100001.1 | 550421.7 | 1002286.886 | 207088.4 | 0 | 280500.8 | 0 | 20093.13 | 0 | 5469.401 | 37270.14 | 15627.77 | 9139.953 | 0 | 0 | 0 | 0 | 1542202000 | 0 | 1542202000 | 15422.02 | 451865.186 | 0 | 79.8759 | 89.751 | 44378.8944
MsrNResSpltPkgAC-65to134-S13 | None | Mtl | New | CZ01 | cDXGF | 0 | DXSZCap | 8.0534 | 30000.07 | 114068.3 | 126892.2566 | 24477.74 | 0 | 54573.23 | 18813.72 | 8325.888 | 0 | 217.7797 | 5459.051 | 2361.049 | 672.6483 | 0 | 2200.88 | 0 | 0 | 43767770 | 0 | 43767770 | 437.6777 | 12823.9566 | 0 | 22.9621 | 15.915 | 44378.8948
MsrNResSpltPkgAC-65to134-S13 | None | Mtl | New | CZ02 | cDXGF | 0 | DXSZCap | 5.9069 | 30000.07 | 126416.4 | 134862.377 | 24477.74 | 0 | 54573.23 | 12426.94 | 26804 | 0 | 115.4916 | 5237.012 | 1308.802 | 2484.65 | 0 | 2781.969 | 0 | 0 | 28825860 | 0 | 28825860 | 288.2586 | 8445.977 | 0 | 22.9621 | 15.915 | 44378.8952
MsrNResSpltPkgAC-65to134-S13 | None | Mtl | New | CZ03 | cDXGF | 0 | DXSZCap | 8.4008 | 30000.07 | 113755.4 | 118037.2932 | 24477.74 | 0 | 54573.23 | 7252.38 | 21178.05 | 0 | 91.1692 | 5803.455 | 917.2452 | 2094.731 | 0 | 379.314 | 0 | 0 | 14613970 | 0 | 14613970 | 146.1397 | 4281.8932 | 0 | 22.9621 | 15.915 | 44378.8955
MsrNResSpltPkgAC-65to134-S13 | None | Mtl | New | CZ04 | cDXGF | 0 | DXSZCap | 6.0118 | 30000.07 | 126103.2 | 130322.2242 | 24477.74 | 0 | 54573.23 | 6642.179 | 34271.41 | 0 | 66.4448 | 5405.522 | 706.9209 | 3256.323 | 0 | 666.6758 | 0 | 0 | 14399400 | 0 | 14399400 | 143.994 | 4219.0242 | 0 | 22.9621 | 15.915 | 44378.8959
MsrNResSpltPkgAC-65to134-S13 | None | Mtl | New | CZ05 | cDXGF | 0 | DXSZCap | 8.3466 | 30000.07 | 115538.8 | 120033.757 | 24477.74 | 0 | 54573.23 | 6971.76 | 22809.72 | 0 | 104.2683 | 5863.449 | 910.9249 | 2297.86 | 0 | 738.541 | 0 | 0 | 15341150 | 0 | 15341150 | 153.4115 | 4494.9569 | 0 | 22.9621 | 15.915 | 44378.8963
MsrNResSpltPkgAC-65to134-S13 | None | Mtl | New | CZ06 | cDXGF | 0 | DXSZCap | 8.6456 | 30000.07 | 127576.6 | 128645.5302 | 24477.74 | 0 | 54573.23 | 2305.607 | 39642.53 | 0 | 35.3102 | 6529.516 | 281.1132 | 4057.085 | 0 | 12.6252 | 0 | 0 | 3648226 | 0 | 3648226 | 36.4823 | 1068.9302 | 0 | 22.9621 | 15.915 | 44378.8967
MsrNResSpltPkgAC-65to134-S13 | None | Mtl | New | CZ07 | cDXGF | 0 | DXSZCap | 8.5889 | 30000.07 | 122945.8 | 123603.1657 | 24477.74 | 0 | 54573.23 | 2018.261 | 35532.02 | 0 | 17.4064 | 6327.059 | 206.5066 | 3772.531 | 0 | 0 | 0 | 0 | 2243569 | 0 | 2243569 | 22.4357 | 657.3657 | 0 | 22.9621 | 15.915 | 44378.8971
MsrNResSpltPkgAC-65to134-S13 | None | Mtl | New | CZ08 | cDXGF | 0 | DXSZCap | 6.3145 | 30000.07 | 134781.5 | 135899.8286 | 24477.74 | 0 | 54573.23 | 2384.42 | 47351.11 | 0 | 27.7913 | 5909.309 | 250.8752 | 4366.759 | 0 | 57.8809 | 0 | 0 | 3816821 | 0 | 3816821 | 38.1682 | 1118.3286 | 0 | 22.9621 | 15.915 | 44378.8975
MsrNResSpltPkgAC-65to134-S13 | None | Mtl | New | CZ09 | cDXGF | 0 | DXSZCap | 7.7904 | 30000.07 | 135105.8 | 136862.3687 | 24477.74 | 0 | 54573.23 | 3079.734 | 46312.3 | 0 | 49.1719 | 6500.204 | 376.7463 | 4268.426 | 0 | 113.3509 | 0 | 0 | 5995115 | 0 | 5995115 | 59.9511 | 1756.5687 | 0 | 22.9621 | 15.915 | 44378.8978
MsrNResSpltPkgAC-65to134-S13 | None | Mtl | New | CZ10 | cDXGF | 0 | DXSZCap | 7.309 | 30000.07 | 141168.9 | 144191.1393 | 24477.74 | 0 | 54573.23 | 4506.388 | 50052.36 | 0 | 67.7284 | 6586.872 | 547.7527 | 4470.765 | 0 | 904.4589 | 0 | 0 | 10314810 | 0 | 10314810 | 103.1481 | 3022.2393 | 0 | 22.9621 | 15.915 | 44378.8982
MsrNResSpltPkgAC-65to134-S13 | None | Mtl | New | CZ11 | cDXGF | 0 | DXSZCap | 7.7063 | 30000.07 | 145637.1 | 152296.5212 | 24477.74 | 0 | 54573.23 | 9704.413 | 48242.56 | 0 | 131.1929 | 6912.328 | 1151.489 | 4217.619 | 0 | 1595.609 | 0 | 0 | 22728400 | 0 | 22728400 | 227.284 | 6659.4212 | 0 | 22.9621 | 15.915 | 44378.8986
MsrNResSpltPkgAC-65to134-S13 | None | Mtl | New | CZ12 | cDXGF | 0 | DXSZCap | 7.0302 | 30000.07 | 137148.6 | 143928.0867 | 24477.74 | 0 | 54573.23 | 10042.13 | 39778.21 | 0 | 111.0805 | 6325.445 | 1119.767 | 3601.82 | 0 | 1840.639 | 0 | 0 | 23138180 | 0 | 23138180 | 231.3818 | 6779.4867 | 0 | 22.9621 | 15.915 | 44378.899
MsrNResSpltPkgAC-65to134-S13 | None | Mtl | New | CZ13 | cDXGF | 0 | DXSZCap | 7.889 | 30000.07 | 151110.8 | 156715.4505 | 24477.74 | 0 | 54573.23 | 8020.948 | 55333.29 | 0 | 116.9043 | 7315.694 | 970.0439 | 4852.196 | 0 | 1272.969 | 0 | 0 | 19128500 | 0 | 19128500 | 191.285 | 5604.6505 | 0 | 22.9621 | 15.915 | 44378.8993
MsrNResSpltPkgAC-65to134-S13 | None | Mtl | New | CZ14 | cDXGF | 0 | DXSZCap | 7.7104 | 30000.07 | 146578.1 | 153488.3966 | 24477.74 | 0 | 54573.23 | 9352.896 | 48895.3 | 0 | 136.2027 | 6986.452 | 1124.482 | 4346.089 | 0 | 2156.188 | 0 | 0 | 23584630 | 0 | 23584630 | 235.8463 | 6910.2966 | 0 | 22.9621 | 15.915 | 44378.8997
MsrNResSpltPkgAC-65to134-S13 | None | Mtl | New | CZ15 | cDXGF | 0 | DXSZCap | 10.3495 | 30000.07 | 178854 | 179310.3522 | 24477.74 | 0 | 54573.23 | 968.967 | 89306.72 | 0 | 38.8268 | 9482.429 | 137.0656 | 7688.297 | 0 | 6.0594 | 0 | 0 | 1557516 | 0 | 1557516 | 15.5752 | 456.3522 | 0 | 22.9621 | 15.915 | 44378.9001
MsrNResSpltPkgAC-65to134-S13 | None | Mtl | New | CZ16 | cDXGF | 0 | DXSZCap | 8.3915 | 30000.07 | 154948.8 | 173722.8981 | 24477.74 | 0 | 54573.23 | 31014.54 | 23068.69 | 0 | 263.9205 | 7555.038 | 3330.731 | 2428.891 | 0 | 13995.62 | 0 | 0 | 64075420 | 0 | 64075420 | 640.7542 | 18774.0981 | 0 | 22.9621 | 15.915 | 44378.9005
MsrNResSpltPkgAC-65to134-S13 | None | Nrs | New | CZ01 | cDXGF | 0 | DXSZCap | 95.8925 | 60654.58 | 658432.2 | 949725.8559 | 124089.5 | 0 | 419568.6 | 52.1306 | 53922.94 | 0 | 2593.154 | 58181.26 | 28707.62 | 3864.159 | 0 | 24.1814 | 0 | 0 | 1005899000 | 11722490 | 994176300 | 9941.763 | 291293.6559 | 0 | 37.7404 | 77.7135 | 44378.9009
MsrNResSpltPkgAC-65to134-S13 | None | Nrs | New | CZ02 | cDXGF | 0 | DXSZCap | 95.8925 | 60654.58 | 717850.9 | 911979.4564 | 124089.5 | 0 | 419568.6 | 0.24248 | 111433 | 0 | 1875.14 | 60883.89 | 19354.01 | 16386.9 | 0 | 0.091573 | 0 | 0 | 674277600 | 11722490 | 662554800 | 6625.548 | 194128.5564 | 0 | 37.7404 | 77.7135 | 44378.9014
MsrNResSpltPkgAC-65to134-S13 | None | Nrs | New | CZ03 | cDXGF | 0 | DXSZCap | 95.8925 | 60654.58 | 693763 | 858392.8145 | 124089.5 | 0 | 419568.6 | 2.0919 | 88948.91 | 0 | 1040.671 | 60111.89 | 20094.36 | 11217.92 | 0 | 0.96473 | 0 | 0 | 573599200 | 11722490 | 561876500 | 5618.765 | 164629.8145 | 0 | 37.7404 | 77.7135 | 44378.9019
MsrNResSpltPkgAC-65to134-S13 | None | Nrs | New | CZ04 | cDXGF | 0 | DXSZCap | 95.8925 | 60654.58 | 738778.1 | 867567.6564 | 124089.5 | 0 | 419568.6 | 0 | 132224.9 | 0 | 1059.956 | 61834.79 | 15301.63 | 20415.96 | 0 | 0 | 0 | 0 | 451277600 | 11722490 | 439554800 | 4395.548 | 128789.5564 | 0 | 37.7404 | 77.7135 | 44378.9024
MsrNResSpltPkgAC-65to134-S13 | None | Nrs | New | CZ05 | cDXGF | 0 | DXSZCap | 95.8925 | 60654.58 | 699458.2 | 870865.2803 | 124089.5 | 0 | 419568.6 | 0.47031 | 94284.22 | 0 | 1197.921 | 60316.86 | 19224.52 | 13317.72 | 0 | 0.14197 | 0 | 0 | 596730000 | 11722490 | 585007100 | 5850.071 | 171407.0803 | 0 | 37.7404 | 77.7135 | 44378.9029
MsrNResSpltPkgAC-65to134-S13 | None | Nrs | New | CZ06 | cDXGF | 0 | DXSZCap | 95.9031 | 60654.58 | 752184.1 | 832456.3138 | 124089.5 | 0 | 419568.6 | 0 | 146254.8 | 0 | 391.6858 | 61879.09 | 11830.1 | 24896.73 | 0 | 0 | 0 | 0 | 285689300 | 11722490 | 273966600 | 2739.666 | 80272.2138 | 0 | 37.7404 | 77.7135 | 44378.9033
MsrNResSpltPkgAC-65to134-S13 | None | Nrs | New | CZ07 | cDXGF | 0 | DXSZCap | 95.8925 | 60654.58 | 740577 | 805555.4049 | 124089.5 | 0 | 419568.6 | 0 | 134995.7 | 0 | 194.338 | 61728.61 | 11254.53 | 22944.05 | 0 | 0 | 0 | 0 | 233492100 | 11722490 | 221769300 | 2217.693 | 64978.4049 | 0 | 37.7404 | 77.7135 | 44378.9038
MsrNResSpltPkgAC-65to134-S13 | None | Nrs | New | CZ08 | cDXGF | 0 | DXSZCap | 95.9784 | 60654.58 | 775429.6 | 849991.4196 | 124089.5 | 0 | 419568.6 | 0 | 168690.2 | 0 | 422.4322 | 62658.88 | 10517.16 | 28231.54 | 0 | 0 | 0 | 0 | 266200000 | 11722490 | 254477200 | 2544.772 | 74561.8196 | 0 | 37.7404 | 77.7135 | 44378.9043
MsrNResSpltPkgAC-65to134-S13 | None | Nrs | New | CZ09 | cDXGF | 0 | DXSZCap | 96.9618 | 60654.58 | 770817.3 | 853908.7598 | 124089.5 | 0 | 419568.6 | 0 | 164140.2 | 0 | 612.0139 | 62406.71 | 11240.85 | 26680.07 | 0 | 0 | 0 | 0 | 295311500 | 11722490 | 283588600 | 2835.886 | 83091.4598 | 0 | 37.7404 | 77.7135 | 44378.9047
MsrNResSpltPkgAC-65to134-S13 | None | Nrs | New | CZ10 | cDXGF | 0 | DXSZCap | 96.2504 | 60654.58 | 782950.5 | 882072.2535 | 124089.5 | 0 | 419568.6 | 0 | 175539.8 | 0 | 891.9313 | 62860.75 | 11661.97 | 28192.81 | 0 | 0 | 0 | 0 | 350022300 | 11722490 | 338299500 | 3382.995 | 99121.7535 | 0 | 37.7404 | 77.7135 | 44378.9052
MsrNResSpltPkgAC-65to134-S13 | None | Nrs | New | CZ11 | cDXGF | 0 | DXSZCap | 96.5856 | 60654.58 | 777787.4 | 927062.6374 | 124089.5 | 0 | 419568.6 | 0 | 169984.4 | 0 | 1644.387 | 62500.21 | 14568.84 | 26155.58 | 0 | 0 | 0 | 0 | 521194500 | 11722490 | 509471800 | 5094.718 | 149275.2374 | 0 | 37.7404 | 77.7135 | 44378.9056
MsrNResSpltPkgAC-65to134-S13 | None | Nrs | New | CZ12 | cDXGF | 0 | DXSZCap | 96.122 | 60654.58 | 751476.2 | 906034.7841 | 124089.5 | 0 | 419568.6 | 0 | 144087.2 | 0 | 1519.025 | 62211.95 | 15838.7 | 22007.15 | 0 | 0 | 0 | 0 | 539226600 | 11722490 | 527503700 | 5275.037 | 154558.5841 | 0 | 37.7404 | 77.7135 | 44378.9061
MsrNResSpltPkgAC-65to134-S13 | None | Nrs | New | CZ13 | cDXGF | 0 | DXSZCap | 96.8785 | 60654.58 | 795379.6 | 923741.2006 | 124089.5 | 0 | 419568.6 | 0 | 186959.5 | 0 | 1435.809 | 63326.05 | 12815.49 | 29233.34 | 0 | 0 | 0 | 0 | 449816800 | 11722490 | 438094200 | 4380.942 | 128361.6006 | 0 | 37.7404 | 77.7135 | 44378.9066
MsrNResSpltPkgAC-65to134-S13 | None | Nrs | New | CZ14 | cDXGF | 0 | DXSZCap | 97.0515 | 60654.58 | 774739.7 | 936762.3419 | 124089.5 | 0 | 419568.6 | 1.782 | 166952 | 0 | 1714.624 | 62412.22 | 14283.22 | 26932.96 | 0 | 0.36792 | 0 | 0 | 564701000 | 11722490 | 552978300 | 5529.783 | 162022.6419 | 0 | 37.7404 | 77.7135 | 44378.9071
MsrNResSpltPkgAC-65to134-S13 | None | Nrs | New | CZ15 | cDXGF | 0 | DXSZCap | 105.6352 | 60654.58 | 896662.1 | 939016.3634 | 124089.5 | 0 | 419568.6 | 0 | 287166.8 | 0 | 396.2977 | 65440.77 | 5858.752 | 43057.68 | 0 | 0 | 0 | 0 | 156276500 | 11722490 | 144553800 | 1445.538 | 42354.2634 | 0 | 37.7404 | 77.7135 | 44378.9076
MsrNResSpltPkgAC-65to134-S13 | None | Nrs | New | CZ16 | cDXGF | 0 | DXSZCap | 95.8925 | 60654.58 | 693009.1 | 1002003.384 | 124089.5 | 0 | 419568.6 | 1838.85 | 83646.93 | 0 | 3015.958 | 60147.49 | 23232.41 | 13760.09 | 0 | 701.266 | 0 | 0 | 1066311000 | 11722490 | 1054588000 | 10545.88 | 308994.284 | 0 | 37.7404 | 77.7135 | 44378.9081
MsrNResSpltPkgAC-65to134-S13 | None | OfL | New | CZ01 | cDXGF | 0 | DXSZCap | 450.6168 | 174998.9 | 1296801 | 1401127.4297 | 289618.8 | 0 | 892052.4 | 0 | 15979.18 | 0 | 12185.64 | 86963.89 | 10742.62 | 15297.03 | 0 | 0 | 0 | 0 | 356062900 | 0 | 356062900 | 3560.629 | 104326.4297 | 0 | 131.4698 | 198.3774 | 44378.9085
MsrNResSpltPkgAC-65to134-S13 | None | OfL | New | CZ02 | cDXGF | 0 | DXSZCap | 395.6083 | 174998.9 | 1428216 | 1483042.2479 | 289618.8 | 0 | 892052.4 | 0 | 149365.2 | 0 | 7735.461 | 89443.96 | 5053.522 | 56690.97 | 0 | 0 | 0 | 0 | 187120300 | 0 | 187120300 | 1871.203 | 54826.2479 | 0 | 131.4698 | 198.3774 | 44378.909
MsrNResSpltPkgAC-65to134-S13 | None | OfL | New | CZ03 | cDXGF | 0 | DXSZCap | 474.0528 | 174998.9 | 1374923 | 1409436.5834 | 289618.8 | 0 | 892052.4 | 0 | 88837.52 | 0 | 5144.637 | 99269.27 | 4162.154 | 50145.2 | 0 | 0 | 0 | 0 | 117793800 | 0 | 117793800 | 1177.938 | 34513.5834 | 0 | 131.4698 | 198.3774 | 44378.9095
MsrNResSpltPkgAC-65to134-S13 | None | OfL | New | CZ04 | cDXGF | 0 | DXSZCap | 399.8437 | 174998.9 | 1461632 | 1485327.8417 | 289618.8 | 0 | 892052.4 | 0 | 181478.2 | 0 | 4419.453 | 94063.62 | 2532.539 | 67291.27 | 0 | 0 | 0 | 0 | 80873180 | 0 | 80873180 | 808.7318 | 23695.8417 | 0 | 131.4698 | 198.3774 | 44378.91
MsrNResSpltPkgAC-65to134-S13 | None | OfL | New | CZ05 | cDXGF | 0 | DXSZCap | 467.5803 | 174998.9 | 1405206 | 1424555.2571 | 289618.8 | 0 | 892052.4 | 0 | 118425.8 | 0 | 5841.168 | 99268.24 | 2351.226 | 59865.91 | 0 | 0 | 0 | 0 | 66038420 | 0 | 66038420 | 660.3842 | 19349.2571 | 0 | 131.4698 | 198.3774 | 44378.9105
MsrNResSpltPkgAC-65to134-S13 | None | OfL | New | CZ06 | cDXGF | 0 | DXSZCap | 504.3779 | 174998.9 | 1513136 | 1518202.1985 | 289618.8 | 0 | 892052.4 | 0 | 223888.9 | 0 | 2059.974 | 105516.5 | 870.5076 | 79094.13 | 0 | 0 | 0 | 0 | 17290780 | 0 | 17290780 | 172.9078 | 5066.1985 | 0 | 131.4698 | 198.3774 | 44378.9109
MsrNResSpltPkgAC-65to134-S13 | None | OfL | New | CZ07 | cDXGF | 0 | DXSZCap | 494.6015 | 174998.9 | 1474815 | 1477378.2742 | 289618.8 | 0 | 892052.4 | 0 | 186842.5 | 0 | 1002.37 | 105299.8 | 518.1194 | 76597.93 | 0 | 0 | 0 | 0 | 8748376 | 0 | 8748376 | 87.4838 | 2563.2742 | 0 | 131.4698 | 198.3774 | 44378.9114
MsrNResSpltPkgAC-65to134-S13 | None | OfL | New | CZ08 | cDXGF | 0 | DXSZCap | 435.9831 | 174998.9 | 1550997 | 1554753.1457 | 289618.8 | 0 | 892052.4 | 0 | 268764.3 | 0 | 1918.882 | 98642.82 | 593.8136 | 81578.2 | 0 | 0 | 0 | 0 | 12819610 | 0 | 12819610 | 128.1961 | 3756.1457 | 0 | 131.4698 | 198.3774 | 44378.9119
MsrNResSpltPkgAC-65to134-S13 | None | OfL | New | CZ09 | cDXGF | 0 | DXSZCap | 504.4364 | 174998.9 | 1541017 | 1547589.7489 | 289618.8 | 0 | 892052.4 | 0 | 248872.8 | 0 | 3183.962 | 107289.1 | 1107.837 | 80347.45 | 0 | 0 | 0 | 0 | 22432590 | 0 | 22432590 | 224.3259 | 6572.7489 | 0 | 131.4698 | 198.3774 | 44378.9124
MsrNResSpltPkgAC-65to134-S13 | None | OfL | New | CZ10 | cDXGF | 0 | DXSZCap | 466.4735 | 174998.9 | 1566975 | 1579522.1449 | 289618.8 | 0 | 892052.4 | 0 | 276982.6 | 0 | 4322.667 | 103999.2 | 1623.066 | 81350.27 | 0 | 0 | 0 | 0 | 42823020 | 0 | 42823020 | 428.2302 | 12547.1449 | 0 | 131.4698 | 198.3774 | 44378.9129
MsrNResSpltPkgAC-65to134-S13 | None | OfL | New | CZ11 | cDXGF | 0 | DXSZCap | 491.9068 | 174998.9 | 1549746 | 1621234.0738 | 289618.8 | 0 | 892052.4 | 0 | 250770.9 | 0 | 8374.737 | 108928.8 | 7525.887 | 71315.74 | 0 | 0 | 0 | 0 | 243986600 | 0 | 243986600 | 2439.866 | 71488.0738 | 0 | 131.4698 | 198.3774 | 44378.9134
MsrNResSpltPkgAC-65to134-S13 | None | OfL | New | CZ12 | cDXGF | 0 | DXSZCap | 457.6764 | 174998.9 | 1498886 | 1556726.4268 | 289618.8 | 0 | 892052.4 | 0 | 205857.5 | 0 | 7232.42 | 104124.7 | 5900.613 | 69689.21 | 0 | 0 | 0 | 0 | 197407600 | 0 | 197407600 | 1974.076 | 57840.4268 | 0 | 131.4698 | 198.3774 | 44378.9138
MsrNResSpltPkgAC-65to134-S13 | None | OfL | New | CZ13 | cDXGF | 0 | DXSZCap | 500.4507 | 174998.9 | 1578591 | 1629794.5666 | 289618.8 | 0 | 892052.4 | 0 | 275856.3 | 0 | 7416.843 | 113647.2 | 5643.956 | 79553.96 | 0 | 0 | 0 | 0 | 174756200 | 0 | 174756200 | 1747.562 | 51203.5666 | 0 | 131.4698 | 198.3774 | 44378.9143
MsrNResSpltPkgAC-65to134-S13 | None | OfL | New | CZ14 | cDXGF | 0 | DXSZCap | 504.6265 | 174998.9 | 1561275 | 1609934.7992 | 289618.8 | 0 | 892052.4 | 0 | 261147.7 | 0 | 8915.305 | 109541.1 | 4816.245 | 75775.48 | 0 | 0 | 0 | 0 | 166074400 | 0 | 166074400 | 1660.744 | 48659.7992 | 0 | 131.4698 | 198.3774 | 44378.9148
MsrNResSpltPkgAC-65to134-S13 | None | OfL | New | CZ15 | cDXGF | 0 | DXSZCap | 613.9324 | 174998.9 | 1798367 | 1800892.6928 | 289618.8 | 0 | 892052.4 | 0 | 479678.9 | 0 | 2303.214 | 134714.4 | 568.4298 | 115480 | 0 | 0 | 0 | 0 | 8620112 | 0 | 8620112 | 86.2011 | 2525.6928 | 0 | 131.4698 | 198.3774 | 44378.9153
MsrNResSpltPkgAC-65to134-S13 | None | OfL | New | CZ16 | cDXGF | 0 | DXSZCap | 506.0633 | 174998.9 | 1403723 | 1650791.6168 | 289618.8 | 0 | 892052.4 | 0 | 97449.69 | 0 | 15916.34 | 108684.9 | 18624.16 | 48670.82 | 0 | 0 | 0 | 0 | 843237600 | 0 | 843237600 | 8432.376 | 247068.6168 | 0 | 131.4698 | 198.3774 | 44378.9158
MsrNResSpltPkgAC-65to134-S13 | None | OfS | New | CZ01 | cDXGF | 0 | DXSZCap | 26.0929 | 10000.08 | 63305.43 | 91828.4116 | 13865.43 | 0 | 42917.13 | 0 | 795.2998 | 0 | 705.614 | 5021.872 | 1689.28 | 706.944 | 0 | 0 | 0 | 0 | 97348060 | 0 | 97348060 | 973.4806 | 28522.9816 | 0 | 7.5278 | 11.5223 | 44378.9162
MsrNResSpltPkgAC-65to134-S13 | None | OfS | New | CZ02 | cDXGF | 0 | DXSZCap | 24.7148 | 10000.08 | 70802.12 | 84530.5998 | 13865.43 | 0 | 42917.13 | 0 | 8190.223 | 0 | 483.2768 | 5345.989 | 778.8297 | 3045.767 | 0 | 0 | 0 | 0 | 46854880 | 0 | 46854880 | 468.5488 | 13728.4798 | 0 | 7.5278 | 11.5223 | 44378.9167
MsrNResSpltPkgAC-65to134-S13 | None | OfS | New | CZ03 | cDXGF | 0 | DXSZCap | 27.9725 | 10000.08 | 67542.73 | 79665.7749 | 13865.43 | 0 | 42917.13 | 0 | 4709.889 | 0 | 303.571 | 5746.605 | 842.6117 | 2570.271 | 0 | 0 | 0 | 0 | 41375580 | 0 | 41375580 | 413.7558 | 12123.0449 | 0 | 7.5278 | 11.5223 | 44378.9171
MsrNResSpltPkgAC-65to134-S13 | None | OfS | New | CZ04 | cDXGF | 0 | DXSZCap | 25.2359 | 10000.08 | 72839.45 | 80734.9913 | 13865.43 | 0 | 42917.13 | 0 | 10151.65 | 0 | 278.9435 | 5626.226 | 504.1323 | 3661.775 | 0 | 0 | 0 | 0 | 26947240 | 0 | 26947240 | 269.4724 | 7895.5413 | 0 | 7.5278 | 11.5223 | 44378.9176
MsrNResSpltPkgAC-65to134-S13 | None | OfS | New | CZ05 | cDXGF | 0 | DXSZCap | 27.7085 | 10000.08 | 68998.2 | 79373.7138 | 13865.43 | 0 | 42917.13 | 0 | 6138.887 | 0 | 346.1453 | 5730.519 | 686.3865 | 3035.584 | 0 | 0 | 0 | 0 | 35411310 | 0 | 35411310 | 354.1131 | 10375.5138 | 0 | 7.5278 | 11.5223 | 44378.918
MsrNResSpltPkgAC-65to134-S13 | None | OfS | New | CZ06 | cDXGF | 0 | DXSZCap | 29.9067 | 10000.08 | 75326.45 | 79155.6787 | 13865.43 | 0 | 42917.13 | 0 | 12316 | 0 | 122.1445 | 6105.647 | 323.2623 | 4317.529 | 0 | 0 | 0 | 0 | 13069040 | 0 | 13069040 | 130.6904 | 3829.2287 | 0 | 7.5278 | 11.5223 | 44378.9185
MsrNResSpltPkgAC-65to134-S13 | None | OfS | New | CZ07 | cDXGF | 0 | DXSZCap | 29.2656 | 10000.08 | 73009.29 | 76029.4725 | 13865.43 | 0 | 42917.13 | 0 | 10127.36 | 0 | 59.3104 | 6039.971 | 285.9669 | 4068.11 | 0 | 0 | 0 | 0 | 10307790 | 0 | 10307790 | 103.0779 | 3020.1825 | 0 | 7.5278 | 11.5223 | 44378.9189
MsrNResSpltPkgAC-65to134-S13 | None | OfS | New | CZ08 | cDXGF | 0 | DXSZCap | 27.822 | 10000.08 | 78171.79 | 81561.9201 | 13865.43 | 0 | 42917.13 | 0 | 15330.19 | 0 | 122.4537 | 5936.493 | 272.1664 | 4557.429 | 0 | 0 | 0 | 0 | 11570410 | 0 | 11570410 | 115.7041 | 3390.1301 | 0 | 7.5278 | 11.5223 | 44378.9195
MsrNResSpltPkgAC-65to134-S13 | None | OfS | New | CZ09 | cDXGF | 0 | DXSZCap | 32.0667 | 10000.08 | 77910.73 | 81217.5133 | 13865.43 | 0 | 42917.13 | 0 | 14373.63 | 0 | 202.4028 | 6552.04 | 314.9399 | 4615.612 | 0 | 0 | 0 | 0 | 11285950 | 0 | 11285950 | 112.8595 | 3306.7834 | 0 | 7.5278 | 11.5223 | 44378.9201
MsrNResSpltPkgAC-65to134-S13 | None | OfS | New | CZ10 | cDXGF | 0 | DXSZCap | 29.9349 | 10000.08 | 79566.27 | 84021.3584 | 13865.43 | 0 | 42917.13 | 0 | 16140.66 | 0 | 277.3989 | 6365.557 | 345.2558 | 4692.602 | 0 | 0 | 0 | 0 | 15205080 | 0 | 15205080 | 152.0508 | 4455.0884 | 0 | 7.5278 | 11.5223 | 44378.9205
MsrNResSpltPkgAC-65to134-S13 | None | OfS | New | CZ11 | cDXGF | 0 | DXSZCap | 31.4603 | 10000.08 | 78962.93 | 91319.7479 | 13865.43 | 0 | 42917.13 | 0 | 14917.86 | 0 | 535.6157 | 6726.803 | 911.9985 | 4159.472 | 0 | 0 | 0 | 0 | 42173440 | 0 | 42173440 | 421.7344 | 12356.8179 | 0 | 7.5278 | 11.5223 | 44378.9209
MsrNResSpltPkgAC-65to134-S13 | None | OfS | New | CZ12 | cDXGF | 0 | DXSZCap | 29.2526 | 10000.08 | 75536.7 | 87584.5348 | 13865.43 | 0 | 42917.13 | 0 | 11922.22 | 0 | 462.2732 | 6369.552 | 790.3405 | 3945.416 | 0 | 0 | 0 | 0 | 41118890 | 0 | 41118890 | 411.1889 | 12047.8348 | 0 | 7.5278 | 11.5223 | 44378.9214
MsrNResSpltPkgAC-65to134-S13 | None | OfS | New | CZ13 | cDXGF | 0 | DXSZCap | 32.4092 | 10000.08 | 80938.7 | 91197.5061 | 13865.43 | 0 | 42917.13 | 0 | 16605.1 | 0 | 480.3229 | 7070.648 | 753.2244 | 4686.753 | 0 | 0 | 0 | 0 | 35012990 | 0 | 35012990 | 350.1299 | 10258.8061 | 0 | 7.5278 | 11.5223 | 44378.9218
MsrNResSpltPkgAC-65to134-S13 | None | OfS | New | CZ14 | cDXGF | 0 | DXSZCap | 32.5404 | 10000.08 | 79759.34 | 89717.6599 | 13865.43 | 0 | 42917.13 | 0 | 15568.12 | 0 | 574.897 | 6833.68 | 674.5685 | 4480.529 | 0 | 0 | 0 | 0 | 33987440 | 0 | 33987440 | 339.8744 | 9958.3199 | 0 | 7.5278 | 11.5223 | 44378.9223
MsrNResSpltPkgAC-65to134-S13 | None | OfS | New | CZ15 | cDXGF | 0 | DXSZCap | 39.1776 | 10000.08 | 94670.72 | 95581.6104 | 13865.43 | 0 | 42917.13 | 0 | 29375 | 0 | 146.9774 | 8366.073 | 134.9773 | 7042.71 | 0 | 0 | 0 | 0 | 3108841 | 0 | 3108841 | 31.0884 | 910.8904 | 0 | 7.5278 | 11.5223 | 44378.9227
MsrNResSpltPkgAC-65to134-S13 | None | OfS | New | CZ16 | cDXGF | 0 | DXSZCap | 29.3936 | 10000.08 | 69427.72 | 102945.2206 | 13865.43 | 0 | 42917.13 | 0 | 5477.427 | 0 | 924.4586 | 6243.218 | 1698.986 | 2650.594 | 0 | 0 | 0 | 0 | 114394200 | 0 | 114394200 | 1143.942 | 33517.5006 | 0 | 7.5278 | 11.5223 | 44378.9231
MsrNResSpltPkgAC-65to134-S13 | None | RFF | New | CZ01 | cDXGF | 0 | DXSZCap | 5.9728 | 2500.053 | 30981.88 | 60003.3425 | 7067.909 | 0 | 21389.11 | 0 | 149.4476 | 0 | 161.5166 | 2213.877 | 1398.662 | 149.43 | 0 | 0 | 0 | 0 | 104489100 | 5439761 | 99049360 | 990.4936 | 29021.4625 | 0 | 1.7608 | 5.4628 | 44378.9234
MsrNResSpltPkgAC-65to134-S13 | None | RFF | New | CZ02 | cDXGF | 0 | DXSZCap | 6.053 | 2500.053 | 34043.81 | 51991.9059 | 7067.909 | 0 | 21389.11 | 0 | 3048.73 | 0 | 118.3646 | 2419.667 | 880.2662 | 1012.453 | 0 | 0 | 0 | 0 | 66696070 | 5439761 | 61256300 | 612.563 | 17948.0959 | 0 | 1.7608 | 5.4628 | 44378.9237
MsrNResSpltPkgAC-65to134-S13 | None | RFF | New | CZ03 | cDXGF | 0 | DXSZCap | 6.9739 | 2500.053 | 32664.62 | 45635.1176 | 7067.909 | 0 | 21389.11 | 0 | 1551.577 | 0 | 75.6846 | 2580.328 | 817.318 | 845.7841 | 0 | 0 | 0 | 0 | 49707660 | 5439761 | 44267910 | 442.6791 | 12970.4976 | 0 | 1.7608 | 5.4628 | 44378.924
MsrNResSpltPkgAC-65to134-S13 | None | RFF | New | CZ04 | cDXGF | 0 | DXSZCap | 6.2492 | 2500.053 | 35337.5 | 46565.4592 | 7067.909 | 0 | 21389.11 | 0 | 4250.567 | 0 | 69.0761 | 2560.793 | 648.243 | 1357.607 | 0 | 0 | 0 | 0 | 43760420 | 5439761 | 38320680 | 383.2068 | 11227.9592 | 0 | 1.7608 | 5.4628 | 44378.9243
MsrNResSpltPkgAC-65to134-S13 | None | RFF | New | CZ05 | cDXGF | 0 | DXSZCap | 6.5687 | 2500.053 | 32901.94 | 44213.0409 | 7067.909 | 0 | 21389.11 | 0 | 1883.535 | 0 | 82.0571 | 2479.284 | 671.2594 | 955.5174 | 0 | 0 | 0 | 0 | 44044190 | 5439761 | 38604440 | 386.0444 | 11311.1009 | 0 | 1.7608 | 5.4628 | 44378.9246
MsrNResSpltPkgAC-65to134-S13 | None | RFF | New | CZ06 | cDXGF | 0 | DXSZCap | 7.7686 | 2500.053 | 36077.73 | 40675.7468 | 7067.909 | 0 | 21389.11 | 0 | 4784.795 | 0 | 31.728 | 2804.141 | 349.6877 | 1648.065 | 0 | 0 | 0 | 0 | 21132660 | 5439761 | 15692890 | 156.9289 | 4598.0168 | 0 | 1.7608 | 5.4628 | 44378.9249
MsrNResSpltPkgAC-65to134-S13 | None | RFF | New | CZ07 | cDXGF | 0 | DXSZCap | 7.5551 | 2500.053 | 35434.35 | 38720.3098 | 7067.909 | 0 | 21389.11 | 0 | 4187.576 | 0 | 15.3112 | 2774.405 | 286.5865 | 1651.108 | 0 | 0 | 0 | 0 | 16654660 | 5439761 | 11214880 | 112.1488 | 3285.9598 | 0 | 1.7608 | 5.4628 | 44378.9253
MsrNResSpltPkgAC-65to134-S13 | None | RFF | New | CZ08 | cDXGF | 0 | DXSZCap | 7.0016 | 2500.053 | 38062.57 | 41812.2873 | 7067.909 | 0 | 21389.11 | 0 | 6820.056 | 0 | 30.8164 | 2754.629 | 292.7953 | 1892.567 | 0 | 0 | 0 | 0 | 18237450 | 5439761 | 12797670 | 127.9767 | 3749.7173 | 0 | 1.7608 | 5.4628 | 44378.9256
MsrNResSpltPkgAC-65to134-S13 | None | RFF | New | CZ09 | cDXGF | 0 | DXSZCap | 9.1353 | 2500.053 | 38075.91 | 42981.5885 | 7067.909 | 0 | 21389.11 | 0 | 6291.702 | 0 | 57.6613 | 3269.5 | 439.1448 | 1910.797 | 0 | 0 | 0 | 0 | 22182700 | 5439761 | 16742930 | 167.4293 | 4905.6785 | 0 | 1.7608 | 5.4628 | 44378.9259
MsrNResSpltPkgAC-65to134-S13 | None | RFF | New | CZ10 | cDXGF | 0 | DXSZCap | 8.1946 | 2500.053 | 38872.67 | 45511.3234 | 7067.909 | 0 | 21389.11 | 0 | 7249.854 | 0 | 75.9375 | 3089.816 | 474.9174 | 1916.614 | 0 | 0 | 0 | 0 | 28097280 | 5439761 | 22657520 | 226.5752 | 6638.6534 | 0 | 1.7608 | 5.4628 | 44378.9263
MsrNResSpltPkgAC-65to134-S13 | None | RFF | New | CZ11 | cDXGF | 0 | DXSZCap | 8.7259 | 2500.053 | 38894.52 | 52680.5216 | 7067.909 | 0 | 21389.11 | 0 | 7055.18 | 0 | 148.5605 | 3233.74 | 865.8252 | 1707.998 | 0 | 0 | 0 | 0 | 52490940 | 5439761 | 47051200 | 470.512 | 13786.0016 | 0 | 1.7608 | 5.4628 | 44378.9266
MsrNResSpltPkgAC-65to134-S13 | None | RFF | New | CZ12 | cDXGF | 0 | DXSZCap | 7.8925 | 2500.053 | 36922.22 | 50616.9814 | 7067.909 | 0 | 21389.11 | 0 | 5311.55 | 0 | 124.7256 | 3028.882 | 806.42 | 1554.085 | 0 | 0 | 0 | 0 | 52179530 | 5439761 | 46739800 | 467.398 | 13694.7614 | 0 | 1.7608 | 5.4628 | 44378.9269
MsrNResSpltPkgAC-65to134-S13 | None | RFF | New | CZ13 | cDXGF | 0 | DXSZCap | 8.9032 | 2500.053 | 40169.75 | 51334.6293 | 7067.909 | 0 | 21389.11 | 0 | 8232.235 | 0 | 131.9511 | 3348.515 | 738.6354 | 1983.659 | 0 | 0 | 0 | 0 | 43545130 | 5439761 | 38105390 | 381.0539 | 11164.8793 | 0 | 1.7608 | 5.4628 | 44378.9273
MsrNResSpltPkgAC-65to134-S13 | None | RFF | New | CZ14 | cDXGF | 0 | DXSZCap | 8.768 | 2500.053 | 38446.96 | 50552.3546 | 7067.909 | 0 | 21389.11 | 0 | 6631.576 | 0 | 154.9053 | 3203.406 | 776.3151 | 1717.013 | 0 | 0 | 0 | 0 | 46755060 | 5439761 | 41315340 | 413.1534 | 12105.3946 | 0 | 1.7608 | 5.4628 | 44378.9276
MsrNResSpltPkgAC-65to134-S13 | None | RFF | New | CZ15 | cDXGF | 0 | DXSZCap | 12.0769 | 2500.053 | 47273.66 | 48884.6563 | 7067.909 | 0 | 21389.11 | 0 | 14529 | 0 | 45.3073 | 4242.319 | 216.0249 | 3179.904 | 0 | 0 | 0 | 0 | 10938040 | 5439761 | 5498281 | 54.9828 | 1610.9963 | 0 | 1.7608 | 5.4628 | 44378.9279
MsrNResSpltPkgAC-65to134-S13 | None | RFF | New | CZ16 | cDXGF | 0 | DXSZCap | 7.0308 | 2500.053 | 33598.13 | 63970.1291 | 7067.909 | 0 | 21389.11 | 0 | 2229.437 | 0 | 221.1275 | 2690.5 | 1196.116 | 988.2698 | 0 | 0 | 0 | 0 | 109098400 | 5439761 | 103658700 | 1036.587 | 30371.9991 | 0 | 1.7608 | 5.4628 | 44378.9282
MsrNResSpltPkgAC-65to134-S13 | None | RSD | New | CZ01 | cDXGF | 0 | DXSZCap | 10.1412 | 5599.957 | 53650.6 | 90333.4968 | 14258.23 | 0 | 36002.35 | 0 | 234.1957 | 0 | 274.218 | 2881.618 | 2077.225 | 197.2975 | 0 | 0 | 0 | 0 | 132158800 | 6961006 | 125197600 | 1251.976 | 36682.8968 | 0 | 3.8194 | 7.4558 | 44378.9285
MsrNResSpltPkgAC-65to134-S13 | None | RSD | New | CZ02 | cDXGF | 0 | DXSZCap | 10.8296 | 5599.957 | 59005.84 | 72407.3963 | 14258.23 | 0 | 36002.35 | 0 | 5284.199 | 0 | 211.7605 | 3249.344 | 894.3394 | 1682.226 | 0 | 0 | 0 | 0 | 52700190 | 6961006 | 45739100 | 457.391 | 13401.5563 | 0 | 3.8194 | 7.4558 | 44378.9288
MsrNResSpltPkgAC-65to134-S13 | None | RSD | New | CZ03 | cDXGF | 0 | DXSZCap | 11.2062 | 5599.957 | 56448.97 | 67404.8846 | 14258.23 | 0 | 36002.35 | 0 | 2819.321 | 0 | 121.604 | 3247.483 | 861.8811 | 1406.18 | 0 | 0 | 0 | 0 | 44353270 | 6961006 | 37392200 | 373.922 | 10955.9146 | 0 | 3.8194 | 7.4558 | 44378.9291
MsrNResSpltPkgAC-65to134-S13 | None | RSD | New | CZ04 | cDXGF | 0 | DXSZCap | 10.8876 | 5599.957 | 60830.73 | 68150.3974 | 14258.23 | 0 | 36002.35 | 0 | 7060.036 | 0 | 120.3331 | 3389.82 | 603.2428 | 2160.177 | 0 | 0 | 0 | 0 | 31942840 | 6961006 | 24981800 | 249.818 | 7319.6674 | 0 | 3.8194 | 7.4558 | 44378.9294
MsrNResSpltPkgAC-65to134-S13 | None | RSD | New | CZ05 | cDXGF | 0 | DXSZCap | 11.0077 | 5599.957 | 56857.48 | 66029.9739 | 14258.23 | 0 | 36002.35 | 0 | 3252.972 | 0 | 137.5018 | 3206.443 | 748.1603 | 1505.263 | 0 | 0 | 0 | 0 | 38266470 | 6961006 | 31305440 | 313.0544 | 9172.4939 | 0 | 3.8194 | 7.4558 | 44378.9298
MsrNResSpltPkgAC-65to134-S13 | None | RSD | New | CZ06 | cDXGF | 0 | DXSZCap | 12.4719 | 5599.957 | 62111.7 | 64237.277 | 14258.23 | 0 | 36002.35 | 0 | 8160.356 | 0 | 50.9337 | 3639.862 | 251.7085 | 2633.232 | 0 | 0 | 0 | 0 | 14215530 | 6961006 | 7254529 | 72.5453 | 2125.577 | 0 | 3.8194 | 7.4558 | 44378.9301
MsrNResSpltPkgAC-65to134-S13 | None | RSD | New | CZ07 | cDXGF | 0 | DXSZCap | 12.1245 | 5599.957 | 60788.64 | 62177.0269 | 14258.23 | 0 | 36002.35 | 0 | 6885.6 | 0 | 24.5718 | 3617.925 | 180.4907 | 2633.397 | 0 | 0 | 0 | 0 | 11699530 | 6961006 | 4738522 | 47.3852 | 1388.3869 | 0 | 3.8194 | 7.4558 | 44378.9304
MsrNResSpltPkgAC-65to134-S13 | None | RSD | New | CZ08 | cDXGF | 0 | DXSZCap | 12.8505 | 5599.957 | 64853.45 | 66348.8883 | 14258.23 | 0 | 36002.35 | 0 | 10710.48 | 0 | 56.5591 | 3825.878 | 197.5087 | 2970.719 | 0 | 0 | 0 | 0 | 12064890 | 6961006 | 5103885 | 51.0388 | 1495.4383 | 0 | 3.8194 | 7.4558 | 44378.9308
MsrNResSpltPkgAC-65to134-S13 | None | RSD | New | CZ09 | cDXGF | 0 | DXSZCap | 16.1835 | 5599.957 | 64975.72 | 66348.5314 | 14258.23 | 0 | 36002.35 | 0 | 10202.72 | 0 | 102.1491 | 4410.335 | 207.9486 | 3146.885 | 0 | 0 | 0 | 0 | 11646370 | 6961006 | 4685363 | 46.8536 | 1372.8114 | 0 | 3.8194 | 7.4558 | 44378.9311
MsrNResSpltPkgAC-65to134-S13 | None | RSD | New | CZ10 | cDXGF | 0 | DXSZCap | 14.6493 | 5599.957 | 66258.81 | 69141.412 | 14258.23 | 0 | 36002.35 | 0 | 11663.89 | 0 | 135.7519 | 4198.632 | 330.7912 | 3104.787 | 0 | 0 | 0 | 0 | 16799250 | 6961006 | 9838232 | 98.3823 | 2882.602 | 0 | 3.8194 | 7.4558 | 44378.9314
MsrNResSpltPkgAC-65to134-S13 | None | RSD | New | CZ11 | cDXGF | 0 | DXSZCap | 16.1588 | 5599.957 | 66475.53 | 75948.472 | 14258.23 | 0 | 36002.35 | 0 | 11479.39 | 0 | 275.1064 | 4460.539 | 850.3836 | 2719.648 | 0 | 0 | 0 | 0 | 39291920 | 6961006 | 32330860 | 323.3086 | 9472.942 | 0 | 3.8194 | 7.4558 | 44378.9317
MsrNResSpltPkgAC-65to134-S13 | None | RSD | New | CZ12 | cDXGF | 0 | DXSZCap | 14.2092 | 5599.957 | 63533.91 | 72978.0179 | 14258.23 | 0 | 36002.35 | 0 | 8890.611 | 0 | 224.5468 | 4158.231 | 808.5756 | 2603.503 | 0 | 0 | 0 | 0 | 39193500 | 6961006 | 32232450 | 322.3245 | 9444.1079 | 0 | 3.8194 | 7.4558 | 44378.9321
MsrNResSpltPkgAC-65to134-S13 | None | RSD | New | CZ13 | cDXGF | 0 | DXSZCap | 16.4391 | 5599.957 | 68245.99 | 76256.4869 | 14258.23 | 0 | 36002.35 | 0 | 13121.96 | 0 | 243.6374 | 4619.851 | 763.0447 | 3109.713 | 0 | 0 | 0 | 0 | 34300650 | 6961006 | 27339580 | 273.3958 | 8010.4969 | 0 | 3.8194 | 7.4558 | 44378.9324
MsrNResSpltPkgAC-65to134-S13 | None | RSD | New | CZ14 | cDXGF | 0 | DXSZCap | 16.5578 | 5599.957 | 65932.88 | 74222.9839 | 14258.23 | 0 | 36002.35 | 0 | 10884.16 | 0 | 292.5307 | 4495.634 | 785.8948 | 2770.519 | 0 | 0 | 0 | 0 | 35254920 | 6961006 | 28293870 | 282.9387 | 8290.1039 | 0 | 3.8194 | 7.4558 | 44378.9327
MsrNResSpltPkgAC-65to134-S13 | None | RSD | New | CZ15 | cDXGF | 0 | DXSZCap | 22.6084 | 5599.957 | 78669.11 | 78926.4644 | 14258.23 | 0 | 36002.35 | 0 | 22393.94 | 0 | 84.817 | 5929.837 | 64.9282 | 4847.2 | 0 | 0 | 0 | 0 | 7839350 | 6961006 | 878342.8 | 8.7834 | 257.3544 | 0 | 3.8194 | 7.4558 | 44378.933
MsrNResSpltPkgAC-65to134-S13 | None | RSD | New | CZ16 | cDXGF | 0 | DXSZCap | 11.6959 | 5599.957 | 57453.36 | 97237.0465 | 14258.23 | 0 | 36002.35 | 0 | 3335.404 | 0 | 367.8419 | 3489.551 | 1565.015 | 1436.106 | 0 | 0 | 0 | 0 | 142741700 | 6961006 | 135780500 | 1357.805 | 39783.6865 | 0 | 3.8194 | 7.4558 | 44378.9333
MsrNResSpltPkgAC-65to134-S13 | None | Rt3 | New | CZ01 | cDXGF | 0 | DXSZCap | 183.2832 | 120000.5 | 995013.8 | 1136237.9541 | 514297.2 | 0 | 410310 | 0 | 12567.15 | 0 | 4956.355 | 52882.66 | 11145 | 12037.85 | 0 | 0 | 0 | 0 | 481993700 | 0 | 481993700 | 4819.937 | 141224.1541 | 0 | 103.2249 | 103.2491 | 44378.9337
MsrNResSpltPkgAC-65to134-S13 | None | Rt3 | New | CZ02 | cDXGF | 0 | DXSZCap | 216.6909 | 120000.5 | 1106932 | 1198483.9813 | 514297.2 | 0 | 410310 | 0 | 108938.8 | 0 | 4237.3 | 69148.15 | 7445.533 | 40047.18 | 0 | 0 | 0 | 0 | 312464100 | 0 | 312464100 | 3124.641 | 91551.9813 | 0 | 103.2249 | 103.2491 | 44378.9341
MsrNResSpltPkgAC-65to134-S13 | None | Rt3 | New | CZ03 | cDXGF | 0 | DXSZCap | 196.4645 | 120000.5 | 1056792 | 1113475.3698 | 514297.2 | 0 | 410310 | 0 | 66994.62 | 0 | 2132.127 | 63057.09 | 5097.862 | 35362.62 | 0 | 0 | 0 | 0 | 193458600 | 0 | 193458600 | 1934.586 | 56683.3698 | 0 | 103.2249 | 103.2491 | 44378.9345
MsrNResSpltPkgAC-65to134-S13 | None | Rt3 | New | CZ04 | cDXGF | 0 | DXSZCap | 218.8477 | 120000.5 | 1139997 | 1184724.7392 | 514297.2 | 0 | 410310 | 0 | 140147.8 | 0 | 2419.056 | 72821.4 | 4158.529 | 49530.85 | 0 | 0 | 0 | 0 | 152654400 | 0 | 152654400 | 1526.544 | 44727.7392 | 0 | 103.2249 | 103.2491 | 44378.9349
MsrNResSpltPkgAC-65to134-S13 | None | Rt3 | New | CZ05 | cDXGF | 0 | DXSZCap | 196.2452 | 120000.5 | 1070746 | 1105886.4569 | 514297.2 | 0 | 410310 | 0 | 80040.12 | 0 | 2451.566 | 63645.46 | 3346.854 | 39453.06 | 0 | 0 | 0 | 0 | 119933300 | 0 | 119933300 | 1199.333 | 35140.4569 | 0 | 103.2249 | 103.2491 | 44378.9353
MsrNResSpltPkgAC-65to134-S13 | None | Rt3 | New | CZ06 | cDXGF | 0 | DXSZCap | 213.6132 | 120000.5 | 1160464 | 1169586.3001 | 514297.2 | 0 | 410310 | 0 | 166293.8 | 0 | 872.4364 | 68689.79 | 1158.283 | 53697.24 | 0 | 0 | 0 | 0 | 31134130 | 0 | 31134130 | 311.3413 | 9122.3001 | 0 | 103.2249 | 103.2491 | 44378.9356
MsrNResSpltPkgAC-65to134-S13 | None | Rt3 | New | CZ07 | cDXGF | 0 | DXSZCap | 207.4575 | 120000.5 | 1142533 | 1146487.8818 | 514297.2 | 0 | 410310 | 0 | 148196.9 | 0 | 420.4382 | 69307.73 | 600.7828 | 55507.97 | 0 | 0 | 0 | 0 | 13497890 | 0 | 13497890 | 134.9789 | 3954.8818 | 0 | 103.2249 | 103.2491 | 44378.936
MsrNResSpltPkgAC-65to134-S13 | None | Rt3 | New | CZ08 | cDXGF | 0 | DXSZCap | 238.4913 | 120000.5 | 1214359 | 1220528.9032 | 514297.2 | 0 | 410310 | 0 | 211332.4 | 0 | 1049.679 | 77368.66 | 836.7146 | 62411.61 | 0 | 0 | 0 | 0 | 21057690 | 0 | 21057690 | 210.5769 | 6169.9032 | 0 | 103.2249 | 103.2491 | 44378.9364
MsrNResSpltPkgAC-65to134-S13 | None | Rt3 | New | CZ09 | cDXGF | 0 | DXSZCap | 300.4501 | 120000.5 | 1212043 | 1225674.4763 | 514297.2 | 0 | 410310 | 0 | 196007.3 | 0 | 1896.415 | 89531.02 | 2045.156 | 62557.59 | 0 | 0 | 0 | 0 | 46523810 | 0 | 46523810 | 465.2381 | 13631.4763 | 0 | 103.2249 | 103.2491 | 44378.9368
MsrNResSpltPkgAC-65to134-S13 | None | Rt3 | New | CZ10 | cDXGF | 0 | DXSZCap | 274.4497 | 120000.5 | 1234568 | 1259504.225 | 514297.2 | 0 | 410310 | 0 | 221600.9 | 0 | 2543.264 | 85815.92 | 3036.44 | 63083.45 | 0 | 0 | 0 | 0 | 85106570 | 0 | 85106570 | 851.0657 | 24936.225 | 0 | 103.2249 | 103.2491 | 44378.9373
MsrNResSpltPkgAC-65to134-S13 | None | Rt3 | New | CZ11 | cDXGF | 0 | DXSZCap | 284.7825 | 120000.5 | 1220678 | 1282371.2596 | 514297.2 | 0 | 410310 | 0 | 203548.9 | 0 | 4848.458 | 87672.01 | 7224.761 | 54806.13 | 0 | 0 | 0 | 0 | 210557200 | 0 | 210557200 | 2105.572 | 61693.2596 | 0 | 103.2249 | 103.2491 | 44378.9377
MsrNResSpltPkgAC-65to134-S13 | None | Rt3 | New | CZ12 | cDXGF | 0 | DXSZCap | 265.8926 | 120000.5 | 1179738 | 1261005.5348 | 514297.2 | 0 | 410310 | 0 | 165948.4 | 0 | 4201.927 | 84979.11 | 8064.392 | 54114.22 | 0 | 0 | 0 | 0 | 277363600 | 0 | 277363600 | 2773.636 | 81267.5348 | 0 | 103.2249 | 103.2491 | 44378.9381
MsrNResSpltPkgAC-65to134-S13 | None | Rt3 | New | CZ13 | cDXGF | 0 | DXSZCap | 291.5044 | 120000.5 | 1251784 | 1311362.6493 | 514297.2 | 0 | 410310 | 0 | 230741.2 | 0 | 4320.281 | 92113.77 | 6912.126 | 62594.65 | 0 | 0 | 0 | 0 | 203340100 | 0 | 203340100 | 2033.401 | 59578.6493 | 0 | 103.2249 | 103.2491 | 44378.9385
MsrNResSpltPkgAC-65to134-S13 | None | Rt3 | New | CZ14 | cDXGF | 0 | DXSZCap | 287.8143 | 120000.5 | 1214777 | 1258884.048 | 514297.2 | 0 | 410310 | 0 | 198163.2 | 0 | 5084.88 | 86920.64 | 5435.499 | 55631.69 | 0 | 0 | 0 | 0 | 150536000 | 0 | 150536000 | 1505.36 | 44107.048 | 0 | 103.2249 | 103.2491 | 44378.9389
MsrNResSpltPkgAC-65to134-S13 | None | Rt3 | New | CZ15 | cDXGF | 0 | DXSZCap | 376.1739 | 120000.5 | 1428025 | 1429019.7857 | 514297.2 | 0 | 410310 | 0 | 388063.6 | 0 | 1411.245 | 113942.4 | 283.2621 | 94463.7 | 0 | 0 | 0 | 0 | 3395173 | 0 | 3395173 | 33.9517 | 994.7857 | 0 | 103.2249 | 103.2491 | 44378.9393
MsrNResSpltPkgAC-65to134-S13 | None | Rt3 | New | CZ16 | cDXGF | 0 | DXSZCap | 199.8842 | 120000.5 | 1071256 | 1315360.1307 | 514297.2 | 0 | 410310 | 0 | 74881.81 | 0 | 6286.57 | 65479.84 | 14476.25 | 33008.59 | 0 | 0 | 0 | 0 | 833119900 | 0 | 833119900 | 8331.199 | 244104.1307 | 0 | 103.2249 | 103.2491 | 44378.9396
MsrNResSpltPkgAC-65to134-S13 | None | RtL | New | CZ01 | cDXGF | 0 | DXSZCap | 157.004 | 129997 | 1014320 | 1227057.924 | 373221 | 0 | 557123.7 | 0 | 25639.24 | 0 | 4244.345 | 54091.68 | 12895.74 | 21104.41 | 0 | 0 | 0 | 0 | 726068000 | 0 | 726068000 | 7260.68 | 212737.924 | 0 | 113.151 | 116.5756 | 44378.94
MsrNResSpltPkgAC-65to134-S13 | None | RtL | New | CZ02 | cDXGF | 0 | DXSZCap | 183.158 | 129997 | 1106878 | 1230441.2568 | 373221 | 0 | 557123.7 | 0 | 105439.2 | 0 | 3581.509 | 67513.11 | 7601.953 | 41009.86 | 0 | 0 | 0 | 0 | 421717600 | 0 | 421717600 | 4217.176 | 123563.2568 | 0 | 113.151 | 116.5756 | 44378.9403
MsrNResSpltPkgAC-65to134-S13 | None | RtL | New | CZ03 | cDXGF | 0 | DXSZCap | 163.4674 | 129997 | 1074118 | 1175741.2117 | 373221 | 0 | 557123.7 | 0 | 78290.48 | 0 | 1773.707 | 63709.13 | 7533.453 | 40442.96 | 0 | 0 | 0 | 0 | 346836900 | 0 | 346836900 | 3468.369 | 101623.2117 | 0 | 113.151 | 116.5756 | 44378.9406
MsrNResSpltPkgAC-65to134-S13 | None | RtL | New | CZ04 | cDXGF | 0 | DXSZCap | 180.4299 | 129997 | 1138288 | 1215232.1147 | 373221 | 0 | 557123.7 | 0 | 135665.7 | 0 | 1994.336 | 70283.59 | 5049.746 | 50177.77 | 0 | 0 | 0 | 0 | 262607900 | 0 | 262607900 | 2626.079 | 76944.1147 | 0 | 113.151 | 116.5756 | 44378.941
MsrNResSpltPkgAC-65to134-S13 | None | RtL | New | CZ05 | cDXGF | 0 | DXSZCap | 162.922 | 129997 | 1084575 | 1176079.5739 | 373221 | 0 | 557123.7 | 0 | 88507.7 | 0 | 2035.034 | 63688.83 | 6898.08 | 42383.41 | 0 | 0 | 0 | 0 | 312302300 | 0 | 312302300 | 3123.023 | 91504.5739 | 0 | 113.151 | 116.5756 | 44378.9413
MsrNResSpltPkgAC-65to134-S13 | None | RtL | New | CZ06 | cDXGF | 0 | DXSZCap | 174.4976 | 129997 | 1165522 | 1210257.3572 | 373221 | 0 | 557123.7 | 0 | 165769.9 | 0 | 712.6063 | 68695.27 | 3739.073 | 54431.92 | 0 | 0 | 0 | 0 | 152680400 | 0 | 152680400 | 1526.804 | 44735.3572 | 0 | 113.151 | 116.5756 | 44378.9416
MsrNResSpltPkgAC-65to134-S13 | None | RtL | New | CZ07 | cDXGF | 0 | DXSZCap | 171.1061 | 129997 | 1146914 | 1184215.0096 | 373221 | 0 | 557123.7 | 0 | 147314.2 | 0 | 346.7675 | 68909.23 | 3485.22 | 55041.24 | 0 | 0 | 0 | 0 | 127307200 | 0 | 127307200 | 1273.072 | 37301.0096 | 0 | 113.151 | 116.5756 | 44378.942
MsrNResSpltPkgAC-65to134-S13 | None | RtL | New | CZ08 | cDXGF | 0 | DXSZCap | 208.0831 | 129997 | 1201977 | 1236768.8748 | 373221 | 0 | 557123.7 | 0 | 194833.5 | 0 | 915.8405 | 75883.16 | 3082.09 | 60049.66 | 0 | 0 | 0 | 0 | 118743600 | 0 | 118743600 | 1187.436 | 34791.8748 | 0 | 113.151 | 116.5756 | 44378.9423
MsrNResSpltPkgAC-65to134-S13 | None | RtL | New | CZ09 | cDXGF | 0 | DXSZCap | 254.6086 | 129997 | 1196409 | 1234037.7301 | 373221 | 0 | 557123.7 | 0 | 178798.7 | 0 | 1607.072 | 85659.24 | 4121.555 | 59905.41 | 0 | 0 | 0 | 0 | 128425700 | 0 | 128425700 | 1284.257 | 37628.7301 | 0 | 113.151 | 116.5756 | 44378.9426
MsrNResSpltPkgAC-65to134-S13 | None | RtL | New | CZ10 | cDXGF | 0 | DXSZCap | 232.5705 | 129997 | 1216704 | 1267405.0423 | 373221 | 0 | 557123.7 | 0 | 202214.3 | 0 | 2155.174 | 81990.73 | 4491.608 | 60121.51 | 0 | 0 | 0 | 0 | 173041100 | 0 | 173041100 | 1730.411 | 50701.0423 | 0 | 113.151 | 116.5756 | 44378.943
MsrNResSpltPkgAC-65to134-S13 | None | RtL | New | CZ11 | cDXGF | 0 | DXSZCap | 245.9736 | 129997 | 1214085 | 1312731.4489 | 373221 | 0 | 557123.7 | 0 | 194346.4 | 0 | 4187.74 | 85206.74 | 8314.726 | 53942.66 | 0 | 0 | 0 | 0 | 336677300 | 0 | 336677300 | 3366.773 | 98646.4489 | 0 | 113.151 | 116.5756 | 44378.9433
MsrNResSpltPkgAC-65to134-S13 | None | RtL | New | CZ12 | cDXGF | 0 | DXSZCap | 224.2521 | 129997 | 1170305 | 1273311.6698 | 373221 | 0 | 557123.7 | 0 | 155063.2 | 0 | 3543.841 | 81354.29 | 7790.362 | 52208.05 | 0 | 0 | 0 | 0 | 351558600 | 0 | 351558600 | 3515.586 | 103006.6698 | 0 | 113.151 | 116.5756 | 44378.9437
MsrNResSpltPkgAC-65to134-S13 | None | RtL | New | CZ13 | cDXGF | 0 | DXSZCap | 250.6021 | 129997 | 1240795 | 1323864.3676 | 373221 | 0 | 557123.7 | 0 | 218095.7 | 0 | 3714.094 | 88640.62 | 7083.103 | 60375.86 | 0 | 0 | 0 | 0 | 283513200 | 0 | 283513200 | 2835.132 | 83069.3676 | 0 | 113.151 | 116.5756 | 44378.944
MsrNResSpltPkgAC-65to134-S13 | None | RtL | New | CZ14 | cDXGF | 0 | DXSZCap | 250.5728 | 129997 | 1209420 | 1301344.4136 | 373221 | 0 | 557123.7 | 0 | 189129.8 | 0 | 4426.922 | 85518.78 | 7805.371 | 54787.43 | 0 | 0 | 0 | 0 | 313735200 | 0 | 313735200 | 3137.352 | 91924.4136 | 0 | 113.151 | 116.5756 | 44378.9444
MsrNResSpltPkgAC-65to134-S13 | None | RtL | New | CZ15 | cDXGF | 0 | DXSZCap | 334.9276 | 129997 | 1411189 | 1424129.7054 | 373221 | 0 | 557123.7 | 0 | 366918.2 | 0 | 1256.504 | 112670.3 | 2232.392 | 91948.89 | 0 | 0 | 0 | 0 | 44166230 | 0 | 44166230 | 441.6623 | 12940.7054 | 0 | 113.151 | 116.5756 | 44378.9447
MsrNResSpltPkgAC-65to134-S13 | None | RtL | New | CZ16 | cDXGF | 0 | DXSZCap | 165.3557 | 129997 | 1069040 | 1372132.092 | 373221 | 0 | 557123.7 | 0 | 71672.48 | 0 | 5199.423 | 61823.77 | 14886.95 | 32292.91 | 0 | 0 | 0 | 0 | 1034444000 | 0 | 1034444000 | 10344.44 | 303092.092 | 0 | 113.151 | 116.5756 | 44378.945
MsrNResSpltPkgAC-65to134-S13 | None | RtS | New | CZ01 | cDXGF | 0 | DXSZCap | 12.2437 | 7999.929 | 43460.48 | 82754.5928 | 18024.85 | 0 | 21490.53 | 0 | 272.7356 | 0 | 331.0975 | 3341.31 | 2063.799 | 268.1604 | 0 | 0 | 0 | 0 | 134109600 | 0 | 134109600 | 1341.096 | 39294.1128 | 0 | 6.2396 | 5.9733 | 44378.9454
MsrNResSpltPkgAC-65to134-S13 | None | RtS | New | CZ02 | cDXGF | 0 | DXSZCap | 13.9022 | 7999.929 | 49483.66 | 70764.3057 | 18024.85 | 0 | 21490.53 | 0 | 5606.44 | 0 | 271.8519 | 4090.068 | 1149.698 | 1975.552 | 0 | 0 | 0 | 0 | 72630190 | 0 | 72630190 | 726.3019 | 21280.6457 | 0 | 6.2396 | 5.9733 | 44378.9457
MsrNResSpltPkgAC-65to134-S13 | None | RtS | New | CZ03 | cDXGF | 0 | DXSZCap | 13.1434 | 7999.929 | 46251.46 | 63869.5559 | 18024.85 | 0 | 21490.53 | 0 | 2784.363 | 0 | 142.6386 | 3809.137 | 1124.867 | 1473.702 | 0 | 0 | 0 | 0 | 60130020 | 0 | 60130020 | 601.3002 | 17618.0959 | 0 | 6.2396 | 5.9733 | 44378.946
MsrNResSpltPkgAC-65to134-S13 | None | RtS | New | CZ04 | cDXGF | 0 | DXSZCap | 14.3381 | 7999.929 | 51400.48 | 64927.9443 | 18024.85 | 0 | 21490.53 | 0 | 7393.772 | 0 | 158.488 | 4332.898 | 865.392 | 2495.006 | 0 | 0 | 0 | 0 | 46168820 | 0 | 46168820 | 461.6882 | 13527.4643 | 0 | 6.2396 | 5.9733 | 44378.9463
MsrNResSpltPkgAC-65to134-S13 | None | RtS | New | CZ05 | cDXGF | 0 | DXSZCap | 13.0152 | 7999.929 | 46924.5 | 60358.3332 | 18024.85 | 0 | 21490.53 | 0 | 3451.984 | 0 | 162.5902 | 3794.6 | 914.829 | 1710.72 | 0 | 0 | 0 | 0 | 45849260 | 0 | 45849260 | 458.4926 | 13433.8332 | 0 | 6.2396 | 5.9733 | 44378.9467
MsrNResSpltPkgAC-65to134-S13 | None | RtS | New | CZ06 | cDXGF | 0 | DXSZCap | 14.1948 | 7999.929 | 52015.83 | 58046.8863 | 18024.85 | 0 | 21490.53 | 0 | 8320.153 | 0 | 57.9742 | 4122.389 | 466.262 | 2706.519 | 0 | 0 | 0 | 0 | 20583810 | 0 | 20583810 | 205.8381 | 6031.0563 | 0 | 6.2396 | 5.9733 | 44378.947
MsrNResSpltPkgAC-65to134-S13 | None | RtS | New | CZ07 | cDXGF | 0 | DXSZCap | 13.9158 | 7999.929 | 50639.49 | 55507.7729 | 18024.85 | 0 | 21490.53 | 0 | 6995.508 | 0 | 28.2022 | 4100.454 | 422.8458 | 2632.154 | 0 | 0 | 0 | 0 | 16615300 | 0 | 16615300 | 166.153 | 4868.2829 | 0 | 6.2396 | 5.9733 | 44378.9473
MsrNResSpltPkgAC-65to134-S13 | None | RtS | New | CZ08 | cDXGF | 0 | DXSZCap | 16.0267 | 7999.929 | 55963.46 | 60553.0706 | 18024.85 | 0 | 21490.53 | 0 | 11662.17 | 0 | 70.5389 | 4715.417 | 396.7695 | 3336.689 | 0 | 0 | 0 | 0 | 15664200 | 0 | 15664200 | 156.642 | 4589.6106 | 0 | 6.2396 | 5.9733 | 44378.9477
MsrNResSpltPkgAC-65to134-S13 | None | RtS | New | CZ09 | cDXGF | 0 | DXSZCap | 19.9987 | 7999.929 | 56305.25 | 62109.8232 | 18024.85 | 0 | 21490.53 | 0 | 11072.53 | 0 | 126.23 | 5591.16 | 609.9412 | 3497.672 | 0 | 0 | 0 | 0 | 19810830 | 0 | 19810830 | 198.1083 | 5804.5732 | 0 | 6.2396 | 5.9733 | 44378.948
MsrNResSpltPkgAC-65to134-S13 | None | RtS | New | CZ10 | cDXGF | 0 | DXSZCap | 18.3641 | 7999.929 | 57762.43 | 65505.8018 | 18024.85 | 0 | 21490.53 | 0 | 12748.13 | 0 | 170.175 | 5328.806 | 657.1143 | 3552.915 | 0 | 0 | 0 | 0 | 26427890 | 0 | 26427890 | 264.2789 | 7743.3718 | 0 | 6.2396 | 5.9733 | 44378.9483
MsrNResSpltPkgAC-65to134-S13 | None | RtS | New | CZ11 | cDXGF | 0 | DXSZCap | 19.1584 | 7999.929 | 57723.66 | 76578.837 | 18024.85 | 0 | 21490.53 | 0 | 12308.02 | 0 | 326.1738 | 5574.141 | 1382.227 | 3138.743 | 0 | 0 | 0 | 0 | 64352140 | 0 | 64352140 | 643.5214 | 18855.177 | 0 | 6.2396 | 5.9733 | 44378.9486
MsrNResSpltPkgAC-65to134-S13 | None | RtS | New | CZ12 | cDXGF | 0 | DXSZCap | 17.4503 | 7999.929 | 54399.34 | 73261.7277 | 18024.85 | 0 | 21490.53 | 0 | 9426.2 | 0 | 275.7677 | 5182.05 | 1240.979 | 2910.862 | 0 | 0 | 0 | 0 | 64376750 | 0 | 64376750 | 643.7675 | 18862.3878 | 0 | 6.2396 | 5.9733 | 44378.949
MsrNResSpltPkgAC-65to134-S13 | None | RtS | New | CZ13 | cDXGF | 0 | DXSZCap | 19.8007 | 7999.929 | 59737.05 | 75296.6978 | 18024.85 | 0 | 21490.53 | 0 | 14053.71 | 0 | 293.4589 | 5874.582 | 1188.306 | 3652.978 | 0 | 0 | 0 | 0 | 53104600 | 0 | 53104600 | 531.046 | 15559.6478 | 0 | 6.2396 | 5.9733 | 44378.9493
MsrNResSpltPkgAC-65to134-S13 | None | RtS | New | CZ14 | cDXGF | 0 | DXSZCap | 19.4239 | 7999.929 | 57361.85 | 72022.0845 | 18024.85 | 0 | 21490.53 | 0 | 11945.53 | 0 | 343.1669 | 5557.821 | 1157.685 | 3203.713 | 0 | 0 | 0 | 0 | 50034930 | 0 | 50034930 | 500.3493 | 14660.2345 | 0 | 6.2396 | 5.9733 | 44378.9496
MsrNResSpltPkgAC-65to134-S13 | None | RtS | New | CZ15 | cDXGF | 0 | DXSZCap | 25.8874 | 7999.929 | 72438.87 | 74122.4489 | 18024.85 | 0 | 21490.53 | 0 | 25314.12 | 0 | 97.1186 | 7512.318 | 284.9616 | 5984.327 | 0 | 0 | 0 | 0 | 5746003 | 0 | 5746003 | 57.46 | 1683.5789 | 0 | 6.2396 | 5.9733 | 44378.9499
MsrNResSpltPkgAC-65to134-S13 | None | RtS | New | CZ16 | cDXGF | 0 | DXSZCap | 13.5334 | 7999.929 | 47815.11 | 92572.7059 | 18024.85 | 0 | 21490.53 | 0 | 3785.39 | 0 | 425.644 | 4088.745 | 1725.135 | 1657.195 | 0 | 0 | 0 | 0 | 152756300 | 0 | 152756300 | 1527.563 | 44757.5959 | 0 | 6.2396 | 5.9733 | 44378.9503
MsrNResSpltPkgAC-65to134-S13 | None | SCn | New | CZ01 | cDXGF | 0 | DXSZCap | 310.218 | 250000.3 | 668076.1 | 1897103.276 | 262734.3 | 0 | 311499.4 | 0 | 1234.141 | 0 | 8389.008 | 84217.2 | 62516.28 | 1284.232 | 0 | 0 | 0 | 0 | 4194632000 | 0 | 4194632000 | 41946.32 | 1229027.176 | 0 | 121.9894 | 74.8622 | 44378.9506
MsrNResSpltPkgAC-65to134-S13 | None | SCn | New | CZ02 | cDXGF | 0 | DXSZCap | 205.1262 | 250000.3 | 658875.8 | 1339334.312 | 262734.3 | 0 | 311499.4 | 0 | 26150.81 | 0 | 4011.069 | 54477.67 | 19573.28 | 8928.225 | 0 | 0 | 0 | 0 | 2322384000 | 0 | 2322384000 | 23223.84 | 680458.512 | 0 | 121.9894 | 74.8622 | 44378.9509
MsrNResSpltPkgAC-65to134-S13 | None | SCn | New | CZ03 | cDXGF | 0 | DXSZCap | 317.3705 | 250000.3 | 671845.3 | 1273226.335 | 262734.3 | 0 | 311499.4 | 0 | 8700.075 | 0 | 3444.248 | 85464.43 | 33465.63 | 4552.302 | 0 | 0 | 0 | 0 | 2052495000 | 0 | 2052495000 | 20524.95 | 601381.035 | 0 | 121.9894 | 74.8622 | 44378.9512
MsrNResSpltPkgAC-65to134-S13 | None | SCn | New | CZ04 | cDXGF | 0 | DXSZCap | 203.823 | 250000.3 | 674439.8 | 1169272.85 | 262734.3 | 0 | 311499.4 | 0 | 41290.91 | 0 | 2252.932 | 56659.64 | 15769.05 | 13518.82 | 0 | 0 | 0 | 0 | 1688850000 | 0 | 1688850000 | 16888.5 | 494833.05 | 0 | 121.9894 | 74.8622 | 44378.9516
MsrNResSpltPkgAC-65to134-S13 | None | SCn | New | CZ05 | cDXGF | 0 | DXSZCap | 313.4003 | 250000.3 | 662298.8 | 1159407.288 | 262734.3 | 0 | 311499.4 | 0 | 10601.87 | 0 | 3915.103 | 73545.81 | 25813.04 | 5097.69 | 0 | 0 | 0 | 0 | 1696616000 | 0 | 1696616000 | 16966.16 | 497108.488 | 0 | 121.9894 | 74.8622 | 44378.9519
MsrNResSpltPkgAC-65to134-S13 | None | SCn | New | CZ06 | cDXGF | 0 | DXSZCap | 317.6572 | 250000.3 | 698034.1 | 959046.411 | 262734.3 | 0 | 311499.4 | 0 | 36851.24 | 0 | 1297.372 | 85648.95 | 14573.1 | 17287.09 | 0 | 0 | 0 | 0 | 890827000 | 0 | 890827000 | 8908.27 | 261012.311 | 0 | 121.9894 | 74.8622 | 44378.9522
MsrNResSpltPkgAC-65to134-S13 | None | SCn | New | CZ07 | cDXGF | 0 | DXSZCap | 309.1921 | 250000.3 | 686041.1 | 913029.665 | 262734.3 | 0 | 311499.4 | 0 | 27899.63 | 0 | 626.6156 | 83278.27 | 14018.25 | 13619.79 | 0 | 0 | 0 | 0 | 774705000 | 0 | 774705000 | 7747.05 | 226988.565 | 0 | 121.9894 | 74.8622 | 44378.9525
MsrNResSpltPkgAC-65to134-S13 | None | SCn | New | CZ08 | cDXGF | 0 | DXSZCap | 253.2835 | 250000.3 | 728116.1 | 938446.2086 | 262734.3 | 0 | 311499.4 | 0 | 84313.06 | 0 | 1114.784 | 68451.66 | 9097.253 | 25445.88 | 0 | 0 | 0 | 0 | 717850200 | 0 | 717850200 | 7178.502 | 210330.1086 | 0 | 121.9894 | 74.8622 | 44378.9528
MsrNResSpltPkgAC-65to134-S13 | None | SCn | New | CZ09 | cDXGF | 0 | DXSZCap | 309.5501 | 250000.3 | 734575.8 | 967141.4149 | 262734.3 | 0 | 311499.4 | 0 | 77491.22 | 0 | 1953.857 | 80894 | 12213.58 | 27358.51 | 0 | 0 | 0 | 0 | 793739300 | 0 | 793739300 | 7937.393 | 232565.6149 | 0 | 121.9894 | 74.8622 | 44378.9532
MsrNResSpltPkgAC-65to134-S13 | None | SCn | New | CZ10 | cDXGF | 0 | DXSZCap | 278.1138 | 250000.3 | 753087.9 | 1035330.7859 | 262734.3 | 0 | 311499.4 | 0 | 101759.2 | 0 | 2577.212 | 74514.99 | 12001.92 | 28686.2 | 0 | 0 | 0 | 0 | 963286300 | 0 | 963286300 | 9632.863 | 282242.8859 | 0 | 121.9894 | 74.8622 | 44378.9535
MsrNResSpltPkgAC-65to134-S13 | None | SCn | New | CZ11 | cDXGF | 0 | DXSZCap | 291.5926 | 250000.3 | 774103.4 | 1308052.536 | 262734.3 | 0 | 311499.4 | 0 | 114615.3 | 0 | 4964.422 | 80287.77 | 23436.83 | 29673.95 | 0 | 0 | 0 | 0 | 1822352000 | 0 | 1822352000 | 18223.52 | 533949.136 | 0 | 121.9894 | 74.8622 | 44378.9538
MsrNResSpltPkgAC-65to134-S13 | None | SCn | New | CZ12 | cDXGF | 0 | DXSZCap | 267.9905 | 250000.3 | 720723.1 | 1271474.907 | 262734.3 | 0 | 311499.4 | 0 | 69090.78 | 0 | 4235.045 | 73161.04 | 20727.36 | 20379.43 | 0 | 0 | 0 | 0 | 1879699000 | 0 | 1879699000 | 18796.99 | 550751.807 | 0 | 121.9894 | 74.8622 | 44378.9542
MsrNResSpltPkgAC-65to134-S13 | None | SCn | New | CZ13 | cDXGF | 0 | DXSZCap | 300.5129 | 250000.3 | 795567.1 | 1249292.543 | 262734.3 | 0 | 311499.4 | 0 | 133487 | 0 | 4453.808 | 83390.59 | 19613.47 | 33669.84 | 0 | 0 | 0 | 0 | 1548551000 | 0 | 1548551000 | 15485.51 | 453725.443 | 0 | 121.9894 | 74.8622 | 44378.9545
MsrNResSpltPkgAC-65to134-S13 | None | SCn | New | CZ14 | cDXGF | 0 | DXSZCap | 289.282 | 250000.3 | 776275.6 | 1269290.292 | 262734.3 | 0 | 311499.4 | 0 | 117597.4 | 0 | 5110.809 | 79331.2 | 20577.44 | 30356.71 | 0 | 0 | 0 | 0 | 1682644000 | 0 | 1682644000 | 16826.44 | 493014.692 | 0 | 121.9894 | 74.8622 | 44378.9548
MsrNResSpltPkgAC-65to134-S13 | None | SCn | New | CZ15 | cDXGF | 0 | DXSZCap | 422.8583 | 250000.3 | 978643.3 | 1056265.4167 | 262734.3 | 0 | 311499.4 | 0 | 288541.5 | 0 | 1586.384 | 114279.5 | 6793.224 | 72068.13 | 0 | 0 | 0 | 0 | 264921900 | 0 | 264921900 | 2649.219 | 77622.1167 | 0 | 121.9894 | 74.8622 | 44378.9551
MsrNResSpltPkgAC-65to134-S13 | None | SCn | New | CZ16 | cDXGF | 0 | DXSZCap | 319.9169 | 250000.3 | 693687.1 | 1876640.319 | 262734.3 | 0 | 311499.4 | 0 | 22379.59 | 0 | 10061.78 | 87009.38 | 44667.08 | 12357.68 | 0 | 0 | 0 | 0 | 4037383000 | 0 | 4037383000 | 40373.83 | 1182953.219 | 0 | 121.9894 | 74.8622 | 44378.9555
MsrNResSpltPkgAC-65to134-S13 | None | WRf | New | CZ01 | cDXGF | 0 | DXSZCap | 9.4835 | 99998.18 | 3246799 | 3263296.4529 | 237523.4 | 0 | 52954.79 | 0 | 1615.641 | 100177 | 0 | 1317521 | 679.3403 | 1315922 | 1537009 | 0 | 0 | 0 | 56305300 | 0 | 56305300 | 563.053 | 16497.4529 | 0 | 50.7909 | 26.6149 | 44378.9557
MsrNResSpltPkgAC-65to134-S13 | None | WRf | New | CZ02 | cDXGF | 0 | DXSZCap | 12.1218 | 99998.18 | 3306376 | 3319777.5768 | 237523.4 | 0 | 52954.79 | 0 | 6585.617 | 106836.5 | 0 | 1317931 | 766.9923 | 1316628 | 1584547 | 0 | 0 | 0 | 45739170 | 0 | 45739170 | 457.3917 | 13401.5768 | 0 | 50.7909 | 26.6149 | 44378.956
MsrNResSpltPkgAC-65to134-S13 | None | WRf | New | CZ03 | cDXGF | 0 | DXSZCap | 10.5269 | 99998.18 | 3361751 | 3375888.5108 | 237523.4 | 0 | 52954.79 | 0 | 5120.021 | 109571.4 | 0 | 1317821 | 729.6107 | 1316641 | 1638763 | 0 | 0 | 0 | 48250890 | 0 | 48250890 | 482.5089 | 14137.5108 | 0 | 50.7909 | 26.6149 | 44378.9562
MsrNResSpltPkgAC-65to134-S13 | None | WRf | New | CZ04 | cDXGF | 0 | DXSZCap | 12.5255 | 99998.18 | 3368989 | 3381855.8635 | 237523.4 | 0 | 52954.79 | 0 | 8058.096 | 112620.4 | 0 | 1318163 | 906.3665 | 1316889 | 1639668 | 0 | 0 | 0 | 43914210 | 0 | 43914210 | 439.1421 | 12866.8635 | 0 | 50.7909 | 26.6149 | 44378.9565
MsrNResSpltPkgAC-65to134-S13 | None | WRf | New | CZ05 | cDXGF | 0 | DXSZCap | 10.2444 | 99998.18 | 3334746 | 3348291.765 | 237523.4 | 0 | 52954.79 | 0 | 6134.219 | 108015.9 | 0 | 1317851 | 721.9329 | 1316813 | 1612268 | 0 | 0 | 0 | 46231280 | 0 | 46231280 | 462.3128 | 13545.765 | 0 | 50.7909 | 26.6149 | 44378.9567
MsrNResSpltPkgAC-65to134-S13 | None | WRf | New | CZ06 | cDXGF | 0 | DXSZCap | 11.5321 | 99998.18 | 3517737 | 3529920.0396 | 237523.4 | 0 | 52954.79 | 0 | 10556.54 | 126763.8 | 0 | 1318324 | 947.8478 | 1317306 | 1771614 | 0 | 0 | 0 | 41580340 | 0 | 41580340 | 415.8034 | 12183.0396 | 0 | 50.7909 | 26.6149 | 44378.957
MsrNResSpltPkgAC-65to134-S13 | None | WRf | New | CZ07 | cDXGF | 0 | DXSZCap | 11.1564 | 99998.18 | 3465399 | 3477897.2373 | 237523.4 | 0 | 52954.79 | 0 | 9331.244 | 121503 | 0 | 1318318 | 938.4611 | 1317330 | 1725769 | 0 | 0 | 0 | 42656100 | 0 | 42656100 | 426.561 | 12498.2373 | 0 | 50.7909 | 26.6149 | 44378.9573
MsrNResSpltPkgAC-65to134-S13 | None | WRf | New | CZ08 | cDXGF | 0 | DXSZCap | 13.0915 | 99998.18 | 3451758 | 3462548.8443 | 237523.4 | 0 | 52954.79 | 0 | 11697.49 | 121653.4 | 0 | 1318463 | 1028.158 | 1317355 | 1709464 | 0 | 0 | 0 | 36828820 | 0 | 36828820 | 368.2882 | 10790.8443 | 0 | 50.7909 | 26.6149 | 44378.9575
MsrNResSpltPkgAC-65to134-S13 | None | WRf | New | CZ09 | cDXGF | 0 | DXSZCap | 11.2365 | 99998.18 | 3377608 | 3389075.6332 | 237523.4 | 0 | 52954.79 | 0 | 10408.07 | 114021.6 | 0 | 1318712 | 1001.257 | 1317508 | 1643989 | 0 | 0 | 0 | 39138680 | 0 | 39138680 | 391.3868 | 11467.6332 | 0 | 50.7909 | 26.6149 | 44378.9578
MsrNResSpltPkgAC-65to134-S13 | None | WRf | New | CZ10 | cDXGF | 0 | DXSZCap | 11.7351 | 99998.18 | 3391354 | 3402231.9092 | 237523.4 | 0 | 52954.79 | 0 | 11361.75 | 116040.6 | 0 | 1318816 | 983.4099 | 1317594 | 1654658 | 0 | 0 | 0 | 37125970 | 0 | 37125970 | 371.2597 | 10877.9092 | 0 | 50.7909 | 26.6149 | 44378.958
MsrNResSpltPkgAC-65to134-S13 | None | WRf | New | CZ11 | cDXGF | 0 | DXSZCap | 13.7343 | 99998.18 | 3365815 | 3377873.4003 | 237523.4 | 0 | 52954.79 | 0 | 10231.51 | 112125.7 | 0 | 1318477 | 929.0469 | 1317019 | 1634499 | 0 | 0 | 0 | 41154950 | 0 | 41154950 | 411.5495 | 12058.4004 | 0 | 50.7909 | 26.6149 | 44378.9583
MsrNResSpltPkgAC-65to134-S13 | None | WRf | New | CZ12 | cDXGF | 0 | DXSZCap | 12.1472 | 99998.18 | 3348359 | 3361012.1903 | 237523.4 | 0 | 52954.79 | 0 | 8657.302 | 111471.6 | 0 | 1318260 | 928.9623 | 1316830 | 1619490 | 0 | 0 | 0 | 43184950 | 0 | 43184950 | 431.8495 | 12653.1903 | 0 | 50.7909 | 26.6149 | 44378.9586
MsrNResSpltPkgAC-65to134-S13 | None | WRf | New | CZ13 | cDXGF | 0 | DXSZCap | 12.7008 | 99998.18 | 3380514 | 3391625.8844 | 237523.4 | 0 | 52954.79 | 0 | 11142.13 | 115387 | 0 | 1318614 | 881.5224 | 1317242 | 1644891 | 0 | 0 | 0 | 37924520 | 0 | 37924520 | 379.2452 | 11111.8844 | 0 | 50.7909 | 26.6149 | 44378.9588
MsrNResSpltPkgAC-65to134-S13 | None | WRf | New | CZ14 | cDXGF | 0 | DXSZCap | 12.1977 | 99998.18 | 3364279 | 3375928.9085 | 237523.4 | 0 | 52954.79 | 0 | 10698.19 | 107559.6 | 0 | 1318545 | 889.6362 | 1317221 | 1637001 | 0 | 0 | 0 | 39760780 | 0 | 39760780 | 397.6078 | 11649.9085 | 0 | 50.7909 | 26.6149 | 44378.9591
MsrNResSpltPkgAC-65to134-S13 | None | WRf | New | CZ15 | cDXGF | 0 | DXSZCap | 14.4557 | 99998.18 | 3479113 | 3486510.7138 | 237523.4 | 0 | 52954.79 | 0 | 18823.88 | 124491.5 | 0 | 1319495 | 775.1673 | 1318579 | 1725826 | 0 | 0 | 0 | 25248180 | 0 | 25248170 | 252.4817 | 7397.7138 | 0 | 50.7909 | 26.6149 | 44378.9594
MsrNResSpltPkgAC-65to134-S13 | None | WRf | New | CZ16 | cDXGF | 0 | DXSZCap | 9.3788 | 99998.18 | 3181088 | 3197990.4961 | 237523.4 | 0 | 52954.79 | 0 | 4326.208 | 93904.73 | 0 | 1317939 | 957.1155 | 1316194 | 1474438 | 0 | 0 | 0 | 57687700 | 0 | 57687700 | 576.877 | 16902.4961 | 0 | 50.7909 | 26.6149 | 44378.9596
MsrNResSpltPkgAC-65to134-S13 | PreNResSpltPkgAC-65to-PEYes | Asm | 1975 | CZ01 | cDXGF | 0 | DXSZCap | 358.2179 | 100002.1 | 677659.4 | 1936493.173 | 156215.1 | 0 | 421213.5 | 0 | 11043.57 | 0 | 9686.963 | 79501.11 | 53558.96 | 7519.143 | 0 | 0 | 0 | 0 | 4296361000 | 0 | 4296361000 | 42963.61 | 1258833.773 | 0 | 118.522 | 100.0832 | 44378.9601
MsrNResSpltPkgAC-65to134-S13 | PreNResSpltPkgAC-65to-PEYes | Asm | 1975 | CZ02 | cDXGF | 0 | DXSZCap | 337.2778 | 100002.1 | 824202.3 | 1576774.265 | 156215.1 | 0 | 421213.5 | 0 | 160423.3 | 0 | 6595.201 | 79756.21 | 28006.29 | 39230.49 | 0 | 0 | 0 | 0 | 2568505000 | 0 | 2568505000 | 25685.05 | 752571.965 | 0 | 118.522 | 100.0832 | 44378.9605
MsrNResSpltPkgAC-65to134-S13 | PreNResSpltPkgAC-65to-PEYes | Asm | 1975 | CZ03 | cDXGF | 0 | DXSZCap | 386.3116 | 100002.1 | 759869.4 | 1309547.069 | 156215.1 | 0 | 421213.5 | 0 | 87194.65 | 0 | 4192.446 | 91054.68 | 30933.21 | 37384.04 | 0 | 0 | 0 | 0 | 1876033000 | 0 | 1876033000 | 18760.33 | 549677.669 | 0 | 118.522 | 100.0832 | 44378.9609
MsrNResSpltPkgAC-65to134-S13 | PreNResSpltPkgAC-65to-PEYes | Asm | 1975 | CZ04 | cDXGF | 0 | DXSZCap | 336.8842 | 100002.1 | 862829.6 | 1356749.369 | 156215.1 | 0 | 421213.5 | 0 | 200081.6 | 0 | 3723.73 | 81596.31 | 21288.49 | 47564.25 | 0 | 0 | 0 | 0 | 1685733000 | 0 | 1685733000 | 16857.33 | 493919.769 | 0 | 118.522 | 100.0832 | 44378.9614
MsrNResSpltPkgAC-65to134-S13 | PreNResSpltPkgAC-65to-PEYes | Asm | 1975 | CZ05 | cDXGF | 0 | DXSZCap | 375.526 | 100002.1 | 776616.1 | 1270443.281 | 156215.1 | 0 | 421213.5 | 0 | 106837.2 | 0 | 4691.203 | 87659.95 | 26355.51 | 40021.49 | 0 | 0 | 0 | 0 | 1685417000 | 0 | 1685417000 | 16854.17 | 493827.181 | 0 | 118.522 | 100.0832 | 44378.9618
MsrNResSpltPkgAC-65to134-S13 | PreNResSpltPkgAC-65to-PEYes | Asm | 1975 | CZ06 | cDXGF | 0 | DXSZCap | 407.5655 | 100002.1 | 896266.1 | 1088042.4524 | 156215.1 | 0 | 421213.5 | 0 | 221774.5 | 0 | 1664.571 | 95399.04 | 14092.16 | 62646.14 | 0 | 0 | 0 | 0 | 654526800 | 0 | 654526800 | 6545.268 | 191776.3524 | 0 | 118.522 | 100.0832 | 44378.9623
MsrNResSpltPkgAC-65to134-S13 | PreNResSpltPkgAC-65to-PEYes | Asm | 1975 | CZ07 | cDXGF | 0 | DXSZCap | 395.4201 | 100002.1 | 854727 | 1016482.1915 | 156215.1 | 0 | 421213.5 | 0 | 182710.7 | 0 | 801.3674 | 93787.1 | 13199.35 | 59762.79 | 0 | 0 | 0 | 0 | 552065500 | 0 | 552065500 | 5520.655 | 161755.1915 | 0 | 118.522 | 100.0832 | 44378.9627
MsrNResSpltPkgAC-65to134-S13 | PreNResSpltPkgAC-65to-PEYes | Asm | 1975 | CZ08 | cDXGF | 0 | DXSZCap | 365.8251 | 100002.1 | 955865.9 | 1133860.0598 | 156215.1 | 0 | 421213.5 | 0 | 288986.8 | 0 | 1610.112 | 87841.11 | 11137.27 | 64079.96 | 0 | 0 | 0 | 0 | 607488600 | 0 | 607488600 | 6074.886 | 177994.1598 | 0 | 118.522 | 100.0832 | 44378.9631
MsrNResSpltPkgAC-65to134-S13 | PreNResSpltPkgAC-65to-PEYes | Asm | 1975 | CZ09 | cDXGF | 0 | DXSZCap | 471.6985 | 100002.1 | 972094.9 | 1165674.4916 | 156215.1 | 0 | 421213.5 | 0 | 284321.6 | 0 | 2977.322 | 107368.4 | 15331.64 | 71992.95 | 0 | 0 | 0 | 0 | 660681200 | 0 | 660681200 | 6606.812 | 193579.5916 | 0 | 118.522 | 100.0832 | 44378.9636
MsrNResSpltPkgAC-65to134-S13 | PreNResSpltPkgAC-65to-PEYes | Asm | 1975 | CZ10 | cDXGF | 0 | DXSZCap | 429.1116 | 100002.1 | 1009810 | 1262189.7692 | 156215.1 | 0 | 421213.5 | 0 | 326027.8 | 0 | 3976.473 | 102378.5 | 15621.75 | 71905.67 | 0 | 0 | 0 | 0 | 861364400 | 0 | 861364400 | 8613.644 | 252379.7692 | 0 | 118.522 | 100.0832 | 44378.964
MsrNResSpltPkgAC-65to134-S13 | PreNResSpltPkgAC-65to-PEYes | Asm | 1975 | CZ11 | cDXGF | 0 | DXSZCap | 475.991 | 100002.1 | 1022776 | 1595927.364 | 156215.1 | 0 | 421213.5 | 0 | 324898.4 | 0 | 8103.809 | 112345.7 | 30446.11 | 66528.37 | 0 | 0 | 0 | 0 | 1956148000 | 0 | 1956148000 | 19561.48 | 573151.364 | 0 | 118.522 | 100.0832 | 44378.9644
MsrNResSpltPkgAC-65to134-S13 | PreNResSpltPkgAC-65to-PEYes | Asm | 1975 | CZ12 | cDXGF | 0 | DXSZCap | 424.3747 | 100002.1 | 942681.3 | 1482161.397 | 156215.1 | 0 | 421213.5 | 0 | 254953.6 | 0 | 6706.316 | 103593.6 | 26966.83 | 61628.63 | 0 | 0 | 0 | 0 | 1841229000 | 0 | 1841229000 | 18412.29 | 539480.097 | 0 | 118.522 | 100.0832 | 44378.9649
MsrNResSpltPkgAC-65to134-S13 | PreNResSpltPkgAC-65to-PEYes | Asm | 1975 | CZ13 | cDXGF | 0 | DXSZCap | 479.8434 | 100002.1 | 1064677 | 1519761.084 | 156215.1 | 0 | 421213.5 | 0 | 364680.1 | 0 | 7111.539 | 115457.9 | 25617.71 | 74877.77 | 0 | 0 | 0 | 0 | 1553188000 | 0 | 1553188000 | 15531.88 | 455084.084 | 0 | 118.522 | 100.0832 | 44378.9653
MsrNResSpltPkgAC-65to134-S13 | PreNResSpltPkgAC-65to-PEYes | Asm | 1975 | CZ14 | cDXGF | 0 | DXSZCap | 481.9103 | 100002.1 | 1012914 | 1499926.294 | 156215.1 | 0 | 421213.5 | 0 | 314628.5 | 0 | 8513.922 | 112344.2 | 26091.66 | 69082.7 | 0 | 0 | 0 | 0 | 1662158000 | 0 | 1662158000 | 16621.58 | 487012.294 | 0 | 118.522 | 100.0832 | 44378.9658
MsrNResSpltPkgAC-65to134-S13 | PreNResSpltPkgAC-65to-PEYes | Asm | 1975 | CZ15 | cDXGF | 0 | DXSZCap | 636.8863 | 100002.1 | 1348787 | 1445153.5573 | 156215.1 | 0 | 421213.5 | 0 | 622443 | 0 | 2389.327 | 146527.3 | 9965.484 | 117995.9 | 0 | 0 | 0 | 0 | 328896100 | 0 | 328896100 | 3288.961 | 96366.5573 | 0 | 118.522 | 100.0832 | 44378.9662
MsrNResSpltPkgAC-65to134-S13 | PreNResSpltPkgAC-65to-PEYes | Asm | 1975 | CZ16 | cDXGF | 0 | DXSZCap | 415.6056 | 100002.1 | 797568.8 | 2225380.068 | 156215.1 | 0 | 421213.5 | 0 | 106123.2 | 0 | 13071.32 | 100946.4 | 46033.49 | 39364.32 | 0 | 0 | 0 | 0 | 4873076000 | 0 | 4873076000 | 48730.76 | 1427811.268 | 0 | 118.522 | 100.0832 | 44378.9667
MsrNResSpltPkgAC-65to134-S13 | PreNResSpltPkgAC-65to-PEYes | Asm | 1985 | CZ01 | cDXGF | 0 | DXSZCap | 355.9939 | 100002.1 | 660716.6 | 1938948.731 | 156215.1 | 0 | 405239.2 | 0 | 10641.41 | 0 | 9626.832 | 78994.09 | 53772.68 | 7253.395 | 0 | 0 | 0 | 0 | 4362567000 | 0 | 4362567000 | 43625.67 | 1278232.131 | 0 | 118.522 | 96.168 | 44378.9671
MsrNResSpltPkgAC-65to134-S13 | PreNResSpltPkgAC-65to-PEYes | Asm | 1985 | CZ02 | cDXGF | 0 | DXSZCap | 335.8573 | 100002.1 | 806144.3 | 1568098.125 | 156215.1 | 0 | 405239.2 | 0 | 158797.8 | 0 | 6567.438 | 79325.09 | 28176.9 | 38809.89 | 0 | 0 | 0 | 0 | 2600525000 | 0 | 2600525000 | 26005.25 | 761953.825 | 0 | 118.522 | 96.168 | 44378.9676
MsrNResSpltPkgAC-65to134-S13 | PreNResSpltPkgAC-65to-PEYes | Asm | 1985 | CZ03 | cDXGF | 0 | DXSZCap | 384.0788 | 100002.1 | 741852.3 | 1301475.268 | 156215.1 | 0 | 405239.2 | 0 | 85845.48 | 0 | 4168.216 | 90384.48 | 31182.54 | 36778.66 | 0 | 0 | 0 | 0 | 1909976000 | 0 | 1909976000 | 19099.76 | 559622.968 | 0 | 118.522 | 96.168 | 44378.968
MsrNResSpltPkgAC-65to134-S13 | PreNResSpltPkgAC-65to-PEYes | Asm | 1985 | CZ04 | cDXGF | 0 | DXSZCap | 335.4613 | 100002.1 | 844433.5 | 1345297.076 | 156215.1 | 0 | 405239.2 | 0 | 198142.2 | 0 | 3707.998 | 81129.2 | 21394.5 | 47097.78 | 0 | 0 | 0 | 0 | 1709432000 | 0 | 1709432000 | 17094.32 | 500863.576 | 0 | 118.522 | 96.168 | 44378.9684
MsrNResSpltPkgAC-65to134-S13 | PreNResSpltPkgAC-65to-PEYes | Asm | 1985 | CZ05 | cDXGF | 0 | DXSZCap | 373.2247 | 100002.1 | 758249.6 | 1261210.763 | 156215.1 | 0 | 405239.2 | 0 | 105092.9 | 0 | 4662.446 | 87040.11 | 26581.66 | 39336.09 | 0 | 0 | 0 | 0 | 1716591000 | 0 | 1716591000 | 17165.91 | 502961.163 | 0 | 118.522 | 96.168 | 44378.9689
MsrNResSpltPkgAC-65to134-S13 | PreNResSpltPkgAC-65to-PEYes | Asm | 1985 | CZ06 | cDXGF | 0 | DXSZCap | 405.2683 | 100002.1 | 877203.6 | 1073373.1065 | 156215.1 | 0 | 405239.2 | 0 | 219339.8 | 0 | 1655.189 | 94754.67 | 14299.08 | 61917.41 | 0 | 0 | 0 | 0 | 669520500 | 0 | 669520500 | 6695.205 | 196169.5065 | 0 | 118.522 | 96.168 | 44378.9693
MsrNResSpltPkgAC-65to134-S13 | PreNResSpltPkgAC-65to-PEYes | Asm | 1985 | CZ07 | cDXGF | 0 | DXSZCap | 393.1384 | 100002.1 | 835766.9 | 1001365.519 | 156215.1 | 0 | 405239.2 | 0 | 180413.4 | 0 | 796.7427 | 93102.66 | 13373.83 | 59016.14 | 0 | 0 | 0 | 0 | 565183000 | 0 | 565183000 | 5651.83 | 165598.619 | 0 | 118.522 | 96.168 | 44378.9698
MsrNResSpltPkgAC-65to134-S13 | PreNResSpltPkgAC-65to-PEYes | Asm | 1985 | CZ08 | cDXGF | 0 | DXSZCap | 364.3721 | 100002.1 | 936856.9 | 1118067.3501 | 156215.1 | 0 | 405239.2 | 0 | 286451.7 | 0 | 1603.714 | 87347.58 | 11270.19 | 63494.18 | 0 | 0 | 0 | 0 | 618465700 | 0 | 618465700 | 6184.657 | 181210.4501 | 0 | 118.522 | 96.168 | 44378.9702
MsrNResSpltPkgAC-65to134-S13 | PreNResSpltPkgAC-65to-PEYes | Asm | 1985 | CZ09 | cDXGF | 0 | DXSZCap | 470.2522 | 100002.1 | 953513.9 | 1150297.7689 | 156215.1 | 0 | 405239.2 | 0 | 282193.1 | 0 | 2968.196 | 106898.7 | 15497.99 | 71478.86 | 0 | 0 | 0 | 0 | 671617300 | 0 | 671617300 | 6716.173 | 196783.8689 | 0 | 118.522 | 96.168 | 44378.9707
MsrNResSpltPkgAC-65to134-S13 | PreNResSpltPkgAC-65to-PEYes | Asm | 1985 | CZ10 | cDXGF | 0 | DXSZCap | 427.675 | 100002.1 | 991025.5 | 1247273.7189 | 156215.1 | 0 | 405239.2 | 0 | 323725.6 | 0 | 3963.156 | 101882.7 | 15767.53 | 71356.52 | 0 | 0 | 0 | 0 | 874567300 | 0 | 874567300 | 8745.673 | 256248.2189 | 0 | 118.522 | 96.168 | 44378.9711
MsrNResSpltPkgAC-65to134-S13 | PreNResSpltPkgAC-65to-PEYes | Asm | 1985 | CZ11 | cDXGF | 0 | DXSZCap | 474.6297 | 100002.1 | 1004410 | 1583548.526 | 156215.1 | 0 | 405239.2 | 0 | 322989 | 0 | 8080.64 | 111886 | 30601.78 | 66054.07 | 0 | 0 | 0 | 0 | 1976582000 | 0 | 1976582000 | 19765.82 | 579138.526 | 0 | 118.522 | 96.168 | 44378.9716
MsrNResSpltPkgAC-65to134-S13 | PreNResSpltPkgAC-65to-PEYes | Asm | 1985 | CZ12 | cDXGF | 0 | DXSZCap | 422.9199 | 100002.1 | 924320.4 | 1470291.912 | 156215.1 | 0 | 405239.2 | 0 | 253104.3 | 0 | 6683.348 | 103078.7 | 27123.55 | 61107.47 | 0 | 0 | 0 | 0 | 1863384000 | 0 | 1863384000 | 18633.84 | 545971.512 | 0 | 118.522 | 96.168 | 44378.972
MsrNResSpltPkgAC-65to134-S13 | PreNResSpltPkgAC-65to-PEYes | Asm | 1985 | CZ13 | cDXGF | 0 | DXSZCap | 478.394 | 100002.1 | 1046071 | 1506221.933 | 156215.1 | 0 | 405239.2 | 0 | 362570.9 | 0 | 7090.068 | 114956.3 | 25756.73 | 74401.68 | 0 | 0 | 0 | 0 | 1570481000 | 0 | 1570481000 | 15704.81 | 460150.933 | 0 | 118.522 | 96.168 | 44378.9725
MsrNResSpltPkgAC-65to134-S13 | PreNResSpltPkgAC-65to-PEYes | Asm | 1985 | CZ14 | cDXGF | 0 | DXSZCap | 480.4673 | 100002.1 | 994538.8 | 1486771.768 | 156215.1 | 0 | 405239.2 | 0 | 312715.5 | 0 | 8488.469 | 111880.5 | 26254.48 | 68626.41 | 0 | 0 | 0 | 0 | 1679976000 | 0 | 1679976000 | 16799.76 | 492232.968 | 0 | 118.522 | 96.168 | 44378.9731
MsrNResSpltPkgAC-65to134-S13 | PreNResSpltPkgAC-65to-PEYes | Asm | 1985 | CZ15 | cDXGF | 0 | DXSZCap | 635.435 | 100002.1 | 1329422 | 1427620.5984 | 156215.1 | 0 | 405239.2 | 0 | 619552.8 | 0 | 2383.882 | 146031.3 | 10114.09 | 117466.6 | 0 | 0 | 0 | 0 | 335148800 | 0 | 335148800 | 3351.488 | 98198.5984 | 0 | 118.522 | 96.168 | 44378.9736
MsrNResSpltPkgAC-65to134-S13 | PreNResSpltPkgAC-65to-PEYes | Asm | 1985 | CZ16 | cDXGF | 0 | DXSZCap | 413.3505 | 100002.1 | 779875.9 | 2221683.778 | 156215.1 | 0 | 405239.2 | 0 | 105108.1 | 0 | 13000.36 | 100313.6 | 45998.93 | 38965.63 | 0 | 0 | 0 | 0 | 4920846000 | 0 | 4920846000 | 49208.46 | 1441807.878 | 0 | 118.522 | 96.168 | 44378.9741
MsrNResSpltPkgAC-65to134-S13 | PreNResSpltPkgAC-65to-PEYes | Asm | 1996 | CZ01 | cDXGF | 0 | DXSZCap | 330.6033 | 100002.1 | 635270.9 | 1942596.173 | 156215.1 | 0 | 389265 | 0 | 8408.885 | 0 | 8940.271 | 72441.2 | 51627.79 | 5792.02 | 0 | 0 | 0 | 0 | 4461861000 | 0 | 4461861000 | 44618.61 | 1307325.273 | 0 | 118.522 | 92.2526 | 44378.9745
MsrNResSpltPkgAC-65to134-S13 | PreNResSpltPkgAC-65to-PEYes | Asm | 1996 | CZ02 | cDXGF | 0 | DXSZCap | 329.0894 | 100002.1 | 779650 | 1575061.202 | 156215.1 | 0 | 389265 | 0 | 150720.2 | 0 | 6435.146 | 77013.8 | 28623.66 | 36666.98 | 0 | 0 | 0 | 0 | 2714714000 | 0 | 2714714000 | 27147.14 | 795411.202 | 0 | 118.522 | 92.2526 | 44378.975
MsrNResSpltPkgAC-65to134-S13 | PreNResSpltPkgAC-65to-PEYes | Asm | 1996 | CZ03 | cDXGF | 0 | DXSZCap | 373.2794 | 100002.1 | 715411.4 | 1315117.354 | 156215.1 | 0 | 389265 | 0 | 78871.3 | 0 | 4051.009 | 87008.21 | 32180.88 | 33800.69 | 0 | 0 | 0 | 0 | 2046778000 | 0 | 2046778000 | 20467.78 | 599705.954 | 0 | 118.522 | 92.2526 | 44378.9754
MsrNResSpltPkgAC-65to134-S13 | PreNResSpltPkgAC-65to-PEYes | Asm | 1996 | CZ04 | cDXGF | 0 | DXSZCap | 328.6858 | 100002.1 | 815954.9 | 1343566.446 | 156215.1 | 0 | 389265 | 0 | 188200.5 | 0 | 3633.143 | 78640.56 | 21945.7 | 44534.33 | 0 | 0 | 0 | 0 | 1800722000 | 0 | 1800722000 | 18007.22 | 527611.546 | 0 | 118.522 | 92.2526 | 44378.9759
MsrNResSpltPkgAC-65to134-S13 | PreNResSpltPkgAC-65to-PEYes | Asm | 1996 | CZ05 | cDXGF | 0 | DXSZCap | 362.7692 | 100002.1 | 730628.9 | 1269601.228 | 156215.1 | 0 | 389265 | 0 | 96866.73 | 0 | 4531.839 | 83749.18 | 27461.59 | 36306.17 | 0 | 0 | 0 | 0 | 1839496000 | 0 | 1839496000 | 18394.96 | 538972.328 | 0 | 118.522 | 92.2526 | 44378.9764
MsrNResSpltPkgAC-65to134-S13 | PreNResSpltPkgAC-65to-PEYes | Asm | 1996 | CZ06 | cDXGF | 0 | DXSZCap | 401.6717 | 100002.1 | 847376.3 | 1071819.5154 | 156215.1 | 0 | 389265 | 0 | 207649.5 | 0 | 1640.505 | 92605.49 | 15678.05 | 58949.74 | 0 | 0 | 0 | 0 | 766017800 | 0 | 766017800 | 7660.178 | 224443.2154 | 0 | 118.522 | 92.2526 | 44378.9768
MsrNResSpltPkgAC-65to134-S13 | PreNResSpltPkgAC-65to-PEYes | Asm | 1996 | CZ07 | cDXGF | 0 | DXSZCap | 391.5368 | 100002.1 | 807868.7 | 996292.7808 | 156215.1 | 0 | 389265 | 0 | 170353.5 | 0 | 793.4971 | 91240.92 | 14682.11 | 56076.3 | 0 | 0 | 0 | 0 | 643085600 | 0 | 643085600 | 6430.856 | 188424.0808 | 0 | 118.522 | 92.2526 | 44378.9773
MsrNResSpltPkgAC-65to134-S13 | PreNResSpltPkgAC-65to-PEYes | Asm | 1996 | CZ08 | cDXGF | 0 | DXSZCap | 363.3069 | 100002.1 | 911170.1 | 1115010.8446 | 156215.1 | 0 | 389265 | 0 | 277532.2 | 0 | 1599.028 | 86558.16 | 12378.66 | 61556.53 | 0 | 0 | 0 | 0 | 695702200 | 0 | 695702200 | 6957.022 | 203840.7446 | 0 | 118.522 | 92.2526 | 44378.9778
MsrNResSpltPkgAC-65to134-S13 | PreNResSpltPkgAC-65to-PEYes | Asm | 1996 | CZ09 | cDXGF | 0 | DXSZCap | 469.7232 | 100002.1 | 927256.3 | 1153906.8016 | 156215.1 | 0 | 389265 | 0 | 273199.9 | 0 | 2964.861 | 105610.6 | 16998 | 69141.59 | 0 | 0 | 0 | 0 | 773551200 | 0 | 773551200 | 7735.512 | 226650.5016 | 0 | 118.522 | 92.2526 | 44378.9782
MsrNResSpltPkgAC-65to134-S13 | PreNResSpltPkgAC-65to-PEYes | Asm | 1996 | CZ10 | cDXGF | 0 | DXSZCap | 427.6215 | 100002.1 | 964803 | 1251120.3439 | 156215.1 | 0 | 389265 | 0 | 314837 | 0 | 3962.667 | 100522.1 | 16879.11 | 69106.17 | 0 | 0 | 0 | 0 | 977192300 | 0 | 977192300 | 9771.923 | 286317.3439 | 0 | 118.522 | 92.2526 | 44378.9787
MsrNResSpltPkgAC-65to134-S13 | PreNResSpltPkgAC-65to-PEYes | Asm | 1996 | CZ11 | cDXGF | 0 | DXSZCap | 454.6248 | 100002.1 | 960904.9 | 1518208.187 | 156215.1 | 0 | 389265 | 0 | 302268.4 | 0 | 7740.041 | 105415.6 | 29655.52 | 61646.99 | 0 | 0 | 0 | 0 | 1902059000 | 0 | 1902059000 | 19020.59 | 557303.287 | 0 | 118.522 | 92.2526 | 44378.9792
MsrNResSpltPkgAC-65to134-S13 | PreNResSpltPkgAC-65to-PEYes | Asm | 1996 | CZ12 | cDXGF | 0 | DXSZCap | 404.0152 | 100002.1 | 884228 | 1420938.075 | 156215.1 | 0 | 389265 | 0 | 235622 | 0 | 6384.628 | 96740.5 | 26480.82 | 56682.48 | 0 | 0 | 0 | 0 | 1831775000 | 0 | 1831775000 | 18317.75 | 536710.075 | 0 | 118.522 | 92.2526 | 44378.9797
MsrNResSpltPkgAC-65to134-S13 | PreNResSpltPkgAC-65to-PEYes | Asm | 1996 | CZ13 | cDXGF | 0 | DXSZCap | 458.7201 | 100002.1 | 1001259 | 1447958.889 | 156215.1 | 0 | 389265 | 0 | 340577.2 | 0 | 6798.547 | 108401.7 | 25034.16 | 69632.77 | 0 | 0 | 0 | 0 | 1524573000 | 0 | 1524573000 | 15245.73 | 446699.889 | 0 | 118.522 | 92.2526 | 44378.9801
MsrNResSpltPkgAC-65to134-S13 | PreNResSpltPkgAC-65to-PEYes | Asm | 1996 | CZ14 | cDXGF | 0 | DXSZCap | 460.2688 | 100002.1 | 948771.6 | 1428489.659 | 156215.1 | 0 | 389265 | 0 | 290021.2 | 0 | 8131.655 | 105137.5 | 25864.25 | 63467.13 | 0 | 0 | 0 | 0 | 1637263000 | 0 | 1637263000 | 16372.63 | 479718.059 | 0 | 118.522 | 92.2526 | 44378.9806
MsrNResSpltPkgAC-65to134-S13 | PreNResSpltPkgAC-65to-PEYes | Asm | 1996 | CZ15 | cDXGF | 0 | DXSZCap | 611.3707 | 100002.1 | 1269118 | 1364130.2527 | 156215.1 | 0 | 389265 | 0 | 583043.7 | 0 | 2293.599 | 138299.5 | 9853.397 | 110794.2 | 0 | 0 | 0 | 0 | 324273900 | 0 | 324273900 | 3242.739 | 95012.2527 | 0 | 118.522 | 92.2526 | 44378.9811
MsrNResSpltPkgAC-65to134-S13 | PreNResSpltPkgAC-65to-PEYes | Asm | 1996 | CZ16 | cDXGF | 0 | DXSZCap | 386.9647 | 100002.1 | 745678.5 | 2184222.651 | 156215.1 | 0 | 389265 | 0 | 95653.35 | 0 | 12170.54 | 92374.09 | 44050.79 | 35151.17 | 0 | 0 | 0 | 0 | 4909707000 | 0 | 4909707000 | 49097.07 | 1438544.151 | 0 | 118.522 | 92.2526 | 44378.9816
MsrNResSpltPkgAC-65to134-S13 | PreNResSpltPkgAC-65to-PEYes | Asm | 2003 | CZ01 | cDXGF | 0 | DXSZCap | 303.8969 | 100002.1 | 610076.5 | 1995823.223 | 156215.1 | 0 | 373293.5 | 0 | 6600.502 | 0 | 8218.068 | 65749.88 | 49615.82 | 4484.098 | 0 | 0 | 0 | 0 | 4729511000 | 0 | 4729511000 | 47295.11 | 1385746.723 | 0 | 118.522 | 88.3374 | 44378.9821
MsrNResSpltPkgAC-65to134-S13 | PreNResSpltPkgAC-65to-PEYes | Asm | 2003 | CZ02 | cDXGF | 0 | DXSZCap | 302.1447 | 100002.1 | 736665.6 | 1527314.966 | 156215.1 | 0 | 373293.5 | 0 | 132320.4 | 0 | 5908.291 | 68929.09 | 27165.28 | 31756.6 | 0 | 0 | 0 | 0 | 2698462000 | 0 | 2698462000 | 26984.62 | 790649.366 | 0 | 118.522 | 88.3374 | 44378.9826
MsrNResSpltPkgAC-65to134-S13 | PreNResSpltPkgAC-65to-PEYes | Asm | 2003 | CZ03 | cDXGF | 0 | DXSZCap | 365.5046 | 100002.1 | 695224.1 | 1263140.726 | 156215.1 | 0 | 373293.5 | 0 | 78179.32 | 0 | 3966.638 | 83570.2 | 30754.48 | 31971.12 | 0 | 0 | 0 | 0 | 1938282000 | 0 | 1938282000 | 19382.82 | 567916.626 | 0 | 118.522 | 88.3374 | 44378.983
MsrNResSpltPkgAC-65to134-S13 | PreNResSpltPkgAC-65to-PEYes | Asm | 2003 | CZ04 | cDXGF | 0 | DXSZCap | 321.5823 | 100002.1 | 794293.8 | 1297568.473 | 156215.1 | 0 | 373293.5 | 0 | 184474.6 | 0 | 3554.607 | 76756.56 | 21071.59 | 43677.89 | 0 | 0 | 0 | 0 | 1717661000 | 0 | 1717661000 | 17176.61 | 503274.673 | 0 | 118.522 | 88.3374 | 44378.9835
MsrNResSpltPkgAC-65to134-S13 | PreNResSpltPkgAC-65to-PEYes | Asm | 2003 | CZ05 | cDXGF | 0 | DXSZCap | 355.9563 | 100002.1 | 710226.9 | 1219419.88 | 156215.1 | 0 | 373293.5 | 0 | 95619.07 | 0 | 4446.737 | 80653.16 | 26273.68 | 34619.27 | 0 | 0 | 0 | 0 | 1737860000 | 0 | 1737860000 | 17378.6 | 509192.98 | 0 | 118.522 | 88.3374 | 44378.984
MsrNResSpltPkgAC-65to134-S13 | PreNResSpltPkgAC-65to-PEYes | Asm | 2003 | CZ06 | cDXGF | 0 | DXSZCap | 396.7727 | 100002.1 | 831508.9 | 1038771.4158 | 156215.1 | 0 | 373293.5 | 0 | 208681.7 | 0 | 1620.495 | 91698.74 | 14763.17 | 59089.08 | 0 | 0 | 0 | 0 | 707380600 | 0 | 707380600 | 7073.806 | 207262.5158 | 0 | 118.522 | 88.3374 | 44378.9844
MsrNResSpltPkgAC-65to134-S13 | PreNResSpltPkgAC-65to-PEYes | Asm | 2003 | CZ07 | cDXGF | 0 | DXSZCap | 387.1203 | 100002.1 | 792127.8 | 967796.7118 | 156215.1 | 0 | 373293.5 | 0 | 171369.6 | 0 | 784.5459 | 90465.77 | 13877.86 | 56373.54 | 0 | 0 | 0 | 0 | 599552600 | 0 | 599552600 | 5995.526 | 175668.9118 | 0 | 118.522 | 88.3374 | 44378.9849
MsrNResSpltPkgAC-65to134-S13 | PreNResSpltPkgAC-65to-PEYes | Asm | 2003 | CZ08 | cDXGF | 0 | DXSZCap | 360.0428 | 100002.1 | 893473.5 | 1082844.5568 | 156215.1 | 0 | 373293.5 | 0 | 276496.7 | 0 | 1584.661 | 85884.46 | 11794.71 | 61521.37 | 0 | 0 | 0 | 0 | 646317600 | 0 | 646317600 | 6463.176 | 189371.0568 | 0 | 118.522 | 88.3374 | 44378.9854
MsrNResSpltPkgAC-65to134-S13 | PreNResSpltPkgAC-65to-PEYes | Asm | 2003 | CZ09 | cDXGF | 0 | DXSZCap | 464.1628 | 100002.1 | 909015.4 | 1116236.5735 | 156215.1 | 0 | 373293.5 | 0 | 272144.2 | 0 | 2929.759 | 104433.4 | 16084.86 | 69004.75 | 0 | 0 | 0 | 0 | 707239500 | 0 | 707239500 | 7072.395 | 207221.1735 | 0 | 118.522 | 88.3374 | 44378.9859
MsrNResSpltPkgAC-65to134-S13 | PreNResSpltPkgAC-65to-PEYes | Asm | 2003 | CZ10 | cDXGF | 0 | DXSZCap | 391.7734 | 100002.1 | 906008.9 | 1174419.754 | 156215.1 | 0 | 373293.5 | 0 | 282633.4 | 0 | 3630.477 | 90236.8 | 15920.83 | 61721.18 | 0 | 0 | 0 | 0 | 916078000 | 0 | 916078000 | 9160.78 | 268410.854 | 0 | 118.522 | 88.3374 | 44378.9863
MsrNResSpltPkgAC-65to134-S13 | PreNResSpltPkgAC-65to-PEYes | Asm | 2003 | CZ11 | cDXGF | 0 | DXSZCap | 436.3637 | 100002.1 | 920610.8 | 1480160.225 | 156215.1 | 0 | 373293.5 | 0 | 284054.4 | 0 | 7429.175 | 99619.2 | 29149.45 | 57508.01 | 0 | 0 | 0 | 0 | 1909725000 | 0 | 1909725000 | 19097.25 | 559549.425 | 0 | 118.522 | 88.3374 | 44378.9868
MsrNResSpltPkgAC-65to134-S13 | PreNResSpltPkgAC-65to-PEYes | Asm | 2003 | CZ12 | cDXGF | 0 | DXSZCap | 385.9602 | 100002.1 | 846007.3 | 1396681.755 | 156215.1 | 0 | 373293.5 | 0 | 219530.8 | 0 | 6099.325 | 90869.39 | 26266.68 | 52273.63 | 0 | 0 | 0 | 0 | 1879435000 | 0 | 1879435000 | 18794.35 | 550674.455 | 0 | 118.522 | 88.3374 | 44378.9873
MsrNResSpltPkgAC-65to134-S13 | PreNResSpltPkgAC-65to-PEYes | Asm | 2003 | CZ13 | cDXGF | 0 | DXSZCap | 440.1752 | 100002.1 | 959110.7 | 1412389.318 | 156215.1 | 0 | 373293.5 | 0 | 320690.3 | 0 | 6523.646 | 102389.2 | 24831.92 | 65105.53 | 0 | 0 | 0 | 0 | 1547026000 | 0 | 1547026000 | 15470.26 | 453278.618 | 0 | 118.522 | 88.3374 | 44378.9877
MsrNResSpltPkgAC-65to134-S13 | PreNResSpltPkgAC-65to-PEYes | Asm | 2003 | CZ14 | cDXGF | 0 | DXSZCap | 443.3459 | 100002.1 | 910235.7 | 1404214.655 | 156215.1 | 0 | 373293.5 | 0 | 273098.8 | 0 | 7832.663 | 99796.77 | 26097.63 | 59189.08 | 0 | 0 | 0 | 0 | 1685935000 | 0 | 1685935000 | 16859.35 | 493978.955 | 0 | 118.522 | 88.3374 | 44378.9882
MsrNResSpltPkgAC-65to134-S13 | PreNResSpltPkgAC-65to-PEYes | Asm | 2003 | CZ15 | cDXGF | 0 | DXSZCap | 592.2837 | 100002.1 | 1219947 | 1319557.7998 | 156215.1 | 0 | 373293.5 | 0 | 555909.1 | 0 | 2221.992 | 132308.2 | 10125.13 | 105391 | 0 | 0 | 0 | 0 | 339968600 | 0 | 339968600 | 3399.686 | 99610.7998 | 0 | 118.522 | 88.3374 | 44378.9887
MsrNResSpltPkgAC-65to134-S13 | PreNResSpltPkgAC-65to-PEYes | Asm | 2003 | CZ16 | cDXGF | 0 | DXSZCap | 358.9762 | 100002.1 | 711731.8 | 2197879.368 | 156215.1 | 0 | 373293.5 | 0 | 86631.05 | 0 | 11290.23 | 84302.55 | 42283.23 | 31226.61 | 0 | 0 | 0 | 0 | 5072176000 | 0 | 5072176000 | 50721.76 | 1486147.568 | 0 | 118.522 | 88.3374 | 44378.9892
MsrNResSpltPkgAC-65to134-S13 | PreNResSpltPkgAC-65to-PEYes | Asm | 2007 | CZ01 | cDXGF | 0 | DXSZCap | 301.5682 | 100002.1 | 609513.6 | 1979524.172 | 156215.1 | 0 | 373293.5 | 0 | 6578.337 | 0 | 8155.094 | 65272.56 | 49147.7 | 4463.004 | 0 | 0 | 0 | 0 | 4675804000 | 0 | 4675804000 | 46758.04 | 1370010.572 | 0 | 118.522 | 88.3374 | 44378.9897
MsrNResSpltPkgAC-65to134-S13 | PreNResSpltPkgAC-65to-PEYes | Asm | 2007 | CZ02 | cDXGF | 0 | DXSZCap | 299.1248 | 100002.1 | 734939.2 | 1515400.37 | 156215.1 | 0 | 373293.5 | 0 | 131290.5 | 0 | 5849.209 | 68291.61 | 26792.94 | 31546.69 | 0 | 0 | 0 | 0 | 2663690000 | 0 | 2663690000 | 26636.9 | 780461.17 | 0 | 118.522 | 88.3374 | 44378.9901
MsrNResSpltPkgAC-65to134-S13 | PreNResSpltPkgAC-65to-PEYes | Asm | 2007 | CZ03 | cDXGF | 0 | DXSZCap | 362.8003 | 100002.1 | 694562.1 | 1251866.266 | 156215.1 | 0 | 373293.5 | 0 | 78044.88 | 0 | 3937.286 | 83071.95 | 30345.64 | 31927.24 | 0 | 0 | 0 | 0 | 1902062000 | 0 | 1902062000 | 19020.62 | 557304.166 | 0 | 118.522 | 88.3374 | 44378.9906
MsrNResSpltPkgAC-65to134-S13 | PreNResSpltPkgAC-65to-PEYes | Asm | 2007 | CZ04 | cDXGF | 0 | DXSZCap | 319.1103 | 100002.1 | 792873.3 | 1286815.044 | 156215.1 | 0 | 373293.5 | 0 | 183567.6 | 0 | 3527.285 | 76270.81 | 20773.24 | 43516.13 | 0 | 0 | 0 | 0 | 1685808000 | 0 | 1685808000 | 16858.08 | 493941.744 | 0 | 118.522 | 88.3374 | 44378.9911
MsrNResSpltPkgAC-65to134-S13 | PreNResSpltPkgAC-65to-PEYes | Asm | 2007 | CZ05 | cDXGF | 0 | DXSZCap | 352.623 | 100002.1 | 708928.5 | 1209204.318 | 156215.1 | 0 | 373293.5 | 0 | 94979.02 | 0 | 4405.082 | 80036.9 | 25874.21 | 34367.04 | 0 | 0 | 0 | 0 | 1707426000 | 0 | 1707426000 | 17074.26 | 500275.818 | 0 | 118.522 | 88.3374 | 44378.9915
MsrNResSpltPkgAC-65to134-S13 | PreNResSpltPkgAC-65to-PEYes | Asm | 2007 | CZ06 | cDXGF | 0 | DXSZCap | 396.7727 | 100002.1 | 831508.9 | 1038771.4158 | 156215.1 | 0 | 373293.5 | 0 | 208681.7 | 0 | 1620.495 | 91698.74 | 14763.17 | 59089.08 | 0 | 0 | 0 | 0 | 707380600 | 0 | 707380600 | 7073.806 | 207262.5158 | 0 | 118.522 | 88.3374 | 44378.992
MsrNResSpltPkgAC-65to134-S13 | PreNResSpltPkgAC-65to-PEYes | Asm | 2007 | CZ07 | cDXGF | 0 | DXSZCap | 387.1203 | 100002.1 | 792127.8 | 967796.7118 | 156215.1 | 0 | 373293.5 | 0 | 171369.6 | 0 | 784.5459 | 90465.77 | 13877.86 | 56373.54 | 0 | 0 | 0 | 0 | 599552600 | 0 | 599552600 | 5995.526 | 175668.9118 | 0 | 118.522 | 88.3374 | 44378.9925
MsrNResSpltPkgAC-65to134-S13 | PreNResSpltPkgAC-65to-PEYes | Asm | 2007 | CZ08 | cDXGF | 0 | DXSZCap | 360.0428 | 100002.1 | 893473.5 | 1082844.5568 | 156215.1 | 0 | 373293.5 | 0 | 276496.7 | 0 | 1584.661 | 85884.46 | 11794.71 | 61521.37 | 0 | 0 | 0 | 0 | 646317600 | 0 | 646317600 | 6463.176 | 189371.0568 | 0 | 118.522 | 88.3374 | 44378.9929
MsrNResSpltPkgAC-65to134-S13 | PreNResSpltPkgAC-65to-PEYes | Asm | 2007 | CZ09 | cDXGF | 0 | DXSZCap | 464.1628 | 100002.1 | 909015.4 | 1116236.5735 | 156215.1 | 0 | 373293.5 | 0 | 272144.2 | 0 | 2929.759 | 104433.4 | 16084.86 | 69004.75 | 0 | 0 | 0 | 0 | 707239500 | 0 | 707239500 | 7072.395 | 207221.1735 | 0 | 118.522 | 88.3374 | 44378.9934
MsrNResSpltPkgAC-65to134-S13 | PreNResSpltPkgAC-65to-PEYes | Asm | 2007 | CZ10 | cDXGF | 0 | DXSZCap | 388.5748 | 100002.1 | 903946.1 | 1165723.6684 | 156215.1 | 0 | 373293.5 | 0 | 281191.5 | 0 | 3600.826 | 89645.85 | 15666 | 61490.83 | 0 | 0 | 0 | 0 | 893438800 | 0 | 893438800 | 8934.388 | 261777.5684 | 0 | 118.522 | 88.3374 | 44378.9939
MsrNResSpltPkgAC-65to134-S13 | PreNResSpltPkgAC-65to-PEYes | Asm | 2007 | CZ11 | cDXGF | 0 | DXSZCap | 432.5358 | 100002.1 | 918176.1 | 1464070.26 | 156215.1 | 0 | 373293.5 | 0 | 282420.8 | 0 | 7363.98 | 98883.63 | 28603.61 | 57312.18 | 0 | 0 | 0 | 0 | 1863120000 | 0 | 1863120000 | 18631.2 | 545894.16 | 0 | 118.522 | 88.3374 | 44378.9943
MsrNResSpltPkgAC-65to134-S13 | PreNResSpltPkgAC-65to-PEYes | Asm | 2007 | CZ12 | cDXGF | 0 | DXSZCap | 382.5127 | 100002.1 | 843992.1 | 1383517.026 | 156215.1 | 0 | 373293.5 | 0 | 218248.4 | 0 | 6044.863 | 90190.83 | 25860.29 | 52065.73 | 0 | 0 | 0 | 0 | 1841382000 | 0 | 1841382000 | 18413.82 | 539524.926 | 0 | 118.522 | 88.3374 | 44378.9948
MsrNResSpltPkgAC-65to134-S13 | PreNResSpltPkgAC-65to-PEYes | Asm | 2007 | CZ13 | cDXGF | 0 | DXSZCap | 436.5396 | 100002.1 | 956030.9 | 1396870.203 | 156215.1 | 0 | 373293.5 | 0 | 318413.9 | 0 | 6469.781 | 101639.5 | 24369.59 | 64829.6 | 0 | 0 | 0 | 0 | 1504571000 | 0 | 1504571000 | 15045.71 | 440839.303 | 0 | 118.522 | 88.3374 | 44378.9953
MsrNResSpltPkgAC-65to134-S13 | PreNResSpltPkgAC-65to-PEYes | Asm | 2007 | CZ14 | cDXGF | 0 | DXSZCap | 439.6908 | 100002.1 | 907888.6 | 1386623.351 | 156215.1 | 0 | 373293.5 | 0 | 271555.9 | 0 | 7768.134 | 99057.16 | 25600.35 | 58982.44 | 0 | 0 | 0 | 0 | 1633907000 | 0 | 1633907000 | 16339.07 | 478734.751 | 0 | 118.522 | 88.3374 | 44378.9957
MsrNResSpltPkgAC-65to134-S13 | PreNResSpltPkgAC-65to-PEYes | Asm | 2007 | CZ15 | cDXGF | 0 | DXSZCap | 587.9763 | 100002.1 | 1215276 | 1310148.4624 | 156215.1 | 0 | 373293.5 | 0 | 552084.4 | 0 | 2205.835 | 131477.4 | 9806.212 | 104885.2 | 0 | 0 | 0 | 0 | 323796800 | 0 | 323796800 | 3237.968 | 94872.4624 | 0 | 118.522 | 88.3374 | 44378.9962
MsrNResSpltPkgAC-65to134-S13 | PreNResSpltPkgAC-65to-PEYes | Asm | 2007 | CZ16 | cDXGF | 0 | DXSZCap | 354.5693 | 100002.1 | 710165.6 | 2184117.043 | 156215.1 | 0 | 373293.5 | 0 | 86057.2 | 0 | 11151.7 | 83448.79 | 41733.22 | 31041.33 | 0 | 0 | 0 | 0 | 5030551000 | 0 | 5030551000 | 50305.51 | 1473951.443 | 0 | 118.522 | 88.3374 | 44378.9966
MsrNResSpltPkgAC-65to134-S13 | PreNResSpltPkgAC-65to-PEYes | Asm | 2011 | CZ01 | cDXGF | 0 | DXSZCap | 299.9536 | 100002.1 | 609326.5 | 1922662.961 | 156215.1 | 0 | 373293.5 | 0 | 6846.088 | 0 | 8111.395 | 64860.96 | 47973.85 | 4676.457 | 0 | 0 | 0 | 0 | 4482377000 | 0 | 4482377000 | 44823.77 | 1313336.461 | 0 | 118.522 | 88.3374 | 44378.9971
MsrNResSpltPkgAC-65to134-S13 | PreNResSpltPkgAC-65to-PEYes | Asm | 2011 | CZ02 | cDXGF | 0 | DXSZCap | 296.0418 | 100002.1 | 733254.4 | 1504557.562 | 156215.1 | 0 | 373293.5 | 0 | 130275.2 | 0 | 5788.896 | 67682.57 | 26461.21 | 31331.37 | 0 | 0 | 0 | 0 | 2632434000 | 0 | 2632434000 | 26324.34 | 771303.162 | 0 | 118.522 | 88.3374 | 44378.9975
MsrNResSpltPkgAC-65to134-S13 | PreNResSpltPkgAC-65to-PEYes | Asm | 2011 | CZ03 | cDXGF | 0 | DXSZCap | 360.093 | 100002.1 | 693931.4 | 1240347.1 | 156215.1 | 0 | 373293.5 | 0 | 77937.59 | 0 | 3907.91 | 82577.8 | 29880.73 | 31895.77 | 0 | 0 | 0 | 0 | 1864900000 | 0 | 1864900000 | 18649 | 546415.7 | 0 | 118.522 | 88.3374 | 44378.998
MsrNResSpltPkgAC-65to134-S13 | PreNResSpltPkgAC-65to-PEYes | Asm | 2011 | CZ04 | cDXGF | 0 | DXSZCap | 316.6251 | 100002.1 | 791493.3 | 1276006.89 | 156215.1 | 0 | 373293.5 | 0 | 182694.8 | 0 | 3499.795 | 75790.64 | 20460.38 | 43360.29 | 0 | 0 | 0 | 0 | 1653630000 | 0 | 1653630000 | 16536.3 | 484513.59 | 0 | 118.522 | 88.3374 | 44378.9984
MsrNResSpltPkgAC-65to134-S13 | PreNResSpltPkgAC-65to-PEYes | Asm | 2011 | CZ05 | cDXGF | 0 | DXSZCap | 352.623 | 100002.1 | 708928.5 | 1209204.318 | 156215.1 | 0 | 373293.5 | 0 | 94979.02 | 0 | 4405.082 | 80036.9 | 25874.21 | 34367.04 | 0 | 0 | 0 | 0 | 1707426000 | 0 | 1707426000 | 17074.26 | 500275.818 | 0 | 118.522 | 88.3374 | 44378.9989
MsrNResSpltPkgAC-65to134-S13 | PreNResSpltPkgAC-65to-PEYes | Asm | 2011 | CZ06 | cDXGF | 0 | DXSZCap | 396.7727 | 100002.1 | 831508.9 | 1038771.4158 | 156215.1 | 0 | 373293.5 | 0 | 208681.7 | 0 | 1620.495 | 91698.74 | 14763.17 | 59089.08 | 0 | 0 | 0 | 0 | 707380600 | 0 | 707380600 | 7073.806 | 207262.5158 | 0 | 118.522 | 88.3374 | 44378.9993
MsrNResSpltPkgAC-65to134-S13 | PreNResSpltPkgAC-65to-PEYes | Asm | 2011 | CZ07 | cDXGF | 0 | DXSZCap | 382.4423 | 100002.1 | 791085.1 | 962990.3975 | 156215.1 | 0 | 373293.5 | 0 | 171123.4 | 0 | 775.0665 | 89678.69 | 13636.44 | 56144.43 | 0 | 0 | 0 | 0 | 586707500 | 0 | 586707500 | 5867.075 | 171905.2975 | 0 | 118.522 | 88.3374 | 44378.9998
MsrNResSpltPkgAC-65to134-S13 | PreNResSpltPkgAC-65to-PEYes | Asm | 2011 | CZ08 | cDXGF | 0 | DXSZCap | 357.3096 | 100002.1 | 891659.6 | 1075690.9662 | 156215.1 | 0 | 373293.5 | 0 | 275203.8 | 0 | 1572.63 | 85375.02 | 11572.89 | 61356.32 | 0 | 0 | 0 | 0 | 628093400 | 0 | 628093400 | 6280.934 | 184031.3662 | 0 | 118.522 | 88.3374 | 44379.0003
MsrNResSpltPkgAC-65to134-S13 | PreNResSpltPkgAC-65to-PEYes | Asm | 2011 | CZ09 | cDXGF | 0 | DXSZCap | 452.3816 | 100002.1 | 903180.7 | 1077968.7366 | 156215.1 | 0 | 373293.5 | 0 | 268500.4 | 0 | 2855.399 | 102317.2 | 14394.37 | 68847.09 | 0 | 0 | 0 | 0 | 596546200 | 0 | 596546200 | 5965.462 | 174788.0366 | 0 | 118.522 | 88.3374 | 44379.0007
MsrNResSpltPkgAC-65to134-S13 | PreNResSpltPkgAC-65to-PEYes | Asm | 2011 | CZ10 | cDXGF | 0 | DXSZCap | 385.364 | 100002.1 | 901893.1 | 1156668.7595 | 156215.1 | 0 | 373293.5 | 0 | 279765.6 | 0 | 3571.087 | 89048.38 | 15363.92 | 61290.79 | 0 | 0 | 0 | 0 | 869541500 | 0 | 869541500 | 8695.415 | 254775.6595 | 0 | 118.522 | 88.3374 | 44379.0012
MsrNResSpltPkgAC-65to134-S13 | PreNResSpltPkgAC-65to-PEYes | Asm | 2011 | CZ11 | cDXGF | 0 | DXSZCap | 414.7187 | 100002.1 | 907395 | 1350475.753 | 156215.1 | 0 | 373293.5 | 0 | 275784.3 | 0 | 7060.644 | 95042.38 | 25070 | 56783.98 | 0 | 0 | 0 | 0 | 1512221000 | 0 | 1512221000 | 15122.21 | 443080.753 | 0 | 118.522 | 88.3374 | 44379.0016
MsrNResSpltPkgAC-65to134-S13 | PreNResSpltPkgAC-65to-PEYes | Asm | 2011 | CZ12 | cDXGF | 0 | DXSZCap | 374.4719 | 100002.1 | 840618.1 | 1341042.176 | 156215.1 | 0 | 373293.5 | 0 | 216589.2 | 0 | 5917.773 | 88603.2 | 24596.69 | 51974.2 | 0 | 0 | 0 | 0 | 1707932000 | 0 | 1707932000 | 17079.32 | 500424.076 | 0 | 118.522 | 88.3374 | 44379.0021
MsrNResSpltPkgAC-65to134-S13 | PreNResSpltPkgAC-65to-PEYes | Asm | 2011 | CZ13 | cDXGF | 0 | DXSZCap | 422.9719 | 100002.1 | 945761.6 | 1324421.908 | 156215.1 | 0 | 373293.5 | 0 | 311227.4 | 0 | 6268.692 | 98757.88 | 22214.84 | 64036.24 | 0 | 0 | 0 | 0 | 1292356000 | 0 | 1292356000 | 12923.56 | 378660.308 | 0 | 118.522 | 88.3374 | 44379.0026
MsrNResSpltPkgAC-65to134-S13 | PreNResSpltPkgAC-65to-PEYes | Asm | 2011 | CZ14 | cDXGF | 0 | DXSZCap | 423.238 | 100002.1 | 898734.6 | 1274125.028 | 156215.1 | 0 | 373293.5 | 0 | 266215.4 | 0 | 7477.399 | 95533.83 | 22024.82 | 58949.53 | 0 | 0 | 0 | 0 | 1281196000 | 0 | 1281196000 | 12811.96 | 375390.428 | 0 | 118.522 | 88.3374 | 44379.003
MsrNResSpltPkgAC-65to134-S13 | PreNResSpltPkgAC-65to-PEYes | Asm | 2011 | CZ15 | cDXGF | 0 | DXSZCap | 565.2515 | 100002.1 | 1187950 | 1257089.7374 | 156215.1 | 0 | 373293.5 | 0 | 529802.3 | 0 | 2120.582 | 126519.9 | 7946.784 | 101991.6 | 0 | 0 | 0 | 0 | 235971800 | 0 | 235971800 | 2359.718 | 69139.7374 | 0 | 118.522 | 88.3374 | 44379.0035
MsrNResSpltPkgAC-65to134-S13 | PreNResSpltPkgAC-65to-PEYes | Asm | 2011 | CZ16 | cDXGF | 0 | DXSZCap | 337.0326 | 100002.1 | 702102.2 | 1989540.391 | 156215.1 | 0 | 373293.5 | 0 | 85073.45 | 0 | 10600.13 | 76920.85 | 37540.87 | 28092.8 | 0 | 0 | 0 | 0 | 4393987000 | 0 | 4393987000 | 43939.87 | 1287438.191 | 0 | 118.522 | 88.3374 | 44379.0039
MsrNResSpltPkgAC-65to134-S13 | PreNResSpltPkgAC-65to-PEYes | Asm | 2015 | CZ01 | cDXGF | 0 | DXSZCap | 289.8121 | 100002.1 | 602041.1 | 1918635.135 | 152865.3 | 0 | 373293.5 | 0 | 6045.209 | 0 | 7837.172 | 62000.72 | 47147.54 | 4085.42 | 0 | 0 | 0 | 0 | 4493495000 | 0 | 4493495000 | 44934.95 | 1316594.035 | 0 | 116.4209 | 88.3374 | 44379.0044
MsrNResSpltPkgAC-65to134-S13 | PreNResSpltPkgAC-65to-PEYes | Asm | 2015 | CZ02 | cDXGF | 0 | DXSZCap | 286.248 | 100002.1 | 760179.8 | 1488318.202 | 152865.3 | 0 | 373293.5 | 0 | 126184 | 0 | 5597.375 | 102240.7 | 44343.7 | 45659.88 | 0 | 0 | 0 | 0 | 2485114000 | 0 | 2485114000 | 24851.14 | 728138.402 | 0 | 116.4209 | 88.3374 | 44379.0048
MsrNResSpltPkgAC-65to134-S13 | PreNResSpltPkgAC-65to-PEYes | Asm | 2015 | CZ03 | cDXGF | 0 | DXSZCap | 311.4878 | 100002.1 | 657887.1 | 1269432.598 | 152865.3 | 0 | 373293.5 | 0 | 59995.84 | 0 | 3380.419 | 68352.91 | 29181.7 | 23151.75 | 0 | 0 | 0 | 0 | 2087186000 | 0 | 2087186000 | 20871.86 | 611545.498 | 0 | 116.4209 | 88.3374 | 44379.0053
MsrNResSpltPkgAC-65to134-S13 | PreNResSpltPkgAC-65to-PEYes | Asm | 2015 | CZ04 | cDXGF | 0 | DXSZCap | 285.0209 | 100002.1 | 791940.8 | 1270805.643 | 152865.3 | 0 | 373293.5 | 0 | 159714.3 | 0 | 3150.455 | 102918.1 | 34143.91 | 55372.51 | 0 | 0 | 0 | 0 | 1634351000 | 0 | 1634351000 | 16343.51 | 478864.843 | 0 | 116.4209 | 88.3374 | 44379.0057
MsrNResSpltPkgAC-65to134-S13 | PreNResSpltPkgAC-65to-PEYes | Asm | 2015 | CZ05 | cDXGF | 0 | DXSZCap | 305.5379 | 100002.1 | 670992.9 | 1233128.929 | 152865.3 | 0 | 373293.5 | 0 | 73640.43 | 0 | 3816.892 | 67377.52 | 25706.44 | 26544.39 | 0 | 0 | 0 | 0 | 1918553000 | 0 | 1918553000 | 19185.53 | 562136.029 | 0 | 116.4209 | 88.3374 | 44379.0062
MsrNResSpltPkgAC-65to134-S13 | PreNResSpltPkgAC-65to-PEYes | Asm | 2015 | CZ06 | cDXGF | 0 | DXSZCap | 344.0845 | 100002.1 | 777539.1 | 1017202.1711 | 152865.3 | 0 | 373293.5 | 0 | 173653.7 | 0 | 1405.304 | 76321.92 | 15287.5 | 47330.19 | 0 | 0 | 0 | 0 | 817962700 | 0 | 817962700 | 8179.627 | 239663.0711 | 0 | 116.4209 | 88.3374 | 44379.0066
MsrNResSpltPkgAC-65to134-S13 | PreNResSpltPkgAC-65to-PEYes | Asm | 2015 | CZ07 | cDXGF | 0 | DXSZCap | 331.5446 | 100002.1 | 740627.4 | 946959.9924 | 152865.3 | 0 | 373293.5 | 0 | 140863.5 | 0 | 671.9151 | 72933.95 | 14522.7 | 42959.51 | 0 | 0 | 0 | 0 | 704206800 | 0 | 704206800 | 7042.068 | 206332.5924 | 0 | 116.4209 | 88.3374 | 44379.007
MsrNResSpltPkgAC-65to134-S13 | PreNResSpltPkgAC-65to-PEYes | Asm | 2015 | CZ08 | cDXGF | 0 | DXSZCap | 323.9341 | 100002.1 | 838539.6 | 1040571.597 | 152865.3 | 0 | 373293.5 | 0 | 237279.8 | 0 | 1425.741 | 73676.05 | 11966.29 | 51170.11 | 0 | 0 | 0 | 0 | 689529000 | 0 | 689529000 | 6895.29 | 202031.997 | 0 | 116.4209 | 88.3374 | 44379.0075
MsrNResSpltPkgAC-65to134-S13 | PreNResSpltPkgAC-65to-PEYes | Asm | 2015 | CZ09 | cDXGF | 0 | DXSZCap | 416.0208 | 100002.1 | 852423.1 | 1036660.2694 | 152865.3 | 0 | 373293.5 | 0 | 232368.4 | 0 | 2625.896 | 91270.8 | 14998.98 | 59801.36 | 0 | 0 | 0 | 0 | 628795800 | 0 | 628795800 | 6287.958 | 184237.1694 | 0 | 116.4209 | 88.3374 | 44379.0079
MsrNResSpltPkgAC-65to134-S13 | PreNResSpltPkgAC-65to-PEYes | Asm | 2015 | CZ10 | cDXGF | 0 | DXSZCap | 375.439 | 100002.1 | 883087 | 1136229.4775 | 152865.3 | 0 | 373293.5 | 0 | 267628.6 | 0 | 3479.109 | 85821.38 | 15339.89 | 58611.65 | 0 | 0 | 0 | 0 | 863967500 | 0 | 863967500 | 8639.675 | 253142.4775 | 0 | 116.4209 | 88.3374 | 44379.0084
MsrNResSpltPkgAC-65to134-S13 | PreNResSpltPkgAC-65to-PEYes | Asm | 2015 | CZ11 | cDXGF | 0 | DXSZCap | 402.2566 | 100002.1 | 887433.7 | 1315050.206 | 152865.3 | 0 | 373293.5 | 0 | 263279.9 | 0 | 6848.499 | 91146.69 | 24495.6 | 54056.22 | 0 | 0 | 0 | 0 | 1459442000 | 0 | 1459442000 | 14594.42 | 427616.506 | 0 | 116.4209 | 88.3374 | 44379.0088
MsrNResSpltPkgAC-65to134-S13 | PreNResSpltPkgAC-65to-PEYes | Asm | 2015 | CZ12 | cDXGF | 0 | DXSZCap | 363.0739 | 100002.1 | 823288.3 | 1318862.347 | 152865.3 | 0 | 373293.5 | 0 | 206446.3 | 0 | 5737.682 | 84946.01 | 24203.42 | 49362.93 | 0 | 0 | 0 | 0 | 1691379000 | 0 | 1691379000 | 16913.79 | 495574.047 | 0 | 116.4209 | 88.3374 | 44379.0093
MsrNResSpltPkgAC-65to134-S13 | PreNResSpltPkgAC-65to-PEYes | Asm | 2015 | CZ13 | cDXGF | 0 | DXSZCap | 410.5354 | 100002.1 | 925024.7 | 1291991.964 | 152865.3 | 0 | 373293.5 | 0 | 297995.9 | 0 | 6084.386 | 94786.45 | 21822.98 | 61174.29 | 0 | 0 | 0 | 0 | 1252448000 | 0 | 1252448000 | 12524.48 | 366967.264 | 0 | 116.4209 | 88.3374 | 44379.0098
MsrNResSpltPkgAC-65to134-S13 | PreNResSpltPkgAC-65to-PEYes | Asm | 2015 | CZ14 | cDXGF | 0 | DXSZCap | 410.979 | 100002.1 | 878392.3 | 1244065.09 | 152865.3 | 0 | 373293.5 | 0 | 253279.1 | 0 | 7260.832 | 91694.48 | 21936.15 | 55885.59 | 0 | 0 | 0 | 0 | 1248030000 | 0 | 1248030000 | 12480.3 | 365672.79 | 0 | 116.4209 | 88.3374 | 44379.0103
MsrNResSpltPkgAC-65to134-S13 | PreNResSpltPkgAC-65to-PEYes | Asm | 2015 | CZ15 | cDXGF | 0 | DXSZCap | 550.8761 | 100002.1 | 1159509 | 1221826.877 | 152865.3 | 0 | 373293.5 | 0 | 509093.7 | 0 | 2066.649 | 122190.5 | 7883.288 | 98275.91 | 0 | 0 | 0 | 0 | 212689000 | 0 | 212689000 | 2126.89 | 62317.877 | 0 | 116.4209 | 88.3374 | 44379.0108
MsrNResSpltPkgAC-65to134-S13 | PreNResSpltPkgAC-65to-PEYes | Asm | 2015 | CZ16 | cDXGF | 0 | DXSZCap | 320.8018 | 100002.1 | 687629.8 | 1984546.248 | 152865.3 | 0 | 373293.5 | 0 | 79059.9 | 0 | 10089.59 | 72322.25 | 36301.33 | 25843.42 | 0 | 0 | 0 | 0 | 4426336000 | 0 | 4426336000 | 44263.36 | 1296916.448 | 0 | 116.4209 | 88.3374 | 44379.0113
MsrNResSpltPkgAC-65to134-S13 | PreNResSpltPkgAC-65to-PEYes | Asm | 2017 | CZ01 | cDXGF | 0 | DXSZCap | 285.5279 | 100002.1 | 616889.8 | 1883246.348 | 146916.4 | 0 | 373293.5 | 0 | 6172.017 | 0 | 7721.323 | 82787.24 | 65188.12 | 5329.252 | 0 | 0 | 0 | 0 | 4322036000 | 0 | 4322036000 | 43220.36 | 1266356.548 | 0 | 113.4444 | 88.3374 | 44379.0117
MsrNResSpltPkgAC-65to134-S13 | PreNResSpltPkgAC-65to-PEYes | Asm | 2017 | CZ02 | cDXGF | 0 | DXSZCap | 282.3528 | 100002.1 | 751594.3 | 1459736.624 | 146916.4 | 0 | 373293.5 | 0 | 124921.8 | 0 | 5521.238 | 100941.9 | 43452.93 | 45304.83 | 0 | 0 | 0 | 0 | 2416868000 | 0 | 2416868000 | 24168.68 | 708142.324 | 0 | 113.4444 | 88.3374 | 44379.0122
MsrNResSpltPkgAC-65to134-S13 | PreNResSpltPkgAC-65to-PEYes | Asm | 2017 | CZ03 | cDXGF | 0 | DXSZCap | 308.0505 | 100002.1 | 650162.5 | 1254890.181 | 146916.4 | 0 | 373293.5 | 0 | 59286.65 | 0 | 3343.108 | 67323.53 | 28801.58 | 22558.26 | 0 | 0 | 0 | 0 | 2063917000 | 0 | 2063917000 | 20639.17 | 604727.681 | 0 | 113.4444 | 88.3374 | 44379.0126
MsrNResSpltPkgAC-65to134-S13 | PreNResSpltPkgAC-65to-PEYes | Asm | 2017 | CZ04 | cDXGF | 0 | DXSZCap | 282.0231 | 100002.1 | 786714.2 | 1250738.593 | 146916.4 | 0 | 373293.5 | 0 | 158830.4 | 0 | 3117.321 | 104557.2 | 34108.36 | 56680.16 | 0 | 0 | 0 | 0 | 1583701000 | 0 | 1583701000 | 15837.01 | 464024.393 | 0 | 113.4444 | 88.3374 | 44379.0131
MsrNResSpltPkgAC-65to134-S13 | PreNResSpltPkgAC-65to-PEYes | Asm | 2017 | CZ05 | cDXGF | 0 | DXSZCap | 299.0388 | 100002.1 | 680641.3 | 1216280.46 | 146916.4 | 0 | 373293.5 | 0 | 73589.28 | 0 | 3735.684 | 83106.88 | 33562.41 | 32620.9 | 0 | 0 | 0 | 0 | 1828120000 | 0 | 1828120000 | 18281.2 | 535639.16 | 0 | 113.4444 | 88.3374 | 44379.0136
MsrNResSpltPkgAC-65to134-S13 | PreNResSpltPkgAC-65to-PEYes | Asm | 2017 | CZ06 | cDXGF | 0 | DXSZCap | 332.5467 | 100002.1 | 765474.3 | 992754.8981 | 146916.4 | 0 | 373293.5 | 0 | 170955.9 | 0 | 1358.184 | 72950.59 | 14463.58 | 44989.56 | 0 | 0 | 0 | 0 | 775701700 | 0 | 775701700 | 7757.017 | 227280.5981 | 0 | 113.4444 | 88.3374 | 44379.0141
MsrNResSpltPkgAC-65to134-S13 | PreNResSpltPkgAC-65to-PEYes | Asm | 2017 | CZ07 | cDXGF | 0 | DXSZCap | 323.2716 | 100002.1 | 730835 | 930866.7739 | 146916.4 | 0 | 373293.5 | 0 | 138607.7 | 0 | 655.149 | 71363 | 14042.1 | 42046.88 | 0 | 0 | 0 | 0 | 682702300 | 0 | 682702300 | 6827.023 | 200031.7739 | 0 | 113.4444 | 88.3374 | 44379.0145
MsrNResSpltPkgAC-65to134-S13 | PreNResSpltPkgAC-65to-PEYes | Asm | 2017 | CZ08 | cDXGF | 0 | DXSZCap | 318.1417 | 100002.1 | 827819.2 | 1020592.3677 | 146916.4 | 0 | 373293.5 | 0 | 233712.5 | 0 | 1400.244 | 72496.89 | 11576.33 | 50539.07 | 0 | 0 | 0 | 0 | 657928900 | 0 | 657928900 | 6579.289 | 192773.1677 | 0 | 113.4444 | 88.3374 | 44379.015
MsrNResSpltPkgAC-65to134-S13 | PreNResSpltPkgAC-65to-PEYes | Asm | 2017 | CZ09 | cDXGF | 0 | DXSZCap | 412.5506 | 100002.1 | 844010.1 | 1022425.6231 | 146916.4 | 0 | 373293.5 | 0 | 230624.7 | 0 | 2603.988 | 90572.06 | 14693.52 | 59525.42 | 0 | 0 | 0 | 0 | 608926700 | 0 | 608926700 | 6089.267 | 178415.5231 | 0 | 113.4444 | 88.3374 | 44379.0155
MsrNResSpltPkgAC-65to134-S13 | PreNResSpltPkgAC-65to-PEYes | Asm | 2017 | CZ10 | cDXGF | 0 | DXSZCap | 371.8843 | 100002.1 | 874227.7 | 1121799.1341 | 146916.4 | 0 | 373293.5 | 0 | 265498.8 | 0 | 3446.158 | 85073.57 | 15107.91 | 58220.79 | 0 | 0 | 0 | 0 | 844953700 | 0 | 844953700 | 8449.537 | 247571.4341 | 0 | 113.4444 | 88.3374 | 44379.016
MsrNResSpltPkgAC-65to134-S13 | PreNResSpltPkgAC-65to-PEYes | Asm | 2017 | CZ11 | cDXGF | 0 | DXSZCap | 397.8893 | 100002.1 | 878305.5 | 1295138.434 | 146916.4 | 0 | 373293.5 | 0 | 261079.5 | 0 | 6774.145 | 90242.39 | 24039.51 | 53654.71 | 0 | 0 | 0 | 0 | 1422638000 | 0 | 1422638000 | 14226.38 | 416832.934 | 0 | 113.4444 | 88.3374 | 44379.0164
MsrNResSpltPkgAC-65to134-S13 | PreNResSpltPkgAC-65to-PEYes | Asm | 2017 | CZ12 | cDXGF | 0 | DXSZCap | 359.1879 | 100002.1 | 814630.2 | 1300722.474 | 146916.4 | 0 | 373293.5 | 0 | 204662.7 | 0 | 5676.261 | 84081.95 | 23826.58 | 49028.04 | 0 | 0 | 0 | 0 | 1659018000 | 0 | 1659018000 | 16590.18 | 486092.274 | 0 | 113.4444 | 88.3374 | 44379.0169
MsrNResSpltPkgAC-65to134-S13 | PreNResSpltPkgAC-65to-PEYes | Asm | 2017 | CZ13 | cDXGF | 0 | DXSZCap | 406.2653 | 100002.1 | 915116.8 | 1273315.453 | 146916.4 | 0 | 373293.5 | 0 | 295019.9 | 0 | 6021.121 | 93866.23 | 21426.82 | 60668.63 | 0 | 0 | 0 | 0 | 1222521000 | 0 | 1222521000 | 12225.21 | 358198.653 | 0 | 113.4444 | 88.3374 | 44379.0174
MsrNResSpltPkgAC-65to134-S13 | PreNResSpltPkgAC-65to-PEYes | Asm | 2017 | CZ14 | cDXGF | 0 | DXSZCap | 406.7515 | 100002.1 | 869412.2 | 1224237.544 | 146916.4 | 0 | 373293.5 | 0 | 251195.7 | 0 | 7186.185 | 90821.03 | 21513 | 55579.14 | 0 | 0 | 0 | 0 | 1211008000 | 0 | 1211008000 | 12110.08 | 354825.344 | 0 | 113.4444 | 88.3374 | 44379.0179
MsrNResSpltPkgAC-65to134-S13 | PreNResSpltPkgAC-65to-PEYes | Asm | 2017 | CZ15 | cDXGF | 0 | DXSZCap | 545.2727 | 100002.1 | 1147356 | 1206205.2844 | 146916.4 | 0 | 373293.5 | 0 | 504048.1 | 0 | 2045.63 | 121052.5 | 7542.882 | 97530.95 | 0 | 0 | 0 | 0 | 200850800 | 0 | 200850800 | 2008.508 | 58849.2844 | 0 | 113.4444 | 88.3374 | 44379.0183
MsrNResSpltPkgAC-65to134-S13 | PreNResSpltPkgAC-65to-PEYes | Asm | 2017 | CZ16 | cDXGF | 0 | DXSZCap | 315.643 | 100002.1 | 679339.4 | 1968611.185 | 146916.4 | 0 | 373293.5 | 0 | 77959.67 | 0 | 9927.38 | 71243.11 | 35668.85 | 25461.29 | 0 | 0 | 0 | 0 | 4400245000 | 0 | 4400245000 | 44002.45 | 1289271.785 | 0 | 113.4444 | 88.3374 | 44379.0188
MsrNResSpltPkgAC-65to134-S13 | PreNResSpltPkgAC-65to-PEYes | Asm | 2020 | CZ01 | cDXGF | 0 | DXSZCap | 281.9414 | 100002.1 | 569781.8 | 1882638.913 | 101546.3 | 0 | 373293.5 | 0 | 5488.294 | 0 | 7624.315 | 81829.97 | 65940.13 | 4646.731 | 0 | 0 | 0 | 0 | 4480741000 | 0 | 4480741000 | 44807.41 | 1312857.113 | 0 | 75.7163 | 88.3374 | 44379.0193
MsrNResSpltPkgAC-65to134-S13 | PreNResSpltPkgAC-65to-PEYes | Asm | 2020 | CZ02 | cDXGF | 0 | DXSZCap | 277.2212 | 100002.1 | 700261.7 | 1420436.655 | 101546.3 | 0 | 373293.5 | 0 | 121045.1 | 0 | 5420.918 | 98956.73 | 43288.98 | 43861.45 | 0 | 0 | 0 | 0 | 2457935000 | 0 | 2457935000 | 24579.35 | 720174.955 | 0 | 75.7163 | 88.3374 | 44379.0197
MsrNResSpltPkgAC-65to134-S13 | PreNResSpltPkgAC-65to-PEYes | Asm | 2020 | CZ03 | cDXGF | 0 | DXSZCap | 301.5223 | 100002.1 | 599169.4 | 1238740.055 | 101546.3 | 0 | 373293.5 | 0 | 55298.18 | 0 | 3272.268 | 65759.98 | 29531.35 | 20948.17 | 0 | 0 | 0 | 0 | 2182835000 | 0 | 2182835000 | 21828.35 | 639570.655 | 0 | 75.7163 | 88.3374 | 44379.0202
MsrNResSpltPkgAC-65to134-S13 | PreNResSpltPkgAC-65to-PEYes | Asm | 2020 | CZ04 | cDXGF | 0 | DXSZCap | 277.7044 | 100002.1 | 734932.6 | 1211309.287 | 101546.3 | 0 | 373293.5 | 0 | 154176.5 | 0 | 3069.611 | 102847.5 | 34319.61 | 55038.04 | 0 | 0 | 0 | 0 | 1625859000 | 0 | 1625859000 | 16258.59 | 476376.687 | 0 | 75.7163 | 88.3374 | 44379.0206
MsrNResSpltPkgAC-65to134-S13 | PreNResSpltPkgAC-65to-PEYes | Asm | 2020 | CZ05 | cDXGF | 0 | DXSZCap | 293.0691 | 100002.1 | 629336.6 | 1194620.621 | 101546.3 | 0 | 373293.5 | 0 | 69218.38 | 0 | 3661.122 | 81617.99 | 34311.27 | 30947.52 | 0 | 0 | 0 | 0 | 1929297000 | 0 | 1929297000 | 19292.97 | 565284.021 | 0 | 75.7163 | 88.3374 | 44379.0211
MsrNResSpltPkgAC-65to134-S13 | PreNResSpltPkgAC-65to-PEYes | Asm | 2020 | CZ06 | cDXGF | 0 | DXSZCap | 326.0761 | 100002.1 | 711539.9 | 954607.6311 | 101546.3 | 0 | 373293.5 | 0 | 163985 | 0 | 1331.757 | 71383.91 | 15082.76 | 43195.54 | 0 | 0 | 0 | 0 | 829582700 | 0 | 829582700 | 8295.827 | 243067.7311 | 0 | 75.7163 | 88.3374 | 44379.0216
MsrNResSpltPkgAC-65to134-S13 | PreNResSpltPkgAC-65to-PEYes | Asm | 2020 | CZ07 | cDXGF | 0 | DXSZCap | 316.9008 | 100002.1 | 677222.8 | 892235.1951 | 101546.3 | 0 | 373293.5 | 0 | 131997.9 | 0 | 642.2386 | 69743.5 | 14664.95 | 40119 | 0 | 0 | 0 | 0 | 733830700 | 0 | 733830700 | 7338.307 | 215012.3951 | 0 | 75.7163 | 88.3374 | 44379.022
MsrNResSpltPkgAC-65to134-S13 | PreNResSpltPkgAC-65to-PEYes | Asm | 2020 | CZ08 | cDXGF | 0 | DXSZCap | 313.7523 | 100002.1 | 774244.8 | 978194.1011 | 101546.3 | 0 | 373293.5 | 0 | 227080.4 | 0 | 1380.928 | 70944.33 | 11984.18 | 48745.62 | 0 | 0 | 0 | 0 | 696072700 | 0 | 696072700 | 6960.727 | 203949.3011 | 0 | 75.7163 | 88.3374 | 44379.0225
MsrNResSpltPkgAC-65to134-S13 | PreNResSpltPkgAC-65to-PEYes | Asm | 2020 | CZ09 | cDXGF | 0 | DXSZCap | 408.6077 | 100002.1 | 791582.9 | 980841.7378 | 101546.3 | 0 | 373293.5 | 0 | 224834 | 0 | 2579.1 | 89330.77 | 15305.63 | 58019.55 | 0 | 0 | 0 | 0 | 645934600 | 0 | 645934600 | 6459.346 | 189258.8378 | 0 | 75.7163 | 88.3374 | 44379.0229
MsrNResSpltPkgAC-65to134-S13 | PreNResSpltPkgAC-65to-PEYes | Asm | 2020 | CZ10 | cDXGF | 0 | DXSZCap | 367.9138 | 100002.1 | 821513 | 1080841.0884 | 101546.3 | 0 | 373293.5 | 0 | 259487.1 | 0 | 3409.375 | 83777.58 | 15458.52 | 56803.63 | 0 | 0 | 0 | 0 | 885078800 | 0 | 885078800 | 8850.788 | 259328.0884 | 0 | 75.7163 | 88.3374 | 44379.0234
MsrNResSpltPkgAC-65to134-S13 | PreNResSpltPkgAC-65to-PEYes | Asm | 2020 | CZ11 | cDXGF | 0 | DXSZCap | 393.9076 | 100002.1 | 826415 | 1260915.248 | 101546.3 | 0 | 373293.5 | 0 | 255916.8 | 0 | 6706.362 | 88952.98 | 24519.57 | 52428.31 | 0 | 0 | 0 | 0 | 1482936000 | 0 | 1482936000 | 14829.36 | 434500.248 | 0 | 75.7163 | 88.3374 | 44379.0239
MsrNResSpltPkgAC-65to134-S13 | PreNResSpltPkgAC-65to-PEYes | Asm | 2020 | CZ12 | cDXGF | 0 | DXSZCap | 355.1733 | 100002.1 | 762980.2 | 1268491.928 | 101546.3 | 0 | 373293.5 | 0 | 199783.6 | 0 | 5612.789 | 82745.03 | 24169.17 | 47616.12 | 0 | 0 | 0 | 0 | 1725296000 | 0 | 1725296000 | 17252.96 | 505511.728 | 0 | 75.7163 | 88.3374 | 44379.0243
MsrNResSpltPkgAC-65to134-S13 | PreNResSpltPkgAC-65to-PEYes | Asm | 2020 | CZ13 | cDXGF | 0 | DXSZCap | 402.3487 | 100002.1 | 862668.6 | 1235818.457 | 101546.3 | 0 | 373293.5 | 0 | 289326.3 | 0 | 5963.094 | 92540.2 | 21796.95 | 59346.26 | 0 | 0 | 0 | 0 | 1273549000 | 0 | 1273549000 | 12735.49 | 373149.857 | 0 | 75.7163 | 88.3374 | 44379.0247
MsrNResSpltPkgAC-65to134-S13 | PreNResSpltPkgAC-65to-PEYes | Asm | 2020 | CZ14 | cDXGF | 0 | DXSZCap | 402.6559 | 100002.1 | 817507.3 | 1188204.161 | 101546.3 | 0 | 373293.5 | 0 | 246043.1 | 0 | 7113.8 | 89511.29 | 21947.41 | 54192.35 | 0 | 0 | 0 | 0 | 1265177000 | 0 | 1265177000 | 12651.77 | 370696.861 | 0 | 75.7163 | 88.3374 | 44379.0252
MsrNResSpltPkgAC-65to134-S13 | PreNResSpltPkgAC-65to-PEYes | Asm | 2020 | CZ15 | cDXGF | 0 | DXSZCap | 540.4354 | 100002.1 | 1092533 | 1155065.8511 | 101546.3 | 0 | 373293.5 | 0 | 496103.6 | 0 | 2027.483 | 119563 | 7941.421 | 96018.68 | 0 | 0 | 0 | 0 | 213422700 | 0 | 213422700 | 2134.227 | 62532.8511 | 0 | 75.7163 | 88.3374 | 44379.0257
MsrNResSpltPkgAC-65to134-S13 | PreNResSpltPkgAC-65to-PEYes | Asm | 2020 | CZ16 | cDXGF | 0 | DXSZCap | 309.0904 | 100002.1 | 628914.6 | 1966292.883 | 101546.3 | 0 | 373293.5 | 0 | 74966.98 | 0 | 9721.273 | 69387.2 | 35760.81 | 24073.38 | 0 | 0 | 0 | 0 | 4564431000 | 0 | 4564431000 | 45644.31 | 1337378.283 | 0 | 75.7163 | 88.3374 | 44379.0261
MsrNResSpltPkgAC-65to134-S13 | PreNResSpltPkgAC-65to-PEYes | ECC | 1975 | CZ01 | cDXGF | 0 | DXSZCap | 980.4848 | 299999.6 | 2001092 | 3233180.733 | 784749.5 | 0 | 959157.9 | 0 | 33049.85 | 0 | 26510.6 | 197623.9 | 79837.65 | 26619.25 | 0 | 0 | 0 | 0 | 4214819000 | 9738741 | 4205081000 | 42050.81 | 1232088.733 | 0 | 333.5154 | 348.1849 | 44379.0266
MsrNResSpltPkgAC-65to134-S13 | PreNResSpltPkgAC-65to-PEYes | ECC | 1975 | CZ02 | cDXGF | 0 | DXSZCap | 872.7317 | 299999.6 | 2293935 | 2931754.101 | 784749.5 | 0 | 959157.9 | 0 | 330774.1 | 0 | 17058.45 | 202195.1 | 36428.43 | 112217.1 | 0 | 0 | 0 | 0 | 2186597000 | 9738741 | 2176857000 | 21768.57 | 637819.101 | 0 | 333.5154 | 348.1849 | 44379.0271
MsrNResSpltPkgAC-65to134-S13 | PreNResSpltPkgAC-65to-PEYes | ECC | 1975 | CZ03 | cDXGF | 0 | DXSZCap | 1048.7156 | 299999.6 | 2172252 | 2642925.735 | 784749.5 | 0 | 959157.9 | 0 | 192363.5 | 0 | 11379.63 | 224601.6 | 37039.05 | 98334.77 | 0 | 0 | 0 | 0 | 1616134000 | 9738741 | 1606395000 | 16063.95 | 470673.735 | 0 | 333.5154 | 348.1849 | 44379.0276
MsrNResSpltPkgAC-65to134-S13 | PreNResSpltPkgAC-65to-PEYes | ECC | 1975 | CZ04 | cDXGF | 0 | DXSZCap | 880.1409 | 299999.6 | 2388181 | 2752449.148 | 784749.5 | 0 | 959157.9 | 0 | 421749.4 | 0 | 9725.333 | 212798.6 | 24527.01 | 138484.2 | 0 | 0 | 0 | 0 | 1252975000 | 9738741 | 1243236000 | 12432.36 | 364268.148 | 0 | 333.5154 | 348.1849 | 44379.0281
MsrNResSpltPkgAC-65to134-S13 | PreNResSpltPkgAC-65to-PEYes | ECC | 1975 | CZ05 | cDXGF | 0 | DXSZCap | 1028.1235 | 299999.6 | 2223040 | 2582234.853 | 784749.5 | 0 | 959157.9 | 0 | 243997 | 0 | 12842.34 | 222292.8 | 28731.25 | 112035.6 | 0 | 0 | 0 | 0 | 1235660000 | 9738741 | 1225921000 | 12259.21 | 359194.853 | 0 | 333.5154 | 348.1849 | 44379.0286
MsrNResSpltPkgAC-65to134-S13 | PreNResSpltPkgAC-65to-PEYes | ECC | 1975 | CZ06 | cDXGF | 0 | DXSZCap | 1103.3346 | 299999.6 | 2490213 | 2612999.0157 | 784749.5 | 0 | 959157.9 | 0 | 504712 | 0 | 4506.19 | 237086.6 | 12685.1 | 166190.9 | 0 | 0 | 0 | 0 | 428803600 | 9738741 | 419064900 | 4190.649 | 122786.0157 | 0 | 333.5154 | 348.1849 | 44379.0291
MsrNResSpltPkgAC-65to134-S13 | PreNResSpltPkgAC-65to-PEYes | ECC | 1975 | CZ07 | cDXGF | 0 | DXSZCap | 1089.5822 | 299999.6 | 2406358 | 2494992.9026 | 784749.5 | 0 | 959157.9 | 0 | 422481 | 0 | 2208.173 | 237761.4 | 11068.84 | 160068.5 | 0 | 0 | 0 | 0 | 312247000 | 9738741 | 302508200 | 3025.082 | 88634.9026 | 0 | 333.5154 | 348.1849 | 44379.0296
MsrNResSpltPkgAC-65to134-S13 | PreNResSpltPkgAC-65to-PEYes | ECC | 1975 | CZ08 | cDXGF | 0 | DXSZCap | 963.3186 | 299999.6 | 2607929 | 2702648.5164 | 784749.5 | 0 | 959157.9 | 0 | 634332.9 | 0 | 4239.257 | 225449.8 | 9579.287 | 173567.7 | 0 | 0 | 0 | 0 | 333013600 | 9738741 | 323274800 | 3232.748 | 94719.5164 | 0 | 333.5154 | 348.1849 | 44379.03
MsrNResSpltPkgAC-65to134-S13 | PreNResSpltPkgAC-65to-PEYes | ECC | 1975 | CZ09 | cDXGF | 0 | DXSZCap | 1153.9149 | 299999.6 | 2600268 | 2751238.0959 | 784749.5 | 0 | 959157.9 | 0 | 596155.4 | 0 | 7282.648 | 252922.7 | 15273.84 | 174615.9 | 0 | 0 | 0 | 0 | 524995000 | 9738741 | 515256300 | 5152.563 | 150970.0959 | 0 | 333.5154 | 348.1849 | 44379.0305
MsrNResSpltPkgAC-65to134-S13 | PreNResSpltPkgAC-65to-PEYes | ECC | 1975 | CZ10 | cDXGF | 0 | DXSZCap | 1072.6428 | 299999.6 | 2669073 | 2893680.6177 | 784749.5 | 0 | 959157.9 | 0 | 669233.6 | 0 | 9938.707 | 245993.5 | 18284.4 | 176327.2 | 0 | 0 | 0 | 0 | 776318000 | 9738741 | 766578900 | 7665.789 | 224607.6177 | 0 | 333.5154 | 348.1849 | 44379.031
MsrNResSpltPkgAC-65to134-S13 | PreNResSpltPkgAC-65to-PEYes | ECC | 1975 | CZ11 | cDXGF | 0 | DXSZCap | 1068.4444 | 299999.6 | 2647017 | 3365081.769 | 784749.5 | 0 | 959157.9 | 0 | 633798.8 | 0 | 18187.97 | 251123.1 | 41580.46 | 157814.3 | 0 | 0 | 0 | 0 | 2460473000 | 9738741 | 2450733000 | 24507.33 | 718064.769 | 0 | 333.5154 | 348.1849 | 44379.0315
MsrNResSpltPkgAC-65to134-S13 | PreNResSpltPkgAC-65to-PEYes | ECC | 1975 | CZ12 | cDXGF | 0 | DXSZCap | 968.5128 | 299999.6 | 2492869 | 3094471.25 | 784749.5 | 0 | 959157.9 | 0 | 499983.7 | 0 | 15301.18 | 233676.5 | 33499.76 | 148755.5 | 0 | 0 | 0 | 0 | 2062989000 | 9738741 | 2053250000 | 20532.5 | 601602.25 | 0 | 333.5154 | 348.1849 | 44379.032
MsrNResSpltPkgAC-65to134-S13 | PreNResSpltPkgAC-65to-PEYes | ECC | 1975 | CZ13 | cDXGF | 0 | DXSZCap | 1080.609 | 299999.6 | 2740449 | 3258898.143 | 784749.5 | 0 | 959157.9 | 0 | 718731.1 | 0 | 16012.01 | 261798.1 | 31121.53 | 181816.4 | 0 | 0 | 0 | 0 | 1779189000 | 9738741 | 1769451000 | 17694.51 | 518449.143 | 0 | 333.5154 | 348.1849 | 44379.0325
MsrNResSpltPkgAC-65to134-S13 | PreNResSpltPkgAC-65to-PEYes | ECC | 1975 | CZ14 | cDXGF | 0 | DXSZCap | 1125.3141 | 299999.6 | 2660485 | 3196040.948 | 784749.5 | 0 | 959157.9 | 0 | 639512.2 | 0 | 19878.62 | 257186.5 | 33062.05 | 168665.6 | 0 | 0 | 0 | 0 | 1837575000 | 9738741 | 1827836000 | 18278.36 | 535555.948 | 0 | 333.5154 | 348.1849 | 44379.0331
MsrNResSpltPkgAC-65to134-S13 | PreNResSpltPkgAC-65to-PEYes | ECC | 1975 | CZ15 | cDXGF | 0 | DXSZCap | 1477.5686 | 299999.6 | 3381903 | 3441486.2787 | 784749.5 | 0 | 959157.9 | 0 | 1295487 | 0 | 5543.207 | 336963.3 | 8052.308 | 279672.1 | 0 | 0 | 0 | 0 | 213094800 | 9738741 | 203355900 | 2033.559 | 59583.2787 | 0 | 333.5154 | 348.1849 | 44379.0336
MsrNResSpltPkgAC-65to134-S13 | PreNResSpltPkgAC-65to-PEYes | ECC | 1975 | CZ16 | cDXGF | 0 | DXSZCap | 1101.6749 | 299999.6 | 2240985 | 4033868.701 | 784749.5 | 0 | 959157.9 | 0 | 215637.8 | 0 | 34647.32 | 246791.5 | 78952.86 | 99407.34 | 0 | 0 | 0 | 0 | 6128797000 | 9738741 | 6119057000 | 61190.57 | 1792883.701 | 0 | 333.5154 | 348.1849 | 44379.0341
MsrNResSpltPkgAC-65to134-S13 | PreNResSpltPkgAC-65to-PEYes | ECC | 1985 | CZ01 | cDXGF | 0 | DXSZCap | 974.1821 | 299999.6 | 1958497 | 3210305.805 | 784749.5 | 0 | 918950.9 | 0 | 32243.5 | 0 | 26340.41 | 196211.5 | 80689.38 | 25972.77 | 0 | 0 | 0 | 0 | 4282123000 | 9738741 | 4272385000 | 42723.85 | 1251808.805 | 0 | 333.5154 | 333.6556 | 44379.0346
MsrNResSpltPkgAC-65to134-S13 | PreNResSpltPkgAC-65to-PEYes | ECC | 1985 | CZ02 | cDXGF | 0 | DXSZCap | 867.7092 | 299999.6 | 2248519 | 2895596.608 | 784749.5 | 0 | 918950.9 | 0 | 327182.1 | 0 | 16960.79 | 200674.1 | 36865.23 | 110892.7 | 0 | 0 | 0 | 0 | 2218195000 | 9738741 | 2208456000 | 22084.56 | 647077.608 | 0 | 333.5154 | 333.6556 | 44379.0351
MsrNResSpltPkgAC-65to134-S13 | PreNResSpltPkgAC-65to-PEYes | ECC | 1985 | CZ03 | cDXGF | 0 | DXSZCap | 1042.0219 | 299999.6 | 2127490 | 2606458.565 | 784749.5 | 0 | 918950.9 | 0 | 189651.4 | 0 | 11307.08 | 222829.5 | 37508.92 | 96896.09 | 0 | 0 | 0 | 0 | 1644445000 | 9738741 | 1634705000 | 16347.05 | 478968.565 | 0 | 333.5154 | 333.6556 | 44379.0356
MsrNResSpltPkgAC-65to134-S13 | PreNResSpltPkgAC-65to-PEYes | ECC | 1985 | CZ04 | cDXGF | 0 | DXSZCap | 875.2643 | 299999.6 | 2341991 | 2712606.7 | 784749.5 | 0 | 918950.9 | 0 | 417432.8 | 0 | 9671.683 | 211185 | 24895.7 | 136947.8 | 0 | 0 | 0 | 0 | 1274639000 | 9738741 | 1264900000 | 12649 | 370615.7 | 0 | 333.5154 | 333.6556 | 44379.0361
MsrNResSpltPkgAC-65to134-S13 | PreNResSpltPkgAC-65to-PEYes | ECC | 1985 | CZ05 | cDXGF | 0 | DXSZCap | 1021.409 | 299999.6 | 2177669 | 2543435.843 | 784749.5 | 0 | 918950.9 | 0 | 240704.4 | 0 | 12758.51 | 220505 | 29113.57 | 110464.8 | 0 | 0 | 0 | 0 | 1258090000 | 9738741 | 1248351000 | 12483.51 | 365766.843 | 0 | 333.5154 | 333.6556 | 44379.0366
MsrNResSpltPkgAC-65to134-S13 | PreNResSpltPkgAC-65to-PEYes | ECC | 1985 | CZ06 | cDXGF | 0 | DXSZCap | 1096.6896 | 299999.6 | 2442947 | 2568369.3711 | 784749.5 | 0 | 918950.9 | 0 | 499445.4 | 0 | 4479.056 | 235321.4 | 12875.49 | 164476.2 | 0 | 0 | 0 | 0 | 437801200 | 9738741 | 428062700 | 4280.627 | 125422.3711 | 0 | 333.5154 | 333.6556 | 44379.0371
MsrNResSpltPkgAC-65to134-S13 | PreNResSpltPkgAC-65to-PEYes | ECC | 1985 | CZ07 | cDXGF | 0 | DXSZCap | 1082.8978 | 299999.6 | 2359463 | 2450311.8985 | 784749.5 | 0 | 918950.9 | 0 | 417650.9 | 0 | 2194.624 | 235916.3 | 11270.93 | 158248.6 | 0 | 0 | 0 | 0 | 319803200 | 9738741 | 310064500 | 3100.645 | 90848.8985 | 0 | 333.5154 | 333.6556 | 44379.0376
MsrNResSpltPkgAC-65to134-S13 | PreNResSpltPkgAC-65to-PEYes | ECC | 1985 | CZ08 | cDXGF | 0 | DXSZCap | 958.68 | 299999.6 | 2560411 | 2657211.6075 | 784749.5 | 0 | 918950.9 | 0 | 628608.8 | 0 | 4218.885 | 223881.5 | 9739.417 | 171967.7 | 0 | 0 | 0 | 0 | 340116400 | 9738741 | 330377500 | 3303.775 | 96800.6075 | 0 | 333.5154 | 333.6556 | 44379.0381
MsrNResSpltPkgAC-65to134-S13 | PreNResSpltPkgAC-65to-PEYes | ECC | 1985 | CZ09 | cDXGF | 0 | DXSZCap | 1148.8269 | 299999.6 | 2553422 | 2707299.9744 | 784749.5 | 0 | 918950.9 | 0 | 591061.9 | 0 | 7250.551 | 251408.7 | 15487.49 | 173104 | 0 | 0 | 0 | 0 | 534919600 | 9738741 | 525180800 | 5251.808 | 153877.9744 | 0 | 333.5154 | 333.6556 | 44379.0386
MsrNResSpltPkgAC-65to134-S13 | PreNResSpltPkgAC-65to-PEYes | ECC | 1985 | CZ10 | cDXGF | 0 | DXSZCap | 1067.4948 | 299999.6 | 2621906 | 2850208.963 | 784749.5 | 0 | 918950.9 | 0 | 663886.9 | 0 | 9891.08 | 244426.9 | 18462.04 | 174853.7 | 0 | 0 | 0 | 0 | 788929700 | 9738741 | 779191000 | 7791.91 | 228302.963 | 0 | 333.5154 | 333.6556 | 44379.0391
MsrNResSpltPkgAC-65to134-S13 | PreNResSpltPkgAC-65to-PEYes | ECC | 1985 | CZ11 | cDXGF | 0 | DXSZCap | 1063.5983 | 299999.6 | 2600757 | 3327455.6 | 784749.5 | 0 | 918950.9 | 0 | 629295.4 | 0 | 18105.6 | 249654.5 | 41912.78 | 156513.1 | 0 | 0 | 0 | 0 | 2489939000 | 9738741 | 2480200000 | 24802 | 726698.6 | 0 | 333.5154 | 333.6556 | 44379.0396
MsrNResSpltPkgAC-65to134-S13 | PreNResSpltPkgAC-65to-PEYes | ECC | 1985 | CZ12 | cDXGF | 0 | DXSZCap | 963.7068 | 299999.6 | 2446732 | 3056010.85 | 784749.5 | 0 | 918950.9 | 0 | 495679 | 0 | 15225.47 | 232126.4 | 33832.55 | 147348.3 | 0 | 0 | 0 | 0 | 2089189000 | 9738741 | 2079450000 | 20794.5 | 609278.85 | 0 | 333.5154 | 333.6556 | 44379.0401
MsrNResSpltPkgAC-65to134-S13 | PreNResSpltPkgAC-65to-PEYes | ECC | 1985 | CZ13 | cDXGF | 0 | DXSZCap | 1075.8639 | 299999.6 | 2693579 | 3218508.424 | 784749.5 | 0 | 918950.9 | 0 | 713680.8 | 0 | 15942.02 | 260254.9 | 31391.76 | 180327.9 | 0 | 0 | 0 | 0 | 1801307000 | 9738741 | 1791568000 | 17915.68 | 524929.424 | 0 | 333.5154 | 333.6556 | 44379.0406
MsrNResSpltPkgAC-65to134-S13 | PreNResSpltPkgAC-65to-PEYes | ECC | 1985 | CZ14 | cDXGF | 0 | DXSZCap | 1120.3652 | 299999.6 | 2614065 | 3156238.646 | 784749.5 | 0 | 918950.9 | 0 | 634868 | 0 | 19791.27 | 255703.6 | 33366.77 | 167328.5 | 0 | 0 | 0 | 0 | 1860161000 | 9738741 | 1850422000 | 18504.22 | 542173.646 | 0 | 333.5154 | 333.6556 | 44379.0412
MsrNResSpltPkgAC-65to134-S13 | PreNResSpltPkgAC-65to-PEYes | ECC | 1985 | CZ15 | cDXGF | 0 | DXSZCap | 1471.9369 | 299999.6 | 3332836 | 3393664.6166 | 784749.5 | 0 | 918950.9 | 0 | 1288276 | 0 | 5522.081 | 335338.5 | 8177.631 | 278142.3 | 0 | 0 | 0 | 0 | 217345100 | 9738741 | 207606200 | 2076.062 | 60828.6166 | 0 | 333.5154 | 333.6556 | 44379.0418
MsrNResSpltPkgAC-65to134-S13 | PreNResSpltPkgAC-65to-PEYes | ECC | 1985 | CZ16 | cDXGF | 0 | DXSZCap | 1095.3139 | 299999.6 | 2196941 | 4005216.284 | 784749.5 | 0 | 918950.9 | 0 | 213618.2 | 0 | 34447.41 | 245174.1 | 79166.84 | 98360.45 | 0 | 0 | 0 | 0 | 6181327000 | 9738741 | 6171588000 | 61715.88 | 1808275.284 | 0 | 333.5154 | 333.6556 | 44379.0423
MsrNResSpltPkgAC-65to134-S13 | PreNResSpltPkgAC-65to-PEYes | ECC | 1996 | CZ01 | cDXGF | 0 | DXSZCap | 877.3258 | 299999.6 | 1893446 | 3029800.499 | 784749.5 | 0 | 878746.5 | 0 | 28872.55 | 0 | 23721.6 | 177357.8 | 73772.11 | 23550.61 | 0 | 0 | 0 | 0 | 3888082000 | 9738741 | 3878343000 | 38783.43 | 1136354.499 | 0 | 333.5154 | 319.1267 | 44379.0428
MsrNResSpltPkgAC-65to134-S13 | PreNResSpltPkgAC-65to-PEYes | ECC | 1996 | CZ02 | cDXGF | 0 | DXSZCap | 844.0898 | 299999.6 | 2176118 | 2867171.978 | 784749.5 | 0 | 878746.5 | 0 | 303882 | 0 | 16499.68 | 192241.1 | 38432.11 | 103875.6 | 0 | 0 | 0 | 0 | 2368286000 | 9738741 | 2358546000 | 23585.46 | 691053.978 | 0 | 333.5154 | 319.1267 | 44379.0433
MsrNResSpltPkgAC-65to134-S13 | PreNResSpltPkgAC-65to-PEYes | ECC | 1996 | CZ03 | cDXGF | 0 | DXSZCap | 1006.4114 | 299999.6 | 2058377 | 2582113.621 | 784749.5 | 0 | 878746.5 | 0 | 171441 | 0 | 10920.71 | 212520.7 | 40133.21 | 88710.16 | 0 | 0 | 0 | 0 | 1797236000 | 9738741 | 1787497000 | 17874.97 | 523736.621 | 0 | 333.5154 | 319.1267 | 44379.0439
MsrNResSpltPkgAC-65to134-S13 | PreNResSpltPkgAC-65to-PEYes | ECC | 1996 | CZ04 | cDXGF | 0 | DXSZCap | 851.5458 | 299999.6 | 2263482 | 2664935.95 | 784749.5 | 0 | 878746.5 | 0 | 388827.1 | 0 | 9409.861 | 201749.5 | 26331.02 | 128534.2 | 0 | 0 | 0 | 0 | 1379889000 | 9738741 | 1370150000 | 13701.5 | 401453.95 | 0 | 333.5154 | 319.1267 | 44379.0444
MsrNResSpltPkgAC-65to134-S13 | PreNResSpltPkgAC-65to-PEYes | ECC | 1996 | CZ05 | cDXGF | 0 | DXSZCap | 984.7529 | 299999.6 | 2105239 | 2510104.056 | 784749.5 | 0 | 878746.5 | 0 | 219494 | 0 | 12300.67 | 209950.1 | 31254.86 | 101722.6 | 0 | 0 | 0 | 0 | 1391531000 | 9738741 | 1381792000 | 13817.92 | 404865.056 | 0 | 333.5154 | 319.1267 | 44379.045
MsrNResSpltPkgAC-65to134-S13 | PreNResSpltPkgAC-65to-PEYes | ECC | 1996 | CZ06 | cDXGF | 0 | DXSZCap | 1062.8858 | 299999.6 | 2358618 | 2502109.0072 | 784749.5 | 0 | 878746.5 | 0 | 465774.5 | 0 | 4341 | 225007.7 | 14313.37 | 155276.9 | 0 | 0 | 0 | 0 | 499469300 | 9738741 | 489730400 | 4897.304 | 143491.0072 | 0 | 333.5154 | 319.1267 | 44379.0455
MsrNResSpltPkgAC-65to134-S13 | PreNResSpltPkgAC-65to-PEYes | ECC | 1996 | CZ07 | cDXGF | 0 | DXSZCap | 1049.3545 | 299999.6 | 2280881 | 2385913.4718 | 784749.5 | 0 | 878746.5 | 0 | 389610.7 | 0 | 2126.645 | 225649 | 12665.24 | 148920.1 | 0 | 0 | 0 | 0 | 368211300 | 9738741 | 358472600 | 3584.726 | 105032.4718 | 0 | 333.5154 | 319.1267 | 44379.046
MsrNResSpltPkgAC-65to134-S13 | PreNResSpltPkgAC-65to-PEYes | ECC | 1996 | CZ08 | cDXGF | 0 | DXSZCap | 938.2911 | 299999.6 | 2479056 | 2589137.0083 | 784749.5 | 0 | 878746.5 | 0 | 596109.6 | 0 | 4129.338 | 215322.8 | 10716.67 | 163824.8 | 0 | 0 | 0 | 0 | 385441900 | 9738741 | 375703100 | 3757.031 | 110081.0083 | 0 | 333.5154 | 319.1267 | 44379.0465
MsrNResSpltPkgAC-65to134-S13 | PreNResSpltPkgAC-65to-PEYes | ECC | 1996 | CZ09 | cDXGF | 0 | DXSZCap | 1128.7361 | 299999.6 | 2473003 | 2649179.6222 | 784749.5 | 0 | 878746.5 | 0 | 559109.3 | 0 | 7123.942 | 243274.7 | 17200.49 | 165258.4 | 0 | 0 | 0 | 0 | 611024400 | 9738741 | 601285400 | 6012.854 | 176176.6222 | 0 | 333.5154 | 319.1267 | 44379.047
MsrNResSpltPkgAC-65to134-S13 | PreNResSpltPkgAC-65to-PEYes | ECC | 1996 | CZ10 | cDXGF | 0 | DXSZCap | 1047.8398 | 299999.6 | 2539652 | 2795855.3313 | 784749.5 | 0 | 878746.5 | 0 | 630514.9 | 0 | 9709.169 | 235933.9 | 20136.84 | 166818.3 | 0 | 0 | 0 | 0 | 884152800 | 9738741 | 874414100 | 8744.141 | 256203.3313 | 0 | 333.5154 | 319.1267 | 44379.0475
MsrNResSpltPkgAC-65to134-S13 | PreNResSpltPkgAC-65to-PEYes | ECC | 1996 | CZ11 | cDXGF | 0 | DXSZCap | 988.4801 | 299999.6 | 2471663 | 3106733.175 | 784749.5 | 0 | 878746.5 | 0 | 562712 | 0 | 16827.04 | 228629 | 37890.59 | 143180.4 | 0 | 0 | 0 | 0 | 2177214000 | 9738741 | 2167475000 | 21674.75 | 635070.175 | 0 | 333.5154 | 319.1267 | 44379.0481
MsrNResSpltPkgAC-65to134-S13 | PreNResSpltPkgAC-65to-PEYes | ECC | 1996 | CZ12 | cDXGF | 0 | DXSZCap | 892.997 | 299999.6 | 2333823 | 2870699.206 | 784749.5 | 0 | 878746.5 | 0 | 444034.8 | 0 | 14108.58 | 212185.4 | 30823.95 | 135130.3 | 0 | 0 | 0 | 0 | 1842081000 | 9738741 | 1832342000 | 18323.42 | 536876.206 | 0 | 333.5154 | 319.1267 | 44379.0486
MsrNResSpltPkgAC-65to134-S13 | PreNResSpltPkgAC-65to-PEYes | ECC | 1996 | CZ13 | cDXGF | 0 | DXSZCap | 1002.9979 | 299999.6 | 2560367 | 3024033.64 | 784749.5 | 0 | 878746.5 | 0 | 643019.1 | 0 | 14862.5 | 238990.5 | 28808.95 | 165826.4 | 0 | 0 | 0 | 0 | 1592220000 | 9738741 | 1582480000 | 15824.8 | 463666.64 | 0 | 333.5154 | 319.1267 | 44379.0491
MsrNResSpltPkgAC-65to134-S13 | PreNResSpltPkgAC-65to-PEYes | ECC | 1996 | CZ14 | cDXGF | 0 | DXSZCap | 1045.2128 | 299999.6 | 2478052 | 2954305.334 | 784749.5 | 0 | 878746.5 | 0 | 562277.1 | 0 | 18464.19 | 233816.3 | 31045.4 | 151998.2 | 0 | 0 | 0 | 0 | 1635177000 | 9738741 | 1625438000 | 16254.38 | 476253.334 | 0 | 333.5154 | 319.1267 | 44379.0496
MsrNResSpltPkgAC-65to134-S13 | PreNResSpltPkgAC-65to-PEYes | ECC | 1996 | CZ15 | cDXGF | 0 | DXSZCap | 1385.6729 | 299999.6 | 3145036 | 3195882.6047 | 784749.5 | 0 | 878746.5 | 0 | 1166195 | 0 | 5198.457 | 310147.3 | 7350.388 | 257394 | 0 | 0 | 0 | 0 | 183276700 | 9738741 | 173537900 | 1735.379 | 50846.6047 | 0 | 333.5154 | 319.1267 | 44379.0501
MsrNResSpltPkgAC-65to134-S13 | PreNResSpltPkgAC-65to-PEYes | ECC | 1996 | CZ16 | cDXGF | 0 | DXSZCap | 992.4029 | 299999.6 | 2103673 | 3738791.73 | 784749.5 | 0 | 878746.5 | 0 | 188978.9 | 0 | 31211.01 | 219989.7 | 72548.41 | 88421.88 | 0 | 0 | 0 | 0 | 5590350000 | 9738741 | 5580610000 | 55806.1 | 1635118.73 | 0 | 333.5154 | 319.1267 | 44379.0506
MsrNResSpltPkgAC-65to134-S13 | PreNResSpltPkgAC-65to-PEYes | ECC | 2003 | CZ01 | cDXGF | 0 | DXSZCap | 767.8954 | 299999.6 | 1826168 | 2973131.15 | 784749.5 | 0 | 838537.6 | 0 | 25435.15 | 0 | 20762.72 | 156682.8 | 71034.83 | 20508.11 | 0 | 0 | 0 | 0 | 3924290000 | 9738741 | 3914550000 | 39145.5 | 1146963.15 | 0 | 333.5154 | 304.5976 | 44379.0511
MsrNResSpltPkgAC-65to134-S13 | PreNResSpltPkgAC-65to-PEYes | ECC | 2003 | CZ02 | cDXGF | 0 | DXSZCap | 738.07 | 299999.6 | 2058819 | 2622081.614 | 784749.5 | 0 | 838537.6 | 0 | 254919 | 0 | 14427.11 | 166185.3 | 32342.89 | 90627.73 | 0 | 0 | 0 | 0 | 1932137000 | 9738741 | 1922398000 | 19223.98 | 563262.614 | 0 | 333.5154 | 304.5976 | 44379.0516
MsrNResSpltPkgAC-65to134-S13 | PreNResSpltPkgAC-65to-PEYes | ECC | 2003 | CZ03 | cDXGF | 0 | DXSZCap | 885.4368 | 299999.6 | 1965276 | 2445241.058 | 784749.5 | 0 | 838537.6 | 0 | 146430.4 | 0 | 9607.918 | 185950 | 36392.91 | 77788.96 | 0 | 0 | 0 | 0 | 1647845000 | 9738741 | 1638106000 | 16381.06 | 479965.058 | 0 | 333.5154 | 304.5976 | 44379.0521
MsrNResSpltPkgAC-65to134-S13 | PreNResSpltPkgAC-65to-PEYes | ECC | 2003 | CZ04 | cDXGF | 0 | DXSZCap | 775.8139 | 299999.6 | 2148482 | 2509227.116 | 784749.5 | 0 | 838537.6 | 0 | 336217.3 | 0 | 8573.112 | 180403.6 | 24032.32 | 114884.1 | 0 | 0 | 0 | 0 | 1240950000 | 9738741 | 1231212000 | 12312.12 | 360745.116 | 0 | 333.5154 | 304.5976 | 44379.0526
MsrNResSpltPkgAC-65to134-S13 | PreNResSpltPkgAC-65to-PEYes | ECC | 2003 | CZ05 | cDXGF | 0 | DXSZCap | 865.3737 | 299999.6 | 2007201 | 2384412.423 | 784749.5 | 0 | 838537.6 | 0 | 188194.8 | 0 | 10809.41 | 184908.4 | 29501.31 | 89432.44 | 0 | 0 | 0 | 0 | 1297150000 | 9738741 | 1287411000 | 12874.11 | 377211.423 | 0 | 333.5154 | 304.5976 | 44379.0531
MsrNResSpltPkgAC-65to134-S13 | PreNResSpltPkgAC-65to-PEYes | ECC | 2003 | CZ06 | cDXGF | 0 | DXSZCap | 939.1729 | 299999.6 | 2233636 | 2364092.4627 | 784749.5 | 0 | 838537.6 | 0 | 408809 | 0 | 3835.735 | 197703 | 13023.88 | 137878.5 | 0 | 0 | 0 | 0 | 454982600 | 9738741 | 445243900 | 4452.439 | 130456.4627 | 0 | 333.5154 | 304.5976 | 44379.0536
MsrNResSpltPkgAC-65to134-S13 | PreNResSpltPkgAC-65to-PEYes | ECC | 2003 | CZ07 | cDXGF | 0 | DXSZCap | 929.8148 | 299999.6 | 2169705 | 2266207.187 | 784749.5 | 0 | 838537.6 | 0 | 345219.9 | 0 | 1884.384 | 199312.3 | 11604.06 | 133476.1 | 0 | 0 | 0 | 0 | 339097700 | 9738741 | 329359000 | 3293.59 | 96502.187 | 0 | 333.5154 | 304.5976 | 44379.0541
MsrNResSpltPkgAC-65to134-S13 | PreNResSpltPkgAC-65to-PEYes | ECC | 2003 | CZ08 | cDXGF | 0 | DXSZCap | 858.0761 | 299999.6 | 2348930 | 2447194.1425 | 784749.5 | 0 | 838537.6 | 0 | 528023.8 | 0 | 3776.335 | 193842 | 9878.005 | 148199.1 | 0 | 0 | 0 | 0 | 345111400 | 9738741 | 335372500 | 3353.725 | 98264.1425 | 0 | 333.5154 | 304.5976 | 44379.0546
MsrNResSpltPkgAC-65to134-S13 | PreNResSpltPkgAC-65to-PEYes | ECC | 2003 | CZ09 | cDXGF | 0 | DXSZCap | 1044.8274 | 299999.6 | 2341062 | 2500269.3807 | 784749.5 | 0 | 838537.6 | 0 | 489796.3 | 0 | 6594.357 | 221382.7 | 16142.89 | 149899.9 | 0 | 0 | 0 | 0 | 553108900 | 9738741 | 543369900 | 5433.699 | 159207.3807 | 0 | 333.5154 | 304.5976 | 44379.0551
MsrNResSpltPkgAC-65to134-S13 | PreNResSpltPkgAC-65to-PEYes | ECC | 2003 | CZ10 | cDXGF | 0 | DXSZCap | 930.2684 | 299999.6 | 2376672 | 2577371.1986 | 784749.5 | 0 | 838537.6 | 0 | 538293.4 | 0 | 8619.595 | 206471.2 | 16918.05 | 147128.2 | 0 | 0 | 0 | 0 | 694719200 | 9738741 | 684980200 | 6849.802 | 200699.1986 | 0 | 333.5154 | 304.5976 | 44379.0556
MsrNResSpltPkgAC-65to134-S13 | PreNResSpltPkgAC-65to-PEYes | ECC | 2003 | CZ11 | cDXGF | 0 | DXSZCap | 918.6249 | 299999.6 | 2352729 | 2968340.752 | 784749.5 | 0 | 838537.6 | 0 | 504177.6 | 0 | 15638.09 | 209624.9 | 36419.48 | 130194 | 0 | 0 | 0 | 0 | 2110803000 | 9738741 | 2101064000 | 21010.64 | 615611.752 | 0 | 333.5154 | 304.5976 | 44379.0561
MsrNResSpltPkgAC-65to134-S13 | PreNResSpltPkgAC-65to-PEYes | ECC | 2003 | CZ12 | cDXGF | 0 | DXSZCap | 825.2812 | 299999.6 | 2224678 | 2747683.586 | 784749.5 | 0 | 838537.6 | 0 | 395087 | 0 | 13039.05 | 193263.3 | 29632.65 | 122257.1 | 0 | 0 | 0 | 0 | 1794742000 | 9738741 | 1785002000 | 17850.02 | 523005.586 | 0 | 333.5154 | 304.5976 | 44379.0566
MsrNResSpltPkgAC-65to134-S13 | PreNResSpltPkgAC-65to-PEYes | ECC | 2003 | CZ13 | cDXGF | 0 | DXSZCap | 935.7449 | 299999.6 | 2435799 | 2891568.704 | 784749.5 | 0 | 838537.6 | 0 | 579122.4 | 0 | 13866.33 | 219523.2 | 28096.66 | 151426.5 | 0 | 0 | 0 | 0 | 1565267000 | 9738741 | 1555528000 | 15555.28 | 455769.704 | 0 | 333.5154 | 304.5976 | 44379.0571
MsrNResSpltPkgAC-65to134-S13 | PreNResSpltPkgAC-65to-PEYes | ECC | 2003 | CZ14 | cDXGF | 0 | DXSZCap | 983.2081 | 299999.6 | 2364061 | 2847665.411 | 784749.5 | 0 | 838537.6 | 0 | 507104.2 | 0 | 17369.01 | 216299.4 | 31204.79 | 138650.1 | 0 | 0 | 0 | 0 | 1660267000 | 9738741 | 1650527000 | 16505.27 | 483604.411 | 0 | 333.5154 | 304.5976 | 44379.0576
MsrNResSpltPkgAC-65to134-S13 | PreNResSpltPkgAC-65to-PEYes | ECC | 2003 | CZ15 | cDXGF | 0 | DXSZCap | 1318.7385 | 299999.6 | 2995795 | 3047442.9011 | 784749.5 | 0 | 838537.6 | 0 | 1076894 | 0 | 4947.336 | 290665.1 | 7441.304 | 240848.2 | 0 | 0 | 0 | 0 | 186011500 | 9738741 | 176272700 | 1762.727 | 51647.9011 | 0 | 333.5154 | 304.5976 | 44379.0581
MsrNResSpltPkgAC-65to134-S13 | PreNResSpltPkgAC-65to-PEYes | ECC | 2003 | CZ16 | cDXGF | 0 | DXSZCap | 881.3143 | 299999.6 | 2010711 | 3616302.655 | 784749.5 | 0 | 838537.6 | 0 | 165432.5 | 0 | 27717.38 | 194272.8 | 67988.24 | 77800.15 | 0 | 0 | 0 | 0 | 5489575000 | 9738741 | 5479835000 | 54798.35 | 1605591.655 | 0 | 333.5154 | 304.5976 | 44379.0586
MsrNResSpltPkgAC-65to134-S13 | PreNResSpltPkgAC-65to-PEYes | ECC | 2007 | CZ01 | cDXGF | 0 | DXSZCap | 767.5982 | 299999.6 | 1826229 | 2961188.526 | 784749.5 | 0 | 838537.6 | 0 | 25552.23 | 0 | 20754.41 | 156635.1 | 70431.38 | 20602.84 | 0 | 0 | 0 | 0 | 3883319000 | 9738741 | 3873582000 | 38735.82 | 1134959.526 | 0 | 333.5154 | 304.5976 | 44379.0591
MsrNResSpltPkgAC-65to134-S13 | PreNResSpltPkgAC-65to-PEYes | ECC | 2007 | CZ02 | cDXGF | 0 | DXSZCap | 736.4245 | 299999.6 | 2058325 | 2614554.442 | 784749.5 | 0 | 838537.6 | 0 | 254741.7 | 0 | 14394.87 | 165899.5 | 31980.63 | 90639.52 | 0 | 0 | 0 | 0 | 1908133000 | 9738741 | 1898394000 | 18983.94 | 556229.442 | 0 | 333.5154 | 304.5976 | 44379.0596
MsrNResSpltPkgAC-65to134-S13 | PreNResSpltPkgAC-65to-PEYes | ECC | 2007 | CZ03 | cDXGF | 0 | DXSZCap | 884.9984 | 299999.6 | 1965255 | 2439306.146 | 784749.5 | 0 | 838537.6 | 0 | 146480.9 | 0 | 9603.051 | 185883.3 | 35983.19 | 77882.14 | 0 | 0 | 0 | 0 | 1627661000 | 9738741 | 1617922000 | 16179.22 | 474051.146 | 0 | 333.5154 | 304.5976 | 44379.0601
MsrNResSpltPkgAC-65to134-S13 | PreNResSpltPkgAC-65to-PEYes | ECC | 2007 | CZ04 | cDXGF | 0 | DXSZCap | 774.4112 | 299999.6 | 2147872 | 2503019.644 | 784749.5 | 0 | 838537.6 | 0 | 335873.9 | 0 | 8557.55 | 180153.3 | 23706.15 | 114850.9 | 0 | 0 | 0 | 0 | 1221848000 | 9738741 | 1212108000 | 12121.08 | 355147.644 | 0 | 333.5154 | 304.5976 | 44379.0606
MsrNResSpltPkgAC-65to134-S13 | PreNResSpltPkgAC-65to-PEYes | ECC | 2007 | CZ05 | cDXGF | 0 | DXSZCap | 864.914 | 299999.6 | 2007263 | 2380795.808 | 784749.5 | 0 | 838537.6 | 0 | 188329.2 | 0 | 10803.52 | 184842 | 29236.3 | 89497.77 | 0 | 0 | 0 | 0 | 1284595000 | 9738741 | 1274856000 | 12748.56 | 373532.808 | 0 | 333.5154 | 304.5976 | 44379.0611
MsrNResSpltPkgAC-65to134-S13 | PreNResSpltPkgAC-65to-PEYes | ECC | 2007 | CZ06 | cDXGF | 0 | DXSZCap | 939.1729 | 299999.6 | 2233636 | 2364092.4627 | 784749.5 | 0 | 838537.6 | 0 | 408809 | 0 | 3835.735 | 197703 | 13023.88 | 137878.5 | 0 | 0 | 0 | 0 | 454982600 | 9738741 | 445243900 | 4452.439 | 130456.4627 | 0 | 333.5154 | 304.5976 | 44379.0616
MsrNResSpltPkgAC-65to134-S13 | PreNResSpltPkgAC-65to-PEYes | ECC | 2007 | CZ07 | cDXGF | 0 | DXSZCap | 929.8148 | 299999.6 | 2169705 | 2266207.187 | 784749.5 | 0 | 838537.6 | 0 | 345219.9 | 0 | 1884.384 | 199312.3 | 11604.06 | 133476.1 | 0 | 0 | 0 | 0 | 339097700 | 9738741 | 329359000 | 3293.59 | 96502.187 | 0 | 333.5154 | 304.5976 | 44379.0621
MsrNResSpltPkgAC-65to134-S13 | PreNResSpltPkgAC-65to-PEYes | ECC | 2007 | CZ08 | cDXGF | 0 | DXSZCap | 858.0761 | 299999.6 | 2348930 | 2447194.1425 | 784749.5 | 0 | 838537.6 | 0 | 528023.8 | 0 | 3776.335 | 193842 | 9878.005 | 148199.1 | 0 | 0 | 0 | 0 | 345111400 | 9738741 | 335372500 | 3353.725 | 98264.1425 | 0 | 333.5154 | 304.5976 | 44379.0626
MsrNResSpltPkgAC-65to134-S13 | PreNResSpltPkgAC-65to-PEYes | ECC | 2007 | CZ09 | cDXGF | 0 | DXSZCap | 1044.8274 | 299999.6 | 2341062 | 2500269.3807 | 784749.5 | 0 | 838537.6 | 0 | 489796.3 | 0 | 6594.357 | 221382.7 | 16142.89 | 149899.9 | 0 | 0 | 0 | 0 | 553108900 | 9738741 | 543369900 | 5433.699 | 159207.3807 | 0 | 333.5154 | 304.5976 | 44379.0631
MsrNResSpltPkgAC-65to134-S13 | PreNResSpltPkgAC-65to-PEYes | ECC | 2007 | CZ10 | cDXGF | 0 | DXSZCap | 928.083 | 299999.6 | 2375009 | 2572281.7394 | 784749.5 | 0 | 838537.6 | 0 | 537071.6 | 0 | 8599.282 | 206049.2 | 16710.23 | 146953 | 0 | 0 | 0 | 0 | 683024700 | 9738741 | 673285800 | 6732.858 | 197272.7394 | 0 | 333.5154 | 304.5976 | 44379.0636
MsrNResSpltPkgAC-65to134-S13 | PreNResSpltPkgAC-65to-PEYes | ECC | 2007 | CZ11 | cDXGF | 0 | DXSZCap | 916.1191 | 299999.6 | 2350718 | 2956716.715 | 784749.5 | 0 | 838537.6 | 0 | 502734.1 | 0 | 15595.44 | 209100.8 | 35944.63 | 130015 | 0 | 0 | 0 | 0 | 2077995000 | 9738741 | 2068255000 | 20682.55 | 605998.715 | 0 | 333.5154 | 304.5976 | 44379.0641
MsrNResSpltPkgAC-65to134-S13 | PreNResSpltPkgAC-65to-PEYes | ECC | 2007 | CZ12 | cDXGF | 0 | DXSZCap | 823.1531 | 299999.6 | 2223499 | 2739302.353 | 784749.5 | 0 | 838537.6 | 0 | 394345 | 0 | 13005.31 | 192861.5 | 29343.99 | 122152.3 | 0 | 0 | 0 | 0 | 1770160000 | 9738741 | 1760421000 | 17604.21 | 515803.353 | 0 | 333.5154 | 304.5976 | 44379.0647
MsrNResSpltPkgAC-65to134-S13 | PreNResSpltPkgAC-65to-PEYes | ECC | 2007 | CZ13 | cDXGF | 0 | DXSZCap | 933.4867 | 299999.6 | 2433170 | 2881541.747 | 784749.5 | 0 | 838537.6 | 0 | 577062.6 | 0 | 13832.71 | 218986.5 | 27717.11 | 151158.4 | 0 | 0 | 0 | 0 | 1540018000 | 9738741 | 1530279000 | 15302.79 | 448371.747 | 0 | 333.5154 | 304.5976 | 44379.0652
MsrNResSpltPkgAC-65to134-S13 | PreNResSpltPkgAC-65to-PEYes | ECC | 2007 | CZ14 | cDXGF | 0 | DXSZCap | 981.183 | 299999.6 | 2362096 | 2837760.404 | 784749.5 | 0 | 838537.6 | 0 | 505607.9 | 0 | 17333.14 | 215867.2 | 30792 | 138502 | 0 | 0 | 0 | 0 | 1633166000 | 9738741 | 1623428000 | 16234.28 | 475664.404 | 0 | 333.5154 | 304.5976 | 44379.0657
MsrNResSpltPkgAC-65to134-S13 | PreNResSpltPkgAC-65to-PEYes | ECC | 2007 | CZ15 | cDXGF | 0 | DXSZCap | 1315.3344 | 299999.6 | 2990107 | 3040253.9207 | 784749.5 | 0 | 838537.6 | 0 | 1072030 | 0 | 4934.564 | 289854.4 | 7287.928 | 240250.5 | 0 | 0 | 0 | 0 | 180888800 | 9738741 | 171149900 | 1711.499 | 50146.9207 | 0 | 333.5154 | 304.5976 | 44379.0662
MsrNResSpltPkgAC-65to134-S13 | PreNResSpltPkgAC-65to-PEYes | ECC | 2007 | CZ16 | cDXGF | 0 | DXSZCap | 880.835 | 299999.6 | 2010346 | 3597993.163 | 784749.5 | 0 | 838537.6 | 0 | 165209.5 | 0 | 27702.33 | 194144.8 | 67543.99 | 77806.34 | 0 | 0 | 0 | 0 | 5428330000 | 9738741 | 5418591000 | 54185.91 | 1587647.163 | 0 | 333.5154 | 304.5976 | 44379.0667
MsrNResSpltPkgAC-65to134-S13 | PreNResSpltPkgAC-65to-PEYes | ECC | 2011 | CZ01 | cDXGF | 0 | DXSZCap | 767.2128 | 299999.6 | 1825455 | 2879555.316 | 783313.6 | 0 | 838537.6 | 0 | 26319.49 | 0 | 20743.96 | 156539.6 | 67304.81 | 21312.34 | 0 | 0 | 0 | 0 | 3607351000 | 9738741 | 3597612000 | 35976.12 | 1054100.316 | 0 | 332.9153 | 304.5976 | 44379.0672
MsrNResSpltPkgAC-65to134-S13 | PreNResSpltPkgAC-65to-PEYes | ECC | 2011 | CZ02 | cDXGF | 0 | DXSZCap | 734.5663 | 299999.6 | 2056244 | 2606312.238 | 783313.6 | 0 | 838537.6 | 0 | 254467.7 | 0 | 14358.49 | 165566.8 | 31657.57 | 90580.14 | 0 | 0 | 0 | 0 | 1887106000 | 9738741 | 1877366000 | 18773.66 | 550068.238 | 0 | 332.9153 | 304.5976 | 44379.0677
MsrNResSpltPkgAC-65to134-S13 | PreNResSpltPkgAC-65to-PEYes | ECC | 2011 | CZ03 | cDXGF | 0 | DXSZCap | 884.5579 | 299999.6 | 1963775 | 2432448.717 | 783313.6 | 0 | 838537.6 | 0 | 146508.1 | 0 | 9598.218 | 185816.6 | 35623.02 | 77958.6 | 0 | 0 | 0 | 0 | 1609309000 | 9738741 | 1599569000 | 15995.69 | 468673.717 | 0 | 332.9153 | 304.5976 | 44379.0682
MsrNResSpltPkgAC-65to134-S13 | PreNResSpltPkgAC-65to-PEYes | ECC | 2011 | CZ04 | cDXGF | 0 | DXSZCap | 772.8114 | 299999.6 | 2145670 | 2495852.759 | 783313.6 | 0 | 838537.6 | 0 | 335422.6 | 0 | 8539.83 | 179855.9 | 23403.76 | 114753 | 0 | 0 | 0 | 0 | 1204902000 | 9738741 | 1195163000 | 11951.63 | 350182.759 | 0 | 332.9153 | 304.5976 | 44379.0687
MsrNResSpltPkgAC-65to134-S13 | PreNResSpltPkgAC-65to-PEYes | ECC | 2011 | CZ05 | cDXGF | 0 | DXSZCap | 864.8807 | 299999.6 | 2005766 | 2380227.032 | 783313.6 | 0 | 838537.6 | 0 | 188274.7 | 0 | 10803.09 | 184835.9 | 29302.38 | 89433.55 | 0 | 0 | 0 | 0 | 1287763000 | 9738741 | 1278024000 | 12780.24 | 374461.032 | 0 | 332.9153 | 304.5976 | 44379.0692
MsrNResSpltPkgAC-65to134-S13 | PreNResSpltPkgAC-65to-PEYes | ECC | 2011 | CZ06 | cDXGF | 0 | DXSZCap | 939.072 | 299999.6 | 2232034 | 2363009.6294 | 783313.6 | 0 | 838537.6 | 0 | 408669.4 | 0 | 3835.325 | 197677.3 | 13085.67 | 137799.3 | 0 | 0 | 0 | 0 | 456754500 | 9738741 | 447015800 | 4470.158 | 130975.6294 | 0 | 332.9153 | 304.5976 | 44379.0697
MsrNResSpltPkgAC-65to134-S13 | PreNResSpltPkgAC-65to-PEYes | ECC | 2011 | CZ07 | cDXGF | 0 | DXSZCap | 929.053 | 299999.6 | 2167806 | 2263189.2493 | 783313.6 | 0 | 838537.6 | 0 | 344884.9 | 0 | 1882.839 | 199186.4 | 11530.21 | 133419.7 | 0 | 0 | 0 | 0 | 335278800 | 9738741 | 325540100 | 3255.401 | 95383.2493 | 0 | 332.9153 | 304.5976 | 44379.0702
MsrNResSpltPkgAC-65to134-S13 | PreNResSpltPkgAC-65to-PEYes | ECC | 2011 | CZ08 | cDXGF | 0 | DXSZCap | 856.2865 | 299999.6 | 2346089 | 2442973.3469 | 783313.6 | 0 | 838537.6 | 0 | 526977.2 | 0 | 3768.388 | 193491.1 | 9791.682 | 148029.4 | 0 | 0 | 0 | 0 | 340402100 | 9738741 | 330663300 | 3306.633 | 96884.3469 | 0 | 332.9153 | 304.5976 | 44379.0707
MsrNResSpltPkgAC-65to134-S13 | PreNResSpltPkgAC-65to-PEYes | ECC | 2011 | CZ09 | cDXGF | 0 | DXSZCap | 1036.4949 | 299999.6 | 2334030 | 2481053.1808 | 783313.6 | 0 | 838537.6 | 0 | 485802.2 | 0 | 6541.442 | 219834.5 | 15085.99 | 149440 | 0 | 0 | 0 | 0 | 511524500 | 9738741 | 501785600 | 5017.856 | 147023.1808 | 0 | 332.9153 | 304.5976 | 44379.0712
MsrNResSpltPkgAC-65to134-S13 | PreNResSpltPkgAC-65to-PEYes | ECC | 2011 | CZ10 | cDXGF | 0 | DXSZCap | 925.738 | 299999.6 | 2371698 | 2565952.4292 | 783313.6 | 0 | 838537.6 | 0 | 535681.4 | 0 | 8577.453 | 205586.7 | 16495.46 | 146727.5 | 0 | 0 | 0 | 0 | 672723100 | 9738741 | 662984400 | 6629.844 | 194254.4292 | 0 | 332.9153 | 304.5976 | 44379.0717
MsrNResSpltPkgAC-65to134-S13 | PreNResSpltPkgAC-65to-PEYes | ECC | 2011 | CZ11 | cDXGF | 0 | DXSZCap | 892.315 | 299999.6 | 2323135 | 2780525.287 | 783313.6 | 0 | 838537.6 | 0 | 483519.5 | 0 | 15189.78 | 202573.2 | 30421.68 | 127997.1 | 0 | 0 | 0 | 0 | 1570798000 | 9738741 | 1561059000 | 15610.59 | 457390.287 | 0 | 332.9153 | 304.5976 | 44379.0722
MsrNResSpltPkgAC-65to134-S13 | PreNResSpltPkgAC-65to-PEYes | ECC | 2011 | CZ12 | cDXGF | 0 | DXSZCap | 813.3911 | 299999.6 | 2216443 | 2684939.159 | 783313.6 | 0 | 838537.6 | 0 | 390923 | 0 | 12850.83 | 190816.6 | 27732.7 | 121881.3 | 0 | 0 | 0 | 0 | 1608703000 | 9738741 | 1598963000 | 15989.63 | 468496.159 | 0 | 332.9153 | 304.5976 | 44379.0727
MsrNResSpltPkgAC-65to134-S13 | PreNResSpltPkgAC-65to-PEYes | ECC | 2011 | CZ13 | cDXGF | 0 | DXSZCap | 914.3016 | 299999.6 | 2407472 | 2775304.2 | 783313.6 | 0 | 838537.6 | 0 | 558465.3 | 0 | 13548.06 | 213606.2 | 24635.13 | 148679.9 | 0 | 0 | 0 | 0 | 1265138000 | 9738741 | 1255400000 | 12554 | 367832.2 | 0 | 332.9153 | 304.5976 | 44379.0732
MsrNResSpltPkgAC-65to134-S13 | PreNResSpltPkgAC-65to-PEYes | ECC | 2011 | CZ14 | cDXGF | 0 | DXSZCap | 956.6983 | 299999.6 | 2338620 | 2698727.548 | 783313.6 | 0 | 838537.6 | 0 | 489674.3 | 0 | 16900.25 | 210193.1 | 26143.25 | 137400 | 0 | 0 | 0 | 0 | 1238775000 | 9738741 | 1229036000 | 12290.36 | 360107.548 | 0 | 332.9153 | 304.5976 | 44379.0737
MsrNResSpltPkgAC-65to134-S13 | PreNResSpltPkgAC-65to-PEYes | ECC | 2011 | CZ15 | cDXGF | 0 | DXSZCap | 1276.3176 | 299999.6 | 2913167 | 2949449.4244 | 783313.6 | 0 | 838537.6 | 0 | 1008172 | 0 | 4788.193 | 278355.7 | 5880.988 | 231449.4 | 0 | 0 | 0 | 0 | 133569500 | 9738741 | 123830800 | 1238.308 | 36282.4244 | 0 | 332.9153 | 304.5976 | 44379.0742
MsrNResSpltPkgAC-65to134-S13 | PreNResSpltPkgAC-65to-PEYes | ECC | 2011 | CZ16 | cDXGF | 0 | DXSZCap | 866.8487 | 299999.6 | 1999700 | 3233990.921 | 783313.6 | 0 | 838537.6 | 0 | 160789.1 | 0 | 27261.98 | 189797.5 | 59955.03 | 77715.82 | 0 | 0 | 0 | 0 | 4222338000 | 9738741 | 4212597000 | 42125.97 | 1234290.921 | 0 | 332.9153 | 304.5976 | 44379.0747
MsrNResSpltPkgAC-65to134-S13 | PreNResSpltPkgAC-65to-PEYes | ECC | 2015 | CZ01 | cDXGF | 0 | DXSZCap | 716.1456 | 299999.6 | 1807965 | 2820284.688 | 778730.8 | 0 | 838537.6 | 0 | 24721.43 | 0 | 19363.38 | 146611.7 | 63772.79 | 19984.47 | 0 | 0 | 0 | 0 | 3464754000 | 9738741 | 3455016000 | 34550.16 | 1012319.688 | 0 | 331.4515 | 304.5976 | 44379.0752
MsrNResSpltPkgAC-65to134-S13 | PreNResSpltPkgAC-65to-PEYes | ECC | 2015 | CZ02 | cDXGF | 0 | DXSZCap | 700.527 | 299999.6 | 2023604 | 2527951.639 | 778730.8 | 0 | 838537.6 | 0 | 235640.7 | 0 | 13693.4 | 157000.6 | 29713.5 | 85762.53 | 0 | 0 | 0 | 0 | 1731062000 | 9738741 | 1721323000 | 17213.23 | 504347.639 | 0 | 331.4515 | 304.5976 | 44379.0757
MsrNResSpltPkgAC-65to134-S13 | PreNResSpltPkgAC-65to-PEYes | ECC | 2015 | CZ03 | cDXGF | 0 | DXSZCap | 777.8045 | 299999.6 | 1930175 | 2328676.389 | 778730.8 | 0 | 838537.6 | 0 | 138700.4 | 0 | 8439.868 | 165765.8 | 29724.04 | 74194.08 | 0 | 0 | 0 | 0 | 1369813000 | 9738741 | 1360073000 | 13600.73 | 398501.389 | 0 | 331.4515 | 304.5976 | 44379.0762
MsrNResSpltPkgAC-65to134-S13 | PreNResSpltPkgAC-65to-PEYes | ECC | 2015 | CZ04 | cDXGF | 0 | DXSZCap | 711.4594 | 299999.6 | 2098066 | 2385836.7118 | 778730.8 | 0 | 838537.6 | 0 | 307059.9 | 0 | 7861.921 | 165874.5 | 20051.84 | 107987.4 | 0 | 0 | 0 | 0 | 991891300 | 9738741 | 982152600 | 9821.526 | 287770.7118 | 0 | 331.4515 | 304.5976 | 44379.0767
MsrNResSpltPkgAC-65to134-S13 | PreNResSpltPkgAC-65to-PEYes | ECC | 2015 | CZ05 | cDXGF | 0 | DXSZCap | 761.0112 | 299999.6 | 1967989 | 2293333.27 | 778730.8 | 0 | 838537.6 | 0 | 176034.3 | 0 | 9505.882 | 165180 | 25063.13 | 84149.18 | 0 | 0 | 0 | 0 | 1120129000 | 9738741 | 1110390000 | 11103.9 | 325344.27 | 0 | 331.4515 | 304.5976 | 44379.0772
MsrNResSpltPkgAC-65to134-S13 | PreNResSpltPkgAC-65to-PEYes | ECC | 2015 | CZ06 | cDXGF | 0 | DXSZCap | 829.3795 | 299999.6 | 2179032 | 2288313.1769 | 778730.8 | 0 | 838537.6 | 0 | 381113.4 | 0 | 3387.221 | 177262.3 | 10973.66 | 127039.9 | 0 | 0 | 0 | 0 | 382712200 | 9738741 | 372973300 | 3729.733 | 109281.1769 | 0 | 331.4515 | 304.5976 | 44379.0776
MsrNResSpltPkgAC-65to134-S13 | PreNResSpltPkgAC-65to-PEYes | ECC | 2015 | CZ07 | cDXGF | 0 | DXSZCap | 820.4635 | 299999.6 | 2122513 | 2203587.9459 | 778730.8 | 0 | 838537.6 | 0 | 324490.9 | 0 | 1662.669 | 179090.1 | 9855.044 | 124596.7 | 0 | 0 | 0 | 0 | 286445200 | 9738741 | 276706300 | 2767.063 | 81074.9459 | 0 | 331.4515 | 304.5976 | 44379.0781
MsrNResSpltPkgAC-65to134-S13 | PreNResSpltPkgAC-65to-PEYes | ECC | 2015 | CZ08 | cDXGF | 0 | DXSZCap | 795.4108 | 299999.6 | 2286668 | 2364403.5663 | 778730.8 | 0 | 838537.6 | 0 | 486059.8 | 0 | 3500.579 | 179838.3 | 8461.078 | 139389.8 | 0 | 0 | 0 | 0 | 275048000 | 9738741 | 265309100 | 2653.091 | 77735.5663 | 0 | 331.4515 | 304.5976 | 44379.0786
MsrNResSpltPkgAC-65to134-S13 | PreNResSpltPkgAC-65to-PEYes | ECC | 2015 | CZ09 | cDXGF | 0 | DXSZCap | 971.8794 | 299999.6 | 2273582 | 2389621.6321 | 778730.8 | 0 | 838537.6 | 0 | 444499.8 | 0 | 6133.824 | 205678.6 | 13204.65 | 140814.7 | 0 | 0 | 0 | 0 | 405778700 | 9738741 | 396039700 | 3960.397 | 116039.6321 | 0 | 331.4515 | 304.5976 | 44379.0791
MsrNResSpltPkgAC-65to134-S13 | PreNResSpltPkgAC-65to-PEYes | ECC | 2015 | CZ10 | cDXGF | 0 | DXSZCap | 890.5275 | 299999.6 | 2322617 | 2499427.7035 | 778730.8 | 0 | 838537.6 | 0 | 500891.2 | 0 | 8251.423 | 196205 | 15783.05 | 139882.4 | 0 | 0 | 0 | 0 | 613188400 | 9738741 | 603449500 | 6034.495 | 176810.7035 | 0 | 331.4515 | 304.5976 | 44379.0796
MsrNResSpltPkgAC-65to134-S13 | PreNResSpltPkgAC-65to-PEYes | ECC | 2015 | CZ11 | cDXGF | 0 | DXSZCap | 851.083 | 299999.6 | 2270330 | 2677152.296 | 778730.8 | 0 | 838537.6 | 0 | 446906.1 | 0 | 14488.04 | 191666.3 | 28281.04 | 121061.2 | 0 | 0 | 0 | 0 | 1398212000 | 9738741 | 1388472000 | 13884.72 | 406822.296 | 0 | 331.4515 | 304.5976 | 44379.0801
MsrNResSpltPkgAC-65to134-S13 | PreNResSpltPkgAC-65to-PEYes | ECC | 2015 | CZ12 | cDXGF | 0 | DXSZCap | 777.6098 | 299999.6 | 2173465 | 2597915.348 | 778730.8 | 0 | 838537.6 | 0 | 362929.8 | 0 | 12285.71 | 180979.5 | 25997.3 | 115581.7 | 0 | 0 | 0 | 0 | 1458375000 | 9738741 | 1448636000 | 14486.36 | 424450.348 | 0 | 331.4515 | 304.5976 | 44379.0806
MsrNResSpltPkgAC-65to134-S13 | PreNResSpltPkgAC-65to-PEYes | ECC | 2015 | CZ13 | cDXGF | 0 | DXSZCap | 877.3951 | 299999.6 | 2352856 | 2681605.516 | 778730.8 | 0 | 838537.6 | 0 | 519560.6 | 0 | 13001.47 | 203024.9 | 23157.21 | 141222.7 | 0 | 0 | 0 | 0 | 1131751000 | 9738741 | 1122012000 | 11220.12 | 328749.516 | 0 | 331.4515 | 304.5976 | 44379.0812
MsrNResSpltPkgAC-65to134-S13 | PreNResSpltPkgAC-65to-PEYes | ECC | 2015 | CZ14 | cDXGF | 0 | DXSZCap | 919.9022 | 299999.6 | 2285007 | 2611720.752 | 778730.8 | 0 | 838537.6 | 0 | 451566.6 | 0 | 16250.58 | 199920.8 | 25014.79 | 129878.3 | 0 | 0 | 0 | 0 | 1124802000 | 9738741 | 1115064000 | 11150.64 | 326713.752 | 0 | 331.4515 | 304.5976 | 44379.0817
MsrNResSpltPkgAC-65to134-S13 | PreNResSpltPkgAC-65to-PEYes | ECC | 2015 | CZ15 | cDXGF | 0 | DXSZCap | 1233.7896 | 299999.6 | 2832594 | 2861668.4603 | 778730.8 | 0 | 838537.6 | 0 | 944372.3 | 0 | 4628.642 | 266324.4 | 5562.482 | 221468.6 | 0 | 0 | 0 | 0 | 108969000 | 9738741 | 99230240 | 992.3024 | 29074.4603 | 0 | 331.4515 | 304.5976 | 44379.0822
MsrNResSpltPkgAC-65to134-S13 | PreNResSpltPkgAC-65to-PEYes | ECC | 2015 | CZ16 | cDXGF | 0 | DXSZCap | 809.8408 | 299999.6 | 1966401 | 3116939.043 | 778730.8 | 0 | 838537.6 | 0 | 147070.7 | 0 | 25469.01 | 176592.6 | 56147.21 | 72216.08 | 0 | 0 | 0 | 0 | 3936490000 | 9738741 | 3926751000 | 39267.51 | 1150538.043 | 0 | 331.4515 | 304.5976 | 44379.0827
MsrNResSpltPkgAC-65to134-S13 | PreNResSpltPkgAC-65to-PEYes | ECC | 2017 | CZ01 | cDXGF | 0 | DXSZCap | 713.4867 | 299999.6 | 1795522 | 2795060.735 | 766961.9 | 0 | 838537.6 | 0 | 24605.3 | 0 | 19291.2 | 146124.7 | 62858.24 | 19899.39 | 0 | 0 | 0 | 0 | 3421132000 | 9738741 | 3411395000 | 34113.95 | 999538.735 | 0 | 327.0425 | 304.5976 | 44379.0832
MsrNResSpltPkgAC-65to134-S13 | PreNResSpltPkgAC-65to-PEYes | ECC | 2017 | CZ02 | cDXGF | 0 | DXSZCap | 697.6796 | 299999.6 | 2009849 | 2510879 | 766961.9 | 0 | 838537.6 | 0 | 234346.6 | 0 | 13637.79 | 156364.5 | 29504.68 | 85402.48 | 0 | 0 | 0 | 0 | 1719740000 | 9738741 | 1710000000 | 17100 | 501030 | 0 | 327.0425 | 304.5976 | 44379.0837
MsrNResSpltPkgAC-65to134-S13 | PreNResSpltPkgAC-65to-PEYes | ECC | 2017 | CZ03 | cDXGF | 0 | DXSZCap | 775.4756 | 299999.6 | 1917184 | 2314267.562 | 766961.9 | 0 | 838537.6 | 0 | 137985 | 0 | 8414.492 | 165284.1 | 29546.2 | 73886.02 | 0 | 0 | 0 | 0 | 1364974000 | 9738741 | 1355234000 | 13552.34 | 397083.562 | 0 | 327.0425 | 304.5976 | 44379.0842
MsrNResSpltPkgAC-65to134-S13 | PreNResSpltPkgAC-65to-PEYes | ECC | 2017 | CZ04 | cDXGF | 0 | DXSZCap | 709.1073 | 299999.6 | 2084012 | 2369149.5794 | 766961.9 | 0 | 838537.6 | 0 | 305398.3 | 0 | 7835.88 | 165276.6 | 19866.29 | 107523.1 | 0 | 0 | 0 | 0 | 982904400 | 9738741 | 973165800 | 9731.658 | 285137.5794 | 0 | 327.0425 | 304.5976 | 44379.0847
MsrNResSpltPkgAC-65to134-S13 | PreNResSpltPkgAC-65to-PEYes | ECC | 2017 | CZ05 | cDXGF | 0 | DXSZCap | 758.2498 | 299999.6 | 1954957 | 2277139.8 | 766961.9 | 0 | 838537.6 | 0 | 175351.5 | 0 | 9471.116 | 164633.8 | 24683.48 | 83916.08 | 0 | 0 | 0 | 0 | 1109338000 | 9738741 | 1099600000 | 10996 | 322182.8 | 0 | 327.0425 | 304.5976 | 44379.0852
MsrNResSpltPkgAC-65to134-S13 | PreNResSpltPkgAC-65to-PEYes | ECC | 2017 | CZ06 | cDXGF | 0 | DXSZCap | 825.75 | 299999.6 | 2163851 | 2269239.7012 | 766961.9 | 0 | 838537.6 | 0 | 378431.8 | 0 | 3372.232 | 176545.7 | 10622.83 | 126616.9 | 0 | 0 | 0 | 0 | 369427300 | 9738741 | 359688400 | 3596.884 | 105388.7012 | 0 | 327.0425 | 304.5976 | 44379.0857
MsrNResSpltPkgAC-65to134-S13 | PreNResSpltPkgAC-65to-PEYes | ECC | 2017 | CZ07 | cDXGF | 0 | DXSZCap | 817.2215 | 299999.6 | 2108335 | 2187790.7107 | 766961.9 | 0 | 838537.6 | 0 | 322730 | 0 | 1656.049 | 178447.9 | 9691.916 | 124181.3 | 0 | 0 | 0 | 0 | 280918700 | 9738741 | 271179900 | 2711.799 | 79455.7107 | 0 | 327.0425 | 304.5976 | 44379.0862
MsrNResSpltPkgAC-65to134-S13 | PreNResSpltPkgAC-65to-PEYes | ECC | 2017 | CZ08 | cDXGF | 0 | DXSZCap | 790.4924 | 299999.6 | 2270415 | 2345747.351 | 766961.9 | 0 | 838537.6 | 0 | 482640.3 | 0 | 3478.828 | 178795.2 | 8257.238 | 138743 | 0 | 0 | 0 | 0 | 266846000 | 9738741 | 257107000 | 2571.07 | 75332.351 | 0 | 327.0425 | 304.5976 | 44379.0867
MsrNResSpltPkgAC-65to134-S13 | PreNResSpltPkgAC-65to-PEYes | ECC | 2017 | CZ09 | cDXGF | 0 | DXSZCap | 968.7202 | 299999.6 | 2258650 | 2373030.461 | 766961.9 | 0 | 838537.6 | 0 | 442054.1 | 0 | 6113.787 | 204982 | 13075.23 | 140359 | 0 | 0 | 0 | 0 | 400116000 | 9738741 | 390377000 | 3903.77 | 114380.461 | 0 | 327.0425 | 304.5976 | 44379.0872
MsrNResSpltPkgAC-65to134-S13 | PreNResSpltPkgAC-65to-PEYes | ECC | 2017 | CZ10 | cDXGF | 0 | DXSZCap | 887.3594 | 299999.6 | 2307257 | 2481970.4974 | 766961.9 | 0 | 838537.6 | 0 | 498070.1 | 0 | 8221.949 | 195463.2 | 15589.02 | 139377.4 | 0 | 0 | 0 | 0 | 606030800 | 9738741 | 596291800 | 5962.918 | 174713.4974 | 0 | 327.0425 | 304.5976 | 44379.0877
MsrNResSpltPkgAC-65to134-S13 | PreNResSpltPkgAC-65to-PEYes | ECC | 2017 | CZ11 | cDXGF | 0 | DXSZCap | 846.9235 | 299999.6 | 2254740 | 2654973.605 | 766961.9 | 0 | 838537.6 | 0 | 444093.3 | 0 | 14417.14 | 190729 | 27883.23 | 120552.6 | 0 | 0 | 0 | 0 | 1375724000 | 9738741 | 1365985000 | 13659.85 | 400233.605 | 0 | 327.0425 | 304.5976 | 44379.0883
MsrNResSpltPkgAC-65to134-S13 | PreNResSpltPkgAC-65to-PEYes | ECC | 2017 | CZ12 | cDXGF | 0 | DXSZCap | 774.4122 | 299999.6 | 2158868 | 2578391.846 | 766961.9 | 0 | 838537.6 | 0 | 360902.2 | 0 | 12235.1 | 180230.1 | 25724.59 | 115137.8 | 0 | 0 | 0 | 0 | 1441560000 | 9738741 | 1431822000 | 14318.22 | 419523.846 | 0 | 327.0425 | 304.5976 | 44379.0888
MsrNResSpltPkgAC-65to134-S13 | PreNResSpltPkgAC-65to-PEYes | ECC | 2017 | CZ13 | cDXGF | 0 | DXSZCap | 873.7983 | 299999.6 | 2336500 | 2660066.346 | 766961.9 | 0 | 838537.6 | 0 | 515955.6 | 0 | 12948.1 | 202095.5 | 22816.57 | 140586.6 | 0 | 0 | 0 | 0 | 1114061000 | 9738741 | 1104322000 | 11043.22 | 323566.346 | 0 | 327.0425 | 304.5976 | 44379.0894
MsrNResSpltPkgAC-65to134-S13 | PreNResSpltPkgAC-65to-PEYes | ECC | 2017 | CZ14 | cDXGF | 0 | DXSZCap | 916.4199 | 299999.6 | 2269427 | 2590588.109 | 766961.9 | 0 | 838537.6 | 0 | 448619.2 | 0 | 16188.92 | 199118.1 | 24641.21 | 129414.5 | 0 | 0 | 0 | 0 | 1105850000 | 9738741 | 1096113000 | 10961.13 | 321161.109 | 0 | 327.0425 | 304.5976 | 44379.0899
MsrNResSpltPkgAC-65to134-S13 | PreNResSpltPkgAC-65to-PEYes | ECC | 2017 | CZ15 | cDXGF | 0 | DXSZCap | 1228.8479 | 299999.6 | 2812344 | 2840619.6075 | 766961.9 | 0 | 838537.6 | 0 | 937109.9 | 0 | 4610.107 | 265124.1 | 5436.383 | 220476.8 | 0 | 0 | 0 | 0 | 106242500 | 9738741 | 96503780 | 965.0378 | 28275.6075 | 0 | 327.0425 | 304.5976 | 44379.0904
MsrNResSpltPkgAC-65to134-S13 | PreNResSpltPkgAC-65to-PEYes | ECC | 2017 | CZ16 | cDXGF | 0 | DXSZCap | 807.1304 | 299999.6 | 1953145 | 3091174.873 | 766961.9 | 0 | 838537.6 | 0 | 146256.8 | 0 | 25383.94 | 176003.4 | 55586.44 | 71970.44 | 0 | 0 | 0 | 0 | 3893800000 | 9738741 | 3884061000 | 38840.61 | 1138029.873 | 0 | 327.0425 | 304.5976 | 44379.0909
MsrNResSpltPkgAC-65to134-S13 | PreNResSpltPkgAC-65to-PEYes | ECC | 2020 | CZ01 | cDXGF | 0 | DXSZCap | 673.8365 | 299999.6 | 1514774 | 2721622.541 | 498675.5 | 0 | 838537.6 | 0 | 19783.82 | 0 | 18219.48 | 139555.9 | 70991.67 | 15893.34 | 0 | 0 | 0 | 0 | 4128674000 | 9738741 | 4118937000 | 41189.37 | 1206848.541 | 0 | 213.3853 | 304.5976 | 44379.0914
MsrNResSpltPkgAC-65to134-S13 | PreNResSpltPkgAC-65to-PEYes | ECC | 2020 | CZ02 | cDXGF | 0 | DXSZCap | 668.8828 | 299999.6 | 1711416 | 2302048.623 | 498675.5 | 0 | 838537.6 | 0 | 212089.2 | 0 | 13075.39 | 149036.9 | 32819.36 | 77533.07 | 0 | 0 | 0 | 0 | 2025550000 | 9738741 | 2015811000 | 20158.11 | 590632.623 | 0 | 213.3853 | 304.5976 | 44379.0919
MsrNResSpltPkgAC-65to134-S13 | PreNResSpltPkgAC-65to-PEYes | ECC | 2020 | CZ03 | cDXGF | 0 | DXSZCap | 735.1759 | 299999.6 | 1621275 | 2115434.15 | 498675.5 | 0 | 838537.6 | 0 | 120368.9 | 0 | 7977.42 | 155713.7 | 33740.24 | 64617.67 | 0 | 0 | 0 | 0 | 1696289000 | 9738741 | 1686550000 | 16865.5 | 494159.15 | 0 | 213.3853 | 304.5976 | 44379.0924
MsrNResSpltPkgAC-65to134-S13 | PreNResSpltPkgAC-65to-PEYes | ECC | 2020 | CZ04 | cDXGF | 0 | DXSZCap | 681.385 | 299999.6 | 1780783 | 2124982.406 | 498675.5 | 0 | 838537.6 | 0 | 278554.4 | 0 | 7529.74 | 157483.9 | 22919.31 | 98825.75 | 0 | 0 | 0 | 0 | 1184481000 | 9738741 | 1174742000 | 11747.42 | 344199.406 | 0 | 213.3853 | 304.5976 | 44379.0929
MsrNResSpltPkgAC-65to134-S13 | PreNResSpltPkgAC-65to-PEYes | ECC | 2020 | CZ05 | cDXGF | 0 | DXSZCap | 718.0798 | 299999.6 | 1657813 | 2055772.925 | 498675.5 | 0 | 838537.6 | 0 | 153277.7 | 0 | 8969.57 | 158351.6 | 30674.28 | 74206.2 | 0 | 0 | 0 | 0 | 1367964000 | 9738741 | 1358225000 | 13582.25 | 397959.925 | 0 | 213.3853 | 304.5976 | 44379.0934
MsrNResSpltPkgAC-65to134-S13 | PreNResSpltPkgAC-65to-PEYes | ECC | 2020 | CZ06 | cDXGF | 0 | DXSZCap | 786.0736 | 299999.6 | 1851997 | 1985005.3169 | 498675.5 | 0 | 838537.6 | 0 | 344645.6 | 0 | 3210.295 | 166927.2 | 12500.75 | 116884.1 | 0 | 0 | 0 | 0 | 463692000 | 9738741 | 453953300 | 4539.533 | 133008.3169 | 0 | 213.3853 | 304.5976 | 44379.0939
MsrNResSpltPkgAC-65to134-S13 | PreNResSpltPkgAC-65to-PEYes | ECC | 2020 | CZ07 | cDXGF | 0 | DXSZCap | 777.5756 | 299999.6 | 1800748 | 1904097.4212 | 498675.5 | 0 | 838537.6 | 0 | 292180.1 | 0 | 1575.749 | 169777.8 | 12101.29 | 114207.7 | 0 | 0 | 0 | 0 | 362466900 | 9738741 | 352728400 | 3527.284 | 103349.4212 | 0 | 213.3853 | 304.5976 | 44379.0945
MsrNResSpltPkgAC-65to134-S13 | PreNResSpltPkgAC-65to-PEYes | ECC | 2020 | CZ08 | cDXGF | 0 | DXSZCap | 762.8568 | 299999.6 | 1957490 | 2051638.0199 | 498675.5 | 0 | 838537.6 | 0 | 446618.5 | 0 | 3357.31 | 170299.5 | 9637.784 | 129579.7 | 0 | 0 | 0 | 0 | 331063100 | 9738741 | 321324300 | 3213.243 | 94148.0199 | 0 | 213.3853 | 304.5976 | 44379.095
MsrNResSpltPkgAC-65to134-S13 | PreNResSpltPkgAC-65to-PEYes | ECC | 2020 | CZ09 | cDXGF | 0 | DXSZCap | 942.1105 | 299999.6 | 1951476 | 2093474.9633 | 498675.5 | 0 | 838537.6 | 0 | 410770.6 | 0 | 5945.971 | 197544.6 | 15359.76 | 131953.7 | 0 | 0 | 0 | 0 | 494376900 | 9738741 | 484638100 | 4846.381 | 141998.9633 | 0 | 213.3853 | 304.5976 | 44379.0955
MsrNResSpltPkgAC-65to134-S13 | PreNResSpltPkgAC-65to-PEYes | ECC | 2020 | CZ10 | cDXGF | 0 | DXSZCap | 860.3797 | 299999.6 | 1997454 | 2206326.0234 | 498675.5 | 0 | 838537.6 | 0 | 464722.2 | 0 | 7972.175 | 187546 | 17605.19 | 131018.8 | 0 | 0 | 0 | 0 | 722612600 | 9738741 | 712873800 | 7128.738 | 208872.0234 | 0 | 213.3853 | 304.5976 | 44379.096
MsrNResSpltPkgAC-65to134-S13 | PreNResSpltPkgAC-65to-PEYes | ECC | 2020 | CZ11 | cDXGF | 0 | DXSZCap | 820.0403 | 299999.6 | 1950229 | 2423828.633 | 498675.5 | 0 | 838537.6 | 0 | 415998.8 | 0 | 13959.84 | 183055.6 | 30781.66 | 112815.4 | 0 | 0 | 0 | 0 | 1626120000 | 9738741 | 1616381000 | 16163.81 | 473599.633 | 0 | 213.3853 | 304.5976 | 44379.0965
MsrNResSpltPkgAC-65to134-S13 | PreNResSpltPkgAC-65to-PEYes | ECC | 2020 | CZ12 | cDXGF | 0 | DXSZCap | 748.1798 | 299999.6 | 1854849 | 2346010.467 | 498675.5 | 0 | 838537.6 | 0 | 333865.2 | 0 | 11821.04 | 171948.4 | 28182.44 | 106651.6 | 0 | 0 | 0 | 0 | 1686057000 | 9738741 | 1676319000 | 16763.19 | 491161.467 | 0 | 213.3853 | 304.5976 | 44379.097
MsrNResSpltPkgAC-65to134-S13 | PreNResSpltPkgAC-65to-PEYes | ECC | 2020 | CZ13 | cDXGF | 0 | DXSZCap | 847.1327 | 299999.6 | 2028093 | 2413162.976 | 498675.5 | 0 | 838537.6 | 0 | 484393.6 | 0 | 12553.22 | 193931.9 | 25518.25 | 132313.1 | 0 | 0 | 0 | 0 | 1323970000 | 9738741 | 1314232000 | 13142.32 | 385069.976 | 0 | 213.3853 | 304.5976 | 44379.0976
MsrNResSpltPkgAC-65to134-S13 | PreNResSpltPkgAC-65to-PEYes | ECC | 2020 | CZ14 | cDXGF | 0 | DXSZCap | 887.6361 | 299999.6 | 1963878 | 2345580.234 | 498675.5 | 0 | 838537.6 | 0 | 419753.4 | 0 | 15680.73 | 191229.7 | 27486.51 | 121205.5 | 0 | 0 | 0 | 0 | 1312477000 | 9738741 | 1302738000 | 13027.38 | 381702.234 | 0 | 213.3853 | 304.5976 | 44379.0981
MsrNResSpltPkgAC-65to134-S13 | PreNResSpltPkgAC-65to-PEYes | ECC | 2020 | CZ15 | cDXGF | 0 | DXSZCap | 1200.3987 | 299999.6 | 2491413 | 2527724.8709 | 498675.5 | 0 | 838537.6 | 0 | 892841.1 | 0 | 4503.381 | 256854.1 | 6482.643 | 211958.4 | 0 | 0 | 0 | 0 | 133670100 | 9738741 | 123931300 | 1239.313 | 36311.8709 | 0 | 213.3853 | 304.5976 | 44379.0986
MsrNResSpltPkgAC-65to134-S13 | PreNResSpltPkgAC-65to-PEYes | ECC | 2020 | CZ16 | cDXGF | 0 | DXSZCap | 767.2351 | 299999.6 | 1661598 | 2941857.691 | 498675.5 | 0 | 838537.6 | 0 | 133510 | 0 | 24129.48 | 166744.2 | 57758.71 | 65775.32 | 0 | 0 | 0 | 0 | 4379226000 | 9738741 | 4369487000 | 43694.87 | 1280259.691 | 0 | 213.3853 | 304.5976 | 44379.0991
MsrNResSpltPkgAC-65to134-S13 | PreNResSpltPkgAC-65to-PEYes | EPr | 1975 | CZ01 | cDXGF | 0 | DXSZCap | 151.5886 | 50000.14 | 219059.8 | 505484.3233 | 80054.27 | 0 | 110993 | 0 | 2943.418 | 0 | 4099.245 | 20969.72 | 13099.49 | 2234.864 | 0 | 0 | 0 | 0 | 979319900 | 1761412 | 977558100 | 9775.581 | 286424.5233 | 0 | 57.1128 | 60.6411 | 44379.0995
MsrNResSpltPkgAC-65to134-S13 | PreNResSpltPkgAC-65to-PEYes | EPr | 1975 | CZ02 | cDXGF | 0 | DXSZCap | 146.1302 | 50000.14 | 252502.1 | 398992.1087 | 80054.27 | 0 | 110993 | 0 | 34664.1 | 0 | 2857.46 | 23933 | 7411.543 | 12094.3 | 0 | 0 | 0 | 0 | 501727000 | 1761412 | 499965900 | 4999.659 | 146490.0087 | 0 | 57.1128 | 60.6411 | 44379.0998
MsrNResSpltPkgAC-65to134-S13 | PreNResSpltPkgAC-65to-PEYes | EPr | 1975 | CZ03 | cDXGF | 0 | DXSZCap | 166.4234 | 50000.14 | 237256.9 | 358416.209 | 80054.27 | 0 | 110993 | 0 | 19966.98 | 0 | 1806.103 | 24436.32 | 7552.418 | 9832.826 | 0 | 0 | 0 | 0 | 415274200 | 1761412 | 413513000 | 4135.13 | 121159.309 | 0 | 57.1128 | 60.6411 | 44379.1002
MsrNResSpltPkgAC-65to134-S13 | PreNResSpltPkgAC-65to-PEYes | EPr | 1975 | CZ04 | cDXGF | 0 | DXSZCap | 149.9304 | 50000.14 | 263555.3 | 353004.098 | 80054.27 | 0 | 110993 | 0 | 45516.51 | 0 | 1657.259 | 25333.93 | 5461.495 | 15004 | 0 | 0 | 0 | 0 | 307047500 | 1761412 | 305286000 | 3052.86 | 89448.798 | 0 | 57.1128 | 60.6411 | 44379.1006
MsrNResSpltPkgAC-65to134-S13 | PreNResSpltPkgAC-65to-PEYes | EPr | 1975 | CZ05 | cDXGF | 0 | DXSZCap | 162.644 | 50000.14 | 245859.8 | 340708.4708 | 80054.27 | 0 | 110993 | 0 | 27137.96 | 0 | 2031.809 | 25642.5 | 6897.645 | 11946.77 | 0 | 0 | 0 | 0 | 325477000 | 1761412 | 323715600 | 3237.156 | 94848.6708 | 0 | 57.1128 | 60.6411 | 44379.101
MsrNResSpltPkgAC-65to134-S13 | PreNResSpltPkgAC-65to-PEYes | EPr | 1975 | CZ06 | cDXGF | 0 | DXSZCap | 179.2818 | 50000.14 | 273840.8 | 311426.254 | 80054.27 | 0 | 110993 | 0 | 53887.77 | 0 | 732.2199 | 28173.11 | 3827.14 | 18216.46 | 0 | 0 | 0 | 0 | 130039600 | 1761412 | 128278000 | 1282.78 | 37585.454 | 0 | 57.1128 | 60.6411 | 44379.1014
MsrNResSpltPkgAC-65to134-S13 | PreNResSpltPkgAC-65to-PEYes | EPr | 1975 | CZ07 | cDXGF | 0 | DXSZCap | 176.2548 | 50000.14 | 261885.8 | 294384.3052 | 80054.27 | 0 | 110993 | 0 | 42746.53 | 0 | 357.2018 | 27734.49 | 3918.103 | 16787.79 | 0 | 0 | 0 | 0 | 112677900 | 1761412 | 110916400 | 1109.164 | 32498.5052 | 0 | 57.1128 | 60.6411 | 44379.1018
MsrNResSpltPkgAC-65to134-S13 | PreNResSpltPkgAC-65to-PEYes | EPr | 1975 | CZ08 | cDXGF | 0 | DXSZCap | 167.1452 | 50000.14 | 291028.7 | 320017.3494 | 80054.27 | 0 | 110993 | 0 | 71645.73 | 0 | 735.6618 | 27599.77 | 2766.694 | 20175.89 | 0 | 0 | 0 | 0 | 100698700 | 1761412 | 98937370 | 989.3737 | 28988.6494 | 0 | 57.1128 | 60.6411 | 44379.1021
MsrNResSpltPkgAC-65to134-S13 | PreNResSpltPkgAC-65to-PEYes | EPr | 1975 | CZ09 | cDXGF | 0 | DXSZCap | 207.707 | 50000.14 | 290198.4 | 337633.1076 | 80054.27 | 0 | 110993 | 0 | 67214.23 | 0 | 1311.033 | 30625.5 | 4003.527 | 19831.62 | 0 | 0 | 0 | 0 | 163654700 | 1761412 | 161893200 | 1618.932 | 47434.7076 | 0 | 57.1128 | 60.6411 | 44379.1025
MsrNResSpltPkgAC-65to134-S13 | PreNResSpltPkgAC-65to-PEYes | EPr | 1975 | CZ10 | cDXGF | 0 | DXSZCap | 190.9618 | 50000.14 | 300740.3 | 358915.6551 | 80054.27 | 0 | 110993 | 0 | 78260.12 | 0 | 1769.603 | 29663.02 | 4049.041 | 20455.22 | 0 | 0 | 0 | 0 | 200312300 | 1761412 | 198550700 | 1985.507 | 58175.3551 | 0 | 57.1128 | 60.6411 | 44379.1029
MsrNResSpltPkgAC-65to134-S13 | PreNResSpltPkgAC-65to-PEYes | EPr | 1975 | CZ11 | cDXGF | 0 | DXSZCap | 187.8927 | 50000.14 | 299967.5 | 458025.2366 | 80054.27 | 0 | 110993 | 0 | 73839.61 | 0 | 3198.897 | 31881.36 | 8885.365 | 18155.61 | 0 | 0 | 0 | 0 | 541207600 | 1761412 | 539446200 | 5394.462 | 158057.7366 | 0 | 57.1128 | 60.6411 | 44379.1033
MsrNResSpltPkgAC-65to134-S13 | PreNResSpltPkgAC-65to-PEYes | EPr | 1975 | CZ12 | cDXGF | 0 | DXSZCap | 165.5943 | 50000.14 | 277703.6 | 413053.1627 | 80054.27 | 0 | 110993 | 0 | 55517.29 | 0 | 2616.873 | 28521.89 | 7073.991 | 16748.37 | 0 | 0 | 0 | 0 | 463705300 | 1761412 | 461943900 | 4619.439 | 135349.5627 | 0 | 57.1128 | 60.6411 | 44379.1037
MsrNResSpltPkgAC-65to134-S13 | PreNResSpltPkgAC-65to-PEYes | EPr | 1975 | CZ13 | cDXGF | 0 | DXSZCap | 191.2958 | 50000.14 | 309904.3 | 432184.7149 | 80054.27 | 0 | 110993 | 0 | 84130.09 | 0 | 2835.122 | 31891.56 | 6350.735 | 20541.07 | 0 | 0 | 0 | 0 | 419100900 | 1761412 | 417339300 | 4173.393 | 122280.4149 | 0 | 57.1128 | 60.6411 | 44379.1041
MsrNResSpltPkgAC-65to134-S13 | PreNResSpltPkgAC-65to-PEYes | EPr | 1975 | CZ14 | cDXGF | 0 | DXSZCap | 202.4332 | 50000.14 | 300819.6 | 425140.7306 | 80054.27 | 0 | 110993 | 0 | 74540.95 | 0 | 3576.39 | 31654.76 | 6630.984 | 19198.26 | 0 | 0 | 0 | 0 | 426065500 | 1761412 | 424304200 | 4243.042 | 124321.1306 | 0 | 57.1128 | 60.6411 | 44379.1045
MsrNResSpltPkgAC-65to134-S13 | PreNResSpltPkgAC-65to-PEYes | EPr | 1975 | CZ15 | cDXGF | 0 | DXSZCap | 272.1169 | 50000.14 | 402112.3 | 422997.4513 | 80054.27 | 0 | 110993 | 0 | 167068 | 0 | 1020.866 | 42975.97 | 2230.94 | 35255.02 | 0 | 0 | 0 | 0 | 73041650 | 1761412 | 71280380 | 712.8038 | 20885.1513 | 0 | 57.1128 | 60.6411 | 44379.1049
MsrNResSpltPkgAC-65to134-S13 | PreNResSpltPkgAC-65to-PEYes | EPr | 1975 | CZ16 | cDXGF | 0 | DXSZCap | 175.618 | 50000.14 | 243869.3 | 619539.543 | 80054.27 | 0 | 110993 | 0 | 20465.21 | 0 | 5523.404 | 26833.23 | 12801.15 | 8860.689 | 0 | 0 | 0 | 0 | 1283913000 | 1761412 | 1282151000 | 12821.51 | 375670.243 | 0 | 57.1128 | 60.6411 | 44379.1053
MsrNResSpltPkgAC-65to134-S13 | PreNResSpltPkgAC-65to-PEYes | EPr | 1985 | CZ01 | cDXGF | 0 | DXSZCap | 150.0551 | 50000.14 | 214498.8 | 486673.3855 | 80054.27 | 0 | 106673.6 | 0 | 2974.25 | 0 | 4057.777 | 20739.44 | 12708.74 | 2252.554 | 0 | 0 | 0 | 0 | 930685400 | 1761412 | 928923500 | 9289.235 | 272174.5855 | 0 | 57.1128 | 58.3891 | 44379.1057
MsrNResSpltPkgAC-65to134-S13 | PreNResSpltPkgAC-65to-PEYes | EPr | 1985 | CZ02 | cDXGF | 0 | DXSZCap | 143.9736 | 50000.14 | 247830.3 | 384352.6538 | 80054.27 | 0 | 106673.6 | 0 | 34619.18 | 0 | 2815.317 | 23668.49 | 7142.026 | 12070.45 | 0 | 0 | 0 | 0 | 467707700 | 1761412 | 465946600 | 4659.466 | 136522.3538 | 0 | 57.1128 | 58.3891 | 44379.1061
MsrNResSpltPkgAC-65to134-S13 | PreNResSpltPkgAC-65to-PEYes | EPr | 1985 | CZ03 | cDXGF | 0 | DXSZCap | 164.3254 | 50000.14 | 232789.1 | 346127.8581 | 80054.27 | 0 | 106673.6 | 0 | 20075.36 | 0 | 1783.329 | 24202.96 | 7261.227 | 9879.778 | 0 | 0 | 0 | 0 | 388583000 | 1761412 | 386821700 | 3868.217 | 113338.7581 | 0 | 57.1128 | 58.3891 | 44379.1064
MsrNResSpltPkgAC-65to134-S13 | PreNResSpltPkgAC-65to-PEYes | EPr | 1985 | CZ04 | cDXGF | 0 | DXSZCap | 147.46 | 50000.14 | 258815 | 341173.4031 | 80054.27 | 0 | 106673.6 | 0 | 45416.56 | 0 | 1629.95 | 25041.11 | 5181.574 | 14986.03 | 0 | 0 | 0 | 0 | 282848300 | 1761412 | 281086700 | 2810.867 | 82358.4031 | 0 | 57.1128 | 58.3891 | 44379.1068
MsrNResSpltPkgAC-65to134-S13 | PreNResSpltPkgAC-65to-PEYes | EPr | 1985 | CZ05 | cDXGF | 0 | DXSZCap | 160.7695 | 50000.14 | 241416.3 | 329349.4676 | 80054.27 | 0 | 106673.6 | 0 | 27229.92 | 0 | 2008.394 | 25450.61 | 6609.388 | 11988.36 | 0 | 0 | 0 | 0 | 301874600 | 1761412 | 300113200 | 3001.132 | 87933.1676 | 0 | 57.1128 | 58.3891 | 44379.1073
MsrNResSpltPkgAC-65to134-S13 | PreNResSpltPkgAC-65to-PEYes | EPr | 1985 | CZ06 | cDXGF | 0 | DXSZCap | 176.8094 | 50000.14 | 269341 | 303869.4092 | 80054.27 | 0 | 106673.6 | 0 | 53966.77 | 0 | 722.1229 | 27924.77 | 3663.83 | 18190.8 | 0 | 0 | 0 | 0 | 119605900 | 1761412 | 117844400 | 1178.444 | 34528.4092 | 0 | 57.1128 | 58.3891 | 44379.1077
MsrNResSpltPkgAC-65to134-S13 | PreNResSpltPkgAC-65to-PEYes | EPr | 1985 | CZ07 | cDXGF | 0 | DXSZCap | 174.0447 | 50000.14 | 257414.8 | 287524.2125 | 80054.27 | 0 | 106673.6 | 0 | 42811 | 0 | 352.7226 | 27523.74 | 3753.534 | 16789.17 | 0 | 0 | 0 | 0 | 104524000 | 1761412 | 102762500 | 1027.625 | 30109.4125 | 0 | 57.1128 | 58.3891 | 44379.108
MsrNResSpltPkgAC-65to134-S13 | PreNResSpltPkgAC-65to-PEYes | EPr | 1985 | CZ08 | cDXGF | 0 | DXSZCap | 164.8873 | 50000.14 | 286077.4 | 312495.0535 | 80054.27 | 0 | 106673.6 | 0 | 71270.97 | 0 | 725.7231 | 27353.28 | 2634.934 | 20086.21 | 0 | 0 | 0 | 0 | 91924020 | 1761412 | 90162640 | 901.6264 | 26417.6535 | 0 | 57.1128 | 58.3891 | 44379.1084
MsrNResSpltPkgAC-65to134-S13 | PreNResSpltPkgAC-65to-PEYes | EPr | 1985 | CZ09 | cDXGF | 0 | DXSZCap | 204.5479 | 50000.14 | 285061 | 328729.3684 | 80054.27 | 0 | 106673.6 | 0 | 66780.96 | 0 | 1291.089 | 30261.67 | 3795.227 | 19739.21 | 0 | 0 | 0 | 0 | 150800300 | 1761412 | 149038800 | 1490.388 | 43668.3684 | 0 | 57.1128 | 58.3891 | 44379.1088
MsrNResSpltPkgAC-65to134-S13 | PreNResSpltPkgAC-65to-PEYes | EPr | 1985 | CZ10 | cDXGF | 0 | DXSZCap | 188.0191 | 50000.14 | 295473 | 349391.5046 | 80054.27 | 0 | 106673.6 | 0 | 77673.22 | 0 | 1742.332 | 29330.08 | 3886.326 | 20297.4 | 0 | 0 | 0 | 0 | 185783700 | 1761412 | 184022200 | 1840.222 | 53918.5046 | 0 | 57.1128 | 58.3891 | 44379.1092
MsrNResSpltPkgAC-65to134-S13 | PreNResSpltPkgAC-65to-PEYes | EPr | 1985 | CZ11 | cDXGF | 0 | DXSZCap | 184.7078 | 50000.14 | 294241.9 | 442226.7068 | 80054.27 | 0 | 106673.6 | 0 | 72924.8 | 0 | 3144.681 | 31444.95 | 8551.311 | 17998.51 | 0 | 0 | 0 | 0 | 506829000 | 1761412 | 505067600 | 5050.676 | 147984.8068 | 0 | 57.1128 | 58.3891 | 44379.1096
MsrNResSpltPkgAC-65to134-S13 | PreNResSpltPkgAC-65to-PEYes | EPr | 1985 | CZ12 | cDXGF | 0 | DXSZCap | 162.8253 | 50000.14 | 272620.6 | 398955.4024 | 80054.27 | 0 | 106673.6 | 0 | 55157.95 | 0 | 2573.112 | 28162.1 | 6810.811 | 16671.6 | 0 | 0 | 0 | 0 | 432938000 | 1761412 | 431176800 | 4311.768 | 126334.8024 | 0 | 57.1128 | 58.3891 | 44379.11
MsrNResSpltPkgAC-65to134-S13 | PreNResSpltPkgAC-65to-PEYes | EPr | 1985 | CZ13 | cDXGF | 0 | DXSZCap | 188.2365 | 50000.14 | 303974 | 418157.1548 | 80054.27 | 0 | 106673.6 | 0 | 83024.83 | 0 | 2789.768 | 31431.95 | 6091.844 | 20343.32 | 0 | 0 | 0 | 0 | 391465000 | 1761412 | 389703600 | 3897.036 | 114183.1548 | 0 | 57.1128 | 58.3891 | 44379.1104
MsrNResSpltPkgAC-65to134-S13 | PreNResSpltPkgAC-65to-PEYes | EPr | 1985 | CZ14 | cDXGF | 0 | DXSZCap | 199.3488 | 50000.14 | 295316.1 | 410809.9024 | 80054.27 | 0 | 106673.6 | 0 | 73811.76 | 0 | 3521.886 | 31254.95 | 6361.606 | 19089.06 | 0 | 0 | 0 | 0 | 395938200 | 1761412 | 394176800 | 3941.768 | 115493.8024 | 0 | 57.1128 | 58.3891 | 44379.1108
MsrNResSpltPkgAC-65to134-S13 | PreNResSpltPkgAC-65to-PEYes | EPr | 1985 | CZ15 | cDXGF | 0 | DXSZCap | 268.2418 | 50000.14 | 394068.7 | 413194.9577 | 80054.27 | 0 | 106673.6 | 0 | 163973.7 | 0 | 1006.328 | 42361.29 | 2116.246 | 34786.47 | 0 | 0 | 0 | 0 | 67038640 | 1761412 | 65277330 | 652.7733 | 19126.2577 | 0 | 57.1128 | 58.3891 | 44379.1112
MsrNResSpltPkgAC-65to134-S13 | PreNResSpltPkgAC-65to-PEYes | EPr | 1985 | CZ16 | cDXGF | 0 | DXSZCap | 173.3026 | 50000.14 | 239064.9 | 595331.511 | 80054.27 | 0 | 106673.6 | 0 | 20386.27 | 0 | 5450.569 | 26500.62 | 12434.81 | 8842.154 | 0 | 0 | 0 | 0 | 1217688000 | 1761412 | 1215927000 | 12159.27 | 356266.611 | 0 | 57.1128 | 58.3891 | 44379.1116
MsrNResSpltPkgAC-65to134-S13 | PreNResSpltPkgAC-65to-PEYes | EPr | 1996 | CZ01 | cDXGF | 0 | DXSZCap | 132.9783 | 50000.14 | 207097.3 | 455488.6653 | 80054.27 | 0 | 102353.4 | 0 | 2666.018 | 0 | 3595.987 | 18427.75 | 11412.4 | 2032.881 | 0 | 0 | 0 | 0 | 849514000 | 1761412 | 847752100 | 8477.521 | 248391.3653 | 0 | 57.1128 | 56.1371 | 44379.112
MsrNResSpltPkgAC-65to134-S13 | PreNResSpltPkgAC-65to-PEYes | EPr | 1996 | CZ02 | cDXGF | 0 | DXSZCap | 137.478 | 50000.14 | 238721.2 | 375418.7971 | 80054.27 | 0 | 102353.4 | 0 | 31354.39 | 0 | 2688.273 | 22270.91 | 6988.319 | 11137.94 | 0 | 0 | 0 | 0 | 468306000 | 1761412 | 466544700 | 4665.447 | 136697.5971 | 0 | 57.1128 | 56.1371 | 44379.1124
MsrNResSpltPkgAC-65to134-S13 | PreNResSpltPkgAC-65to-PEYes | EPr | 1996 | CZ03 | cDXGF | 0 | DXSZCap | 156.8703 | 50000.14 | 224747.8 | 339805.8821 | 80054.27 | 0 | 102353.4 | 0 | 17826.86 | 0 | 1702.421 | 22810.88 | 7272.03 | 8932.23 | 0 | 0 | 0 | 0 | 394450800 | 1761412 | 392689700 | 3926.897 | 115058.0821 | 0 | 57.1128 | 56.1371 | 44379.1127
MsrNResSpltPkgAC-65to134-S13 | PreNResSpltPkgAC-65to-PEYes | EPr | 1996 | CZ04 | cDXGF | 0 | DXSZCap | 141.2821 | 50000.14 | 248779.1 | 331723.591 | 80054.27 | 0 | 102353.4 | 0 | 41269.16 | 0 | 1561.665 | 23540.75 | 5107.328 | 13847.23 | 0 | 0 | 0 | 0 | 284848700 | 1761412 | 283087000 | 2830.87 | 82944.491 | 0 | 57.1128 | 56.1371 | 44379.1131
MsrNResSpltPkgAC-65to134-S13 | PreNResSpltPkgAC-65to-PEYes | EPr | 1996 | CZ05 | cDXGF | 0 | DXSZCap | 153.1119 | 50000.14 | 232817.4 | 323927.8303 | 80054.27 | 0 | 102353.4 | 0 | 24457.78 | 0 | 1912.731 | 24039.26 | 6691.113 | 10966.95 | 0 | 0 | 0 | 0 | 312718500 | 1761412 | 310957100 | 3109.571 | 91110.4303 | 0 | 57.1128 | 56.1371 | 44379.1135
MsrNResSpltPkgAC-65to134-S13 | PreNResSpltPkgAC-65to-PEYes | EPr | 1996 | CZ06 | cDXGF | 0 | DXSZCap | 170.2961 | 50000.14 | 258799.2 | 297397.555 | 80054.27 | 0 | 102353.4 | 0 | 49136.46 | 0 | 695.5215 | 26559.61 | 3902.613 | 16890.95 | 0 | 0 | 0 | 0 | 133496600 | 1761412 | 131735000 | 1317.35 | 38598.355 | 0 | 57.1128 | 56.1371 | 44379.1139
MsrNResSpltPkgAC-65to134-S13 | PreNResSpltPkgAC-65to-PEYes | EPr | 1996 | CZ07 | cDXGF | 0 | DXSZCap | 167.5703 | 50000.14 | 247944.8 | 281736.8416 | 80054.27 | 0 | 102353.4 | 0 | 38991.19 | 0 | 339.6015 | 26206.36 | 4024.698 | 15555.77 | 0 | 0 | 0 | 0 | 117092700 | 1761412 | 115331200 | 1153.312 | 33792.0416 | 0 | 57.1128 | 56.1371 | 44379.1143
MsrNResSpltPkgAC-65to134-S13 | PreNResSpltPkgAC-65to-PEYes | EPr | 1996 | CZ08 | cDXGF | 0 | DXSZCap | 161.239 | 50000.14 | 275780.8 | 305610.1338 | 80054.27 | 0 | 102353.4 | 0 | 66323.61 | 0 | 709.6669 | 26339.84 | 2879.248 | 18993.41 | 0 | 0 | 0 | 0 | 103568000 | 1761412 | 101806600 | 1018.066 | 29829.3338 | 0 | 57.1128 | 56.1371 | 44379.1147
MsrNResSpltPkgAC-65to134-S13 | PreNResSpltPkgAC-65to-PEYes | EPr | 1996 | CZ09 | cDXGF | 0 | DXSZCap | 201.6688 | 50000.14 | 274837.6 | 325094.8059 | 80054.27 | 0 | 102353.4 | 0 | 61861.64 | 0 | 1272.917 | 29295.5 | 4190.091 | 18617.78 | 0 | 0 | 0 | 0 | 173288000 | 1761412 | 171526300 | 1715.263 | 50257.2059 | 0 | 57.1128 | 56.1371 | 44379.115
MsrNResSpltPkgAC-65to134-S13 | PreNResSpltPkgAC-65to-PEYes | EPr | 1996 | CZ10 | cDXGF | 0 | DXSZCap | 185.083 | 50000.14 | 284889.4 | 345844.4461 | 80054.27 | 0 | 102353.4 | 0 | 72482.47 | 0 | 1715.117 | 28284.11 | 4207.314 | 19162.75 | 0 | 0 | 0 | 0 | 209799300 | 1761412 | 208037700 | 2080.377 | 60955.0461 | 0 | 57.1128 | 56.1371 | 44379.1154
MsrNResSpltPkgAC-65to134-S13 | PreNResSpltPkgAC-65to-PEYes | EPr | 1996 | CZ11 | cDXGF | 0 | DXSZCap | 169.9448 | 50000.14 | 275738.6 | 401873.2248 | 80054.27 | 0 | 102353.4 | 0 | 62104.36 | 0 | 2893.336 | 28333.25 | 7760.266 | 16033.09 | 0 | 0 | 0 | 0 | 432254800 | 1761412 | 430493600 | 4304.936 | 126134.6248 | 0 | 57.1128 | 56.1371 | 44379.1158
MsrNResSpltPkgAC-65to134-S13 | PreNResSpltPkgAC-65to-PEYes | EPr | 1996 | CZ12 | cDXGF | 0 | DXSZCap | 147.7824 | 50000.14 | 256900.3 | 364606.3968 | 80054.27 | 0 | 102353.4 | 0 | 47054.57 | 0 | 2335.397 | 25102.79 | 6122.272 | 14811.43 | 0 | 0 | 0 | 0 | 369359000 | 1761412 | 367597600 | 3675.976 | 107706.0968 | 0 | 57.1128 | 56.1371 | 44379.1162
MsrNResSpltPkgAC-65to134-S13 | PreNResSpltPkgAC-65to-PEYes | EPr | 1996 | CZ13 | cDXGF | 0 | DXSZCap | 172.9818 | 50000.14 | 286210.9 | 383836.3611 | 80054.27 | 0 | 102353.4 | 0 | 71369.14 | 0 | 2563.692 | 29870.4 | 6205.95 | 19006.93 | 0 | 0 | 0 | 0 | 334954200 | 1761412 | 333192700 | 3331.927 | 97625.4611 | 0 | 57.1128 | 56.1371 | 44379.1166
MsrNResSpltPkgAC-65to134-S13 | PreNResSpltPkgAC-65to-PEYes | EPr | 1996 | CZ14 | cDXGF | 0 | DXSZCap | 183.3238 | 50000.14 | 275797 | 375655.6192 | 80054.27 | 0 | 102353.4 | 0 | 62187.48 | 0 | 3238.799 | 27963.11 | 5871.189 | 16786.2 | 0 | 0 | 0 | 0 | 342575700 | 1761412 | 340814400 | 3408.144 | 99858.6192 | 0 | 57.1128 | 56.1371 | 44379.117
MsrNResSpltPkgAC-65to134-S13 | PreNResSpltPkgAC-65to-PEYes | EPr | 1996 | CZ15 | cDXGF | 0 | DXSZCap | 250.339 | 50000.14 | 364206.1 | 380887.6741 | 80054.27 | 0 | 102353.4 | 0 | 142446.8 | 0 | 939.1644 | 38412.59 | 1950.024 | 31476.03 | 0 | 0 | 0 | 0 | 58694990 | 1761412 | 56933700 | 569.337 | 16681.5741 | 0 | 57.1128 | 56.1371 | 44379.1174
MsrNResSpltPkgAC-65to134-S13 | PreNResSpltPkgAC-65to-PEYes | EPr | 1996 | CZ16 | cDXGF | 0 | DXSZCap | 154.9786 | 50000.14 | 227560 | 543407.554 | 80054.27 | 0 | 102353.4 | 0 | 17023.1 | 0 | 4874.267 | 23255.17 | 11283.16 | 7609.692 | 0 | 0 | 0 | 0 | 1079739000 | 1761412 | 1077978000 | 10779.78 | 315847.554 | 0 | 57.1128 | 56.1371 | 44379.1178
MsrNResSpltPkgAC-65to134-S13 | PreNResSpltPkgAC-65to-PEYes | EPr | 2003 | CZ01 | cDXGF | 0 | DXSZCap | 114.6393 | 50000.14 | 199502.8 | 451446.3801 | 80054.27 | 0 | 98033.33 | 0 | 2276.932 | 0 | 3100.058 | 16038.27 | 10673.33 | 1689.55 | 0 | 0 | 0 | 0 | 861637900 | 1761412 | 859875700 | 8598.757 | 251943.5801 | 0 | 57.1128 | 53.8851 | 44379.1182
MsrNResSpltPkgAC-65to134-S13 | PreNResSpltPkgAC-65to-PEYes | EPr | 2003 | CZ02 | cDXGF | 0 | DXSZCap | 117.257 | 50000.14 | 224239.9 | 344136.9357 | 80054.27 | 0 | 98033.33 | 0 | 25003.11 | 0 | 2292.873 | 18856.39 | 6284.062 | 9307.689 | 0 | 0 | 0 | 0 | 410966100 | 1761412 | 409204900 | 4092.049 | 119897.0357 | 0 | 57.1128 | 53.8851 | 44379.1186
MsrNResSpltPkgAC-65to134-S13 | PreNResSpltPkgAC-65to-PEYes | EPr | 2003 | CZ03 | cDXGF | 0 | DXSZCap | 136.1243 | 50000.14 | 213685.3 | 329526.5711 | 80054.27 | 0 | 98033.33 | 0 | 14424.91 | 0 | 1477.279 | 19695.62 | 7043.728 | 7432.449 | 0 | 0 | 0 | 0 | 397124000 | 1761412 | 395362700 | 3953.627 | 115841.2711 | 0 | 57.1128 | 53.8851 | 44379.119
MsrNResSpltPkgAC-65to134-S13 | PreNResSpltPkgAC-65to-PEYes | EPr | 2003 | CZ04 | cDXGF | 0 | DXSZCap | 126.8249 | 50000.14 | 233839.7 | 315405.3916 | 80054.27 | 0 | 98033.33 | 0 | 33693.08 | 0 | 1401.866 | 20657.28 | 4971.421 | 11807.91 | 0 | 0 | 0 | 0 | 280142800 | 1761412 | 278381200 | 2783.812 | 81565.6916 | 0 | 57.1128 | 53.8851 | 44379.1193
MsrNResSpltPkgAC-65to134-S13 | PreNResSpltPkgAC-65to-PEYes | EPr | 2003 | CZ05 | cDXGF | 0 | DXSZCap | 132.5304 | 50000.14 | 220613.3 | 315960.2173 | 80054.27 | 0 | 98033.33 | 0 | 19948.99 | 0 | 1655.613 | 20921.11 | 6674.382 | 9146.035 | 0 | 0 | 0 | 0 | 327177500 | 1761412 | 325416100 | 3254.161 | 95346.9173 | 0 | 57.1128 | 53.8851 | 44379.1197
MsrNResSpltPkgAC-65to134-S13 | PreNResSpltPkgAC-65to-PEYes | EPr | 2003 | CZ06 | cDXGF | 0 | DXSZCap | 149.3858 | 50000.14 | 242876.5 | 282904.8415 | 80054.27 | 0 | 98033.33 | 0 | 40908.08 | 0 | 610.1192 | 23270.74 | 3926.505 | 14423.35 | 0 | 0 | 0 | 0 | 138377100 | 1761412 | 136615500 | 1366.155 | 40028.3415 | 0 | 57.1128 | 53.8851 | 44379.1201
MsrNResSpltPkgAC-65to134-S13 | PreNResSpltPkgAC-65to-PEYes | EPr | 2003 | CZ07 | cDXGF | 0 | DXSZCap | 147.2052 | 50000.14 | 234167.3 | 270140.7559 | 80054.27 | 0 | 98033.33 | 0 | 32723.72 | 0 | 298.3294 | 23057.66 | 4081.447 | 13400.84 | 0 | 0 | 0 | 0 | 124537800 | 1761412 | 122776300 | 1227.763 | 35973.4559 | 0 | 57.1128 | 53.8851 | 44379.1205
MsrNResSpltPkgAC-65to134-S13 | PreNResSpltPkgAC-65to-PEYes | EPr | 2003 | CZ08 | cDXGF | 0 | DXSZCap | 147.4066 | 50000.14 | 258035 | 289023.5297 | 80054.27 | 0 | 98033.33 | 0 | 55728.02 | 0 | 648.7843 | 23570.65 | 2958.239 | 16635.5 | 0 | 0 | 0 | 0 | 107524200 | 1761412 | 105762900 | 1057.629 | 30988.5297 | 0 | 57.1128 | 53.8851 | 44379.1209
MsrNResSpltPkgAC-65to134-S13 | PreNResSpltPkgAC-65to-PEYes | EPr | 2003 | CZ09 | cDXGF | 0 | DXSZCap | 186.1016 | 50000.14 | 256983.7 | 307134.4883 | 80054.27 | 0 | 98033.33 | 0 | 51358.03 | 0 | 1174.659 | 26363.45 | 4228.123 | 16292.08 | 0 | 0 | 0 | 0 | 172924800 | 1761412 | 171163100 | 1711.631 | 50150.7883 | 0 | 57.1128 | 53.8851 | 44379.1213
MsrNResSpltPkgAC-65to134-S13 | PreNResSpltPkgAC-65to-PEYes | EPr | 2003 | CZ10 | cDXGF | 0 | DXSZCap | 160.7378 | 50000.14 | 261636.9 | 310650.9069 | 80054.27 | 0 | 98033.33 | 0 | 58037.16 | 0 | 1489.521 | 24022.63 | 3663.711 | 16175.46 | 0 | 0 | 0 | 0 | 169045200 | 1761412 | 167283300 | 1672.833 | 49014.0069 | 0 | 57.1128 | 53.8851 | 44379.1217
MsrNResSpltPkgAC-65to134-S13 | PreNResSpltPkgAC-65to-PEYes | EPr | 2003 | CZ11 | cDXGF | 0 | DXSZCap | 158.0795 | 50000.14 | 259985.1 | 385705.8037 | 80054.27 | 0 | 98033.33 | 0 | 53297.71 | 0 | 2691.334 | 25908.52 | 7630.376 | 14252.67 | 0 | 0 | 0 | 0 | 430842300 | 1761412 | 429080900 | 4290.809 | 125720.7037 | 0 | 57.1128 | 53.8851 | 44379.1221
MsrNResSpltPkgAC-65to134-S13 | PreNResSpltPkgAC-65to-PEYes | EPr | 2003 | CZ12 | cDXGF | 0 | DXSZCap | 135.6898 | 50000.14 | 242637 | 349971.5728 | 80054.27 | 0 | 98033.33 | 0 | 39775.42 | 0 | 2144.307 | 22629.68 | 5990.496 | 12983.31 | 0 | 0 | 0 | 0 | 368091000 | 1761412 | 366329600 | 3663.296 | 107334.5728 | 0 | 57.1128 | 53.8851 | 44379.1224
MsrNResSpltPkgAC-65to134-S13 | PreNResSpltPkgAC-65to-PEYes | EPr | 2003 | CZ13 | cDXGF | 0 | DXSZCap | 160.8557 | 50000.14 | 269326.7 | 367001.5316 | 80054.27 | 0 | 98033.33 | 0 | 61614.73 | 0 | 2383.986 | 27240.43 | 6167.039 | 16908.78 | 0 | 0 | 0 | 0 | 335122700 | 1761412 | 333361200 | 3333.612 | 97674.8316 | 0 | 57.1128 | 53.8851 | 44379.1228
MsrNResSpltPkgAC-65to134-S13 | PreNResSpltPkgAC-65to-PEYes | EPr | 2003 | CZ14 | cDXGF | 0 | DXSZCap | 171.3133 | 50000.14 | 260566.8 | 364472.7161 | 80054.27 | 0 | 98033.33 | 0 | 53886.84 | 0 | 3026.611 | 25565.85 | 5971.132 | 14838.95 | 0 | 0 | 0 | 0 | 356389000 | 1761412 | 354627700 | 3546.277 | 103905.9161 | 0 | 57.1128 | 53.8851 | 44379.1232
MsrNResSpltPkgAC-65to134-S13 | PreNResSpltPkgAC-65to-PEYes | EPr | 2003 | CZ15 | cDXGF | 0 | DXSZCap | 239.0475 | 50000.14 | 343637.4 | 361483.0602 | 80054.27 | 0 | 98033.33 | 0 | 128814.6 | 0 | 896.8036 | 35838.41 | 2048.056 | 29128.61 | 0 | 0 | 0 | 0 | 62667970 | 1761412 | 60906690 | 609.0669 | 17845.6602 | 0 | 57.1128 | 53.8851 | 44379.1236
MsrNResSpltPkgAC-65to134-S13 | PreNResSpltPkgAC-65to-PEYes | EPr | 2003 | CZ16 | cDXGF | 0 | DXSZCap | 135.6301 | 50000.14 | 216621.3 | 530484.658 | 80054.27 | 0 | 98033.33 | 0 | 14093.43 | 0 | 4265.757 | 20174.52 | 10522.05 | 6398.46 | 0 | 0 | 0 | 0 | 1072967000 | 1761412 | 1071206000 | 10712.06 | 313863.358 | 0 | 57.1128 | 53.8851 | 44379.124
MsrNResSpltPkgAC-65to134-S13 | PreNResSpltPkgAC-65to-PEYes | EPr | 2007 | CZ01 | cDXGF | 0 | DXSZCap | 114.4169 | 50000.14 | 199487.4 | 445955.6305 | 80054.27 | 0 | 98033.33 | 0 | 2300.535 | 0 | 3094.046 | 16005.31 | 10528.78 | 1706.301 | 0 | 0 | 0 | 0 | 842950500 | 1761412 | 841188500 | 8411.885 | 246468.2305 | 0 | 57.1128 | 53.8851 | 44379.1244
MsrNResSpltPkgAC-65to134-S13 | PreNResSpltPkgAC-65to-PEYes | EPr | 2007 | CZ02 | cDXGF | 0 | DXSZCap | 115.8023 | 50000.14 | 224026.7 | 339009.3346 | 80054.27 | 0 | 98033.33 | 0 | 24975.67 | 0 | 2264.403 | 18698.97 | 6111.482 | 9312.469 | 0 | 0 | 0 | 0 | 394193400 | 1761412 | 392432200 | 3924.322 | 114982.6346 | 0 | 57.1128 | 53.8851 | 44379.1248
MsrNResSpltPkgAC-65to134-S13 | PreNResSpltPkgAC-65to-PEYes | EPr | 2007 | CZ03 | cDXGF | 0 | DXSZCap | 135.7631 | 50000.14 | 213647 | 325987.8587 | 80054.27 | 0 | 98033.33 | 0 | 14438.95 | 0 | 1473.355 | 19647.23 | 6896.359 | 7452.463 | 0 | 0 | 0 | 0 | 385177200 | 1761412 | 383415900 | 3834.159 | 112340.8587 | 0 | 57.1128 | 53.8851 | 44379.1252
MsrNResSpltPkgAC-65to134-S13 | PreNResSpltPkgAC-65to-PEYes | EPr | 2007 | CZ04 | cDXGF | 0 | DXSZCap | 125.6766 | 50000.14 | 233578.9 | 311321.7327 | 80054.27 | 0 | 98033.33 | 0 | 33648.3 | 0 | 1389.173 | 20453.87 | 4757.187 | 11798.04 | 0 | 0 | 0 | 0 | 267095500 | 1761412 | 265333900 | 2653.339 | 77742.8327 | 0 | 57.1128 | 53.8851 | 44379.1256
MsrNResSpltPkgAC-65to134-S13 | PreNResSpltPkgAC-65to-PEYes | EPr | 2007 | CZ05 | cDXGF | 0 | DXSZCap | 132.1759 | 50000.14 | 220604.5 | 313220.5694 | 80054.27 | 0 | 98033.33 | 0 | 19992.29 | 0 | 1651.182 | 20873.49 | 6543.098 | 9178.554 | 0 | 0 | 0 | 0 | 317857400 | 1761412 | 316095800 | 3160.958 | 92616.0694 | 0 | 57.1128 | 53.8851 | 44379.126
MsrNResSpltPkgAC-65to134-S13 | PreNResSpltPkgAC-65to-PEYes | EPr | 2007 | CZ06 | cDXGF | 0 | DXSZCap | 149.3858 | 50000.14 | 242876.5 | 282904.8415 | 80054.27 | 0 | 98033.33 | 0 | 40908.08 | 0 | 610.1192 | 23270.74 | 3926.505 | 14423.35 | 0 | 0 | 0 | 0 | 138377100 | 1761412 | 136615500 | 1366.155 | 40028.3415 | 0 | 57.1128 | 53.8851 | 44379.1264
MsrNResSpltPkgAC-65to134-S13 | PreNResSpltPkgAC-65to-PEYes | EPr | 2007 | CZ07 | cDXGF | 0 | DXSZCap | 147.2052 | 50000.14 | 234167.3 | 270140.7559 | 80054.27 | 0 | 98033.33 | 0 | 32723.72 | 0 | 298.3294 | 23057.66 | 4081.447 | 13400.84 | 0 | 0 | 0 | 0 | 124537800 | 1761412 | 122776300 | 1227.763 | 35973.4559 | 0 | 57.1128 | 53.8851 | 44379.1267
MsrNResSpltPkgAC-65to134-S13 | PreNResSpltPkgAC-65to-PEYes | EPr | 2007 | CZ08 | cDXGF | 0 | DXSZCap | 147.4066 | 50000.14 | 258035 | 289023.5297 | 80054.27 | 0 | 98033.33 | 0 | 55728.02 | 0 | 648.7843 | 23570.65 | 2958.239 | 16635.5 | 0 | 0 | 0 | 0 | 107524200 | 1761412 | 105762900 | 1057.629 | 30988.5297 | 0 | 57.1128 | 53.8851 | 44379.1272
MsrNResSpltPkgAC-65to134-S13 | PreNResSpltPkgAC-65to-PEYes | EPr | 2007 | CZ09 | cDXGF | 0 | DXSZCap | 186.1016 | 50000.14 | 256983.7 | 307134.4883 | 80054.27 | 0 | 98033.33 | 0 | 51358.03 | 0 | 1174.659 | 26363.45 | 4228.123 | 16292.08 | 0 | 0 | 0 | 0 | 172924800 | 1761412 | 171163100 | 1711.631 | 50150.7883 | 0 | 57.1128 | 53.8851 | 44379.1276
MsrNResSpltPkgAC-65to134-S13 | PreNResSpltPkgAC-65to-PEYes | EPr | 2007 | CZ10 | cDXGF | 0 | DXSZCap | 158.9507 | 50000.14 | 262817.7 | 308614.5376 | 80054.27 | 0 | 98033.33 | 0 | 57854.29 | 0 | 1472.964 | 25402.9 | 3985.647 | 17032.81 | 0 | 0 | 0 | 0 | 158064800 | 1761412 | 156303200 | 1563.032 | 45796.8376 | 0 | 57.1128 | 53.8851 | 44379.128
MsrNResSpltPkgAC-65to134-S13 | PreNResSpltPkgAC-65to-PEYes | EPr | 2007 | CZ11 | cDXGF | 0 | DXSZCap | 156.5013 | 50000.14 | 259177.8 | 379232.3525 | 80054.27 | 0 | 98033.33 | 0 | 52812.14 | 0 | 2664.466 | 25613.55 | 7378.855 | 14159.53 | 0 | 0 | 0 | 0 | 411503800 | 1761412 | 409742500 | 4097.425 | 120054.5525 | 0 | 57.1128 | 53.8851 | 44379.1284
MsrNResSpltPkgAC-65to134-S13 | PreNResSpltPkgAC-65to-PEYes | EPr | 2007 | CZ12 | cDXGF | 0 | DXSZCap | 134.1117 | 50000.14 | 242089.7 | 344555.3453 | 80054.27 | 0 | 98033.33 | 0 | 39551.84 | 0 | 2119.365 | 22330.94 | 5767.929 | 12924.6 | 0 | 0 | 0 | 0 | 351473400 | 1761412 | 349712100 | 3497.121 | 102465.6453 | 0 | 57.1128 | 53.8851 | 44379.1288
MsrNResSpltPkgAC-65to134-S13 | PreNResSpltPkgAC-65to-PEYes | EPr | 2007 | CZ13 | cDXGF | 0 | DXSZCap | 159.3343 | 50000.14 | 268264.2 | 361200.4305 | 80054.27 | 0 | 98033.33 | 0 | 60912.38 | 0 | 2361.429 | 26902.81 | 5931.263 | 16777.46 | 0 | 0 | 0 | 0 | 318949900 | 1761412 | 317188500 | 3171.885 | 92936.2305 | 0 | 57.1128 | 53.8851 | 44379.1292
MsrNResSpltPkgAC-65to134-S13 | PreNResSpltPkgAC-65to-PEYes | EPr | 2007 | CZ14 | cDXGF | 0 | DXSZCap | 169.6912 | 50000.14 | 259880.5 | 358996.9795 | 80054.27 | 0 | 98033.33 | 0 | 53437.84 | 0 | 2997.963 | 25357.09 | 5781.55 | 14784.47 | 0 | 0 | 0 | 0 | 340042800 | 1761412 | 338281500 | 3382.815 | 99116.4795 | 0 | 57.1128 | 53.8851 | 44379.1296
MsrNResSpltPkgAC-65to134-S13 | PreNResSpltPkgAC-65to-PEYes | EPr | 2007 | CZ15 | cDXGF | 0 | DXSZCap | 236.5973 | 50000.14 | 341553.7 | 358154.6581 | 80054.27 | 0 | 98033.33 | 0 | 127094.5 | 0 | 887.6113 | 35483.99 | 1941.439 | 28876.63 | 0 | 0 | 0 | 0 | 58419850 | 1761412 | 56658560 | 566.5856 | 16600.9581 | 0 | 57.1128 | 53.8851 | 44379.13
MsrNResSpltPkgAC-65to134-S13 | PreNResSpltPkgAC-65to-PEYes | EPr | 2007 | CZ16 | cDXGF | 0 | DXSZCap | 135.1949 | 50000.14 | 216491.4 | 521479.495 | 80054.27 | 0 | 98033.33 | 0 | 14053.51 | 0 | 4252.04 | 20098.21 | 10376.22 | 6403.478 | 0 | 0 | 0 | 0 | 1042676000 | 1761412 | 1040915000 | 10409.15 | 304988.095 | 0 | 57.1128 | 53.8851 | 44379.1304
MsrNResSpltPkgAC-65to134-S13 | PreNResSpltPkgAC-65to-PEYes | EPr | 2011 | CZ01 | cDXGF | 0 | DXSZCap | 114.4169 | 50000.14 | 199487.4 | 445955.6305 | 80054.27 | 0 | 98033.33 | 0 | 2300.535 | 0 | 3094.046 | 16005.31 | 10528.78 | 1706.301 | 0 | 0 | 0 | 0 | 842950500 | 1761412 | 841188500 | 8411.885 | 246468.2305 | 0 | 57.1128 | 53.8851 | 44379.1308
MsrNResSpltPkgAC-65to134-S13 | PreNResSpltPkgAC-65to-PEYes | EPr | 2011 | CZ02 | cDXGF | 0 | DXSZCap | 112.8518 | 50000.14 | 223759 | 325559.6818 | 80054.27 | 0 | 98033.33 | 0 | 25196.28 | 0 | 2206.674 | 18268.47 | 5588.433 | 9395.255 | 0 | 0 | 0 | 0 | 349203900 | 1761412 | 347442600 | 3474.426 | 101800.6818 | 0 | 57.1128 | 53.8851 | 44379.1311
MsrNResSpltPkgAC-65to134-S13 | PreNResSpltPkgAC-65to-PEYes | EPr | 2011 | CZ03 | cDXGF | 0 | DXSZCap | 135.3916 | 50000.14 | 213612.8 | 322320.7224 | 80054.27 | 0 | 98033.33 | 0 | 14458.98 | 0 | 1469.324 | 19596.92 | 6741.866 | 7480.382 | 0 | 0 | 0 | 0 | 372778000 | 1761412 | 371016800 | 3710.168 | 108707.9224 | 0 | 57.1128 | 53.8851 | 44379.1315
MsrNResSpltPkgAC-65to134-S13 | PreNResSpltPkgAC-65to-PEYes | EPr | 2011 | CZ04 | cDXGF | 0 | DXSZCap | 122.2714 | 50000.14 | 233368.3 | 298943.3115 | 80054.27 | 0 | 98033.33 | 0 | 33876.27 | 0 | 1351.52 | 20052.99 | 4234.167 | 11909.3 | 0 | 0 | 0 | 0 | 225567100 | 1761412 | 223805500 | 2238.055 | 65575.0115 | 0 | 57.1128 | 53.8851 | 44379.1319
MsrNResSpltPkgAC-65to134-S13 | PreNResSpltPkgAC-65to-PEYes | EPr | 2011 | CZ05 | cDXGF | 0 | DXSZCap | 132.1759 | 50000.14 | 220604.5 | 313220.5694 | 80054.27 | 0 | 98033.33 | 0 | 19992.29 | 0 | 1651.182 | 20873.49 | 6543.098 | 9178.554 | 0 | 0 | 0 | 0 | 317857400 | 1761412 | 316095800 | 3160.958 | 92616.0694 | 0 | 57.1128 | 53.8851 | 44379.1323
MsrNResSpltPkgAC-65to134-S13 | PreNResSpltPkgAC-65to-PEYes | EPr | 2011 | CZ06 | cDXGF | 0 | DXSZCap | 149.3858 | 50000.14 | 242876.5 | 282904.8415 | 80054.27 | 0 | 98033.33 | 0 | 40908.08 | 0 | 610.1192 | 23270.74 | 3926.505 | 14423.35 | 0 | 0 | 0 | 0 | 138377100 | 1761412 | 136615500 | 1366.155 | 40028.3415 | 0 | 57.1128 | 53.8851 | 44379.1327
MsrNResSpltPkgAC-65to134-S13 | PreNResSpltPkgAC-65to-PEYes | EPr | 2011 | CZ07 | cDXGF | 0 | DXSZCap | 146.771 | 50000.14 | 234119 | 268472.371 | 80054.27 | 0 | 98033.33 | 0 | 32728.36 | 0 | 297.4492 | 23005.62 | 3979.608 | 13429.78 | 0 | 0 | 0 | 0 | 119008500 | 1761412 | 117247000 | 1172.47 | 34353.371 | 0 | 57.1128 | 53.8851 | 44379.1331
MsrNResSpltPkgAC-65to134-S13 | PreNResSpltPkgAC-65to-PEYes | EPr | 2011 | CZ08 | cDXGF | 0 | DXSZCap | 145.9545 | 50000.14 | 257506.7 | 286683.0188 | 80054.27 | 0 | 98033.33 | 0 | 55471.66 | 0 | 642.3936 | 23305.13 | 2791.334 | 16552.54 | 0 | 0 | 0 | 0 | 101339200 | 1761412 | 99577880 | 995.7788 | 29176.3188 | 0 | 57.1128 | 53.8851 | 44379.1335
MsrNResSpltPkgAC-65to134-S13 | PreNResSpltPkgAC-65to-PEYes | EPr | 2011 | CZ09 | cDXGF | 0 | DXSZCap | 176.777 | 50000.14 | 254773.3 | 290797.8844 | 80054.27 | 0 | 98033.33 | 0 | 50302.46 | 0 | 1115.802 | 25267.48 | 3361.793 | 16066.36 | 0 | 0 | 0 | 0 | 124712300 | 1761412 | 122950800 | 1229.508 | 36024.5844 | 0 | 57.1128 | 53.8851 | 44379.1339
MsrNResSpltPkgAC-65to134-S13 | PreNResSpltPkgAC-65to-PEYes | EPr | 2011 | CZ10 | cDXGF | 0 | DXSZCap | 155.2458 | 50000.14 | 261779.7 | 301136.4269 | 80054.27 | 0 | 98033.33 | 0 | 57393.34 | 0 | 1438.629 | 24860.15 | 3568.605 | 16902.43 | 0 | 0 | 0 | 0 | 136084900 | 1761412 | 134323300 | 1343.233 | 39356.7269 | 0 | 57.1128 | 53.8851 | 44379.1343
MsrNResSpltPkgAC-65to134-S13 | PreNResSpltPkgAC-65to-PEYes | EPr | 2011 | CZ11 | cDXGF | 0 | DXSZCap | 152.8418 | 50000.14 | 257660.6 | 363810.4273 | 80054.27 | 0 | 98033.33 | 0 | 51932.54 | 0 | 2602.135 | 25038.33 | 6851.177 | 14021.77 | 0 | 0 | 0 | 0 | 364047300 | 1761412 | 362286100 | 3622.861 | 106149.8273 | 0 | 57.1128 | 53.8851 | 44379.1348
MsrNResSpltPkgAC-65to134-S13 | PreNResSpltPkgAC-65to-PEYes | EPr | 2011 | CZ12 | cDXGF | 0 | DXSZCap | 130.8047 | 50000.14 | 241367 | 331885.1308 | 80054.27 | 0 | 98033.33 | 0 | 39348.68 | 0 | 2067.081 | 21863.62 | 5300.573 | 12906.87 | 0 | 0 | 0 | 0 | 310697000 | 1761412 | 308935600 | 3089.356 | 90518.1308 | 0 | 57.1128 | 53.8851 | 44379.1352
MsrNResSpltPkgAC-65to134-S13 | PreNResSpltPkgAC-65to-PEYes | EPr | 2011 | CZ13 | cDXGF | 0 | DXSZCap | 155.8376 | 50000.14 | 266379.5 | 347934.8194 | 80054.27 | 0 | 98033.33 | 0 | 59693.04 | 0 | 2309.608 | 26289.33 | 5459.602 | 16610.44 | 0 | 0 | 0 | 0 | 280107200 | 1761412 | 278345800 | 2783.458 | 81555.3194 | 0 | 57.1128 | 53.8851 | 44379.1356
MsrNResSpltPkgAC-65to134-S13 | PreNResSpltPkgAC-65to-PEYes | EPr | 2011 | CZ14 | cDXGF | 0 | DXSZCap | 165.9777 | 50000.14 | 258629.7 | 345601.4467 | 80054.27 | 0 | 98033.33 | 0 | 52728.71 | 0 | 2932.351 | 24881.14 | 5323.529 | 14738.76 | 0 | 0 | 0 | 0 | 298593500 | 1761412 | 296831900 | 2968.319 | 86971.7467 | 0 | 57.1128 | 53.8851 | 44379.136
MsrNResSpltPkgAC-65to134-S13 | PreNResSpltPkgAC-65to-PEYes | EPr | 2011 | CZ15 | cDXGF | 0 | DXSZCap | 229.9148 | 50000.14 | 335087.6 | 347875.9952 | 80054.27 | 0 | 98033.33 | 0 | 121710.9 | 0 | 862.543 | 34426.56 | 1625.13 | 28188.36 | 0 | 0 | 0 | 0 | 45407660 | 1761412 | 43646400 | 436.464 | 12788.3952 | 0 | 57.1128 | 53.8851 | 44379.1364
MsrNResSpltPkgAC-65to134-S13 | PreNResSpltPkgAC-65to-PEYes | EPr | 2011 | CZ16 | cDXGF | 0 | DXSZCap | 133.5138 | 50000.14 | 216190.8 | 498676.5243 | 80054.27 | 0 | 98033.33 | 0 | 14062.83 | 0 | 4199.168 | 19841.29 | 9931.17 | 6454.202 | 0 | 0 | 0 | 0 | 965876400 | 1761412 | 964115100 | 9641.151 | 282485.7243 | 0 | 57.1128 | 53.8851 | 44379.1369
MsrNResSpltPkgAC-65to134-S13 | PreNResSpltPkgAC-65to-PEYes | EPr | 2015 | CZ01 | cDXGF | 0 | DXSZCap | 106.009 | 50000.14 | 196114.9 | 439438.3908 | 78210.52 | 0 | 98033.33 | 0 | 2094.071 | 0 | 2866.68 | 14910.23 | 10050.42 | 1546.786 | 0 | 0 | 0 | 0 | 832217700 | 1761412 | 830455600 | 8304.556 | 243323.4908 | 0 | 56.0998 | 53.8851 | 44379.1373
MsrNResSpltPkgAC-65to134-S13 | PreNResSpltPkgAC-65to-PEYes | EPr | 2015 | CZ02 | cDXGF | 0 | DXSZCap | 105.5263 | 50000.14 | 218033.6 | 314628.2285 | 78210.52 | 0 | 98033.33 | 0 | 22760.67 | 0 | 2063.437 | 16965.54 | 5325.414 | 8593.707 | 0 | 0 | 0 | 0 | 331435800 | 1761412 | 329674500 | 3296.745 | 96594.6285 | 0 | 56.0998 | 53.8851 | 44379.1377
MsrNResSpltPkgAC-65to134-S13 | PreNResSpltPkgAC-65to-PEYes | EPr | 2015 | CZ03 | cDXGF | 0 | DXSZCap | 118.3588 | 50000.14 | 208364.7 | 310253.2525 | 78210.52 | 0 | 98033.33 | 0 | 13431.55 | 0 | 1284.473 | 17404.71 | 6158.644 | 6859.803 | 0 | 0 | 0 | 0 | 349504100 | 1761412 | 347742500 | 3477.425 | 101888.5525 | 0 | 56.0998 | 53.8851 | 44379.1381
MsrNResSpltPkgAC-65to134-S13 | PreNResSpltPkgAC-65to-PEYes | EPr | 2015 | CZ04 | cDXGF | 0 | DXSZCap | 109.9722 | 50000.14 | 225792.5 | 283469.6086 | 78210.52 | 0 | 98033.33 | 0 | 30139.2 | 0 | 1215.567 | 18193.82 | 3896.749 | 10881.04 | 0 | 0 | 0 | 0 | 198612000 | 1761412 | 196850200 | 1968.502 | 57677.1086 | 0 | 56.0998 | 53.8851 | 44379.1385
MsrNResSpltPkgAC-65to134-S13 | PreNResSpltPkgAC-65to-PEYes | EPr | 2015 | CZ05 | cDXGF | 0 | DXSZCap | 115.7977 | 50000.14 | 214792 | 303340.1453 | 78210.52 | 0 | 98033.33 | 0 | 18343.71 | 0 | 1446.588 | 18757.73 | 6182.571 | 8284.703 | 0 | 0 | 0 | 0 | 303973600 | 1761412 | 302212100 | 3022.121 | 88548.1453 | 0 | 56.0998 | 53.8851 | 44379.1389
MsrNResSpltPkgAC-65to134-S13 | PreNResSpltPkgAC-65to-PEYes | EPr | 2015 | CZ06 | cDXGF | 0 | DXSZCap | 131.716 | 50000.14 | 235007.8 | 273023.4366 | 78210.52 | 0 | 98033.33 | 0 | 37219.09 | 0 | 537.9524 | 21006.88 | 3756.331 | 13087.49 | 0 | 0 | 0 | 0 | 131507600 | 1761412 | 129746200 | 1297.462 | 38015.6366 | 0 | 56.0998 | 53.8851 | 44379.1393
MsrNResSpltPkgAC-65to134-S13 | PreNResSpltPkgAC-65to-PEYes | EPr | 2015 | CZ07 | cDXGF | 0 | DXSZCap | 129.4434 | 50000.14 | 227227.4 | 260718.3255 | 78210.52 | 0 | 98033.33 | 0 | 29940.6 | 0 | 262.3331 | 20780.54 | 3857.101 | 12238.55 | 0 | 0 | 0 | 0 | 116064900 | 1761412 | 114303500 | 1143.035 | 33490.9255 | 0 | 56.0998 | 53.8851 | 44379.1397
MsrNResSpltPkgAC-65to134-S13 | PreNResSpltPkgAC-65to-PEYes | EPr | 2015 | CZ08 | cDXGF | 0 | DXSZCap | 132.7906 | 50000.14 | 247513.3 | 273941.103 | 78210.52 | 0 | 98033.33 | 0 | 49466.39 | 0 | 584.4547 | 21218.52 | 2662.428 | 15047.25 | 0 | 0 | 0 | 0 | 91958630 | 1761412 | 90197280 | 901.9728 | 26427.803 | 0 | 56.0998 | 53.8851 | 44379.1401
MsrNResSpltPkgAC-65to134-S13 | PreNResSpltPkgAC-65to-PEYes | EPr | 2015 | CZ09 | cDXGF | 0 | DXSZCap | 162.456 | 50000.14 | 244861.9 | 277275.4352 | 78210.52 | 0 | 98033.33 | 0 | 44451.99 | 0 | 1025.407 | 23140.57 | 3201.413 | 14677.46 | 0 | 0 | 0 | 0 | 112387700 | 1761412 | 110626400 | 1106.264 | 32413.5352 | 0 | 56.0998 | 53.8851 | 44379.1405
MsrNResSpltPkgAC-65to134-S13 | PreNResSpltPkgAC-65to-PEYes | EPr | 2015 | CZ10 | cDXGF | 0 | DXSZCap | 147.3104 | 50000.14 | 252765.6 | 290472.649 | 78210.52 | 0 | 98033.33 | 0 | 51830.01 | 0 | 1365.09 | 23326.63 | 3540.258 | 15684 | 0 | 0 | 0 | 0 | 130454700 | 1761412 | 128693000 | 1286.93 | 37707.049 | 0 | 56.0998 | 53.8851 | 44379.1409
MsrNResSpltPkgAC-65to134-S13 | PreNResSpltPkgAC-65to-PEYes | EPr | 2015 | CZ11 | cDXGF | 0 | DXSZCap | 144.3849 | 50000.14 | 248204.5 | 346801.6956 | 78210.52 | 0 | 98033.33 | 0 | 46145.75 | 0 | 2458.177 | 23356.56 | 6549.515 | 12924.62 | 0 | 0 | 0 | 0 | 338270600 | 1761412 | 336509200 | 3365.092 | 98597.1956 | 0 | 56.0998 | 53.8851 | 44379.1413
MsrNResSpltPkgAC-65to134-S13 | PreNResSpltPkgAC-65to-PEYes | EPr | 2015 | CZ12 | cDXGF | 0 | DXSZCap | 122.9794 | 50000.14 | 233664.6 | 317570.3361 | 78210.52 | 0 | 98033.33 | 0 | 35170.3 | 0 | 1943.419 | 20306.9 | 5075.178 | 11858.72 | 0 | 0 | 0 | 0 | 288129200 | 1761412 | 286367700 | 2863.677 | 83905.7361 | 0 | 56.0998 | 53.8851 | 44379.1417
MsrNResSpltPkgAC-65to134-S13 | PreNResSpltPkgAC-65to-PEYes | EPr | 2015 | CZ13 | cDXGF | 0 | DXSZCap | 147.8594 | 50000.14 | 256354 | 331835.7517 | 78210.52 | 0 | 98033.33 | 0 | 53356.39 | 0 | 2191.358 | 24562.22 | 5274.783 | 15313.05 | 0 | 0 | 0 | 0 | 259378300 | 1761412 | 257616900 | 2576.169 | 75481.7517 | 0 | 56.0998 | 53.8851 | 44379.1422
MsrNResSpltPkgAC-65to134-S13 | PreNResSpltPkgAC-65to-PEYes | EPr | 2015 | CZ14 | cDXGF | 0 | DXSZCap | 158.0353 | 50000.14 | 250773.9 | 332546.0101 | 78210.52 | 0 | 98033.33 | 0 | 46818.01 | 0 | 2792.027 | 24919.94 | 5946.557 | 14274.03 | 0 | 0 | 0 | 0 | 280847300 | 1761412 | 279085700 | 2790.857 | 81772.1101 | 0 | 56.0998 | 53.8851 | 44379.1426
MsrNResSpltPkgAC-65to134-S13 | PreNResSpltPkgAC-65to-PEYes | EPr | 2015 | CZ15 | cDXGF | 0 | DXSZCap | 221.6115 | 50000.14 | 321165.5 | 333115.7453 | 78210.52 | 0 | 98033.33 | 0 | 111459.3 | 0 | 831.3903 | 32630.81 | 1639.627 | 26589.83 | 0 | 0 | 0 | 0 | 42547100 | 1761412 | 40785820 | 407.8582 | 11950.2453 | 0 | 56.0998 | 53.8851 | 44379.143
MsrNResSpltPkgAC-65to134-S13 | PreNResSpltPkgAC-65to-PEYes | EPr | 2015 | CZ16 | cDXGF | 0 | DXSZCap | 123.2038 | 50000.14 | 210693.2 | 485905.6974 | 78210.52 | 0 | 98033.33 | 0 | 12421.47 | 0 | 3874.895 | 18152.92 | 9393.901 | 5794.473 | 0 | 0 | 0 | 0 | 941053400 | 1761412 | 939291800 | 9392.918 | 275212.4974 | 0 | 56.0998 | 53.8851 | 44379.1434
MsrNResSpltPkgAC-65to134-S13 | PreNResSpltPkgAC-65to-PEYes | EPr | 2017 | CZ01 | cDXGF | 0 | DXSZCap | 105.5131 | 50000.14 | 195176 | 427971.7371 | 77314.46 | 0 | 98033.33 | 0 | 2139.103 | 0 | 2853.238 | 14835.96 | 9762.73 | 1584.345 | 0 | 0 | 0 | 0 | 796287000 | 1761412 | 794524700 | 7945.247 | 232795.7371 | 0 | 55.615 | 53.8851 | 44379.1438
MsrNResSpltPkgAC-65to134-S13 | PreNResSpltPkgAC-65to-PEYes | EPr | 2017 | CZ02 | cDXGF | 0 | DXSZCap | 103.9194 | 50000.14 | 216823.7 | 309421.5448 | 77314.46 | 0 | 98033.33 | 0 | 22716.83 | 0 | 2032.004 | 16727.17 | 5110.899 | 8571.274 | 0 | 0 | 0 | 0 | 317795100 | 1761412 | 316033600 | 3160.336 | 92597.8448 | 0 | 55.615 | 53.8851 | 44379.1442
MsrNResSpltPkgAC-65to134-S13 | PreNResSpltPkgAC-65to-PEYes | EPr | 2017 | CZ03 | cDXGF | 0 | DXSZCap | 117.8554 | 50000.14 | 207372.3 | 306690.803 | 77314.46 | 0 | 98033.33 | 0 | 13424.72 | 0 | 1279.007 | 17320.85 | 6027.979 | 6847.223 | 0 | 0 | 0 | 0 | 340732500 | 1761412 | 338971000 | 3389.71 | 99318.503 | 0 | 55.615 | 53.8851 | 44379.1446
MsrNResSpltPkgAC-65to134-S13 | PreNResSpltPkgAC-65to-PEYes | EPr | 2017 | CZ04 | cDXGF | 0 | DXSZCap | 108.5579 | 50000.14 | 224584 | 279252.526 | 77314.46 | 0 | 98033.33 | 0 | 30061.61 | 0 | 1199.93 | 17974.87 | 3712.219 | 10860.81 | 0 | 0 | 0 | 0 | 188343700 | 1761412 | 186582000 | 1865.82 | 54668.526 | 0 | 55.615 | 53.8851 | 44379.145
MsrNResSpltPkgAC-65to134-S13 | PreNResSpltPkgAC-65to-PEYes | EPr | 2017 | CZ05 | cDXGF | 0 | DXSZCap | 114.9348 | 50000.14 | 213823.3 | 298151.4249 | 77314.46 | 0 | 98033.33 | 0 | 18395.29 | 0 | 1435.802 | 18644.61 | 5954.644 | 8313.401 | 0 | 0 | 0 | 0 | 289570800 | 1761412 | 287809300 | 2878.093 | 84328.1249 | 0 | 55.615 | 53.8851 | 44379.1454
MsrNResSpltPkgAC-65to134-S13 | PreNResSpltPkgAC-65to-PEYes | EPr | 2017 | CZ06 | cDXGF | 0 | DXSZCap | 130.2229 | 50000.14 | 233749.9 | 267299.6013 | 77314.46 | 0 | 98033.33 | 0 | 37058.39 | 0 | 531.8542 | 20812.13 | 3489.993 | 13104.84 | 0 | 0 | 0 | 0 | 116265600 | 1761412 | 114504100 | 1145.041 | 33549.7013 | 0 | 55.615 | 53.8851 | 44379.1458
MsrNResSpltPkgAC-65to134-S13 | PreNResSpltPkgAC-65to-PEYes | EPr | 2017 | CZ07 | cDXGF | 0 | DXSZCap | 128.3753 | 50000.14 | 226227.4 | 257139.6032 | 77314.46 | 0 | 98033.33 | 0 | 29875.63 | 0 | 260.1684 | 20744.03 | 3739.448 | 12272.15 | 0 | 0 | 0 | 0 | 107263800 | 1761412 | 105502400 | 1055.024 | 30912.2032 | 0 | 55.615 | 53.8851 | 44379.1462
MsrNResSpltPkgAC-65to134-S13 | PreNResSpltPkgAC-65to-PEYes | EPr | 2017 | CZ08 | cDXGF | 0 | DXSZCap | 129.5079 | 50000.14 | 245462.7 | 268646.826 | 77314.46 | 0 | 98033.33 | 0 | 48915.88 | 0 | 570.0071 | 20629.28 | 2340.198 | 14849.71 | 0 | 0 | 0 | 0 | 80888080 | 1761412 | 79126710 | 791.2671 | 23184.126 | 0 | 55.615 | 53.8851 | 44379.1466
MsrNResSpltPkgAC-65to134-S13 | PreNResSpltPkgAC-65to-PEYes | EPr | 2017 | CZ09 | cDXGF | 0 | DXSZCap | 160.3615 | 50000.14 | 243413.3 | 273808.6219 | 77314.46 | 0 | 98033.33 | 0 | 44163.48 | 0 | 1012.19 | 22890.13 | 3053.679 | 14593.69 | 0 | 0 | 0 | 0 | 105499600 | 1761412 | 103738300 | 1037.383 | 30395.3219 | 0 | 55.615 | 53.8851 | 44379.147
MsrNResSpltPkgAC-65to134-S13 | PreNResSpltPkgAC-65to-PEYes | EPr | 2017 | CZ10 | cDXGF | 0 | DXSZCap | 145.1104 | 50000.14 | 250991.5 | 286122.4344 | 77314.46 | 0 | 98033.33 | 0 | 51371.57 | 0 | 1344.704 | 22927.66 | 3310.066 | 15510.12 | 0 | 0 | 0 | 0 | 121662400 | 1761412 | 119900800 | 1199.008 | 35130.9344 | 0 | 55.615 | 53.8851 | 44379.1474
MsrNResSpltPkgAC-65to134-S13 | PreNResSpltPkgAC-65to-PEYes | EPr | 2017 | CZ11 | cDXGF | 0 | DXSZCap | 141.1107 | 50000.14 | 245985.1 | 334971.6319 | 77314.46 | 0 | 98033.33 | 0 | 45410.29 | 0 | 2402.427 | 22824.78 | 6139.793 | 12776.29 | 0 | 0 | 0 | 0 | 305469700 | 1761412 | 303708300 | 3037.083 | 88986.5319 | 0 | 55.615 | 53.8851 | 44379.1478
MsrNResSpltPkgAC-65to134-S13 | PreNResSpltPkgAC-65to-PEYes | EPr | 2017 | CZ12 | cDXGF | 0 | DXSZCap | 121.1807 | 50000.14 | 232194.3 | 311799.47 | 77314.46 | 0 | 98033.33 | 0 | 34920.08 | 0 | 1914.982 | 20011.67 | 4850.147 | 11787.67 | 0 | 0 | 0 | 0 | 273451500 | 1761412 | 271690000 | 2716.9 | 79605.17 | 0 | 55.615 | 53.8851 | 44379.1483
MsrNResSpltPkgAC-65to134-S13 | PreNResSpltPkgAC-65to-PEYes | EPr | 2017 | CZ13 | cDXGF | 0 | DXSZCap | 145.9466 | 50000.14 | 254227 | 325210.1762 | 77314.46 | 0 | 98033.33 | 0 | 52557.14 | 0 | 2163.007 | 24159.34 | 5035.645 | 15138.74 | 0 | 0 | 0 | 0 | 244024800 | 1761412 | 242263400 | 2422.634 | 70983.1762 | 0 | 55.615 | 53.8851 | 44379.1487
MsrNResSpltPkgAC-65to134-S13 | PreNResSpltPkgAC-65to-PEYes | EPr | 2017 | CZ14 | cDXGF | 0 | DXSZCap | 156.0108 | 50000.14 | 248891.5 | 325488.8785 | 77314.46 | 0 | 98033.33 | 0 | 46259.87 | 0 | 2756.271 | 24527.72 | 5638.323 | 14152.06 | 0 | 0 | 0 | 0 | 263186100 | 1761412 | 261424500 | 2614.245 | 76597.3785 | 0 | 55.615 | 53.8851 | 44379.1491
MsrNResSpltPkgAC-65to134-S13 | PreNResSpltPkgAC-65to-PEYes | EPr | 2017 | CZ15 | cDXGF | 0 | DXSZCap | 218.8905 | 50000.14 | 317884.5 | 328766.5376 | 77314.46 | 0 | 98033.33 | 0 | 109499.5 | 0 | 821.1835 | 32216.28 | 1526.457 | 26302.27 | 0 | 0 | 0 | 0 | 38901330 | 1761412 | 37140060 | 371.4006 | 10882.0376 | 0 | 55.615 | 53.8851 | 44379.1495
MsrNResSpltPkgAC-65to134-S13 | PreNResSpltPkgAC-65to-PEYes | EPr | 2017 | CZ16 | cDXGF | 0 | DXSZCap | 122.5853 | 50000.14 | 209623.3 | 477438.9538 | 77314.46 | 0 | 98033.33 | 0 | 12362.41 | 0 | 3855.444 | 18057.79 | 9223.978 | 5773.777 | 0 | 0 | 0 | 0 | 915808300 | 1761412 | 914046600 | 9140.466 | 267815.6538 | 0 | 55.615 | 53.8851 | 44379.1499
MsrNResSpltPkgAC-65to134-S13 | PreNResSpltPkgAC-65to-PEYes | EPr | 2020 | CZ01 | cDXGF | 0 | DXSZCap | 101.815 | 50000.14 | 165471.3 | 425317.5882 | 48511.89 | 0 | 98033.33 | 0 | 1754.3 | 0 | 2753.256 | 14418.54 | 10154.77 | 1312.573 | 0 | 0 | 0 | 0 | 888609300 | 1761412 | 886847400 | 8868.474 | 259846.2882 | 0 | 34.7432 | 53.8851 | 44379.1503
MsrNResSpltPkgAC-65to134-S13 | PreNResSpltPkgAC-65to-PEYes | EPr | 2020 | CZ02 | cDXGF | 0 | DXSZCap | 99.78 | 50000.14 | 185045.2 | 292501.1627 | 48511.89 | 0 | 98033.33 | 0 | 20609.95 | 0 | 1951.084 | 15939.04 | 5395.523 | 7765.681 | 0 | 0 | 0 | 0 | 368505200 | 1761412 | 366743900 | 3667.439 | 107455.9627 | 0 | 34.7432 | 53.8851 | 44379.1507
MsrNResSpltPkgAC-65to134-S13 | PreNResSpltPkgAC-65to-PEYes | EPr | 2020 | CZ03 | cDXGF | 0 | DXSZCap | 112.5688 | 50000.14 | 176107.6 | 294323.5482 | 48511.89 | 0 | 98033.33 | 0 | 11822.46 | 0 | 1221.638 | 16518.48 | 6412.607 | 6064.897 | 0 | 0 | 0 | 0 | 405228900 | 1761412 | 403467400 | 4034.674 | 118215.9482 | 0 | 34.7432 | 53.8851 | 44379.1511
MsrNResSpltPkgAC-65to134-S13 | PreNResSpltPkgAC-65to-PEYes | EPr | 2020 | CZ04 | cDXGF | 0 | DXSZCap | 104.7323 | 50000.14 | 192254.3 | 257261.0673 | 48511.89 | 0 | 98033.33 | 0 | 27431.93 | 0 | 1157.645 | 17119.61 | 4032.443 | 9916.356 | 0 | 0 | 0 | 0 | 223627700 | 1761412 | 221866100 | 2218.661 | 65006.7673 | 0 | 34.7432 | 53.8851 | 44379.1515
MsrNResSpltPkgAC-65to134-S13 | PreNResSpltPkgAC-65to-PEYes | EPr | 2020 | CZ05 | cDXGF | 0 | DXSZCap | 110.2981 | 50000.14 | 183639 | 280809.4028 | 48511.89 | 0 | 98033.33 | 0 | 16480.31 | 0 | 1377.884 | 19235.65 | 7337.965 | 7667.323 | 0 | 0 | 0 | 0 | 333401100 | 1761412 | 331639600 | 3316.396 | 97170.4028 | 0 | 34.7432 | 53.8851 | 44379.1519
MsrNResSpltPkgAC-65to134-S13 | PreNResSpltPkgAC-65to-PEYes | EPr | 2020 | CZ06 | cDXGF | 0 | DXSZCap | 125.0651 | 50000.14 | 200777.6 | 241259.652 | 48511.89 | 0 | 98033.33 | 0 | 33699.66 | 0 | 510.79 | 20022.12 | 3870.375 | 12047.06 | 0 | 0 | 0 | 0 | 139925500 | 1761412 | 138164000 | 1381.64 | 40482.052 | 0 | 34.7432 | 53.8851 | 44379.1523
MsrNResSpltPkgAC-65to134-S13 | PreNResSpltPkgAC-65to-PEYes | EPr | 2020 | CZ07 | cDXGF | 0 | DXSZCap | 123.0848 | 50000.14 | 193523.7 | 232118.2753 | 48511.89 | 0 | 98033.33 | 0 | 26902.24 | 0 | 249.4467 | 19826.96 | 4148.683 | 11140.25 | 0 | 0 | 0 | 0 | 133483600 | 1761412 | 131722100 | 1317.221 | 38594.5753 | 0 | 34.7432 | 53.8851 | 44379.1527
MsrNResSpltPkgAC-65to134-S13 | PreNResSpltPkgAC-65to-PEYes | EPr | 2020 | CZ08 | cDXGF | 0 | DXSZCap | 125.5579 | 50000.14 | 212192.9 | 240096.6495 | 48511.89 | 0 | 98033.33 | 0 | 45320.71 | 0 | 552.6219 | 19774.51 | 2575 | 13818.69 | 0 | 0 | 0 | 0 | 96995970 | 1761412 | 95234640 | 952.3464 | 27903.7495 | 0 | 34.7432 | 53.8851 | 44379.1531
MsrNResSpltPkgAC-65to134-S13 | PreNResSpltPkgAC-65to-PEYes | EPr | 2020 | CZ09 | cDXGF | 0 | DXSZCap | 156.6128 | 50000.14 | 212471.3 | 247597.4585 | 48511.89 | 0 | 98033.33 | 0 | 41160.34 | 0 | 988.5262 | 23777.37 | 3962.097 | 14541.27 | 0 | 0 | 0 | 0 | 121645900 | 1761412 | 119884500 | 1198.845 | 35126.1585 | 0 | 34.7432 | 53.8851 | 44379.1535
MsrNResSpltPkgAC-65to134-S13 | PreNResSpltPkgAC-65to-PEYes | EPr | 2020 | CZ10 | cDXGF | 0 | DXSZCap | 141.2651 | 50000.14 | 217833.4 | 258660.9576 | 48511.89 | 0 | 98033.33 | 0 | 47892.78 | 0 | 1309.07 | 22086.44 | 3631.329 | 14571.29 | 0 | 0 | 0 | 0 | 141104900 | 1761412 | 139343200 | 1393.432 | 40827.5576 | 0 | 34.7432 | 53.8851 | 44379.1539
MsrNResSpltPkgAC-65to134-S13 | PreNResSpltPkgAC-65to-PEYes | EPr | 2020 | CZ11 | cDXGF | 0 | DXSZCap | 137.4108 | 50000.14 | 213548.1 | 314025.3008 | 48511.89 | 0 | 98033.33 | 0 | 42598.23 | 0 | 2339.44 | 22065.34 | 6441.066 | 11991.16 | 0 | 0 | 0 | 0 | 344686800 | 1761412 | 342925600 | 3429.256 | 100477.2008 | 0 | 34.7432 | 53.8851 | 44379.1543
MsrNResSpltPkgAC-65to134-S13 | PreNResSpltPkgAC-65to-PEYes | EPr | 2020 | CZ12 | cDXGF | 0 | DXSZCap | 117.3448 | 50000.14 | 199867.3 | 290868.0311 | 48511.89 | 0 | 98033.33 | 0 | 32270.05 | 0 | 1854.378 | 19197.78 | 5141.372 | 10887.42 | 0 | 0 | 0 | 0 | 312344100 | 1761412 | 310582700 | 3105.827 | 91000.7311 | 0 | 34.7432 | 53.8851 | 44379.1547
MsrNResSpltPkgAC-65to134-S13 | PreNResSpltPkgAC-65to-PEYes | EPr | 2020 | CZ13 | cDXGF | 0 | DXSZCap | 142.2468 | 50000.14 | 221299.6 | 301418.8092 | 48511.89 | 0 | 98033.33 | 0 | 49350.19 | 0 | 2108.174 | 23296.2 | 5332.75 | 14202.25 | 0 | 0 | 0 | 0 | 275205900 | 1761412 | 273444400 | 2734.444 | 80119.2092 | 0 | 34.7432 | 53.8851 | 44379.1551
MsrNResSpltPkgAC-65to134-S13 | PreNResSpltPkgAC-65to-PEYes | EPr | 2020 | CZ14 | cDXGF | 0 | DXSZCap | 152.2334 | 50000.14 | 216314.8 | 302230.7505 | 48511.89 | 0 | 98033.33 | 0 | 43348.95 | 0 | 2689.523 | 23731.19 | 5956.514 | 13308.11 | 0 | 0 | 0 | 0 | 294990100 | 1761412 | 293228500 | 2932.285 | 85915.9505 | 0 | 34.7432 | 53.8851 | 44379.1555
MsrNResSpltPkgAC-65to134-S13 | PreNResSpltPkgAC-65to-PEYes | EPr | 2020 | CZ15 | cDXGF | 0 | DXSZCap | 215.3771 | 50000.14 | 283642.4 | 296636.7068 | 48511.89 | 0 | 98033.33 | 0 | 104831.9 | 0 | 808.0027 | 31457.53 | 1750.52 | 25386.56 | 0 | 0 | 0 | 0 | 46110440 | 1761412 | 44349170 | 443.4917 | 12994.3068 | 0 | 34.7432 | 53.8851 | 44379.1559
MsrNResSpltPkgAC-65to134-S13 | PreNResSpltPkgAC-65to-PEYes | EPr | 2020 | CZ16 | cDXGF | 0 | DXSZCap | 117.4424 | 50000.14 | 178776.4 | 472099.872 | 48511.89 | 0 | 98033.33 | 0 | 11255.96 | 0 | 3693.719 | 17281.67 | 9334.721 | 5222.688 | 0 | 0 | 0 | 0 | 1002866000 | 1761412 | 1001104000 | 10011.04 | 293323.472 | 0 | 34.7432 | 53.8851 | 44379.1563
MsrNResSpltPkgAC-65to134-S13 | PreNResSpltPkgAC-65to-PEYes | ERC | 1975 | CZ01 | cDXGF | 0 | DXSZCap | 5.6244 | 1920.017 | 7851.055 | 27460.9063 | 2636.864 | 0 | 4277.993 | 0 | 156.8401 | 0 | 152.0963 | 627.2682 | 394.0978 | 101.8019 | 0 | 0 | 0 | 0 | 66927820 | 0 | 66927820 | 669.2782 | 19609.8513 | 0 | 2.304 | 2.208 | 44379.1566
MsrNResSpltPkgAC-65to134-S13 | PreNResSpltPkgAC-65to-PEYes | ERC | 1975 | CZ02 | cDXGF | 0 | DXSZCap | 5.9639 | 1920.017 | 9144.757 | 22154.2734 | 2636.864 | 0 | 4277.993 | 0 | 1383.677 | 0 | 116.6214 | 729.6053 | 259.4478 | 382.8874 | 0 | 0 | 0 | 0 | 44401080 | 0 | 44401080 | 444.0108 | 13009.5164 | 0 | 2.304 | 2.208 | 44379.1568
MsrNResSpltPkgAC-65to134-S13 | PreNResSpltPkgAC-65to-PEYes | ERC | 1975 | CZ03 | cDXGF | 0 | DXSZCap | 6.3958 | 1920.017 | 8518.224 | 18330.7969 | 2636.864 | 0 | 4277.993 | 0 | 823.5283 | 0 | 69.4104 | 710.4314 | 240.3997 | 342.2878 | 0 | 0 | 0 | 0 | 33490010 | 0 | 33490010 | 334.9001 | 9812.5729 | 0 | 2.304 | 2.208 | 44379.1571
MsrNResSpltPkgAC-65to134-S13 | PreNResSpltPkgAC-65to-PEYes | ERC | 1975 | CZ04 | cDXGF | 0 | DXSZCap | 6.3611 | 1920.017 | 9535.5 | 17896.3341 | 2636.864 | 0 | 4277.993 | 0 | 1780.461 | 0 | 70.3136 | 769.8733 | 188.3514 | 480.5986 | 0 | 0 | 0 | 0 | 28535270 | 0 | 28535270 | 285.3527 | 8360.8341 | 0 | 2.304 | 2.208 | 44379.1573
MsrNResSpltPkgAC-65to134-S13 | PreNResSpltPkgAC-65to-PEYes | ERC | 1975 | CZ05 | cDXGF | 0 | DXSZCap | 6.095 | 1920.017 | 8885.762 | 18231.4013 | 2636.864 | 0 | 4277.993 | 0 | 1206.302 | 0 | 76.1406 | 688.4691 | 194.3248 | 398.3365 | 0 | 0 | 0 | 0 | 31896380 | 0 | 31896380 | 318.9638 | 9345.6393 | 0 | 2.304 | 2.208 | 44379.1576
MsrNResSpltPkgAC-65to134-S13 | PreNResSpltPkgAC-65to-PEYes | ERC | 1975 | CZ06 | cDXGF | 0 | DXSZCap | 6.9154 | 1920.017 | 9815.058 | 13782.111 | 2636.864 | 0 | 4277.993 | 0 | 2120.466 | 0 | 28.2438 | 751.5002 | 100.9501 | 558.1063 | 0 | 0 | 0 | 0 | 13539430 | 0 | 13539430 | 135.3943 | 3967.053 | 0 | 2.304 | 2.208 | 44379.1578
MsrNResSpltPkgAC-65to134-S13 | PreNResSpltPkgAC-65to-PEYes | ERC | 1975 | CZ07 | cDXGF | 0 | DXSZCap | 6.6796 | 1920.017 | 9336.968 | 12632.4943 | 2636.864 | 0 | 4277.993 | 0 | 1688.256 | 0 | 13.537 | 720.3228 | 103.2079 | 517.903 | 0 | 0 | 0 | 0 | 11247530 | 0 | 11247530 | 112.4753 | 3295.5263 | 0 | 2.304 | 2.208 | 44379.1581
MsrNResSpltPkgAC-65to134-S13 | PreNResSpltPkgAC-65to-PEYes | ERC | 1975 | CZ08 | cDXGF | 0 | DXSZCap | 6.7723 | 1920.017 | 10603.38 | 14412.84 | 2636.864 | 0 | 4277.993 | 0 | 2863.942 | 0 | 29.8072 | 794.7805 | 93.9728 | 623.5906 | 0 | 0 | 0 | 0 | 13001570 | 0 | 13001570 | 130.0157 | 3809.46 | 0 | 2.304 | 2.208 | 44379.1584
MsrNResSpltPkgAC-65to134-S13 | PreNResSpltPkgAC-65to-PEYes | ERC | 1975 | CZ09 | cDXGF | 0 | DXSZCap | 8.9532 | 1920.017 | 10607.16 | 15517.7521 | 2636.864 | 0 | 4277.993 | 0 | 2690.753 | 0 | 56.5121 | 945.042 | 138.8118 | 648.7699 | 0 | 0 | 0 | 0 | 16759700 | 0 | 16759700 | 167.597 | 4910.5921 | 0 | 2.304 | 2.208 | 44379.1586
MsrNResSpltPkgAC-65to134-S13 | PreNResSpltPkgAC-65to-PEYes | ERC | 1975 | CZ10 | cDXGF | 0 | DXSZCap | 8.103 | 1920.017 | 11121.05 | 17008.9026 | 2636.864 | 0 | 4277.993 | 0 | 3199.104 | 0 | 75.0884 | 932.0089 | 142.2735 | 676.9119 | 0 | 0 | 0 | 0 | 20095060 | 0 | 20095060 | 200.9506 | 5887.8526 | 0 | 2.304 | 2.208 | 44379.1589
MsrNResSpltPkgAC-65to134-S13 | PreNResSpltPkgAC-65to-PEYes | ERC | 1975 | CZ11 | cDXGF | 0 | DXSZCap | 8.1181 | 1920.017 | 11090.49 | 23027.3715 | 2636.864 | 0 | 4277.993 | 0 | 3035.938 | 0 | 138.212 | 1001.489 | 291.1404 | 595.9619 | 0 | 0 | 0 | 0 | 40740210 | 0 | 40740210 | 407.4021 | 11936.8815 | 0 | 2.304 | 2.208 | 44379.1591
MsrNResSpltPkgAC-65to134-S13 | PreNResSpltPkgAC-65to-PEYes | ERC | 1975 | CZ12 | cDXGF | 0 | DXSZCap | 6.9739 | 1920.017 | 10121.63 | 21093.1879 | 2636.864 | 0 | 4277.993 | 0 | 2218.224 | 0 | 110.2078 | 878.3403 | 236.7667 | 538.8887 | 0 | 0 | 0 | 0 | 37445590 | 0 | 37445590 | 374.4559 | 10971.5579 | 0 | 2.304 | 2.208 | 44379.1594
MsrNResSpltPkgAC-65to134-S13 | PreNResSpltPkgAC-65to-PEYes | ERC | 1975 | CZ13 | cDXGF | 0 | DXSZCap | 8.227 | 1920.017 | 11579.41 | 21069.7708 | 2636.864 | 0 | 4277.993 | 0 | 3492.985 | 0 | 121.9303 | 1049.644 | 229.8209 | 697.2584 | 0 | 0 | 0 | 0 | 32390310 | 0 | 32390310 | 323.9031 | 9490.3608 | 0 | 2.304 | 2.208 | 44379.1596
MsrNResSpltPkgAC-65to134-S13 | PreNResSpltPkgAC-65to-PEYes | ERC | 1975 | CZ14 | cDXGF | 0 | DXSZCap | 8.7202 | 1920.017 | 11183.09 | 21695.0481 | 2636.864 | 0 | 4277.993 | 0 | 3091.144 | 0 | 154.0623 | 1023.031 | 226.079 | 661.497 | 0 | 0 | 0 | 0 | 35876990 | 0 | 35876990 | 358.7699 | 10511.9581 | 0 | 2.304 | 2.208 | 44379.1599
MsrNResSpltPkgAC-65to134-S13 | PreNResSpltPkgAC-65to-PEYes | ERC | 1975 | CZ15 | cDXGF | 0 | DXSZCap | 11.875 | 1920.017 | 15698.74 | 18064.3048 | 2636.864 | 0 | 4277.993 | 0 | 7304.871 | 0 | 44.5497 | 1434.468 | 78.9614 | 1220.24 | 0 | 0 | 0 | 0 | 8073600 | 0 | 8073600 | 80.736 | 2365.5648 | 0 | 2.304 | 2.208 | 44379.1602
MsrNResSpltPkgAC-65to134-S13 | PreNResSpltPkgAC-65to-PEYes | ERC | 1975 | CZ16 | cDXGF | 0 | DXSZCap | 6.7079 | 1920.017 | 8711.673 | 32012.4072 | 2636.864 | 0 | 4277.993 | 0 | 784.1272 | 0 | 210.9724 | 801.7207 | 411.3705 | 280.2834 | 0 | 0 | 0 | 0 | 79524690 | 0 | 79524690 | 795.2469 | 23300.7342 | 0 | 2.304 | 2.208 | 44379.1604
MsrNResSpltPkgAC-65to134-S13 | PreNResSpltPkgAC-65to-PEYes | ERC | 1985 | CZ01 | cDXGF | 0 | DXSZCap | 5.4338 | 1920.017 | 7633.345 | 25216.7292 | 2636.864 | 0 | 4091.991 | 0 | 158.3102 | 0 | 146.9409 | 599.2413 | 366.0253 | 105.3162 | 0 | 0 | 0 | 0 | 60011550 | 0 | 60011550 | 600.1155 | 17583.3842 | 0 | 2.304 | 2.112 | 44379.1607
MsrNResSpltPkgAC-65to134-S13 | PreNResSpltPkgAC-65to-PEYes | ERC | 1985 | CZ02 | cDXGF | 0 | DXSZCap | 5.787 | 1920.017 | 8858.791 | 20382.3931 | 2636.864 | 0 | 4091.991 | 0 | 1318.559 | 0 | 113.1622 | 698.216 | 242.3367 | 371.1563 | 0 | 0 | 0 | 0 | 39329700 | 0 | 39329700 | 393.297 | 11523.6021 | 0 | 2.304 | 2.112 | 44379.1609
MsrNResSpltPkgAC-65to134-S13 | PreNResSpltPkgAC-65to-PEYes | ERC | 1985 | CZ03 | cDXGF | 0 | DXSZCap | 6.1784 | 1920.017 | 8286.929 | 16949.9457 | 2636.864 | 0 | 4091.991 | 0 | 808.1519 | 0 | 67.0511 | 682.8726 | 222.5521 | 336.4239 | 0 | 0 | 0 | 0 | 29566610 | 0 | 29566610 | 295.6661 | 8663.0167 | 0 | 2.304 | 2.112 | 44379.1612
MsrNResSpltPkgAC-65to134-S13 | PreNResSpltPkgAC-65to-PEYes | ERC | 1985 | CZ04 | cDXGF | 0 | DXSZCap | 6.1513 | 1920.017 | 9247.303 | 16578.5175 | 2636.864 | 0 | 4091.991 | 0 | 1710.89 | 0 | 67.9943 | 739.5687 | 173.9352 | 467.8526 | 0 | 0 | 0 | 0 | 25021210 | 0 | 25021210 | 250.2121 | 7331.2145 | 0 | 2.304 | 2.112 | 44379.1614
MsrNResSpltPkgAC-65to134-S13 | PreNResSpltPkgAC-65to-PEYes | ERC | 1985 | CZ05 | cDXGF | 0 | DXSZCap | 5.8891 | 1920.017 | 8639.838 | 16796.3163 | 2636.864 | 0 | 4091.991 | 0 | 1177.094 | 0 | 73.5694 | 660.3198 | 179.4384 | 390.0654 | 0 | 0 | 0 | 0 | 27837810 | 0 | 27837810 | 278.3781 | 8156.4783 | 0 | 2.304 | 2.112 | 44379.1617
MsrNResSpltPkgAC-65to134-S13 | PreNResSpltPkgAC-65to-PEYes | ERC | 1985 | CZ06 | cDXGF | 0 | DXSZCap | 6.6894 | 1920.017 | 9549.33 | 12919.4131 | 2636.864 | 0 | 4091.991 | 0 | 2067.23 | 0 | 27.3206 | 725.9291 | 89.7192 | 545.3318 | 0 | 0 | 0 | 0 | 11501990 | 0 | 11501990 | 115.0199 | 3370.0831 | 0 | 2.304 | 2.112 | 44379.1619
MsrNResSpltPkgAC-65to134-S13 | PreNResSpltPkgAC-65to-PEYes | ERC | 1985 | CZ07 | cDXGF | 0 | DXSZCap | 6.4766 | 1920.017 | 9087.012 | 11846.9577 | 2636.864 | 0 | 4091.991 | 0 | 1648.913 | 0 | 13.1256 | 696.1167 | 91.374 | 506.7168 | 0 | 0 | 0 | 0 | 9419610 | 0 | 9419610 | 94.1961 | 2759.9457 | 0 | 2.304 | 2.112 | 44379.1622
MsrNResSpltPkgAC-65to134-S13 | PreNResSpltPkgAC-65to-PEYes | ERC | 1985 | CZ08 | cDXGF | 0 | DXSZCap | 6.5778 | 1920.017 | 10271.25 | 13480.1596 | 2636.864 | 0 | 4091.991 | 0 | 2748.945 | 0 | 28.951 | 764.509 | 85.0331 | 604.5582 | 0 | 0 | 0 | 0 | 10951910 | 0 | 10951910 | 109.5191 | 3208.9096 | 0 | 2.304 | 2.112 | 44379.1625
MsrNResSpltPkgAC-65to134-S13 | PreNResSpltPkgAC-65to-PEYes | ERC | 1985 | CZ09 | cDXGF | 0 | DXSZCap | 8.653 | 1920.017 | 10262.67 | 14447.3985 | 2636.864 | 0 | 4091.991 | 0 | 2571.513 | 0 | 54.6171 | 907.6948 | 127.9128 | 629.6787 | 0 | 0 | 0 | 0 | 14282350 | 0 | 14282350 | 142.8235 | 4184.7285 | 0 | 2.304 | 2.112 | 44379.1627
MsrNResSpltPkgAC-65to134-S13 | PreNResSpltPkgAC-65to-PEYes | ERC | 1985 | CZ10 | cDXGF | 0 | DXSZCap | 7.8108 | 1920.017 | 10750 | 15788.1995 | 2636.864 | 0 | 4091.991 | 0 | 3057.965 | 0 | 72.3807 | 890.8082 | 129.2769 | 651.0873 | 0 | 0 | 0 | 0 | 17195220 | 0 | 17195220 | 171.9522 | 5038.1995 | 0 | 2.304 | 2.112 | 44379.163
MsrNResSpltPkgAC-65to134-S13 | PreNResSpltPkgAC-65to-PEYes | ERC | 1985 | CZ11 | cDXGF | 0 | DXSZCap | 7.8074 | 1920.017 | 10695.71 | 21282.9632 | 2636.864 | 0 | 4091.991 | 0 | 2879.361 | 0 | 132.9221 | 954.5811 | 269.8916 | 576.4108 | 0 | 0 | 0 | 0 | 36133970 | 0 | 36133970 | 361.3397 | 10587.2532 | 0 | 2.304 | 2.112 | 44379.1632
MsrNResSpltPkgAC-65to134-S13 | PreNResSpltPkgAC-65to-PEYes | ERC | 1985 | CZ12 | cDXGF | 0 | DXSZCap | 6.7424 | 1920.017 | 9783.186 | 19467.8908 | 2636.864 | 0 | 4091.991 | 0 | 2106.939 | 0 | 106.5492 | 840.8481 | 218.941 | 519.2072 | 0 | 0 | 0 | 0 | 33053600 | 0 | 33053600 | 330.536 | 9684.7048 | 0 | 2.304 | 2.112 | 44379.1635
MsrNResSpltPkgAC-65to134-S13 | PreNResSpltPkgAC-65to-PEYes | ERC | 1985 | CZ13 | cDXGF | 0 | DXSZCap | 7.9667 | 1920.017 | 11172.69 | 19594.0491 | 2636.864 | 0 | 4091.991 | 0 | 3319.463 | 0 | 118.0721 | 1006.307 | 215.121 | 672.3546 | 0 | 0 | 0 | 0 | 28741840 | 0 | 28741840 | 287.4184 | 8421.3591 | 0 | 2.304 | 2.112 | 44379.1637
MsrNResSpltPkgAC-65to134-S13 | PreNResSpltPkgAC-65to-PEYes | ERC | 1985 | CZ14 | cDXGF | 0 | DXSZCap | 8.4567 | 1920.017 | 10810.24 | 20086.327 | 2636.864 | 0 | 4091.991 | 0 | 2949.76 | 0 | 149.4064 | 982.2294 | 207.8673 | 639.1729 | 0 | 0 | 0 | 0 | 31659000 | 0 | 31659000 | 316.59 | 9276.087 | 0 | 2.304 | 2.112 | 44379.164
MsrNResSpltPkgAC-65to134-S13 | PreNResSpltPkgAC-65to-PEYes | ERC | 1985 | CZ15 | cDXGF | 0 | DXSZCap | 11.5157 | 1920.017 | 15093.66 | 17054.8681 | 2636.864 | 0 | 4091.991 | 0 | 6939.159 | 0 | 43.202 | 1382.452 | 74.493 | 1175.751 | 0 | 0 | 0 | 0 | 6693543 | 0 | 6693543 | 66.9354 | 1961.2081 | 0 | 2.304 | 2.112 | 44379.1642
MsrNResSpltPkgAC-65to134-S13 | PreNResSpltPkgAC-65to-PEYes | ERC | 1985 | CZ16 | cDXGF | 0 | DXSZCap | 6.4907 | 1920.017 | 8446.993 | 29575.6654 | 2636.864 | 0 | 4091.991 | 0 | 748.722 | 0 | 204.1419 | 765.2776 | 386.2201 | 271.9958 | 0 | 0 | 0 | 0 | 72111510 | 0 | 72111510 | 721.1151 | 21128.6724 | 0 | 2.304 | 2.112 | 44379.1645
MsrNResSpltPkgAC-65to134-S13 | PreNResSpltPkgAC-65to-PEYes | ERC | 1996 | CZ01 | cDXGF | 0 | DXSZCap | 5.0478 | 1920.017 | 7380.705 | 23954.751 | 2636.864 | 0 | 3905.985 | 0 | 144.5369 | 0 | 136.5047 | 556.8077 | 343.4677 | 97.2125 | 0 | 0 | 0 | 0 | 56566710 | 0 | 56566710 | 565.6671 | 16574.046 | 0 | 2.304 | 2.016 | 44379.1648
MsrNResSpltPkgAC-65to134-S13 | PreNResSpltPkgAC-65to-PEYes | ERC | 1996 | CZ02 | cDXGF | 0 | DXSZCap | 5.6005 | 1920.017 | 8545.967 | 19638.8767 | 2636.864 | 0 | 3905.985 | 0 | 1226.393 | 0 | 109.515 | 667.2064 | 234.2522 | 350.6693 | 0 | 0 | 0 | 0 | 37859760 | 0 | 37859760 | 378.5976 | 11092.9097 | 0 | 2.304 | 2.016 | 44379.165
MsrNResSpltPkgAC-65to134-S13 | PreNResSpltPkgAC-65to-PEYes | ERC | 1996 | CZ03 | cDXGF | 0 | DXSZCap | 5.935 | 1920.017 | 8018.618 | 16380.7179 | 2636.864 | 0 | 3905.985 | 0 | 759.6714 | 0 | 64.4101 | 651.6827 | 215.4716 | 319.5034 | 0 | 0 | 0 | 0 | 28539590 | 0 | 28539590 | 285.3959 | 8362.0999 | 0 | 2.304 | 2.016 | 44379.1653
MsrNResSpltPkgAC-65to134-S13 | PreNResSpltPkgAC-65to-PEYes | ERC | 1996 | CZ04 | cDXGF | 0 | DXSZCap | 5.9453 | 1920.017 | 8910.538 | 15951.6532 | 2636.864 | 0 | 3905.985 | 0 | 1595.933 | 0 | 65.7173 | 706.0341 | 168.3235 | 443.6962 | 0 | 0 | 0 | 0 | 24031110 | 0 | 24031110 | 240.3111 | 7041.1152 | 0 | 2.304 | 2.016 | 44379.1655
MsrNResSpltPkgAC-65to134-S13 | PreNResSpltPkgAC-65to-PEYes | ERC | 1996 | CZ05 | cDXGF | 0 | DXSZCap | 5.6512 | 1920.017 | 8356.185 | 16221.4125 | 2636.864 | 0 | 3905.985 | 0 | 1112.239 | 0 | 70.5964 | 630.4942 | 173.799 | 370.7333 | 0 | 0 | 0 | 0 | 26843780 | 0 | 26843780 | 268.4378 | 7865.2275 | 0 | 2.304 | 2.016 | 44379.1659
MsrNResSpltPkgAC-65to134-S13 | PreNResSpltPkgAC-65to-PEYes | ERC | 1996 | CZ06 | cDXGF | 0 | DXSZCap | 6.4571 | 1920.017 | 9209.816 | 12498.4568 | 2636.864 | 0 | 3905.985 | 0 | 1946.646 | 0 | 26.3718 | 693.9477 | 91.0529 | 520.6432 | 0 | 0 | 0 | 0 | 11224030 | 0 | 11224030 | 112.2403 | 3288.6408 | 0 | 2.304 | 2.016 | 44379.1662
MsrNResSpltPkgAC-65to134-S13 | PreNResSpltPkgAC-65to-PEYes | ERC | 1996 | CZ07 | cDXGF | 0 | DXSZCap | 6.2508 | 1920.017 | 8777.239 | 11487.2936 | 2636.864 | 0 | 3905.985 | 0 | 1555.803 | 0 | 12.668 | 665.918 | 90.0768 | 482.3987 | 0 | 0 | 0 | 0 | 9249333 | 0 | 9249333 | 92.4933 | 2710.0546 | 0 | 2.304 | 2.016 | 44379.1665
MsrNResSpltPkgAC-65to134-S13 | PreNResSpltPkgAC-65to-PEYes | ERC | 1996 | CZ08 | cDXGF | 0 | DXSZCap | 6.4494 | 1920.017 | 9905.372 | 13044.8963 | 2636.864 | 0 | 3905.985 | 0 | 2596.979 | 0 | 28.386 | 737.1506 | 85.2681 | 578.4672 | 0 | 0 | 0 | 0 | 10715100 | 0 | 10715100 | 107.151 | 3139.5243 | 0 | 2.304 | 2.016 | 44379.1668
MsrNResSpltPkgAC-65to134-S13 | PreNResSpltPkgAC-65to-PEYes | ERC | 1996 | CZ09 | cDXGF | 0 | DXSZCap | 8.5588 | 1920.017 | 9936.066 | 14317.5118 | 2636.864 | 0 | 3905.985 | 0 | 2450.601 | 0 | 54.0226 | 888.5942 | 134.1366 | 603.7985 | 0 | 0 | 0 | 0 | 14953740 | 0 | 14953740 | 149.5374 | 4381.4458 | 0 | 2.304 | 2.016 | 44379.167
MsrNResSpltPkgAC-65to134-S13 | PreNResSpltPkgAC-65to-PEYes | ERC | 1996 | CZ10 | cDXGF | 0 | DXSZCap | 7.712 | 1920.017 | 10409.51 | 15649.3814 | 2636.864 | 0 | 3905.985 | 0 | 2925.461 | 0 | 71.4655 | 869.7297 | 135.0747 | 629.5063 | 0 | 0 | 0 | 0 | 17883520 | 0 | 17883520 | 178.8352 | 5239.8714 | 0 | 2.304 | 2.016 | 44379.1673
MsrNResSpltPkgAC-65to134-S13 | PreNResSpltPkgAC-65to-PEYes | ERC | 1996 | CZ11 | cDXGF | 0 | DXSZCap | 7.413 | 1920.017 | 10114.46 | 19883.9004 | 2636.864 | 0 | 3905.985 | 0 | 2561.125 | 0 | 126.2082 | 884.2775 | 252.2695 | 526.0134 | 0 | 0 | 0 | 0 | 33342800 | 0 | 33342800 | 333.428 | 9769.4404 | 0 | 2.304 | 2.016 | 44379.1676
MsrNResSpltPkgAC-65to134-S13 | PreNResSpltPkgAC-65to-PEYes | ERC | 1996 | CZ12 | cDXGF | 0 | DXSZCap | 6.3988 | 1920.017 | 9276.706 | 18264.2935 | 2636.864 | 0 | 3905.985 | 0 | 1858.526 | 0 | 101.1198 | 774.2025 | 207.4574 | 473.9664 | 0 | 0 | 0 | 0 | 30674360 | 0 | 30674360 | 306.7436 | 8987.5875 | 0 | 2.304 | 2.016 | 44379.1678
MsrNResSpltPkgAC-65to134-S13 | PreNResSpltPkgAC-65to-PEYes | ERC | 1996 | CZ13 | cDXGF | 0 | DXSZCap | 7.5845 | 1920.017 | 10559.48 | 18419.2109 | 2636.864 | 0 | 3905.985 | 0 | 2970.197 | 0 | 112.4077 | 934.023 | 203.3875 | 619.4394 | 0 | 0 | 0 | 0 | 26825020 | 0 | 26825020 | 268.2502 | 7859.7309 | 0 | 2.304 | 2.016 | 44379.1681
MsrNResSpltPkgAC-65to134-S13 | PreNResSpltPkgAC-65to-PEYes | ERC | 1996 | CZ14 | cDXGF | 0 | DXSZCap | 8.0602 | 1920.017 | 10210.58 | 18850.4322 | 2636.864 | 0 | 3905.985 | 0 | 2612.35 | 0 | 142.4015 | 912.9766 | 203.4699 | 583.4659 | 0 | 0 | 0 | 0 | 29487550 | 0 | 29487550 | 294.8755 | 8639.8522 | 0 | 2.304 | 2.016 | 44379.1684
MsrNResSpltPkgAC-65to134-S13 | PreNResSpltPkgAC-65to-PEYes | ERC | 1996 | CZ15 | cDXGF | 0 | DXSZCap | 11.0454 | 1920.017 | 14204.69 | 15957.6938 | 2636.864 | 0 | 3905.985 | 0 | 6324.836 | 0 | 41.4374 | 1295.558 | 69.1012 | 1094.776 | 0 | 0 | 0 | 0 | 5982948 | 0 | 5982948 | 59.8295 | 1753.0038 | 0 | 2.304 | 2.016 | 44379.1686
MsrNResSpltPkgAC-65to134-S13 | PreNResSpltPkgAC-65to-PEYes | ERC | 1996 | CZ16 | cDXGF | 0 | DXSZCap | 6.0743 | 1920.017 | 8085.605 | 27996.3497 | 2636.864 | 0 | 3905.985 | 0 | 648.1998 | 0 | 191.0443 | 703.5043 | 369.1837 | 246.685 | 0 | 0 | 0 | 0 | 67954760 | 0 | 67954760 | 679.5476 | 19910.7447 | 0 | 2.304 | 2.016 | 44379.1689
MsrNResSpltPkgAC-65to134-S13 | PreNResSpltPkgAC-65to-PEYes | ERC | 2003 | CZ01 | cDXGF | 0 | DXSZCap | 4.9123 | 1920.017 | 7170.402 | 23547.8655 | 2636.864 | 0 | 3720.005 | 0 | 138.5274 | 0 | 132.8396 | 542.1799 | 337.7365 | 93.6021 | 0 | 0 | 0 | 0 | 55895780 | 0 | 55895780 | 558.9578 | 16377.4635 | 0 | 2.304 | 1.92 | 44379.1692
MsrNResSpltPkgAC-65to134-S13 | PreNResSpltPkgAC-65to-PEYes | ERC | 2003 | CZ02 | cDXGF | 0 | DXSZCap | 5.3774 | 1920.017 | 8207.828 | 18821.2783 | 2636.864 | 0 | 3720.005 | 0 | 1116.039 | 0 | 105.1532 | 629.7823 | 225.7337 | 326.8651 | 0 | 0 | 0 | 0 | 36223380 | 0 | 36223380 | 362.2338 | 10613.4503 | 0 | 2.304 | 1.92 | 44379.1694
MsrNResSpltPkgAC-65to134-S13 | PreNResSpltPkgAC-65to-PEYes | ERC | 2003 | CZ03 | cDXGF | 0 | DXSZCap | 5.8885 | 1920.017 | 7818.719 | 16248.1122 | 2636.864 | 0 | 3720.005 | 0 | 751.5563 | 0 | 63.9054 | 646.4025 | 215.7228 | 316.1617 | 0 | 0 | 0 | 0 | 28769260 | 0 | 28769260 | 287.6926 | 8429.3932 | 0 | 2.304 | 1.92 | 44379.1697
MsrNResSpltPkgAC-65to134-S13 | PreNResSpltPkgAC-65to-PEYes | ERC | 2003 | CZ04 | cDXGF | 0 | DXSZCap | 5.9225 | 1920.017 | 8706.434 | 15843.3397 | 2636.864 | 0 | 3720.005 | 0 | 1582.089 | 0 | 65.4652 | 702.0308 | 168.6361 | 438.8888 | 0 | 0 | 0 | 0 | 24358040 | 0 | 24358040 | 243.5804 | 7136.9057 | 0 | 2.304 | 1.92 | 44379.17
MsrNResSpltPkgAC-65to134-S13 | PreNResSpltPkgAC-65to-PEYes | ERC | 2003 | CZ05 | cDXGF | 0 | DXSZCap | 5.6013 | 1920.017 | 8152.657 | 16107.9996 | 2636.864 | 0 | 3720.005 | 0 | 1100.398 | 0 | 69.9738 | 625.4351 | 173.8987 | 366.9087 | 0 | 0 | 0 | 0 | 27151340 | 0 | 27151340 | 271.5134 | 7955.3426 | 0 | 2.304 | 1.92 | 44379.1702
MsrNResSpltPkgAC-65to134-S13 | PreNResSpltPkgAC-65to-PEYes | ERC | 2003 | CZ06 | cDXGF | 0 | DXSZCap | 6.4062 | 1920.017 | 9005.492 | 12322.7208 | 2636.864 | 0 | 3720.005 | 0 | 1933.489 | 0 | 26.1639 | 688.985 | 91.0908 | 514.8222 | 0 | 0 | 0 | 0 | 11321600 | 0 | 11321600 | 113.216 | 3317.2288 | 0 | 2.304 | 1.92 | 44379.1705
MsrNResSpltPkgAC-65to134-S13 | PreNResSpltPkgAC-65to-PEYes | ERC | 2003 | CZ07 | cDXGF | 0 | DXSZCap | 6.1932 | 1920.017 | 8572.948 | 11333.659 | 2636.864 | 0 | 3720.005 | 0 | 1543.283 | 0 | 12.5512 | 660.2595 | 91.2153 | 477.8247 | 0 | 0 | 0 | 0 | 9422222 | 0 | 9422222 | 94.2222 | 2760.711 | 0 | 2.304 | 1.92 | 44379.1708
MsrNResSpltPkgAC-65to134-S13 | PreNResSpltPkgAC-65to-PEYes | ERC | 2003 | CZ08 | cDXGF | 0 | DXSZCap | 6.4134 | 1920.017 | 9695.423 | 12891.804 | 2636.864 | 0 | 3720.005 | 0 | 2578.161 | 0 | 28.2274 | 732.1791 | 85.4691 | 573.8117 | 0 | 0 | 0 | 0 | 10909150 | 0 | 10909150 | 109.0915 | 3196.3809 | 0 | 2.304 | 1.92 | 44379.171
MsrNResSpltPkgAC-65to134-S13 | PreNResSpltPkgAC-65to-PEYes | ERC | 2003 | CZ09 | cDXGF | 0 | DXSZCap | 8.4568 | 1920.017 | 9694.533 | 13894.477 | 2636.864 | 0 | 3720.005 | 0 | 2408.628 | 0 | 53.3789 | 875.6724 | 130.1293 | 596.6226 | 0 | 0 | 0 | 0 | 14334280 | 0 | 14334280 | 143.3428 | 4199.944 | 0 | 2.304 | 1.92 | 44379.1713
MsrNResSpltPkgAC-65to134-S13 | PreNResSpltPkgAC-65to-PEYes | ERC | 2003 | CZ10 | cDXGF | 0 | DXSZCap | 7.2961 | 1920.017 | 9881.97 | 14478.2756 | 2636.864 | 0 | 3720.005 | 0 | 2648.624 | 0 | 67.611 | 808.8777 | 124.1247 | 583.6255 | 0 | 0 | 0 | 0 | 15687050 | 0 | 15687050 | 156.8705 | 4596.3057 | 0 | 2.304 | 1.92 | 44379.1715
MsrNResSpltPkgAC-65to134-S13 | PreNResSpltPkgAC-65to-PEYes | ERC | 2003 | CZ11 | cDXGF | 0 | DXSZCap | 7.2829 | 1920.017 | 9822.186 | 19438.3347 | 2636.864 | 0 | 3720.005 | 0 | 2477.499 | 0 | 123.9929 | 863.8423 | 248.1496 | 512.4918 | 0 | 0 | 0 | 0 | 32819620 | 0 | 32819620 | 328.1962 | 9616.1487 | 0 | 2.304 | 1.92 | 44379.1718
MsrNResSpltPkgAC-65to134-S13 | PreNResSpltPkgAC-65to-PEYes | ERC | 2003 | CZ12 | cDXGF | 0 | DXSZCap | 6.2843 | 1920.017 | 9001.691 | 17864.437 | 2636.864 | 0 | 3720.005 | 0 | 1790.614 | 0 | 99.3116 | 754.9084 | 204.9421 | 459.3019 | 0 | 0 | 0 | 0 | 30248280 | 0 | 30248280 | 302.4828 | 8862.746 | 0 | 2.304 | 1.92 | 44379.1721
MsrNResSpltPkgAC-65to134-S13 | PreNResSpltPkgAC-65to-PEYes | ERC | 2003 | CZ13 | cDXGF | 0 | DXSZCap | 7.4639 | 1920.017 | 10260.01 | 18027.481 | 2636.864 | 0 | 3720.005 | 0 | 2878.387 | 0 | 110.6203 | 914.1487 | 203.0986 | 603.0475 | 0 | 0 | 0 | 0 | 26510140 | 0 | 26510140 | 265.1014 | 7767.471 | 0 | 2.304 | 1.92 | 44379.1723
MsrNResSpltPkgAC-65to134-S13 | PreNResSpltPkgAC-65to-PEYes | ERC | 2003 | CZ14 | cDXGF | 0 | DXSZCap | 7.9482 | 1920.017 | 9938.815 | 18484.3446 | 2636.864 | 0 | 3720.005 | 0 | 2545.237 | 0 | 140.4233 | 896.3004 | 202.7484 | 569.5306 | 0 | 0 | 0 | 0 | 29165630 | 0 | 29165630 | 291.6563 | 8545.5296 | 0 | 2.304 | 1.92 | 44379.1726
MsrNResSpltPkgAC-65to134-S13 | PreNResSpltPkgAC-65to-PEYes | ERC | 2003 | CZ15 | cDXGF | 0 | DXSZCap | 10.925 | 1920.017 | 13878.84 | 15615.1302 | 2636.864 | 0 | 3720.005 | 0 | 6203.341 | 0 | 40.9858 | 1277.669 | 70.6124 | 1077.101 | 0 | 0 | 0 | 0 | 5925905 | 0 | 5925905 | 59.2591 | 1736.2902 | 0 | 2.304 | 1.92 | 44379.1728
MsrNResSpltPkgAC-65to134-S13 | PreNResSpltPkgAC-65to-PEYes | ERC | 2003 | CZ16 | cDXGF | 0 | DXSZCap | 5.9292 | 1920.017 | 7849.198 | 27530.8665 | 2636.864 | 0 | 3720.005 | 0 | 620.8536 | 0 | 186.4815 | 685.0126 | 365.0235 | 238.0011 | 0 | 0 | 0 | 0 | 67172930 | 0 | 67172930 | 671.7293 | 19681.6685 | 0 | 2.304 | 1.92 | 44379.1731
MsrNResSpltPkgAC-65to134-S13 | PreNResSpltPkgAC-65to-PEYes | ERC | 2007 | CZ01 | cDXGF | 0 | DXSZCap | 4.9101 | 1920.017 | 7171.192 | 23394.2563 | 2636.864 | 0 | 3720.005 | 0 | 139.4724 | 0 | 132.7796 | 542.0851 | 335.6151 | 93.9474 | 0 | 0 | 0 | 0 | 55368820 | 0 | 55368820 | 553.6882 | 16223.0643 | 0 | 2.304 | 1.92 | 44379.1734
MsrNResSpltPkgAC-65to134-S13 | PreNResSpltPkgAC-65to-PEYes | ERC | 2007 | CZ02 | cDXGF | 0 | DXSZCap | 5.3542 | 1920.017 | 8205.084 | 18710.1595 | 2636.864 | 0 | 3720.005 | 0 | 1115.547 | 0 | 104.7 | 627.9869 | 223.7431 | 326.9167 | 0 | 0 | 0 | 0 | 35853500 | 0 | 35853500 | 358.535 | 10505.0755 | 0 | 2.304 | 1.92 | 44379.1736
MsrNResSpltPkgAC-65to134-S13 | PreNResSpltPkgAC-65to-PEYes | ERC | 2007 | CZ03 | cDXGF | 0 | DXSZCap | 5.8849 | 1920.017 | 7819.524 | 16159.9243 | 2636.864 | 0 | 3720.005 | 0 | 752.2906 | 0 | 63.8661 | 646.5151 | 214.8044 | 316.7341 | 0 | 0 | 0 | 0 | 28465530 | 0 | 28465530 | 284.6553 | 8340.4003 | 0 | 2.304 | 1.92 | 44379.1739
MsrNResSpltPkgAC-65to134-S13 | PreNResSpltPkgAC-65to-PEYes | ERC | 2007 | CZ04 | cDXGF | 0 | DXSZCap | 5.9055 | 1920.017 | 8703.084 | 15757.0649 | 2636.864 | 0 | 3720.005 | 0 | 1580.315 | 0 | 65.2772 | 700.6403 | 166.9108 | 438.9698 | 0 | 0 | 0 | 0 | 24075020 | 0 | 24075020 | 240.7502 | 7053.9809 | 0 | 2.304 | 1.92 | 44379.1741
MsrNResSpltPkgAC-65to134-S13 | PreNResSpltPkgAC-65to-PEYes | ERC | 2007 | CZ05 | cDXGF | 0 | DXSZCap | 5.6003 | 1920.017 | 8154.296 | 16039.0373 | 2636.864 | 0 | 3720.005 | 0 | 1101.938 | 0 | 69.9613 | 625.5463 | 173.3565 | 367.0913 | 0 | 0 | 0 | 0 | 26910380 | 0 | 26910380 | 269.1038 | 7884.7413 | 0 | 2.304 | 1.92 | 44379.1744
MsrNResSpltPkgAC-65to134-S13 | PreNResSpltPkgAC-65to-PEYes | ERC | 2007 | CZ06 | cDXGF | 0 | DXSZCap | 6.4066 | 1920.017 | 9004.844 | 12320.4877 | 2636.864 | 0 | 3720.005 | 0 | 1933.18 | 0 | 26.1657 | 688.6435 | 90.8097 | 514.7933 | 0 | 0 | 0 | 0 | 11316190 | 0 | 11316190 | 113.1619 | 3315.6437 | 0 | 2.304 | 1.92 | 44379.1746
MsrNResSpltPkgAC-65to134-S13 | PreNResSpltPkgAC-65to-PEYes | ERC | 2007 | CZ07 | cDXGF | 0 | DXSZCap | 6.1934 | 1920.017 | 8572.607 | 11334.4133 | 2636.864 | 0 | 3720.005 | 0 | 1542.933 | 0 | 12.5516 | 660.271 | 91.4917 | 477.516 | 0 | 0 | 0 | 0 | 9425960 | 0 | 9425960 | 94.2596 | 2761.8063 | 0 | 2.304 | 1.92 | 44379.1749
MsrNResSpltPkgAC-65to134-S13 | PreNResSpltPkgAC-65to-PEYes | ERC | 2007 | CZ08 | cDXGF | 0 | DXSZCap | 6.4138 | 1920.017 | 9695.008 | 12891.7786 | 2636.864 | 0 | 3720.005 | 0 | 2577.798 | 0 | 28.2291 | 732.1281 | 85.4721 | 573.7966 | 0 | 0 | 0 | 0 | 10910480 | 0 | 10910480 | 109.1048 | 3196.7706 | 0 | 2.304 | 1.92 | 44379.1751
MsrNResSpltPkgAC-65to134-S13 | PreNResSpltPkgAC-65to-PEYes | ERC | 2007 | CZ09 | cDXGF | 0 | DXSZCap | 8.4573 | 1920.017 | 9694.043 | 13893.2838 | 2636.864 | 0 | 3720.005 | 0 | 2408.159 | 0 | 53.3821 | 875.6465 | 130.1297 | 596.5908 | 0 | 0 | 0 | 0 | 14331880 | 0 | 14331880 | 143.3188 | 4199.2408 | 0 | 2.304 | 1.92 | 44379.1754
MsrNResSpltPkgAC-65to134-S13 | PreNResSpltPkgAC-65to-PEYes | ERC | 2007 | CZ10 | cDXGF | 0 | DXSZCap | 7.2692 | 1920.017 | 9870.227 | 14402.1137 | 2636.864 | 0 | 3720.005 | 0 | 2639.896 | 0 | 67.362 | 806.1174 | 122.1009 | 581.9756 | 0 | 0 | 0 | 0 | 15467190 | 0 | 15467190 | 154.6719 | 4531.8867 | 0 | 2.304 | 1.92 | 44379.1757
MsrNResSpltPkgAC-65to134-S13 | PreNResSpltPkgAC-65to-PEYes | ERC | 2007 | CZ11 | cDXGF | 0 | DXSZCap | 7.255 | 1920.017 | 9805.229 | 19281.4789 | 2636.864 | 0 | 3720.005 | 0 | 2464.125 | 0 | 123.5185 | 860.7311 | 244.9948 | 510.6883 | 0 | 0 | 0 | 0 | 32342150 | 0 | 32342150 | 323.4215 | 9476.2499 | 0 | 2.304 | 1.92 | 44379.1759
MsrNResSpltPkgAC-65to134-S13 | PreNResSpltPkgAC-65to-PEYes | ERC | 2007 | CZ12 | cDXGF | 0 | DXSZCap | 6.2589 | 1920.017 | 8993.371 | 17744.3903 | 2636.864 | 0 | 3720.005 | 0 | 1785.155 | 0 | 98.9099 | 752.4548 | 203.1263 | 459.2995 | 0 | 0 | 0 | 0 | 29866960 | 0 | 29866960 | 298.6696 | 8751.0193 | 0 | 2.304 | 1.92 | 44379.1762
MsrNResSpltPkgAC-65to134-S13 | PreNResSpltPkgAC-65to-PEYes | ERC | 2007 | CZ13 | cDXGF | 0 | DXSZCap | 7.4381 | 1920.017 | 10236.27 | 17883.6462 | 2636.864 | 0 | 3720.005 | 0 | 2858.85 | 0 | 110.237 | 910.33 | 199.7943 | 601.2712 | 0 | 0 | 0 | 0 | 26100260 | 0 | 26100260 | 261.0026 | 7647.3762 | 0 | 2.304 | 1.92 | 44379.1764
MsrNResSpltPkgAC-65to134-S13 | PreNResSpltPkgAC-65to-PEYes | ERC | 2007 | CZ14 | cDXGF | 0 | DXSZCap | 7.92 | 1920.017 | 9921.954 | 18332.7563 | 2636.864 | 0 | 3720.005 | 0 | 2532.09 | 0 | 139.9231 | 893.0897 | 199.6553 | 568.1469 | 0 | 0 | 0 | 0 | 28705810 | 0 | 28705810 | 287.0581 | 8410.8023 | 0 | 2.304 | 1.92 | 44379.1767
MsrNResSpltPkgAC-65to134-S13 | PreNResSpltPkgAC-65to-PEYes | ERC | 2007 | CZ15 | cDXGF | 0 | DXSZCap | 10.877 | 1920.017 | 13817.4 | 15514.9834 | 2636.864 | 0 | 3720.005 | 0 | 6149.337 | 0 | 40.806 | 1270.404 | 68.394 | 1071.166 | 0 | 0 | 0 | 0 | 5793800 | 0 | 5793800 | 57.938 | 1697.5834 | 0 | 2.304 | 1.92 | 44379.1769
MsrNResSpltPkgAC-65to134-S13 | PreNResSpltPkgAC-65to-PEYes | ERC | 2007 | CZ16 | cDXGF | 0 | DXSZCap | 5.925 | 1920.017 | 7847.946 | 27277.3181 | 2636.864 | 0 | 3720.005 | 0 | 620.2691 | 0 | 186.351 | 684.4746 | 362.653 | 238.4164 | 0 | 0 | 0 | 0 | 66311850 | 0 | 66311850 | 663.1185 | 19429.3721 | 0 | 2.304 | 1.92 | 44379.1772
MsrNResSpltPkgAC-65to134-S13 | PreNResSpltPkgAC-65to-PEYes | ERC | 2011 | CZ01 | cDXGF | 0 | DXSZCap | 4.9101 | 1920.017 | 7171.192 | 23394.2563 | 2636.864 | 0 | 3720.005 | 0 | 139.4724 | 0 | 132.7796 | 542.0851 | 335.6151 | 93.9474 | 0 | 0 | 0 | 0 | 55368820 | 0 | 55368820 | 553.6882 | 16223.0643 | 0 | 2.304 | 1.92 | 44379.1774
MsrNResSpltPkgAC-65to134-S13 | PreNResSpltPkgAC-65to-PEYes | ERC | 2011 | CZ02 | cDXGF | 0 | DXSZCap | 5.2211 | 1920.017 | 8159.391 | 17497.09 | 2636.864 | 0 | 3720.005 | 0 | 1090.679 | 0 | 102.0968 | 609.7639 | 208.7516 | 324.4585 | 0 | 0 | 0 | 0 | 31869280 | 0 | 31869280 | 318.6928 | 9337.699 | 0 | 2.304 | 1.92 | 44379.1777
MsrNResSpltPkgAC-65to134-S13 | PreNResSpltPkgAC-65to-PEYes | ERC | 2011 | CZ03 | cDXGF | 0 | DXSZCap | 5.881 | 1920.017 | 7820.654 | 16060.945 | 2636.864 | 0 | 3720.005 | 0 | 753.5684 | 0 | 63.8239 | 646.413 | 211.802 | 317.1149 | 0 | 0 | 0 | 0 | 28123860 | 0 | 28123860 | 281.2386 | 8240.291 | 0 | 2.304 | 1.92 | 44379.178
MsrNResSpltPkgAC-65to134-S13 | PreNResSpltPkgAC-65to-PEYes | ERC | 2011 | CZ04 | cDXGF | 0 | DXSZCap | 5.6979 | 1920.017 | 8636.886 | 14450.7649 | 2636.864 | 0 | 3720.005 | 0 | 1542.012 | 0 | 62.982 | 675.0395 | 146.4287 | 435.9155 | 0 | 0 | 0 | 0 | 19842590 | 0 | 19842590 | 198.4259 | 5813.8789 | 0 | 2.304 | 1.92 | 44379.1782
MsrNResSpltPkgAC-65to134-S13 | PreNResSpltPkgAC-65to-PEYes | ERC | 2011 | CZ05 | cDXGF | 0 | DXSZCap | 5.6003 | 1920.017 | 8154.296 | 16039.0373 | 2636.864 | 0 | 3720.005 | 0 | 1101.938 | 0 | 69.9613 | 625.5463 | 173.3565 | 367.0913 | 0 | 0 | 0 | 0 | 26910380 | 0 | 26910380 | 269.1038 | 7884.7413 | 0 | 2.304 | 1.92 | 44379.1785
MsrNResSpltPkgAC-65to134-S13 | PreNResSpltPkgAC-65to-PEYes | ERC | 2011 | CZ06 | cDXGF | 0 | DXSZCap | 6.4066 | 1920.017 | 9004.844 | 12320.4877 | 2636.864 | 0 | 3720.005 | 0 | 1933.18 | 0 | 26.1657 | 688.6435 | 90.8097 | 514.7933 | 0 | 0 | 0 | 0 | 11316190 | 0 | 11316190 | 113.1619 | 3315.6437 | 0 | 2.304 | 1.92 | 44379.179
MsrNResSpltPkgAC-65to134-S13 | PreNResSpltPkgAC-65to-PEYes | ERC | 2011 | CZ07 | cDXGF | 0 | DXSZCap | 6.189 | 1920.017 | 8573.124 | 11301.0577 | 2636.864 | 0 | 3720.005 | 0 | 1543.681 | 0 | 12.5428 | 660.0479 | 90.0428 | 478.3056 | 0 | 0 | 0 | 0 | 9310354 | 0 | 9310354 | 93.1035 | 2727.9337 | 0 | 2.304 | 1.92 | 44379.1792
MsrNResSpltPkgAC-65to134-S13 | PreNResSpltPkgAC-65to-PEYes | ERC | 2011 | CZ08 | cDXGF | 0 | DXSZCap | 6.3857 | 1920.017 | 9687.301 | 12850.1803 | 2636.864 | 0 | 3720.005 | 0 | 2572.563 | 0 | 28.1055 | 729.7779 | 84.8705 | 572.6392 | 0 | 0 | 0 | 0 | 10794810 | 0 | 10794810 | 107.9481 | 3162.8793 | 0 | 2.304 | 1.92 | 44379.1795
MsrNResSpltPkgAC-65to134-S13 | PreNResSpltPkgAC-65to-PEYes | ERC | 2011 | CZ09 | cDXGF | 0 | DXSZCap | 8.0596 | 1920.017 | 9539.199 | 12706.5876 | 2636.864 | 0 | 3720.005 | 0 | 2298.624 | 0 | 50.8716 | 832.8506 | 105.5632 | 581.1964 | 0 | 0 | 0 | 0 | 10810200 | 0 | 10810200 | 108.102 | 3167.3886 | 0 | 2.304 | 1.92 | 44379.1797
MsrNResSpltPkgAC-65to134-S13 | PreNResSpltPkgAC-65to-PEYes | ERC | 2011 | CZ10 | cDXGF | 0 | DXSZCap | 7.0673 | 1920.017 | 9761.024 | 13616.4352 | 2636.864 | 0 | 3720.005 | 0 | 2558.592 | 0 | 65.4913 | 780.0903 | 109.6813 | 571.0156 | 0 | 0 | 0 | 0 | 13158400 | 0 | 13158400 | 131.584 | 3855.4112 | 0 | 2.304 | 1.92 | 44379.18
MsrNResSpltPkgAC-65to134-S13 | PreNResSpltPkgAC-65to-PEYes | ERC | 2011 | CZ11 | cDXGF | 0 | DXSZCap | 7.0334 | 1920.017 | 9665.166 | 18004.0984 | 2636.864 | 0 | 3720.005 | 0 | 2358.405 | 0 | 119.7445 | 830.1632 | 223.7297 | 500.7661 | 0 | 0 | 0 | 0 | 28460520 | 0 | 28460520 | 284.6052 | 8338.9324 | 0 | 2.304 | 1.92 | 44379.1803
MsrNResSpltPkgAC-65to134-S13 | PreNResSpltPkgAC-65to-PEYes | ERC | 2011 | CZ12 | cDXGF | 0 | DXSZCap | 6.0859 | 1920.017 | 8906.508 | 16608.7602 | 2636.864 | 0 | 3720.005 | 0 | 1724.367 | 0 | 96.1749 | 729.1144 | 185.0507 | 450.1585 | 0 | 0 | 0 | 0 | 26287550 | 0 | 26287550 | 262.8755 | 7702.2522 | 0 | 2.304 | 1.92 | 44379.1805
MsrNResSpltPkgAC-65to134-S13 | PreNResSpltPkgAC-65to-PEYes | ERC | 2011 | CZ13 | cDXGF | 0 | DXSZCap | 7.2422 | 1920.017 | 10074.17 | 16762.4136 | 2636.864 | 0 | 3720.005 | 0 | 2732.123 | 0 | 107.3332 | 877.8637 | 182.5927 | 585.5013 | 0 | 0 | 0 | 0 | 22826770 | 0 | 22826770 | 228.2677 | 6688.2436 | 0 | 2.304 | 1.92 | 44379.1808
MsrNResSpltPkgAC-65to134-S13 | PreNResSpltPkgAC-65to-PEYes | ERC | 2011 | CZ14 | cDXGF | 0 | DXSZCap | 7.6998 | 1920.017 | 9787.917 | 17122.4161 | 2636.864 | 0 | 3720.005 | 0 | 2431.724 | 0 | 136.0329 | 863.3134 | 178.8897 | 556.7987 | 0 | 0 | 0 | 0 | 25032420 | 0 | 25032420 | 250.3242 | 7334.4991 | 0 | 2.304 | 1.92 | 44379.1811
MsrNResSpltPkgAC-65to134-S13 | PreNResSpltPkgAC-65to-PEYes | ERC | 2011 | CZ15 | cDXGF | 0 | DXSZCap | 10.3439 | 1920.017 | 13182.68 | 14273.5817 | 2636.864 | 0 | 3720.005 | 0 | 5598.271 | 0 | 38.8058 | 1188.753 | 52.6276 | 1013.612 | 0 | 0 | 0 | 0 | 3723214 | 0 | 3723214 | 37.2321 | 1090.9017 | 0 | 2.304 | 1.92 | 44379.1813
MsrNResSpltPkgAC-65to134-S13 | PreNResSpltPkgAC-65to-PEYes | ERC | 2011 | CZ16 | cDXGF | 0 | DXSZCap | 5.7974 | 1920.017 | 7808.846 | 25285.332 | 2636.864 | 0 | 3720.005 | 0 | 606.2145 | 0 | 182.3362 | 663.4385 | 340.7528 | 235.7145 | 0 | 0 | 0 | 0 | 59646710 | 0 | 59646710 | 596.4671 | 17476.486 | 0 | 2.304 | 1.92 | 44379.1816
MsrNResSpltPkgAC-65to134-S13 | PreNResSpltPkgAC-65to-PEYes | ERC | 2015 | CZ01 | cDXGF | 0 | DXSZCap | 4.7067 | 1920.017 | 7130.75 | 24173.9213 | 2636.864 | 0 | 3720.005 | 0 | 121.3813 | 0 | 127.2798 | 525.2335 | 341.6371 | 79.4102 | 0 | 0 | 0 | 0 | 58167820 | 0 | 58167820 | 581.6782 | 17043.1713 | 0 | 2.304 | 1.92 | 44379.1818
MsrNResSpltPkgAC-65to134-S13 | PreNResSpltPkgAC-65to-PEYes | ERC | 2015 | CZ02 | cDXGF | 0 | DXSZCap | 5.0869 | 1920.017 | 8038.61 | 17824.2621 | 2636.864 | 0 | 3720.005 | 0 | 995.3126 | 0 | 99.4712 | 586.9763 | 212.5101 | 300.8683 | 0 | 0 | 0 | 0 | 33398130 | 0 | 33398130 | 333.9813 | 9785.6521 | 0 | 2.304 | 1.92 | 44379.1821
MsrNResSpltPkgAC-65to134-S13 | PreNResSpltPkgAC-65to-PEYes | ERC | 2015 | CZ03 | cDXGF | 0 | DXSZCap | 5.4578 | 1920.017 | 7655.395 | 16353.4516 | 2636.864 | 0 | 3720.005 | 0 | 643.2269 | 0 | 59.2305 | 596.0876 | 216.8757 | 274.8876 | 0 | 0 | 0 | 0 | 29686200 | 0 | 29686200 | 296.862 | 8698.0566 | 0 | 2.304 | 1.92 | 44379.1823
MsrNResSpltPkgAC-65to134-S13 | PreNResSpltPkgAC-65to-PEYes | ERC | 2015 | CZ04 | cDXGF | 0 | DXSZCap | 5.3658 | 1920.017 | 8344.437 | 14478.6674 | 2636.864 | 0 | 3720.005 | 0 | 1312.026 | 0 | 59.3109 | 616.2471 | 148.8482 | 381.2864 | 0 | 0 | 0 | 0 | 20935940 | 0 | 20935940 | 209.3594 | 6134.2304 | 0 | 2.304 | 1.92 | 44379.1826
MsrNResSpltPkgAC-65to134-S13 | PreNResSpltPkgAC-65to-PEYes | ERC | 2015 | CZ05 | cDXGF | 0 | DXSZCap | 5.1603 | 1920.017 | 7954.036 | 16258.6815 | 2636.864 | 0 | 3720.005 | 0 | 958.287 | 0 | 64.4642 | 574.4266 | 177.3624 | 320.6053 | 0 | 0 | 0 | 0 | 28343500 | 0 | 28343500 | 283.435 | 8304.6455 | 0 | 2.304 | 1.92 | 44379.1829
MsrNResSpltPkgAC-65to134-S13 | PreNResSpltPkgAC-65to-PEYes | ERC | 2015 | CZ06 | cDXGF | 0 | DXSZCap | 6.0073 | 1920.017 | 8709.555 | 12267.2548 | 2636.864 | 0 | 3720.005 | 0 | 1695.199 | 0 | 24.5347 | 632.9702 | 97.5157 | 458.8718 | 0 | 0 | 0 | 0 | 12142320 | 0 | 12142320 | 121.4232 | 3557.6998 | 0 | 2.304 | 1.92 | 44379.1831
MsrNResSpltPkgAC-65to134-S13 | PreNResSpltPkgAC-65to-PEYes | ERC | 2015 | CZ07 | cDXGF | 0 | DXSZCap | 5.7905 | 1920.017 | 8329.806 | 11265.5488 | 2636.864 | 0 | 3720.005 | 0 | 1353.873 | 0 | 11.7352 | 607.3446 | 94.3313 | 426.6864 | 0 | 0 | 0 | 0 | 10019600 | 0 | 10019600 | 100.196 | 2935.7428 | 0 | 2.304 | 1.92 | 44379.1834
MsrNResSpltPkgAC-65to134-S13 | PreNResSpltPkgAC-65to-PEYes | ERC | 2015 | CZ08 | cDXGF | 0 | DXSZCap | 6.1657 | 1920.017 | 9311.089 | 12663.2024 | 2636.864 | 0 | 3720.005 | 0 | 2249.083 | 0 | 27.1374 | 678.0146 | 88.4369 | 518.0975 | 0 | 0 | 0 | 0 | 11440660 | 0 | 11440660 | 114.4066 | 3352.1134 | 0 | 2.304 | 1.92 | 44379.1837
MsrNResSpltPkgAC-65to134-S13 | PreNResSpltPkgAC-65to-PEYes | ERC | 2015 | CZ09 | cDXGF | 0 | DXSZCap | 7.7639 | 1920.017 | 9164.223 | 12541.7688 | 2636.864 | 0 | 3720.005 | 0 | 1976.944 | 0 | 49.0052 | 781.4163 | 117.5845 | 522.283 | 0 | 0 | 0 | 0 | 11527460 | 0 | 11527460 | 115.2746 | 3377.5458 | 0 | 2.304 | 1.92 | 44379.1839
MsrNResSpltPkgAC-65to134-S13 | PreNResSpltPkgAC-65to-PEYes | ERC | 2015 | CZ10 | cDXGF | 0 | DXSZCap | 6.9372 | 1920.017 | 9537.717 | 13691.1209 | 2636.864 | 0 | 3720.005 | 0 | 2363.571 | 0 | 64.286 | 753.0078 | 117.535 | 537.878 | 0 | 0 | 0 | 0 | 14175440 | 0 | 14175440 | 141.7544 | 4153.4039 | 0 | 2.304 | 1.92 | 44379.1842
MsrNResSpltPkgAC-65to134-S13 | PreNResSpltPkgAC-65to-PEYes | ERC | 2015 | CZ11 | cDXGF | 0 | DXSZCap | 6.9282 | 1920.017 | 9448.838 | 18189.1481 | 2636.864 | 0 | 3720.005 | 0 | 2173.324 | 0 | 117.9538 | 800.7039 | 227.773 | 467.7318 | 0 | 0 | 0 | 0 | 29830410 | 0 | 29830410 | 298.3041 | 8740.3101 | 0 | 2.304 | 1.92 | 44379.1845
MsrNResSpltPkgAC-65to134-S13 | PreNResSpltPkgAC-65to-PEYes | ERC | 2015 | CZ12 | cDXGF | 0 | DXSZCap | 5.9614 | 1920.017 | 8717.124 | 16817.3522 | 2636.864 | 0 | 3720.005 | 0 | 1567.751 | 0 | 94.208 | 698.3119 | 193.1926 | 419.0896 | 0 | 0 | 0 | 0 | 27645830 | 0 | 27645830 | 276.4583 | 8100.2282 | 0 | 2.304 | 1.92 | 44379.1847
MsrNResSpltPkgAC-65to134-S13 | PreNResSpltPkgAC-65to-PEYes | ERC | 2015 | CZ13 | cDXGF | 0 | DXSZCap | 7.1044 | 1920.017 | 9843.353 | 16866.8912 | 2636.864 | 0 | 3720.005 | 0 | 2534.637 | 0 | 105.2926 | 846.5753 | 189.5399 | 552.8802 | 0 | 0 | 0 | 0 | 23971120 | 0 | 23971120 | 239.7112 | 7023.5382 | 0 | 2.304 | 1.92 | 44379.185
MsrNResSpltPkgAC-65to134-S13 | PreNResSpltPkgAC-65to-PEYes | ERC | 2015 | CZ14 | cDXGF | 0 | DXSZCap | 7.5689 | 1920.017 | 9556.113 | 17303.7772 | 2636.864 | 0 | 3720.005 | 0 | 2231.786 | 0 | 133.7206 | 833.7501 | 193.6514 | 520.2683 | 0 | 0 | 0 | 0 | 26442540 | 0 | 26442540 | 264.4254 | 7747.6642 | 0 | 2.304 | 1.92 | 44379.1852
MsrNResSpltPkgAC-65to134-S13 | PreNResSpltPkgAC-65to-PEYes | ERC | 2015 | CZ15 | cDXGF | 0 | DXSZCap | 10.2732 | 1920.017 | 12888.26 | 14053.6382 | 2636.864 | 0 | 3720.005 | 0 | 5329.239 | 0 | 38.5405 | 1163.628 | 59.379 | 975.7129 | 0 | 0 | 0 | 0 | 3977400 | 0 | 3977400 | 39.774 | 1165.3782 | 0 | 2.304 | 1.92 | 44379.1855
MsrNResSpltPkgAC-65to134-S13 | PreNResSpltPkgAC-65to-PEYes | ERC | 2015 | CZ16 | cDXGF | 0 | DXSZCap | 5.5983 | 1920.017 | 7718.255 | 26048.5841 | 2636.864 | 0 | 3720.005 | 0 | 545.723 | 0 | 176.0738 | 639.6082 | 347.1943 | 216.9776 | 0 | 0 | 0 | 0 | 62560850 | 0 | 62560850 | 625.6085 | 18330.3291 | 0 | 2.304 | 1.92 | 44379.1858
MsrNResSpltPkgAC-65to134-S13 | PreNResSpltPkgAC-65to-PEYes | ERC | 2017 | CZ01 | cDXGF | 0 | DXSZCap | 4.7021 | 1920.017 | 7132.245 | 23830.7164 | 2636.864 | 0 | 3720.005 | 0 | 123.2393 | 0 | 127.156 | 524.9951 | 335.022 | 81.3268 | 0 | 0 | 0 | 0 | 56991370 | 0 | 56991370 | 569.9137 | 16698.4714 | 0 | 2.304 | 1.92 | 44379.186
MsrNResSpltPkgAC-65to134-S13 | PreNResSpltPkgAC-65to-PEYes | ERC | 2017 | CZ02 | cDXGF | 0 | DXSZCap | 5.057 | 1920.017 | 8036.327 | 17695.9832 | 2636.864 | 0 | 3720.005 | 0 | 995.7659 | 0 | 98.8882 | 584.8165 | 209.9094 | 300.846 | 0 | 0 | 0 | 0 | 32968110 | 0 | 32968110 | 329.6811 | 9659.6562 | 0 | 2.304 | 1.92 | 44379.1863
MsrNResSpltPkgAC-65to134-S13 | PreNResSpltPkgAC-65to-PEYes | ERC | 2017 | CZ03 | cDXGF | 0 | DXSZCap | 5.4536 | 1920.017 | 7656.652 | 16253.0874 | 2636.864 | 0 | 3720.005 | 0 | 644.6564 | 0 | 59.1853 | 595.9594 | 214.782 | 275.9706 | 0 | 0 | 0 | 0 | 29339370 | 0 | 29339370 | 293.3937 | 8596.4354 | 0 | 2.304 | 1.92 | 44379.1865
MsrNResSpltPkgAC-65to134-S13 | PreNResSpltPkgAC-65to-PEYes | ERC | 2017 | CZ04 | cDXGF | 0 | DXSZCap | 5.3437 | 1920.017 | 8342.05 | 14380.279 | 2636.864 | 0 | 3720.005 | 0 | 1311.444 | 0 | 59.0669 | 614.687 | 145.959 | 381.5523 | 0 | 0 | 0 | 0 | 20608290 | 0 | 20608290 | 206.0829 | 6038.229 | 0 | 2.304 | 1.92 | 44379.1868
MsrNResSpltPkgAC-65to134-S13 | PreNResSpltPkgAC-65to-PEYes | ERC | 2017 | CZ05 | cDXGF | 0 | DXSZCap | 5.1579 | 1920.017 | 7958.02 | 16103.9884 | 2636.864 | 0 | 3720.005 | 0 | 962.051 | 0 | 64.4346 | 574.68 | 174.0473 | 321.4791 | 0 | 0 | 0 | 0 | 27801940 | 0 | 27801940 | 278.0194 | 8145.9684 | 0 | 2.304 | 1.92 | 44379.187
MsrNResSpltPkgAC-65to134-S13 | PreNResSpltPkgAC-65to-PEYes | ERC | 2017 | CZ06 | cDXGF | 0 | DXSZCap | 5.9907 | 1920.017 | 8708.711 | 12151.3848 | 2636.864 | 0 | 3720.005 | 0 | 1695.462 | 0 | 24.467 | 631.9318 | 93.5483 | 459.3706 | 0 | 0 | 0 | 0 | 11749740 | 0 | 11749740 | 117.4974 | 3442.6738 | 0 | 2.304 | 1.92 | 44379.1873
MsrNResSpltPkgAC-65to134-S13 | PreNResSpltPkgAC-65to-PEYes | ERC | 2017 | CZ07 | cDXGF | 0 | DXSZCap | 5.7792 | 1920.017 | 8330.956 | 11196.3759 | 2636.864 | 0 | 3720.005 | 0 | 1355.572 | 0 | 11.7122 | 606.8188 | 92.3444 | 428.5721 | 0 | 0 | 0 | 0 | 9779590 | 0 | 9779590 | 97.7959 | 2865.4199 | 0 | 2.304 | 1.92 | 44379.1876
MsrNResSpltPkgAC-65to134-S13 | PreNResSpltPkgAC-65to-PEYes | ERC | 2017 | CZ08 | cDXGF | 0 | DXSZCap | 6.1023 | 1920.017 | 9296.867 | 12571.3764 | 2636.864 | 0 | 3720.005 | 0 | 2240.179 | 0 | 26.858 | 672.9792 | 85.5073 | 516.7186 | 0 | 0 | 0 | 0 | 11175800 | 0 | 11175800 | 111.758 | 3274.5094 | 0 | 2.304 | 1.92 | 44379.1878
MsrNResSpltPkgAC-65to134-S13 | PreNResSpltPkgAC-65to-PEYes | ERC | 2017 | CZ09 | cDXGF | 0 | DXSZCap | 7.7268 | 1920.017 | 9155.65 | 12462.9813 | 2636.864 | 0 | 3720.005 | 0 | 1971.943 | 0 | 48.7712 | 778.0812 | 115.2194 | 521.9889 | 0 | 0 | 0 | 0 | 11287820 | 0 | 11287820 | 112.8782 | 3307.3313 | 0 | 2.304 | 1.92 | 44379.1881
MsrNResSpltPkgAC-65to134-S13 | PreNResSpltPkgAC-65to-PEYes | ERC | 2017 | CZ10 | cDXGF | 0 | DXSZCap | 6.9048 | 1920.017 | 9526.125 | 13609.0214 | 2636.864 | 0 | 3720.005 | 0 | 2355.374 | 0 | 63.9847 | 749.9108 | 116.0972 | 536.9877 | 0 | 0 | 0 | 0 | 13934800 | 0 | 13934800 | 139.348 | 4082.8964 | 0 | 2.304 | 1.92 | 44379.1884
MsrNResSpltPkgAC-65to134-S13 | PreNResSpltPkgAC-65to-PEYes | ERC | 2017 | CZ11 | cDXGF | 0 | DXSZCap | 6.7848 | 1920.017 | 9364.447 | 17431.5164 | 2636.864 | 0 | 3720.005 | 0 | 2110.117 | 0 | 115.5132 | 781.9665 | 216.2629 | 460.9387 | 0 | 0 | 0 | 0 | 27532660 | 0 | 27532660 | 275.3266 | 8067.0694 | 0 | 2.304 | 1.92 | 44379.1886
MsrNResSpltPkgAC-65to134-S13 | PreNResSpltPkgAC-65to-PEYes | ERC | 2017 | CZ12 | cDXGF | 0 | DXSZCap | 5.9296 | 1920.017 | 8709.207 | 16674.5292 | 2636.864 | 0 | 3720.005 | 0 | 1563.092 | 0 | 93.7046 | 695.5573 | 189.6884 | 418.6682 | 0 | 0 | 0 | 0 | 27185400 | 0 | 27185400 | 271.854 | 7965.3222 | 0 | 2.304 | 1.92 | 44379.1889
MsrNResSpltPkgAC-65to134-S13 | PreNResSpltPkgAC-65to-PEYes | ERC | 2017 | CZ13 | cDXGF | 0 | DXSZCap | 7.0731 | 1920.017 | 9818.771 | 16709.9962 | 2636.864 | 0 | 3720.005 | 0 | 2514.806 | 0 | 104.8284 | 842.2861 | 187.117 | 550.8661 | 0 | 0 | 0 | 0 | 23519540 | 0 | 23519540 | 235.1954 | 6891.2252 | 0 | 2.304 | 1.92 | 44379.1892
MsrNResSpltPkgAC-65to134-S13 | PreNResSpltPkgAC-65to-PEYes | ERC | 2017 | CZ14 | cDXGF | 0 | DXSZCap | 7.5335 | 1920.017 | 9538.273 | 17128.397 | 2636.864 | 0 | 3720.005 | 0 | 2218.4 | 0 | 133.0962 | 829.9263 | 188.7348 | 518.9318 | 0 | 0 | 0 | 0 | 25904860 | 0 | 25904860 | 259.0486 | 7590.124 | 0 | 2.304 | 1.92 | 44379.1894
MsrNResSpltPkgAC-65to134-S13 | PreNResSpltPkgAC-65to-PEYes | ERC | 2017 | CZ15 | cDXGF | 0 | DXSZCap | 10.2186 | 1920.017 | 12819.93 | 13944.1534 | 2636.864 | 0 | 3720.005 | 0 | 5269.254 | 0 | 38.3357 | 1155.491 | 57.6509 | 970.4724 | 0 | 0 | 0 | 0 | 3836940 | 0 | 3836940 | 38.3694 | 1124.2234 | 0 | 2.304 | 1.92 | 44379.1897
MsrNResSpltPkgAC-65to134-S13 | PreNResSpltPkgAC-65to-PEYes | ERC | 2017 | CZ16 | cDXGF | 0 | DXSZCap | 5.5928 | 1920.017 | 7717.125 | 25746.7247 | 2636.864 | 0 | 3720.005 | 0 | 545.3055 | 0 | 175.8995 | 639.0652 | 344.1121 | 217.1326 | 0 | 0 | 0 | 0 | 61534470 | 0 | 61534470 | 615.3447 | 18029.5997 | 0 | 2.304 | 1.92 | 44379.19
MsrNResSpltPkgAC-65to134-S13 | PreNResSpltPkgAC-65to-PEYes | ERC | 2020 | CZ01 | cDXGF | 0 | DXSZCap | 4.4952 | 1920.017 | 5990.756 | 23343.8099 | 1538.168 | 0 | 3720.005 | 0 | 105.6501 | 0 | 121.5596 | 505.3832 | 340.9091 | 70.1235 | 0 | 0 | 0 | 0 | 59225440 | 0 | 59225440 | 592.2544 | 17353.0539 | 0 | 1.344 | 1.92 | 44379.1902
MsrNResSpltPkgAC-65to134-S13 | PreNResSpltPkgAC-65to-PEYes | ERC | 2020 | CZ02 | cDXGF | 0 | DXSZCap | 4.9053 | 1920.017 | 6838.242 | 16937.6473 | 1538.168 | 0 | 3720.005 | 0 | 921.1475 | 0 | 95.9218 | 563.0101 | 214.2817 | 278.8955 | 0 | 0 | 0 | 0 | 34468960 | 0 | 34468960 | 344.6896 | 10099.4053 | 0 | 1.344 | 1.92 | 44379.1905
MsrNResSpltPkgAC-65to134-S13 | PreNResSpltPkgAC-65to-PEYes | ERC | 2020 | CZ03 | cDXGF | 0 | DXSZCap | 5.2439 | 1920.017 | 6472.462 | 15477.5416 | 1538.168 | 0 | 3720.005 | 0 | 586.2184 | 0 | 56.9093 | 571.1715 | 220.9111 | 251.9885 | 0 | 0 | 0 | 0 | 30734060 | 0 | 30734060 | 307.3406 | 9005.0796 | 0 | 1.344 | 1.92 | 44379.1908
MsrNResSpltPkgAC-65to134-S13 | PreNResSpltPkgAC-65to-PEYes | ERC | 2020 | CZ04 | cDXGF | 0 | DXSZCap | 5.1969 | 1920.017 | 7122.909 | 13515.8291 | 1538.168 | 0 | 3720.005 | 0 | 1215.203 | 0 | 57.4444 | 592.0972 | 154.935 | 354.6089 | 0 | 0 | 0 | 0 | 21818840 | 0 | 21818840 | 218.1884 | 6392.9201 | 0 | 1.344 | 1.92 | 44379.191
MsrNResSpltPkgAC-65to134-S13 | PreNResSpltPkgAC-65to-PEYes | ERC | 2020 | CZ05 | cDXGF | 0 | DXSZCap | 4.951 | 1920.017 | 6756.548 | 15272.5197 | 1538.168 | 0 | 3720.005 | 0 | 885.9319 | 0 | 61.8502 | 550.6039 | 179.4309 | 296.0727 | 0 | 0 | 0 | 0 | 29064750 | 0 | 29064750 | 290.6475 | 8515.9717 | 0 | 1.344 | 1.92 | 44379.1913
MsrNResSpltPkgAC-65to134-S13 | PreNResSpltPkgAC-65to-PEYes | ERC | 2020 | CZ06 | cDXGF | 0 | DXSZCap | 5.7846 | 1920.017 | 7467.607 | 11145.7356 | 1538.168 | 0 | 3720.005 | 0 | 1579.089 | 0 | 23.6253 | 606.7288 | 102.1094 | 430.3384 | 0 | 0 | 0 | 0 | 12553340 | 0 | 12553340 | 125.5334 | 3678.1286 | 0 | 1.344 | 1.92 | 44379.1915
MsrNResSpltPkgAC-65to134-S13 | PreNResSpltPkgAC-65to-PEYes | ERC | 2020 | CZ07 | cDXGF | 0 | DXSZCap | 5.5727 | 1920.017 | 7103.577 | 10204.1938 | 1538.168 | 0 | 3720.005 | 0 | 1251.896 | 0 | 11.2937 | 582.2227 | 100.7654 | 400.015 | 0 | 0 | 0 | 0 | 10582310 | 0 | 10582310 | 105.8231 | 3100.6168 | 0 | 1.344 | 1.92 | 44379.1918
MsrNResSpltPkgAC-65to134-S13 | PreNResSpltPkgAC-65to-PEYes | ERC | 2020 | CZ08 | cDXGF | 0 | DXSZCap | 5.9528 | 1920.017 | 8035.937 | 11509.6776 | 1538.168 | 0 | 3720.005 | 0 | 2104.683 | 0 | 26.2004 | 646.8888 | 92.1085 | 485.4912 | 0 | 0 | 0 | 0 | 11855770 | 0 | 11855770 | 118.5577 | 3473.7406 | 0 | 1.344 | 1.92 | 44379.1921
MsrNResSpltPkgAC-65to134-S13 | PreNResSpltPkgAC-65to-PEYes | ERC | 2020 | CZ09 | cDXGF | 0 | DXSZCap | 7.5769 | 1920.017 | 7911.528 | 11426.0249 | 1538.168 | 0 | 3720.005 | 0 | 1851.052 | 0 | 47.825 | 754.4875 | 120.1121 | 495.4255 | 0 | 0 | 0 | 0 | 11994870 | 0 | 11994870 | 119.9487 | 3514.4969 | 0 | 1.344 | 1.92 | 44379.1923
MsrNResSpltPkgAC-65to134-S13 | PreNResSpltPkgAC-65to-PEYes | ERC | 2020 | CZ10 | cDXGF | 0 | DXSZCap | 6.7561 | 1920.017 | 8262.555 | 12564.6623 | 1538.168 | 0 | 3720.005 | 0 | 2218.41 | 0 | 62.6076 | 723.3721 | 119.5827 | 508.2257 | 0 | 0 | 0 | 0 | 14682960 | 0 | 14682960 | 146.8296 | 4302.1073 | 0 | 1.344 | 1.92 | 44379.1926
MsrNResSpltPkgAC-65to134-S13 | PreNResSpltPkgAC-65to-PEYes | ERC | 2020 | CZ11 | cDXGF | 0 | DXSZCap | 6.6307 | 1920.017 | 8128.281 | 16568.0405 | 1538.168 | 0 | 3720.005 | 0 | 2000.217 | 0 | 112.8899 | 757.0175 | 222.5702 | 433.683 | 0 | 0 | 0 | 0 | 28804640 | 0 | 28804640 | 288.0464 | 8439.7595 | 0 | 1.344 | 1.92 | 44379.1928
MsrNResSpltPkgAC-65to134-S13 | PreNResSpltPkgAC-65to-PEYes | ERC | 2020 | CZ12 | cDXGF | 0 | DXSZCap | 5.7802 | 1920.017 | 7481.434 | 15856.8185 | 1538.168 | 0 | 3720.005 | 0 | 1460.724 | 0 | 91.3453 | 671.2022 | 199.9261 | 391.4438 | 0 | 0 | 0 | 0 | 28584930 | 0 | 28584930 | 285.8493 | 8375.3845 | 0 | 1.344 | 1.92 | 44379.1931
MsrNResSpltPkgAC-65to134-S13 | PreNResSpltPkgAC-65to-PEYes | ERC | 2020 | CZ13 | cDXGF | 0 | DXSZCap | 6.9253 | 1920.017 | 8570.569 | 15805.5946 | 1538.168 | 0 | 3720.005 | 0 | 2393.123 | 0 | 102.6365 | 816.65 | 196.1203 | 522.5934 | 0 | 0 | 0 | 0 | 24692920 | 0 | 24692920 | 246.9292 | 7235.0256 | 0 | 1.344 | 1.92 | 44379.1934
MsrNResSpltPkgAC-65to134-S13 | PreNResSpltPkgAC-65to-PEYes | ERC | 2020 | CZ14 | cDXGF | 0 | DXSZCap | 7.384 | 1920.017 | 8301.332 | 16238.4178 | 1538.168 | 0 | 3720.005 | 0 | 2104.132 | 0 | 130.4549 | 808.5867 | 200.194 | 491.6529 | 0 | 0 | 0 | 0 | 27089030 | 0 | 27089030 | 270.8903 | 7937.0858 | 0 | 1.344 | 1.92 | 44379.1936
MsrNResSpltPkgAC-65to134-S13 | PreNResSpltPkgAC-65to-PEYes | ERC | 2020 | CZ15 | cDXGF | 0 | DXSZCap | 10.0593 | 1920.017 | 11504.42 | 12722.6589 | 1538.168 | 0 | 3720.005 | 0 | 5079.078 | 0 | 37.7384 | 1129.443 | 62.1207 | 940.0698 | 0 | 0 | 0 | 0 | 4157812 | 0 | 4157812 | 41.5781 | 1218.2389 | 0 | 1.344 | 1.92 | 44379.1939
MsrNResSpltPkgAC-65to134-S13 | PreNResSpltPkgAC-65to-PEYes | ERC | 2020 | CZ16 | cDXGF | 0 | DXSZCap | 5.3302 | 1920.017 | 6542.018 | 25126.4337 | 1538.168 | 0 | 3720.005 | 0 | 505.5242 | 0 | 167.6433 | 610.6882 | 342.9464 | 200.8165 | 0 | 0 | 0 | 0 | 63428040 | 0 | 63428040 | 634.2804 | 18584.4157 | 0 | 1.344 | 1.92 | 44379.1942
MsrNResSpltPkgAC-65to134-S13 | PreNResSpltPkgAC-65to-PEYes | ESe | 1975 | CZ01 | cDXGF | 0 | DXSZCap | 441.4349 | 149998.6 | 720357.1 | 1453660.506 | 303095 | 0 | 329205.5 | 0 | 10899.07 | 0 | 11936.81 | 65221.04 | 33881.73 | 8301.594 | 0 | 0 | 0 | 0 | 2505383000 | 2641667 | 2502742000 | 25027.42 | 733303.406 | 0 | 164.4465 | 171.4647 | 44379.1947
MsrNResSpltPkgAC-65to134-S13 | PreNResSpltPkgAC-65to-PEYes | ESe | 1975 | CZ02 | cDXGF | 0 | DXSZCap | 414.5516 | 149998.6 | 818855.6 | 1222417.392 | 303095 | 0 | 329205.5 | 0 | 107437.3 | 0 | 8105.356 | 71012.44 | 19300.54 | 35615.47 | 0 | 0 | 0 | 0 | 1379986000 | 2641667 | 1377344000 | 13773.44 | 403561.792 | 0 | 164.4465 | 171.4647 | 44379.1951
MsrNResSpltPkgAC-65to134-S13 | PreNResSpltPkgAC-65to-PEYes | ESe | 1975 | CZ03 | cDXGF | 0 | DXSZCap | 479.0468 | 149998.6 | 776461 | 1093813.695 | 303095 | 0 | 329205.5 | 0 | 63511.5 | 0 | 5198.708 | 75450.17 | 18886.55 | 30992.6 | 0 | 0 | 0 | 0 | 1085757000 | 2641667 | 1083115000 | 10831.15 | 317352.695 | 0 | 164.4465 | 171.4647 | 44379.1956
MsrNResSpltPkgAC-65to134-S13 | PreNResSpltPkgAC-65to-PEYes | ESe | 1975 | CZ04 | cDXGF | 0 | DXSZCap | 423.6272 | 149998.6 | 854372.1 | 1105463.9291 | 303095 | 0 | 329205.5 | 0 | 141405 | 0 | 4682.355 | 75984.43 | 14013.86 | 44992.85 | 0 | 0 | 0 | 0 | 859610900 | 2641667 | 856968700 | 8569.687 | 251091.8291 | 0 | 164.4465 | 171.4647 | 44379.1961
MsrNResSpltPkgAC-65to134-S13 | PreNResSpltPkgAC-65to-PEYes | ESe | 1975 | CZ05 | cDXGF | 0 | DXSZCap | 466.679 | 149998.6 | 797654.4 | 1053511.6104 | 303095 | 0 | 329205.5 | 0 | 85473.36 | 0 | 5829.907 | 74051.02 | 14862.11 | 35857.56 | 0 | 0 | 0 | 0 | 875875300 | 2641667 | 873232800 | 8732.328 | 255857.2104 | 0 | 164.4465 | 171.4647 | 44379.1966
MsrNResSpltPkgAC-65to134-S13 | PreNResSpltPkgAC-65to-PEYes | ESe | 1975 | CZ06 | cDXGF | 0 | DXSZCap | 512.0721 | 149998.6 | 883886.9 | 986025.1764 | 303095 | 0 | 329205.5 | 0 | 167409.2 | 0 | 2091.393 | 82085.97 | 8175.079 | 53344.52 | 0 | 0 | 0 | 0 | 351235900 | 2641667 | 348594800 | 3485.948 | 102138.2764 | 0 | 164.4465 | 171.4647 | 44379.1971
MsrNResSpltPkgAC-65to134-S13 | PreNResSpltPkgAC-65to-PEYes | ESe | 1975 | CZ07 | cDXGF | 0 | DXSZCap | 504.1441 | 149998.6 | 853848.4 | 936202.0858 | 303095 | 0 | 329205.5 | 0 | 138873.2 | 0 | 1021.705 | 81652.9 | 7570.07 | 51094.13 | 0 | 0 | 0 | 0 | 283712100 | 2641667 | 281070600 | 2810.706 | 82353.6858 | 0 | 164.4465 | 171.4647 | 44379.1976
MsrNResSpltPkgAC-65to134-S13 | PreNResSpltPkgAC-65to-PEYes | ESe | 1975 | CZ08 | cDXGF | 0 | DXSZCap | 467.1679 | 149998.6 | 944378.9 | 1023857.0252 | 303095 | 0 | 329205.5 | 0 | 227506.4 | 0 | 2056.162 | 82515.84 | 6556.683 | 60293.75 | 0 | 0 | 0 | 0 | 273898100 | 2641667 | 271256400 | 2712.564 | 79478.1252 | 0 | 164.4465 | 171.4647 | 44379.1981
MsrNResSpltPkgAC-65to134-S13 | PreNResSpltPkgAC-65to-PEYes | ESe | 1975 | CZ09 | cDXGF | 0 | DXSZCap | 574.0322 | 149998.6 | 939728.6 | 1061929.8756 | 303095 | 0 | 329205.5 | 0 | 209793.1 | 0 | 3623.234 | 94011.63 | 10381.93 | 60082.39 | 0 | 0 | 0 | 0 | 419710100 | 2641667 | 417069200 | 4170.692 | 122201.2756 | 0 | 164.4465 | 171.4647 | 44379.1986
MsrNResSpltPkgAC-65to134-S13 | PreNResSpltPkgAC-65to-PEYes | ESe | 1975 | CZ10 | cDXGF | 0 | DXSZCap | 527.5478 | 149998.6 | 970081.6 | 1127508.7713 | 303095 | 0 | 329205.5 | 0 | 241563.8 | 0 | 4888.628 | 91328.65 | 10903.02 | 61683.3 | 0 | 0 | 0 | 0 | 539935400 | 2641667 | 537294100 | 5372.941 | 157427.1713 | 0 | 164.4465 | 171.4647 | 44379.1991
MsrNResSpltPkgAC-65to134-S13 | PreNResSpltPkgAC-65to-PEYes | ESe | 1975 | CZ11 | cDXGF | 0 | DXSZCap | 518.3147 | 149998.6 | 960617.4 | 1398678.184 | 303095 | 0 | 329205.5 | 0 | 226189.5 | 0 | 8824.1 | 93303.52 | 22002.87 | 53045.87 | 0 | 0 | 0 | 0 | 1497729000 | 2641667 | 1495088000 | 14950.88 | 438060.784 | 0 | 164.4465 | 171.4647 | 44379.1996
MsrNResSpltPkgAC-65to134-S13 | PreNResSpltPkgAC-65to-PEYes | ESe | 1975 | CZ12 | cDXGF | 0 | DXSZCap | 462.0424 | 149998.6 | 894676.5 | 1268276.698 | 303095 | 0 | 329205.5 | 0 | 170505 | 0 | 7301.024 | 84570.21 | 17900.59 | 49286.02 | 0 | 0 | 0 | 0 | 1277727000 | 2641667 | 1275086000 | 12750.86 | 373600.198 | 0 | 164.4465 | 171.4647 | 44379.2001
MsrNResSpltPkgAC-65to134-S13 | PreNResSpltPkgAC-65to-PEYes | ESe | 1975 | CZ13 | cDXGF | 0 | DXSZCap | 526.4595 | 149998.6 | 996391.4 | 1323437.121 | 303095 | 0 | 329205.5 | 0 | 257858.5 | 0 | 7802.185 | 98430.51 | 16953.09 | 62985.61 | 0 | 0 | 0 | 0 | 1118838000 | 2641667 | 1116197000 | 11161.97 | 327045.721 | 0 | 164.4465 | 171.4647 | 44379.2006
MsrNResSpltPkgAC-65to134-S13 | PreNResSpltPkgAC-65to-PEYes | ESe | 1975 | CZ14 | cDXGF | 0 | DXSZCap | 557.6888 | 149998.6 | 963244.8 | 1305267.802 | 303095 | 0 | 329205.5 | 0 | 224720 | 0 | 9852.608 | 96371.96 | 18635.66 | 57374.51 | 0 | 0 | 0 | 0 | 1169957000 | 2641667 | 1167314000 | 11673.14 | 342023.002 | 0 | 164.4465 | 171.4647 | 44379.2011
MsrNResSpltPkgAC-65to134-S13 | PreNResSpltPkgAC-65to-PEYes | ESe | 1975 | CZ15 | cDXGF | 0 | DXSZCap | 744.7983 | 149998.6 | 1270829 | 1326179.044 | 303095 | 0 | 329205.5 | 0 | 503204.1 | 0 | 2794.166 | 132530 | 6166.027 | 106101.5 | 0 | 0 | 0 | 0 | 191550000 | 2641667 | 188908000 | 1889.08 | 55350.044 | 0 | 164.4465 | 171.4647 | 44379.2016
MsrNResSpltPkgAC-65to134-S13 | PreNResSpltPkgAC-65to-PEYes | ESe | 1975 | CZ16 | cDXGF | 0 | DXSZCap | 509.6262 | 149998.6 | 801984.4 | 1803075.449 | 303095 | 0 | 329205.5 | 0 | 68113.4 | 0 | 16028.15 | 85542.46 | 35267.61 | 28987.29 | 0 | 0 | 0 | 0 | 3419333000 | 2641667 | 3416693000 | 34166.93 | 1001091.049 | 0 | 164.4465 | 171.4647 | 44379.2021
MsrNResSpltPkgAC-65to134-S13 | PreNResSpltPkgAC-65to-PEYes | ESe | 1985 | CZ01 | cDXGF | 0 | DXSZCap | 438.5227 | 149998.6 | 705664.3 | 1446646.943 | 303095 | 0 | 315397.9 | 0 | 10559.81 | 0 | 11858.19 | 64754.02 | 34135.93 | 8048.932 | 0 | 0 | 0 | 0 | 2531592000 | 2641667 | 2528951000 | 25289.51 | 740982.643 | 0 | 164.4465 | 164.5217 | 44379.2026
MsrNResSpltPkgAC-65to134-S13 | PreNResSpltPkgAC-65to-PEYes | ESe | 1985 | CZ02 | cDXGF | 0 | DXSZCap | 412.1717 | 149998.6 | 803234.8 | 1210500.112 | 303095 | 0 | 315397.9 | 0 | 106189 | 0 | 8058.913 | 70494.65 | 19402.47 | 35157.07 | 0 | 0 | 0 | 0 | 1392625000 | 2641667 | 1389984000 | 13899.84 | 407265.312 | 0 | 164.4465 | 164.5217 | 44379.2031
MsrNResSpltPkgAC-65to134-S13 | PreNResSpltPkgAC-65to-PEYes | ESe | 1985 | CZ03 | cDXGF | 0 | DXSZCap | 475.7597 | 149998.6 | 761020.3 | 1081870.243 | 303095 | 0 | 315397.9 | 0 | 62525.68 | 0 | 5163.044 | 74839.37 | 19030.23 | 30492.38 | 0 | 0 | 0 | 0 | 1097693000 | 2641667 | 1095051000 | 10950.51 | 320849.943 | 0 | 164.4465 | 164.5217 | 44379.2035
MsrNResSpltPkgAC-65to134-S13 | PreNResSpltPkgAC-65to-PEYes | ESe | 1985 | CZ04 | cDXGF | 0 | DXSZCap | 421.2344 | 149998.6 | 838512.3 | 1092062.3405 | 303095 | 0 | 315397.9 | 0 | 139934.6 | 0 | 4655.933 | 75429.2 | 14098.49 | 44493.57 | 0 | 0 | 0 | 0 | 868000400 | 2641667 | 865358500 | 8653.585 | 253550.0405 | 0 | 164.4465 | 164.5217 | 44379.204
MsrNResSpltPkgAC-65to134-S13 | PreNResSpltPkgAC-65to-PEYes | ESe | 1985 | CZ05 | cDXGF | 0 | DXSZCap | 463.3162 | 149998.6 | 781918.6 | 1040336.7183 | 303095 | 0 | 315397.9 | 0 | 84207.4 | 0 | 5787.899 | 73430.98 | 14947.08 | 35329.37 | 0 | 0 | 0 | 0 | 884615400 | 2641667 | 881973100 | 8819.731 | 258418.1183 | 0 | 164.4465 | 164.5217 | 44379.2045
MsrNResSpltPkgAC-65to134-S13 | PreNResSpltPkgAC-65to-PEYes | ESe | 1985 | CZ06 | cDXGF | 0 | DXSZCap | 508.7283 | 149998.6 | 867649 | 970948.0252 | 303095 | 0 | 315397.9 | 0 | 165618.8 | 0 | 2077.738 | 81460.26 | 8234.793 | 52775.16 | 0 | 0 | 0 | 0 | 355197500 | 2641667 | 352556400 | 3525.564 | 103299.0252 | 0 | 164.4465 | 164.5217 | 44379.205
MsrNResSpltPkgAC-65to134-S13 | PreNResSpltPkgAC-65to-PEYes | ESe | 1985 | CZ07 | cDXGF | 0 | DXSZCap | 501.1887 | 149998.6 | 837793.3 | 921184.8211 | 303095 | 0 | 315397.9 | 0 | 137236.3 | 0 | 1015.715 | 81049.01 | 7636.072 | 50511.73 | 0 | 0 | 0 | 0 | 287254200 | 2641667 | 284612700 | 2846.127 | 83391.5211 | 0 | 164.4465 | 164.5217 | 44379.2054
MsrNResSpltPkgAC-65to134-S13 | PreNResSpltPkgAC-65to-PEYes | ESe | 1985 | CZ08 | cDXGF | 0 | DXSZCap | 464.8962 | 149998.6 | 928029.5 | 1008386.6545 | 303095 | 0 | 315397.9 | 0 | 225516.9 | 0 | 2046.162 | 81974.09 | 6618.235 | 59741.02 | 0 | 0 | 0 | 0 | 276898200 | 2641667 | 274256500 | 2742.565 | 80357.1545 | 0 | 164.4465 | 164.5217 | 44379.2059
MsrNResSpltPkgAC-65to134-S13 | PreNResSpltPkgAC-65to-PEYes | ESe | 1985 | CZ09 | cDXGF | 0 | DXSZCap | 571.6413 | 149998.6 | 923634.9 | 1047148.2296 | 303095 | 0 | 315397.9 | 0 | 208024.6 | 0 | 3608.145 | 93509.82 | 10483.59 | 59601.71 | 0 | 0 | 0 | 0 | 424188000 | 2641667 | 421547200 | 4215.472 | 123513.3296 | 0 | 164.4465 | 164.5217 | 44379.2064
MsrNResSpltPkgAC-65to134-S13 | PreNResSpltPkgAC-65to-PEYes | ESe | 1985 | CZ10 | cDXGF | 0 | DXSZCap | 525.18 | 149998.6 | 953852.7 | 1112855.9769 | 303095 | 0 | 315397.9 | 0 | 239688.6 | 0 | 4866.698 | 90805.12 | 10990.14 | 61167.34 | 0 | 0 | 0 | 0 | 545314600 | 2641667 | 542673300 | 5426.733 | 159003.2769 | 0 | 164.4465 | 164.5217 | 44379.2069
MsrNResSpltPkgAC-65to134-S13 | PreNResSpltPkgAC-65to-PEYes | ESe | 1985 | CZ11 | cDXGF | 0 | DXSZCap | 515.8961 | 149998.6 | 944792.6 | 1386498.304 | 303095 | 0 | 315397.9 | 0 | 224723.8 | 0 | 8782.977 | 92793.45 | 22122.56 | 52627.91 | 0 | 0 | 0 | 0 | 1510169000 | 2641667 | 1507528000 | 15075.28 | 441705.704 | 0 | 164.4465 | 164.5217 | 44379.2074
MsrNResSpltPkgAC-65to134-S13 | PreNResSpltPkgAC-65to-PEYes | ESe | 1985 | CZ12 | cDXGF | 0 | DXSZCap | 459.6261 | 149998.6 | 878842.4 | 1255581.214 | 303095 | 0 | 315397.9 | 0 | 169070 | 0 | 7262.94 | 84016.92 | 17990.57 | 48814.25 | 0 | 0 | 0 | 0 | 1288439000 | 2641667 | 1285798000 | 12857.98 | 376738.814 | 0 | 164.4465 | 164.5217 | 44379.2079
MsrNResSpltPkgAC-65to134-S13 | PreNResSpltPkgAC-65to-PEYes | ESe | 1985 | CZ13 | cDXGF | 0 | DXSZCap | 524.0857 | 149998.6 | 980340.8 | 1310075.382 | 303095 | 0 | 315397.9 | 0 | 256193.7 | 0 | 7767.102 | 97887.58 | 17024.17 | 62510.15 | 0 | 0 | 0 | 0 | 1128015000 | 2641667 | 1125374000 | 11253.74 | 329734.582 | 0 | 164.4465 | 164.5217 | 44379.2084
MsrNResSpltPkgAC-65to134-S13 | PreNResSpltPkgAC-65to-PEYes | ESe | 1985 | CZ14 | cDXGF | 0 | DXSZCap | 555.253 | 149998.6 | 947338.4 | 1292018.912 | 303095 | 0 | 315397.9 | 0 | 223179.3 | 0 | 9809.633 | 95857.27 | 18722.46 | 56908.64 | 0 | 0 | 0 | 0 | 1179026000 | 2641667 | 1176384000 | 11763.84 | 344680.512 | 0 | 164.4465 | 164.5217 | 44379.2089
MsrNResSpltPkgAC-65to134-S13 | PreNResSpltPkgAC-65to-PEYes | ESe | 1985 | CZ15 | cDXGF | 0 | DXSZCap | 742.2573 | 149998.6 | 1254018 | 1309941.9724 | 303095 | 0 | 315397.9 | 0 | 500743.8 | 0 | 2784.633 | 131997 | 6217.604 | 105592.6 | 0 | 0 | 0 | 0 | 193508900 | 2641667 | 190866800 | 1908.668 | 55923.9724 | 0 | 164.4465 | 164.5217 | 44379.2094
MsrNResSpltPkgAC-65to134-S13 | PreNResSpltPkgAC-65to-PEYes | ESe | 1985 | CZ16 | cDXGF | 0 | DXSZCap | 506.4402 | 149998.6 | 786898.3 | 1794077.889 | 303095 | 0 | 315397.9 | 0 | 67487.63 | 0 | 15927.96 | 84990.48 | 35280.74 | 28701.7 | 0 | 0 | 0 | 0 | 3440115000 | 2641667 | 3437473000 | 34374.73 | 1007179.589 | 0 | 164.4465 | 164.5217 | 44379.2098
MsrNResSpltPkgAC-65to134-S13 | PreNResSpltPkgAC-65to-PEYes | ESe | 1996 | CZ01 | cDXGF | 0 | DXSZCap | 400.672 | 149998.6 | 684288.4 | 1385609.684 | 303095 | 0 | 301589.3 | 0 | 9574.451 | 0 | 10834.61 | 59195.24 | 31615.54 | 7352.974 | 0 | 0 | 0 | 0 | 2396229000 | 2641667 | 2393588000 | 23935.88 | 701321.284 | 0 | 164.4465 | 157.5787 | 44379.2103
MsrNResSpltPkgAC-65to134-S13 | PreNResSpltPkgAC-65to-PEYes | ESe | 1996 | CZ02 | cDXGF | 0 | DXSZCap | 401.3268 | 149998.6 | 777848.3 | 1198991.264 | 303095 | 0 | 301589.3 | 0 | 97821.32 | 0 | 7847.004 | 67495.85 | 19745.32 | 32792.89 | 0 | 0 | 0 | 0 | 1439990000 | 2641667 | 1437348000 | 14373.48 | 421142.964 | 0 | 164.4465 | 157.5787 | 44379.2108
MsrNResSpltPkgAC-65to134-S13 | PreNResSpltPkgAC-65to-PEYes | ESe | 1996 | CZ03 | cDXGF | 0 | DXSZCap | 461.213 | 149998.6 | 737694.7 | 1075773.043 | 303095 | 0 | 301589.3 | 0 | 56402.44 | 0 | 5005.211 | 71602.73 | 19616.64 | 27897.54 | 0 | 0 | 0 | 0 | 1156493000 | 2641667 | 1153851000 | 11538.51 | 338078.343 | 0 | 164.4465 | 157.5787 | 44379.2113
MsrNResSpltPkgAC-65to134-S13 | PreNResSpltPkgAC-65to-PEYes | ESe | 1996 | CZ04 | cDXGF | 0 | DXSZCap | 410.8265 | 149998.6 | 810894.3 | 1074919.7351 | 303095 | 0 | 301589.3 | 0 | 129576.2 | 0 | 4540.899 | 72092.99 | 14486.4 | 41594.87 | 0 | 0 | 0 | 0 | 903752700 | 2641667 | 901110700 | 9011.107 | 264025.4351 | 0 | 164.4465 | 157.5787 | 44379.2117
MsrNResSpltPkgAC-65to134-S13 | PreNResSpltPkgAC-65to-PEYes | ESe | 1996 | CZ05 | cDXGF | 0 | DXSZCap | 447.7283 | 149998.6 | 757368.4 | 1032250.2469 | 303095 | 0 | 301589.3 | 0 | 76898.77 | 0 | 5593.155 | 70192.47 | 15572.21 | 32600.39 | 0 | 0 | 0 | 0 | 940806000 | 2641667 | 938163300 | 9381.633 | 274881.8469 | 0 | 164.4465 | 157.5787 | 44379.2122
MsrNResSpltPkgAC-65to134-S13 | PreNResSpltPkgAC-65to-PEYes | ESe | 1996 | CZ06 | cDXGF | 0 | DXSZCap | 496.3175 | 149998.6 | 837779.6 | 952319.746 | 303095 | 0 | 301589.3 | 0 | 152927.9 | 0 | 2027.049 | 78140.7 | 8925.429 | 49455.64 | 0 | 0 | 0 | 0 | 393563100 | 2641667 | 390922000 | 3909.22 | 114540.146 | 0 | 164.4465 | 157.5787 | 44379.2127
MsrNResSpltPkgAC-65to134-S13 | PreNResSpltPkgAC-65to-PEYes | ESe | 1996 | CZ07 | cDXGF | 0 | DXSZCap | 488.9609 | 149998.6 | 810372.7 | 903107.2 | 303095 | 0 | 301589.3 | 0 | 126879.2 | 0 | 990.9365 | 77818.54 | 8240.764 | 47246.5 | 0 | 0 | 0 | 0 | 319141500 | 2641667 | 316500000 | 3165 | 92734.5 | 0 | 164.4465 | 157.5787 | 44379.2131
MsrNResSpltPkgAC-65to134-S13 | PreNResSpltPkgAC-65to-PEYes | ESe | 1996 | CZ08 | cDXGF | 0 | DXSZCap | 457.5478 | 149998.6 | 898599.3 | 987410.9988 | 303095 | 0 | 301589.3 | 0 | 212847.8 | 0 | 2013.819 | 79053.44 | 7149.588 | 56837.7 | 0 | 0 | 0 | 0 | 305753000 | 2641667 | 303111600 | 3031.116 | 88811.6988 | 0 | 164.4465 | 157.5787 | 44379.2136
MsrNResSpltPkgAC-65to134-S13 | PreNResSpltPkgAC-65to-PEYes | ESe | 1996 | CZ09 | cDXGF | 0 | DXSZCap | 564.4217 | 149998.6 | 894639.7 | 1030687.8919 | 303095 | 0 | 301589.3 | 0 | 195643.6 | 0 | 3562.578 | 90749.43 | 11269.3 | 56787.04 | 0 | 0 | 0 | 0 | 466969200 | 2641667 | 464328300 | 4643.283 | 136048.1919 | 0 | 164.4465 | 157.5787 | 44379.2141
MsrNResSpltPkgAC-65to134-S13 | PreNResSpltPkgAC-65to-PEYes | ESe | 1996 | CZ10 | cDXGF | 0 | DXSZCap | 517.7365 | 149998.6 | 924085.8 | 1097453.2261 | 303095 | 0 | 301589.3 | 0 | 226725.7 | 0 | 4797.724 | 87878.24 | 11676.35 | 58344.91 | 0 | 0 | 0 | 0 | 594339200 | 2641667 | 591697700 | 5916.977 | 173367.4261 | 0 | 164.4465 | 157.5787 | 44379.2146
MsrNResSpltPkgAC-65to134-S13 | PreNResSpltPkgAC-65to-PEYes | ESe | 1996 | CZ11 | cDXGF | 0 | DXSZCap | 486.2715 | 149998.6 | 898570.1 | 1303404.391 | 303095 | 0 | 301589.3 | 0 | 199831.7 | 0 | 8278.645 | 85775.67 | 20747.87 | 48164.69 | 0 | 0 | 0 | 0 | 1384329000 | 2641667 | 1381687000 | 13816.87 | 404834.291 | 0 | 164.4465 | 157.5787 | 44379.215
MsrNResSpltPkgAC-65to134-S13 | PreNResSpltPkgAC-65to-PEYes | ESe | 1996 | CZ12 | cDXGF | 0 | DXSZCap | 431.8475 | 149998.6 | 839040.1 | 1186239.24 | 303095 | 0 | 301589.3 | 0 | 150129 | 0 | 6824.067 | 77402.77 | 16950.17 | 44549.32 | 0 | 0 | 0 | 0 | 1187622000 | 2641667 | 1184980000 | 11849.8 | 347199.14 | 0 | 164.4465 | 157.5787 | 44379.2155
MsrNResSpltPkgAC-65to134-S13 | PreNResSpltPkgAC-65to-PEYes | ESe | 1996 | CZ13 | cDXGF | 0 | DXSZCap | 495.1578 | 149998.6 | 931992.6 | 1236366.86 | 303095 | 0 | 301589.3 | 0 | 229320.8 | 0 | 7338.42 | 90649.3 | 16189.21 | 57389.36 | 0 | 0 | 0 | 0 | 1041461000 | 2641667 | 1038820000 | 10388.2 | 304374.26 | 0 | 164.4465 | 157.5787 | 44379.216
MsrNResSpltPkgAC-65to134-S13 | PreNResSpltPkgAC-65to-PEYes | ESe | 1996 | CZ14 | cDXGF | 0 | DXSZCap | 525 | 149998.6 | 898552.3 | 1219174.875 | 303095 | 0 | 301589.3 | 0 | 196104.9 | 0 | 9275.216 | 88488.07 | 17995.78 | 51555.19 | 0 | 0 | 0 | 0 | 1096916000 | 2641667 | 1094275000 | 10942.75 | 320622.575 | 0 | 164.4465 | 157.5787 | 44379.2165
MsrNResSpltPkgAC-65to134-S13 | PreNResSpltPkgAC-65to-PEYes | ESe | 1996 | CZ15 | cDXGF | 0 | DXSZCap | 706.6257 | 149998.6 | 1182714 | 1234007.8985 | 303095 | 0 | 301589.3 | 0 | 452420.7 | 0 | 2650.955 | 122957.5 | 5897.068 | 98154.05 | 0 | 0 | 0 | 0 | 177706700 | 2641667 | 175064500 | 1750.645 | 51293.8985 | 0 | 164.4465 | 157.5787 | 44379.217
MsrNResSpltPkgAC-65to134-S13 | PreNResSpltPkgAC-65to-PEYes | ESe | 1996 | CZ16 | cDXGF | 0 | DXSZCap | 466.434 | 149998.6 | 755769.7 | 1696808.055 | 303095 | 0 | 301589.3 | 0 | 59403.08 | 0 | 14669.72 | 77012.55 | 33005.7 | 25676.21 | 0 | 0 | 0 | 0 | 3214376000 | 2641667 | 3211735000 | 32117.35 | 941038.355 | 0 | 164.4465 | 157.5787 | 44379.2175
MsrNResSpltPkgAC-65to134-S13 | PreNResSpltPkgAC-65to-PEYes | ESe | 2003 | CZ01 | cDXGF | 0 | DXSZCap | 362.4598 | 149998.6 | 662642.5 | 1375545.781 | 303095 | 0 | 287781.7 | 0 | 8269.555 | 0 | 9801.319 | 53696.07 | 30482.6 | 6320.18 | 0 | 0 | 0 | 0 | 2435758000 | 2641667 | 2433117000 | 24331.17 | 712903.281 | 0 | 164.4465 | 150.6356 | 44379.218
MsrNResSpltPkgAC-65to134-S13 | PreNResSpltPkgAC-65to-PEYes | ESe | 2003 | CZ02 | cDXGF | 0 | DXSZCap | 364.3341 | 149998.6 | 740109.6 | 1120998.466 | 303095 | 0 | 287781.7 | 0 | 82016.04 | 0 | 7123.703 | 60093.77 | 18069.08 | 28657.39 | 0 | 0 | 0 | 0 | 1302604000 | 2641667 | 1299962000 | 12999.62 | 380888.866 | 0 | 164.4465 | 150.6356 | 44379.2185
MsrNResSpltPkgAC-65to134-S13 | PreNResSpltPkgAC-65to-PEYes | ESe | 2003 | CZ03 | cDXGF | 0 | DXSZCap | 449.3084 | 149998.6 | 723157.6 | 1022900.409 | 303095 | 0 | 287781.7 | 0 | 57150.16 | 0 | 4876.006 | 70255.73 | 17790.23 | 28428.67 | 0 | 0 | 0 | 0 | 1025655000 | 2641667 | 1023013000 | 10230.13 | 299742.809 | 0 | 164.4465 | 150.6356 | 44379.219
MsrNResSpltPkgAC-65to134-S13 | PreNResSpltPkgAC-65to-PEYes | ESe | 2003 | CZ04 | cDXGF | 0 | DXSZCap | 400.8853 | 149998.6 | 794147.3 | 1027021.1802 | 303095 | 0 | 287781.7 | 0 | 127998.2 | 0 | 4431.05 | 70842.36 | 13281.39 | 41526.44 | 0 | 0 | 0 | 0 | 797433500 | 2641667 | 794791400 | 7947.914 | 232873.8802 | 0 | 164.4465 | 150.6356 | 44379.2197
MsrNResSpltPkgAC-65to134-S13 | PreNResSpltPkgAC-65to-PEYes | ESe | 2003 | CZ05 | cDXGF | 0 | DXSZCap | 436.9355 | 149998.6 | 742596.1 | 987656.2311 | 303095 | 0 | 287781.7 | 0 | 77272.05 | 0 | 5458.325 | 68990 | 14130.84 | 32932.2 | 0 | 0 | 0 | 0 | 839025500 | 2641667 | 836382700 | 8363.827 | 245060.1311 | 0 | 164.4465 | 150.6356 | 44379.2202
MsrNResSpltPkgAC-65to134-S13 | PreNResSpltPkgAC-65to-PEYes | ESe | 2003 | CZ06 | cDXGF | 0 | DXSZCap | 488.3373 | 149998.6 | 827557.4 | 927104.0621 | 303095 | 0 | 287781.7 | 0 | 156779.7 | 0 | 1994.457 | 77907.45 | 7990.782 | 50394.22 | 0 | 0 | 0 | 0 | 342390900 | 2641667 | 339749700 | 3397.497 | 99546.6621 | 0 | 164.4465 | 150.6356 | 44379.2207
MsrNResSpltPkgAC-65to134-S13 | PreNResSpltPkgAC-65to-PEYes | ESe | 2003 | CZ07 | cDXGF | 0 | DXSZCap | 481.5503 | 149998.6 | 799695.5 | 881056.7948 | 303095 | 0 | 287781.7 | 0 | 130176.9 | 0 | 975.9171 | 77666.99 | 7434.551 | 48373.77 | 0 | 0 | 0 | 0 | 280325100 | 2641667 | 277683600 | 2776.836 | 81361.2948 | 0 | 164.4465 | 150.6356 | 44379.2212
MsrNResSpltPkgAC-65to134-S13 | PreNResSpltPkgAC-65to-PEYes | ESe | 2003 | CZ08 | cDXGF | 0 | DXSZCap | 451.3139 | 149998.6 | 885749.3 | 963080.4677 | 303095 | 0 | 287781.7 | 0 | 213986.9 | 0 | 1986.359 | 78900.16 | 6453.16 | 57395.04 | 0 | 0 | 0 | 0 | 266570700 | 2641667 | 263928900 | 2639.289 | 77331.1677 | 0 | 164.4465 | 150.6356 | 44379.2217
MsrNResSpltPkgAC-65to134-S13 | PreNResSpltPkgAC-65to-PEYes | ESe | 2003 | CZ09 | cDXGF | 0 | DXSZCap | 555.5897 | 149998.6 | 880899.8 | 999609.6583 | 303095 | 0 | 287781.7 | 0 | 196301 | 0 | 3506.84 | 90216.18 | 10249.41 | 57245.58 | 0 | 0 | 0 | 0 | 407794000 | 2641667 | 405153100 | 4051.531 | 118709.8583 | 0 | 164.4465 | 150.6356 | 44379.2222
MsrNResSpltPkgAC-65to134-S13 | PreNResSpltPkgAC-65to-PEYes | ESe | 2003 | CZ10 | cDXGF | 0 | DXSZCap | 473.6114 | 149998.6 | 867605.4 | 1019678.0549 | 303095 | 0 | 287781.7 | 0 | 193681.6 | 0 | 4388.818 | 78658.87 | 10667.12 | 51829.8 | 0 | 0 | 0 | 0 | 521660400 | 2641667 | 519019300 | 5190.193 | 152072.6549 | 0 | 164.4465 | 150.6356 | 44379.2227
MsrNResSpltPkgAC-65to134-S13 | PreNResSpltPkgAC-65to-PEYes | ESe | 2003 | CZ11 | cDXGF | 0 | DXSZCap | 464.0504 | 149998.6 | 858479 | 1261755.703 | 303095 | 0 | 287781.7 | 0 | 179458.3 | 0 | 7900.386 | 80244.27 | 20575.74 | 44109.78 | 0 | 0 | 0 | 0 | 1379012000 | 2641667 | 1376371000 | 13763.71 | 403276.703 | 0 | 164.4465 | 150.6356 | 44379.2232
MsrNResSpltPkgAC-65to134-S13 | PreNResSpltPkgAC-65to-PEYes | ESe | 2003 | CZ12 | cDXGF | 0 | DXSZCap | 410.0724 | 149998.6 | 802413.1 | 1149417.102 | 303095 | 0 | 287781.7 | 0 | 133231.8 | 0 | 6480.036 | 71825.48 | 16788.98 | 40441.98 | 0 | 0 | 0 | 0 | 1186955000 | 2641667 | 1184314000 | 11843.14 | 347004.002 | 0 | 164.4465 | 150.6356 | 44379.2237
MsrNResSpltPkgAC-65to134-S13 | PreNResSpltPkgAC-65to-PEYes | ESe | 2003 | CZ13 | cDXGF | 0 | DXSZCap | 472.4856 | 149998.6 | 889404.4 | 1195036.509 | 303095 | 0 | 287781.7 | 0 | 206840.3 | 0 | 7002.447 | 84686.02 | 16201.08 | 52720.02 | 0 | 0 | 0 | 0 | 1045753000 | 2641667 | 1043113000 | 10431.13 | 305632.109 | 0 | 164.4465 | 150.6356 | 44379.2242
MsrNResSpltPkgAC-65to134-S13 | PreNResSpltPkgAC-65to-PEYes | ESe | 2003 | CZ14 | cDXGF | 0 | DXSZCap | 503.9339 | 149998.6 | 859989.9 | 1190621.062 | 303095 | 0 | 287781.7 | 0 | 176928.3 | 0 | 8903.057 | 83283.05 | 18451.54 | 47134.41 | 0 | 0 | 0 | 0 | 1131075000 | 2641667 | 1128434000 | 11284.34 | 330631.162 | 0 | 164.4465 | 150.6356 | 44379.2247
MsrNResSpltPkgAC-65to134-S13 | PreNResSpltPkgAC-65to-PEYes | ESe | 2003 | CZ15 | cDXGF | 0 | DXSZCap | 684.2469 | 149998.6 | 1130918 | 1184347.3118 | 303095 | 0 | 287781.7 | 0 | 420497.5 | 0 | 2567.001 | 116977.5 | 6092.341 | 92758.88 | 0 | 0 | 0 | 0 | 184994700 | 2641667 | 182352600 | 1823.526 | 53429.3118 | 0 | 164.4465 | 150.6356 | 44379.2252
MsrNResSpltPkgAC-65to134-S13 | PreNResSpltPkgAC-65to-PEYes | ESe | 2003 | CZ16 | cDXGF | 0 | DXSZCap | 430.2319 | 149998.6 | 726427.9 | 1667451.898 | 303095 | 0 | 287781.7 | 0 | 51987.22 | 0 | 13531.17 | 70033.38 | 31955.85 | 22720.07 | 0 | 0 | 0 | 0 | 3214328000 | 2641667 | 3211686000 | 32116.86 | 941023.998 | 0 | 164.4465 | 150.6356 | 44379.2257
MsrNResSpltPkgAC-65to134-S13 | PreNResSpltPkgAC-65to-PEYes | ESe | 2007 | CZ01 | cDXGF | 0 | DXSZCap | 361.7294 | 149998.6 | 662560.6 | 1367358.915 | 303095 | 0 | 287781.7 | 0 | 8309.715 | 0 | 9781.539 | 53593.01 | 30194.96 | 6349.393 | 0 | 0 | 0 | 0 | 2408095000 | 2641667 | 2405455000 | 24054.55 | 704798.315 | 0 | 164.4465 | 150.6356 | 44379.2262
MsrNResSpltPkgAC-65to134-S13 | PreNResSpltPkgAC-65to-PEYes | ESe | 2007 | CZ02 | cDXGF | 0 | DXSZCap | 362.7265 | 149998.6 | 739763.6 | 1114157.242 | 303095 | 0 | 287781.7 | 0 | 81919.27 | 0 | 7092.277 | 59876.11 | 17837.55 | 28652.6 | 0 | 0 | 0 | 0 | 1280435000 | 2641667 | 1277794000 | 12777.94 | 374393.642 | 0 | 164.4465 | 150.6356 | 44379.2267
MsrNResSpltPkgAC-65to134-S13 | PreNResSpltPkgAC-65to-PEYes | ESe | 2007 | CZ03 | cDXGF | 0 | DXSZCap | 448.2682 | 149998.6 | 723042.6 | 1018390.116 | 303095 | 0 | 287781.7 | 0 | 57178.57 | 0 | 4864.733 | 70123.49 | 17493.03 | 28449.34 | 0 | 0 | 0 | 0 | 1010654000 | 2641667 | 1008012000 | 10080.12 | 295347.516 | 0 | 164.4465 | 150.6356 | 44379.2271
MsrNResSpltPkgAC-65to134-S13 | PreNResSpltPkgAC-65to-PEYes | ESe | 2007 | CZ04 | cDXGF | 0 | DXSZCap | 399.4685 | 149998.6 | 793835.3 | 1021656.3952 | 303095 | 0 | 287781.7 | 0 | 127885.2 | 0 | 4415.377 | 70658.81 | 13075.11 | 41521.54 | 0 | 0 | 0 | 0 | 780188700 | 2641667 | 777546400 | 7775.464 | 227821.0952 | 0 | 164.4465 | 150.6356 | 44379.2276
MsrNResSpltPkgAC-65to134-S13 | PreNResSpltPkgAC-65to-PEYes | ESe | 2007 | CZ05 | cDXGF | 0 | DXSZCap | 435.8962 | 149998.6 | 742515.7 | 984196.9551 | 303095 | 0 | 287781.7 | 0 | 77331.23 | 0 | 5445.359 | 68863.09 | 13904.7 | 32949.8 | 0 | 0 | 0 | 0 | 827493400 | 2641667 | 824850700 | 8248.507 | 241681.2551 | 0 | 164.4465 | 150.6356 | 44379.2281
MsrNResSpltPkgAC-65to134-S13 | PreNResSpltPkgAC-65to-PEYes | ESe | 2007 | CZ06 | cDXGF | 0 | DXSZCap | 488.3373 | 149998.6 | 827557.4 | 927104.0621 | 303095 | 0 | 287781.7 | 0 | 156779.7 | 0 | 1994.457 | 77907.45 | 7990.782 | 50394.22 | 0 | 0 | 0 | 0 | 342390900 | 2641667 | 339749700 | 3397.497 | 99546.6621 | 0 | 164.4465 | 150.6356 | 44379.2286
MsrNResSpltPkgAC-65to134-S13 | PreNResSpltPkgAC-65to-PEYes | ESe | 2007 | CZ07 | cDXGF | 0 | DXSZCap | 481.5503 | 149998.6 | 799695.5 | 881056.7948 | 303095 | 0 | 287781.7 | 0 | 130176.9 | 0 | 975.9171 | 77666.99 | 7434.551 | 48373.77 | 0 | 0 | 0 | 0 | 280325100 | 2641667 | 277683600 | 2776.836 | 81361.2948 | 0 | 164.4465 | 150.6356 | 44379.2291
MsrNResSpltPkgAC-65to134-S13 | PreNResSpltPkgAC-65to-PEYes | ESe | 2007 | CZ08 | cDXGF | 0 | DXSZCap | 451.3139 | 149998.6 | 885749.3 | 963080.4677 | 303095 | 0 | 287781.7 | 0 | 213986.9 | 0 | 1986.359 | 78900.16 | 6453.16 | 57395.04 | 0 | 0 | 0 | 0 | 266570700 | 2641667 | 263928900 | 2639.289 | 77331.1677 | 0 | 164.4465 | 150.6356 | 44379.2296
MsrNResSpltPkgAC-65to134-S13 | PreNResSpltPkgAC-65to-PEYes | ESe | 2007 | CZ09 | cDXGF | 0 | DXSZCap | 555.5897 | 149998.6 | 880899.8 | 999609.6583 | 303095 | 0 | 287781.7 | 0 | 196301 | 0 | 3506.84 | 90216.18 | 10249.41 | 57245.58 | 0 | 0 | 0 | 0 | 407794000 | 2641667 | 405153100 | 4051.531 | 118709.8583 | 0 | 164.4465 | 150.6356 | 44379.2301
MsrNResSpltPkgAC-65to134-S13 | PreNResSpltPkgAC-65to-PEYes | ESe | 2007 | CZ10 | cDXGF | 0 | DXSZCap | 471.7022 | 149998.6 | 866811.4 | 1015115.694 | 303095 | 0 | 287781.7 | 0 | 193173 | 0 | 4371.124 | 78391.39 | 10459.15 | 51746.78 | 0 | 0 | 0 | 0 | 508799000 | 2641667 | 506158000 | 5061.58 | 148304.294 | 0 | 164.4465 | 150.6356 | 44379.2306
MsrNResSpltPkgAC-65to134-S13 | PreNResSpltPkgAC-65to-PEYes | ESe | 2007 | CZ11 | cDXGF | 0 | DXSZCap | 462.0041 | 149998.6 | 857465.1 | 1253146.657 | 303095 | 0 | 287781.7 | 0 | 178795.1 | 0 | 7865.58 | 79928.7 | 20305.5 | 44012.14 | 0 | 0 | 0 | 0 | 1353090000 | 2641667 | 1350449000 | 13504.49 | 395681.557 | 0 | 164.4465 | 150.6356 | 44379.2311
MsrNResSpltPkgAC-65to134-S13 | PreNResSpltPkgAC-65to-PEYes | ESe | 2007 | CZ12 | cDXGF | 0 | DXSZCap | 408.2775 | 149998.6 | 801777.1 | 1142604.369 | 303095 | 0 | 287781.7 | 0 | 132879.5 | 0 | 6451.636 | 71570.26 | 16578.89 | 40382.15 | 0 | 0 | 0 | 0 | 1165874000 | 2641667 | 1163233000 | 11632.33 | 340827.269 | 0 | 164.4465 | 150.6356 | 44379.2315
MsrNResSpltPkgAC-65to134-S13 | PreNResSpltPkgAC-65to-PEYes | ESe | 2007 | CZ13 | cDXGF | 0 | DXSZCap | 470.772 | 149998.6 | 888110.4 | 1187720.48 | 303095 | 0 | 287781.7 | 0 | 205866.5 | 0 | 6977.023 | 84391.23 | 15982.97 | 52616.64 | 0 | 0 | 0 | 0 | 1025201000 | 2641667 | 1022560000 | 10225.6 | 299610.08 | 0 | 164.4465 | 150.6356 | 44379.232
MsrNResSpltPkgAC-65to134-S13 | PreNResSpltPkgAC-65to-PEYes | ESe | 2007 | CZ14 | cDXGF | 0 | DXSZCap | 502.1263 | 149998.6 | 859054.1 | 1182475.411 | 303095 | 0 | 287781.7 | 0 | 176301.2 | 0 | 8871.077 | 83006.06 | 18168.73 | 47073.39 | 0 | 0 | 0 | 0 | 1106469000 | 2641667 | 1103827000 | 11038.27 | 323421.311 | 0 | 164.4465 | 150.6356 | 44379.2325
MsrNResSpltPkgAC-65to134-S13 | PreNResSpltPkgAC-65to-PEYes | ESe | 2007 | CZ15 | cDXGF | 0 | DXSZCap | 681.6383 | 149998.6 | 1128180 | 1179549.6097 | 303095 | 0 | 287781.7 | 0 | 418218.9 | 0 | 2557.212 | 116528.2 | 5931.325 | 92473.36 | 0 | 0 | 0 | 0 | 177965000 | 2641667 | 175322900 | 1753.229 | 51369.6097 | 0 | 164.4465 | 150.6356 | 44379.233
MsrNResSpltPkgAC-65to134-S13 | PreNResSpltPkgAC-65to-PEYes | ESe | 2007 | CZ16 | cDXGF | 0 | DXSZCap | 429.235 | 149998.6 | 726164.9 | 1655485.306 | 303095 | 0 | 287781.7 | 0 | 51914.34 | 0 | 13499.82 | 69875.16 | 31691.75 | 22720.25 | 0 | 0 | 0 | 0 | 3174385000 | 2641667 | 3171742000 | 31717.42 | 929320.406 | 0 | 164.4465 | 150.6356 | 44379.2335
MsrNResSpltPkgAC-65to134-S13 | PreNResSpltPkgAC-65to-PEYes | ESe | 2011 | CZ01 | cDXGF | 0 | DXSZCap | 361.2861 | 149998.6 | 662380.9 | 1325186.455 | 302713.9 | 0 | 287781.7 | 0 | 8643.496 | 0 | 9769.517 | 53472.83 | 29050.03 | 6628.366 | 0 | 0 | 0 | 0 | 2264775000 | 2641667 | 2262135000 | 22621.35 | 662805.555 | 0 | 164.2209 | 150.6356 | 44379.234
MsrNResSpltPkgAC-65to134-S13 | PreNResSpltPkgAC-65to-PEYes | ESe | 2011 | CZ02 | cDXGF | 0 | DXSZCap | 360.9552 | 149998.6 | 739004.4 | 1107034.668 | 302713.9 | 0 | 287781.7 | 0 | 81815.8 | 0 | 7057.623 | 59635.82 | 17577.98 | 28635.9 | 0 | 0 | 0 | 0 | 1258718000 | 2641667 | 1256076000 | 12560.76 | 368030.268 | 0 | 164.2209 | 150.6356 | 44379.2345
MsrNResSpltPkgAC-65to134-S13 | PreNResSpltPkgAC-65to-PEYes | ESe | 2011 | CZ03 | cDXGF | 0 | DXSZCap | 447.238 | 149998.6 | 722540.2 | 1013599.4559 | 302713.9 | 0 | 287781.7 | 0 | 57202.64 | 0 | 4853.548 | 69988.82 | 17236.18 | 28476.55 | 0 | 0 | 0 | 0 | 996018800 | 2641667 | 993376300 | 9933.763 | 291059.2559 | 0 | 164.2209 | 150.6356 | 44379.2349
MsrNResSpltPkgAC-65to134-S13 | PreNResSpltPkgAC-65to-PEYes | ESe | 2011 | CZ04 | cDXGF | 0 | DXSZCap | 398.0255 | 149998.6 | 793114.9 | 1015924.6697 | 302713.9 | 0 | 287781.7 | 0 | 127750.5 | 0 | 4399.425 | 70469.98 | 12830.11 | 41528.98 | 0 | 0 | 0 | 0 | 763084800 | 2641667 | 760442900 | 7604.429 | 222809.7697 | 0 | 164.2209 | 150.6356 | 44379.2354
MsrNResSpltPkgAC-65to134-S13 | PreNResSpltPkgAC-65to-PEYes | ESe | 2011 | CZ05 | cDXGF | 0 | DXSZCap | 435.8647 | 149998.6 | 742110.9 | 983981.2573 | 302713.9 | 0 | 287781.7 | 0 | 77313.76 | 0 | 5444.965 | 68856.98 | 13920.48 | 32933.02 | 0 | 0 | 0 | 0 | 828138800 | 2641667 | 825496100 | 8254.961 | 241870.3573 | 0 | 164.2209 | 150.6356 | 44379.2359
MsrNResSpltPkgAC-65to134-S13 | PreNResSpltPkgAC-65to-PEYes | ESe | 2011 | CZ06 | cDXGF | 0 | DXSZCap | 488.2984 | 149998.6 | 827127.2 | 926799.5005 | 302713.9 | 0 | 287781.7 | 0 | 156739.4 | 0 | 1994.302 | 77898.31 | 8003 | 50372.68 | 0 | 0 | 0 | 0 | 342819700 | 2641667 | 340178500 | 3401.785 | 99672.3005 | 0 | 164.2209 | 150.6356 | 44379.2364
MsrNResSpltPkgAC-65to134-S13 | PreNResSpltPkgAC-65to-PEYes | ESe | 2011 | CZ07 | cDXGF | 0 | DXSZCap | 480.2481 | 149998.6 | 799123 | 878592.8626 | 302713.9 | 0 | 287781.7 | 0 | 130147 | 0 | 973.2791 | 77507.61 | 7273.01 | 48363.93 | 0 | 0 | 0 | 0 | 273869800 | 2641667 | 271228200 | 2712.282 | 79469.8626 | 0 | 164.2209 | 150.6356 | 44379.2369
MsrNResSpltPkgAC-65to134-S13 | PreNResSpltPkgAC-65to-PEYes | ESe | 2011 | CZ08 | cDXGF | 0 | DXSZCap | 449.5943 | 149998.6 | 884723.1 | 959797.1422 | 302713.9 | 0 | 287781.7 | 0 | 213581.7 | 0 | 1978.792 | 78667.55 | 6323.565 | 57318.65 | 0 | 0 | 0 | 0 | 258867200 | 2641667 | 256225400 | 2562.254 | 75074.0422 | 0 | 164.2209 | 150.6356 | 44379.2373
MsrNResSpltPkgAC-65to134-S13 | PreNResSpltPkgAC-65to-PEYes | ESe | 2011 | CZ09 | cDXGF | 0 | DXSZCap | 548.0482 | 149998.6 | 878014.4 | 982923.1672 | 302713.9 | 0 | 287781.7 | 0 | 194853.2 | 0 | 3459.231 | 89206.94 | 9428.105 | 57049.07 | 0 | 0 | 0 | 0 | 360691600 | 2641667 | 358050400 | 3580.504 | 104908.7672 | 0 | 164.2209 | 150.6356 | 44379.2378
MsrNResSpltPkgAC-65to134-S13 | PreNResSpltPkgAC-65to-PEYes | ESe | 2011 | CZ10 | cDXGF | 0 | DXSZCap | 469.6312 | 149998.6 | 865579.9 | 1010206.6338 | 302713.9 | 0 | 287781.7 | 0 | 192630.6 | 0 | 4351.947 | 78102.32 | 10247.65 | 51635.96 | 0 | 0 | 0 | 0 | 496247800 | 2641667 | 493606600 | 4936.066 | 144626.7338 | 0 | 164.2209 | 150.6356 | 44379.2383
MsrNResSpltPkgAC-65to134-S13 | PreNResSpltPkgAC-65to-PEYes | ESe | 2011 | CZ11 | cDXGF | 0 | DXSZCap | 449.0476 | 149998.6 | 844903.3 | 1151340.866 | 302713.9 | 0 | 287781.7 | 0 | 169944.7 | 0 | 7644.926 | 76818.91 | 17566.88 | 43217.84 | 0 | 0 | 0 | 0 | 1048504000 | 2641667 | 1045862000 | 10458.62 | 306437.566 | 0 | 164.2209 | 150.6356 | 44379.2388
MsrNResSpltPkgAC-65to134-S13 | PreNResSpltPkgAC-65to-PEYes | ESe | 2011 | CZ12 | cDXGF | 0 | DXSZCap | 403.4257 | 149998.6 | 798998.5 | 1109679.878 | 302713.9 | 0 | 287781.7 | 0 | 131529.3 | 0 | 6374.974 | 70599.42 | 15680.64 | 40249.33 | 0 | 0 | 0 | 0 | 1062988000 | 2641667 | 1060346000 | 10603.46 | 310681.378 | 0 | 164.2209 | 150.6356 | 44379.2393
MsrNResSpltPkgAC-65to134-S13 | PreNResSpltPkgAC-65to-PEYes | ESe | 2011 | CZ13 | cDXGF | 0 | DXSZCap | 462.3481 | 149998.6 | 876559.4 | 1126918.2603 | 302713.9 | 0 | 287781.7 | 0 | 197174.2 | 0 | 6852.107 | 82037.92 | 14425.78 | 51692.29 | 0 | 0 | 0 | 0 | 857107800 | 2641667 | 854467100 | 8544.671 | 250358.8603 | 0 | 164.2209 | 150.6356 | 44379.2398
MsrNResSpltPkgAC-65to134-S13 | PreNResSpltPkgAC-65to-PEYes | ESe | 2011 | CZ14 | cDXGF | 0 | DXSZCap | 490.2171 | 149998.6 | 849259.5 | 1099520.3811 | 302713.9 | 0 | 287781.7 | 0 | 169577.5 | 0 | 8660.618 | 80526.59 | 15567.68 | 46897.93 | 0 | 0 | 0 | 0 | 856775000 | 2641667 | 854132700 | 8541.327 | 250260.8811 | 0 | 164.2209 | 150.6356 | 44379.2403
MsrNResSpltPkgAC-65to134-S13 | PreNResSpltPkgAC-65to-PEYes | ESe | 2011 | CZ15 | cDXGF | 0 | DXSZCap | 662.1922 | 149998.6 | 1090352 | 1129361.9614 | 302713.9 | 0 | 287781.7 | 0 | 386449.1 | 0 | 2484.263 | 110923.7 | 4930.402 | 88447 | 0 | 0 | 0 | 0 | 135782100 | 2641667 | 133139800 | 1331.398 | 39009.9614 | 0 | 164.2209 | 150.6356 | 44379.2408
MsrNResSpltPkgAC-65to134-S13 | PreNResSpltPkgAC-65to-PEYes | ESe | 2011 | CZ16 | cDXGF | 0 | DXSZCap | 416.9778 | 149998.6 | 721281.8 | 1466316.047 | 302713.9 | 0 | 287781.7 | 0 | 50463.39 | 0 | 13114.31 | 67208.88 | 28092.85 | 22637.08 | 0 | 0 | 0 | 0 | 2545421000 | 2641667 | 2542779000 | 25427.79 | 745034.247 | 0 | 164.2209 | 150.6356 | 44379.2412
MsrNResSpltPkgAC-65to134-S13 | PreNResSpltPkgAC-65to-PEYes | ESe | 2015 | CZ01 | cDXGF | 0 | DXSZCap | 343.4713 | 149998.6 | 656345.4 | 1306649.817 | 300185.4 | 0 | 287781.7 | 0 | 8156.089 | 0 | 9287.719 | 50935.63 | 27934.71 | 6283.815 | 0 | 0 | 0 | 0 | 2222109000 | 2641667 | 2219469000 | 22194.69 | 650304.417 | 0 | 162.7209 | 150.6356 | 44379.2417
MsrNResSpltPkgAC-65to134-S13 | PreNResSpltPkgAC-65to-PEYes | ESe | 2015 | CZ02 | cDXGF | 0 | DXSZCap | 349.8533 | 149998.6 | 727959.4 | 1079787.061 | 300185.4 | 0 | 287781.7 | 0 | 75862.62 | 0 | 6840.525 | 57289.92 | 17107.56 | 27130.18 | 0 | 0 | 0 | 0 | 1203418000 | 2641667 | 1200777000 | 12007.77 | 351827.661 | 0 | 162.7209 | 150.6356 | 44379.2422
MsrNResSpltPkgAC-65to134-S13 | PreNResSpltPkgAC-65to-PEYes | ESe | 2015 | CZ03 | cDXGF | 0 | DXSZCap | 377.8791 | 149998.6 | 696394.9 | 1000198.689 | 300185.4 | 0 | 287781.7 | 0 | 45625.96 | 0 | 4100.834 | 58701.69 | 16332.55 | 23262.2 | 0 | 0 | 0 | 0 | 1039515000 | 2641667 | 1036873000 | 10368.73 | 303803.789 | 0 | 162.7209 | 150.6356 | 44379.2427
MsrNResSpltPkgAC-65to134-S13 | PreNResSpltPkgAC-65to-PEYes | ESe | 2015 | CZ04 | cDXGF | 0 | DXSZCap | 358.6986 | 149998.6 | 755150.9 | 976126.3139 | 300185.4 | 0 | 287781.7 | 0 | 102042 | 0 | 3964.735 | 61177.68 | 12571.89 | 34790.34 | 0 | 0 | 0 | 0 | 756824400 | 2641667 | 754182300 | 7541.823 | 220975.4139 | 0 | 162.7209 | 150.6356 | 44379.2432
MsrNResSpltPkgAC-65to134-S13 | PreNResSpltPkgAC-65to-PEYes | ESe | 2015 | CZ05 | cDXGF | 0 | DXSZCap | 366.9836 | 149998.6 | 712723.1 | 969319.4029 | 300185.4 | 0 | 287781.7 | 0 | 62318.34 | 0 | 4584.472 | 57853.88 | 13610.38 | 26963.6 | 0 | 0 | 0 | 0 | 878398100 | 2641667 | 875755300 | 8757.553 | 256596.3029 | 0 | 162.7209 | 150.6356 | 44379.2436
MsrNResSpltPkgAC-65to134-S13 | PreNResSpltPkgAC-65to-PEYes | ESe | 2015 | CZ06 | cDXGF | 0 | DXSZCap | 414.7976 | 149998.6 | 778511.1 | 885795.101 | 300185.4 | 0 | 287781.7 | 0 | 123959.2 | 0 | 1694.114 | 64891.38 | 8094.864 | 40863.52 | 0 | 0 | 0 | 0 | 368798300 | 2641667 | 366157000 | 3661.57 | 107284.001 | 0 | 162.7209 | 150.6356 | 44379.2441
MsrNResSpltPkgAC-65to134-S13 | PreNResSpltPkgAC-65to-PEYes | ESe | 2015 | CZ07 | cDXGF | 0 | DXSZCap | 407.4634 | 149998.6 | 758051.8 | 846310.8715 | 300185.4 | 0 | 287781.7 | 0 | 104460.2 | 0 | 825.7747 | 64799.58 | 7452.089 | 39871.52 | 0 | 0 | 0 | 0 | 303867000 | 2641667 | 301225500 | 3012.255 | 88259.0715 | 0 | 162.7209 | 150.6356 | 44379.2446
MsrNResSpltPkgAC-65to134-S13 | PreNResSpltPkgAC-65to-PEYes | ESe | 2015 | CZ08 | cDXGF | 0 | DXSZCap | 408.3359 | 149998.6 | 830759.1 | 907167.7572 | 300185.4 | 0 | 287781.7 | 0 | 172661.6 | 0 | 1797.21 | 68333.58 | 6520.087 | 48607.77 | 0 | 0 | 0 | 0 | 263422100 | 2641667 | 260780400 | 2607.804 | 76408.6572 | 0 | 162.7209 | 150.6356 | 44379.245
MsrNResSpltPkgAC-65to134-S13 | PreNResSpltPkgAC-65to-PEYes | ESe | 2015 | CZ09 | cDXGF | 0 | DXSZCap | 505.0828 | 149998.6 | 824910.9 | 930332.7981 | 300185.4 | 0 | 287781.7 | 0 | 154779.8 | 0 | 3188.044 | 78976.77 | 9809.951 | 48476.42 | 0 | 0 | 0 | 0 | 362442800 | 2641667 | 359801700 | 3598.017 | 105421.8981 | 0 | 162.7209 | 150.6356 | 44379.2455
MsrNResSpltPkgAC-65to134-S13 | PreNResSpltPkgAC-65to-PEYes | ESe | 2015 | CZ10 | cDXGF | 0 | DXSZCap | 458.4656 | 149998.6 | 847265.5 | 985087.719 | 300185.4 | 0 | 287781.7 | 0 | 179737.5 | 0 | 4248.474 | 75312.82 | 10200.56 | 49249.19 | 0 | 0 | 0 | 0 | 473024300 | 2641667 | 470383000 | 4703.83 | 137822.219 | 0 | 162.7209 | 150.6356 | 44379.246
MsrNResSpltPkgAC-65to134-S13 | PreNResSpltPkgAC-65to-PEYes | ESe | 2015 | CZ11 | cDXGF | 0 | DXSZCap | 436.0794 | 149998.6 | 825177.9 | 1112170.1987 | 300185.4 | 0 | 287781.7 | 0 | 156252.1 | 0 | 7424.145 | 73535.14 | 17049.38 | 40878.41 | 0 | 0 | 0 | 0 | 982137900 | 2641667 | 979495900 | 9794.959 | 286992.2987 | 0 | 162.7209 | 150.6356 | 44379.2465
MsrNResSpltPkgAC-65to134-S13 | PreNResSpltPkgAC-65to-PEYes | ESe | 2015 | CZ12 | cDXGF | 0 | DXSZCap | 391.6268 | 149998.6 | 783223.3 | 1077923.286 | 300185.4 | 0 | 287781.7 | 0 | 121456.7 | 0 | 6188.48 | 67611.68 | 15290.14 | 38144.09 | 0 | 0 | 0 | 0 | 1008443000 | 2641667 | 1005802000 | 10058.02 | 294699.986 | 0 | 162.7209 | 150.6356 | 44379.247
MsrNResSpltPkgAC-65to134-S13 | PreNResSpltPkgAC-65to-PEYes | ESe | 2015 | CZ13 | cDXGF | 0 | DXSZCap | 449.958 | 149998.6 | 855896.8 | 1090227.1246 | 300185.4 | 0 | 287781.7 | 0 | 182594.8 | 0 | 6668.498 | 78666.9 | 14122.76 | 49102.63 | 0 | 0 | 0 | 0 | 802403100 | 2641667 | 799762200 | 7997.622 | 234330.3246 | 0 | 162.7209 | 150.6356 | 44379.2475
MsrNResSpltPkgAC-65to134-S13 | PreNResSpltPkgAC-65to-PEYes | ESe | 2015 | CZ14 | cDXGF | 0 | DXSZCap | 477.9482 | 149998.6 | 829036.4 | 1066075.8319 | 300185.4 | 0 | 287781.7 | 0 | 155303.5 | 0 | 8443.892 | 77322.41 | 15469.68 | 44177.93 | 0 | 0 | 0 | 0 | 811650800 | 2641667 | 809008300 | 8090.083 | 237039.4319 | 0 | 162.7209 | 150.6356 | 44379.248
MsrNResSpltPkgAC-65to134-S13 | PreNResSpltPkgAC-65to-PEYes | ESe | 2015 | CZ15 | cDXGF | 0 | DXSZCap | 648.8967 | 149998.6 | 1059838 | 1093842.9354 | 300185.4 | 0 | 287781.7 | 0 | 362304.7 | 0 | 2434.384 | 107132.4 | 4900.721 | 84993.92 | 0 | 0 | 0 | 0 | 118700000 | 2641667 | 116057800 | 1160.578 | 34004.9354 | 0 | 162.7209 | 150.6356 | 44379.2486
MsrNResSpltPkgAC-65to134-S13 | PreNResSpltPkgAC-65to-PEYes | ESe | 2015 | CZ16 | cDXGF | 0 | DXSZCap | 396.5656 | 149998.6 | 709984.7 | 1430634.901 | 300185.4 | 0 | 287781.7 | 0 | 46262.03 | 0 | 12472.21 | 63284.04 | 26955.93 | 21025.85 | 0 | 0 | 0 | 0 | 2462198000 | 2641667 | 2459557000 | 24595.57 | 720650.201 | 0 | 162.7209 | 150.6356 | 44379.249
MsrNResSpltPkgAC-65to134-S13 | PreNResSpltPkgAC-65to-PEYes | ESe | 2017 | CZ01 | cDXGF | 0 | DXSZCap | 341.3681 | 149998.6 | 653518.4 | 1288946.328 | 297655.6 | 0 | 287781.7 | 0 | 8216.54 | 0 | 9230.843 | 50634.13 | 27291.38 | 6309.737 | 0 | 0 | 0 | 0 | 2171337000 | 2641667 | 2168696000 | 21686.96 | 635427.928 | 0 | 161.5617 | 150.6356 | 44379.2495
MsrNResSpltPkgAC-65to134-S13 | PreNResSpltPkgAC-65to-PEYes | ESe | 2017 | CZ02 | cDXGF | 0 | DXSZCap | 347.6838 | 149998.6 | 724812.4 | 1070915.134 | 297655.6 | 0 | 287781.7 | 0 | 75606.76 | 0 | 6798.106 | 56970.61 | 16875.06 | 27051.17 | 0 | 0 | 0 | 0 | 1183880000 | 2641667 | 1181238000 | 11812.38 | 346102.734 | 0 | 161.5617 | 150.6356 | 44379.25
MsrNResSpltPkgAC-65to134-S13 | PreNResSpltPkgAC-65to-PEYes | ESe | 2017 | CZ03 | cDXGF | 0 | DXSZCap | 376.3025 | 149998.6 | 693533.8 | 994302.402 | 297655.6 | 0 | 287781.7 | 0 | 45539.48 | 0 | 4083.714 | 58473.47 | 16110.88 | 23219.32 | 0 | 0 | 0 | 0 | 1029157000 | 2641667 | 1026514000 | 10265.14 | 300768.602 | 0 | 161.5617 | 150.6356 | 44379.2505
MsrNResSpltPkgAC-65to134-S13 | PreNResSpltPkgAC-65to-PEYes | ESe | 2017 | CZ04 | cDXGF | 0 | DXSZCap | 356.937 | 149998.6 | 753390 | 968789.5946 | 297655.6 | 0 | 287781.7 | 0 | 101842.5 | 0 | 3945.276 | 62165.13 | 12897.03 | 35287.26 | 0 | 0 | 0 | 0 | 737794400 | 2641667 | 735152200 | 7351.522 | 215399.5946 | 0 | 161.5617 | 150.6356 | 44379.251
MsrNResSpltPkgAC-65to134-S13 | PreNResSpltPkgAC-65to-PEYes | ESe | 2017 | CZ05 | cDXGF | 0 | DXSZCap | 364.7637 | 149998.6 | 714118.8 | 960087.1725 | 297655.6 | 0 | 287781.7 | 0 | 62422.34 | 0 | 4556.758 | 61702.88 | 16204.15 | 27609.68 | 0 | 0 | 0 | 0 | 842125200 | 2641667 | 839482500 | 8394.825 | 245968.3725 | 0 | 161.5617 | 150.6356 | 44379.2515
MsrNResSpltPkgAC-65to134-S13 | PreNResSpltPkgAC-65to-PEYes | ESe | 2017 | CZ06 | cDXGF | 0 | DXSZCap | 410.5265 | 149998.6 | 774893.3 | 877100.4314 | 297655.6 | 0 | 287781.7 | 0 | 123452.3 | 0 | 1676.667 | 64327 | 7662.374 | 40718.59 | 0 | 0 | 0 | 0 | 351471200 | 2641667 | 348829800 | 3488.298 | 102207.1314 | 0 | 161.5617 | 150.6356 | 44379.252
MsrNResSpltPkgAC-65to134-S13 | PreNResSpltPkgAC-65to-PEYes | ESe | 2017 | CZ07 | cDXGF | 0 | DXSZCap | 404.3825 | 149998.6 | 754840.6 | 840390.0368 | 297655.6 | 0 | 287781.7 | 0 | 104190.5 | 0 | 819.5308 | 64393.33 | 7194.323 | 39751.83 | 0 | 0 | 0 | 0 | 294619100 | 2641667 | 291977600 | 2919.776 | 85549.4368 | 0 | 161.5617 | 150.6356 | 44379.2525
MsrNResSpltPkgAC-65to134-S13 | PreNResSpltPkgAC-65to-PEYes | ESe | 2017 | CZ08 | cDXGF | 0 | DXSZCap | 404.4527 | 149998.6 | 826656.5 | 898460.6915 | 297655.6 | 0 | 287781.7 | 0 | 171658.2 | 0 | 1780.116 | 67780.7 | 6246.891 | 48435.97 | 0 | 0 | 0 | 0 | 247707400 | 2641667 | 245065500 | 2450.655 | 71804.1915 | 0 | 161.5617 | 150.6356 | 44379.253
MsrNResSpltPkgAC-65to134-S13 | PreNResSpltPkgAC-65to-PEYes | ESe | 2017 | CZ09 | cDXGF | 0 | DXSZCap | 502.7805 | 149998.6 | 821439.2 | 923623.5946 | 297655.6 | 0 | 287781.7 | 0 | 154187.7 | 0 | 3173.506 | 78640.73 | 9607.951 | 48338.02 | 0 | 0 | 0 | 0 | 351393300 | 2641667 | 348752200 | 3487.522 | 102184.3946 | 0 | 161.5617 | 150.6356 | 44379.2535
MsrNResSpltPkgAC-65to134-S13 | PreNResSpltPkgAC-65to-PEYes | ESe | 2017 | CZ10 | cDXGF | 0 | DXSZCap | 456.0015 | 149998.6 | 843557 | 977986.1032 | 297655.6 | 0 | 287781.7 | 0 | 178953.8 | 0 | 4225.646 | 74940.3 | 10020.14 | 49075.52 | 0 | 0 | 0 | 0 | 461444000 | 2641667 | 458802400 | 4588.024 | 134429.1032 | 0 | 161.5617 | 150.6356 | 44379.254
MsrNResSpltPkgAC-65to134-S13 | PreNResSpltPkgAC-65to-PEYes | ESe | 2017 | CZ11 | cDXGF | 0 | DXSZCap | 433.5052 | 149998.6 | 821301.3 | 1101019.903 | 297655.6 | 0 | 287781.7 | 0 | 155358.1 | 0 | 7380.331 | 73125.64 | 16777.57 | 40701.61 | 0 | 0 | 0 | 0 | 957312600 | 2641667 | 954671000 | 9546.71 | 279718.603 | 0 | 161.5617 | 150.6356 | 44379.2545
MsrNResSpltPkgAC-65to134-S13 | PreNResSpltPkgAC-65to-PEYes | ESe | 2017 | CZ12 | cDXGF | 0 | DXSZCap | 389.3415 | 149998.6 | 779758.3 | 1068612.2035 | 297655.6 | 0 | 287781.7 | 0 | 120913.8 | 0 | 6152.379 | 67254.74 | 15062.68 | 38033.21 | 0 | 0 | 0 | 0 | 988490600 | 2641667 | 985849500 | 9858.495 | 288853.9035 | 0 | 161.5617 | 150.6356 | 44379.255
MsrNResSpltPkgAC-65to134-S13 | PreNResSpltPkgAC-65to-PEYes | ESe | 2017 | CZ13 | cDXGF | 0 | DXSZCap | 447.7884 | 149998.6 | 851692.4 | 1080196.3903 | 297655.6 | 0 | 287781.7 | 0 | 181351.7 | 0 | 6636.374 | 78267.21 | 13911.66 | 48886.12 | 0 | 0 | 0 | 0 | 782517800 | 2641667 | 779877100 | 7798.771 | 228503.9903 | 0 | 161.5617 | 150.6356 | 44379.2555
MsrNResSpltPkgAC-65to134-S13 | PreNResSpltPkgAC-65to-PEYes | ESe | 2017 | CZ14 | cDXGF | 0 | DXSZCap | 475.5346 | 149998.6 | 825199.5 | 1055410.4204 | 297655.6 | 0 | 287781.7 | 0 | 154425.5 | 0 | 8401.24 | 76935.76 | 15170.56 | 44042.7 | 0 | 0 | 0 | 0 | 788345100 | 2641667 | 785702800 | 7857.028 | 230210.9204 | 0 | 161.5617 | 150.6356 | 44379.256
MsrNResSpltPkgAC-65to134-S13 | PreNResSpltPkgAC-65to-PEYes | ESe | 2017 | CZ15 | cDXGF | 0 | DXSZCap | 645.4533 | 149998.6 | 1053841 | 1086008.298 | 297655.6 | 0 | 287781.7 | 0 | 359448.6 | 0 | 2421.467 | 106533.3 | 4737.972 | 84587.39 | 0 | 0 | 0 | 0 | 112428200 | 2641667 | 109786000 | 1097.86 | 32167.298 | 0 | 161.5617 | 150.6356 | 44379.2565
MsrNResSpltPkgAC-65to134-S13 | PreNResSpltPkgAC-65to-PEYes | ESe | 2017 | CZ16 | cDXGF | 0 | DXSZCap | 394.9738 | 149998.6 | 707011.4 | 1416628.393 | 297655.6 | 0 | 287781.7 | 0 | 46111.59 | 0 | 12422.1 | 63040.31 | 26652.39 | 20989.78 | 0 | 0 | 0 | 0 | 2424542000 | 2641667 | 2421901000 | 24219.01 | 709616.993 | 0 | 161.5617 | 150.6356 | 44379.257
MsrNResSpltPkgAC-65to134-S13 | PreNResSpltPkgAC-65to-PEYes | ESe | 2020 | CZ01 | cDXGF | 0 | DXSZCap | 324.0565 | 149998.6 | 546477.8 | 1254778.637 | 195048.5 | 0 | 287781.7 | 0 | 6694.821 | 0 | 8762.771 | 48190.87 | 28716.75 | 5135.888 | 0 | 0 | 0 | 0 | 2420051000 | 2641667 | 2417409000 | 24174.09 | 708300.837 | 0 | 101.1762 | 150.6356 | 44379.2574
MsrNResSpltPkgAC-65to134-S13 | PreNResSpltPkgAC-65to-PEYes | ESe | 2020 | CZ02 | cDXGF | 0 | DXSZCap | 333.5909 | 149998.6 | 613656.4 | 998595.405 | 195048.5 | 0 | 287781.7 | 0 | 68710.95 | 0 | 6522.658 | 55593.31 | 18569.75 | 24981.95 | 0 | 0 | 0 | 0 | 1316427000 | 2641667 | 1313785000 | 13137.85 | 384939.005 | 0 | 101.1762 | 150.6356 | 44379.2579
MsrNResSpltPkgAC-65to134-S13 | PreNResSpltPkgAC-65to-PEYes | ESe | 2020 | CZ03 | cDXGF | 0 | DXSZCap | 358.835 | 149998.6 | 582462.1 | 922192.377 | 195048.5 | 0 | 287781.7 | 0 | 40260.63 | 0 | 3894.165 | 55477.77 | 17443.69 | 20534.13 | 0 | 0 | 0 | 0 | 1162131000 | 2641667 | 1159489000 | 11594.89 | 339730.277 | 0 | 101.1762 | 150.6356 | 44379.2584
MsrNResSpltPkgAC-65to134-S13 | PreNResSpltPkgAC-65to-PEYes | ESe | 2020 | CZ04 | cDXGF | 0 | DXSZCap | 343.329 | 149998.6 | 638792.6 | 882511.0841 | 195048.5 | 0 | 287781.7 | 0 | 93103.34 | 0 | 3794.879 | 59064.84 | 13822.25 | 32298.89 | 0 | 0 | 0 | 0 | 834446200 | 2641667 | 831803700 | 8318.037 | 243718.4841 | 0 | 101.1762 | 150.6356 | 44379.2589
MsrNResSpltPkgAC-65to134-S13 | PreNResSpltPkgAC-65to-PEYes | ESe | 2020 | CZ05 | cDXGF | 0 | DXSZCap | 347.4185 | 149998.6 | 596880.8 | 881593.5294 | 195048.5 | 0 | 287781.7 | 0 | 55201.48 | 0 | 4340.076 | 54509.82 | 14424.83 | 23984.77 | 0 | 0 | 0 | 0 | 974358500 | 2641667 | 971715800 | 9717.158 | 284712.7294 | 0 | 101.1762 | 150.6356 | 44379.2594
MsrNResSpltPkgAC-65to134-S13 | PreNResSpltPkgAC-65to-PEYes | ESe | 2020 | CZ06 | cDXGF | 0 | DXSZCap | 392.0317 | 149998.6 | 657730.4 | 776914.0979 | 195048.5 | 0 | 287781.7 | 0 | 112338.6 | 0 | 1601.129 | 60961.35 | 8402.126 | 37307.14 | 0 | 0 | 0 | 0 | 409411800 | 2641667 | 406770300 | 4067.703 | 119183.6979 | 0 | 101.1762 | 150.6356 | 44379.2598
MsrNResSpltPkgAC-65to134-S13 | PreNResSpltPkgAC-65to-PEYes | ESe | 2020 | CZ07 | cDXGF | 0 | DXSZCap | 385.5456 | 149998.6 | 638999.3 | 740289.5172 | 195048.5 | 0 | 287781.7 | 0 | 94338.48 | 0 | 781.3549 | 61050.03 | 8012.707 | 36246.92 | 0 | 0 | 0 | 0 | 348342000 | 2641667 | 345700400 | 3457.004 | 101290.2172 | 0 | 101.1762 | 150.6356 | 44379.2603
MsrNResSpltPkgAC-65to134-S13 | PreNResSpltPkgAC-65to-PEYes | ESe | 2020 | CZ08 | cDXGF | 0 | DXSZCap | 391.1735 | 149998.6 | 707837.2 | 791386.3844 | 195048.5 | 0 | 287781.7 | 0 | 158653.4 | 0 | 1721.677 | 64632.73 | 6885.017 | 44975.25 | 0 | 0 | 0 | 0 | 287792500 | 2641667 | 285150800 | 2851.508 | 83549.1844 | 0 | 101.1762 | 150.6356 | 44379.2608
MsrNResSpltPkgAC-65to134-S13 | PreNResSpltPkgAC-65to-PEYes | ESe | 2020 | CZ09 | cDXGF | 0 | DXSZCap | 489.7495 | 149998.6 | 704708.5 | 822511.4647 | 195048.5 | 0 | 287781.7 | 0 | 142944.5 | 0 | 3091.264 | 75843.28 | 10586.74 | 45339.75 | 0 | 0 | 0 | 0 | 404698800 | 2641667 | 402057900 | 4020.579 | 117802.9647 | 0 | 101.1762 | 150.6356 | 44379.2613
MsrNResSpltPkgAC-65to134-S13 | PreNResSpltPkgAC-65to-PEYes | ESe | 2020 | CZ10 | cDXGF | 0 | DXSZCap | 442.7415 | 149998.6 | 725654.1 | 877596.1355 | 195048.5 | 0 | 287781.7 | 0 | 166777.4 | 0 | 4102.766 | 71944.66 | 10850.21 | 45928.38 | 0 | 0 | 0 | 0 | 521214700 | 2641667 | 518573500 | 5185.735 | 151942.0355 | 0 | 101.1762 | 150.6356 | 44379.2618
MsrNResSpltPkgAC-65to134-S13 | PreNResSpltPkgAC-65to-PEYes | ESe | 2020 | CZ11 | cDXGF | 0 | DXSZCap | 420.2725 | 149998.6 | 705330.4 | 1019458.63 | 195048.5 | 0 | 287781.7 | 0 | 145173.5 | 0 | 7155.068 | 70172.05 | 17771.86 | 37988.12 | 0 | 0 | 0 | 0 | 1074753000 | 2641667 | 1072110000 | 10721.1 | 314128.23 | 0 | 101.1762 | 150.6356 | 44379.2623
MsrNResSpltPkgAC-65to134-S13 | PreNResSpltPkgAC-65to-PEYes | ESe | 2020 | CZ12 | cDXGF | 0 | DXSZCap | 375.8127 | 149998.6 | 664444.3 | 986667.241 | 195048.5 | 0 | 287781.7 | 0 | 111526.9 | 0 | 5938.679 | 64149.16 | 15944.99 | 35071.05 | 0 | 0 | 0 | 0 | 1102379000 | 2641667 | 1099737000 | 10997.37 | 322222.941 | 0 | 101.1762 | 150.6356 | 44379.2627
MsrNResSpltPkgAC-65to134-S13 | PreNResSpltPkgAC-65to-PEYes | ESe | 2020 | CZ13 | cDXGF | 0 | DXSZCap | 434.1521 | 149998.6 | 734192.6 | 991614.6355 | 195048.5 | 0 | 287781.7 | 0 | 169892.3 | 0 | 6434.329 | 75036.62 | 14875.26 | 45750.95 | 0 | 0 | 0 | 0 | 881214500 | 2641667 | 878573500 | 8785.735 | 257422.0355 | 0 | 101.1762 | 150.6356 | 44379.2633
MsrNResSpltPkgAC-65to134-S13 | PreNResSpltPkgAC-65to-PEYes | ESe | 2020 | CZ14 | cDXGF | 0 | DXSZCap | 461.6927 | 149998.6 | 708709.6 | 968329.1648 | 195048.5 | 0 | 287781.7 | 0 | 143754.2 | 0 | 8156.754 | 73968.83 | 16297.51 | 41083.4 | 0 | 0 | 0 | 0 | 888716200 | 2641667 | 886073600 | 8860.736 | 259619.5648 | 0 | 101.1762 | 150.6356 | 44379.2638
MsrNResSpltPkgAC-65to134-S13 | PreNResSpltPkgAC-65to-PEYes | ESe | 2020 | CZ15 | cDXGF | 0 | DXSZCap | 631.4677 | 149998.6 | 931226.5 | 969516.5604 | 195048.5 | 0 | 287781.7 | 0 | 342700.3 | 0 | 2368.994 | 103327.5 | 5336.184 | 81235.99 | 0 | 0 | 0 | 0 | 133325100 | 2641667 | 130682800 | 1306.828 | 38290.0604 | 0 | 101.1762 | 150.6356 | 44379.2643
MsrNResSpltPkgAC-65to134-S13 | PreNResSpltPkgAC-65to-PEYes | ESe | 2020 | CZ16 | cDXGF | 0 | DXSZCap | 376.9614 | 149998.6 | 596616.1 | 1360340.817 | 195048.5 | 0 | 287781.7 | 0 | 42016.39 | 0 | 11855.77 | 59914.48 | 27193.56 | 19207.54 | 0 | 0 | 0 | 0 | 2609210000 | 2641667 | 2606569000 | 26065.69 | 763724.717 | 0 | 101.1762 | 150.6356 | 44379.2647
MsrNResSpltPkgAC-65to134-S13 | PreNResSpltPkgAC-65to-PEYes | EUn | 1975 | CZ01 | cDXGF | 0 | DXSZCap | 2725.4822 | 930201.4 | 6714369 | 11456990.06 | 2135429 | 0 | 3187398 | 377740.5 | 251547.1 | 0 | 73684.56 | 655287.9 | 255829.4 | 96862.73 | 0 | 33282.6 | 0 | 0 | 16204580000 | 18157230 | 16186420000 | 161864.2 | 4742621.06 | 0 | 952.3151 | 962.3657 | 44379.2656
MsrNResSpltPkgAC-65to134-S13 | PreNResSpltPkgAC-65to-PEYes | EUn | 1975 | CZ02 | cDXGF | 0 | DXSZCap | 2382.3326 | 930201.4 | 7741286 | 10432228.765 | 2135429 | 0 | 3187398 | 242115 | 1433765 | 0 | 46565.95 | 664956.9 | 139160.7 | 367612.3 | 0 | 31057.87 | 0 | 0 | 9202265000 | 18157230 | 9184105000 | 91841.05 | 2690942.765 | 0 | 952.3151 | 962.3657 | 44379.2664
MsrNResSpltPkgAC-65to134-S13 | PreNResSpltPkgAC-65to-PEYes | EUn | 1975 | CZ03 | cDXGF | 0 | DXSZCap | 2883.9627 | 930201.4 | 7170586 | 9262718.805 | 2135429 | 0 | 3187398 | 166699.9 | 908844.1 | 0 | 31293.24 | 736070.2 | 136194.4 | 323791.1 | 0 | 4851.581 | 0 | 0 | 7158542000 | 18157230 | 7140385000 | 71403.85 | 2092132.805 | 0 | 952.3151 | 962.3657 | 44379.2672
MsrNResSpltPkgAC-65to134-S13 | PreNResSpltPkgAC-65to-PEYes | EUn | 1975 | CZ04 | cDXGF | 0 | DXSZCap | 2414.329 | 930201.4 | 7952346 | 9604888.854 | 2135429 | 0 | 3187398 | 136342.1 | 1768166 | 0 | 26677.71 | 691470.5 | 95656.03 | 444750.2 | 0 | 6865.51 | 0 | 0 | 5658237000 | 18157230 | 5640078000 | 56400.78 | 1652542.854 | 0 | 952.3151 | 962.3657 | 44379.268
MsrNResSpltPkgAC-65to134-S13 | PreNResSpltPkgAC-65to-PEYes | EUn | 1975 | CZ05 | cDXGF | 0 | DXSZCap | 2824.0227 | 930201.4 | 7335807 | 9139941.901 | 2135429 | 0 | 3187398 | 156239.7 | 1085680 | 0 | 35276.63 | 725445.3 | 112584.5 | 361619 | 0 | 10339.79 | 0 | 0 | 6175615000 | 18157230 | 6157457000 | 61574.57 | 1804134.901 | 0 | 952.3151 | 962.3657 | 44379.2689
MsrNResSpltPkgAC-65to134-S13 | PreNResSpltPkgAC-65to-PEYes | EUn | 1975 | CZ06 | cDXGF | 0 | DXSZCap | 3013.4921 | 930201.4 | 8159867 | 8852824.306 | 2135429 | 0 | 3187398 | 54936.77 | 2001465 | 0 | 12307.46 | 767856.5 | 54666.27 | 528469.3 | 0 | 475.6081 | 0 | 0 | 2383199000 | 18157230 | 2365042000 | 23650.42 | 692957.306 | 0 | 952.3151 | 962.3657 | 44379.2697
MsrNResSpltPkgAC-65to134-S13 | PreNResSpltPkgAC-65to-PEYes | EUn | 1975 | CZ07 | cDXGF | 0 | DXSZCap | 2953.488 | 930201.4 | 7812965 | 8400442.892 | 2135429 | 0 | 3187398 | 41837.53 | 1686292 | 0 | 5985.533 | 755974.8 | 50984.95 | 497872.5 | 0 | 50.251 | 0 | 0 | 2023202000 | 18157230 | 2005044000 | 20050.44 | 587477.892 | 0 | 952.3151 | 962.3657 | 44379.2705
MsrNResSpltPkgAC-65to134-S13 | PreNResSpltPkgAC-65to-PEYes | EUn | 1975 | CZ08 | cDXGF | 0 | DXSZCap | 2577.6838 | 930201.4 | 8571384 | 9187224.292 | 2135429 | 0 | 3187398 | 50952.95 | 2471172 | 0 | 11344.67 | 714415 | 46443.3 | 540437.4 | 0 | 675.2509 | 0 | 0 | 2120001000 | 18157230 | 2101844000 | 21018.44 | 615840.292 | 0 | 952.3151 | 962.3657 | 44379.2713
MsrNResSpltPkgAC-65to134-S13 | PreNResSpltPkgAC-65to-PEYes | EUn | 1975 | CZ09 | cDXGF | 0 | DXSZCap | 3136.4459 | 930201.4 | 8640785 | 9484730.187 | 2135429 | 0 | 3187398 | 68199.27 | 2416172 | 0 | 19795.65 | 812543.4 | 69901.52 | 556541.5 | 0 | 1251.362 | 0 | 0 | 2898515000 | 18157230 | 2880359000 | 28803.59 | 843945.187 | 0 | 952.3151 | 962.3657 | 44379.2721
MsrNResSpltPkgAC-65to134-S13 | PreNResSpltPkgAC-65to-PEYes | EUn | 1975 | CZ10 | cDXGF | 0 | DXSZCap | 2928.5927 | 930201.4 | 8928708 | 10010290.837 | 2135429 | 0 | 3187398 | 97435.86 | 2673740 | 0 | 27135.82 | 795361.6 | 77484.52 | 563697.3 | 0 | 12209.65 | 0 | 0 | 3709566000 | 18157230 | 3691409000 | 36914.09 | 1081582.837 | 0 | 952.3151 | 962.3657 | 44379.2729
MsrNResSpltPkgAC-65to134-S13 | PreNResSpltPkgAC-65to-PEYes | EUn | 1975 | CZ11 | cDXGF | 0 | DXSZCap | 2953.6308 | 930201.4 | 9057518 | 11693520.335 | 2135429 | 0 | 3187398 | 228663 | 2607339 | 0 | 50276.09 | 823252.6 | 149109.6 | 513422.4 | 0 | 25161.34 | 0 | 0 | 9014751000 | 18157230 | 8996595000 | 89965.95 | 2636002.335 | 0 | 952.3151 | 962.3657 | 44379.2738
MsrNResSpltPkgAC-65to134-S13 | PreNResSpltPkgAC-65to-PEYes | EUn | 1975 | CZ12 | cDXGF | 0 | DXSZCap | 2689.1688 | 930201.4 | 8463765 | 10811369.779 | 2135429 | 0 | 3187398 | 200704.3 | 2103570 | 0 | 42482.41 | 770071.3 | 127446 | 485452.3 | 0 | 24109.38 | 0 | 0 | 8030460000 | 18157230 | 8012303000 | 80123.03 | 2347604.779 | 0 | 952.3151 | 962.3657 | 44379.2746
MsrNResSpltPkgAC-65to134-S13 | PreNResSpltPkgAC-65to-PEYes | EUn | 1975 | CZ13 | cDXGF | 0 | DXSZCap | 3012.6806 | 930201.4 | 9332477 | 11309927.554 | 2135429 | 0 | 3187398 | 165915.3 | 2926863 | 0 | 44637.48 | 855371.4 | 114533.1 | 586887.3 | 0 | 16864.56 | 0 | 0 | 6767134000 | 18157230 | 6748978000 | 67489.78 | 1977450.554 | 0 | 952.3151 | 962.3657 | 44379.2755
MsrNResSpltPkgAC-65to134-S13 | PreNResSpltPkgAC-65to-PEYes | EUn | 1975 | CZ14 | cDXGF | 0 | DXSZCap | 3080.3868 | 930201.4 | 9087308 | 11198741.887 | 2135429 | 0 | 3187398 | 201039.5 | 2642018 | 0 | 54411.71 | 841662.6 | 120792.6 | 550934.8 | 0 | 25349.84 | 0 | 0 | 7224418000 | 18157230 | 7206259000 | 72062.59 | 2111433.887 | 0 | 952.3151 | 962.3657 | 44379.2763
MsrNResSpltPkgAC-65to134-S13 | PreNResSpltPkgAC-65to-PEYes | EUn | 1975 | CZ15 | cDXGF | 0 | DXSZCap | 4006.8221 | 930201.4 | 11396940 | 11785035.201 | 2135429 | 0 | 3187398 | 31662.89 | 4955922 | 0 | 15031.7 | 1071346 | 40069.82 | 886903.9 | 0 | 146.853 | 0 | 0 | 1342714000 | 18157230 | 1324557000 | 13245.57 | 388095.201 | 0 | 952.3151 | 962.3657 | 44379.2771
MsrNResSpltPkgAC-65to134-S13 | PreNResSpltPkgAC-65to-PEYes | EUn | 1975 | CZ16 | cDXGF | 0 | DXSZCap | 3012.1702 | 930201.4 | 7915751 | 13793111.25 | 2135429 | 0 | 3187398 | 512875.4 | 1028376 | 0 | 94726.22 | 810295.8 | 263332.7 | 326964.5 | 0 | 146650.3 | 0 | 0 | 20077400000 | 18157230 | 20059250000 | 200592.5 | 5877360.25 | 0 | 952.3151 | 962.3657 | 44379.278
MsrNResSpltPkgAC-65to134-S13 | PreNResSpltPkgAC-65to-PEYes | EUn | 1985 | CZ01 | cDXGF | 0 | DXSZCap | 2697.9649 | 930201.4 | 6449786 | 11181674.47 | 2135429 | 0 | 3051240 | 279695.2 | 239516.5 | 0 | 72941.47 | 642230.6 | 251256.1 | 94113.59 | 0 | 28732.64 | 0 | 0 | 16167950000 | 18157230 | 16149790000 | 161497.9 | 4731888.47 | 0 | 952.3151 | 921.3997 | 44379.2788
MsrNResSpltPkgAC-65to134-S13 | PreNResSpltPkgAC-65to-PEYes | EUn | 1985 | CZ02 | cDXGF | 0 | DXSZCap | 2366.4557 | 930201.4 | 7545069 | 10235883.724 | 2135429 | 0 | 3051240 | 208918 | 1417760 | 0 | 46256.89 | 657535.8 | 137665.9 | 363107.6 | 0 | 27929.77 | 0 | 0 | 9201828000 | 18157230 | 9183668000 | 91836.68 | 2690814.724 | 0 | 952.3151 | 921.3997 | 44379.2796
MsrNResSpltPkgAC-65to134-S13 | PreNResSpltPkgAC-65to-PEYes | EUn | 1985 | CZ03 | cDXGF | 0 | DXSZCap | 2862.0682 | 930201.4 | 6993524 | 9089687.02 | 2135429 | 0 | 3051240 | 139800.3 | 903255.6 | 0 | 31055.8 | 728447.8 | 135335.7 | 319417.3 | 0 | 4293.067 | 0 | 0 | 7172298000 | 18157230 | 7154140000 | 71541.4 | 2096163.02 | 0 | 952.3151 | 921.3997 | 44379.2804
MsrNResSpltPkgAC-65to134-S13 | PreNResSpltPkgAC-65to-PEYes | EUn | 1985 | CZ04 | cDXGF | 0 | DXSZCap | 2398.0783 | 930201.4 | 7768228 | 9420802.205 | 2135429 | 0 | 3051240 | 114860.7 | 1749858 | 0 | 26498.75 | 684281.2 | 94713.66 | 439566.8 | 0 | 6060.255 | 0 | 0 | 5658343000 | 18157230 | 5640185000 | 56401.85 | 1652574.205 | 0 | 952.3151 | 921.3997 | 44379.2812
MsrNResSpltPkgAC-65to134-S13 | PreNResSpltPkgAC-65to-PEYes | EUn | 1985 | CZ05 | cDXGF | 0 | DXSZCap | 2802.3115 | 930201.4 | 7155520 | 8960007.966 | 2135429 | 0 | 3051240 | 129547.2 | 1077253 | 0 | 35005.47 | 717811.3 | 111517 | 356945.7 | 0 | 9233.219 | 0 | 0 | 6176821000 | 18157230 | 6158662000 | 61586.62 | 1804487.966 | 0 | 952.3151 | 921.3997 | 44379.282
MsrNResSpltPkgAC-65to134-S13 | PreNResSpltPkgAC-65to-PEYes | EUn | 1985 | CZ06 | cDXGF | 0 | DXSZCap | 2991.6494 | 930201.4 | 7989780 | 8680677.516 | 2135429 | 0 | 3051240 | 44319.18 | 1985292 | 0 | 12218.27 | 760844 | 53950.77 | 523022.1 | 0 | 437.6509 | 0 | 0 | 2376169000 | 18157230 | 2358012000 | 23580.12 | 690897.516 | 0 | 952.3151 | 921.3997 | 44379.2828
MsrNResSpltPkgAC-65to134-S13 | PreNResSpltPkgAC-65to-PEYes | EUn | 1985 | CZ07 | cDXGF | 0 | DXSZCap | 2931.8789 | 930201.4 | 7647409 | 8233483.422 | 2135429 | 0 | 3051240 | 33260.92 | 1672495 | 0 | 5941.746 | 749001.3 | 50401.97 | 492049.6 | 0 | 39.2089 | 0 | 0 | 2018411000 | 18157230 | 2000254000 | 20002.54 | 586074.422 | 0 | 952.3151 | 921.3997 | 44379.2836
MsrNResSpltPkgAC-65to134-S13 | PreNResSpltPkgAC-65to-PEYes | EUn | 1985 | CZ08 | cDXGF | 0 | DXSZCap | 2561.8309 | 930201.4 | 8391904 | 9004638.785 | 2135429 | 0 | 3051240 | 41357.98 | 2444310 | 0 | 11274.93 | 707720.1 | 45907.27 | 534927.3 | 0 | 571.6686 | 0 | 0 | 2109403000 | 18157230 | 2091245000 | 20912.45 | 612734.785 | 0 | 952.3151 | 921.3997 | 44379.2844
MsrNResSpltPkgAC-65to134-S13 | PreNResSpltPkgAC-65to-PEYes | EUn | 1985 | CZ09 | cDXGF | 0 | DXSZCap | 3119.3084 | 930201.4 | 8459130 | 9299171.548 | 2135429 | 0 | 3051240 | 55968.38 | 2390030 | 0 | 19687.56 | 805649.2 | 69151.16 | 551096.4 | 0 | 1123.946 | 0 | 0 | 2885192000 | 18157230 | 2867036000 | 28670.36 | 840041.548 | 0 | 952.3151 | 921.3997 | 44379.2853
MsrNResSpltPkgAC-65to134-S13 | PreNResSpltPkgAC-65to-PEYes | EUn | 1985 | CZ10 | cDXGF | 0 | DXSZCap | 2911.4265 | 930201.4 | 8738843 | 9817243.564 | 2135429 | 0 | 3051240 | 82386.41 | 2643960 | 0 | 26976.93 | 787995.5 | 76610.77 | 558097.8 | 0 | 10855.49 | 0 | 0 | 3698705000 | 18157230 | 3680548000 | 36805.48 | 1078400.564 | 0 | 952.3151 | 921.3997 | 44379.2861
MsrNResSpltPkgAC-65to134-S13 | PreNResSpltPkgAC-65to-PEYes | EUn | 1985 | CZ11 | cDXGF | 0 | DXSZCap | 2937.6833 | 930201.4 | 8849446 | 11486392.381 | 2135429 | 0 | 3051240 | 199970.3 | 2575003 | 0 | 50005.62 | 815294.3 | 148031 | 508241.5 | 0 | 22503.57 | 0 | 0 | 9017977000 | 18157230 | 8999817000 | 89998.17 | 2636946.381 | 0 | 952.3151 | 921.3997 | 44379.2869
MsrNResSpltPkgAC-65to134-S13 | PreNResSpltPkgAC-65to-PEYes | EUn | 1985 | CZ12 | cDXGF | 0 | DXSZCap | 2674.5763 | 930201.4 | 8266883 | 10614994.083 | 2135429 | 0 | 3051240 | 174271.3 | 2079411 | 0 | 42252.93 | 762639.3 | 126448 | 480223.3 | 0 | 21640.01 | 0 | 0 | 8032189000 | 18157230 | 8014031000 | 80140.31 | 2348111.083 | 0 | 952.3151 | 921.3997 | 44379.2877
MsrNResSpltPkgAC-65to134-S13 | PreNResSpltPkgAC-65to-PEYes | EUn | 1985 | CZ13 | cDXGF | 0 | DXSZCap | 2997.6967 | 930201.4 | 9126361 | 11104593.571 | 2135429 | 0 | 3051240 | 143499.3 | 2889083 | 0 | 44416.15 | 847588.4 | 113707.3 | 581091.6 | 0 | 15105.19 | 0 | 0 | 6769803000 | 18157230 | 6751647000 | 67516.47 | 1978232.571 | 0 | 952.3151 | 921.3997 | 44379.2886
MsrNResSpltPkgAC-65to134-S13 | PreNResSpltPkgAC-65to-PEYes | EUn | 1985 | CZ14 | cDXGF | 0 | DXSZCap | 3057.3704 | 930201.4 | 8774864 | 10861912.083 | 2135429 | 0 | 3051240 | 142473.4 | 2545526 | 0 | 54005.69 | 826420.4 | 116965.1 | 541246.9 | 0 | 19766.06 | 0 | 0 | 7141188000 | 18157230 | 7123031000 | 71230.31 | 2087048.083 | 0 | 952.3151 | 921.3997 | 44379.2894
MsrNResSpltPkgAC-65to134-S13 | PreNResSpltPkgAC-65to-PEYes | EUn | 1985 | CZ15 | cDXGF | 0 | DXSZCap | 3979.8099 | 930201.4 | 11059110 | 11438545.879 | 2135429 | 0 | 3051240 | 18881.86 | 4784056 | 0 | 14930.36 | 1054471 | 38777.81 | 872466.2 | 0 | 103.9892 | 0 | 0 | 1313161000 | 18157230 | 1295003000 | 12950.03 | 379435.879 | 0 | 952.3151 | 921.3997 | 44379.2903
MsrNResSpltPkgAC-65to134-S13 | PreNResSpltPkgAC-65to-PEYes | EUn | 1985 | CZ16 | cDXGF | 0 | DXSZCap | 2984.7806 | 930201.4 | 7577208 | 13431860.75 | 2135429 | 0 | 3051240 | 393271.9 | 986405.2 | 0 | 93865.14 | 793483.6 | 255733.8 | 321063.8 | 0 | 123511.4 | 0 | 0 | 19999910000 | 18157230 | 19981750000 | 199817.5 | 5854652.75 | 0 | 952.3151 | 921.3997 | 44379.2911
MsrNResSpltPkgAC-65to134-S13 | PreNResSpltPkgAC-65to-PEYes | EUn | 1996 | CZ01 | cDXGF | 0 | DXSZCap | 2407.9278 | 930201.4 | 6192792 | 10583974.21 | 2135429 | 0 | 2915080 | 246644.2 | 230997.8 | 0 | 65099.2 | 572784.3 | 222541.4 | 85584.2 | 0 | 26753.76 | 0 | 0 | 15005130000 | 18157230 | 14986970000 | 149869.7 | 4391182.21 | 0 | 952.3151 | 880.4332 | 44379.292
MsrNResSpltPkgAC-65to134-S13 | PreNResSpltPkgAC-65to-PEYes | EUn | 1996 | CZ02 | cDXGF | 0 | DXSZCap | 2287.9528 | 930201.4 | 7275135 | 10090764.794 | 2135429 | 0 | 2915080 | 186998.8 | 1339484 | 0 | 44723.18 | 627610.7 | 140187.9 | 339412.4 | 0 | 25804.1 | 0 | 0 | 9627815000 | 18157230 | 9609658000 | 96096.58 | 2815629.794 | 0 | 952.3151 | 880.4332 | 44379.2928
MsrNResSpltPkgAC-65to134-S13 | PreNResSpltPkgAC-65to-PEYes | EUn | 1996 | CZ03 | cDXGF | 0 | DXSZCap | 2742.7406 | 930201.4 | 6745707 | 8982647.73 | 2135429 | 0 | 2915080 | 122463.1 | 847426.6 | 0 | 29761.16 | 691596.3 | 140929 | 292371.3 | 0 | 3945.917 | 0 | 0 | 7652767000 | 18157230 | 7634610000 | 76346.1 | 2236940.73 | 0 | 952.3151 | 880.4332 | 44379.2936
MsrNResSpltPkgAC-65to134-S13 | PreNResSpltPkgAC-65to-PEYes | EUn | 1996 | CZ04 | cDXGF | 0 | DXSZCap | 2321.8056 | 930201.4 | 7490982 | 9236328.209 | 2135429 | 0 | 2915080 | 101027.7 | 1655498 | 0 | 25656.34 | 652725.4 | 97456.34 | 411679 | 0 | 5560.693 | 0 | 0 | 5974969000 | 18157230 | 5956813000 | 59568.13 | 1745346.209 | 0 | 952.3151 | 880.4332 | 44379.2945
MsrNResSpltPkgAC-65to134-S13 | PreNResSpltPkgAC-65to-PEYes | EUn | 1996 | CZ05 | cDXGF | 0 | DXSZCap | 2683.2505 | 930201.4 | 6897759 | 8831517.394 | 2135429 | 0 | 2915080 | 112574.2 | 1011471 | 0 | 33518.24 | 681139.6 | 116325.9 | 328567 | 0 | 8543.395 | 0 | 0 | 6618015000 | 18157230 | 6599858000 | 65998.58 | 1933758.394 | 0 | 952.3151 | 880.4332 | 44379.2953
MsrNResSpltPkgAC-65to134-S13 | PreNResSpltPkgAC-65to-PEYes | EUn | 1996 | CZ06 | cDXGF | 0 | DXSZCap | 2887.5675 | 930201.4 | 7652002 | 8445998.598 | 2135429 | 0 | 2915080 | 55441.01 | 1809796 | 0 | 11793.19 | 723964.2 | 60404.1 | 487682.1 | 0 | 493.8484 | 0 | 0 | 2728042000 | 18157230 | 2709886000 | 27098.86 | 793996.598 | 0 | 952.3151 | 880.4332 | 44379.2961
MsrNResSpltPkgAC-65to134-S13 | PreNResSpltPkgAC-65to-PEYes | EUn | 1996 | CZ07 | cDXGF | 0 | DXSZCap | 2829.551 | 930201.4 | 7332431 | 8010063.82 | 2135429 | 0 | 2915080 | 42057.06 | 1521353 | 0 | 5734.375 | 712721.4 | 56740.03 | 457190.8 | 0 | 51.7637 | 0 | 0 | 2330898000 | 18157230 | 2312740000 | 23127.4 | 677632.82 | 0 | 952.3151 | 880.4332 | 44379.2969
MsrNResSpltPkgAC-65to134-S13 | PreNResSpltPkgAC-65to-PEYes | EUn | 1996 | CZ08 | cDXGF | 0 | DXSZCap | 2510.7357 | 930201.4 | 8076860 | 8786230.58 | 2135429 | 0 | 2915080 | 50825.27 | 2283346 | 0 | 11050.13 | 680459.6 | 51451.88 | 505481 | 0 | 665.3978 | 0 | 0 | 2439218000 | 18157230 | 2421060000 | 24210.6 | 709370.58 | 0 | 952.3151 | 880.4332 | 44379.2977
MsrNResSpltPkgAC-65to134-S13 | PreNResSpltPkgAC-65to-PEYes | EUn | 1996 | CZ09 | cDXGF | 0 | DXSZCap | 3067.4513 | 930201.4 | 8136790 | 9103852.615 | 2135429 | 0 | 2915080 | 63776.18 | 2222855 | 0 | 19360.43 | 779091.6 | 76789.58 | 522131.2 | 0 | 1194.552 | 0 | 0 | 3318712000 | 18157230 | 3300555000 | 33005.55 | 967062.615 | 0 | 952.3151 | 880.4332 | 44379.2986
MsrNResSpltPkgAC-65to134-S13 | PreNResSpltPkgAC-65to-PEYes | EUn | 1996 | CZ10 | cDXGF | 0 | DXSZCap | 2857.3078 | 930201.4 | 8412778 | 9627951.55 | 2135429 | 0 | 2915080 | 91614.63 | 2472831 | 0 | 26475.73 | 759652.2 | 83587.95 | 528551.9 | 0 | 11690.57 | 0 | 0 | 4165508000 | 18157230 | 4147350000 | 41473.5 | 1215173.55 | 0 | 952.3151 | 880.4332 | 44379.2994
MsrNResSpltPkgAC-65to134-S13 | PreNResSpltPkgAC-65to-PEYes | EUn | 1996 | CZ11 | cDXGF | 0 | DXSZCap | 2684.5907 | 930201.4 | 8245555 | 10580991.489 | 2135429 | 0 | 2915080 | 170549.4 | 2228351 | 0 | 45697.24 | 730142 | 131541.3 | 453895.3 | 0 | 20301.54 | 0 | 0 | 7988931000 | 18157230 | 7970773000 | 79707.73 | 2335436.489 | 0 | 952.3151 | 880.4332 | 44379.3002
MsrNResSpltPkgAC-65to134-S13 | PreNResSpltPkgAC-65to-PEYes | EUn | 1996 | CZ12 | cDXGF | 0 | DXSZCap | 2429.116 | 930201.4 | 7733711 | 9841235.095 | 2135429 | 0 | 2915080 | 150703.6 | 1793056 | 0 | 38375.03 | 681145.3 | 112590.8 | 428994.3 | 0 | 19917.97 | 0 | 0 | 7211073000 | 18157230 | 7192915000 | 71929.15 | 2107524.095 | 0 | 952.3151 | 880.4332 | 44379.3011
MsrNResSpltPkgAC-65to134-S13 | PreNResSpltPkgAC-65to-PEYes | EUn | 1996 | CZ13 | cDXGF | 0 | DXSZCap | 2740.6248 | 930201.4 | 8511574 | 10288314.866 | 2135429 | 0 | 2915080 | 124111.3 | 2521600 | 0 | 40607.75 | 760873.3 | 102230.9 | 521327.4 | 0 | 13866.42 | 0 | 0 | 6082119000 | 18157230 | 6063962000 | 60639.62 | 1776740.866 | 0 | 952.3151 | 880.4332 | 44379.302
MsrNResSpltPkgAC-65to134-S13 | PreNResSpltPkgAC-65to-PEYes | EUn | 1996 | CZ14 | cDXGF | 0 | DXSZCap | 2806.1219 | 930201.4 | 8246669 | 10127004.411 | 2135429 | 0 | 2915080 | 150145.5 | 2231181 | 0 | 49569.48 | 744600.7 | 108844.1 | 482490.6 | 0 | 20658.84 | 0 | 0 | 6435685000 | 18157230 | 6417527000 | 64175.27 | 1880335.411 | 0 | 952.3151 | 880.4332 | 44379.3028
MsrNResSpltPkgAC-65to134-S13 | PreNResSpltPkgAC-65to-PEYes | EUn | 1996 | CZ15 | cDXGF | 0 | DXSZCap | 3699.6746 | 930201.4 | 10346850 | 10687840.763 | 2135429 | 0 | 2915080 | 19542.53 | 4299374 | 0 | 13879.37 | 963430.8 | 35912.81 | 795822.4 | 0 | 114.9136 | 0 | 0 | 1181949000 | 18157230 | 1163791000 | 11637.91 | 340990.763 | 0 | 952.3151 | 880.4332 | 44379.3037
MsrNResSpltPkgAC-65to134-S13 | PreNResSpltPkgAC-65to-PEYes | EUn | 1996 | CZ16 | cDXGF | 0 | DXSZCap | 2664.9966 | 930201.4 | 7213592 | 12557123.83 | 2135429 | 0 | 2915080 | 355058.3 | 904337.2 | 0 | 83808.56 | 704983.9 | 229371.3 | 286146.9 | 0 | 114890.9 | 0 | 0 | 18255470000 | 18157230 | 18237310000 | 182373.1 | 5343531.83 | 0 | 952.3151 | 880.4332 | 44379.3045
MsrNResSpltPkgAC-65to134-S13 | PreNResSpltPkgAC-65to-PEYes | EUn | 2003 | CZ01 | cDXGF | 0 | DXSZCap | 2083.8432 | 930201.4 | 5936282 | 10397045.85 | 2135429 | 0 | 2778924 | 269519.5 | 170586.5 | 0 | 56336.03 | 495998.6 | 211699.2 | 72514.34 | 0 | 29484.16 | 0 | 0 | 15242610000 | 18157230 | 15224450000 | 152244.5 | 4460763.85 | 0 | 952.3151 | 839.4667 | 44379.3054
MsrNResSpltPkgAC-65to134-S13 | PreNResSpltPkgAC-65to-PEYes | EUn | 2003 | CZ02 | cDXGF | 0 | DXSZCap | 1947.7434 | 930201.4 | 6683012 | 9018375.825 | 2135429 | 0 | 2778924 | 183336.5 | 999100.8 | 0 | 38071.62 | 519980.1 | 115490.6 | 280372.5 | 0 | 28166.7 | 0 | 0 | 7988685000 | 18157230 | 7970525000 | 79705.25 | 2335363.825 | 0 | 952.3151 | 839.4667 | 44379.3062
MsrNResSpltPkgAC-65to134-S13 | PreNResSpltPkgAC-65to-PEYes | EUn | 2003 | CZ03 | cDXGF | 0 | DXSZCap | 2352.7002 | 930201.4 | 6266878 | 8411380.453 | 2135429 | 0 | 2778924 | 130073.6 | 609560.4 | 0 | 25528.4 | 582068.3 | 126179.5 | 242351.9 | 0 | 5289.055 | 0 | 0 | 7337279000 | 18157230 | 7319121000 | 73191.21 | 2144502.453 | 0 | 952.3151 | 839.4667 | 44379.3071
MsrNResSpltPkgAC-65to134-S13 | PreNResSpltPkgAC-65to-PEYes | EUn | 2003 | CZ04 | cDXGF | 0 | DXSZCap | 2062.7611 | 930201.4 | 6910038 | 8542822.985 | 2135429 | 0 | 2778924 | 108042.6 | 1296077 | 0 | 22793.51 | 561960.7 | 88935.52 | 349985.3 | 0 | 6806.966 | 0 | 0 | 5590804000 | 18157230 | 5572645000 | 55726.45 | 1632784.985 | 0 | 952.3151 | 839.4667 | 44379.3079
MsrNResSpltPkgAC-65to134-S13 | PreNResSpltPkgAC-65to-PEYes | EUn | 2003 | CZ05 | cDXGF | 0 | DXSZCap | 2296.0712 | 930201.4 | 6390633 | 8280800.905 | 2135429 | 0 | 2778924 | 125246.5 | 739422.6 | 0 | 28681.64 | 571669.8 | 106168.2 | 272542.8 | 0 | 11253.28 | 0 | 0 | 6469245000 | 18157230 | 6451085000 | 64510.85 | 1890167.905 | 0 | 952.3151 | 839.4667 | 44379.3088
MsrNResSpltPkgAC-65to134-S13 | PreNResSpltPkgAC-65to-PEYes | EUn | 2003 | CZ06 | cDXGF | 0 | DXSZCap | 2484.272 | 930201.4 | 7070020 | 7821000.682 | 2135429 | 0 | 2778924 | 40459.92 | 1491171 | 0 | 10146.04 | 613418.6 | 53887.09 | 416232.9 | 0 | 465.1893 | 0 | 0 | 2581230000 | 18157230 | 2563074000 | 25630.74 | 750980.682 | 0 | 952.3151 | 839.4667 | 44379.3096
MsrNResSpltPkgAC-65to134-S13 | PreNResSpltPkgAC-65to-PEYes | EUn | 2003 | CZ07 | cDXGF | 0 | DXSZCap | 2442.2231 | 930201.4 | 6814117 | 7468939.77 | 2135429 | 0 | 2778924 | 30010.9 | 1257598 | 0 | 4949.419 | 607185.6 | 51146.43 | 394224.3 | 0 | 14.3201 | 0 | 0 | 2253048000 | 18157230 | 2234890000 | 22348.9 | 654822.77 | 0 | 952.3151 | 839.4667 | 44379.3104
MsrNResSpltPkgAC-65to134-S13 | PreNResSpltPkgAC-65to-PEYes | EUn | 2003 | CZ08 | cDXGF | 0 | DXSZCap | 2250.2775 | 930201.4 | 7465650 | 8124808.291 | 2135429 | 0 | 2778924 | 37175.41 | 1910220 | 0 | 9903.788 | 593475.6 | 46972.64 | 440812.7 | 0 | 517.5842 | 0 | 0 | 2267844000 | 18157230 | 2249687000 | 22496.87 | 659158.291 | 0 | 952.3151 | 839.4667 | 44379.3113
MsrNResSpltPkgAC-65to134-S13 | PreNResSpltPkgAC-65to-PEYes | EUn | 2003 | CZ09 | cDXGF | 0 | DXSZCap | 2780.0132 | 930201.4 | 7511393 | 8414522.429 | 2135429 | 0 | 2778924 | 50782.59 | 1839964 | 0 | 17546.21 | 687672 | 71237.42 | 457128.5 | 0 | 1071.357 | 0 | 0 | 3100509000 | 18157230 | 3082353000 | 30823.53 | 903129.429 | 0 | 952.3151 | 839.4667 | 44379.3121
MsrNResSpltPkgAC-65to134-S13 | PreNResSpltPkgAC-65to-PEYes | EUn | 2003 | CZ10 | cDXGF | 0 | DXSZCap | 2443.6066 | 930201.4 | 7629392 | 8577510.7 | 2135429 | 0 | 2778924 | 69386.75 | 1979820 | 0 | 22642.16 | 633247.4 | 66730.19 | 444070.9 | 0 | 9938.084 | 0 | 0 | 3254057000 | 18157230 | 3235900000 | 32359 | 948118.7 | 0 | 952.3151 | 839.4667 | 44379.313
MsrNResSpltPkgAC-65to134-S13 | PreNResSpltPkgAC-65to-PEYes | EUn | 2003 | CZ11 | cDXGF | 0 | DXSZCap | 2445.2043 | 930201.4 | 7711214 | 9913264.29 | 2135429 | 0 | 2778924 | 167229.8 | 1915385 | 0 | 41622.75 | 652005.6 | 122481.7 | 400558.9 | 0 | 20612.18 | 0 | 0 | 7533686000 | 18157230 | 7515530000 | 75155.3 | 2202050.29 | 0 | 952.3151 | 839.4667 | 44379.3139
MsrNResSpltPkgAC-65to134-S13 | PreNResSpltPkgAC-65to-PEYes | EUn | 2003 | CZ12 | cDXGF | 0 | DXSZCap | 2194.3036 | 930201.4 | 7248633 | 9250702.293 | 2135429 | 0 | 2778924 | 149149.1 | 1525692 | 0 | 34665.49 | 604352.4 | 105002.8 | 377175.6 | 0 | 20416.01 | 0 | 0 | 6851159000 | 18157230 | 6833001000 | 68330.01 | 2002069.293 | 0 | 952.3151 | 839.4667 | 44379.3147
MsrNResSpltPkgAC-65to134-S13 | PreNResSpltPkgAC-65to-PEYes | EUn | 2003 | CZ13 | cDXGF | 0 | DXSZCap | 2492.9611 | 930201.4 | 7954027 | 9645048.665 | 2135429 | 0 | 2778924 | 123585.6 | 2185572 | 0 | 36938.84 | 679468.8 | 96123.2 | 461963.1 | 0 | 14105.43 | 0 | 0 | 5789565000 | 18157230 | 5771405000 | 57714.05 | 1691021.665 | 0 | 952.3151 | 839.4667 | 44379.3156
MsrNResSpltPkgAC-65to134-S13 | PreNResSpltPkgAC-65to-PEYes | EUn | 2003 | CZ14 | cDXGF | 0 | DXSZCap | 2572.8388 | 930201.4 | 7671075 | 9530963.699 | 2135429 | 0 | 2778924 | 145946.8 | 1878600 | 0 | 45449.95 | 664593.6 | 105810.6 | 421018.7 | 0 | 22126.18 | 0 | 0 | 6365901000 | 18157230 | 6347743000 | 63477.43 | 1859888.699 | 0 | 952.3151 | 839.4667 | 44379.3164
MsrNResSpltPkgAC-65to134-S13 | PreNResSpltPkgAC-65to-PEYes | EUn | 2003 | CZ15 | cDXGF | 0 | DXSZCap | 3441.8933 | 930201.4 | 9588228 | 9928139.937 | 2135429 | 0 | 2778924 | 17409.88 | 3768437 | 0 | 12912.31 | 875006.3 | 35424.59 | 718709.9 | 0 | 106.0717 | 0 | 0 | 1178267000 | 18157230 | 1160109000 | 11601.09 | 339911.937 | 0 | 952.3151 | 839.4667 | 44379.3173
MsrNResSpltPkgAC-65to134-S13 | PreNResSpltPkgAC-65to-PEYes | EUn | 2003 | CZ16 | cDXGF | 0 | DXSZCap | 2323.2313 | 930201.4 | 6843095 | 12157490.91 | 2135429 | 0 | 2778924 | 373870.5 | 745655.9 | 0 | 73060.98 | 611754.4 | 214802.3 | 243842.1 | 0 | 124396.1 | 0 | 0 | 18156030000 | 18157230 | 18137870000 | 181378.7 | 5314395.91 | 0 | 952.3151 | 839.4667 | 44379.3182
MsrNResSpltPkgAC-65to134-S13 | PreNResSpltPkgAC-65to-PEYes | EUn | 2007 | CZ01 | cDXGF | 0 | DXSZCap | 2080.9347 | 930201.4 | 5904837 | 10303880.4 | 2135429 | 0 | 2778924 | 248938.5 | 161141.2 | 0 | 56257.42 | 494800.7 | 209882.5 | 72120.44 | 0 | 29342.17 | 0 | 0 | 15031950000 | 18157230 | 15013800000 | 150138 | 4399043.4 | 0 | 952.3151 | 839.4667 | 44379.319
MsrNResSpltPkgAC-65to134-S13 | PreNResSpltPkgAC-65to-PEYes | EUn | 2007 | CZ02 | cDXGF | 0 | DXSZCap | 1935.1912 | 930201.4 | 6638905 | 8929566.987 | 2135429 | 0 | 2778924 | 169391.3 | 972152.7 | 0 | 37826.1 | 517089.2 | 113507.6 | 279757.2 | 0 | 28088.75 | 0 | 0 | 7836116000 | 18157230 | 7817959000 | 78179.59 | 2290661.987 | 0 | 952.3151 | 839.4667 | 44379.3199
MsrNResSpltPkgAC-65to134-S13 | PreNResSpltPkgAC-65to-PEYes | EUn | 2007 | CZ03 | cDXGF | 0 | DXSZCap | 2347.0385 | 930201.4 | 6237401 | 8352634.218 | 2135429 | 0 | 2778924 | 120155.3 | 591338.8 | 0 | 25466.84 | 580832.8 | 124472.5 | 242201.7 | 0 | 5251.395 | 0 | 0 | 7237381000 | 18157230 | 7219226000 | 72192.26 | 2115233.218 | 0 | 952.3151 | 839.4667 | 44379.3207
MsrNResSpltPkgAC-65to134-S13 | PreNResSpltPkgAC-65to-PEYes | EUn | 2007 | CZ04 | cDXGF | 0 | DXSZCap | 2052.3394 | 930201.4 | 6864850 | 8460141.826 | 2135429 | 0 | 2778924 | 99808.03 | 1261621 | 0 | 22678.35 | 559597.8 | 87322.78 | 349410 | 0 | 6786.677 | 0 | 0 | 5462841000 | 18157230 | 5444682000 | 54446.82 | 1595291.826 | 0 | 952.3151 | 839.4667 | 44379.3216
MsrNResSpltPkgAC-65to134-S13 | PreNResSpltPkgAC-65to-PEYes | EUn | 2007 | CZ05 | cDXGF | 0 | DXSZCap | 2290.9346 | 930201.4 | 6365246 | 8223632.781 | 2135429 | 0 | 2778924 | 115787.5 | 719780.6 | 0 | 28617.46 | 575511.4 | 108104.1 | 273316.8 | 0 | 11192.55 | 0 | 0 | 6360775000 | 18157230 | 6342617000 | 63426.17 | 1858386.781 | 0 | 952.3151 | 839.4667 | 44379.3224
MsrNResSpltPkgAC-65to134-S13 | PreNResSpltPkgAC-65to-PEYes | EUn | 2007 | CZ06 | cDXGF | 0 | DXSZCap | 2484.272 | 930201.4 | 7032804 | 7783784.682 | 2135429 | 0 | 2778924 | 37519.69 | 1456893 | 0 | 10146.04 | 613418.6 | 53887.09 | 416232.9 | 0 | 467.3148 | 0 | 0 | 2581230000 | 18157230 | 2563074000 | 25630.74 | 750980.682 | 0 | 952.3151 | 839.4667 | 44379.3233
MsrNResSpltPkgAC-65to134-S13 | PreNResSpltPkgAC-65to-PEYes | EUn | 2007 | CZ07 | cDXGF | 0 | DXSZCap | 2442.2231 | 930201.4 | 6781413 | 7436235.77 | 2135429 | 0 | 2778924 | 27830.28 | 1227074 | 0 | 4949.419 | 607185.6 | 51146.43 | 394224.3 | 0 | 14.3201 | 0 | 0 | 2253048000 | 18157230 | 2234890000 | 22348.9 | 654822.77 | 0 | 952.3151 | 839.4667 | 44379.3241
MsrNResSpltPkgAC-65to134-S13 | PreNResSpltPkgAC-65to-PEYes | EUn | 2007 | CZ08 | cDXGF | 0 | DXSZCap | 2250.2775 | 930201.4 | 7419030 | 8078188.291 | 2135429 | 0 | 2778924 | 34473.79 | 1866300 | 0 | 9903.788 | 593475.6 | 46972.64 | 440812.7 | 0 | 519.9309 | 0 | 0 | 2267844000 | 18157230 | 2249687000 | 22496.87 | 659158.291 | 0 | 952.3151 | 839.4667 | 44379.3249
MsrNResSpltPkgAC-65to134-S13 | PreNResSpltPkgAC-65to-PEYes | EUn | 2007 | CZ09 | cDXGF | 0 | DXSZCap | 2780.0132 | 930201.4 | 7463501 | 8366630.429 | 2135429 | 0 | 2778924 | 47091.41 | 1795757 | 0 | 17546.21 | 687672 | 71237.42 | 457128.5 | 0 | 1078.513 | 0 | 0 | 3100509000 | 18157230 | 3082353000 | 30823.53 | 903129.429 | 0 | 952.3151 | 839.4667 | 44379.3258
MsrNResSpltPkgAC-65to134-S13 | PreNResSpltPkgAC-65to-PEYes | EUn | 2007 | CZ10 | cDXGF | 0 | DXSZCap | 2428.5164 | 930201.4 | 7568028 | 8489366.793 | 2135429 | 0 | 2778924 | 64065.47 | 1927319 | 0 | 22502.34 | 629869.6 | 65250.85 | 442719.8 | 0 | 9916.207 | 0 | 0 | 3162658000 | 18157230 | 3144501000 | 31445.01 | 921338.793 | 0 | 952.3151 | 839.4667 | 44379.3266
MsrNResSpltPkgAC-65to134-S13 | PreNResSpltPkgAC-65to-PEYes | EUn | 2007 | CZ11 | cDXGF | 0 | DXSZCap | 2427.4612 | 930201.4 | 7638888 | 9791948.69 | 2135429 | 0 | 2778924 | 154301 | 1860487 | 0 | 41320.83 | 647852.4 | 120098.5 | 399096.2 | 0 | 20569.32 | 0 | 0 | 7366489000 | 18157230 | 7348330000 | 73483.3 | 2153060.69 | 0 | 952.3151 | 839.4667 | 44379.3275
MsrNResSpltPkgAC-65to134-S13 | PreNResSpltPkgAC-65to-PEYes | EUn | 2007 | CZ12 | cDXGF | 0 | DXSZCap | 2178.2657 | 930201.4 | 7190425 | 9149729.771 | 2135429 | 0 | 2778924 | 137658.7 | 1482994 | 0 | 34412.08 | 600638 | 102920.7 | 376066.6 | 0 | 20364 | 0 | 0 | 6705203000 | 18157230 | 6687047000 | 66870.47 | 1959304.771 | 0 | 952.3151 | 839.4667 | 44379.3283
MsrNResSpltPkgAC-65to134-S13 | PreNResSpltPkgAC-65to-PEYes | EUn | 2007 | CZ13 | cDXGF | 0 | DXSZCap | 2475.8995 | 930201.4 | 7875596 | 9527119.8 | 2135429 | 0 | 2778924 | 114037.6 | 2121072 | 0 | 36685.91 | 675374.6 | 94251.34 | 460121.2 | 0 | 14068.23 | 0 | 0 | 5654757000 | 18157230 | 5636600000 | 56366 | 1651523.8 | 0 | 952.3151 | 839.4667 | 44379.3292
MsrNResSpltPkgAC-65to134-S13 | PreNResSpltPkgAC-65to-PEYes | EUn | 2007 | CZ14 | cDXGF | 0 | DXSZCap | 2556.9977 | 930201.4 | 7603624 | 9415962.022 | 2135429 | 0 | 2778924 | 134594.5 | 1826667 | 0 | 45170.18 | 660826.1 | 103828.1 | 419738.1 | 0 | 22007.93 | 0 | 0 | 6203609000 | 18157230 | 6185454000 | 61854.54 | 1812338.022 | 0 | 952.3151 | 839.4667 | 44379.33
MsrNResSpltPkgAC-65to134-S13 | PreNResSpltPkgAC-65to-PEYes | EUn | 2007 | CZ15 | cDXGF | 0 | DXSZCap | 3422.9087 | 930201.4 | 9477208 | 9802126.834 | 2135429 | 0 | 2778924 | 16053.79 | 3663315 | 0 | 12841.07 | 870534.5 | 34364.53 | 715725.2 | 0 | 106.0797 | 0 | 0 | 1127096000 | 18157230 | 1108938000 | 11089.38 | 324918.834 | 0 | 952.3151 | 839.4667 | 44379.3309
MsrNResSpltPkgAC-65to134-S13 | PreNResSpltPkgAC-65to-PEYes | EUn | 2007 | CZ16 | cDXGF | 0 | DXSZCap | 2316.4206 | 930201.4 | 6781488 | 12037573.98 | 2135429 | 0 | 2778924 | 344707.3 | 716234.7 | 0 | 72846.6 | 609636.3 | 212918.9 | 243275.8 | 0 | 123705.1 | 0 | 0 | 17957030000 | 18157230 | 17938860000 | 179388.6 | 5256085.98 | 0 | 952.3151 | 839.4667 | 44379.3318
MsrNResSpltPkgAC-65to134-S13 | PreNResSpltPkgAC-65to-PEYes | EUn | 2011 | CZ01 | cDXGF | 0 | DXSZCap | 2077.3114 | 930201.4 | 5870575 | 9980093.38 | 2135429 | 0 | 2778924 | 213529.2 | 167926.3 | 0 | 56158.43 | 492222.8 | 197746.8 | 75068.84 | 0 | 26378.97 | 0 | 0 | 14043810000 | 18157230 | 14025660000 | 140256.6 | 4109518.38 | 0 | 952.3151 | 839.4667 | 44379.3326
MsrNResSpltPkgAC-65to134-S13 | PreNResSpltPkgAC-65to-PEYes | EUn | 2011 | CZ02 | cDXGF | 0 | DXSZCap | 1920.2512 | 930201.4 | 6602525 | 8828030.526 | 2135429 | 0 | 2778924 | 145021.3 | 968173.8 | 0 | 37533.89 | 512090.3 | 109553.2 | 278932.1 | 0 | 25349.47 | 0 | 0 | 7613742000 | 18157230 | 7595582000 | 75955.82 | 2225505.526 | 0 | 952.3151 | 839.4667 | 44379.3335
MsrNResSpltPkgAC-65to134-S13 | PreNResSpltPkgAC-65to-PEYes | EUn | 2011 | CZ03 | cDXGF | 0 | DXSZCap | 2338.582 | 930201.4 | 6208383 | 8267980.792 | 2135429 | 0 | 2778924 | 91243.3 | 595529.5 | 0 | 25375.05 | 577446.5 | 120244.9 | 242549.5 | 0 | 4429.738 | 0 | 0 | 7047498000 | 18157230 | 7029344000 | 70293.44 | 2059597.792 | 0 | 952.3151 | 839.4667 | 44379.3344
MsrNResSpltPkgAC-65to134-S13 | PreNResSpltPkgAC-65to-PEYes | EUn | 2011 | CZ04 | cDXGF | 0 | DXSZCap | 2038.8909 | 930201.4 | 6832079 | 8368347.148 | 2135429 | 0 | 2778924 | 76994.34 | 1257495 | 0 | 22529.61 | 554942.1 | 83562.59 | 348773.2 | 0 | 5760.131 | 0 | 0 | 5261393000 | 18157230 | 5243236000 | 52432.36 | 1536268.148 | 0 | 952.3151 | 839.4667 | 44379.3352
MsrNResSpltPkgAC-65to134-S13 | PreNResSpltPkgAC-65to-PEYes | EUn | 2011 | CZ05 | cDXGF | 0 | DXSZCap | 2288.5356 | 930201.4 | 6337105 | 8168727.696 | 2135429 | 0 | 2778924 | 87682.48 | 723524.6 | 0 | 28587.49 | 573400.6 | 105714.7 | 273580.1 | 0 | 9551.421 | 0 | 0 | 6269430000 | 18157230 | 6251272000 | 62512.72 | 1831622.696 | 0 | 952.3151 | 839.4667 | 44379.3361
MsrNResSpltPkgAC-65to134-S13 | PreNResSpltPkgAC-65to-PEYes | EUn | 2011 | CZ06 | cDXGF | 0 | DXSZCap | 2481.3852 | 930201.4 | 7024149 | 7761901.318 | 2135429 | 0 | 2778924 | 26707.2 | 1460653 | 0 | 10134.27 | 611981.4 | 52627.95 | 416366.1 | 0 | 314.0996 | 0 | 0 | 2536082000 | 18157230 | 2517926000 | 25179.26 | 737752.318 | 0 | 952.3151 | 839.4667 | 44379.337
MsrNResSpltPkgAC-65to134-S13 | PreNResSpltPkgAC-65to-PEYes | EUn | 2011 | CZ07 | cDXGF | 0 | DXSZCap | 2432.4448 | 930201.4 | 6773030 | 7401417.431 | 2135429 | 0 | 2778924 | 19161.43 | 1230036 | 0 | 4929.596 | 604541 | 49131.23 | 394083.5 | 0 | 4.2127 | 0 | 0 | 2162824000 | 18157230 | 2144667000 | 21446.67 | 628387.431 | 0 | 952.3151 | 839.4667 | 44379.3378
MsrNResSpltPkgAC-65to134-S13 | PreNResSpltPkgAC-65to-PEYes | EUn | 2011 | CZ08 | cDXGF | 0 | DXSZCap | 2234.7058 | 930201.4 | 7394160 | 8020133.404 | 2135429 | 0 | 2778924 | 24573.17 | 1856174 | 0 | 9835.254 | 588810.6 | 44718.43 | 439180.4 | 0 | 409.755 | 0 | 0 | 2154586000 | 18157230 | 2136428000 | 21364.28 | 625973.404 | 0 | 952.3151 | 839.4667 | 44379.3386
MsrNResSpltPkgAC-65to134-S13 | PreNResSpltPkgAC-65to-PEYes | EUn | 2011 | CZ09 | cDXGF | 0 | DXSZCap | 2720.0922 | 930201.4 | 7410045 | 8187305.145 | 2135429 | 0 | 2778924 | 33670.52 | 1771173 | 0 | 17168.04 | 672777.3 | 63585.17 | 452096.1 | 0 | 898.5104 | 0 | 0 | 2670922000 | 18157230 | 2652765000 | 26527.65 | 777260.145 | 0 | 952.3151 | 839.4667 | 44379.3395
MsrNResSpltPkgAC-65to134-S13 | PreNResSpltPkgAC-65to-PEYes | EUn | 2011 | CZ10 | cDXGF | 0 | DXSZCap | 2410.5838 | 930201.4 | 7538922 | 8422944.02 | 2135429 | 0 | 2778924 | 53314.6 | 1915469 | 0 | 22336.13 | 624657.4 | 62719.75 | 440800.8 | 0 | 8788.164 | 0 | 0 | 3035297000 | 18157230 | 3017140000 | 30171.4 | 884022.02 | 0 | 952.3151 | 839.4667 | 44379.3403
MsrNResSpltPkgAC-65to134-S13 | PreNResSpltPkgAC-65to-PEYes | EUn | 2011 | CZ11 | cDXGF | 0 | DXSZCap | 2332.3013 | 930201.4 | 7547554 | 9213735.418 | 2135429 | 0 | 2778924 | 133228.9 | 1817194 | 0 | 39699.7 | 624621.2 | 100142.6 | 395183.4 | 0 | 18452.39 | 0 | 0 | 5704782000 | 18157230 | 5686626000 | 56866.26 | 1666181.418 | 0 | 952.3151 | 839.4667 | 44379.3412
MsrNResSpltPkgAC-65to134-S13 | PreNResSpltPkgAC-65to-PEYes | EUn | 2011 | CZ12 | cDXGF | 0 | DXSZCap | 2135.9826 | 930201.4 | 7148310 | 8914404.711 | 2135429 | 0 | 2778924 | 118645.6 | 1472706 | 0 | 33743.64 | 590489.6 | 94504.86 | 375496.6 | 0 | 18365.84 | 0 | 0 | 6045785000 | 18157230 | 6027627000 | 60276.27 | 1766094.711 | 0 | 952.3151 | 839.4667 | 44379.342
MsrNResSpltPkgAC-65to134-S13 | PreNResSpltPkgAC-65to-PEYes | EUn | 2011 | CZ13 | cDXGF | 0 | DXSZCap | 2400.241 | 930201.4 | 7791118 | 9152439.364 | 2135429 | 0 | 2778924 | 97925.98 | 2074183 | 0 | 35563.99 | 656422.2 | 81565.58 | 454694.1 | 0 | 12664.73 | 0 | 0 | 4664304000 | 18157230 | 4646148000 | 46461.48 | 1361321.364 | 0 | 952.3151 | 839.4667 | 44379.3429
MsrNResSpltPkgAC-65to134-S13 | PreNResSpltPkgAC-65to-PEYes | EUn | 2011 | CZ14 | cDXGF | 0 | DXSZCap | 2466.058 | 930201.4 | 7521591 | 8901200.838 | 2135429 | 0 | 2778924 | 114334.2 | 1790250 | 0 | 43562.62 | 639517.7 | 85737.61 | 417954.5 | 0 | 19569.11 | 0 | 0 | 4726723000 | 18157230 | 4708566000 | 47085.66 | 1379609.838 | 0 | 952.3151 | 839.4667 | 44379.3437
MsrNResSpltPkgAC-65to134-S13 | PreNResSpltPkgAC-65to-PEYes | EUn | 2011 | CZ15 | cDXGF | 0 | DXSZCap | 3292.1038 | 930201.4 | 9286499 | 9519317.3274 | 2135429 | 0 | 2778924 | 12104.16 | 3510802 | 0 | 12350.3 | 836795 | 27131.94 | 693682.8 | 0 | 87.9189 | 0 | 0 | 812759200 | 18157230 | 794601800 | 7946.018 | 232818.3274 | 0 | 952.3151 | 839.4667 | 44379.3446
MsrNResSpltPkgAC-65to134-S13 | PreNResSpltPkgAC-65to-PEYes | EUn | 2011 | CZ16 | cDXGF | 0 | DXSZCap | 2262.1339 | 930201.4 | 6712620 | 10969458.78 | 2135429 | 0 | 2778924 | 303822.3 | 717145.1 | 0 | 71137.75 | 593167.8 | 183856.4 | 246103.1 | 0 | 112990.6 | 0 | 0 | 14546620000 | 18157230 | 14528460000 | 145284.6 | 4256838.78 | 0 | 952.3151 | 839.4667 | 44379.3454
MsrNResSpltPkgAC-65to134-S13 | PreNResSpltPkgAC-65to-PEYes | EUn | 2015 | CZ01 | cDXGF | 0 | DXSZCap | 1915.0063 | 930201.4 | 5766094 | 9728872.12 | 2131568 | 0 | 2778924 | 212525.3 | 112670.5 | 0 | 51769.34 | 450394 | 184367.9 | 67651.68 | 0 | 28238.65 | 0 | 0 | 13542990000 | 18157230 | 13524840000 | 135248.4 | 3962778.12 | 0 | 950.932 | 839.4667 | 44379.3463
MsrNResSpltPkgAC-65to134-S13 | PreNResSpltPkgAC-65to-PEYes | EUn | 2015 | CZ02 | cDXGF | 0 | DXSZCap | 1814.4005 | 930201.4 | 6429224 | 8566179.945 | 2131568 | 0 | 2778924 | 122473.8 | 858014.8 | 0 | 35463.73 | 477814.1 | 104237 | 258467.5 | 0 | 24962.21 | 0 | 0 | 7311523000 | 18157230 | 7293365000 | 72933.65 | 2136955.945 | 0 | 950.932 | 839.4667 | 44379.3471
MsrNResSpltPkgAC-65to134-S13 | PreNResSpltPkgAC-65to-PEYes | EUn | 2015 | CZ03 | cDXGF | 0 | DXSZCap | 2032.0687 | 930201.4 | 6037400 | 7887318.788 | 2131568 | 0 | 2778924 | 78250.8 | 517668.7 | 0 | 22048.56 | 504687 | 101011.8 | 225229 | 0 | 4250.508 | 0 | 0 | 6331872000 | 18157230 | 6313716000 | 63137.16 | 1849918.788 | 0 | 950.932 | 839.4667 | 44379.3479
MsrNResSpltPkgAC-65to134-S13 | PreNResSpltPkgAC-65to-PEYes | EUn | 2015 | CZ04 | cDXGF | 0 | DXSZCap | 1844.7959 | 930201.4 | 6598367 | 7917810.167 | 2131568 | 0 | 2778924 | 65195.69 | 1097139 | 0 | 20383.94 | 499215.3 | 71671.07 | 319540.3 | 0 | 5938.476 | 0 | 0 | 4521376000 | 18157230 | 4503219000 | 45032.19 | 1319443.167 | 0 | 950.932 | 839.4667 | 44379.3488
MsrNResSpltPkgAC-65to134-S13 | PreNResSpltPkgAC-65to-PEYes | EUn | 2015 | CZ05 | cDXGF | 0 | DXSZCap | 1991.5129 | 930201.4 | 6169854 | 7813200.756 | 2131568 | 0 | 2778924 | 76495.95 | 628239.1 | 0 | 24877.02 | 520702.3 | 102693.4 | 255367.5 | 0 | 9044.98 | 0 | 0 | 5626849000 | 18157230 | 5608692000 | 56086.92 | 1643346.756 | 0 | 950.932 | 839.4667 | 44379.3496
MsrNResSpltPkgAC-65to134-S13 | PreNResSpltPkgAC-65to-PEYes | EUn | 2015 | CZ06 | cDXGF | 0 | DXSZCap | 2157.5632 | 930201.4 | 6771827 | 7439283.051 | 2131568 | 0 | 2778924 | 22249.63 | 1294239 | 0 | 8811.725 | 535779.3 | 44944.48 | 375566.4 | 0 | 249.3987 | 0 | 0 | 2296164000 | 18157230 | 2278007000 | 22780.07 | 667456.051 | 0 | 950.932 | 839.4667 | 44379.3504
MsrNResSpltPkgAC-65to134-S13 | PreNResSpltPkgAC-65to-PEYes | EUn | 2015 | CZ07 | cDXGF | 0 | DXSZCap | 2118.7705 | 930201.4 | 6556386 | 7140246.221 | 2131568 | 0 | 2778924 | 15854.61 | 1094580 | 0 | 4293.913 | 531160.8 | 42572.74 | 360262 | 0 | 0.96431 | 0 | 0 | 2010855000 | 18157230 | 1992697000 | 19926.97 | 583860.221 | 0 | 950.932 | 839.4667 | 44379.3512
MsrNResSpltPkgAC-65to134-S13 | PreNResSpltPkgAC-65to-PEYes | EUn | 2015 | CZ08 | cDXGF | 0 | DXSZCap | 2033.0968 | 930201.4 | 7118515 | 7658826.924 | 2131568 | 0 | 2778924 | 19719.91 | 1645689 | 0 | 8947.906 | 533199.4 | 39474.54 | 403484.3 | 0 | 462.7262 | 0 | 0 | 1862225000 | 18157230 | 1844068000 | 18440.68 | 540311.924 | 0 | 950.932 | 839.4667 | 44379.352
MsrNResSpltPkgAC-65to134-S13 | PreNResSpltPkgAC-65to-PEYes | EUn | 2015 | CZ09 | cDXGF | 0 | DXSZCap | 2500.9691 | 930201.4 | 7122988 | 7767316.682 | 2131568 | 0 | 2778924 | 27825.62 | 1554457 | 0 | 15784.93 | 613558.6 | 56508.84 | 416425.4 | 0 | 863.7931 | 0 | 0 | 2217231000 | 18157230 | 2199074000 | 21990.74 | 644328.682 | 0 | 950.932 | 839.4667 | 44379.3528
MsrNResSpltPkgAC-65to134-S13 | PreNResSpltPkgAC-65to-PEYes | EUn | 2015 | CZ10 | cDXGF | 0 | DXSZCap | 2301.8243 | 930201.4 | 7308634 | 8148442.906 | 2131568 | 0 | 2778924 | 44543.45 | 1735107 | 0 | 21328.4 | 588469.6 | 60889.36 | 413935.2 | 0 | 8689.395 | 0 | 0 | 2884400000 | 18157230 | 2866242000 | 28662.42 | 839808.906 | 0 | 950.932 | 839.4667 | 44379.3537
MsrNResSpltPkgAC-65to134-S13 | PreNResSpltPkgAC-65to-PEYes | EUn | 2015 | CZ11 | cDXGF | 0 | DXSZCap | 2211.1883 | 930201.4 | 7297829 | 8852533.294 | 2131568 | 0 | 2778924 | 111983.5 | 1634774 | 0 | 37637.66 | 584998.3 | 94928.59 | 369345.6 | 0 | 17936.98 | 0 | 0 | 5324316000 | 18157230 | 5306158000 | 53061.58 | 1554704.294 | 0 | 950.932 | 839.4667 | 44379.3545
MsrNResSpltPkgAC-65to134-S13 | PreNResSpltPkgAC-65to-PEYes | EUn | 2015 | CZ12 | cDXGF | 0 | DXSZCap | 2022.5635 | 930201.4 | 6933747 | 8604808.04 | 2131568 | 0 | 2778924 | 99879.67 | 1321117 | 0 | 31951.25 | 552323.6 | 89735.07 | 350244.4 | 0 | 17979.52 | 0 | 0 | 5721437000 | 18157230 | 5703280000 | 57032.8 | 1671061.04 | 0 | 950.932 | 839.4667 | 44379.3554
MsrNResSpltPkgAC-65to134-S13 | PreNResSpltPkgAC-65to-PEYes | EUn | 2015 | CZ13 | cDXGF | 0 | DXSZCap | 2281.6765 | 930201.4 | 7530932 | 8807265.491 | 2131568 | 0 | 2778924 | 82634.14 | 1875790 | 0 | 33807.17 | 615873.3 | 77891.27 | 425336.4 | 0 | 12332.69 | 0 | 0 | 4374246000 | 18157230 | 4356087000 | 43560.87 | 1276333.491 | 0 | 950.932 | 839.4667 | 44379.3562
MsrNResSpltPkgAC-65to134-S13 | PreNResSpltPkgAC-65to-PEYes | EUn | 2015 | CZ14 | cDXGF | 0 | DXSZCap | 2360.9927 | 930201.4 | 7316400 | 8604649.215 | 2131568 | 0 | 2778924 | 103366.6 | 1635251 | 0 | 41706.77 | 605449.5 | 83308.66 | 393269.8 | 0 | 20127.8 | 0 | 0 | 4414913000 | 18157230 | 4396755000 | 43967.55 | 1288249.215 | 0 | 950.932 | 839.4667 | 44379.3571
MsrNResSpltPkgAC-65to134-S13 | PreNResSpltPkgAC-65to-PEYes | EUn | 2015 | CZ15 | cDXGF | 0 | DXSZCap | 3173.7389 | 930201.4 | 8987684 | 9185818.5696 | 2131568 | 0 | 2778924 | 10059.44 | 3256958 | 0 | 11906.29 | 798179.8 | 26378.42 | 661111.7 | 0 | 85.785 | 0 | 0 | 694384500 | 18157230 | 676227200 | 6762.272 | 198134.5696 | 0 | 950.932 | 839.4667 | 44379.358
MsrNResSpltPkgAC-65to134-S13 | PreNResSpltPkgAC-65to-PEYes | EUn | 2015 | CZ16 | cDXGF | 0 | DXSZCap | 2072.3151 | 930201.4 | 6502128 | 10515387.09 | 2131568 | 0 | 2778924 | 286771.9 | 572580.9 | 0 | 65167.88 | 536708.2 | 169283.4 | 220303.9 | 0 | 130401.4 | 0 | 0 | 13715280000 | 18157230 | 13697130000 | 136971.3 | 4013259.09 | 0 | 950.932 | 839.4667 | 44379.3588
MsrNResSpltPkgAC-65to134-S13 | PreNResSpltPkgAC-65to-PEYes | EUn | 2017 | CZ01 | cDXGF | 0 | DXSZCap | 1907.3404 | 930201.4 | 5718678 | 9581106.55 | 2088979 | 0 | 2778924 | 210681.7 | 112344.7 | 0 | 51561.8 | 448540.4 | 182614.8 | 67314.13 | 0 | 27644.34 | 0 | 0 | 13200500000 | 18157230 | 13182350000 | 131823.5 | 3862428.55 | 0 | 933.9489 | 839.4667 | 44379.3597
MsrNResSpltPkgAC-65to134-S13 | PreNResSpltPkgAC-65to-PEYes | EUn | 2017 | CZ02 | cDXGF | 0 | DXSZCap | 1796.3713 | 930201.4 | 6374842 | 8485146.372 | 2088979 | 0 | 2778924 | 121926.2 | 851928.4 | 0 | 35111.34 | 473206.9 | 102739.8 | 256330.1 | 0 | 24763.13 | 0 | 0 | 7220564000 | 18157230 | 7202404000 | 72024.04 | 2110304.372 | 0 | 933.9489 | 839.4667 | 44379.3605
MsrNResSpltPkgAC-65to134-S13 | PreNResSpltPkgAC-65to-PEYes | EUn | 2017 | CZ03 | cDXGF | 0 | DXSZCap | 2023.5983 | 930201.4 | 5989426 | 7829384.839 | 2088979 | 0 | 2778924 | 77903.44 | 514992 | 0 | 21956.61 | 502469.9 | 100556 | 223801.5 | 0 | 4198.104 | 0 | 0 | 6297880000 | 18157230 | 6279723000 | 62797.23 | 1839958.839 | 0 | 933.9489 | 839.4667 | 44379.3614
MsrNResSpltPkgAC-65to134-S13 | PreNResSpltPkgAC-65to-PEYes | EUn | 2017 | CZ04 | cDXGF | 0 | DXSZCap | 1829.5932 | 930201.4 | 6544604 | 7841205.473 | 2088979 | 0 | 2778924 | 64891.66 | 1090453 | 0 | 20215.94 | 495252 | 70582.06 | 317412.4 | 0 | 5887.776 | 0 | 0 | 4443417000 | 18157230 | 4425261000 | 44252.61 | 1296601.473 | 0 | 933.9489 | 839.4667 | 44379.3622
MsrNResSpltPkgAC-65to134-S13 | PreNResSpltPkgAC-65to-PEYes | EUn | 2017 | CZ05 | cDXGF | 0 | DXSZCap | 1981.6299 | 930201.4 | 6118833 | 7709219.42 | 2088979 | 0 | 2778924 | 75818.65 | 624873.3 | 0 | 24753.51 | 516651.9 | 101238.9 | 252126.6 | 0 | 8831.627 | 0 | 0 | 5446095000 | 18157230 | 5427940000 | 54279.4 | 1590386.42 | 0 | 933.9489 | 839.4667 | 44379.363
MsrNResSpltPkgAC-65to134-S13 | PreNResSpltPkgAC-65to-PEYes | EUn | 2017 | CZ06 | cDXGF | 0 | DXSZCap | 2132.4048 | 930201.4 | 6711219 | 7347317.312 | 2088979 | 0 | 2778924 | 21948.58 | 1282243 | 0 | 8708.977 | 530178.4 | 42979.43 | 372389.1 | 0 | 235.794 | 0 | 0 | 2189141000 | 18157230 | 2170984000 | 21709.84 | 636098.312 | 0 | 933.9489 | 839.4667 | 44379.3638
MsrNResSpltPkgAC-65to134-S13 | PreNResSpltPkgAC-65to-PEYes | EUn | 2017 | CZ07 | cDXGF | 0 | DXSZCap | 2101.748 | 930201.4 | 6501660 | 7069971.59 | 2088979 | 0 | 2778924 | 15712.86 | 1086826 | 0 | 4259.415 | 526956.1 | 41512.48 | 357312.8 | 0 | 0 | 0 | 0 | 1957788000 | 18157230 | 1939630000 | 19396.3 | 568311.59 | 0 | 933.9489 | 839.4667 | 44379.3646
MsrNResSpltPkgAC-65to134-S13 | PreNResSpltPkgAC-65to-PEYes | EUn | 2017 | CZ08 | cDXGF | 0 | DXSZCap | 2002.0808 | 930201.4 | 7053225 | 7560793.295 | 2088979 | 0 | 2778924 | 19530.91 | 1630677 | 0 | 8811.396 | 525847.1 | 37547.39 | 399561.3 | 0 | 453.9543 | 0 | 0 | 1750473000 | 18157230 | 1732315000 | 17323.15 | 507568.295 | 0 | 933.9489 | 839.4667 | 44379.3655
MsrNResSpltPkgAC-65to134-S13 | PreNResSpltPkgAC-65to-PEYes | EUn | 2017 | CZ09 | cDXGF | 0 | DXSZCap | 2481.4296 | 930201.4 | 7065912 | 7691560.76 | 2088979 | 0 | 2778924 | 27671.78 | 1544987 | 0 | 15661.6 | 608833.8 | 55387.46 | 413862.3 | 0 | 854.4341 | 0 | 0 | 2153477000 | 18157230 | 2135320000 | 21353.2 | 625648.76 | 0 | 933.9489 | 839.4667 | 44379.3663
MsrNResSpltPkgAC-65to134-S13 | PreNResSpltPkgAC-65to-PEYes | EUn | 2017 | CZ10 | cDXGF | 0 | DXSZCap | 2281.4261 | 930201.4 | 7249317 | 8071612.417 | 2088979 | 0 | 2778924 | 44296.29 | 1723903 | 0 | 21139.36 | 583456.6 | 59792.66 | 410928.7 | 0 | 8616.625 | 0 | 0 | 2824626000 | 18157230 | 2806469000 | 28064.69 | 822295.417 | 0 | 933.9489 | 839.4667 | 44379.3671
MsrNResSpltPkgAC-65to134-S13 | PreNResSpltPkgAC-65to-PEYes | EUn | 2017 | CZ11 | cDXGF | 0 | DXSZCap | 2189.6335 | 930201.4 | 7237753 | 8760063.507 | 2088979 | 0 | 2778924 | 111258 | 1623943 | 0 | 37270.66 | 579588.6 | 93218.68 | 366703.8 | 0 | 17787.22 | 0 | 0 | 5213756000 | 18157230 | 5195599000 | 51955.99 | 1522310.507 | 0 | 933.9489 | 839.4667 | 44379.368
MsrNResSpltPkgAC-65to134-S13 | PreNResSpltPkgAC-65to-PEYes | EUn | 2017 | CZ12 | cDXGF | 0 | DXSZCap | 2003.1534 | 930201.4 | 6873496 | 8516244.157 | 2088979 | 0 | 2778924 | 99324.01 | 1312610 | 0 | 31644.45 | 544189.9 | 88260.05 | 344610 | 0 | 17821.08 | 0 | 0 | 5624808000 | 18157230 | 5606649000 | 56066.49 | 1642748.157 | 0 | 933.9489 | 839.4667 | 44379.3688
MsrNResSpltPkgAC-65to134-S13 | PreNResSpltPkgAC-65to-PEYes | EUn | 2017 | CZ13 | cDXGF | 0 | DXSZCap | 2259.8886 | 930201.4 | 7468019 | 8716920.366 | 2088979 | 0 | 2778924 | 82165.63 | 1862049 | 0 | 33484.05 | 610189.8 | 76325.69 | 422066.4 | 0 | 12224.94 | 0 | 0 | 4280619000 | 18157230 | 4262462000 | 42624.62 | 1248901.366 | 0 | 933.9489 | 839.4667 | 44379.3696
MsrNResSpltPkgAC-65to134-S13 | PreNResSpltPkgAC-65to-PEYes | EUn | 2017 | CZ14 | cDXGF | 0 | DXSZCap | 2339.9566 | 930201.4 | 7256229 | 8510664.843 | 2088979 | 0 | 2778924 | 102638.4 | 1624352 | 0 | 41335.22 | 600121.1 | 81647.06 | 390534.2 | 0 | 19876.43 | 0 | 0 | 4299507000 | 18157230 | 4281351000 | 42813.51 | 1254435.843 | 0 | 933.9489 | 839.4667 | 44379.3705
MsrNResSpltPkgAC-65to134-S13 | PreNResSpltPkgAC-65to-PEYes | EUn | 2017 | CZ15 | cDXGF | 0 | DXSZCap | 3146.5777 | 930201.4 | 8913708 | 9101758.7988 | 2088979 | 0 | 2778924 | 9969.091 | 3232492 | 0 | 11804.37 | 791451.6 | 25451.22 | 656179.4 | 0 | 85.0037 | 0 | 0 | 659968900 | 18157230 | 641811600 | 6418.116 | 188050.7988 | 0 | 933.9489 | 839.4667 | 44379.3713
MsrNResSpltPkgAC-65to134-S13 | PreNResSpltPkgAC-65to-PEYes | EUn | 2017 | CZ16 | cDXGF | 0 | DXSZCap | 2062.2112 | 930201.4 | 6449256 | 10431802.83 | 2088979 | 0 | 2778924 | 285172.2 | 569133.4 | 0 | 64850.21 | 533481.1 | 167816.8 | 218627.4 | 0 | 128715.3 | 0 | 0 | 13610470000 | 18157230 | 13592310000 | 135923.1 | 3982546.83 | 0 | 933.9489 | 839.4667 | 44379.3722
MsrNResSpltPkgAC-65to134-S13 | PreNResSpltPkgAC-65to-PEYes | EUn | 2020 | CZ01 | cDXGF | 0 | DXSZCap | 1817.4452 | 930201.4 | 5026024 | 9345049.1 | 1432632 | 0 | 2778924 | 211066.4 | 99042.11 | 0 | 49133.31 | 427549.5 | 196815.3 | 56860.22 | 0 | 27671.29 | 0 | 0 | 14758860000 | 18157230 | 14740700000 | 147407 | 4319025.1 | 0 | 653.0144 | 839.4667 | 44379.373
MsrNResSpltPkgAC-65to134-S13 | PreNResSpltPkgAC-65to-PEYes | EUn | 2020 | CZ02 | cDXGF | 0 | DXSZCap | 1722.4889 | 930201.4 | 5635512 | 7994978.298 | 1432632 | 0 | 2778924 | 122170.9 | 793396.5 | 0 | 33668.21 | 449930.2 | 107832.4 | 234826.5 | 0 | 24785.18 | 0 | 0 | 8070944000 | 18157230 | 8052786000 | 80527.86 | 2359466.298 | 0 | 653.0144 | 839.4667 | 44379.3738
MsrNResSpltPkgAC-65to134-S13 | PreNResSpltPkgAC-65to-PEYes | EUn | 2020 | CZ03 | cDXGF | 0 | DXSZCap | 1931.5734 | 930201.4 | 5261471 | 7348666.169 | 1432632 | 0 | 2778924 | 78084.63 | 471253 | 0 | 20958.47 | 475417 | 108826.6 | 199187.8 | 0 | 4197.867 | 0 | 0 | 7141693000 | 18157230 | 7123533000 | 71235.33 | 2087195.169 | 0 | 653.0144 | 839.4667 | 44379.3746
MsrNResSpltPkgAC-65to134-S13 | PreNResSpltPkgAC-65to-PEYes | EUn | 2020 | CZ04 | cDXGF | 0 | DXSZCap | 1755.5845 | 930201.4 | 5792795 | 7260004.22 | 1432632 | 0 | 2778924 | 64997.27 | 1020369 | 0 | 19398.64 | 470572.5 | 75763.98 | 292936.4 | 0 | 5896.299 | 0 | 0 | 5025698000 | 18157230 | 5007540000 | 50075.4 | 1467209.22 | 0 | 653.0144 | 839.4667 | 44379.3755
MsrNResSpltPkgAC-65to134-S13 | PreNResSpltPkgAC-65to-PEYes | EUn | 2020 | CZ05 | cDXGF | 0 | DXSZCap | 1890.6568 | 930201.4 | 5390537 | 7181432.11 | 1432632 | 0 | 2778924 | 75989.1 | 570129.5 | 0 | 23617.18 | 500392 | 115832.9 | 227890.5 | 0 | 8847.12 | 0 | 0 | 6130427000 | 18157230 | 6112270000 | 61122.7 | 1790895.11 | 0 | 653.0144 | 839.4667 | 44379.3763
MsrNResSpltPkgAC-65to134-S13 | PreNResSpltPkgAC-65to-PEYes | EUn | 2020 | CZ06 | cDXGF | 0 | DXSZCap | 2035.8553 | 930201.4 | 5940827 | 6693548.688 | 1432632 | 0 | 2778924 | 22051.44 | 1195012 | 0 | 8314.701 | 503649.4 | 46988.34 | 345094.1 | 0 | 236.475 | 0 | 0 | 2587173000 | 18157230 | 2569016000 | 25690.16 | 752721.688 | 0 | 653.0144 | 839.4667 | 44379.3771
MsrNResSpltPkgAC-65to134-S13 | PreNResSpltPkgAC-65to-PEYes | EUn | 2020 | CZ07 | cDXGF | 0 | DXSZCap | 2004.7384 | 930201.4 | 5738963 | 6425662.119 | 1432632 | 0 | 2778924 | 15781.45 | 1007827 | 0 | 4062.842 | 499732.3 | 46042.14 | 329053.1 | 0 | 0 | 0 | 0 | 2361840000 | 18157230 | 2343683000 | 23436.83 | 686699.119 | 0 | 653.0144 | 839.4667 | 44379.3779
MsrNResSpltPkgAC-65to134-S13 | PreNResSpltPkgAC-65to-PEYes | EUn | 2020 | CZ08 | cDXGF | 0 | DXSZCap | 1928.5769 | 930201.4 | 6279551 | 6861586.71 | 1432632 | 0 | 2778924 | 19621.63 | 1537794 | 0 | 8487.955 | 501632.7 | 40916.78 | 374170.6 | 0 | 455.2522 | 0 | 0 | 2004628000 | 18157230 | 1986470000 | 19864.7 | 582035.71 | 0 | 653.0144 | 839.4667 | 44379.3787
MsrNResSpltPkgAC-65to134-S13 | PreNResSpltPkgAC-65to-PEYes | EUn | 2020 | CZ09 | cDXGF | 0 | DXSZCap | 2407.7213 | 930201.4 | 6304932 | 7016498.615 | 1432632 | 0 | 2778924 | 27754.73 | 1462845 | 0 | 15196.54 | 586723.4 | 60769.06 | 390481.9 | 0 | 851.7449 | 0 | 0 | 2446712000 | 18157230 | 2428555000 | 24285.55 | 711566.615 | 0 | 653.0144 | 839.4667 | 44379.3795
MsrNResSpltPkgAC-65to134-S13 | PreNResSpltPkgAC-65to-PEYes | EUn | 2020 | CZ10 | cDXGF | 0 | DXSZCap | 2207.9667 | 930201.4 | 6482485 | 7405260.372 | 1432632 | 0 | 2778924 | 44417.27 | 1637000 | 0 | 20458.87 | 560414.6 | 64671.42 | 387628.6 | 0 | 8633.487 | 0 | 0 | 3167562000 | 18157230 | 3149404000 | 31494.04 | 922775.372 | 0 | 653.0144 | 839.4667 | 44379.3804
MsrNResSpltPkgAC-65to134-S13 | PreNResSpltPkgAC-65to-PEYes | EUn | 2020 | CZ11 | cDXGF | 0 | DXSZCap | 2123.0985 | 930201.4 | 6486040 | 8178020.068 | 1432632 | 0 | 2778924 | 111506.6 | 1550835 | 0 | 36138.87 | 558199 | 99814.75 | 345641.3 | 0 | 17800.42 | 0 | 0 | 5792837000 | 18157230 | 5774676000 | 57746.76 | 1691980.068 | 0 | 653.0144 | 839.4667 | 44379.3812
MsrNResSpltPkgAC-65to134-S13 | PreNResSpltPkgAC-65to-PEYes | EUn | 2020 | CZ12 | cDXGF | 0 | DXSZCap | 1937.8622 | 930201.4 | 6122902 | 7941593.141 | 1432632 | 0 | 2778924 | 99481.2 | 1241570 | 0 | 30613.91 | 521820.8 | 94315.52 | 322031 | 0 | 17855.08 | 0 | 0 | 6225296000 | 18157230 | 6207137000 | 62071.37 | 1818691.141 | 0 | 653.0144 | 839.4667 | 44379.382
MsrNResSpltPkgAC-65to134-S13 | PreNResSpltPkgAC-65to-PEYes | EUn | 2020 | CZ13 | cDXGF | 0 | DXSZCap | 2197.4322 | 930201.4 | 6708099 | 8099056.435 | 1432632 | 0 | 2778924 | 82296.73 | 1781025 | 0 | 32559.6 | 588436.8 | 82805.09 | 399699.2 | 0 | 12218.82 | 0 | 0 | 4765451000 | 18157230 | 4747295000 | 47472.95 | 1390957.435 | 0 | 653.0144 | 839.4667 | 44379.3829
MsrNResSpltPkgAC-65to134-S13 | PreNResSpltPkgAC-65to-PEYes | EUn | 2020 | CZ14 | cDXGF | 0 | DXSZCap | 2268.3581 | 930201.4 | 6501793 | 7899546.57 | 1432632 | 0 | 2778924 | 102795.8 | 1549539 | 0 | 40071.02 | 577922.5 | 87726.86 | 368408.1 | 0 | 19903.69 | 0 | 0 | 4788646000 | 18157230 | 4770490000 | 47704.9 | 1397753.57 | 0 | 653.0144 | 839.4667 | 44379.3837
MsrNResSpltPkgAC-65to134-S13 | PreNResSpltPkgAC-65to-PEYes | EUn | 2020 | CZ15 | cDXGF | 0 | DXSZCap | 3067.3609 | 930201.4 | 8118541 | 8337687.6837 | 1432632 | 0 | 2778924 | 10011.77 | 3117832 | 0 | 11507.26 | 767542.6 | 28956.16 | 631416.1 | 0 | 85.1096 | 0 | 0 | 766098300 | 18157230 | 747940900 | 7479.409 | 219146.6837 | 0 | 653.0144 | 839.4667 | 44379.3845
MsrNResSpltPkgAC-65to134-S13 | PreNResSpltPkgAC-65to-PEYes | EUn | 2020 | CZ16 | cDXGF | 0 | DXSZCap | 1970.4913 | 930201.4 | 5731479 | 10078602.8 | 1432632 | 0 | 2778924 | 285434.9 | 536009.1 | 0 | 61966.97 | 507654 | 172941.1 | 200889.1 | 0 | 128853.2 | 0 | 0 | 14854760000 | 18157230 | 14836600000 | 148366 | 4347123.8 | 0 | 653.0144 | 839.4667 | 44379.3854
MsrNResSpltPkgAC-65to134-S13 | PreNResSpltPkgAC-65to-PEYes | Gro | 1975 | CZ01 | cDXGF | 0 | DXSZCap | 70.1624 | 50001 | 1797917 | 2764649.111 | 331380.6 | 0 | 280614.8 | 0 | 438.7677 | 40069.23 | 219.2505 | 61495.27 | 33731.37 | 26277.61 | 1083698 | 0 | 0 | 0 | 3768055000 | 0 | 3299427000 | 32994.27 | 966732.111 | 468628900 | 63.7058 | 47.5439 | 44379.3857
MsrNResSpltPkgAC-65to134-S13 | PreNResSpltPkgAC-65to-PEYes | Gro | 1975 | CZ02 | cDXGF | 0 | DXSZCap | 120.357 | 50001 | 1858055 | 2550271.309 | 331380.7 | 0 | 280614.8 | 0 | 14424.05 | 57695.39 | 219.3403 | 69898.36 | 35182.2 | 32495.17 | 1103821 | 0 | 0 | 0 | 2796374000 | 0 | 2362513000 | 23625.13 | 692216.309 | 433859200 | 63.7058 | 47.5439 | 44379.386
MsrNResSpltPkgAC-65to134-S13 | PreNResSpltPkgAC-65to-PEYes | Gro | 1975 | CZ03 | cDXGF | 0 | DXSZCap | 82.24 | 50001 | 1837802 | 2522894.6 | 331380.7 | 0 | 280614.8 | 0 | 4805.166 | 53478.77 | 219.3744 | 64377.61 | 33606.87 | 28679.98 | 1102923 | 0 | 0 | 0 | 2771331000 | 0 | 2338200000 | 23382 | 685092.6 | 433131400 | 63.7058 | 47.5439 | 44379.3864
MsrNResSpltPkgAC-65to134-S13 | PreNResSpltPkgAC-65to-PEYes | Gro | 1975 | CZ04 | cDXGF | 0 | DXSZCap | 106.2947 | 50001 | 1876415 | 2442028.353 | 331380.7 | 0 | 280614.8 | 0 | 18454.65 | 65719.22 | 219.4055 | 64318.64 | 28921.5 | 33472.83 | 1115706 | 0 | 0 | 0 | 2342778000 | 0 | 1930421000 | 19304.21 | 565613.353 | 412356400 | 63.7058 | 47.5439 | 44379.3867
MsrNResSpltPkgAC-65to134-S13 | PreNResSpltPkgAC-65to-PEYes | Gro | 1975 | CZ05 | cDXGF | 0 | DXSZCap | 89.7144 | 50001 | 1838150 | 2498870.86 | 331380.7 | 0 | 280614.8 | 0 | 5788.244 | 54925.29 | 219.3532 | 65335.48 | 34085.84 | 29257.12 | 1099884 | 0 | 0 | 0 | 2688246000 | 0 | 2255020000 | 22550.2 | 660720.86 | 433227600 | 63.7058 | 47.5439 | 44379.387
MsrNResSpltPkgAC-65to134-S13 | PreNResSpltPkgAC-65to-PEYes | Gro | 1975 | CZ06 | cDXGF | 0 | DXSZCap | 94.8252 | 50001 | 1907354 | 2343109.753 | 331380.7 | 0 | 280614.8 | 0 | 16224.23 | 71909.01 | 219.4292 | 64042.9 | 28507.38 | 33943.82 | 1142961 | 0 | 0 | 0 | 1886970000 | 0 | 1487221000 | 14872.21 | 435755.753 | 399749400 | 63.7058 | 47.5439 | 44379.3874
MsrNResSpltPkgAC-65to134-S13 | PreNResSpltPkgAC-65to-PEYes | Gro | 1975 | CZ07 | cDXGF | 0 | DXSZCap | 85.9343 | 50001 | 1890798 | 2324204.772 | 331380.6 | 0 | 280614.8 | 0 | 12533.62 | 70091.81 | 219.4129 | 63027.88 | 28716.43 | 32575.28 | 1132928 | 0 | 0 | 0 | 1877938000 | 0 | 1479204000 | 14792.04 | 433406.772 | 398734200 | 63.7058 | 47.5439 | 44379.3877
MsrNResSpltPkgAC-65to134-S13 | PreNResSpltPkgAC-65to-PEYes | Gro | 1975 | CZ08 | cDXGF | 0 | DXSZCap | 100.2184 | 50001 | 1921414 | 2305068.2 | 331380.7 | 0 | 280614.8 | 0 | 28874.14 | 77877.52 | 219.4479 | 61508.03 | 23248.21 | 36773.51 | 1140939 | 0 | 0 | 0 | 1698176000 | 0 | 1309400000 | 13094 | 383654.2 | 388775700 | 63.7058 | 47.5439 | 44379.388
MsrNResSpltPkgAC-65to134-S13 | PreNResSpltPkgAC-65to-PEYes | Gro | 1975 | CZ09 | cDXGF | 0 | DXSZCap | 96.6622 | 50001 | 1898902 | 2317076.288 | 331380.6 | 0 | 280614.8 | 0 | 28525.46 | 75215.66 | 219.4248 | 60381.08 | 22624.25 | 36338.55 | 1122563 | 0 | 0 | 0 | 1819145000 | 0 | 1427216000 | 14272.16 | 418174.288 | 391929300 | 63.7058 | 47.5439 | 44379.3883
MsrNResSpltPkgAC-65to134-S13 | PreNResSpltPkgAC-65to-PEYes | Gro | 1975 | CZ10 | cDXGF | 0 | DXSZCap | 110.8858 | 50001 | 1928492 | 2360746.11 | 331380.6 | 0 | 280614.8 | 0 | 36938.43 | 76777.37 | 219.4258 | 65530.21 | 25362.59 | 38499.44 | 1137029 | 0 | 0 | 0 | 1865978000 | 0 | 1475270000 | 14752.7 | 432254.11 | 390708000 | 63.7058 | 47.5439 | 44379.3887
MsrNResSpltPkgAC-65to134-S13 | PreNResSpltPkgAC-65to-PEYes | Gro | 1975 | CZ11 | cDXGF | 0 | DXSZCap | 127.2742 | 50001 | 1931095 | 2507787.269 | 331380.7 | 0 | 280614.8 | 0 | 43987.32 | 73388.94 | 219.4044 | 71913.25 | 29958.68 | 39848.01 | 1129589 | 0 | 0 | 0 | 2366869000 | 0 | 1968233000 | 19682.33 | 576692.269 | 398636000 | 63.7058 | 47.5439 | 44379.389
MsrNResSpltPkgAC-65to134-S13 | PreNResSpltPkgAC-65to-PEYes | Gro | 1975 | CZ12 | cDXGF | 0 | DXSZCap | 129.0942 | 50001 | 1905450 | 2494182.518 | 331380.7 | 0 | 280614.8 | 0 | 28671.4 | 67169.07 | 219.3833 | 72629.59 | 32825.64 | 37014.49 | 1124764 | 0 | 0 | 0 | 2421847000 | 0 | 2009326000 | 20093.26 | 588732.518 | 412521300 | 63.7058 | 47.5439 | 44379.3894
MsrNResSpltPkgAC-65to134-S13 | PreNResSpltPkgAC-65to-PEYes | Gro | 1975 | CZ13 | cDXGF | 0 | DXSZCap | 138.2948 | 50001 | 1965152 | 2461915.627 | 331380.7 | 0 | 280614.8 | 0 | 50827.87 | 78371.08 | 219.3969 | 75447.64 | 29982.01 | 42872.61 | 1148289 | 0 | 0 | 0 | 2083896000 | 0 | 1695439000 | 16954.39 | 496763.627 | 388455700 | 63.7058 | 47.5439 | 44379.3897
MsrNResSpltPkgAC-65to134-S13 | PreNResSpltPkgAC-65to-PEYes | Gro | 1975 | CZ14 | cDXGF | 0 | DXSZCap | 117.9963 | 50001 | 1890341 | 2436652.392 | 331380.7 | 0 | 280614.8 | 0 | 43296.67 | 72528.3 | 219.3633 | 68503.49 | 27058.78 | 39511.47 | 1093796 | 0 | 0 | 0 | 2265375000 | 0 | 1864544000 | 18645.44 | 546311.392 | 400832300 | 63.7058 | 47.5439 | 44379.39
MsrNResSpltPkgAC-65to134-S13 | PreNResSpltPkgAC-65to-PEYes | Gro | 1975 | CZ15 | cDXGF | 0 | DXSZCap | 155.845 | 50001 | 1960715 | 2198366.2159 | 331380.7 | 0 | 280614.8 | 0 | 101869.8 | 34247.82 | 219.4107 | 80182.93 | 21413.14 | 56104.41 | 1132197 | 0 | 0 | 0 | 1142953000 | 0 | 811096300 | 8110.963 | 237651.2159 | 331857000 | 63.7058 | 47.5439 | 44379.3903
MsrNResSpltPkgAC-65to134-S13 | PreNResSpltPkgAC-65to-PEYes | Gro | 1975 | CZ16 | cDXGF | 0 | DXSZCap | 79.7566 | 50001 | 1760426 | 2645664.556 | 331380.7 | 0 | 280614.8 | 0 | 10982.66 | 47274.73 | 219.281 | 69182.79 | 35226.67 | 32064.7 | 1020770 | 0 | 0 | 0 | 3483019000 | 0 | 3021292000 | 30212.92 | 885238.556 | 461728000 | 63.7058 | 47.5439 | 44379.3907
MsrNResSpltPkgAC-65to134-S13 | PreNResSpltPkgAC-65to-PEYes | Gro | 1985 | CZ01 | cDXGF | 0 | DXSZCap | 69.7401 | 50001 | 1785917 | 2762115.355 | 331380.7 | 0 | 269747.7 | 0 | 431.4997 | 40016.32 | 219.2539 | 61316.02 | 33585.37 | 26272.61 | 1082804 | 0 | 0 | 0 | 3800344000 | 0 | 3331735000 | 33317.35 | 976198.355 | 468608800 | 63.7058 | 45.6981 | 44379.391
MsrNResSpltPkgAC-65to134-S13 | PreNResSpltPkgAC-65to-PEYes | Gro | 1985 | CZ02 | cDXGF | 0 | DXSZCap | 119.8831 | 50001 | 1845826 | 2546158.995 | 331380.7 | 0 | 269747.7 | 0 | 14171.84 | 57634.54 | 219.3277 | 69828.17 | 35233.36 | 32397.61 | 1102843 | 0 | 0 | 0 | 2824041000 | 0 | 2390215000 | 23902.15 | 700332.995 | 433827500 | 63.7058 | 45.6981 | 44379.3914
MsrNResSpltPkgAC-65to134-S13 | PreNResSpltPkgAC-65to-PEYes | Gro | 1985 | CZ03 | cDXGF | 0 | DXSZCap | 81.8174 | 50001 | 1825656 | 2519431.362 | 331380.7 | 0 | 269747.7 | 0 | 4717.352 | 53411.62 | 219.3741 | 64226.3 | 33537.76 | 28625.07 | 1101951 | 0 | 0 | 0 | 2800986000 | 0 | 2367834000 | 23678.34 | 693775.362 | 433152100 | 63.7058 | 45.6981 | 44379.3917
MsrNResSpltPkgAC-65to134-S13 | PreNResSpltPkgAC-65to-PEYes | Gro | 1985 | CZ04 | cDXGF | 0 | DXSZCap | 105.8301 | 50001 | 1864052 | 2437128.649 | 331380.7 | 0 | 269747.7 | 0 | 18142.34 | 65650.34 | 219.4093 | 64213.79 | 28926.7 | 33374.36 | 1114697 | 0 | 0 | 0 | 2368238000 | 0 | 1955893000 | 19558.93 | 573076.649 | 412345600 | 63.7058 | 45.6981 | 44379.392
MsrNResSpltPkgAC-65to134-S13 | PreNResSpltPkgAC-65to-PEYes | Gro | 1985 | CZ05 | cDXGF | 0 | DXSZCap | 89.2662 | 50001 | 1825970 | 2495303.009 | 331380.7 | 0 | 269747.7 | 0 | 5674.264 | 54855.3 | 219.3611 | 65144.66 | 34052.5 | 29156.72 | 1098948 | 0 | 0 | 0 | 2717629000 | 0 | 2284413000 | 22844.13 | 669333.009 | 433217300 | 63.7058 | 45.6981 | 44379.3923
MsrNResSpltPkgAC-65to134-S13 | PreNResSpltPkgAC-65to-PEYes | Gro | 1985 | CZ06 | cDXGF | 0 | DXSZCap | 94.3776 | 50001 | 1894956 | 2338110.296 | 331380.7 | 0 | 269747.7 | 0 | 15878.79 | 71833.98 | 219.4274 | 63853.73 | 28526.08 | 33763.98 | 1142040 | 0 | 0 | 0 | 1912217000 | 0 | 1512472000 | 15124.72 | 443154.296 | 399745400 | 63.7058 | 45.6981 | 44379.3927
MsrNResSpltPkgAC-65to134-S13 | PreNResSpltPkgAC-65to-PEYes | Gro | 1985 | CZ07 | cDXGF | 0 | DXSZCap | 85.5122 | 50001 | 1878414 | 2319613.693 | 331380.7 | 0 | 269747.7 | 0 | 12285.63 | 70003.21 | 219.4084 | 62836.04 | 28741.61 | 32394.37 | 1131940 | 0 | 0 | 0 | 1904527000 | 0 | 1505801000 | 15058.01 | 441199.693 | 398726300 | 63.7058 | 45.6981 | 44379.393
MsrNResSpltPkgAC-65to134-S13 | PreNResSpltPkgAC-65to-PEYes | Gro | 1985 | CZ08 | cDXGF | 0 | DXSZCap | 99.7589 | 50001 | 1908831 | 2299133.663 | 331380.7 | 0 | 269747.7 | 0 | 28382.41 | 77802.64 | 219.4515 | 61387.53 | 23358.87 | 36580.07 | 1139910 | 0 | 0 | 0 | 1720870000 | 0 | 1332091000 | 13320.91 | 390302.663 | 388778500 | 63.7058 | 45.6981 | 44379.3933
MsrNResSpltPkgAC-65to134-S13 | PreNResSpltPkgAC-65to-PEYes | Gro | 1985 | CZ09 | cDXGF | 0 | DXSZCap | 96.2086 | 50001 | 1886243 | 2311032.056 | 331380.7 | 0 | 269747.7 | 0 | 28046.11 | 75138.81 | 219.4239 | 60269.41 | 22690.64 | 36169.21 | 1121439 | 0 | 0 | 0 | 1841721000 | 0 | 1449792000 | 14497.92 | 424789.056 | 391928500 | 63.7058 | 45.6981 | 44379.3937
MsrNResSpltPkgAC-65to134-S13 | PreNResSpltPkgAC-65to-PEYes | Gro | 1985 | CZ10 | cDXGF | 0 | DXSZCap | 110.4206 | 50001 | 1915826 | 2354663.82 | 331380.7 | 0 | 269747.7 | 0 | 36408.88 | 76706.75 | 219.4229 | 65439.74 | 25482.1 | 38304.21 | 1135922 | 0 | 0 | 0 | 1888443000 | 0 | 1497740000 | 14977.4 | 438837.82 | 390703900 | 63.7058 | 45.6981 | 44379.394
MsrNResSpltPkgAC-65to134-S13 | PreNResSpltPkgAC-65to-PEYes | Gro | 1985 | CZ11 | cDXGF | 0 | DXSZCap | 126.7867 | 50001 | 1918493 | 2502000.742 | 331380.7 | 0 | 269747.7 | 0 | 43463.63 | 73330.51 | 219.413 | 71812.2 | 30053.97 | 39679.82 | 1128538 | 0 | 0 | 0 | 2390167000 | 0 | 1991494000 | 19914.94 | 583507.742 | 398673300 | 63.7058 | 45.6981 | 44379.3943
MsrNResSpltPkgAC-65to134-S13 | PreNResSpltPkgAC-65to-PEYes | Gro | 1985 | CZ12 | cDXGF | 0 | DXSZCap | 128.6059 | 50001 | 1892969 | 2489249.784 | 331380.7 | 0 | 269747.7 | 0 | 28270.49 | 67105.25 | 219.3767 | 72535.61 | 32993.09 | 36834.6 | 1123708 | 0 | 0 | 0 | 2447612000 | 0 | 2035088000 | 20350.88 | 596280.784 | 412524000 | 63.7058 | 45.6981 | 44379.3947
MsrNResSpltPkgAC-65to134-S13 | PreNResSpltPkgAC-65to-PEYes | Gro | 1985 | CZ13 | cDXGF | 0 | DXSZCap | 137.8028 | 50001 | 1952383 | 2455619.29 | 331380.7 | 0 | 269747.7 | 0 | 50237.23 | 78307.98 | 219.3905 | 75374.98 | 30119.81 | 42683.31 | 1147114 | 0 | 0 | 0 | 2105974000 | 0 | 1717530000 | 17175.3 | 503236.29 | 388443700 | 63.7058 | 45.6981 | 44379.395
MsrNResSpltPkgAC-65to134-S13 | PreNResSpltPkgAC-65to-PEYes | Gro | 1985 | CZ14 | cDXGF | 0 | DXSZCap | 117.5233 | 50001 | 1877666 | 2430611.498 | 331380.7 | 0 | 269747.7 | 0 | 42751.49 | 72464.63 | 219.3622 | 68407 | 27151.07 | 39388.68 | 1092694 | 0 | 0 | 0 | 2288004000 | 0 | 1887186000 | 18871.86 | 552945.498 | 400818900 | 63.7058 | 45.6981 | 44379.3953
MsrNResSpltPkgAC-65to134-S13 | PreNResSpltPkgAC-65to-PEYes | Gro | 1985 | CZ15 | cDXGF | 0 | DXSZCap | 155.3173 | 50001 | 1947488 | 2189251.3537 | 331380.6 | 0 | 269747.7 | 0 | 100842.7 | 34214.54 | 219.4095 | 80053.47 | 21510.78 | 55905.21 | 1131030 | 0 | 0 | 0 | 1156987000 | 0 | 825130900 | 8251.309 | 241763.3537 | 331855700 | 63.7058 | 45.6981 | 44379.3957
MsrNResSpltPkgAC-65to134-S13 | PreNResSpltPkgAC-65to-PEYes | Gro | 1985 | CZ16 | cDXGF | 0 | DXSZCap | 79.3314 | 50001 | 1748144 | 2641651.016 | 331380.7 | 0 | 269747.7 | 0 | 10776.93 | 47210.3 | 219.274 | 68972.16 | 35129.35 | 31990.52 | 1019836 | 0 | 0 | 0 | 3511223000 | 0 | 3049512000 | 30495.12 | 893507.016 | 461709800 | 63.7058 | 45.6981 | 44379.396
MsrNResSpltPkgAC-65to134-S13 | PreNResSpltPkgAC-65to-PEYes | Gro | 1996 | CZ01 | cDXGF | 0 | DXSZCap | 67.2865 | 50001 | 1699751 | 2683307.464 | 331380.7 | 0 | 258879.5 | 0 | 401.2745 | 30464.55 | 219.2471 | 59772.66 | 32190.8 | 26238.02 | 1018632 | 0 | 0 | 0 | 3825489000 | 0 | 3356848000 | 33568.48 | 983556.464 | 468640400 | 63.7058 | 43.8523 | 44379.3963
MsrNResSpltPkgAC-65to134-S13 | PreNResSpltPkgAC-65to-PEYes | Gro | 1996 | CZ02 | cDXGF | 0 | DXSZCap | 118.7327 | 50001 | 1752967 | 2468104.113 | 331380.7 | 0 | 258879.5 | 0 | 13521.49 | 48717.62 | 219.3319 | 69556.95 | 35388.54 | 32088.97 | 1030690 | 0 | 0 | 0 | 2874562000 | 0 | 2440741000 | 24407.41 | 715137.113 | 433820900 | 63.7058 | 43.8523 | 44379.3967
MsrNResSpltPkgAC-65to134-S13 | PreNResSpltPkgAC-65to-PEYes | Gro | 1996 | CZ03 | cDXGF | 0 | DXSZCap | 80.5299 | 50001 | 1735244 | 2446159.276 | 331380.7 | 0 | 258879.5 | 0 | 4482.219 | 41958.73 | 219.356 | 63613.19 | 33206.29 | 28449.21 | 1034709 | 0 | 0 | 0 | 2859449000 | 0 | 2426332000 | 24263.32 | 710915.276 | 433116300 | 63.7058 | 43.8523 | 44379.397
MsrNResSpltPkgAC-65to134-S13 | PreNResSpltPkgAC-65to-PEYes | Gro | 1996 | CZ04 | cDXGF | 0 | DXSZCap | 104.4919 | 50001 | 1767802 | 2355147.456 | 331380.7 | 0 | 258879.5 | 0 | 17306.27 | 55877.52 | 219.4009 | 63816.68 | 29012.12 | 32970.91 | 1040320 | 0 | 0 | 0 | 2416938000 | 0 | 2004592000 | 20045.92 | 587345.456 | 412346800 | 63.7058 | 43.8523 | 44379.3973
MsrNResSpltPkgAC-65to134-S13 | PreNResSpltPkgAC-65to-PEYes | Gro | 1996 | CZ05 | cDXGF | 0 | DXSZCap | 88.0783 | 50001 | 1735211 | 2420239.14 | 331380.7 | 0 | 258879.5 | 0 | 5384.733 | 43417.82 | 219.3702 | 64567.85 | 33803.71 | 28912.8 | 1031360 | 0 | 0 | 0 | 2771230000 | 0 | 2337980000 | 23379.8 | 685028.14 | 433250600 | 63.7058 | 43.8523 | 44379.3977
MsrNResSpltPkgAC-65to134-S13 | PreNResSpltPkgAC-65to-PEYes | Gro | 1996 | CZ06 | cDXGF | 0 | DXSZCap | 96.3306 | 50001 | 1798596 | 2269966.196 | 331380.6 | 0 | 258879.5 | 0 | 15958.03 | 58779.13 | 219.4296 | 64693.72 | 29575.98 | 33630.22 | 1068685 | 0 | 0 | 0 | 2008531000 | 0 | 1608772000 | 16087.72 | 471370.196 | 399758900 | 63.7058 | 43.8523 | 44379.398
MsrNResSpltPkgAC-65to134-S13 | PreNResSpltPkgAC-65to-PEYes | Gro | 1996 | CZ07 | cDXGF | 0 | DXSZCap | 90.7101 | 50001 | 1782855 | 2251679.612 | 331380.7 | 0 | 258879.5 | 0 | 12375.67 | 55940.95 | 219.4098 | 63083.85 | 29254.84 | 32184.94 | 1060973 | 0 | 0 | 0 | 1998825000 | 0 | 1600084000 | 16000.84 | 468824.612 | 398741100 | 63.7058 | 43.8523 | 44379.3983
MsrNResSpltPkgAC-65to134-S13 | PreNResSpltPkgAC-65to-PEYes | Gro | 1996 | CZ08 | cDXGF | 0 | DXSZCap | 106.6534 | 50001 | 1812745 | 2229015.96 | 331380.7 | 0 | 258879.5 | 0 | 29622.54 | 68141.81 | 219.4489 | 64016.01 | 25190.22 | 37274.61 | 1060483 | 0 | 0 | 0 | 1809516000 | 0 | 1420720000 | 14207.2 | 416270.96 | 388794800 | 63.7058 | 43.8523 | 44379.3987
MsrNResSpltPkgAC-65to134-S13 | PreNResSpltPkgAC-65to-PEYes | Gro | 1996 | CZ09 | cDXGF | 0 | DXSZCap | 98.527 | 50001 | 1789418 | 2243109.748 | 331380.7 | 0 | 258879.5 | 0 | 28980.15 | 66488 | 219.4257 | 61307.75 | 23563.68 | 36361.18 | 1042162 | 0 | 0 | 0 | 1940356000 | 0 | 1548436000 | 15484.36 | 453691.748 | 391919900 | 63.7058 | 43.8523 | 44379.399
MsrNResSpltPkgAC-65to134-S13 | PreNResSpltPkgAC-65to-PEYes | Gro | 1996 | CZ10 | cDXGF | 0 | DXSZCap | 113.1911 | 50001 | 1816198 | 2283872.587 | 331380.7 | 0 | 258879.5 | 0 | 37741.95 | 70007.44 | 219.4279 | 66661.28 | 26449.61 | 38584.24 | 1051307 | 0 | 0 | 0 | 1986850000 | 0 | 1596159000 | 15961.59 | 467674.587 | 390691000 | 63.7058 | 43.8523 | 44379.3993
MsrNResSpltPkgAC-65to134-S13 | PreNResSpltPkgAC-65to-PEYes | Gro | 1996 | CZ11 | cDXGF | 0 | DXSZCap | 123.0406 | 50001 | 1810817 | 2401495.038 | 331380.7 | 0 | 258879.5 | 0 | 40467.5 | 68411.38 | 219.4017 | 70481.26 | 29626.7 | 38822.21 | 1040976 | 0 | 0 | 0 | 2414601000 | 0 | 2015966000 | 20159.66 | 590678.038 | 398636200 | 63.7058 | 43.8523 | 44379.3997
MsrNResSpltPkgAC-65to134-S13 | PreNResSpltPkgAC-65to-PEYes | Gro | 1996 | CZ12 | cDXGF | 0 | DXSZCap | 125.2361 | 50001 | 1791205 | 2397114.643 | 331380.7 | 0 | 258879.5 | 0 | 26113.8 | 59693.89 | 219.3722 | 71331.56 | 32591.18 | 36082.92 | 1043585 | 0 | 0 | 0 | 2480472000 | 0 | 2067951000 | 20679.51 | 605909.643 | 412522000 | 63.7058 | 43.8523 | 44379.4
MsrNResSpltPkgAC-65to134-S13 | PreNResSpltPkgAC-65to-PEYes | Gro | 1996 | CZ13 | cDXGF | 0 | DXSZCap | 134.3032 | 50001 | 1841196 | 2352388.998 | 331380.7 | 0 | 258879.5 | 0 | 47053.89 | 73947.38 | 219.3917 | 74167.85 | 29790.36 | 41812.53 | 1055546 | 0 | 0 | 0 | 2133138000 | 0 | 1744686000 | 17446.86 | 511192.998 | 388452800 | 63.7058 | 43.8523 | 44379.4004
MsrNResSpltPkgAC-65to134-S13 | PreNResSpltPkgAC-65to-PEYes | Gro | 1996 | CZ14 | cDXGF | 0 | DXSZCap | 114.0232 | 50001 | 1774327 | 2338448.69 | 331380.7 | 0 | 258879.5 | 0 | 39505.29 | 68319.29 | 219.3607 | 67185.17 | 26941.78 | 38463.84 | 1008836 | 0 | 0 | 0 | 2326170000 | 0 | 1925330000 | 19253.3 | 564121.69 | 400840000 | 63.7058 | 43.8523 | 44379.4007
MsrNResSpltPkgAC-65to134-S13 | PreNResSpltPkgAC-65to-PEYes | Gro | 1996 | CZ15 | cDXGF | 0 | DXSZCap | 150.5035 | 50001 | 1815501 | 2065699.7651 | 331380.7 | 0 | 258879.5 | 0 | 94922.19 | 39689.34 | 219.4097 | 78504.23 | 21679.99 | 54369.99 | 1011905 | 0 | 0 | 0 | 1185776000 | 0 | 853920700 | 8539.207 | 250198.7651 | 331855600 | 63.7058 | 43.8523 | 44379.4011
MsrNResSpltPkgAC-65to134-S13 | PreNResSpltPkgAC-65to-PEYes | Gro | 1996 | CZ16 | cDXGF | 0 | DXSZCap | 76.9079 | 50001 | 1664231 | 2565593.346 | 331380.7 | 0 | 258879.5 | 0 | 9783.921 | 37577.3 | 219.299 | 67468.95 | 34317.95 | 31501.5 | 958919.5 | 0 | 0 | 0 | 3538052000 | 0 | 3076322000 | 30763.22 | 901362.346 | 461730800 | 63.7058 | 43.8523 | 44379.4014
MsrNResSpltPkgAC-65to134-S13 | PreNResSpltPkgAC-65to-PEYes | Gro | 2003 | CZ01 | cDXGF | 0 | DXSZCap | 66.2696 | 50001 | 1615363 | 2576590.813 | 331380.7 | 0 | 248013.8 | 0 | 407.716 | 34753.68 | 219.2455 | 59174.01 | 31613.59 | 26242.59 | 941414.3 | 0 | 0 | 0 | 3749221000 | 0 | 3280641000 | 32806.41 | 961227.813 | 468579800 | 63.7058 | 42.0065 | 44379.4017
MsrNResSpltPkgAC-65to134-S13 | PreNResSpltPkgAC-65to-PEYes | Gro | 2003 | CZ02 | cDXGF | 0 | DXSZCap | 115.5648 | 50001 | 1674192 | 2369402.183 | 331380.6 | 0 | 248013.8 | 0 | 13360.3 | 56762.68 | 219.3377 | 68274.67 | 34344 | 31769.99 | 956181.1 | 0 | 0 | 0 | 2806568000 | 0 | 2372731000 | 23727.31 | 695210.183 | 433836600 | 63.7058 | 42.0065 | 44379.4021
MsrNResSpltPkgAC-65to134-S13 | PreNResSpltPkgAC-65to-PEYes | Gro | 2003 | CZ03 | cDXGF | 0 | DXSZCap | 79.4781 | 50001 | 1654423 | 2338027.453 | 331380.6 | 0 | 248013.8 | 0 | 4827.081 | 50034.85 | 219.3761 | 62917.29 | 32317.19 | 28528.93 | 957029.8 | 0 | 0 | 0 | 2766254000 | 0 | 2333121000 | 23331.21 | 683604.453 | 433133500 | 63.7058 | 42.0065 | 44379.4024
MsrNResSpltPkgAC-65to134-S13 | PreNResSpltPkgAC-65to-PEYes | Gro | 2003 | CZ04 | cDXGF | 0 | DXSZCap | 103.0777 | 50001 | 1693382 | 2260115.199 | 331380.7 | 0 | 248013.8 | 0 | 18219.19 | 66232.54 | 219.4076 | 63264.2 | 28335.17 | 33008.47 | 966053.8 | 0 | 0 | 0 | 2346591000 | 0 | 1934243000 | 19342.43 | 566733.199 | 412349300 | 63.7058 | 42.0065 | 44379.4027
MsrNResSpltPkgAC-65to134-S13 | PreNResSpltPkgAC-65to-PEYes | Gro | 2003 | CZ05 | cDXGF | 0 | DXSZCap | 87.5819 | 50001 | 1656172 | 2316402.378 | 331380.7 | 0 | 248013.8 | 0 | 5778.247 | 52267.41 | 219.3555 | 63871.52 | 32819.65 | 29039.35 | 954641.1 | 0 | 0 | 0 | 2686554000 | 0 | 2253346000 | 22533.46 | 660230.378 | 433208400 | 63.7058 | 42.0065 | 44379.4031
MsrNResSpltPkgAC-65to134-S13 | PreNResSpltPkgAC-65to-PEYes | Gro | 2003 | CZ06 | cDXGF | 0 | DXSZCap | 95.3373 | 50001 | 1725424 | 2180750.981 | 331380.6 | 0 | 248013.8 | 0 | 17519.56 | 72502.72 | 219.4261 | 64085.71 | 28774.88 | 33627.62 | 991702.9 | 0 | 0 | 0 | 1953742000 | 0 | 1554017000 | 15540.17 | 455326.981 | 399725500 | 63.7058 | 42.0065 | 44379.4034
MsrNResSpltPkgAC-65to134-S13 | PreNResSpltPkgAC-65to-PEYes | Gro | 2003 | CZ07 | cDXGF | 0 | DXSZCap | 90.4081 | 50001 | 1708367 | 2161454.875 | 331380.7 | 0 | 248013.8 | 0 | 13796.2 | 69913.72 | 219.4115 | 62607.49 | 28482.57 | 32312.95 | 982436.4 | 0 | 0 | 0 | 1945111000 | 0 | 1546375000 | 15463.75 | 453087.875 | 398736500 | 63.7058 | 42.0065 | 44379.4037
MsrNResSpltPkgAC-65to134-S13 | PreNResSpltPkgAC-65to-PEYes | Gro | 2003 | CZ08 | cDXGF | 0 | DXSZCap | 105.9718 | 50001 | 1743083 | 2145961.516 | 331380.7 | 0 | 248013.8 | 0 | 31306.29 | 81361.73 | 219.4497 | 63741.88 | 24588.41 | 37438.27 | 987060.4 | 0 | 0 | 0 | 1763809000 | 0 | 1375012000 | 13750.12 | 402878.516 | 388796300 | 63.7058 | 42.0065 | 44379.4041
MsrNResSpltPkgAC-65to134-S13 | PreNResSpltPkgAC-65to-PEYes | Gro | 2003 | CZ09 | cDXGF | 0 | DXSZCap | 97.3268 | 50001 | 1720908 | 2160350.572 | 331380.6 | 0 | 248013.8 | 0 | 30341.88 | 78689.89 | 219.426 | 60849.69 | 22989.69 | 36337.25 | 971413.3 | 0 | 0 | 0 | 1891721000 | 0 | 1499804000 | 14998.04 | 439442.572 | 391917700 | 63.7058 | 42.0065 | 44379.4044
MsrNResSpltPkgAC-65to134-S13 | PreNResSpltPkgAC-65to-PEYes | Gro | 2003 | CZ10 | cDXGF | 0 | DXSZCap | 106.0482 | 50001 | 1741200 | 2183947.905 | 331380.6 | 0 | 248013.8 | 0 | 34880.7 | 81255.71 | 219.4212 | 63953.93 | 24872.31 | 37426.35 | 981496.3 | 0 | 0 | 0 | 1901790000 | 0 | 1511085000 | 15110.85 | 442747.905 | 390704900 | 63.7058 | 42.0065 | 44379.4048
MsrNResSpltPkgAC-65to134-S13 | PreNResSpltPkgAC-65to-PEYes | Gro | 2003 | CZ11 | cDXGF | 0 | DXSZCap | 121.4932 | 50001 | 1741593 | 2321279.729 | 331380.6 | 0 | 248013.8 | 0 | 41262.61 | 77745.74 | 219.4065 | 69959.55 | 29210.79 | 38710.17 | 973011.4 | 0 | 0 | 0 | 2377099000 | 0 | 1978453000 | 19784.53 | 579686.729 | 398645800 | 63.7058 | 42.0065 | 44379.4051
MsrNResSpltPkgAC-65to134-S13 | PreNResSpltPkgAC-65to-PEYes | Gro | 2003 | CZ12 | cDXGF | 0 | DXSZCap | 123.7657 | 50001 | 1717078 | 2310976.987 | 331380.7 | 0 | 248013.8 | 0 | 26884.86 | 68733.65 | 219.3863 | 70865.84 | 32133.56 | 36004.91 | 970980.4 | 0 | 0 | 0 | 2439469000 | 0 | 2026959000 | 20269.59 | 593898.987 | 412509200 | 63.7058 | 42.0065 | 44379.4055
MsrNResSpltPkgAC-65to134-S13 | PreNResSpltPkgAC-65to-PEYes | Gro | 2003 | CZ13 | cDXGF | 0 | DXSZCap | 132.7994 | 50001 | 1772390 | 2274499.412 | 331380.7 | 0 | 248013.8 | 0 | 48028.55 | 84003.3 | 219.3962 | 73702.02 | 29325.54 | 41782.95 | 987042 | 0 | 0 | 0 | 2102144000 | 0 | 1713684000 | 17136.84 | 502109.412 | 388459300 | 63.7058 | 42.0065 | 44379.4058
MsrNResSpltPkgAC-65to134-S13 | PreNResSpltPkgAC-65to-PEYes | Gro | 2003 | CZ14 | cDXGF | 0 | DXSZCap | 112.7869 | 50001 | 1710770 | 2266718.162 | 331380.7 | 0 | 248013.8 | 0 | 40266.88 | 77907.21 | 219.3581 | 66847.07 | 26777.38 | 38262.38 | 946135.4 | 0 | 0 | 0 | 2298262000 | 0 | 1897434000 | 18974.34 | 555948.162 | 400828700 | 63.7058 | 42.0065 | 44379.4061
MsrNResSpltPkgAC-65to134-S13 | PreNResSpltPkgAC-65to-PEYes | Gro | 2003 | CZ15 | cDXGF | 0 | DXSZCap | 149.0242 | 50001 | 1730026 | 1977345.6006 | 331380.7 | 0 | 248013.8 | 0 | 96528.69 | 40171.91 | 219.4106 | 78117.53 | 21538.05 | 54126.25 | 935594.3 | 0 | 0 | 0 | 1175945000 | 0 | 844094200 | 8440.942 | 247319.6006 | 331851000 | 63.7058 | 42.0065 | 44379.4065
MsrNResSpltPkgAC-65to134-S13 | PreNResSpltPkgAC-65to-PEYes | Gro | 2003 | CZ16 | cDXGF | 0 | DXSZCap | 75.8595 | 50001 | 1602684 | 2502107.858 | 331380.6 | 0 | 248013.8 | 0 | 9747.745 | 46671.49 | 219.2881 | 66864.75 | 33933.78 | 31296.64 | 899786.8 | 0 | 0 | 0 | 3531418000 | 0 | 3069706000 | 30697.06 | 899423.858 | 461712200 | 63.7058 | 42.0065 | 44379.4068
MsrNResSpltPkgAC-65to134-S13 | PreNResSpltPkgAC-65to-PEYes | Gro | 2007 | CZ01 | cDXGF | 0 | DXSZCap | 65.558 | 50001 | 1443239 | 2054686.343 | 331380.7 | 0 | 248013.8 | 0 | 556.694 | 31691.94 | 219.2644 | 45516.95 | 29234.91 | 14620.59 | 785860.3 | 0 | 0 | 0 | 2555414000 | 0 | 2086851000 | 20868.51 | 611447.343 | 468563300 | 63.7058 | 42.0065 | 44379.4072
MsrNResSpltPkgAC-65to134-S13 | PreNResSpltPkgAC-65to-PEYes | Gro | 2007 | CZ02 | cDXGF | 0 | DXSZCap | 110.3288 | 50001 | 1508072 | 1913066.562 | 331380.7 | 0 | 248013.8 | 0 | 22637.35 | 57748.25 | 219.3407 | 52567.32 | 26240.51 | 22763.92 | 795506.1 | 0 | 0 | 0 | 1816061000 | 0 | 1382234000 | 13822.34 | 404994.562 | 433825900 | 63.7058 | 42.0065 | 44379.4075
MsrNResSpltPkgAC-65to134-S13 | PreNResSpltPkgAC-65to-PEYes | Gro | 2007 | CZ03 | cDXGF | 0 | DXSZCap | 78.4985 | 50001 | 1491351 | 1860446.03 | 331380.6 | 0 | 248013.8 | 0 | 8831.372 | 50486.38 | 219.3536 | 49009.02 | 25907.75 | 18868.02 | 803411.6 | 0 | 0 | 0 | 1692819000 | 0 | 1259710000 | 12597.1 | 369095.03 | 433109200 | 63.7058 | 42.0065 | 44379.4078
MsrNResSpltPkgAC-65to134-S13 | PreNResSpltPkgAC-65to-PEYes | Gro | 2007 | CZ04 | cDXGF | 0 | DXSZCap | 101.3326 | 50001 | 1535012 | 1834355.45 | 331380.7 | 0 | 248013.8 | 0 | 30913.49 | 69432.84 | 219.4082 | 48956.54 | 21075.96 | 24465.67 | 806095.8 | 0 | 0 | 0 | 1433994000 | 0 | 1021650000 | 10216.5 | 299343.45 | 412343600 | 63.7058 | 42.0065 | 44379.4082
MsrNResSpltPkgAC-65to134-S13 | PreNResSpltPkgAC-65to-PEYes | Gro | 2007 | CZ05 | cDXGF | 0 | DXSZCap | 77.6847 | 50001 | 1494023 | 1848165.361 | 331380.7 | 0 | 248013.8 | 0 | 10841.68 | 53765.07 | 219.3409 | 49867.45 | 25253.9 | 20309.9 | 799936.6 | 0 | 0 | 0 | 1641867000 | 0 | 1208677000 | 12086.77 | 354142.361 | 433190100 | 63.7058 | 42.0065 | 44379.4085
MsrNResSpltPkgAC-65to134-S13 | PreNResSpltPkgAC-65to-PEYes | Gro | 2007 | CZ06 | cDXGF | 0 | DXSZCap | 95.3373 | 50001 | 1581043 | 1790576.7639 | 331380.6 | 0 | 248013.8 | 0 | 34133.13 | 78808.4 | 219.4271 | 50302.25 | 19399.76 | 27157.02 | 838185.6 | 0 | 0 | 0 | 1114849000 | 0 | 715132300 | 7151.323 | 209533.7639 | 399716300 | 63.7058 | 42.0065 | 44379.4089
MsrNResSpltPkgAC-65to134-S13 | PreNResSpltPkgAC-65to-PEYes | Gro | 2007 | CZ07 | cDXGF | 0 | DXSZCap | 90.4081 | 50001 | 1562889 | 1759767.5372 | 331380.7 | 0 | 248013.8 | 0 | 26848.04 | 76910.42 | 219.4133 | 48995.59 | 19472.79 | 25508.32 | 830522.5 | 0 | 0 | 0 | 1070648000 | 0 | 671940400 | 6719.404 | 196878.5372 | 398708100 | 63.7058 | 42.0065 | 44379.4092
MsrNResSpltPkgAC-65to134-S13 | PreNResSpltPkgAC-65to-PEYes | Gro | 2007 | CZ08 | cDXGF | 0 | DXSZCap | 105.9718 | 50001 | 1598511 | 1787492.9235 | 331380.7 | 0 | 248013.8 | 0 | 52050.09 | 87452.84 | 219.4488 | 50143.75 | 16832.41 | 29773.25 | 829251.8 | 0 | 0 | 0 | 1033765000 | 0 | 644989500 | 6449.895 | 188981.9235 | 388775500 | 63.7058 | 42.0065 | 44379.4095
MsrNResSpltPkgAC-65to134-S13 | PreNResSpltPkgAC-65to-PEYes | Gro | 2007 | CZ09 | cDXGF | 0 | DXSZCap | 97.3268 | 50001 | 1571928 | 1796022.9556 | 331380.7 | 0 | 248013.8 | 0 | 49546.55 | 83891.56 | 219.428 | 47393.15 | 16279.44 | 28220.37 | 811483.6 | 0 | 0 | 0 | 1156739000 | 0 | 764829200 | 7648.292 | 224094.9556 | 391910300 | 63.7058 | 42.0065 | 44379.4098
MsrNResSpltPkgAC-65to134-S13 | PreNResSpltPkgAC-65to-PEYes | Gro | 2007 | CZ10 | cDXGF | 0 | DXSZCap | 104.0435 | 50001 | 1590012 | 1810450.3742 | 331380.7 | 0 | 248013.8 | 0 | 54494.42 | 86025.33 | 219.4318 | 49583.24 | 16978.67 | 29651.03 | 820296.2 | 0 | 0 | 0 | 1143041000 | 0 | 752349400 | 7523.494 | 220438.3742 | 390691600 | 63.7058 | 42.0065 | 44379.4102
MsrNResSpltPkgAC-65to134-S13 | PreNResSpltPkgAC-65to-PEYes | Gro | 2007 | CZ11 | cDXGF | 0 | DXSZCap | 119.0119 | 50001 | 1576760 | 1923432.912 | 331380.7 | 0 | 248013.8 | 0 | 59604.7 | 80705.25 | 219.4205 | 55213.64 | 22454.78 | 29945.23 | 801623.4 | 0 | 0 | 0 | 1581803000 | 0 | 1183184000 | 11831.84 | 346672.912 | 398618200 | 63.7058 | 42.0065 | 44379.4105
MsrNResSpltPkgAC-65to134-S13 | PreNResSpltPkgAC-65to-PEYes | Gro | 2007 | CZ12 | cDXGF | 0 | DXSZCap | 121.4202 | 50001 | 1554074 | 1892700.546 | 331380.7 | 0 | 248013.8 | 0 | 41723.79 | 71102.48 | 219.3789 | 55984.48 | 24669.92 | 27348.63 | 805649.9 | 0 | 0 | 0 | 1568235000 | 0 | 1155722000 | 11557.22 | 338626.546 | 412512900 | 63.7058 | 42.0065 | 44379.4109
MsrNResSpltPkgAC-65to134-S13 | PreNResSpltPkgAC-65to-PEYes | Gro | 2007 | CZ13 | cDXGF | 0 | DXSZCap | 130.1513 | 50001 | 1610813 | 1900273.9995 | 331380.7 | 0 | 248013.8 | 0 | 69098.84 | 87774.22 | 219.3961 | 58800.68 | 21755.72 | 33473.29 | 815525.6 | 0 | 0 | 0 | 1376371000 | 0 | 987921500 | 9879.215 | 289460.9995 | 388448900 | 63.7058 | 42.0065 | 44379.4112
MsrNResSpltPkgAC-65to134-S13 | PreNResSpltPkgAC-65to-PEYes | Gro | 2007 | CZ14 | cDXGF | 0 | DXSZCap | 110.3311 | 50001 | 1547242 | 1884127.833 | 331380.6 | 0 | 248013.8 | 0 | 57756.92 | 81125.5 | 219.3729 | 52305.54 | 20220.2 | 29362.83 | 776442.3 | 0 | 0 | 0 | 1550602000 | 0 | 1149781000 | 11497.81 | 336885.833 | 400821400 | 63.7058 | 42.0065 | 44379.4115
MsrNResSpltPkgAC-65to134-S13 | PreNResSpltPkgAC-65to-PEYes | Gro | 2007 | CZ15 | cDXGF | 0 | DXSZCap | 146.2952 | 50001 | 1584412 | 1696003.3647 | 331380.7 | 0 | 248013.8 | 0 | 130421.5 | 43229.36 | 219.4102 | 63724.19 | 13825.37 | 46497.66 | 767423.2 | 0 | 0 | 0 | 712701400 | 0 | 380857900 | 3808.579 | 111591.3647 | 331843600 | 63.7058 | 42.0065 | 44379.4119
MsrNResSpltPkgAC-65to134-S13 | PreNResSpltPkgAC-65to-PEYes | Gro | 2007 | CZ16 | cDXGF | 0 | DXSZCap | 72.818 | 50001 | 1441127 | 2067462.845 | 331380.7 | 0 | 248013.8 | 0 | 15975.93 | 49003.01 | 219.2906 | 52133.12 | 27899.15 | 21562.8 | 744401.8 | 0 | 0 | 0 | 2599365000 | 0 | 2137665000 | 21376.65 | 626335.845 | 461699200 | 63.7058 | 42.0065 | 44379.4122
MsrNResSpltPkgAC-65to134-S13 | PreNResSpltPkgAC-65to-PEYes | Gro | 2011 | CZ01 | cDXGF | 0 | DXSZCap | 64.8327 | 50001 | 1442908 | 2027251.671 | 331380.7 | 0 | 248013.8 | 0 | 565.0798 | 31708.02 | 219.2618 | 44982.39 | 28648.03 | 14629.56 | 786039.1 | 0 | 0 | 0 | 2462902000 | 0 | 1994347000 | 19943.47 | 584343.671 | 468555600 | 63.7058 | 42.0065 | 44379.4126
MsrNResSpltPkgAC-65to134-S13 | PreNResSpltPkgAC-65to-PEYes | Gro | 2011 | CZ02 | cDXGF | 0 | DXSZCap | 108.3513 | 50001 | 1506687 | 1898152.287 | 331380.7 | 0 | 248013.8 | 0 | 21848.9 | 57760.06 | 219.3424 | 51791.54 | 25666.68 | 22534.73 | 795672.6 | 0 | 0 | 0 | 1769880000 | 0 | 1336059000 | 13360.59 | 391465.287 | 433821800 | 63.7058 | 42.0065 | 44379.4129
MsrNResSpltPkgAC-65to134-S13 | PreNResSpltPkgAC-65to-PEYes | Gro | 2011 | CZ03 | cDXGF | 0 | DXSZCap | 77.5073 | 50001 | 1490934 | 1848353.566 | 331380.7 | 0 | 248013.8 | 0 | 8619.436 | 50498.33 | 219.3454 | 48651.48 | 25514.42 | 18920.43 | 803551.8 | 0 | 0 | 0 | 1652956000 | 0 | 1219862000 | 12198.62 | 357419.566 | 433093700 | 63.7058 | 42.0065 | 44379.4132
MsrNResSpltPkgAC-65to134-S13 | PreNResSpltPkgAC-65to-PEYes | Gro | 2011 | CZ04 | cDXGF | 0 | DXSZCap | 99.5856 | 50001 | 1533728 | 1821976.6827 | 331380.7 | 0 | 248013.8 | 0 | 30149.59 | 69447.71 | 219.4115 | 48262.07 | 20608.54 | 24307.84 | 806254.9 | 0 | 0 | 0 | 1396125000 | 0 | 983783900 | 9837.839 | 288248.6827 | 412340900 | 63.7058 | 42.0065 | 44379.4136
MsrNResSpltPkgAC-65to134-S13 | PreNResSpltPkgAC-65to-PEYes | Gro | 2011 | CZ05 | cDXGF | 0 | DXSZCap | 77.6847 | 50001 | 1494023 | 1848165.361 | 331380.7 | 0 | 248013.8 | 0 | 10841.68 | 53765.07 | 219.3409 | 49867.45 | 25253.9 | 20309.9 | 799936.6 | 0 | 0 | 0 | 1641867000 | 0 | 1208677000 | 12086.77 | 354142.361 | 433190100 | 63.7058 | 42.0065 | 44379.4139
MsrNResSpltPkgAC-65to134-S13 | PreNResSpltPkgAC-65to-PEYes | Gro | 2011 | CZ06 | cDXGF | 0 | DXSZCap | 95.3373 | 50001 | 1581043 | 1790576.7639 | 331380.6 | 0 | 248013.8 | 0 | 34133.13 | 78808.4 | 219.4271 | 50302.25 | 19399.76 | 27157.02 | 838185.6 | 0 | 0 | 0 | 1114849000 | 0 | 715132300 | 7151.323 | 209533.7639 | 399716300 | 63.7058 | 42.0065 | 44379.4142
MsrNResSpltPkgAC-65to134-S13 | PreNResSpltPkgAC-65to-PEYes | Gro | 2011 | CZ07 | cDXGF | 0 | DXSZCap | 89.2914 | 50001 | 1562205 | 1751599.8484 | 331380.7 | 0 | 248013.8 | 0 | 26430.98 | 76929.59 | 219.4142 | 48516.42 | 18994.34 | 25481.69 | 830714.9 | 0 | 0 | 0 | 1045108000 | 0 | 646398800 | 6463.988 | 189394.8484 | 398709100 | 63.7058 | 42.0065 | 44379.4146
MsrNResSpltPkgAC-65to134-S13 | PreNResSpltPkgAC-65to-PEYes | Gro | 2011 | CZ08 | cDXGF | 0 | DXSZCap | 104.1364 | 50001 | 1597004 | 1778681.2577 | 331380.7 | 0 | 248013.8 | 0 | 50885.42 | 87473.12 | 219.448 | 49478.5 | 16422.89 | 29521.04 | 829553.6 | 0 | 0 | 0 | 1008819000 | 0 | 620058900 | 6200.589 | 181677.2577 | 388760100 | 63.7058 | 42.0065 | 44379.4149
MsrNResSpltPkgAC-65to134-S13 | PreNResSpltPkgAC-65to-PEYes | Gro | 2011 | CZ09 | cDXGF | 0 | DXSZCap | 90.3179 | 50001 | 1566204 | 1757131.6779 | 331380.7 | 0 | 248013.8 | 0 | 45157.88 | 83965.85 | 219.4342 | 45173.64 | 14770.1 | 27501.65 | 812294.1 | 0 | 0 | 0 | 1043536000 | 0 | 651630300 | 6516.303 | 190927.6779 | 391905200 | 63.7058 | 42.0065 | 44379.4152
MsrNResSpltPkgAC-65to134-S13 | PreNResSpltPkgAC-65to-PEYes | Gro | 2011 | CZ10 | cDXGF | 0 | DXSZCap | 102.0119 | 50001 | 1588141 | 1800171.0946 | 331380.7 | 0 | 248013.8 | 0 | 53108.72 | 86043.2 | 219.4345 | 48849.44 | 16537.1 | 29363.08 | 820526.9 | 0 | 0 | 0 | 1114351000 | 0 | 723652200 | 7236.522 | 212030.0946 | 390698000 | 63.7058 | 42.0065 | 44379.4156
MsrNResSpltPkgAC-65to134-S13 | PreNResSpltPkgAC-65to-PEYes | Gro | 2011 | CZ11 | cDXGF | 0 | DXSZCap | 108.922 | 50001 | 1567443 | 1855746.4444 | 331380.7 | 0 | 248013.8 | 0 | 53947.28 | 80715.86 | 219.4089 | 51380.47 | 20025.67 | 28712.54 | 801786.6 | 0 | 0 | 0 | 1382579000 | 0 | 983970800 | 9839.708 | 288303.4444 | 398607900 | 63.7058 | 42.0065 | 44379.416
MsrNResSpltPkgAC-65to134-S13 | PreNResSpltPkgAC-65to-PEYes | Gro | 2011 | CZ12 | cDXGF | 0 | DXSZCap | 116.502 | 50001 | 1550321 | 1860907.153 | 331380.7 | 0 | 248013.8 | 0 | 39603.42 | 71120.13 | 219.3753 | 54083.47 | 23289.4 | 26875.93 | 805900.9 | 0 | 0 | 0 | 1472493000 | 0 | 1060021000 | 10600.21 | 310586.153 | 412472000 | 63.7058 | 42.0065 | 44379.4163
MsrNResSpltPkgAC-65to134-S13 | PreNResSpltPkgAC-65to-PEYes | Gro | 2011 | CZ13 | cDXGF | 0 | DXSZCap | 122.2686 | 50001 | 1602582 | 1854867.306 | 331380.6 | 0 | 248013.8 | 0 | 63687.04 | 87785.55 | 219.4017 | 55816.76 | 20004.42 | 32340.56 | 815679.2 | 0 | 0 | 0 | 1249439000 | 0 | 861042000 | 8610.42 | 252285.306 | 388396800 | 63.7058 | 42.0065 | 44379.4166
MsrNResSpltPkgAC-65to134-S13 | PreNResSpltPkgAC-65to-PEYes | Gro | 2011 | CZ14 | cDXGF | 0 | DXSZCap | 100.973 | 50001 | 1538842 | 1818817.3882 | 331380.7 | 0 | 248013.8 | 0 | 52509.36 | 81150.49 | 219.3878 | 48750.77 | 17875.86 | 28218.31 | 776817.9 | 0 | 0 | 0 | 1356380000 | 0 | 955547400 | 9555.474 | 279975.3882 | 400832900 | 63.7058 | 42.0065 | 44379.417
MsrNResSpltPkgAC-65to134-S13 | PreNResSpltPkgAC-65to-PEYes | Gro | 2011 | CZ15 | cDXGF | 0 | DXSZCap | 133.5133 | 50001 | 1566513 | 1659060.3316 | 331380.7 | 0 | 248013.8 | 0 | 116981.6 | 43214.07 | 219.4108 | 59133.09 | 12257.76 | 43696.02 | 767571.3 | 0 | 0 | 0 | 647699500 | 0 | 315861200 | 3158.612 | 92547.3316 | 331838400 | 63.7058 | 42.0065 | 44379.4173
MsrNResSpltPkgAC-65to134-S13 | PreNResSpltPkgAC-65to-PEYes | Gro | 2011 | CZ16 | cDXGF | 0 | DXSZCap | 67.3974 | 50001 | 1437012 | 1955332.809 | 331380.6 | 0 | 248013.8 | 0 | 14560.3 | 49047.93 | 219.2986 | 48795.25 | 24946.5 | 21222.66 | 744995.1 | 0 | 0 | 0 | 2230723000 | 0 | 1769013000 | 17690.13 | 518320.809 | 461709900 | 63.7058 | 42.0065 | 44379.4177
MsrNResSpltPkgAC-65to134-S13 | PreNResSpltPkgAC-65to-PEYes | Gro | 2015 | CZ01 | cDXGF | 0 | DXSZCap | 60.7499 | 50001 | 1381597 | 2041003.169 | 273319.3 | 0 | 248013.8 | 0 | 387.0509 | 31606.38 | 219.26 | 43016.16 | 27315.72 | 14464.16 | 785035.4 | 0 | 0 | 0 | 2719094000 | 0 | 2250533000 | 22505.33 | 659406.169 | 468561100 | 52.7735 | 42.0065 | 44379.418
MsrNResSpltPkgAC-65to134-S13 | PreNResSpltPkgAC-65to-PEYes | Gro | 2015 | CZ02 | cDXGF | 0 | DXSZCap | 104.1667 | 50001 | 1442931 | 1887480.562 | 273319.3 | 0 | 248013.8 | 0 | 18268.56 | 57636.55 | 219.3397 | 50551.18 | 26508.55 | 21479.48 | 794922.3 | 0 | 0 | 0 | 1951052000 | 0 | 1517234000 | 15172.34 | 444549.562 | 433817900 | 52.7735 | 42.0065 | 44379.4183
MsrNResSpltPkgAC-65to134-S13 | PreNResSpltPkgAC-65to-PEYes | Gro | 2015 | CZ03 | cDXGF | 0 | DXSZCap | 71.6996 | 50001 | 1426333 | 1848823.471 | 273319.2 | 0 | 248013.8 | 0 | 6092.444 | 50313.84 | 219.3471 | 45782.07 | 25504.43 | 17806.26 | 802592.8 | 0 | 0 | 0 | 1875060000 | 0 | 1441947000 | 14419.47 | 422490.471 | 433112600 | 52.7735 | 42.0065 | 44379.4187
MsrNResSpltPkgAC-65to134-S13 | PreNResSpltPkgAC-65to-PEYes | Gro | 2015 | CZ04 | cDXGF | 0 | DXSZCap | 94.1368 | 50001 | 1467449 | 1805270.968 | 273319.2 | 0 | 248013.8 | 0 | 24337.93 | 69345.03 | 219.4119 | 46705.38 | 21537.49 | 22878.19 | 805508.1 | 0 | 0 | 0 | 1565322000 | 0 | 1152976000 | 11529.76 | 337821.968 | 412345600 | 52.7735 | 42.0065 | 44379.419
MsrNResSpltPkgAC-65to134-S13 | PreNResSpltPkgAC-65to-PEYes | Gro | 2015 | CZ05 | cDXGF | 0 | DXSZCap | 72.0179 | 50001 | 1429036 | 1847012.806 | 273319.3 | 0 | 248013.8 | 0 | 7629.679 | 53587.36 | 219.3509 | 47312.25 | 25651.73 | 18936.44 | 798954.2 | 0 | 0 | 0 | 1859748000 | 0 | 1426542000 | 14265.42 | 417976.806 | 433206900 | 52.7735 | 42.0065 | 44379.4194
MsrNResSpltPkgAC-65to134-S13 | PreNResSpltPkgAC-65to-PEYes | Gro | 2015 | CZ06 | cDXGF | 0 | DXSZCap | 89.4432 | 50001 | 1514756 | 1767092.8447 | 273319.3 | 0 | 248013.8 | 0 | 26956.89 | 78693.06 | 219.4302 | 47744.58 | 20301.84 | 24899.02 | 839808.3 | 0 | 0 | 0 | 1260934000 | 0 | 861217900 | 8612.179 | 252336.8447 | 399716100 | 52.7735 | 42.0065 | 44379.4197
MsrNResSpltPkgAC-65to134-S13 | PreNResSpltPkgAC-65to-PEYes | Gro | 2015 | CZ07 | cDXGF | 0 | DXSZCap | 79.0042 | 50001 | 1496145 | 1730168.1727 | 273319.3 | 0 | 248013.8 | 0 | 20338.85 | 76763.3 | 219.4142 | 46124.71 | 19993.92 | 23643.45 | 831365.6 | 0 | 0 | 0 | 1197425000 | 0 | 798713900 | 7987.139 | 234023.1727 | 398711900 | 52.7735 | 42.0065 | 44379.4201
MsrNResSpltPkgAC-65to134-S13 | PreNResSpltPkgAC-65to-PEYes | Gro | 2015 | CZ08 | cDXGF | 0 | DXSZCap | 98.108 | 50001 | 1528878 | 1745879.7479 | 273319.3 | 0 | 248013.8 | 0 | 42829.86 | 87288.01 | 219.4474 | 47625.48 | 17577.4 | 27624.88 | 829582.8 | 0 | 0 | 0 | 1129386000 | 0 | 740620300 | 7406.203 | 217001.7479 | 388765900 | 52.7735 | 42.0065 | 44379.4204
MsrNResSpltPkgAC-65to134-S13 | PreNResSpltPkgAC-65to-PEYes | Gro | 2015 | CZ09 | cDXGF | 0 | DXSZCap | 84.6772 | 50001 | 1497481 | 1728115.9793 | 273319.3 | 0 | 248013.8 | 0 | 37111.91 | 83756.93 | 219.4346 | 43561.71 | 15804.77 | 25782.64 | 811497.8 | 0 | 0 | 0 | 1179051000 | 0 | 787150100 | 7871.501 | 230634.9793 | 391900900 | 52.7735 | 42.0065 | 44379.4208
MsrNResSpltPkgAC-65to134-S13 | PreNResSpltPkgAC-65to-PEYes | Gro | 2015 | CZ10 | cDXGF | 0 | DXSZCap | 97.8428 | 50001 | 1521010 | 1768848.2692 | 273319.3 | 0 | 248013.8 | 0 | 46388.43 | 85874.45 | 219.4272 | 47586.05 | 17528.74 | 27832.67 | 819608.9 | 0 | 0 | 0 | 1236558000 | 0 | 845864400 | 8458.644 | 247838.2692 | 390693500 | 52.7735 | 42.0065 | 44379.4211
MsrNResSpltPkgAC-65to134-S13 | PreNResSpltPkgAC-65to-PEYes | Gro | 2015 | CZ11 | cDXGF | 0 | DXSZCap | 104.3611 | 50001 | 1500372 | 1830366.473 | 273319.3 | 0 | 248013.8 | 0 | 47495.54 | 80571.13 | 219.4065 | 50012.26 | 20544.82 | 27353.66 | 800740.5 | 0 | 0 | 0 | 1524858000 | 0 | 1126261000 | 11262.61 | 329994.473 | 398596900 | 52.7735 | 42.0065 | 44379.4214
MsrNResSpltPkgAC-65to134-S13 | PreNResSpltPkgAC-65to-PEYes | Gro | 2015 | CZ12 | cDXGF | 0 | DXSZCap | 112.1575 | 50001 | 1484571 | 1840270.949 | 273319.3 | 0 | 248013.8 | 0 | 34408.69 | 70963.1 | 219.3771 | 52843.42 | 24312.75 | 25674.73 | 804804.4 | 0 | 0 | 0 | 1626467000 | 0 | 1213993000 | 12139.93 | 355699.949 | 412474400 | 52.7735 | 42.0065 | 44379.4218
MsrNResSpltPkgAC-65to134-S13 | PreNResSpltPkgAC-65to-PEYes | Gro | 2015 | CZ13 | cDXGF | 0 | DXSZCap | 117.8638 | 50001 | 1534773 | 1824196.7592 | 273319.3 | 0 | 248013.8 | 0 | 56776.01 | 87637.01 | 219.4036 | 54461.76 | 21080.04 | 30865.88 | 814345.8 | 0 | 0 | 0 | 1376212000 | 0 | 987794400 | 9877.944 | 289423.7592 | 388417100 | 52.7735 | 42.0065 | 44379.4221
MsrNResSpltPkgAC-65to134-S13 | PreNResSpltPkgAC-65to-PEYes | Gro | 2015 | CZ14 | cDXGF | 0 | DXSZCap | 96.7635 | 50001 | 1471649 | 1796680.932 | 273319.3 | 0 | 248013.8 | 0 | 45956 | 81006.83 | 219.3873 | 47443.62 | 18771.78 | 26738.83 | 775690.5 | 0 | 0 | 0 | 1510181000 | 0 | 1109324000 | 11093.24 | 325031.932 | 400857300 | 52.7735 | 42.0065 | 44379.4225
MsrNResSpltPkgAC-65to134-S13 | PreNResSpltPkgAC-65to-PEYes | Gro | 2015 | CZ15 | cDXGF | 0 | DXSZCap | 128.7812 | 50001 | 1495404 | 1608589.4898 | 273319.3 | 0 | 248013.8 | 0 | 106377.1 | 43160.34 | 219.4118 | 57699.34 | 13436.39 | 41752.95 | 766615.4 | 0 | 0 | 0 | 718137800 | 0 | 386298600 | 3862.986 | 113185.4898 | 331839400 | 52.7735 | 42.0065 | 44379.4228
MsrNResSpltPkgAC-65to134-S13 | PreNResSpltPkgAC-65to-PEYes | Gro | 2015 | CZ16 | cDXGF | 0 | DXSZCap | 64.4371 | 50001 | 1372931 | 1954887.6 | 273319.3 | 0 | 248013.8 | 0 | 11829.65 | 48899.84 | 219.2972 | 46738.61 | 24372.31 | 20267.15 | 743910.6 | 0 | 0 | 0 | 2447900000 | 0 | 1986200000 | 19862 | 581956.6 | 461699300 | 52.7735 | 42.0065 | 44379.4231
MsrNResSpltPkgAC-65to134-S13 | PreNResSpltPkgAC-65to-PEYes | Gro | 2017 | CZ01 | cDXGF | 0 | DXSZCap | 59.4277 | 50001 | 1380667 | 2005377.867 | 272988.5 | 0 | 248013.8 | 0 | 368.7344 | 31626.46 | 219.265 | 42144.98 | 26378.21 | 14454.6 | 785305.4 | 0 | 0 | 0 | 2600694000 | 0 | 2132119000 | 21321.19 | 624710.867 | 468574900 | 52.6549 | 42.0065 | 44379.4235
MsrNResSpltPkgAC-65to134-S13 | PreNResSpltPkgAC-65to-PEYes | Gro | 2017 | CZ02 | cDXGF | 0 | DXSZCap | 102.1924 | 50001 | 1441164 | 1872661.584 | 272988.5 | 0 | 248013.8 | 0 | 17450.7 | 57642.66 | 219.3389 | 49778.1 | 25973.26 | 21272.57 | 795070.6 | 0 | 0 | 0 | 1906466000 | 0 | 1472688000 | 14726.88 | 431497.584 | 433778000 | 52.6549 | 42.0065 | 44379.4238
MsrNResSpltPkgAC-65to134-S13 | PreNResSpltPkgAC-65to-PEYes | Gro | 2017 | CZ03 | cDXGF | 0 | DXSZCap | 70.7962 | 50001 | 1425362 | 1836249.964 | 272988.5 | 0 | 248013.8 | 0 | 5856.325 | 50321.89 | 219.3473 | 45226.55 | 25097.88 | 17705.42 | 802736.1 | 0 | 0 | 0 | 1835434000 | 0 | 1402348000 | 14023.48 | 410887.964 | 433085200 | 52.6549 | 42.0065 | 44379.4242
MsrNResSpltPkgAC-65to134-S13 | PreNResSpltPkgAC-65to-PEYes | Gro | 2017 | CZ04 | cDXGF | 0 | DXSZCap | 92.3819 | 50001 | 1465767 | 1792820.339 | 272988.5 | 0 | 248013.8 | 0 | 23505.04 | 69355.56 | 219.4056 | 46008.41 | 21111.41 | 22651.28 | 805677 | 0 | 0 | 0 | 1528577000 | 0 | 1116223000 | 11162.23 | 327053.339 | 412353800 | 52.6549 | 42.0065 | 44379.4245
MsrNResSpltPkgAC-65to134-S13 | PreNResSpltPkgAC-65to-PEYes | Gro | 2017 | CZ05 | cDXGF | 0 | DXSZCap | 70.0788 | 50001 | 1427109 | 1822094.975 | 272988.5 | 0 | 248013.8 | 0 | 6970.807 | 53600.99 | 219.3382 | 46112.67 | 24835.46 | 18582.12 | 799202.8 | 0 | 0 | 0 | 1781212000 | 0 | 1348075000 | 13480.75 | 394985.975 | 433137700 | 52.6549 | 42.0065 | 44379.4248
MsrNResSpltPkgAC-65to134-S13 | PreNResSpltPkgAC-65to-PEYes | Gro | 2017 | CZ06 | cDXGF | 0 | DXSZCap | 86.1545 | 50001 | 1511612 | 1743182.7334 | 272988.5 | 0 | 248013.8 | 0 | 25109.73 | 78710.16 | 219.4331 | 45938.67 | 18961.58 | 24668.9 | 840631.4 | 0 | 0 | 0 | 1190068000 | 0 | 790343800 | 7903.438 | 231570.7334 | 399724200 | 52.6549 | 42.0065 | 44379.4252
MsrNResSpltPkgAC-65to134-S13 | PreNResSpltPkgAC-65to-PEYes | Gro | 2017 | CZ07 | cDXGF | 0 | DXSZCap | 77.1756 | 50001 | 1494755 | 1715125.8084 | 272988.5 | 0 | 248013.8 | 0 | 19382.49 | 76798.68 | 219.4073 | 45467.39 | 19467.83 | 23628.22 | 831884.8 | 0 | 0 | 0 | 1150806000 | 0 | 752118800 | 7521.188 | 220370.8084 | 398687400 | 52.6549 | 42.0065 | 44379.4255
MsrNResSpltPkgAC-65to134-S13 | PreNResSpltPkgAC-65to-PEYes | Gro | 2017 | CZ08 | cDXGF | 0 | DXSZCap | 90.588 | 50001 | 1523439 | 1725963.7351 | 272988.5 | 0 | 248013.8 | 0 | 40127.51 | 87042.18 | 219.4531 | 44946.84 | 16163.44 | 26659.76 | 830101.1 | 0 | 0 | 0 | 1079967000 | 0 | 691210700 | 6912.107 | 202524.7351 | 388757200 | 52.6549 | 42.0065 | 44379.4259
MsrNResSpltPkgAC-65to134-S13 | PreNResSpltPkgAC-65to-PEYes | Gro | 2017 | CZ09 | cDXGF | 0 | DXSZCap | 83.001 | 50001 | 1495647 | 1718185.2466 | 272988.5 | 0 | 248013.8 | 0 | 35902.03 | 83772.56 | 219.4413 | 43019.95 | 15471.11 | 25586.32 | 811730.8 | 0 | 0 | 0 | 1151447000 | 0 | 759516200 | 7595.162 | 222538.2466 | 391930400 | 52.6549 | 42.0065 | 44379.4262
MsrNResSpltPkgAC-65to134-S13 | PreNResSpltPkgAC-65to-PEYes | Gro | 2017 | CZ10 | cDXGF | 0 | DXSZCap | 95.9304 | 50001 | 1518733 | 1758441.0173 | 272988.5 | 0 | 248013.8 | 0 | 44917.67 | 85889.23 | 219.424 | 46875.98 | 17156.3 | 27535.45 | 819827.9 | 0 | 0 | 0 | 1208801000 | 0 | 818116100 | 8181.161 | 239708.0173 | 390684600 | 52.6549 | 42.0065 | 44379.4266
MsrNResSpltPkgAC-65to134-S13 | PreNResSpltPkgAC-65to-PEYes | Gro | 2017 | CZ11 | cDXGF | 0 | DXSZCap | 101.7392 | 50001 | 1497633 | 1814904.827 | 272988.5 | 0 | 248013.8 | 0 | 45887.5 | 80585.17 | 219.4132 | 49038.44 | 19945.28 | 27016.2 | 800899.9 | 0 | 0 | 0 | 1481425000 | 0 | 1082839000 | 10828.39 | 317271.827 | 398585400 | 52.6549 | 42.0065 | 44379.4269
MsrNResSpltPkgAC-65to134-S13 | PreNResSpltPkgAC-65to-PEYes | Gro | 2017 | CZ12 | cDXGF | 0 | DXSZCap | 109.7848 | 50001 | 1482205 | 1825875.248 | 272988.5 | 0 | 248013.8 | 0 | 33111.53 | 70973.62 | 219.3715 | 51928.26 | 23738.73 | 25362.3 | 804969.2 | 0 | 0 | 0 | 1585402000 | 0 | 1172936000 | 11729.36 | 343670.248 | 412465900 | 52.6549 | 42.0065 | 44379.4272
MsrNResSpltPkgAC-65to134-S13 | PreNResSpltPkgAC-65to-PEYes | Gro | 2017 | CZ13 | cDXGF | 0 | DXSZCap | 115.1566 | 50001 | 1531628 | 1810505.693 | 272988.5 | 0 | 248013.8 | 0 | 54778.36 | 87647.3 | 219.4061 | 53470.39 | 20521.35 | 30472.78 | 814511.1 | 0 | 0 | 0 | 1340224000 | 0 | 951801000 | 9518.01 | 278877.693 | 388422800 | 52.6549 | 42.0065 | 44379.4276
MsrNResSpltPkgAC-65to134-S13 | PreNResSpltPkgAC-65to-PEYes | Gro | 2017 | CZ14 | cDXGF | 0 | DXSZCap | 94.175 | 50001 | 1468961 | 1781265.598 | 272988.5 | 0 | 248013.8 | 0 | 44398.01 | 81018.41 | 219.3666 | 46474.95 | 18139.53 | 26401.64 | 775847.7 | 0 | 0 | 0 | 1466734000 | 0 | 1065886000 | 10658.86 | 312304.598 | 400848100 | 52.6549 | 42.0065 | 44379.4279
MsrNResSpltPkgAC-65to134-S13 | PreNResSpltPkgAC-65to-PEYes | Gro | 2017 | CZ15 | cDXGF | 0 | DXSZCap | 125.847 | 50001 | 1490871 | 1598838.7165 | 272988.5 | 0 | 248013.8 | 0 | 103070.2 | 43162.28 | 219.4152 | 56660.52 | 13008.96 | 41128.64 | 766755.9 | 0 | 0 | 0 | 700333000 | 0 | 368490500 | 3684.905 | 107967.7165 | 331842400 | 52.6549 | 42.0065 | 44379.4283
MsrNResSpltPkgAC-65to134-S13 | PreNResSpltPkgAC-65to-PEYes | Gro | 2017 | CZ16 | cDXGF | 0 | DXSZCap | 61.8431 | 50001 | 1371356 | 1932540.072 | 272988.5 | 0 | 248013.8 | 0 | 11317.49 | 48913.5 | 219.2779 | 45817.73 | 23581.87 | 20118.24 | 744085.8 | 0 | 0 | 0 | 2377016000 | 0 | 1915304000 | 19153.04 | 561184.072 | 461712700 | 52.6549 | 42.0065 | 44379.4286
MsrNResSpltPkgAC-65to134-S13 | PreNResSpltPkgAC-65to-PEYes | Gro | 2020 | CZ01 | cDXGF | 0 | DXSZCap | 57.9723 | 50001 | 1338351 | 2000727.896 | 232299.7 | 0 | 248013.8 | 0 | 289.28 | 31550.45 | 219.2566 | 41410.2 | 25952.36 | 14383 | 784568.9 | 0 | 0 | 0 | 2729294000 | 0 | 2260672000 | 22606.72 | 662376.896 | 468622700 | 44.3053 | 42.0065 | 44379.429
MsrNResSpltPkgAC-65to134-S13 | PreNResSpltPkgAC-65to-PEYes | Gro | 2020 | CZ02 | cDXGF | 0 | DXSZCap | 100.3871 | 50001 | 1397565 | 1856186.473 | 232299.7 | 0 | 248013.8 | 0 | 15823.29 | 57553.98 | 219.3383 | 49255.2 | 26364.14 | 20742.62 | 794400.6 | 0 | 0 | 0 | 1999080000 | 0 | 1565261000 | 15652.61 | 458621.473 | 433819500 | 44.3053 | 42.0065 | 44379.4293
MsrNResSpltPkgAC-65to134-S13 | PreNResSpltPkgAC-65to-PEYes | Gro | 2020 | CZ03 | cDXGF | 0 | DXSZCap | 69.3919 | 50001 | 1382289 | 1823783.744 | 232299.7 | 0 | 248013.8 | 0 | 5006.105 | 50209.8 | 219.3648 | 44522.8 | 25279.94 | 17262.06 | 802017.8 | 0 | 0 | 0 | 1939852000 | 0 | 1506808000 | 15068.08 | 441494.744 | 433044600 | 44.3053 | 42.0065 | 44379.4296
MsrNResSpltPkgAC-65to134-S13 | PreNResSpltPkgAC-65to-PEYes | Gro | 2020 | CZ04 | cDXGF | 0 | DXSZCap | 90.5336 | 50001 | 1421674 | 1772033.731 | 232299.7 | 0 | 248013.8 | 0 | 21385.68 | 69251.87 | 219.4058 | 45453.56 | 21382.8 | 22054.54 | 805050.3 | 0 | 0 | 0 | 1608111000 | 0 | 1195767000 | 11957.67 | 350359.731 | 412344100 | 44.3053 | 42.0065 | 44379.43
MsrNResSpltPkgAC-65to134-S13 | PreNResSpltPkgAC-65to-PEYes | Gro | 2020 | CZ05 | cDXGF | 0 | DXSZCap | 68.6597 | 50001 | 1383865 | 1808446.319 | 232299.7 | 0 | 248013.8 | 0 | 5939.871 | 53491.21 | 219.3479 | 45422.18 | 25212.24 | 18046.33 | 798479.1 | 0 | 0 | 0 | 1882265000 | 0 | 1449083000 | 14490.83 | 424581.319 | 433182200 | 44.3053 | 42.0065 | 44379.4303
MsrNResSpltPkgAC-65to134-S13 | PreNResSpltPkgAC-65to-PEYes | Gro | 2020 | CZ06 | cDXGF | 0 | DXSZCap | 84.6314 | 50001 | 1467441 | 1719284.8722 | 232299.7 | 0 | 248013.8 | 0 | 22328.85 | 78613.54 | 219.4325 | 45280.69 | 19577.55 | 23894.09 | 840685.1 | 0 | 0 | 0 | 1259271000 | 0 | 859535400 | 8595.354 | 251843.8722 | 399735500 | 44.3053 | 42.0065 | 44379.4307
MsrNResSpltPkgAC-65to134-S13 | PreNResSpltPkgAC-65to-PEYes | Gro | 2020 | CZ07 | cDXGF | 0 | DXSZCap | 75.761 | 50001 | 1450639 | 1692054.3869 | 232299.7 | 0 | 248013.8 | 0 | 17001.25 | 76674.83 | 219.407 | 44754.23 | 19948.58 | 22781.69 | 831676.2 | 0 | 0 | 0 | 1222610000 | 0 | 823943300 | 8239.433 | 241415.3869 | 398666300 | 44.3053 | 42.0065 | 44379.431
MsrNResSpltPkgAC-65to134-S13 | PreNResSpltPkgAC-65to-PEYes | Gro | 2020 | CZ08 | cDXGF | 0 | DXSZCap | 88.6922 | 50001 | 1478573 | 1697957.043 | 232299.7 | 0 | 248013.8 | 0 | 36958.23 | 86933.65 | 219.4484 | 44428.29 | 16674.67 | 25979.77 | 829719.8 | 0 | 0 | 0 | 1137520000 | 0 | 748751000 | 7487.51 | 219384.043 | 388769400 | 44.3053 | 42.0065 | 44379.4313
MsrNResSpltPkgAC-65to134-S13 | PreNResSpltPkgAC-65to-PEYes | Gro | 2020 | CZ09 | cDXGF | 0 | DXSZCap | 81.2875 | 50001 | 1450686 | 1691267.7726 | 232299.7 | 0 | 248013.8 | 0 | 32907.54 | 83662.59 | 219.4324 | 42487.71 | 15877.11 | 24954.08 | 811095.4 | 0 | 0 | 0 | 1213016000 | 0 | 821098200 | 8210.982 | 240581.7726 | 391918500 | 44.3053 | 42.0065 | 44379.4317
MsrNResSpltPkgAC-65to134-S13 | PreNResSpltPkgAC-65to-PEYes | Gro | 2020 | CZ10 | cDXGF | 0 | DXSZCap | 94.1659 | 50001 | 1473517 | 1730954.2715 | 232299.7 | 0 | 248013.8 | 0 | 41700.73 | 85787.16 | 219.4259 | 46356.78 | 17627.94 | 26857.9 | 819139.6 | 0 | 0 | 0 | 1269312000 | 0 | 878625500 | 8786.255 | 257437.2715 | 390686600 | 44.3053 | 42.0065 | 44379.432
MsrNResSpltPkgAC-65to134-S13 | PreNResSpltPkgAC-65to-PEYes | Gro | 2020 | CZ11 | cDXGF | 0 | DXSZCap | 99.7717 | 50001 | 1452317 | 1790940.03 | 232299.7 | 0 | 248013.8 | 0 | 42853.16 | 80490.73 | 219.4111 | 48403.18 | 20285.2 | 26298.91 | 800037.6 | 0 | 0 | 0 | 1554300000 | 0 | 1155710000 | 11557.1 | 338623.03 | 398590000 | 44.3053 | 42.0065 | 44379.4323
MsrNResSpltPkgAC-65to134-S13 | PreNResSpltPkgAC-65to-PEYes | Gro | 2020 | CZ12 | cDXGF | 0 | DXSZCap | 107.8925 | 50001 | 1437675 | 1803753.888 | 232299.7 | 0 | 248013.8 | 0 | 30679.83 | 70875.71 | 219.3969 | 51376.08 | 24126.54 | 24809.77 | 804210.3 | 0 | 0 | 0 | 1661929000 | 0 | 1249416000 | 12494.16 | 366078.888 | 412513100 | 44.3053 | 42.0065 | 44379.4327
MsrNResSpltPkgAC-65to134-S13 | PreNResSpltPkgAC-65to-PEYes | Gro | 2020 | CZ13 | cDXGF | 0 | DXSZCap | 113.233 | 50001 | 1485984 | 1782962.94 | 232299.7 | 0 | 248013.8 | 0 | 51432.19 | 87559.7 | 219.403 | 52866.4 | 21000.07 | 29743.83 | 813593.9 | 0 | 0 | 0 | 1402025000 | 0 | 1013580000 | 10135.8 | 296978.94 | 388444900 | 44.3053 | 42.0065 | 44379.433
MsrNResSpltPkgAC-65to134-S13 | PreNResSpltPkgAC-65to-PEYes | Gro | 2020 | CZ14 | cDXGF | 0 | DXSZCap | 92.6354 | 50001 | 1423782 | 1756995.957 | 232299.7 | 0 | 248013.8 | 0 | 41401.83 | 80916.65 | 219.3652 | 45981.16 | 18475.94 | 25763.11 | 774949.5 | 0 | 0 | 0 | 1538072000 | 0 | 1137249000 | 11372.49 | 333213.957 | 400822300 | 44.3053 | 42.0065 | 44379.4333
MsrNResSpltPkgAC-65to134-S13 | PreNResSpltPkgAC-65to-PEYes | Gro | 2020 | CZ15 | cDXGF | 0 | DXSZCap | 123.766 | 50001 | 1443505 | 1561232.8395 | 232299.7 | 0 | 248013.8 | 0 | 97794.93 | 43115.93 | 219.4185 | 55980.4 | 13404.47 | 40190.48 | 766081.8 | 0 | 0 | 0 | 733654300 | 0 | 401801500 | 4018.015 | 117727.8395 | 331852700 | 44.3053 | 42.0065 | 44379.4336
MsrNResSpltPkgAC-65to134-S13 | PreNResSpltPkgAC-65to-PEYes | Gro | 2020 | CZ16 | cDXGF | 0 | DXSZCap | 60.3957 | 50001 | 1327812 | 1918841.931 | 232299.7 | 0 | 248013.8 | 0 | 10058.43 | 48818.49 | 219.2762 | 44990.07 | 23510.41 | 19690.47 | 743412.2 | 0 | 0 | 0 | 2478861000 | 0 | 2017167000 | 20171.67 | 591029.931 | 461693500 | 44.3053 | 42.0065 | 44379.434
MsrNResSpltPkgAC-65to134-S13 | PreNResSpltPkgAC-65to-PEYes | Hsp | 1975 | CZ01 | cDXGF | 0 | DXSZCap | 684.8175 | 235501 | 2860762 | 3788691.535 | 1178940 | 0 | 1308122 | 0 | 10812.63 | 0 | 18519.01 | 344363.6 | 111546.8 | 11505.11 | 0 | 0 | 0 | 0 | 3175130000 | 8136039 | 3166995000 | 31669.95 | 927929.535 | 0 | 227.7511 | 257.0108 | 44379.4346
MsrNResSpltPkgAC-65to134-S13 | PreNResSpltPkgAC-65to-PEYes | Hsp | 1975 | CZ02 | cDXGF | 0 | DXSZCap | 691.6195 | 235501 | 3061943 | 3629769.089 | 1178940 | 0 | 1308122 | 0 | 202249.3 | 0 | 13524.36 | 359106.2 | 67895.23 | 95738.48 | 0 | 0 | 0 | 0 | 1946109000 | 8136039 | 1937973000 | 19379.73 | 567826.089 | 0 | 227.7511 | 257.0108 | 44379.4353
MsrNResSpltPkgAC-65to134-S13 | PreNResSpltPkgAC-65to-PEYes | Hsp | 1975 | CZ03 | cDXGF | 0 | DXSZCap | 687.1248 | 235501 | 2954097 | 3357641.798 | 1178940 | 0 | 1308122 | 0 | 110152.4 | 0 | 7457.029 | 349421.2 | 50673.5 | 71552.96 | 0 | 0 | 0 | 0 | 1385422000 | 8136039 | 1377286000 | 13772.86 | 403544.798 | 0 | 227.7511 | 257.0108 | 44379.4359
MsrNResSpltPkgAC-65to134-S13 | PreNResSpltPkgAC-65to-PEYes | Hsp | 1975 | CZ04 | cDXGF | 0 | DXSZCap | 692.3116 | 235501 | 3131752 | 3473133.039 | 1178940 | 0 | 1308122 | 0 | 273066.3 | 0 | 7652.557 | 363969.4 | 45011.07 | 127833.4 | 0 | 0 | 0 | 0 | 1173260000 | 8136039 | 1165123000 | 11651.23 | 341381.039 | 0 | 227.7511 | 257.0108 | 44379.4366
MsrNResSpltPkgAC-65to134-S13 | PreNResSpltPkgAC-65to-PEYes | Hsp | 1975 | CZ05 | cDXGF | 0 | DXSZCap | 687.7235 | 235501 | 2984092 | 3360899.669 | 1178940 | 0 | 1308122 | 0 | 133306.8 | 0 | 8591.301 | 355130.4 | 49979.51 | 83992.42 | 0 | 0 | 0 | 0 | 1294170000 | 8136039 | 1286033000 | 12860.33 | 376807.669 | 0 | 227.7511 | 257.0108 | 44379.4372
MsrNResSpltPkgAC-65to134-S13 | PreNResSpltPkgAC-65to-PEYes | Hsp | 1975 | CZ06 | cDXGF | 0 | DXSZCap | 693.0692 | 235501 | 3193655 | 3336926.6674 | 1178940 | 0 | 1308122 | 0 | 350287.5 | 0 | 2830.621 | 353472.9 | 19945.87 | 162291.1 | 0 | 0 | 0 | 0 | 497117900 | 8136039 | 488981800 | 4889.818 | 143271.6674 | 0 | 227.7511 | 257.0108 | 44379.4378
MsrNResSpltPkgAC-65to134-S13 | PreNResSpltPkgAC-65to-PEYes | Hsp | 1975 | CZ07 | cDXGF | 0 | DXSZCap | 690.3246 | 235501 | 3149838 | 3240291.0848 | 1178940 | 0 | 1308122 | 0 | 302258.5 | 0 | 1399.028 | 359113.9 | 16462.98 | 158812.3 | 0 | 0 | 0 | 0 | 316849700 | 8136039 | 308713600 | 3087.136 | 90453.0848 | 0 | 227.7511 | 257.0108 | 44379.4385
MsrNResSpltPkgAC-65to134-S13 | PreNResSpltPkgAC-65to-PEYes | Hsp | 1975 | CZ08 | cDXGF | 0 | DXSZCap | 696.4228 | 235501 | 3280606 | 3402230.6516 | 1178940 | 0 | 1308122 | 0 | 431778.9 | 0 | 3065.183 | 358700.5 | 17164.31 | 177540.6 | 0 | 0 | 0 | 0 | 423237600 | 8136039 | 415101200 | 4151.012 | 121624.6516 | 0 | 227.7511 | 257.0108 | 44379.4391
MsrNResSpltPkgAC-65to134-S13 | PreNResSpltPkgAC-65to-PEYes | Hsp | 1975 | CZ09 | cDXGF | 0 | DXSZCap | 717.6374 | 235501 | 3257249 | 3434694.0485 | 1178940 | 0 | 1308122 | 0 | 407044.2 | 0 | 4529.67 | 358612.3 | 23766.04 | 163098.2 | 0 | 0 | 0 | 0 | 613750500 | 8136039 | 605614500 | 6056.145 | 177445.0485 | 0 | 227.7511 | 257.0108 | 44379.4398
MsrNResSpltPkgAC-65to134-S13 | PreNResSpltPkgAC-65to-PEYes | Hsp | 1975 | CZ10 | cDXGF | 0 | DXSZCap | 706.775 | 235501 | 3311029 | 3564776.0537 | 1178940 | 0 | 1308122 | 0 | 453834.4 | 0 | 6549.516 | 363580 | 30792.96 | 171773.1 | 0 | 0 | 0 | 0 | 874167500 | 8136039 | 866030900 | 8660.309 | 253747.0537 | 0 | 227.7511 | 257.0108 | 44379.4405
MsrNResSpltPkgAC-65to134-S13 | PreNResSpltPkgAC-65to-PEYes | Hsp | 1975 | CZ11 | cDXGF | 0 | DXSZCap | 720.3127 | 235501 | 3333019 | 3923719.892 | 1178940 | 0 | 1308122 | 0 | 461873.7 | 0 | 12263.48 | 371819.2 | 64829.61 | 159309.6 | 0 | 0 | 0 | 0 | 2024180000 | 8136039 | 2016044000 | 20160.44 | 590700.892 | 0 | 227.7511 | 257.0108 | 44379.4411
MsrNResSpltPkgAC-65to134-S13 | PreNResSpltPkgAC-65to-PEYes | Hsp | 1975 | CZ12 | cDXGF | 0 | DXSZCap | 704.831 | 235501 | 3197357 | 3718291.369 | 1178940 | 0 | 1308122 | 0 | 332687.7 | 0 | 11138.44 | 366467.7 | 57091.61 | 136215.8 | 0 | 0 | 0 | 0 | 1786069000 | 8136039 | 1777933000 | 17779.33 | 520934.369 | 0 | 227.7511 | 257.0108 | 44379.4417
MsrNResSpltPkgAC-65to134-S13 | PreNResSpltPkgAC-65to-PEYes | Hsp | 1975 | CZ13 | cDXGF | 0 | DXSZCap | 722.2479 | 235501 | 3389435 | 3850512.399 | 1178940 | 0 | 1308122 | 0 | 521210.4 | 0 | 10704.18 | 370457.6 | 51324.79 | 178854.6 | 0 | 0 | 0 | 0 | 1581779000 | 8136039 | 1573643000 | 15736.43 | 461077.399 | 0 | 227.7511 | 257.0108 | 44379.4424
MsrNResSpltPkgAC-65to134-S13 | PreNResSpltPkgAC-65to-PEYes | Hsp | 1975 | CZ14 | cDXGF | 0 | DXSZCap | 723.6314 | 235501 | 3319736 | 3898460.224 | 1178940 | 0 | 1308122 | 0 | 451052.3 | 0 | 12784.51 | 368834.7 | 61201.95 | 162137.4 | 0 | 0 | 0 | 0 | 1983304000 | 8136039 | 1975168000 | 19751.68 | 578724.224 | 0 | 227.7511 | 257.0108 | 44379.443
MsrNResSpltPkgAC-65to134-S13 | PreNResSpltPkgAC-65to-PEYes | Hsp | 1975 | CZ15 | cDXGF | 0 | DXSZCap | 796.7691 | 235501 | 3800309 | 3892021.3695 | 1178940 | 0 | 1308122 | 0 | 932018.3 | 0 | 2989.134 | 378234.8 | 13132.22 | 254624.4 | 0 | 0 | 0 | 0 | 321147600 | 8136039 | 313011500 | 3130.115 | 91712.3695 | 0 | 227.7511 | 257.0108 | 44379.4437
MsrNResSpltPkgAC-65to134-S13 | PreNResSpltPkgAC-65to-PEYes | Hsp | 1975 | CZ16 | cDXGF | 0 | DXSZCap | 692.2159 | 235501 | 3027602 | 4468876.032 | 1178940 | 0 | 1308122 | 0 | 158280 | 0 | 21771.12 | 360485.3 | 115457.6 | 94290.26 | 0 | 0 | 0 | 0 | 4927158000 | 8136039 | 4919024000 | 49190.24 | 1441274.032 | 0 | 227.7511 | 257.0108 | 44379.4445
MsrNResSpltPkgAC-65to134-S13 | PreNResSpltPkgAC-65to-PEYes | Hsp | 1985 | CZ01 | cDXGF | 0 | DXSZCap | 684.2748 | 235501 | 2846400 | 3783088.477 | 1178940 | 0 | 1294225 | 0 | 10663.48 | 0 | 18504.31 | 344071.8 | 112758.1 | 11362.41 | 0 | 0 | 0 | 0 | 3205025000 | 8136039 | 3196889000 | 31968.89 | 936688.477 | 0 | 227.7511 | 254.0734 | 44379.4452
MsrNResSpltPkgAC-65to134-S13 | PreNResSpltPkgAC-65to-PEYes | Hsp | 1985 | CZ02 | cDXGF | 0 | DXSZCap | 690.9822 | 235501 | 3046520 | 3618998.636 | 1178940 | 0 | 1294225 | 0 | 201161.2 | 0 | 13511.88 | 358679.6 | 68435.79 | 95354.63 | 0 | 0 | 0 | 0 | 1961989000 | 8136039 | 1953852000 | 19538.52 | 572478.636 | 0 | 227.7511 | 254.0734 | 44379.4458
MsrNResSpltPkgAC-65to134-S13 | PreNResSpltPkgAC-65to-PEYes | Hsp | 1985 | CZ03 | cDXGF | 0 | DXSZCap | 686.554 | 235501 | 2938993 | 3346477.769 | 1178940 | 0 | 1294225 | 0 | 109351.5 | 0 | 7450.828 | 349027.1 | 51246.35 | 71120.45 | 0 | 0 | 0 | 0 | 1398870000 | 8136039 | 1390733000 | 13907.33 | 407484.769 | 0 | 227.7511 | 254.0734 | 44379.4465
MsrNResSpltPkgAC-65to134-S13 | PreNResSpltPkgAC-65to-PEYes | Hsp | 1985 | CZ04 | cDXGF | 0 | DXSZCap | 691.6786 | 235501 | 3116118 | 3460744.014 | 1178940 | 0 | 1294225 | 0 | 271783.2 | 0 | 7645.522 | 363524.2 | 45501.36 | 127365.2 | 0 | 0 | 0 | 0 | 1184334000 | 8136039 | 1176198000 | 11761.98 | 344626.014 | 0 | 227.7511 | 254.0734 | 44379.4471
MsrNResSpltPkgAC-65to134-S13 | PreNResSpltPkgAC-65to-PEYes | Hsp | 1985 | CZ05 | cDXGF | 0 | DXSZCap | 687.153 | 235501 | 2968783 | 3348851.759 | 1178940 | 0 | 1294225 | 0 | 132309.3 | 0 | 8584.166 | 354723.8 | 50469.91 | 83548.38 | 0 | 0 | 0 | 0 | 1305299000 | 8136039 | 1297163000 | 12971.63 | 380068.759 | 0 | 227.7511 | 254.0734 | 44379.4478
MsrNResSpltPkgAC-65to134-S13 | PreNResSpltPkgAC-65to-PEYes | Hsp | 1985 | CZ06 | cDXGF | 0 | DXSZCap | 692.4364 | 235501 | 3177686 | 3322267.0258 | 1178940 | 0 | 1294225 | 0 | 348628.8 | 0 | 2828.041 | 353062.8 | 20149.28 | 161822 | 0 | 0 | 0 | 0 | 501586800 | 8136039 | 493450600 | 4934.506 | 144581.0258 | 0 | 227.7511 | 254.0734 | 44379.4484
MsrNResSpltPkgAC-65to134-S13 | PreNResSpltPkgAC-65to-PEYes | Hsp | 1985 | CZ07 | cDXGF | 0 | DXSZCap | 689.6914 | 235501 | 3133981 | 3225344.1428 | 1178940 | 0 | 1294225 | 0 | 300740.5 | 0 | 1397.744 | 358677.6 | 16622.26 | 158294.9 | 0 | 0 | 0 | 0 | 319955800 | 8136039 | 311819600 | 3118.196 | 91363.1428 | 0 | 227.7511 | 254.0734 | 44379.449
MsrNResSpltPkgAC-65to134-S13 | PreNResSpltPkgAC-65to-PEYes | Hsp | 1985 | CZ08 | cDXGF | 0 | DXSZCap | 695.786 | 235501 | 3264511 | 3387145.5347 | 1178940 | 0 | 1294225 | 0 | 430005.2 | 0 | 3062.38 | 358276.8 | 17321.72 | 177093.4 | 0 | 0 | 0 | 0 | 426684100 | 8136039 | 418547900 | 4185.479 | 122634.5347 | 0 | 227.7511 | 254.0734 | 44379.4497
MsrNResSpltPkgAC-65to134-S13 | PreNResSpltPkgAC-65to-PEYes | Hsp | 1985 | CZ09 | cDXGF | 0 | DXSZCap | 716.9956 | 235501 | 3241288 | 3420313.5198 | 1178940 | 0 | 1294225 | 0 | 405389.7 | 0 | 4525.622 | 358210.1 | 24001.59 | 162665.2 | 0 | 0 | 0 | 0 | 619144900 | 8136039 | 611008600 | 6110.086 | 179025.5198 | 0 | 227.7511 | 254.0734 | 44379.4503
MsrNResSpltPkgAC-65to134-S13 | PreNResSpltPkgAC-65to-PEYes | Hsp | 1985 | CZ10 | cDXGF | 0 | DXSZCap | 706.1397 | 235501 | 3294945 | 3550716.3028 | 1178940 | 0 | 1294225 | 0 | 452082 | 0 | 6543.651 | 363155.3 | 31080.14 | 171319.6 | 0 | 0 | 0 | 0 | 881075700 | 8136039 | 872939600 | 8729.396 | 255771.3028 | 0 | 227.7511 | 254.0734 | 44379.451
MsrNResSpltPkgAC-65to134-S13 | PreNResSpltPkgAC-65to-PEYes | Hsp | 1985 | CZ11 | cDXGF | 0 | DXSZCap | 719.6732 | 235501 | 3317180 | 3912305.485 | 1178940 | 0 | 1294225 | 0 | 460359.1 | 0 | 12252.57 | 371405.3 | 65287.26 | 158949.5 | 0 | 0 | 0 | 0 | 2039282000 | 8136039 | 2031145000 | 20311.45 | 595125.485 | 0 | 227.7511 | 254.0734 | 44379.4516
MsrNResSpltPkgAC-65to134-S13 | PreNResSpltPkgAC-65to-PEYes | Hsp | 1985 | CZ12 | cDXGF | 0 | DXSZCap | 704.186 | 235501 | 3181635 | 3706736.415 | 1178940 | 0 | 1294225 | 0 | 331314.2 | 0 | 11128.26 | 366027.6 | 57581.85 | 135777 | 0 | 0 | 0 | 0 | 1800290000 | 8136039 | 1792155000 | 17921.55 | 525101.415 | 0 | 227.7511 | 254.0734 | 44379.4523
MsrNResSpltPkgAC-65to134-S13 | PreNResSpltPkgAC-65to-PEYes | Hsp | 1985 | CZ13 | cDXGF | 0 | DXSZCap | 721.6104 | 235501 | 3373424 | 3838165.071 | 1178940 | 0 | 1294225 | 0 | 519544.4 | 0 | 10694.71 | 370020 | 51720.77 | 178422.5 | 0 | 0 | 0 | 0 | 1594282000 | 8136039 | 1586147000 | 15861.47 | 464741.071 | 0 | 227.7511 | 254.0734 | 44379.4529
MsrNResSpltPkgAC-65to134-S13 | PreNResSpltPkgAC-65to-PEYes | Hsp | 1985 | CZ14 | cDXGF | 0 | DXSZCap | 722.9921 | 235501 | 3303864 | 3886471.939 | 1178940 | 0 | 1294225 | 0 | 449507 | 0 | 12773.28 | 368419.1 | 61649.88 | 161720 | 0 | 0 | 0 | 0 | 1996559000 | 8136039 | 1988423000 | 19884.23 | 582607.939 | 0 | 227.7511 | 254.0734 | 44379.4536
MsrNResSpltPkgAC-65to134-S13 | PreNResSpltPkgAC-65to-PEYes | Hsp | 1985 | CZ15 | cDXGF | 0 | DXSZCap | 796.0068 | 235501 | 3783436 | 3875961.6203 | 1178940 | 0 | 1294225 | 0 | 929556.1 | 0 | 2986.278 | 377728.3 | 13264.87 | 254092.9 | 0 | 0 | 0 | 0 | 323923300 | 8136039 | 315787100 | 3157.871 | 92525.6203 | 0 | 227.7511 | 254.0734 | 44379.4542
MsrNResSpltPkgAC-65to134-S13 | PreNResSpltPkgAC-65to-PEYes | Hsp | 1985 | CZ16 | cDXGF | 0 | DXSZCap | 691.5809 | 235501 | 3012551 | 4461460.319 | 1178940 | 0 | 1294225 | 0 | 157562.8 | 0 | 21751.24 | 360069.9 | 116015.9 | 93987.61 | 0 | 0 | 0 | 0 | 4953220000 | 8136039 | 4945083000 | 49450.83 | 1448909.319 | 0 | 227.7511 | 254.0734 | 44379.4549
MsrNResSpltPkgAC-65to134-S13 | PreNResSpltPkgAC-65to-PEYes | Hsp | 1996 | CZ01 | cDXGF | 0 | DXSZCap | 680.6967 | 235501 | 2828458 | 3744685.701 | 1178940 | 0 | 1280327 | 0 | 8872.551 | 0 | 18407.65 | 341916.3 | 112803.1 | 9806.745 | 0 | 0 | 0 | 0 | 3135194000 | 8136039 | 3127057000 | 31270.57 | 916227.701 | 0 | 227.7511 | 251.1358 | 44379.4555
MsrNResSpltPkgAC-65to134-S13 | PreNResSpltPkgAC-65to-PEYes | Hsp | 1996 | CZ02 | cDXGF | 0 | DXSZCap | 687.1936 | 235501 | 3024092 | 3609984.176 | 1178940 | 0 | 1280327 | 0 | 195370.9 | 0 | 13437.77 | 356017 | 69575.63 | 93253.83 | 0 | 0 | 0 | 0 | 2007769000 | 8136039 | 1999632000 | 19996.32 | 585892.176 | 0 | 227.7511 | 251.1358 | 44379.4562
MsrNResSpltPkgAC-65to134-S13 | PreNResSpltPkgAC-65to-PEYes | Hsp | 1996 | CZ03 | cDXGF | 0 | DXSZCap | 683.7275 | 235501 | 2917547 | 3337344.215 | 1178940 | 0 | 1280327 | 0 | 104164.2 | 0 | 7420.16 | 346699.1 | 52530.54 | 68442.52 | 0 | 0 | 0 | 0 | 1440892000 | 8136039 | 1432755000 | 14327.55 | 419797.215 | 0 | 227.7511 | 251.1358 | 44379.4568
MsrNResSpltPkgAC-65to134-S13 | PreNResSpltPkgAC-65to-PEYes | Hsp | 1996 | CZ04 | cDXGF | 0 | DXSZCap | 687.6163 | 235501 | 3091994 | 3446330.913 | 1178940 | 0 | 1280327 | 0 | 264599.9 | 0 | 7600.634 | 360529.7 | 46498.4 | 124701.5 | 0 | 0 | 0 | 0 | 1217478000 | 8136039 | 1209341000 | 12093.41 | 354336.913 | 0 | 227.7511 | 251.1358 | 44379.4575
MsrNResSpltPkgAC-65to134-S13 | PreNResSpltPkgAC-65to-PEYes | Hsp | 1996 | CZ05 | cDXGF | 0 | DXSZCap | 684.3739 | 235501 | 2946789 | 3338526.191 | 1178940 | 0 | 1280327 | 0 | 126546.5 | 0 | 8549.457 | 352424.4 | 51701.68 | 80821.11 | 0 | 0 | 0 | 0 | 1345122000 | 8136039 | 1336987000 | 13369.87 | 391737.191 | 0 | 227.7511 | 251.1358 | 44379.4581
MsrNResSpltPkgAC-65to134-S13 | PreNResSpltPkgAC-65to-PEYes | Hsp | 1996 | CZ06 | cDXGF | 0 | DXSZCap | 688.1344 | 235501 | 3152098 | 3305903.8378 | 1178940 | 0 | 1280327 | 0 | 339952.3 | 0 | 2810.471 | 350068.9 | 21306.17 | 158942.1 | 0 | 0 | 0 | 0 | 533071200 | 8136039 | 524934600 | 5249.346 | 153805.8378 | 0 | 227.7511 | 251.1358 | 44379.4588
MsrNResSpltPkgAC-65to134-S13 | PreNResSpltPkgAC-65to-PEYes | Hsp | 1996 | CZ07 | cDXGF | 0 | DXSZCap | 686.3312 | 235501 | 3109784 | 3207974.5116 | 1178940 | 0 | 1280327 | 0 | 293052.4 | 0 | 1390.934 | 356076.8 | 17677.02 | 155384.8 | 0 | 0 | 0 | 0 | 343257100 | 8136039 | 335121200 | 3351.212 | 98190.5116 | 0 | 227.7511 | 251.1358 | 44379.4594
MsrNResSpltPkgAC-65to134-S13 | PreNResSpltPkgAC-65to-PEYes | Hsp | 1996 | CZ08 | cDXGF | 0 | DXSZCap | 690.9306 | 235501 | 3239633 | 3369702.9078 | 1178940 | 0 | 1280327 | 0 | 422242.8 | 0 | 3041.011 | 355085.4 | 18281.47 | 174334.2 | 0 | 0 | 0 | 0 | 452060800 | 8136039 | 443924600 | 4439.246 | 130069.9078 | 0 | 227.7511 | 251.1358 | 44379.46
MsrNResSpltPkgAC-65to134-S13 | PreNResSpltPkgAC-65to-PEYes | Hsp | 1996 | CZ09 | cDXGF | 0 | DXSZCap | 711.191 | 235501 | 3216098 | 3405801.3481 | 1178940 | 0 | 1280327 | 0 | 397430.1 | 0 | 4488.992 | 354914.8 | 25157.57 | 160004.7 | 0 | 0 | 0 | 0 | 655588000 | 8136039 | 647451700 | 6474.517 | 189703.3481 | 0 | 227.7511 | 251.1358 | 44379.4607
MsrNResSpltPkgAC-65to134-S13 | PreNResSpltPkgAC-65to-PEYes | Hsp | 1996 | CZ10 | cDXGF | 0 | DXSZCap | 700.0654 | 235501 | 3269359 | 3538238.654 | 1178940 | 0 | 1280327 | 0 | 443979.2 | 0 | 6487.354 | 359625.8 | 32330.79 | 168599.1 | 0 | 0 | 0 | 0 | 925814300 | 8136039 | 917678000 | 9176.78 | 268879.654 | 0 | 227.7511 | 251.1358 | 44379.4614
MsrNResSpltPkgAC-65to134-S13 | PreNResSpltPkgAC-65to-PEYes | Hsp | 1996 | CZ11 | cDXGF | 0 | DXSZCap | 700.9979 | 235501 | 3275506 | 3851396.621 | 1178940 | 0 | 1280327 | 0 | 442121.8 | 0 | 11934.62 | 362186.9 | 63653.08 | 154375.4 | 0 | 0 | 0 | 0 | 1973633000 | 8136039 | 1965497000 | 19654.97 | 575890.621 | 0 | 227.7511 | 251.1358 | 44379.462
MsrNResSpltPkgAC-65to134-S13 | PreNResSpltPkgAC-65to-PEYes | Hsp | 1996 | CZ12 | cDXGF | 0 | DXSZCap | 688.3649 | 235501 | 3144579 | 3655210.903 | 1178940 | 0 | 1280327 | 0 | 316202.6 | 0 | 10878.23 | 358233.9 | 56514.14 | 131781.2 | 0 | 0 | 0 | 0 | 1750907000 | 8136039 | 1742771000 | 17427.71 | 510631.903 | 0 | 227.7511 | 251.1358 | 44379.4627
MsrNResSpltPkgAC-65to134-S13 | PreNResSpltPkgAC-65to-PEYes | Hsp | 1996 | CZ13 | cDXGF | 0 | DXSZCap | 702.2968 | 235501 | 3330452 | 3783269.729 | 1178940 | 0 | 1280327 | 0 | 499568.9 | 0 | 10408.47 | 361211 | 50611.35 | 173483.3 | 0 | 0 | 0 | 0 | 1553588000 | 8136039 | 1545453000 | 15454.53 | 452817.729 | 0 | 227.7511 | 251.1358 | 44379.4634
MsrNResSpltPkgAC-65to134-S13 | PreNResSpltPkgAC-65to-PEYes | Hsp | 1996 | CZ14 | cDXGF | 0 | DXSZCap | 703.6732 | 235501 | 3260822 | 3829229.401 | 1178940 | 0 | 1280327 | 0 | 429131.4 | 0 | 12431.92 | 359992.9 | 60812.86 | 156699.3 | 0 | 0 | 0 | 0 | 1948094000 | 8136039 | 1939957000 | 19399.57 | 568407.401 | 0 | 227.7511 | 251.1358 | 44379.464
MsrNResSpltPkgAC-65to134-S13 | PreNResSpltPkgAC-65to-PEYes | Hsp | 1996 | CZ15 | cDXGF | 0 | DXSZCap | 775.8792 | 235501 | 3725246 | 3813517.6412 | 1178940 | 0 | 1280327 | 0 | 897841.3 | 0 | 2910.769 | 365231.3 | 12681.04 | 245234.5 | 0 | 0 | 0 | 0 | 309404600 | 8136039 | 301268400 | 3012.684 | 88271.6412 | 0 | 227.7511 | 251.1358 | 44379.4647
MsrNResSpltPkgAC-65to134-S13 | PreNResSpltPkgAC-65to-PEYes | Hsp | 1996 | CZ16 | cDXGF | 0 | DXSZCap | 683.2875 | 235501 | 2984834 | 4406094.081 | 1178940 | 0 | 1280327 | 0 | 149418.6 | 0 | 21490.36 | 354658.1 | 115418.5 | 90811.82 | 0 | 0 | 0 | 0 | 4858853000 | 8136039 | 4850717000 | 48507.17 | 1421260.081 | 0 | 227.7511 | 251.1358 | 44379.4654
MsrNResSpltPkgAC-65to134-S13 | PreNResSpltPkgAC-65to-PEYes | Hsp | 2003 | CZ01 | cDXGF | 0 | DXSZCap | 680.4572 | 235501 | 2812874 | 3735838.65 | 1178940 | 0 | 1266427 | 0 | 7586.073 | 0 | 18401.05 | 341521.6 | 115273.1 | 8549.905 | 0 | 0 | 0 | 0 | 3158185000 | 8136039 | 3150050000 | 31500.5 | 922964.65 | 0 | 227.7511 | 248.1984 | 44379.4661
MsrNResSpltPkgAC-65to134-S13 | PreNResSpltPkgAC-65to-PEYes | Hsp | 2003 | CZ02 | cDXGF | 0 | DXSZCap | 680.4571 | 235501 | 2991143 | 3548255.837 | 1178940 | 0 | 1266427 | 0 | 181501.2 | 0 | 13306.03 | 350971 | 68197.11 | 89238.23 | 0 | 0 | 0 | 0 | 1909545000 | 8136039 | 1901409000 | 19014.09 | 557112.837 | 0 | 227.7511 | 248.1984 | 44379.4668
MsrNResSpltPkgAC-65to134-S13 | PreNResSpltPkgAC-65to-PEYes | Hsp | 2003 | CZ03 | cDXGF | 0 | DXSZCap | 682.0057 | 235501 | 2900954 | 3295941.147 | 1178940 | 0 | 1266427 | 0 | 102539.2 | 0 | 7401.431 | 345646 | 50803.82 | 68040.3 | 0 | 0 | 0 | 0 | 1356215000 | 8136039 | 1348079000 | 13480.79 | 394987.147 | 0 | 227.7511 | 248.1984 | 44379.4674
MsrNResSpltPkgAC-65to134-S13 | PreNResSpltPkgAC-65to-PEYes | Hsp | 2003 | CZ04 | cDXGF | 0 | DXSZCap | 684.4246 | 235501 | 3072219 | 3407449.383 | 1178940 | 0 | 1266427 | 0 | 260655.1 | 0 | 7565.38 | 358635.1 | 45169.44 | 124016.5 | 0 | 0 | 0 | 0 | 1152267000 | 8136039 | 1144131000 | 11441.31 | 335230.383 | 0 | 227.7511 | 248.1984 | 44379.4681
MsrNResSpltPkgAC-65to134-S13 | PreNResSpltPkgAC-65to-PEYes | Hsp | 2003 | CZ05 | cDXGF | 0 | DXSZCap | 682.4904 | 235501 | 2929673 | 3299267.302 | 1178940 | 0 | 1266427 | 0 | 124493.4 | 0 | 8525.889 | 351288.3 | 50144.9 | 80297.75 | 0 | 0 | 0 | 0 | 1269550000 | 8136039 | 1261414000 | 12614.14 | 369594.302 | 0 | 227.7511 | 248.1984 | 44379.4688
MsrNResSpltPkgAC-65to134-S13 | PreNResSpltPkgAC-65to-PEYes | Hsp | 2003 | CZ06 | cDXGF | 0 | DXSZCap | 686.2232 | 235501 | 3137074 | 3280787.6286 | 1178940 | 0 | 1266427 | 0 | 339602.6 | 0 | 2802.658 | 349304.4 | 20454.91 | 159264.5 | 0 | 0 | 0 | 0 | 498626500 | 8136039 | 490490200 | 4904.902 | 143713.6286 | 0 | 227.7511 | 248.1984 | 44379.4695
MsrNResSpltPkgAC-65to134-S13 | PreNResSpltPkgAC-65to-PEYes | Hsp | 2003 | CZ07 | cDXGF | 0 | DXSZCap | 684.5527 | 235501 | 3095060 | 3186324.1381 | 1178940 | 0 | 1266427 | 0 | 292908.3 | 0 | 1387.331 | 355398.6 | 16932.34 | 155859 | 0 | 0 | 0 | 0 | 319617800 | 8136039 | 311481700 | 3114.817 | 91264.1381 | 0 | 227.7511 | 248.1984 | 44379.4701
MsrNResSpltPkgAC-65to134-S13 | PreNResSpltPkgAC-65to-PEYes | Hsp | 2003 | CZ08 | cDXGF | 0 | DXSZCap | 688.3554 | 235501 | 3222358 | 3344499.3571 | 1178940 | 0 | 1266427 | 0 | 420058.1 | 0 | 3029.681 | 353904.7 | 17583.77 | 174251.7 | 0 | 0 | 0 | 0 | 425000800 | 8136039 | 416864700 | 4168.647 | 122141.3571 | 0 | 227.7511 | 248.1984 | 44379.4708
MsrNResSpltPkgAC-65to134-S13 | PreNResSpltPkgAC-65to-PEYes | Hsp | 2003 | CZ09 | cDXGF | 0 | DXSZCap | 706.3498 | 235501 | 3198199 | 3376856.922 | 1178940 | 0 | 1266427 | 0 | 394945.7 | 0 | 4458.42 | 353426.5 | 24224.39 | 159999.8 | 0 | 0 | 0 | 0 | 617890200 | 8136039 | 609754000 | 6097.54 | 178657.922 | 0 | 227.7511 | 248.1984 | 44379.4715
MsrNResSpltPkgAC-65to134-S13 | PreNResSpltPkgAC-65to-PEYes | Hsp | 2003 | CZ10 | cDXGF | 0 | DXSZCap | 682.4081 | 235501 | 3220940 | 3469267.9601 | 1178940 | 0 | 1266427 | 0 | 418321.4 | 0 | 6323.721 | 350929.4 | 30620.45 | 163115.9 | 0 | 0 | 0 | 0 | 855671800 | 8136039 | 847535700 | 8475.357 | 248327.9601 | 0 | 227.7511 | 248.1984 | 44379.4722
MsrNResSpltPkgAC-65to134-S13 | PreNResSpltPkgAC-65to-PEYes | Hsp | 2003 | CZ11 | cDXGF | 0 | DXSZCap | 688.8768 | 235501 | 3242263 | 3815978.389 | 1178940 | 0 | 1266427 | 0 | 427309.7 | 0 | 11728.27 | 357861.4 | 63666.28 | 151443.5 | 0 | 0 | 0 | 0 | 1966208000 | 8136039 | 1958073000 | 19580.73 | 573715.389 | 0 | 227.7511 | 248.1984 | 44379.4728
MsrNResSpltPkgAC-65to134-S13 | PreNResSpltPkgAC-65to-PEYes | Hsp | 2003 | CZ12 | cDXGF | 0 | DXSZCap | 681.6782 | 235501 | 3114307 | 3624064.884 | 1178940 | 0 | 1266427 | 0 | 304166.2 | 0 | 10772.59 | 354003 | 56721.69 | 128493.4 | 0 | 0 | 0 | 0 | 1747924000 | 8136039 | 1739788000 | 17397.88 | 509757.884 | 0 | 227.7511 | 248.1984 | 44379.4735
MsrNResSpltPkgAC-65to134-S13 | PreNResSpltPkgAC-65to-PEYes | Hsp | 2003 | CZ13 | cDXGF | 0 | DXSZCap | 689.5639 | 235501 | 3295489 | 3748440.044 | 1178940 | 0 | 1266427 | 0 | 482839.3 | 0 | 10219.79 | 357063.7 | 50772.9 | 170362.7 | 0 | 0 | 0 | 0 | 1554044000 | 8136039 | 1545908000 | 15459.08 | 452951.044 | 0 | 227.7511 | 248.1984 | 44379.4742
MsrNResSpltPkgAC-65to134-S13 | PreNResSpltPkgAC-65to-PEYes | Hsp | 2003 | CZ14 | cDXGF | 0 | DXSZCap | 690.1558 | 235501 | 3228779 | 3801401.206 | 1178940 | 0 | 1266427 | 0 | 415043.2 | 0 | 12193.09 | 356175.3 | 61371.93 | 153723.3 | 0 | 0 | 0 | 0 | 1962478000 | 8136039 | 1954342000 | 19543.42 | 572622.206 | 0 | 227.7511 | 248.1984 | 44379.4748
MsrNResSpltPkgAC-65to134-S13 | PreNResSpltPkgAC-65to-PEYes | Hsp | 2003 | CZ15 | cDXGF | 0 | DXSZCap | 762.9368 | 235501 | 3683067 | 3771143.386 | 1178940 | 0 | 1266427 | 0 | 876095.4 | 0 | 2862.215 | 358742.4 | 12628.85 | 240278.3 | 0 | 0 | 0 | 0 | 308738300 | 8136039 | 300602000 | 3006.02 | 88076.386 | 0 | 227.7511 | 248.1984 | 44379.4755
MsrNResSpltPkgAC-65to134-S13 | PreNResSpltPkgAC-65to-PEYes | Hsp | 2003 | CZ16 | cDXGF | 0 | DXSZCap | 680.4572 | 235501 | 2961487 | 4386316.114 | 1178940 | 0 | 1266427 | 0 | 142599.5 | 0 | 21401.19 | 352121.9 | 116592.4 | 88216.31 | 0 | 0 | 0 | 0 | 4871034000 | 8136039 | 4862898000 | 48628.98 | 1424829.114 | 0 | 227.7511 | 248.1984 | 44379.4762
MsrNResSpltPkgAC-65to134-S13 | PreNResSpltPkgAC-65to-PEYes | Hsp | 2007 | CZ01 | cDXGF | 0 | DXSZCap | 680.4572 | 235501 | 2812892 | 3724737.886 | 1178940 | 0 | 1266427 | 0 | 7601.826 | 0 | 18401.05 | 341522.9 | 114275.9 | 8568.746 | 0 | 0 | 0 | 0 | 3120238000 | 8136039 | 3112102000 | 31121.02 | 911845.886 | 0 | 227.7511 | 248.1984 | 44379.4768
MsrNResSpltPkgAC-65to134-S13 | PreNResSpltPkgAC-65to-PEYes | Hsp | 2007 | CZ02 | cDXGF | 0 | DXSZCap | 680.4571 | 235501 | 2990929 | 3541659.418 | 1178940 | 0 | 1266427 | 0 | 181292.6 | 0 | 13306.03 | 350965.6 | 67661.18 | 89239.27 | 0 | 0 | 0 | 0 | 1887763000 | 8136039 | 1879626000 | 18796.26 | 550730.418 | 0 | 227.7511 | 248.1984 | 44379.4775
MsrNResSpltPkgAC-65to134-S13 | PreNResSpltPkgAC-65to-PEYes | Hsp | 2007 | CZ03 | cDXGF | 0 | DXSZCap | 682.0055 | 235501 | 2900930 | 3290358.644 | 1178940 | 0 | 1266427 | 0 | 102513.4 | 0 | 7401.43 | 345647.7 | 50193.28 | 68061.11 | 0 | 0 | 0 | 0 | 1337245000 | 8136039 | 1329108000 | 13291.08 | 389428.644 | 0 | 227.7511 | 248.1984 | 44379.4781
MsrNResSpltPkgAC-65to134-S13 | PreNResSpltPkgAC-65to-PEYes | Hsp | 2007 | CZ04 | cDXGF | 0 | DXSZCap | 684.4215 | 235501 | 3071905 | 3402141.784 | 1178940 | 0 | 1266427 | 0 | 260351.8 | 0 | 7565.34 | 358625 | 44596.15 | 124016.5 | 0 | 0 | 0 | 0 | 1135223000 | 8136039 | 1127088000 | 11270.88 | 330236.784 | 0 | 227.7511 | 248.1984 | 44379.4788
MsrNResSpltPkgAC-65to134-S13 | PreNResSpltPkgAC-65to-PEYes | Hsp | 2007 | CZ05 | cDXGF | 0 | DXSZCap | 682.4902 | 235501 | 2929720 | 3294508.516 | 1178940 | 0 | 1266427 | 0 | 124538.2 | 0 | 8525.889 | 351291.1 | 49609.3 | 80343.45 | 0 | 0 | 0 | 0 | 1253147000 | 8136039 | 1245012000 | 12450.12 | 364788.516 | 0 | 227.7511 | 248.1984 | 44379.4795
MsrNResSpltPkgAC-65to134-S13 | PreNResSpltPkgAC-65to-PEYes | Hsp | 2007 | CZ06 | cDXGF | 0 | DXSZCap | 686.2232 | 235501 | 3137074 | 3280787.6286 | 1178940 | 0 | 1266427 | 0 | 339602.6 | 0 | 2802.658 | 349304.4 | 20454.91 | 159264.5 | 0 | 0 | 0 | 0 | 498626500 | 8136039 | 490490200 | 4904.902 | 143713.6286 | 0 | 227.7511 | 248.1984 | 44379.4801
MsrNResSpltPkgAC-65to134-S13 | PreNResSpltPkgAC-65to-PEYes | Hsp | 2007 | CZ07 | cDXGF | 0 | DXSZCap | 684.5527 | 235501 | 3095060 | 3186324.1381 | 1178940 | 0 | 1266427 | 0 | 292908.3 | 0 | 1387.331 | 355398.6 | 16932.34 | 155859 | 0 | 0 | 0 | 0 | 319617800 | 8136039 | 311481700 | 3114.817 | 91264.1381 | 0 | 227.7511 | 248.1984 | 44379.4808
MsrNResSpltPkgAC-65to134-S13 | PreNResSpltPkgAC-65to-PEYes | Hsp | 2007 | CZ08 | cDXGF | 0 | DXSZCap | 688.3554 | 235501 | 3222358 | 3344499.3571 | 1178940 | 0 | 1266427 | 0 | 420058.1 | 0 | 3029.681 | 353904.7 | 17583.77 | 174251.7 | 0 | 0 | 0 | 0 | 425000800 | 8136039 | 416864700 | 4168.647 | 122141.3571 | 0 | 227.7511 | 248.1984 | 44379.4815
MsrNResSpltPkgAC-65to134-S13 | PreNResSpltPkgAC-65to-PEYes | Hsp | 2007 | CZ09 | cDXGF | 0 | DXSZCap | 706.3498 | 235501 | 3198199 | 3376856.922 | 1178940 | 0 | 1266427 | 0 | 394945.7 | 0 | 4458.42 | 353426.5 | 24224.39 | 159999.8 | 0 | 0 | 0 | 0 | 617890200 | 8136039 | 609754000 | 6097.54 | 178657.922 | 0 | 227.7511 | 248.1984 | 44379.4822
MsrNResSpltPkgAC-65to134-S13 | PreNResSpltPkgAC-65to-PEYes | Hsp | 2007 | CZ10 | cDXGF | 0 | DXSZCap | 682.4069 | 235501 | 3220260 | 3465394.1429 | 1178940 | 0 | 1266427 | 0 | 417660.7 | 0 | 6323.717 | 350910.2 | 30281.91 | 163106 | 0 | 0 | 0 | 0 | 844771600 | 8136039 | 836635300 | 8366.353 | 245134.1429 | 0 | 227.7511 | 248.1984 | 44379.4828
MsrNResSpltPkgAC-65to134-S13 | PreNResSpltPkgAC-65to-PEYes | Hsp | 2007 | CZ11 | cDXGF | 0 | DXSZCap | 688.6907 | 235501 | 3241413 | 3807938.462 | 1178940 | 0 | 1266427 | 0 | 426479.7 | 0 | 11725.06 | 357840.6 | 63106.23 | 151422.7 | 0 | 0 | 0 | 0 | 1941670000 | 8136039 | 1933534000 | 19335.34 | 566525.462 | 0 | 227.7511 | 248.1984 | 44379.4835
MsrNResSpltPkgAC-65to134-S13 | PreNResSpltPkgAC-65to-PEYes | Hsp | 2007 | CZ12 | cDXGF | 0 | DXSZCap | 681.6429 | 235501 | 3113799 | 3617484.166 | 1178940 | 0 | 1266427 | 0 | 303676.2 | 0 | 10772.07 | 353984.7 | 56264.38 | 128455.3 | 0 | 0 | 0 | 0 | 1727197000 | 8136039 | 1719062000 | 17190.62 | 503685.166 | 0 | 227.7511 | 248.1984 | 44379.4841
MsrNResSpltPkgAC-65to134-S13 | PreNResSpltPkgAC-65to-PEYes | Hsp | 2007 | CZ13 | cDXGF | 0 | DXSZCap | 689.3601 | 235501 | 3294326 | 3741738.758 | 1178940 | 0 | 1266427 | 0 | 481707.6 | 0 | 10216.76 | 357035 | 50386.06 | 170270 | 0 | 0 | 0 | 0 | 1535143000 | 8136039 | 1527006000 | 15270.06 | 447412.758 | 0 | 227.7511 | 248.1984 | 44379.4848
MsrNResSpltPkgAC-65to134-S13 | PreNResSpltPkgAC-65to-PEYes | Hsp | 2007 | CZ14 | cDXGF | 0 | DXSZCap | 689.9265 | 235501 | 3227943 | 3793955.126 | 1178940 | 0 | 1266427 | 0 | 414220 | 0 | 12189.03 | 356166.7 | 60901.63 | 153719.2 | 0 | 0 | 0 | 0 | 1939918000 | 8136039 | 1931782000 | 19317.82 | 566012.126 | 0 | 227.7511 | 248.1984 | 44379.4855
MsrNResSpltPkgAC-65to134-S13 | PreNResSpltPkgAC-65to-PEYes | Hsp | 2007 | CZ15 | cDXGF | 0 | DXSZCap | 762.4875 | 235501 | 3681014 | 3767414.719 | 1178940 | 0 | 1266427 | 0 | 874066.2 | 0 | 2860.528 | 358723.4 | 12387.06 | 240228 | 0 | 0 | 0 | 0 | 303019100 | 8136039 | 294883000 | 2948.83 | 86400.719 | 0 | 227.7511 | 248.1984 | 44379.4861
MsrNResSpltPkgAC-65to134-S13 | PreNResSpltPkgAC-65to-PEYes | Hsp | 2007 | CZ16 | cDXGF | 0 | DXSZCap | 680.4572 | 235501 | 2961268 | 4372922.369 | 1178940 | 0 | 1266427 | 0 | 142397.7 | 0 | 21401.19 | 352105 | 116039.1 | 88168.46 | 0 | 0 | 0 | 0 | 4826070000 | 8136039 | 4817933000 | 48179.33 | 1411654.369 | 0 | 227.7511 | 248.1984 | 44379.4868
MsrNResSpltPkgAC-65to134-S13 | PreNResSpltPkgAC-65to-PEYes | Hsp | 2011 | CZ01 | cDXGF | 0 | DXSZCap | 680.4572 | 235501 | 2812979 | 3649071.787 | 1178940 | 0 | 1266427 | 0 | 7681.025 | 0 | 18401.05 | 341531.5 | 109191 | 8689.675 | 0 | 0 | 0 | 0 | 2861695000 | 8136039 | 2853559000 | 28535.59 | 836092.787 | 0 | 227.7511 | 248.1984 | 44379.4874
MsrNResSpltPkgAC-65to134-S13 | PreNResSpltPkgAC-65to-PEYes | Hsp | 2011 | CZ02 | cDXGF | 0 | DXSZCap | 680.4571 | 235501 | 2990711 | 3534970.806 | 1178940 | 0 | 1266427 | 0 | 181079.2 | 0 | 13306.03 | 350960.5 | 67077.9 | 89239.66 | 0 | 0 | 0 | 0 | 1865677000 | 8136039 | 1857542000 | 18575.42 | 544259.806 | 0 | 227.7511 | 248.1984 | 44379.4881
MsrNResSpltPkgAC-65to134-S13 | PreNResSpltPkgAC-65to-PEYes | Hsp | 2011 | CZ03 | cDXGF | 0 | DXSZCap | 682.0054 | 235501 | 2900904 | 3284708.509 | 1178940 | 0 | 1266427 | 0 | 102486 | 0 | 7401.43 | 345649.6 | 49542.21 | 68064.48 | 0 | 0 | 0 | 0 | 1318049000 | 8136039 | 1309913000 | 13099.13 | 383804.509 | 0 | 227.7511 | 248.1984 | 44379.4887
MsrNResSpltPkgAC-65to134-S13 | PreNResSpltPkgAC-65to-PEYes | Hsp | 2011 | CZ04 | cDXGF | 0 | DXSZCap | 684.4182 | 235501 | 3071589 | 3396843.319 | 1178940 | 0 | 1266427 | 0 | 260045 | 0 | 7565.278 | 358614.1 | 44024.02 | 124000.5 | 0 | 0 | 0 | 0 | 1118220000 | 8136039 | 1110083000 | 11100.83 | 325254.319 | 0 | 227.7511 | 248.1984 | 44379.4894
MsrNResSpltPkgAC-65to134-S13 | PreNResSpltPkgAC-65to-PEYes | Hsp | 2011 | CZ05 | cDXGF | 0 | DXSZCap | 682.4902 | 235501 | 2929720 | 3294508.516 | 1178940 | 0 | 1266427 | 0 | 124538.2 | 0 | 8525.889 | 351291.1 | 49609.3 | 80343.45 | 0 | 0 | 0 | 0 | 1253147000 | 8136039 | 1245012000 | 12450.12 | 364788.516 | 0 | 227.7511 | 248.1984 | 44379.4901
MsrNResSpltPkgAC-65to134-S13 | PreNResSpltPkgAC-65to-PEYes | Hsp | 2011 | CZ06 | cDXGF | 0 | DXSZCap | 686.2232 | 235501 | 3137074 | 3280787.6286 | 1178940 | 0 | 1266427 | 0 | 339602.6 | 0 | 2802.658 | 349304.4 | 20454.91 | 159264.5 | 0 | 0 | 0 | 0 | 498626500 | 8136039 | 490490200 | 4904.902 | 143713.6286 | 0 | 227.7511 | 248.1984 | 44379.4907
MsrNResSpltPkgAC-65to134-S13 | PreNResSpltPkgAC-65to-PEYes | Hsp | 2011 | CZ07 | cDXGF | 0 | DXSZCap | 684.5492 | 235501 | 3094861 | 3184272.4991 | 1178940 | 0 | 1266427 | 0 | 292709.8 | 0 | 1387.323 | 355399.6 | 16654.23 | 155858.7 | 0 | 0 | 0 | 0 | 313294600 | 8136039 | 305158700 | 3051.587 | 89411.4991 | 0 | 227.7511 | 248.1984 | 44379.4914
MsrNResSpltPkgAC-65to134-S13 | PreNResSpltPkgAC-65to-PEYes | Hsp | 2011 | CZ08 | cDXGF | 0 | DXSZCap | 688.3514 | 235501 | 3221764 | 3341834.9019 | 1178940 | 0 | 1266427 | 0 | 419480.1 | 0 | 3029.659 | 353889.1 | 17311 | 174251.8 | 0 | 0 | 0 | 0 | 417934800 | 8136039 | 409798300 | 4097.983 | 120070.9019 | 0 | 227.7511 | 248.1984 | 44379.492
MsrNResSpltPkgAC-65to134-S13 | PreNResSpltPkgAC-65to-PEYes | Hsp | 2011 | CZ09 | cDXGF | 0 | DXSZCap | 705.5326 | 235501 | 3195959 | 3363232.2019 | 1178940 | 0 | 1266427 | 0 | 392721.1 | 0 | 4453.27 | 353417.9 | 22783.92 | 160014.3 | 0 | 0 | 0 | 0 | 579034600 | 8136039 | 570898300 | 5708.983 | 167273.2019 | 0 | 227.7511 | 248.1984 | 44379.4927
MsrNResSpltPkgAC-65to134-S13 | PreNResSpltPkgAC-65to-PEYes | Hsp | 2011 | CZ10 | cDXGF | 0 | DXSZCap | 682.4057 | 235501 | 3219572 | 3461478.5428 | 1178940 | 0 | 1266427 | 0 | 416991.3 | 0 | 6323.709 | 350891.4 | 29913.81 | 163099.5 | 0 | 0 | 0 | 0 | 833756200 | 8136039 | 825619600 | 8256.196 | 241906.5428 | 0 | 227.7511 | 248.1984 | 44379.4933
MsrNResSpltPkgAC-65to134-S13 | PreNResSpltPkgAC-65to-PEYes | Hsp | 2011 | CZ11 | cDXGF | 0 | DXSZCap | 680.4571 | 235501 | 3218781 | 3656043.652 | 1178940 | 0 | 1266427 | 0 | 406427.4 | 0 | 11584.87 | 355402.5 | 55661.88 | 149578 | 0 | 0 | 0 | 0 | 1500500000 | 8136039 | 1492364000 | 14923.64 | 437262.652 | 0 | 227.7511 | 248.1984 | 44379.494
MsrNResSpltPkgAC-65to134-S13 | PreNResSpltPkgAC-65to-PEYes | Hsp | 2011 | CZ12 | cDXGF | 0 | DXSZCap | 680.5699 | 235501 | 3108683 | 3567873.772 | 1178940 | 0 | 1266427 | 0 | 299511.7 | 0 | 10755.11 | 353049.1 | 53407.37 | 127806.7 | 0 | 0 | 0 | 0 | 1575340000 | 8136039 | 1567204000 | 15672.04 | 459190.772 | 0 | 227.7511 | 248.1984 | 44379.4946
MsrNResSpltPkgAC-65to134-S13 | PreNResSpltPkgAC-65to-PEYes | Hsp | 2011 | CZ13 | cDXGF | 0 | DXSZCap | 681.1981 | 235501 | 3273258 | 3647394.388 | 1178940 | 0 | 1266427 | 0 | 462848.6 | 0 | 10095.82 | 354947.8 | 45709.99 | 168471 | 0 | 0 | 0 | 0 | 1285052000 | 8136039 | 1276916000 | 12769.16 | 374136.388 | 0 | 227.7511 | 248.1984 | 44379.4953
MsrNResSpltPkgAC-65to134-S13 | PreNResSpltPkgAC-65to-PEYes | Hsp | 2011 | CZ14 | cDXGF | 0 | DXSZCap | 680.5491 | 235501 | 3209036 | 3664212.379 | 1178940 | 0 | 1266427 | 0 | 396997.3 | 0 | 12023.36 | 354650.2 | 54113.82 | 153054.1 | 0 | 0 | 0 | 0 | 1561639000 | 8136039 | 1553503000 | 15535.03 | 455176.379 | 0 | 227.7511 | 248.1984 | 44379.496
MsrNResSpltPkgAC-65to134-S13 | PreNResSpltPkgAC-65to-PEYes | Hsp | 2011 | CZ15 | cDXGF | 0 | DXSZCap | 730.078 | 235501 | 3623444 | 3689919.4005 | 1178940 | 0 | 1266427 | 0 | 820232.1 | 0 | 2738.938 | 355108.3 | 10430.84 | 236937.6 | 0 | 0 | 0 | 0 | 235014600 | 8136039 | 226878500 | 2268.785 | 66475.4005 | 0 | 227.7511 | 248.1984 | 44379.4966
MsrNResSpltPkgAC-65to134-S13 | PreNResSpltPkgAC-65to-PEYes | Hsp | 2011 | CZ16 | cDXGF | 0 | DXSZCap | 680.4572 | 235501 | 2953560 | 4062550.936 | 1178940 | 0 | 1266427 | 0 | 135671.7 | 0 | 21401.19 | 351122.9 | 106142.9 | 86639.25 | 0 | 0 | 0 | 0 | 3793088000 | 8136039 | 3784952000 | 37849.52 | 1108990.936 | 0 | 227.7511 | 248.1984 | 44379.4973
MsrNResSpltPkgAC-65to134-S13 | PreNResSpltPkgAC-65to-PEYes | Hsp | 2015 | CZ01 | cDXGF | 0 | DXSZCap | 680.4572 | 235501 | 2799824 | 3628631.342 | 1166570 | 0 | 1266427 | 0 | 7031.987 | 0 | 18401.05 | 341397.7 | 109678.6 | 8009.213 | 0 | 0 | 0 | 0 | 2836830000 | 8136039 | 2828694000 | 28286.94 | 828807.342 | 0 | 225.3511 | 248.1984 | 44379.4979
MsrNResSpltPkgAC-65to134-S13 | PreNResSpltPkgAC-65to-PEYes | Hsp | 2015 | CZ02 | cDXGF | 0 | DXSZCap | 680.4571 | 235501 | 2971738 | 3511151.586 | 1166570 | 0 | 1266427 | 0 | 175180.6 | 0 | 13306.03 | 350258.9 | 67206.14 | 87540.56 | 0 | 0 | 0 | 0 | 1849138000 | 8136039 | 1841002000 | 18410.02 | 539413.586 | 0 | 225.3511 | 248.1984 | 44379.4986
MsrNResSpltPkgAC-65to134-S13 | PreNResSpltPkgAC-65to-PEYes | Hsp | 2015 | CZ03 | cDXGF | 0 | DXSZCap | 680.4571 | 235501 | 2872762 | 3254026.785 | 1166570 | 0 | 1266427 | 0 | 89697.4 | 0 | 7384.641 | 342688.2 | 50143.38 | 61749.43 | 0 | 0 | 0 | 0 | 1309381000 | 8136039 | 1301245000 | 13012.45 | 381264.785 | 0 | 225.3511 | 248.1984 | 44379.4992
MsrNResSpltPkgAC-65to134-S13 | PreNResSpltPkgAC-65to-PEYes | Hsp | 2015 | CZ04 | cDXGF | 0 | DXSZCap | 680.4571 | 235501 | 3034794 | 3357885.979 | 1166570 | 0 | 1266427 | 0 | 240273.1 | 0 | 7521.494 | 354006.5 | 44430.22 | 117998.6 | 0 | 0 | 0 | 0 | 1110839000 | 8136039 | 1102703000 | 11027.03 | 323091.979 | 0 | 225.3511 | 248.1984 | 44379.4999
MsrNResSpltPkgAC-65to134-S13 | PreNResSpltPkgAC-65to-PEYes | Hsp | 2015 | CZ05 | cDXGF | 0 | DXSZCap | 680.4571 | 235501 | 2899344 | 3263698.29 | 1166570 | 0 | 1266427 | 0 | 109781 | 0 | 8500.493 | 348068.8 | 50493.41 | 73876.82 | 0 | 0 | 0 | 0 | 1251666000 | 8136039 | 1243530000 | 12435.3 | 364354.29 | 0 | 225.3511 | 248.1984 | 44379.5006
MsrNResSpltPkgAC-65to134-S13 | PreNResSpltPkgAC-65to-PEYes | Hsp | 2015 | CZ06 | cDXGF | 0 | DXSZCap | 680.4572 | 235501 | 3093743 | 3237367.1171 | 1166570 | 0 | 1266427 | 0 | 313887 | 0 | 2779.119 | 344086.1 | 20648.07 | 152357.9 | 0 | 0 | 0 | 0 | 498321000 | 8136039 | 490184700 | 4901.847 | 143624.1171 | 0 | 225.3511 | 248.1984 | 44379.5012
MsrNResSpltPkgAC-65to134-S13 | PreNResSpltPkgAC-65to-PEYes | Hsp | 2015 | CZ07 | cDXGF | 0 | DXSZCap | 680.4571 | 235501 | 3054799 | 3144436.5193 | 1166570 | 0 | 1266427 | 0 | 269678.5 | 0 | 1379.031 | 350746.8 | 17145.48 | 148342.2 | 0 | 0 | 0 | 0 | 314066200 | 8136039 | 305930100 | 3059.301 | 89637.5193 | 0 | 225.3511 | 248.1984 | 44379.5019
MsrNResSpltPkgAC-65to134-S13 | PreNResSpltPkgAC-65to-PEYes | Hsp | 2015 | CZ08 | cDXGF | 0 | DXSZCap | 680.486 | 235501 | 3174242 | 3293338.3839 | 1166570 | 0 | 1266427 | 0 | 390973.8 | 0 | 2995.04 | 347281.2 | 17342.4 | 167342.8 | 0 | 0 | 0 | 0 | 414608500 | 8136039 | 406472300 | 4064.723 | 119096.3839 | 0 | 225.3511 | 248.1984 | 44379.5026
MsrNResSpltPkgAC-65to134-S13 | PreNResSpltPkgAC-65to-PEYes | Hsp | 2015 | CZ09 | cDXGF | 0 | DXSZCap | 682.9594 | 235501 | 3145125 | 3311763.8276 | 1166570 | 0 | 1266427 | 0 | 361466 | 0 | 4310.793 | 346352.3 | 22905.55 | 153580.7 | 0 | 0 | 0 | 0 | 576869500 | 8136039 | 568733200 | 5687.332 | 166638.8276 | 0 | 225.3511 | 248.1984 | 44379.5032
MsrNResSpltPkgAC-65to134-S13 | PreNResSpltPkgAC-65to-PEYes | Hsp | 2015 | CZ10 | cDXGF | 0 | DXSZCap | 681.1177 | 235501 | 3195494 | 3435973.2812 | 1166570 | 0 | 1266427 | 0 | 406865.3 | 0 | 6311.743 | 349325 | 30035.67 | 161033.3 | 0 | 0 | 0 | 0 | 828884700 | 8136039 | 820748400 | 8207.484 | 240479.2812 | 0 | 225.3511 | 248.1984 | 44379.5039
MsrNResSpltPkgAC-65to134-S13 | PreNResSpltPkgAC-65to-PEYes | Hsp | 2015 | CZ11 | cDXGF | 0 | DXSZCap | 680.4571 | 235501 | 3195242 | 3624925.035 | 1166570 | 0 | 1266427 | 0 | 396221.7 | 0 | 11584.87 | 354442.3 | 55600.13 | 147729.3 | 0 | 0 | 0 | 0 | 1474631000 | 8136039 | 1466495000 | 14664.95 | 429683.035 | 0 | 225.3511 | 248.1984 | 44379.5046
MsrNResSpltPkgAC-65to134-S13 | PreNResSpltPkgAC-65to-PEYes | Hsp | 2015 | CZ12 | cDXGF | 0 | DXSZCap | 680.4571 | 235501 | 3087013 | 3541509.619 | 1166570 | 0 | 1266427 | 0 | 291277.7 | 0 | 10753.24 | 351989.9 | 53459.05 | 125905.4 | 0 | 0 | 0 | 0 | 1559318000 | 8136039 | 1551183000 | 15511.83 | 454496.619 | 0 | 225.3511 | 248.1984 | 44379.5052
MsrNResSpltPkgAC-65to134-S13 | PreNResSpltPkgAC-65to-PEYes | Hsp | 2015 | CZ13 | cDXGF | 0 | DXSZCap | 680.4767 | 235501 | 3248564 | 3617870.576 | 1166570 | 0 | 1266427 | 0 | 451811.6 | 0 | 10085.14 | 353675.9 | 45673.07 | 166518.3 | 0 | 0 | 0 | 0 | 1268568000 | 8136039 | 1260432000 | 12604.32 | 369306.576 | 0 | 225.3511 | 248.1984 | 44379.5059
MsrNResSpltPkgAC-65to134-S13 | PreNResSpltPkgAC-65to-PEYes | Hsp | 2015 | CZ14 | cDXGF | 0 | DXSZCap | 680.4571 | 235501 | 3185218 | 3637516.533 | 1166570 | 0 | 1266427 | 0 | 386464.9 | 0 | 12021.74 | 353738.7 | 54370.94 | 150995.5 | 0 | 0 | 0 | 0 | 1551816000 | 8136039 | 1543681000 | 15436.81 | 452298.533 | 0 | 225.3511 | 248.1984 | 44379.5066
MsrNResSpltPkgAC-65to134-S13 | PreNResSpltPkgAC-65to-PEYes | Hsp | 2015 | CZ15 | cDXGF | 0 | DXSZCap | 723.1104 | 235501 | 3590609 | 3656678.6834 | 1166570 | 0 | 1266427 | 0 | 801474.3 | 0 | 2712.799 | 353429.9 | 10383.22 | 235002.3 | 0 | 0 | 0 | 0 | 233629900 | 8136039 | 225493800 | 2254.938 | 66069.6834 | 0 | 225.3511 | 248.1984 | 44379.5073
MsrNResSpltPkgAC-65to134-S13 | PreNResSpltPkgAC-65to-PEYes | Hsp | 2015 | CZ16 | cDXGF | 0 | DXSZCap | 680.4572 | 235501 | 2935941 | 4035669.034 | 1166570 | 0 | 1266427 | 0 | 131130.7 | 0 | 21401.19 | 350416.4 | 106584.3 | 84964.68 | 0 | 0 | 0 | 0 | 3761474000 | 8136039 | 3753338000 | 37533.38 | 1099728.034 | 0 | 225.3511 | 248.1984 | 44379.5079
MsrNResSpltPkgAC-65to134-S13 | PreNResSpltPkgAC-65to-PEYes | Hsp | 2017 | CZ01 | cDXGF | 0 | DXSZCap | 680.4572 | 235501 | 2768537 | 3605199.965 | 1135334 | 0 | 1266427 | 0 | 6981.733 | 0 | 18401.05 | 341395.1 | 112071.3 | 7988.481 | 0 | 0 | 0 | 0 | 2863641000 | 8136039 | 2855505000 | 28555.05 | 836662.965 | 0 | 220.226 | 248.1984 | 44379.5086
MsrNResSpltPkgAC-65to134-S13 | PreNResSpltPkgAC-65to-PEYes | Hsp | 2017 | CZ02 | cDXGF | 0 | DXSZCap | 680.4571 | 235501 | 2938522 | 3487620.994 | 1135334 | 0 | 1266427 | 0 | 173318.1 | 0 | 13306.03 | 350138.8 | 68659.02 | 86964.2 | 0 | 0 | 0 | 0 | 1882194000 | 8136039 | 1874058000 | 18740.58 | 549098.994 | 0 | 220.226 | 248.1984 | 44379.5092
MsrNResSpltPkgAC-65to134-S13 | PreNResSpltPkgAC-65to-PEYes | Hsp | 2017 | CZ03 | cDXGF | 0 | DXSZCap | 680.4571 | 235501 | 2840546 | 3230409.163 | 1135334 | 0 | 1266427 | 0 | 88769.88 | 0 | 7384.641 | 342631.2 | 51624.26 | 61388.16 | 0 | 0 | 0 | 0 | 1338727000 | 8136039 | 1330591000 | 13305.91 | 389863.163 | 0 | 220.226 | 248.1984 | 44379.5099
MsrNResSpltPkgAC-65to134-S13 | PreNResSpltPkgAC-65to-PEYes | Hsp | 2017 | CZ04 | cDXGF | 0 | DXSZCap | 680.4571 | 235501 | 3001134 | 3330858.913 | 1135334 | 0 | 1266427 | 0 | 238006 | 0 | 7521.494 | 353846.8 | 45475.54 | 117332.2 | 0 | 0 | 0 | 0 | 1133477000 | 8136039 | 1125341000 | 11253.41 | 329724.913 | 0 | 220.226 | 248.1984 | 44379.5105
MsrNResSpltPkgAC-65to134-S13 | PreNResSpltPkgAC-65to-PEYes | Hsp | 2017 | CZ05 | cDXGF | 0 | DXSZCap | 680.4571 | 235501 | 2866921 | 3234621.35 | 1135334 | 0 | 1266427 | 0 | 108654.1 | 0 | 8500.493 | 348008.4 | 51201.51 | 73497.82 | 0 | 0 | 0 | 0 | 1263086000 | 8136039 | 1254950000 | 12549.5 | 367700.35 | 0 | 220.226 | 248.1984 | 44379.5112
MsrNResSpltPkgAC-65to134-S13 | PreNResSpltPkgAC-65to-PEYes | Hsp | 2017 | CZ06 | cDXGF | 0 | DXSZCap | 680.4572 | 235501 | 3058645 | 3201086.7156 | 1135334 | 0 | 1266427 | 0 | 310092.8 | 0 | 2779.119 | 344012.8 | 20678.03 | 151802.6 | 0 | 0 | 0 | 0 | 494285300 | 8136039 | 486149200 | 4861.492 | 142441.7156 | 0 | 220.226 | 248.1984 | 44379.5119
MsrNResSpltPkgAC-65to134-S13 | PreNResSpltPkgAC-65to-PEYes | Hsp | 2017 | CZ07 | cDXGF | 0 | DXSZCap | 680.4571 | 235501 | 3020554 | 3110571.8626 | 1135334 | 0 | 1266427 | 0 | 266754.6 | 0 | 1379.031 | 350660.8 | 17206.2 | 147812 | 0 | 0 | 0 | 0 | 315364200 | 8136039 | 307228200 | 3072.282 | 90017.8626 | 0 | 220.226 | 248.1984 | 44379.5125
MsrNResSpltPkgAC-65to134-S13 | PreNResSpltPkgAC-65to-PEYes | Hsp | 2017 | CZ08 | cDXGF | 0 | DXSZCap | 680.4859 | 235501 | 3138596 | 3258136.4547 | 1135334 | 0 | 1266427 | 0 | 386699.4 | 0 | 2995.04 | 347140.9 | 17469.1 | 166631.8 | 0 | 0 | 0 | 0 | 416124400 | 8136039 | 407987900 | 4079.879 | 119540.4547 | 0 | 220.226 | 248.1984 | 44379.5132
MsrNResSpltPkgAC-65to134-S13 | PreNResSpltPkgAC-65to-PEYes | Hsp | 2017 | CZ09 | cDXGF | 0 | DXSZCap | 682.771 | 235501 | 3110430 | 3280575.393 | 1135334 | 0 | 1266427 | 0 | 358121.5 | 0 | 4309.599 | 346237 | 23510.41 | 152891.3 | 0 | 0 | 0 | 0 | 588837200 | 8136039 | 580701000 | 5807.01 | 170145.393 | 0 | 220.226 | 248.1984 | 44379.5138
MsrNResSpltPkgAC-65to134-S13 | PreNResSpltPkgAC-65to-PEYes | Hsp | 2017 | CZ10 | cDXGF | 0 | DXSZCap | 681.1177 | 235501 | 3160432 | 3405410.4427 | 1135334 | 0 | 1266427 | 0 | 403208.1 | 0 | 6311.743 | 349153.1 | 30765.55 | 160292 | 0 | 0 | 0 | 0 | 844239900 | 8136039 | 836103900 | 8361.039 | 244978.4427 | 0 | 220.226 | 248.1984 | 44379.5145
MsrNResSpltPkgAC-65to134-S13 | PreNResSpltPkgAC-65to-PEYes | Hsp | 2017 | CZ11 | cDXGF | 0 | DXSZCap | 680.4571 | 235501 | 3160282 | 3595833.532 | 1135334 | 0 | 1266427 | 0 | 392690.9 | 0 | 11584.87 | 354247.5 | 56425.7 | 147084.2 | 0 | 0 | 0 | 0 | 1494660000 | 8136039 | 1486524000 | 14865.24 | 435551.532 | 0 | 220.226 | 248.1984 | 44379.5151
MsrNResSpltPkgAC-65to134-S13 | PreNResSpltPkgAC-65to-PEYes | Hsp | 2017 | CZ12 | cDXGF | 0 | DXSZCap | 680.4571 | 235501 | 3052896 | 3514179.378 | 1135334 | 0 | 1266427 | 0 | 288595.6 | 0 | 10753.24 | 351786.4 | 54474.33 | 125163.2 | 0 | 0 | 0 | 0 | 1582482000 | 8136039 | 1574346000 | 15743.46 | 461283.378 | 0 | 220.226 | 248.1984 | 44379.5158
MsrNResSpltPkgAC-65to134-S13 | PreNResSpltPkgAC-65to-PEYes | Hsp | 2017 | CZ13 | cDXGF | 0 | DXSZCap | 680.4593 | 235501 | 3212956 | 3587797.346 | 1135334 | 0 | 1266427 | 0 | 447684.8 | 0 | 10084.85 | 353425.1 | 46560.88 | 165729.4 | 0 | 0 | 0 | 0 | 1287458000 | 8136039 | 1279322000 | 12793.22 | 374841.346 | 0 | 220.226 | 248.1984 | 44379.5165
MsrNResSpltPkgAC-65to134-S13 | PreNResSpltPkgAC-65to-PEYes | Hsp | 2017 | CZ14 | cDXGF | 0 | DXSZCap | 680.4571 | 235501 | 3150311 | 3609263.856 | 1135334 | 0 | 1266427 | 0 | 382967.8 | 0 | 12021.74 | 353562.6 | 55356.77 | 150287.1 | 0 | 0 | 0 | 0 | 1574528000 | 8136039 | 1566392000 | 15663.92 | 458952.856 | 0 | 220.226 | 248.1984 | 44379.5172
MsrNResSpltPkgAC-65to134-S13 | PreNResSpltPkgAC-65to-PEYes | Hsp | 2017 | CZ15 | cDXGF | 0 | DXSZCap | 721.7075 | 235501 | 3552178 | 3619715.8771 | 1135334 | 0 | 1266427 | 0 | 794469.4 | 0 | 2707.542 | 353240.2 | 10714.73 | 234271.3 | 0 | 0 | 0 | 0 | 238640700 | 8136039 | 230504700 | 2305.047 | 67537.8771 | 0 | 220.226 | 248.1984 | 44379.5178
MsrNResSpltPkgAC-65to134-S13 | PreNResSpltPkgAC-65to-PEYes | Hsp | 2017 | CZ16 | cDXGF | 0 | DXSZCap | 680.4572 | 235501 | 2903167 | 4011536.19 | 1135334 | 0 | 1266427 | 0 | 129762.6 | 0 | 21401.19 | 350242.1 | 107835.1 | 84358.09 | 0 | 0 | 0 | 0 | 3790967000 | 8136039 | 3782830000 | 37828.3 | 1108369.19 | 0 | 220.226 | 248.1984 | 44379.5184
MsrNResSpltPkgAC-65to134-S13 | PreNResSpltPkgAC-65to-PEYes | Hsp | 2020 | CZ01 | cDXGF | 0 | DXSZCap | 680.4572 | 235501 | 2479194 | 3489382.992 | 848496.8 | 0 | 1266427 | 0 | 4859.379 | 0 | 18401.05 | 341013.7 | 136173.9 | 5532.323 | 0 | 0 | 0 | 0 | 3455879000 | 8136039 | 3447744000 | 34477.44 | 1010188.992 | 0 | 168.5133 | 248.1984 | 44379.5191
MsrNResSpltPkgAC-65to134-S13 | PreNResSpltPkgAC-65to-PEYes | Hsp | 2020 | CZ02 | cDXGF | 0 | DXSZCap | 680.4571 | 235501 | 2632253 | 3279933.895 | 848496.8 | 0 | 1266427 | 0 | 155873.6 | 0 | 13306.03 | 348153.7 | 80980.38 | 80205.76 | 0 | 0 | 0 | 0 | 2218650000 | 8136039 | 2210515000 | 22105.15 | 647680.895 | 0 | 168.5133 | 248.1984 | 44379.5198
MsrNResSpltPkgAC-65to134-S13 | PreNResSpltPkgAC-65to-PEYes | Hsp | 2020 | CZ03 | cDXGF | 0 | DXSZCap | 680.4571 | 235501 | 2537951 | 3009724.364 | 848496.8 | 0 | 1266427 | 0 | 75021.2 | 0 | 7384.641 | 340624.2 | 63816.32 | 53021.2 | 0 | 0 | 0 | 0 | 1618284000 | 8136039 | 1610148000 | 16101.48 | 471773.364 | 0 | 168.5133 | 248.1984 | 44379.5204
MsrNResSpltPkgAC-65to134-S13 | PreNResSpltPkgAC-65to-PEYes | Hsp | 2020 | CZ04 | cDXGF | 0 | DXSZCap | 680.4571 | 235501 | 2689151 | 3085247.152 | 848496.8 | 0 | 1266427 | 0 | 215613.3 | 0 | 7521.494 | 351096.3 | 54596.4 | 107974.3 | 0 | 0 | 0 | 0 | 1360000000 | 8136039 | 1351864000 | 13518.64 | 396096.152 | 0 | 168.5133 | 248.1984 | 44379.5211
MsrNResSpltPkgAC-65to134-S13 | PreNResSpltPkgAC-65to-PEYes | Hsp | 2020 | CZ05 | cDXGF | 0 | DXSZCap | 680.4571 | 235501 | 2561629 | 3004791.207 | 848496.8 | 0 | 1266427 | 0 | 92311.13 | 0 | 8500.493 | 345897.6 | 62303.14 | 65138.07 | 0 | 0 | 0 | 0 | 1520634000 | 8136039 | 1512499000 | 15124.99 | 443162.207 | 0 | 168.5133 | 248.1984 | 44379.5217
MsrNResSpltPkgAC-65to134-S13 | PreNResSpltPkgAC-65to-PEYes | Hsp | 2020 | CZ06 | cDXGF | 0 | DXSZCap | 680.4572 | 235501 | 2737569 | 2912787.6294 | 848496.8 | 0 | 1266427 | 0 | 278211.4 | 0 | 2779.119 | 341657.2 | 26002.12 | 142500.5 | 0 | 0 | 0 | 0 | 606152100 | 8136039 | 598015800 | 5980.158 | 175218.6294 | 0 | 168.5133 | 248.1984 | 44379.5224
MsrNResSpltPkgAC-65to134-S13 | PreNResSpltPkgAC-65to-PEYes | Hsp | 2020 | CZ07 | cDXGF | 0 | DXSZCap | 680.4571 | 235501 | 2700002 | 2814234.4667 | 848496.8 | 0 | 1266427 | 0 | 236089.9 | 0 | 1379.031 | 347613.5 | 22139.5 | 135956.2 | 0 | 0 | 0 | 0 | 398007900 | 8136039 | 389871900 | 3898.719 | 114232.4667 | 0 | 168.5133 | 248.1984 | 44379.523
MsrNResSpltPkgAC-65to134-S13 | PreNResSpltPkgAC-65to-PEYes | Hsp | 2020 | CZ08 | cDXGF | 0 | DXSZCap | 680.4571 | 235501 | 2815908 | 2962479.9608 | 848496.8 | 0 | 1266427 | 0 | 353650.7 | 0 | 2994.921 | 344341 | 21908.57 | 157372 | 0 | 0 | 0 | 0 | 508382000 | 8136039 | 500245600 | 5002.456 | 146571.9608 | 0 | 168.5133 | 248.1984 | 44379.5238
MsrNResSpltPkgAC-65to134-S13 | PreNResSpltPkgAC-65to-PEYes | Hsp | 2020 | CZ09 | cDXGF | 0 | DXSZCap | 680.803 | 235501 | 2790487 | 2997076.4948 | 848496.8 | 0 | 1266427 | 0 | 327602.8 | 0 | 4297.18 | 343665.5 | 29226.49 | 144165.6 | 0 | 0 | 0 | 0 | 713220000 | 8136039 | 705083600 | 7050.836 | 206589.4948 | 0 | 168.5133 | 248.1984 | 44379.5244
MsrNResSpltPkgAC-65to134-S13 | PreNResSpltPkgAC-65to-PEYes | Hsp | 2020 | CZ10 | cDXGF | 0 | DXSZCap | 680.6134 | 235501 | 2839619 | 3129692.3109 | 848496.8 | 0 | 1266427 | 0 | 372261.8 | 0 | 6307.084 | 346127.9 | 36800 | 151455.6 | 0 | 0 | 0 | 0 | 998147000 | 8136039 | 990011300 | 9900.113 | 290073.3109 | 0 | 168.5133 | 248.1984 | 44379.5251
MsrNResSpltPkgAC-65to134-S13 | PreNResSpltPkgAC-65to-PEYes | Hsp | 2020 | CZ11 | cDXGF | 0 | DXSZCap | 680.4571 | 235501 | 2843730 | 3358715.297 | 848496.8 | 0 | 1266427 | 0 | 365501.4 | 0 | 11584.87 | 351723.3 | 65900.87 | 139974.9 | 0 | 0 | 0 | 0 | 1765766000 | 8136039 | 1757629000 | 17576.29 | 514985.297 | 0 | 168.5133 | 248.1984 | 44379.5257
MsrNResSpltPkgAC-65to134-S13 | PreNResSpltPkgAC-65to-PEYes | Hsp | 2020 | CZ12 | cDXGF | 0 | DXSZCap | 680.4571 | 235501 | 2739558 | 3279866.115 | 848496.8 | 0 | 1266427 | 0 | 264986 | 0 | 10753.24 | 348897.7 | 63751.74 | 116990.3 | 0 | 0 | 0 | 0 | 1852191000 | 8136039 | 1844055000 | 18440.55 | 540308.115 | 0 | 168.5133 | 248.1984 | 44379.5264
MsrNResSpltPkgAC-65to134-S13 | PreNResSpltPkgAC-65to-PEYes | Hsp | 2020 | CZ13 | cDXGF | 0 | DXSZCap | 680.4571 | 235501 | 2893062 | 3335039.608 | 848496.8 | 0 | 1266427 | 0 | 417673 | 0 | 10084.78 | 350383.4 | 54557.66 | 157867.1 | 0 | 0 | 0 | 0 | 1516591000 | 8136039 | 1508456000 | 15084.56 | 441977.608 | 0 | 168.5133 | 248.1984 | 44379.527
MsrNResSpltPkgAC-65to134-S13 | PreNResSpltPkgAC-65to-PEYes | Hsp | 2020 | CZ14 | cDXGF | 0 | DXSZCap | 680.4571 | 235501 | 2834137 | 3370480.825 | 848496.8 | 0 | 1266427 | 0 | 355986.1 | 0 | 12021.74 | 351208.1 | 64009.8 | 143378.9 | 0 | 0 | 0 | 0 | 1838663000 | 8136039 | 1830525000 | 18305.25 | 536343.825 | 0 | 168.5133 | 248.1984 | 44379.5277
MsrNResSpltPkgAC-65to134-S13 | PreNResSpltPkgAC-65to-PEYes | Hsp | 2020 | CZ15 | cDXGF | 0 | DXSZCap | 712.7371 | 235501 | 3215984 | 3299577.4274 | 848496.8 | 0 | 1266427 | 0 | 747618.4 | 0 | 2673.887 | 350770.4 | 13350.82 | 227270.8 | 0 | 0 | 0 | 0 | 293437800 | 8136039 | 285301800 | 2853.018 | 83593.4274 | 0 | 168.5133 | 248.1984 | 44379.5283
MsrNResSpltPkgAC-65to134-S13 | PreNResSpltPkgAC-65to-PEYes | Hsp | 2020 | CZ16 | cDXGF | 0 | DXSZCap | 680.4572 | 235501 | 2600733 | 3859582.595 | 848496.8 | 0 | 1266427 | 0 | 116348.5 | 0 | 21401.19 | 348063.3 | 120021 | 77892.88 | 0 | 0 | 0 | 0 | 4304550000 | 8136039 | 4296415000 | 42964.15 | 1258849.595 | 0 | 168.5133 | 248.1984 | 44379.5289
MsrNResSpltPkgAC-65to134-S13 | PreNResSpltPkgAC-65to-PEYes | Htl | 1975 | CZ01 | cDXGF | 0 | DXSZCap | 84.7562 | 139998.9 | 991251.3 | 1365649.337 | 189674.3 | 0 | 332258.1 | 222935.7 | 162753 | 0 | 2291.994 | 57513.27 | 35614.95 | 9758.561 | 0 | 23825.97 | 0 | 0 | 1277809000 | 0 | 1277809000 | 12778.09 | 374398.037 | 0 | 114.1271 | 86.8029 | 44379.5295
MsrNResSpltPkgAC-65to134-S13 | PreNResSpltPkgAC-65to-PEYes | Htl | 1975 | CZ02 | cDXGF | 0 | DXSZCap | 70.6256 | 139998.9 | 1137908 | 1340272.2004 | 189674.3 | 0 | 332258.1 | 159198 | 371655.3 | 0 | 1380.516 | 60433.8 | 21878.95 | 29971.18 | 0 | 23308.9 | 0 | 0 | 690662800 | 0 | 690662800 | 6906.628 | 202364.2004 | 0 | 114.1271 | 86.8029 | 44379.53
MsrNResSpltPkgAC-65to134-S13 | PreNResSpltPkgAC-65to-PEYes | Htl | 1975 | CZ03 | cDXGF | 0 | DXSZCap | 87.6202 | 139998.9 | 1003567 | 1198696.21 | 189674.3 | 0 | 332258.1 | 110173.2 | 304132.2 | 0 | 950.8903 | 61572.91 | 22397.94 | 23966.98 | 0 | 4806.624 | 0 | 0 | 665970000 | 0 | 665970000 | 6659.7 | 195129.21 | 0 | 114.1271 | 86.8029 | 44379.5306
MsrNResSpltPkgAC-65to134-S13 | PreNResSpltPkgAC-65to-PEYes | Htl | 1975 | CZ04 | cDXGF | 0 | DXSZCap | 70.6796 | 139998.9 | 1125821 | 1255990.5864 | 189674.3 | 0 | 332258.1 | 97601.21 | 438472.7 | 0 | 781.0695 | 60766.97 | 14825.73 | 36324.12 | 0 | 6268.037 | 0 | 0 | 444264800 | 0 | 444264800 | 4442.648 | 130169.5864 | 0 | 114.1271 | 86.8029 | 44379.5312
MsrNResSpltPkgAC-65to134-S13 | PreNResSpltPkgAC-65to-PEYes | Htl | 1975 | CZ05 | cDXGF | 0 | DXSZCap | 87.2048 | 139998.9 | 1040367 | 1223964.2574 | 189674.3 | 0 | 332258.1 | 109058.1 | 332239.3 | 0 | 1089.385 | 66065.72 | 23276.34 | 27689.68 | 0 | 9983.134 | 0 | 0 | 626611800 | 0 | 626611800 | 6266.118 | 183597.2574 | 0 | 114.1271 | 86.8029 | 44379.5317
MsrNResSpltPkgAC-65to134-S13 | PreNResSpltPkgAC-65to-PEYes | Htl | 1975 | CZ06 | cDXGF | 0 | DXSZCap | 92.0114 | 139998.9 | 1115698 | 1196561.605 | 189674.3 | 0 | 332258.1 | 46568.14 | 475849.7 | 0 | 375.7904 | 70657.81 | 12364.16 | 43495.97 | 0 | 314.7002 | 0 | 0 | 275985000 | 0 | 275985000 | 2759.85 | 80863.605 | 0 | 114.1271 | 86.8029 | 44379.5323
MsrNResSpltPkgAC-65to134-S13 | PreNResSpltPkgAC-65to-PEYes | Htl | 1975 | CZ07 | cDXGF | 0 | DXSZCap | 89.999 | 139998.9 | 1050551 | 1114377.3289 | 189674.3 | 0 | 332258.1 | 33604.14 | 427463.7 | 0 | 182.3921 | 67358.05 | 10929.32 | 39766.39 | 0 | 11.2677 | 0 | 0 | 217837300 | 0 | 217837300 | 2178.373 | 63826.3289 | 0 | 114.1271 | 86.8029 | 44379.5328
MsrNResSpltPkgAC-65to134-S13 | PreNResSpltPkgAC-65to-PEYes | Htl | 1975 | CZ08 | cDXGF | 0 | DXSZCap | 74.9074 | 139998.9 | 1181414 | 1239505.2348 | 189674.3 | 0 | 332258.1 | 44957.9 | 549942.2 | 0 | 329.5855 | 63774.87 | 7899.279 | 46044.57 | 0 | 478.1102 | 0 | 0 | 198263600 | 0 | 198263600 | 1982.636 | 58091.2348 | 0 | 114.1271 | 86.8029 | 44379.5334
MsrNResSpltPkgAC-65to134-S13 | PreNResSpltPkgAC-65to-PEYes | Htl | 1975 | CZ09 | cDXGF | 0 | DXSZCap | 93.3505 | 139998.9 | 1211617 | 1295599.9416 | 189674.3 | 0 | 332258.1 | 55821.57 | 559539 | 0 | 589.1286 | 72801.72 | 12154.8 | 47134.57 | 0 | 934.2244 | 0 | 0 | 286631200 | 0 | 286631200 | 2866.312 | 83982.9416 | 0 | 114.1271 | 86.8029 | 44379.5339
MsrNResSpltPkgAC-65to134-S13 | PreNResSpltPkgAC-65to-PEYes | Htl | 1975 | CZ10 | cDXGF | 0 | DXSZCap | 86.4319 | 139998.9 | 1279072 | 1377364.6807 | 189674.3 | 0 | 332258.1 | 74358.38 | 600759.6 | 0 | 800.812 | 72768.72 | 12694.84 | 49030.54 | 0 | 8453.538 | 0 | 0 | 335469900 | 0 | 335469900 | 3354.699 | 98292.6807 | 0 | 114.1271 | 86.8029 | 44379.5345
MsrNResSpltPkgAC-65to134-S13 | PreNResSpltPkgAC-65to-PEYes | Htl | 1975 | CZ11 | cDXGF | 0 | DXSZCap | 94.3971 | 139998.9 | 1374022 | 1570935.1991 | 189674.3 | 0 | 332258.1 | 155128.3 | 597862.6 | 0 | 1606.975 | 79549.49 | 22604.87 | 47050.41 | 0 | 17943.61 | 0 | 0 | 672058700 | 0 | 672058700 | 6720.587 | 196913.1991 | 0 | 114.1271 | 86.8029 | 44379.5351
MsrNResSpltPkgAC-65to134-S13 | PreNResSpltPkgAC-65to-PEYes | Htl | 1975 | CZ12 | cDXGF | 0 | DXSZCap | 85.1101 | 139998.9 | 1250661 | 1426442.7461 | 189674.3 | 0 | 332258.1 | 136259.1 | 501770.3 | 0 | 1344.671 | 71478.2 | 20201.81 | 40753.06 | 0 | 17877.6 | 0 | 0 | 599937700 | 0 | 599937700 | 5999.377 | 175781.7461 | 0 | 114.1271 | 86.8029 | 44379.5356
MsrNResSpltPkgAC-65to134-S13 | PreNResSpltPkgAC-65to-PEYes | Htl | 1975 | CZ13 | cDXGF | 0 | DXSZCap | 95.5125 | 139998.9 | 1387826 | 1545800.9348 | 189674.3 | 0 | 332258.1 | 114920 | 655910 | 0 | 1415.214 | 80969.05 | 18532.97 | 52334.45 | 0 | 12680.22 | 0 | 0 | 539163600 | 0 | 539163600 | 5391.636 | 157974.9348 | 0 | 114.1271 | 86.8029 | 44379.5362
MsrNResSpltPkgAC-65to134-S13 | PreNResSpltPkgAC-65to-PEYes | Htl | 1975 | CZ14 | cDXGF | 0 | DXSZCap | 95.2275 | 139998.9 | 1399718 | 1581888.992 | 189674.3 | 0 | 332258.1 | 149239.9 | 626032.8 | 0 | 1682 | 81452.57 | 21094.72 | 49992.63 | 0 | 19379.31 | 0 | 0 | 621744000 | 0 | 621744000 | 6217.44 | 182170.992 | 0 | 114.1271 | 86.8029 | 44379.5367
MsrNResSpltPkgAC-65to134-S13 | PreNResSpltPkgAC-65to-PEYes | Htl | 1975 | CZ15 | cDXGF | 0 | DXSZCap | 123.7201 | 139998.9 | 1667309 | 1716919.9944 | 189674.3 | 0 | 332258.1 | 32292.26 | 1015421 | 0 | 464.09 | 97069.63 | 7503.282 | 78158.92 | 0 | 130.7711 | 0 | 0 | 169320800 | 0 | 169320800 | 1693.208 | 49610.9944 | 0 | 114.1271 | 86.8029 | 44379.5373
MsrNResSpltPkgAC-65to134-S13 | PreNResSpltPkgAC-65to-PEYes | Htl | 1975 | CZ16 | cDXGF | 0 | DXSZCap | 92.4498 | 139998.9 | 1369253 | 1783934.142 | 189674.3 | 0 | 332258.1 | 324359.3 | 342077.2 | 0 | 2907.521 | 77018.56 | 37589 | 28289.13 | 0 | 100959.4 | 0 | 0 | 1415294000 | 0 | 1415294000 | 14152.94 | 414681.142 | 0 | 114.1271 | 86.8029 | 44379.5378
MsrNResSpltPkgAC-65to134-S13 | PreNResSpltPkgAC-65to-PEYes | Htl | 1985 | CZ01 | cDXGF | 0 | DXSZCap | 81.8745 | 139998.9 | 895615.4 | 1250184.369 | 189674.3 | 0 | 319336 | 157447.9 | 154475.1 | 0 | 2214.054 | 52771.87 | 31313.82 | 9244.73 | 0 | 19696.23 | 0 | 0 | 1210133000 | 0 | 1210133000 | 12101.33 | 354568.969 | 0 | 114.1271 | 83.4394 | 44379.5384
MsrNResSpltPkgAC-65to134-S13 | PreNResSpltPkgAC-65to-PEYes | Htl | 1985 | CZ02 | cDXGF | 0 | DXSZCap | 69.7535 | 139998.9 | 1101302 | 1298425.6317 | 189674.3 | 0 | 319336 | 142662 | 367594.9 | 0 | 1363.457 | 59075.59 | 20833.48 | 29665.99 | 0 | 21596.09 | 0 | 0 | 672776900 | 0 | 672776900 | 6727.769 | 197123.6317 | 0 | 114.1271 | 83.4394 | 44379.5389
MsrNResSpltPkgAC-65to134-S13 | PreNResSpltPkgAC-65to-PEYes | Htl | 1985 | CZ03 | cDXGF | 0 | DXSZCap | 86.9041 | 139998.9 | 976450.6 | 1166644.0492 | 189674.3 | 0 | 319336 | 97481.06 | 303787.1 | 0 | 943.119 | 60680.07 | 21490.89 | 23854.22 | 0 | 4549.345 | 0 | 0 | 649124400 | 0 | 649124400 | 6491.244 | 190193.4492 | 0 | 114.1271 | 83.4394 | 44379.5395
MsrNResSpltPkgAC-65to134-S13 | PreNResSpltPkgAC-65to-PEYes | Htl | 1985 | CZ04 | cDXGF | 0 | DXSZCap | 69.8006 | 139998.9 | 1095630 | 1222010.4225 | 189674.3 | 0 | 319336 | 86683.5 | 433698.9 | 0 | 771.3497 | 59651.77 | 14098.61 | 35969.78 | 0 | 5813.948 | 0 | 0 | 431332500 | 0 | 431332500 | 4313.325 | 126380.4225 | 0 | 114.1271 | 83.4394 | 44379.54
MsrNResSpltPkgAC-65to134-S13 | PreNResSpltPkgAC-65to-PEYes | Htl | 1985 | CZ05 | cDXGF | 0 | DXSZCap | 86.4838 | 139998.9 | 1012080 | 1190712.4896 | 189674.3 | 0 | 319336 | 96175.74 | 331258.7 | 0 | 1080.385 | 65118.77 | 22344.35 | 27539.38 | 0 | 9435.84 | 0 | 0 | 609667200 | 0 | 609667200 | 6096.672 | 178632.4896 | 0 | 114.1271 | 83.4394 | 44379.5406
MsrNResSpltPkgAC-65to134-S13 | PreNResSpltPkgAC-65to-PEYes | Htl | 1985 | CZ06 | cDXGF | 0 | DXSZCap | 91.2207 | 139998.9 | 1092670 | 1170965.0205 | 189674.3 | 0 | 319336 | 40567.13 | 472547 | 0 | 372.5623 | 69880.44 | 11896.26 | 43204.75 | 0 | 292.9092 | 0 | 0 | 267218500 | 0 | 267218500 | 2672.185 | 78295.0205 | 0 | 114.1271 | 83.4394 | 44379.5411
MsrNResSpltPkgAC-65to134-S13 | PreNResSpltPkgAC-65to-PEYes | Htl | 1985 | CZ07 | cDXGF | 0 | DXSZCap | 89.2502 | 139998.9 | 1029824 | 1091393.0569 | 189674.3 | 0 | 319336 | 28773.56 | 425194.5 | 0 | 180.8758 | 66659.55 | 10503.68 | 39485.09 | 0 | 5.238 | 0 | 0 | 210133300 | 0 | 210133300 | 2101.333 | 61569.0569 | 0 | 114.1271 | 83.4394 | 44379.5417
MsrNResSpltPkgAC-65to134-S13 | PreNResSpltPkgAC-65to-PEYes | Htl | 1985 | CZ08 | cDXGF | 0 | DXSZCap | 73.9996 | 139998.9 | 1154277 | 1210208.8248 | 189674.3 | 0 | 319336 | 39270.41 | 542474.4 | 0 | 325.5908 | 62756.96 | 7505.954 | 45519.08 | 0 | 439.4589 | 0 | 0 | 190893600 | 0 | 190893600 | 1908.936 | 55931.8248 | 0 | 114.1271 | 83.4394 | 44379.5423
MsrNResSpltPkgAC-65to134-S13 | PreNResSpltPkgAC-65to-PEYes | Htl | 1985 | CZ09 | cDXGF | 0 | DXSZCap | 92.2879 | 139998.9 | 1182596 | 1263827.7302 | 189674.3 | 0 | 319336 | 48967.46 | 551522.7 | 0 | 582.4211 | 71652.41 | 11661.47 | 46588.2 | 0 | 860.7576 | 0 | 0 | 277241400 | 0 | 277241400 | 2772.414 | 81231.7302 | 0 | 114.1271 | 83.4394 | 44379.5428
MsrNResSpltPkgAC-65to134-S13 | PreNResSpltPkgAC-65to-PEYes | Htl | 1985 | CZ10 | cDXGF | 0 | DXSZCap | 85.4145 | 139998.9 | 1246392 | 1341565.4906 | 189674.3 | 0 | 319336 | 66050.9 | 591284.8 | 0 | 791.3871 | 71492.04 | 12107.69 | 48427.14 | 0 | 7762.95 | 0 | 0 | 324824200 | 0 | 324824200 | 3248.242 | 95173.4906 | 0 | 114.1271 | 83.4394 | 44379.5434
MsrNResSpltPkgAC-65to134-S13 | PreNResSpltPkgAC-65to-PEYes | Htl | 1985 | CZ11 | cDXGF | 0 | DXSZCap | 93.2678 | 139998.9 | 1332176 | 1524003.4516 | 189674.3 | 0 | 319336 | 140736.8 | 586391.4 | 0 | 1587.739 | 77860.8 | 21676.91 | 46369.7 | 0 | 16589.05 | 0 | 0 | 654701200 | 0 | 654701200 | 6547.012 | 191827.4516 | 0 | 114.1271 | 83.4394 | 44379.5439
MsrNResSpltPkgAC-65to134-S13 | PreNResSpltPkgAC-65to-PEYes | Htl | 1985 | CZ12 | cDXGF | 0 | DXSZCap | 84.0619 | 139998.9 | 1213830 | 1384950.204 | 189674.3 | 0 | 319336 | 122772.9 | 494159.8 | 0 | 1328.098 | 70025.73 | 19336.68 | 40262.17 | 0 | 16533.63 | 0 | 0 | 584028000 | 0 | 584028000 | 5840.28 | 171120.204 | 0 | 114.1271 | 83.4394 | 44379.5445
MsrNResSpltPkgAC-65to134-S13 | PreNResSpltPkgAC-65to-PEYes | Htl | 1985 | CZ13 | cDXGF | 0 | DXSZCap | 94.3791 | 139998.9 | 1347424 | 1501239.2724 | 189674.3 | 0 | 319336 | 103434.6 | 642551.9 | 0 | 1398.403 | 79325.09 | 17772.98 | 51544.11 | 0 | 11703.7 | 0 | 0 | 524966800 | 0 | 524966800 | 5249.668 | 153815.2724 | 0 | 114.1271 | 83.4394 | 44379.5451
MsrNResSpltPkgAC-65to134-S13 | PreNResSpltPkgAC-65to-PEYes | Htl | 1985 | CZ14 | cDXGF | 0 | DXSZCap | 92.0748 | 139998.9 | 1272280 | 1442498.8481 | 189674.3 | 0 | 319336 | 105649.6 | 565827.4 | 0 | 1626.274 | 74992.82 | 18321.34 | 46521.23 | 0 | 15173.46 | 0 | 0 | 580951700 | 0 | 580951700 | 5809.517 | 170218.8481 | 0 | 114.1271 | 83.4394 | 44379.5456
MsrNResSpltPkgAC-65to134-S13 | PreNResSpltPkgAC-65to-PEYes | Htl | 1985 | CZ15 | cDXGF | 0 | DXSZCap | 120.0023 | 139998.9 | 1533744 | 1579106.6995 | 189674.3 | 0 | 319336 | 20215.57 | 913721.2 | 0 | 450.1414 | 90248.68 | 6561.829 | 72584.25 | 0 | 97.5587 | 0 | 0 | 154821500 | 0 | 154821500 | 1548.215 | 45362.6995 | 0 | 114.1271 | 83.4394 | 44379.5462
MsrNResSpltPkgAC-65to134-S13 | PreNResSpltPkgAC-65to-PEYes | Htl | 1985 | CZ16 | cDXGF | 0 | DXSZCap | 89.2048 | 139998.9 | 1226634 | 1621426.888 | 189674.3 | 0 | 319336 | 242116 | 313536.8 | 0 | 2805.438 | 69934.79 | 32418.61 | 26538.22 | 0 | 89230.26 | 0 | 0 | 1347416000 | 0 | 1347416000 | 13474.16 | 394792.888 | 0 | 114.1271 | 83.4394 | 44379.5468
MsrNResSpltPkgAC-65to134-S13 | PreNResSpltPkgAC-65to-PEYes | Htl | 1996 | CZ01 | cDXGF | 0 | DXSZCap | 76.5429 | 139998.9 | 864305.5 | 1205443.935 | 189674.3 | 0 | 306415.2 | 142554.1 | 155467.3 | 0 | 2069.872 | 50126.34 | 29395.51 | 9071.516 | 0 | 17998.78 | 0 | 0 | 1164295000 | 0 | 1164295000 | 11642.95 | 341138.435 | 0 | 114.1271 | 80.0759 | 44379.5473
MsrNResSpltPkgAC-65to134-S13 | PreNResSpltPkgAC-65to-PEYes | Htl | 1996 | CZ02 | cDXGF | 0 | DXSZCap | 68.0423 | 139998.9 | 1070641 | 1267520.7971 | 189674.3 | 0 | 306415.2 | 131946.5 | 363264.2 | 0 | 1330.037 | 57600.76 | 20170.27 | 29061.29 | 0 | 20410.14 | 0 | 0 | 671944700 | 0 | 671944700 | 6719.447 | 196879.7971 | 0 | 114.1271 | 80.0759 | 44379.5479
MsrNResSpltPkgAC-65to134-S13 | PreNResSpltPkgAC-65to-PEYes | Htl | 1996 | CZ03 | cDXGF | 0 | DXSZCap | 84.803 | 139998.9 | 952347.6 | 1142973.7516 | 189674.3 | 0 | 306415.2 | 89469.18 | 302138.6 | 0 | 920.3173 | 59354.31 | 20954.54 | 23297.88 | 0 | 4375.966 | 0 | 0 | 650601200 | 0 | 650601200 | 6506.012 | 190626.1516 | 0 | 114.1271 | 80.0759 | 44379.5484
MsrNResSpltPkgAC-65to134-S13 | PreNResSpltPkgAC-65to-PEYes | Htl | 1996 | CZ04 | cDXGF | 0 | DXSZCap | 68.112 | 139998.9 | 1068807 | 1195247.4582 | 189674.3 | 0 | 306415.2 | 79705.13 | 428460.9 | 0 | 752.7053 | 58298.93 | 13709.95 | 35226.16 | 0 | 5500.309 | 0 | 0 | 431537400 | 0 | 431537400 | 4315.374 | 126440.4582 | 0 | 114.1271 | 80.0759 | 44379.5489
MsrNResSpltPkgAC-65to134-S13 | PreNResSpltPkgAC-65to-PEYes | Htl | 1996 | CZ05 | cDXGF | 0 | DXSZCap | 84.338 | 139998.9 | 986972.9 | 1165962.8496 | 189674.3 | 0 | 306415.2 | 87993.28 | 329050.5 | 0 | 1053.58 | 63714.27 | 21790.06 | 26932.16 | 0 | 9072.272 | 0 | 0 | 610887200 | 0 | 610887200 | 6108.872 | 178989.9496 | 0 | 114.1271 | 80.0759 | 44379.5495
MsrNResSpltPkgAC-65to134-S13 | PreNResSpltPkgAC-65to-PEYes | Htl | 1996 | CZ06 | cDXGF | 0 | DXSZCap | 87.7838 | 139998.9 | 1026114 | 1110059.3204 | 189674.3 | 0 | 306415.2 | 47489.74 | 416031.7 | 0 | 358.5243 | 65811.74 | 12539.73 | 39209.45 | 0 | 332.6012 | 0 | 0 | 286502800 | 0 | 286502800 | 2865.028 | 83945.3204 | 0 | 114.1271 | 80.0759 | 44379.55
MsrNResSpltPkgAC-65to134-S13 | PreNResSpltPkgAC-65to-PEYes | Htl | 1996 | CZ07 | cDXGF | 0 | DXSZCap | 85.964 | 139998.9 | 966810.2 | 1033403.3572 | 189674.3 | 0 | 306415.2 | 34211.94 | 373486.6 | 0 | 174.2159 | 62839.37 | 11148.45 | 35854.15 | 0 | 9.1234 | 0 | 0 | 227280400 | 0 | 227280400 | 2272.804 | 66593.1572 | 0 | 114.1271 | 80.0759 | 44379.5506
MsrNResSpltPkgAC-65to134-S13 | PreNResSpltPkgAC-65to-PEYes | Htl | 1996 | CZ08 | cDXGF | 0 | DXSZCap | 71.8204 | 139998.9 | 1094748 | 1155095.8329 | 189674.3 | 0 | 306415.2 | 45521.9 | 492894.1 | 0 | 316.0106 | 59443.37 | 8008.042 | 42138.14 | 0 | 483.2415 | 0 | 0 | 205965300 | 0 | 205965300 | 2059.653 | 60347.8329 | 0 | 114.1271 | 80.0759 | 44379.5511
MsrNResSpltPkgAC-65to134-S13 | PreNResSpltPkgAC-65to-PEYes | Htl | 1996 | CZ09 | cDXGF | 0 | DXSZCap | 89.902 | 139998.9 | 1117098 | 1202721.8881 | 189674.3 | 0 | 306415.2 | 53995.21 | 497530.5 | 0 | 567.3745 | 68011.82 | 12117.25 | 43033.93 | 0 | 904.1659 | 0 | 0 | 292231700 | 0 | 292231700 | 2922.317 | 85623.8881 | 0 | 114.1271 | 80.0759 | 44379.5517
MsrNResSpltPkgAC-65to134-S13 | PreNResSpltPkgAC-65to-PEYes | Htl | 1996 | CZ10 | cDXGF | 0 | DXSZCap | 82.9043 | 139998.9 | 1181771 | 1281665.3359 | 189674.3 | 0 | 306415.2 | 72179.85 | 536660.9 | 0 | 768.1348 | 67796.93 | 12571.73 | 44792.41 | 0 | 8275.213 | 0 | 0 | 340936300 | 0 | 340936300 | 3409.363 | 99894.3359 | 0 | 114.1271 | 80.0759 | 44379.5522
MsrNResSpltPkgAC-65to134-S13 | PreNResSpltPkgAC-65to-PEYes | Htl | 1996 | CZ11 | cDXGF | 0 | DXSZCap | 84.5988 | 139998.9 | 1163936 | 1341876.6873 | 189674.3 | 0 | 306415.2 | 108848.8 | 476374.8 | 0 | 1440.162 | 67288.23 | 19065.8 | 39313.01 | 0 | 13894.49 | 0 | 0 | 607306100 | 0 | 607306100 | 6073.061 | 177940.6873 | 0 | 114.1271 | 80.0759 | 44379.5528
MsrNResSpltPkgAC-65to134-S13 | PreNResSpltPkgAC-65to-PEYes | Htl | 1996 | CZ12 | cDXGF | 0 | DXSZCap | 75.7655 | 139998.9 | 1066285 | 1225245.5575 | 189674.3 | 0 | 306415.2 | 96319.2 | 397915.4 | 0 | 1197.051 | 60325.58 | 16996.46 | 33892.35 | 0 | 14438.42 | 0 | 0 | 542527500 | 0 | 542527500 | 5425.275 | 158960.5575 | 0 | 114.1271 | 80.0759 | 44379.5534
MsrNResSpltPkgAC-65to134-S13 | PreNResSpltPkgAC-65to-PEYes | Htl | 1996 | CZ13 | cDXGF | 0 | DXSZCap | 85.6837 | 139998.9 | 1184676 | 1328678.9075 | 189674.3 | 0 | 306415.2 | 81062.53 | 527259.3 | 0 | 1269.62 | 68917.8 | 15799.29 | 44086.05 | 0 | 10077.2 | 0 | 0 | 491477500 | 0 | 491477500 | 4914.775 | 144002.9075 | 0 | 114.1271 | 80.0759 | 44379.5539
MsrNResSpltPkgAC-65to134-S13 | PreNResSpltPkgAC-65to-PEYes | Htl | 1996 | CZ14 | cDXGF | 0 | DXSZCap | 85.5062 | 139998.9 | 1179801 | 1345280.1336 | 189674.3 | 0 | 306415.2 | 105742.3 | 492532 | 0 | 1510.4 | 68610.14 | 17871.96 | 41333.83 | 0 | 15316.32 | 0 | 0 | 564775200 | 0 | 564775200 | 5647.752 | 165479.1336 | 0 | 114.1271 | 80.0759 | 44379.5545
MsrNResSpltPkgAC-65to134-S13 | PreNResSpltPkgAC-65to-PEYes | Htl | 1996 | CZ15 | cDXGF | 0 | DXSZCap | 112.8915 | 139998.9 | 1422324 | 1466101.8039 | 189674.3 | 0 | 306415.2 | 19805.4 | 822810.1 | 0 | 423.4516 | 83100.34 | 6297.863 | 66334.66 | 0 | 95.567 | 0 | 0 | 149412300 | 0 | 149412300 | 1494.123 | 43777.8039 | 0 | 114.1271 | 80.0759 | 44379.5551
MsrNResSpltPkgAC-65to134-S13 | PreNResSpltPkgAC-65to-PEYes | Htl | 1996 | CZ16 | cDXGF | 0 | DXSZCap | 83.2519 | 139998.9 | 1184447 | 1565691.568 | 189674.3 | 0 | 306415.2 | 224128.5 | 309618.7 | 0 | 2618.251 | 66510.45 | 30452.94 | 25633.13 | 0 | 85481.89 | 0 | 0 | 1301176000 | 0 | 1301176000 | 13011.76 | 381244.568 | 0 | 114.1271 | 80.0759 | 44379.5556
MsrNResSpltPkgAC-65to134-S13 | PreNResSpltPkgAC-65to-PEYes | Htl | 2003 | CZ01 | cDXGF | 0 | DXSZCap | 63.2907 | 139998.9 | 772333.3 | 1120253.806 | 189674.3 | 0 | 293493.5 | 148204.1 | 79954.13 | 0 | 1711.517 | 40848.99 | 27727.58 | 4873.413 | 0 | 18446.49 | 0 | 0 | 1187442000 | 0 | 1187442000 | 11874.42 | 347920.506 | 0 | 114.1271 | 76.7125 | 44379.5562
MsrNResSpltPkgAC-65to134-S13 | PreNResSpltPkgAC-65to-PEYes | Htl | 2003 | CZ02 | cDXGF | 0 | DXSZCap | 55.2834 | 139998.9 | 855639.9 | 1032726.6388 | 189674.3 | 0 | 293493.5 | 97388.52 | 212831.1 | 0 | 1080.572 | 42578.93 | 16693.96 | 19227.45 | 0 | 18592.61 | 0 | 0 | 604391600 | 0 | 604391600 | 6043.916 | 177086.7388 | 0 | 114.1271 | 76.7125 | 44379.5567
MsrNResSpltPkgAC-65to134-S13 | PreNResSpltPkgAC-65to-PEYes | Htl | 2003 | CZ03 | cDXGF | 0 | DXSZCap | 68.612 | 139998.9 | 767186.6 | 949305.8189 | 189674.3 | 0 | 293493.5 | 63057.93 | 172090.9 | 0 | 744.6127 | 44344.63 | 17832.23 | 14764.3 | 0 | 3780.269 | 0 | 0 | 621567300 | 0 | 621567300 | 6215.673 | 182119.2189 | 0 | 114.1271 | 76.7125 | 44379.5573
MsrNResSpltPkgAC-65to134-S13 | PreNResSpltPkgAC-65to-PEYes | Htl | 2003 | CZ04 | cDXGF | 0 | DXSZCap | 57.3265 | 139998.9 | 865205.4 | 982501.0645 | 189674.3 | 0 | 293493.5 | 59455.69 | 272347.3 | 0 | 633.5494 | 44366.71 | 11694.49 | 24990.23 | 0 | 5234.277 | 0 | 0 | 400326500 | 0 | 400326500 | 4003.265 | 117295.6645 | 0 | 114.1271 | 76.7125 | 44379.5579
MsrNResSpltPkgAC-65to134-S13 | PreNResSpltPkgAC-65to-PEYes | Htl | 2003 | CZ05 | cDXGF | 0 | DXSZCap | 68.0977 | 139998.9 | 792546 | 963543.1147 | 189674.3 | 0 | 293493.5 | 64355.91 | 186989.4 | 0 | 850.698 | 49441.25 | 19641.19 | 17872.73 | 0 | 7740.602 | 0 | 0 | 583607900 | 0 | 583607900 | 5836.079 | 170997.1147 | 0 | 114.1271 | 76.7125 | 44379.5584
MsrNResSpltPkgAC-65to134-S13 | PreNResSpltPkgAC-65to-PEYes | Htl | 2003 | CZ06 | cDXGF | 0 | DXSZCap | 72.3766 | 139998.9 | 872288.5 | 948239.1396 | 189674.3 | 0 | 293493.5 | 27541.76 | 308160.6 | 0 | 295.5988 | 52927.12 | 10337.83 | 31029.97 | 0 | 195.1501 | 0 | 0 | 259217200 | 0 | 259217200 | 2592.172 | 75950.6396 | 0 | 114.1271 | 76.7125 | 44379.559
MsrNResSpltPkgAC-65to134-S13 | PreNResSpltPkgAC-65to-PEYes | Htl | 2003 | CZ07 | cDXGF | 0 | DXSZCap | 70.9965 | 139998.9 | 830183.2 | 890508.5598 | 189674.3 | 0 | 293493.5 | 19349.34 | 276598.8 | 0 | 143.8823 | 50921.94 | 9352.813 | 28554.81 | 0 | 1.1397 | 0 | 0 | 205888600 | 0 | 205888600 | 2058.886 | 60325.3598 | 0 | 114.1271 | 76.7125 | 44379.5595
MsrNResSpltPkgAC-65to134-S13 | PreNResSpltPkgAC-65to-PEYes | Htl | 2003 | CZ08 | cDXGF | 0 | DXSZCap | 61.4323 | 139998.9 | 927074 | 979421.8488 | 189674.3 | 0 | 293493.5 | 27678.66 | 367754.2 | 0 | 270.2778 | 47790.08 | 6393.248 | 33593.77 | 0 | 412.7397 | 0 | 0 | 178661600 | 0 | 178661600 | 1786.616 | 52347.8488 | 0 | 114.1271 | 76.7125 | 44379.5601
MsrNResSpltPkgAC-65to134-S13 | PreNResSpltPkgAC-65to-PEYes | Htl | 2003 | CZ09 | cDXGF | 0 | DXSZCap | 79.5803 | 139998.9 | 943676.3 | 1021776.622 | 189674.3 | 0 | 293493.5 | 34609.91 | 368381 | 0 | 502.2139 | 56271.24 | 10390.17 | 34483.11 | 0 | 743.7008 | 0 | 0 | 266554000 | 0 | 266554000 | 2665.54 | 78100.322 | 0 | 114.1271 | 76.7125 | 44379.5606
MsrNResSpltPkgAC-65to134-S13 | PreNResSpltPkgAC-65to-PEYes | Htl | 2003 | CZ10 | cDXGF | 0 | DXSZCap | 69.8439 | 139998.9 | 958621.6 | 1044037.5753 | 189674.3 | 0 | 293493.5 | 42224.7 | 373102.1 | 0 | 647.0792 | 52744.27 | 9876.833 | 34022.54 | 0 | 6735.665 | 0 | 0 | 291522100 | 0 | 291522100 | 2915.221 | 85415.9753 | 0 | 114.1271 | 76.7125 | 44379.5612
MsrNResSpltPkgAC-65to134-S13 | PreNResSpltPkgAC-65to-PEYes | Htl | 2003 | CZ11 | cDXGF | 0 | DXSZCap | 76.7482 | 139998.9 | 1020839 | 1193312.3366 | 189674.3 | 0 | 293493.5 | 92582.34 | 372549.9 | 0 | 1306.52 | 58114.46 | 17543.48 | 32663.72 | 0 | 13117.52 | 0 | 0 | 588646200 | 0 | 588646200 | 5886.462 | 172473.3366 | 0 | 114.1271 | 76.7125 | 44379.5617
MsrNResSpltPkgAC-65to134-S13 | PreNResSpltPkgAC-65to-PEYes | Htl | 2003 | CZ12 | cDXGF | 0 | DXSZCap | 68.0475 | 139998.9 | 938023.9 | 1092149.0785 | 189674.3 | 0 | 293493.5 | 83178.66 | 304981.9 | 0 | 1075.16 | 51672.78 | 15627.17 | 27699.31 | 0 | 13947.18 | 0 | 0 | 526024500 | 0 | 526024500 | 5260.245 | 154125.1785 | 0 | 114.1271 | 76.7125 | 44379.5623
MsrNResSpltPkgAC-65to134-S13 | PreNResSpltPkgAC-65to-PEYes | Htl | 2003 | CZ13 | cDXGF | 0 | DXSZCap | 77.7635 | 139998.9 | 1041920 | 1182513.706 | 189674.3 | 0 | 293493.5 | 70157.11 | 418101.7 | 0 | 1152.301 | 59680.83 | 14662.21 | 37028.22 | 0 | 9660.054 | 0 | 0 | 479842000 | 0 | 479842000 | 4798.42 | 140593.706 | 0 | 114.1271 | 76.7125 | 44379.5629
MsrNResSpltPkgAC-65to134-S13 | PreNResSpltPkgAC-65to-PEYes | Htl | 2003 | CZ14 | cDXGF | 0 | DXSZCap | 78.3817 | 139998.9 | 1043114 | 1213465.665 | 189674.3 | 0 | 293493.5 | 118647.7 | 361569.3 | 0 | 1384.648 | 59686.1 | 18399.38 | 33016.68 | 0 | 18658.4 | 0 | 0 | 581405000 | 0 | 581405000 | 5814.05 | 170351.665 | 0 | 114.1271 | 76.7125 | 44379.5634
MsrNResSpltPkgAC-65to134-S13 | PreNResSpltPkgAC-65to-PEYes | Htl | 2003 | CZ15 | cDXGF | 0 | DXSZCap | 105.383 | 139998.9 | 1245248 | 1290283.0376 | 189674.3 | 0 | 293493.5 | 21745.18 | 667152.1 | 0 | 395.2742 | 72687.67 | 6334.07 | 56731.88 | 0 | 99.7565 | 0 | 0 | 153703200 | 0 | 153703200 | 1537.032 | 45035.0376 | 0 | 114.1271 | 76.7125 | 44379.564
MsrNResSpltPkgAC-65to134-S13 | PreNResSpltPkgAC-65to-PEYes | Htl | 2003 | CZ16 | cDXGF | 0 | DXSZCap | 69.2519 | 139998.9 | 1068077 | 1453205.283 | 189674.3 | 0 | 293493.5 | 234284.2 | 196448.9 | 0 | 2178.028 | 55435.86 | 29582.81 | 18224.27 | 0 | 96562.47 | 0 | 0 | 1314431000 | 0 | 1314431000 | 13144.31 | 385128.283 | 0 | 114.1271 | 76.7125 | 44379.5646
MsrNResSpltPkgAC-65to134-S13 | PreNResSpltPkgAC-65to-PEYes | Htl | 2007 | CZ01 | cDXGF | 0 | DXSZCap | 63.2892 | 139998.9 | 751565.7 | 1098804.395 | 189674.3 | 0 | 293493.5 | 136700.6 | 70841.85 | 0 | 1711.478 | 40808.57 | 27673.92 | 4875.098 | 0 | 18335.16 | 0 | 0 | 1185115000 | 0 | 1185115000 | 11851.15 | 347238.695 | 0 | 114.1271 | 76.7125 | 44379.5652
MsrNResSpltPkgAC-65to134-S13 | PreNResSpltPkgAC-65to-PEYes | Htl | 2007 | CZ02 | cDXGF | 0 | DXSZCap | 55.243 | 139998.9 | 826018.6 | 1002870.0598 | 189674.3 | 0 | 293493.5 | 89918.14 | 190801.5 | 0 | 1079.785 | 42529.73 | 16664.95 | 19215.29 | 0 | 18521.3 | 0 | 0 | 603588600 | 0 | 603588600 | 6035.886 | 176851.4598 | 0 | 114.1271 | 76.7125 | 44379.5657
MsrNResSpltPkgAC-65to134-S13 | PreNResSpltPkgAC-65to-PEYes | Htl | 2007 | CZ03 | cDXGF | 0 | DXSZCap | 68.6094 | 139998.9 | 743618.9 | 925328.7686 | 189674.3 | 0 | 293493.5 | 58180.82 | 153449.5 | 0 | 744.5806 | 44326.9 | 17808.38 | 14763.43 | 0 | 3748.816 | 0 | 0 | 620170200 | 0 | 620170200 | 6201.702 | 181709.8686 | 0 | 114.1271 | 76.7125 | 44379.5663
MsrNResSpltPkgAC-65to134-S13 | PreNResSpltPkgAC-65to-PEYes | Htl | 2007 | CZ04 | cDXGF | 0 | DXSZCap | 57.2875 | 139998.9 | 832565.9 | 949589.3968 | 189674.3 | 0 | 293493.5 | 54867.66 | 244365 | 0 | 633.1194 | 44324.49 | 11670.64 | 24976.77 | 0 | 5207.582 | 0 | 0 | 399397600 | 0 | 399397600 | 3993.976 | 117023.4968 | 0 | 114.1271 | 76.7125 | 44379.5668
MsrNResSpltPkgAC-65to134-S13 | PreNResSpltPkgAC-65to-PEYes | Htl | 2007 | CZ05 | cDXGF | 0 | DXSZCap | 68.0949 | 139998.9 | 767573.2 | 938266.9132 | 189674.3 | 0 | 293493.5 | 59425.3 | 167008 | 0 | 850.6652 | 49424.89 | 19619.07 | 17871.73 | 0 | 7696.188 | 0 | 0 | 582572400 | 0 | 582572400 | 5825.724 | 170693.7132 | 0 | 114.1271 | 76.7125 | 44379.5674
MsrNResSpltPkgAC-65to134-S13 | PreNResSpltPkgAC-65to-PEYes | Htl | 2007 | CZ06 | cDXGF | 0 | DXSZCap | 72.3766 | 139998.9 | 838933.8 | 914884.4396 | 189674.3 | 0 | 293493.5 | 25540.38 | 276806.2 | 0 | 295.5988 | 52927.12 | 10337.83 | 31029.97 | 0 | 196.253 | 0 | 0 | 259217200 | 0 | 259217200 | 2592.172 | 75950.6396 | 0 | 114.1271 | 76.7125 | 44379.5679
MsrNResSpltPkgAC-65to134-S13 | PreNResSpltPkgAC-65to-PEYes | Htl | 2007 | CZ07 | cDXGF | 0 | DXSZCap | 70.9965 | 139998.9 | 800270.5 | 860595.8598 | 189674.3 | 0 | 293493.5 | 17943.4 | 248092.1 | 0 | 143.8823 | 50921.94 | 9352.813 | 28554.81 | 0 | 1.1397 | 0 | 0 | 205888600 | 0 | 205888600 | 2058.886 | 60325.3598 | 0 | 114.1271 | 76.7125 | 44379.5685
MsrNResSpltPkgAC-65to134-S13 | PreNResSpltPkgAC-65to-PEYes | Htl | 2007 | CZ08 | cDXGF | 0 | DXSZCap | 61.4323 | 139998.9 | 888230.8 | 940578.6488 | 189674.3 | 0 | 293493.5 | 25667.23 | 330921 | 0 | 270.2778 | 47790.08 | 6393.248 | 33593.77 | 0 | 414.2672 | 0 | 0 | 178661600 | 0 | 178661600 | 1786.616 | 52347.8488 | 0 | 114.1271 | 76.7125 | 44379.5691
MsrNResSpltPkgAC-65to134-S13 | PreNResSpltPkgAC-65to-PEYes | Htl | 2007 | CZ09 | cDXGF | 0 | DXSZCap | 79.5803 | 139998.9 | 904152.4 | 982252.722 | 189674.3 | 0 | 293493.5 | 32094.23 | 331367.6 | 0 | 502.2139 | 56271.24 | 10390.17 | 34483.11 | 0 | 748.6664 | 0 | 0 | 266554000 | 0 | 266554000 | 2665.54 | 78100.322 | 0 | 114.1271 | 76.7125 | 44379.5696
MsrNResSpltPkgAC-65to134-S13 | PreNResSpltPkgAC-65to-PEYes | Htl | 2007 | CZ10 | cDXGF | 0 | DXSZCap | 69.8038 | 139998.9 | 917913.3 | 1003111.84 | 189674.3 | 0 | 293493.5 | 38974.06 | 335707.3 | 0 | 646.7109 | 52696.59 | 9859.111 | 33997.61 | 0 | 6720.41 | 0 | 0 | 290780000 | 0 | 290780000 | 2907.8 | 85198.54 | 0 | 114.1271 | 76.7125 | 44379.5702
MsrNResSpltPkgAC-65to134-S13 | PreNResSpltPkgAC-65to-PEYes | Htl | 2007 | CZ11 | cDXGF | 0 | DXSZCap | 76.6989 | 139998.9 | 976304.2 | 1148231.8241 | 189674.3 | 0 | 293493.5 | 85259.49 | 335490.8 | 0 | 1305.684 | 58034.71 | 17493.41 | 32633.26 | 0 | 13045.35 | 0 | 0 | 586783700 | 0 | 586783700 | 5867.837 | 171927.6241 | 0 | 114.1271 | 76.7125 | 44379.5707
MsrNResSpltPkgAC-65to134-S13 | PreNResSpltPkgAC-65to-PEYes | Htl | 2007 | CZ12 | cDXGF | 0 | DXSZCap | 68.0038 | 139998.9 | 900376.3 | 1054097.1971 | 189674.3 | 0 | 293493.5 | 76668.03 | 273975 | 0 | 1074.463 | 51610.22 | 15590.42 | 27679.16 | 0 | 13880.7 | 0 | 0 | 524644700 | 0 | 524644700 | 5246.447 | 153720.8971 | 0 | 114.1271 | 76.7125 | 44379.5713
MsrNResSpltPkgAC-65to134-S13 | PreNResSpltPkgAC-65to-PEYes | Htl | 2007 | CZ13 | cDXGF | 0 | DXSZCap | 77.7106 | 139998.9 | 994487.9 | 1134644.8895 | 189674.3 | 0 | 293493.5 | 64618.55 | 376340.7 | 0 | 1151.518 | 59598.6 | 14624.08 | 36985.05 | 0 | 9610.412 | 0 | 0 | 478351500 | 0 | 478351500 | 4783.515 | 140156.9895 | 0 | 114.1271 | 76.7125 | 44379.5719
MsrNResSpltPkgAC-65to134-S13 | PreNResSpltPkgAC-65to-PEYes | Htl | 2007 | CZ14 | cDXGF | 0 | DXSZCap | 78.3267 | 139998.9 | 997718.7 | 1167622.0164 | 189674.3 | 0 | 293493.5 | 109404.5 | 325609.8 | 0 | 1383.673 | 59600.2 | 18344.89 | 32984.96 | 0 | 18552.26 | 0 | 0 | 579874800 | 0 | 579874800 | 5798.748 | 169903.3164 | 0 | 114.1271 | 76.7125 | 44379.5724
MsrNResSpltPkgAC-65to134-S13 | PreNResSpltPkgAC-65to-PEYes | Htl | 2007 | CZ15 | cDXGF | 0 | DXSZCap | 105.3121 | 139998.9 | 1178855 | 1223663.9295 | 189674.3 | 0 | 293493.5 | 20068.65 | 602530.8 | 0 | 395.0091 | 72592.34 | 6316.32 | 56654.69 | 0 | 99.8495 | 0 | 0 | 152931500 | 0 | 152931500 | 1529.315 | 44808.9295 | 0 | 114.1271 | 76.7125 | 44379.573
MsrNResSpltPkgAC-65to134-S13 | PreNResSpltPkgAC-65to-PEYes | Htl | 2007 | CZ16 | cDXGF | 0 | DXSZCap | 69.2488 | 139998.9 | 1027938 | 1412346.675 | 189674.3 | 0 | 293493.5 | 215872.4 | 175628 | 0 | 2177.937 | 55333.43 | 29477.47 | 18215.18 | 0 | 95758.23 | 0 | 0 | 1311975000 | 0 | 1311975000 | 13119.75 | 384408.675 | 0 | 114.1271 | 76.7125 | 44379.5736
MsrNResSpltPkgAC-65to134-S13 | PreNResSpltPkgAC-65to-PEYes | Htl | 2011 | CZ01 | cDXGF | 0 | DXSZCap | 62.7129 | 139998.9 | 732972.8 | 1061552.962 | 189674.3 | 0 | 293493.5 | 118818.6 | 73075.38 | 0 | 1695.898 | 39786.93 | 26146.3 | 5033.033 | 0 | 16428.06 | 0 | 0 | 1121434000 | 0 | 1121434000 | 11214.34 | 328580.162 | 0 | 114.1271 | 76.7125 | 44379.5741
MsrNResSpltPkgAC-65to134-S13 | PreNResSpltPkgAC-65to-PEYes | Htl | 2011 | CZ02 | cDXGF | 0 | DXSZCap | 54.6995 | 139998.9 | 810457.7 | 982164.8123 | 189674.3 | 0 | 293493.5 | 77666 | 190153.2 | 0 | 1069.152 | 41622.67 | 15795.03 | 19165.67 | 0 | 16778.58 | 0 | 0 | 586031100 | 0 | 586031100 | 5860.311 | 171707.1123 | 0 | 114.1271 | 76.7125 | 44379.5746
MsrNResSpltPkgAC-65to134-S13 | PreNResSpltPkgAC-65to-PEYes | Htl | 2011 | CZ03 | cDXGF | 0 | DXSZCap | 68.0188 | 139998.9 | 732640.6 | 906940.8209 | 189674.3 | 0 | 293493.5 | 45201.41 | 156804.7 | 0 | 738.1716 | 43600.9 | 16707.73 | 14969.86 | 0 | 3127.248 | 0 | 0 | 594881300 | 0 | 594881300 | 5948.813 | 174300.2209 | 0 | 114.1271 | 76.7125 | 44379.5752
MsrNResSpltPkgAC-65to134-S13 | PreNResSpltPkgAC-65to-PEYes | Htl | 2011 | CZ04 | cDXGF | 0 | DXSZCap | 56.4848 | 139998.9 | 817833.9 | 929332.6181 | 189674.3 | 0 | 293493.5 | 43232.18 | 242968.4 | 0 | 624.2444 | 43322.79 | 10799.01 | 24888.02 | 0 | 4518.121 | 0 | 0 | 380541700 | 0 | 380541700 | 3805.417 | 111498.7181 | 0 | 114.1271 | 76.7125 | 44379.5758
MsrNResSpltPkgAC-65to134-S13 | PreNResSpltPkgAC-65to-PEYes | Htl | 2011 | CZ05 | cDXGF | 0 | DXSZCap | 67.5031 | 139998.9 | 755381.1 | 919216.2106 | 189674.3 | 0 | 293493.5 | 46540.94 | 169801 | 0 | 843.2723 | 48655.43 | 18529.92 | 18045.23 | 0 | 6372.335 | 0 | 0 | 559164200 | 0 | 559164200 | 5591.642 | 163835.1106 | 0 | 114.1271 | 76.7125 | 44379.5763
MsrNResSpltPkgAC-65to134-S13 | PreNResSpltPkgAC-65to-PEYes | Htl | 2011 | CZ06 | cDXGF | 0 | DXSZCap | 71.7006 | 139998.9 | 833089.4 | 905630.8967 | 189674.3 | 0 | 293493.5 | 19621.34 | 277494.7 | 0 | 292.8381 | 52363.27 | 9789.602 | 31049.79 | 0 | 149.5942 | 0 | 0 | 247581900 | 0 | 247581900 | 2475.819 | 72541.4967 | 0 | 114.1271 | 76.7125 | 44379.5769
MsrNResSpltPkgAC-65to134-S13 | PreNResSpltPkgAC-65to-PEYes | Htl | 2011 | CZ07 | cDXGF | 0 | DXSZCap | 70.368 | 139998.9 | 796558.1 | 853799.3711 | 189674.3 | 0 | 293493.5 | 13260.72 | 249502 | 0 | 142.6087 | 50484.47 | 8854.13 | 28627.21 | 0 | 0.33059 | 0 | 0 | 195362700 | 0 | 195362700 | 1953.627 | 57241.2711 | 0 | 114.1271 | 76.7125 | 44379.5774
MsrNResSpltPkgAC-65to134-S13 | PreNResSpltPkgAC-65to-PEYes | Htl | 2011 | CZ08 | cDXGF | 0 | DXSZCap | 60.6044 | 139998.9 | 877867.6 | 927200.7132 | 189674.3 | 0 | 293493.5 | 19908.55 | 327219.3 | 0 | 266.6338 | 46948.91 | 5916.877 | 33323.62 | 0 | 355.975 | 0 | 0 | 168372400 | 0 | 168372400 | 1683.724 | 49333.1132 | 0 | 114.1271 | 76.7125 | 44379.578
MsrNResSpltPkgAC-65to134-S13 | PreNResSpltPkgAC-65to-PEYes | Htl | 2011 | CZ09 | cDXGF | 0 | DXSZCap | 78.4553 | 139998.9 | 890092.3 | 963642.2734 | 189674.3 | 0 | 293493.5 | 24682.96 | 325974.5 | 0 | 495.1123 | 55138.96 | 9735.788 | 34134.39 | 0 | 632.5979 | 0 | 0 | 251023800 | 0 | 251023800 | 2510.238 | 73549.9734 | 0 | 114.1271 | 76.7125 | 44379.5785
MsrNResSpltPkgAC-65to134-S13 | PreNResSpltPkgAC-65to-PEYes | Htl | 2011 | CZ10 | cDXGF | 0 | DXSZCap | 69.1637 | 139998.9 | 906603.9 | 988844.2241 | 189674.3 | 0 | 293493.5 | 33141.67 | 331680.3 | 0 | 640.7767 | 51911.72 | 9387.776 | 33735.04 | 0 | 6061.472 | 0 | 0 | 280683700 | 0 | 280683700 | 2806.837 | 82240.3241 | 0 | 114.1271 | 76.7125 | 44379.5791
MsrNResSpltPkgAC-65to134-S13 | PreNResSpltPkgAC-65to-PEYes | Htl | 2011 | CZ11 | cDXGF | 0 | DXSZCap | 73.7023 | 139998.9 | 954411.1 | 1102678.0072 | 189674.3 | 0 | 293493.5 | 73902.86 | 328330.7 | 0 | 1254.598 | 55996.87 | 15908.78 | 32128.06 | 0 | 11758.2 | 0 | 0 | 506030400 | 0 | 506030400 | 5060.304 | 148266.9072 | 0 | 114.1271 | 76.7125 | 44379.5796
MsrNResSpltPkgAC-65to134-S13 | PreNResSpltPkgAC-65to-PEYes | Htl | 2011 | CZ12 | cDXGF | 0 | DXSZCap | 66.6143 | 139998.9 | 884422.1 | 1027471.3804 | 189674.3 | 0 | 293493.5 | 66488.31 | 270770.8 | 0 | 1052.482 | 50384.12 | 14588.49 | 27492.94 | 0 | 12558.35 | 0 | 0 | 488222800 | 0 | 488222800 | 4882.228 | 143049.2804 | 0 | 114.1271 | 76.7125 | 44379.5802
MsrNResSpltPkgAC-65to134-S13 | PreNResSpltPkgAC-65to-PEYes | Htl | 2011 | CZ13 | cDXGF | 0 | DXSZCap | 75.3043 | 139998.9 | 974715.3 | 1100025.8916 | 189674.3 | 0 | 293493.5 | 55806.27 | 368095.3 | 0 | 1115.811 | 57845.02 | 13490.83 | 36369.26 | 0 | 8684.639 | 0 | 0 | 427681200 | 0 | 427681200 | 4276.812 | 125310.5916 | 0 | 114.1271 | 76.7125 | 44379.5808
MsrNResSpltPkgAC-65to134-S13 | PreNResSpltPkgAC-65to-PEYes | Htl | 2011 | CZ14 | cDXGF | 0 | DXSZCap | 75.2596 | 139998.9 | 975396.3 | 1123143.1908 | 189674.3 | 0 | 293493.5 | 97849.32 | 318431.4 | 0 | 1329.444 | 57482.51 | 16755.85 | 32466.46 | 0 | 17135.59 | 0 | 0 | 504255600 | 0 | 504255600 | 5042.556 | 147746.8908 | 0 | 114.1271 | 76.7125 | 44379.5813
MsrNResSpltPkgAC-65to134-S13 | PreNResSpltPkgAC-65to-PEYes | Htl | 2011 | CZ15 | cDXGF | 0 | DXSZCap | 101.4442 | 139998.9 | 1154420 | 1192498.3679 | 189674.3 | 0 | 293493.5 | 17029.55 | 583564.6 | 0 | 380.4124 | 70186.34 | 5585.508 | 55063.3 | 0 | 90.6006 | 0 | 0 | 129960300 | 0 | 129960300 | 1299.603 | 38078.3679 | 0 | 114.1271 | 76.7125 | 44379.5819
MsrNResSpltPkgAC-65to134-S13 | PreNResSpltPkgAC-65to-PEYes | Htl | 2011 | CZ16 | cDXGF | 0 | DXSZCap | 67.4205 | 139998.9 | 994530.4 | 1335511.494 | 189674.3 | 0 | 293493.5 | 194532.4 | 174689.9 | 0 | 2120.433 | 53272.13 | 27232.29 | 18106.58 | 0 | 86747.59 | 0 | 0 | 1163758000 | 0 | 1163758000 | 11637.58 | 340981.094 | 0 | 114.1271 | 76.7125 | 44379.5824
MsrNResSpltPkgAC-65to134-S13 | PreNResSpltPkgAC-65to-PEYes | Htl | 2015 | CZ01 | cDXGF | 0 | DXSZCap | 57.5648 | 139998.9 | 674161.1 | 997107.165 | 187369.6 | 0 | 293493.5 | 90935 | 50998.8 | 0 | 1556.687 | 35516.14 | 24006.8 | 3780.14 | 0 | 14291.09 | 0 | 0 | 1102205000 | 0 | 1102205000 | 11022.05 | 322946.065 | 0 | 113.2871 | 76.7125 | 44379.5829
MsrNResSpltPkgAC-65to134-S13 | PreNResSpltPkgAC-65to-PEYes | Htl | 2015 | CZ02 | cDXGF | 0 | DXSZCap | 50.5287 | 139998.9 | 753695.7 | 921326.5084 | 187369.6 | 0 | 293493.5 | 64638.1 | 152653.5 | 0 | 987.6849 | 37768.95 | 14820.85 | 16846.05 | 0 | 16784.29 | 0 | 0 | 572118800 | 0 | 572118800 | 5721.188 | 167630.8084 | 0 | 113.2871 | 76.7125 | 44379.5835
MsrNResSpltPkgAC-65to134-S13 | PreNResSpltPkgAC-65to-PEYes | Htl | 2015 | CZ03 | cDXGF | 0 | DXSZCap | 60.2932 | 139998.9 | 677286.6 | 846042.587 | 187369.6 | 0 | 293493.5 | 37272.84 | 117268 | 0 | 654.3317 | 38419.18 | 15448.11 | 12432.35 | 0 | 2809.227 | 0 | 0 | 575959000 | 0 | 575959000 | 5759.59 | 168755.987 | 0 | 113.2871 | 76.7125 | 44379.5841
MsrNResSpltPkgAC-65to134-S13 | PreNResSpltPkgAC-65to-PEYes | Htl | 2015 | CZ04 | cDXGF | 0 | DXSZCap | 50.768 | 139998.9 | 750801.9 | 856875.0492 | 187369.6 | 0 | 293493.5 | 36007.01 | 190545.8 | 0 | 561.0764 | 38346.95 | 9943.678 | 21502.84 | 0 | 4477.668 | 0 | 0 | 362024400 | 0 | 362024400 | 3620.244 | 106073.1492 | 0 | 113.2871 | 76.7125 | 44379.5846
MsrNResSpltPkgAC-65to134-S13 | PreNResSpltPkgAC-65to-PEYes | Htl | 2015 | CZ05 | cDXGF | 0 | DXSZCap | 59.8311 | 139998.9 | 695932.9 | 854126.5007 | 187369.6 | 0 | 293493.5 | 38749.38 | 126636.2 | 0 | 747.4288 | 43344.55 | 17426.36 | 15135.33 | 0 | 5592.132 | 0 | 0 | 539909900 | 0 | 539909900 | 5399.099 | 158193.6007 | 0 | 113.2871 | 76.7125 | 44379.5852
MsrNResSpltPkgAC-65to134-S13 | PreNResSpltPkgAC-65to-PEYes | Htl | 2015 | CZ06 | cDXGF | 0 | DXSZCap | 63.0508 | 139998.9 | 754763.6 | 824426.3131 | 187369.6 | 0 | 293493.5 | 13473.73 | 214169.1 | 0 | 257.5103 | 45896.96 | 8982.35 | 26609.69 | 0 | 102.9875 | 0 | 0 | 237756700 | 0 | 237756700 | 2377.567 | 69662.7131 | 0 | 113.2871 | 76.7125 | 44379.5857
MsrNResSpltPkgAC-65to134-S13 | PreNResSpltPkgAC-65to-PEYes | Htl | 2015 | CZ07 | cDXGF | 0 | DXSZCap | 62.257 | 139998.9 | 728614.1 | 783147.6409 | 187369.6 | 0 | 293493.5 | 9162.072 | 192966.8 | 0 | 126.171 | 45495.79 | 8660.864 | 25073.82 | 0 | 0.01842 | 0 | 0 | 186121300 | 0 | 186121300 | 1861.213 | 54533.5409 | 0 | 113.2871 | 76.7125 | 44379.5863
MsrNResSpltPkgAC-65to134-S13 | PreNResSpltPkgAC-65to-PEYes | Htl | 2015 | CZ08 | cDXGF | 0 | DXSZCap | 54.7648 | 139998.9 | 795495.6 | 839151.2522 | 187369.6 | 0 | 293493.5 | 13891.99 | 258803.9 | 0 | 240.9424 | 41291.5 | 5174.507 | 29094.94 | 0 | 403.8549 | 0 | 0 | 148995400 | 0 | 148995400 | 1489.954 | 43655.6522 | 0 | 113.2871 | 76.7125 | 44379.5868
MsrNResSpltPkgAC-65to134-S13 | PreNResSpltPkgAC-65to-PEYes | Htl | 2015 | CZ09 | cDXGF | 0 | DXSZCap | 72.4672 | 139998.9 | 803853 | 870035.8693 | 187369.6 | 0 | 293493.5 | 17652.63 | 254821.9 | 0 | 457.3318 | 49360.96 | 8961.469 | 29799.71 | 0 | 696.868 | 0 | 0 | 225880100 | 0 | 225880100 | 2258.801 | 66182.8693 | 0 | 113.2871 | 76.7125 | 44379.5873
MsrNResSpltPkgAC-65to134-S13 | PreNResSpltPkgAC-65to-PEYes | Htl | 2015 | CZ10 | cDXGF | 0 | DXSZCap | 65.2997 | 139998.9 | 837746.4 | 915468.1074 | 187369.6 | 0 | 293493.5 | 26721.16 | 275971.3 | 0 | 605.0008 | 47792.07 | 8884.947 | 30615.46 | 0 | 5793.442 | 0 | 0 | 265261800 | 0 | 265261800 | 2652.618 | 77721.7074 | 0 | 113.2871 | 76.7125 | 44379.5879
MsrNResSpltPkgAC-65to134-S13 | PreNResSpltPkgAC-65to-PEYes | Htl | 2015 | CZ11 | cDXGF | 0 | DXSZCap | 69.2168 | 139998.9 | 880111.8 | 1019552.9612 | 187369.6 | 0 | 293493.5 | 61271.34 | 273803.2 | 0 | 1178.273 | 51565.14 | 14974.62 | 29153.17 | 0 | 11430.42 | 0 | 0 | 475908400 | 0 | 475908400 | 4759.084 | 139441.1612 | 0 | 113.2871 | 76.7125 | 44379.5884
MsrNResSpltPkgAC-65to134-S13 | PreNResSpltPkgAC-65to-PEYes | Htl | 2015 | CZ12 | cDXGF | 0 | DXSZCap | 62.369 | 139998.9 | 818847 | 954371.6595 | 187369.6 | 0 | 293493.5 | 55417.9 | 223017.9 | 0 | 985.4553 | 46226.56 | 13744.83 | 24716.82 | 0 | 12335.9 | 0 | 0 | 462541500 | 0 | 462541500 | 4625.415 | 135524.6595 | 0 | 113.2871 | 76.7125 | 44379.589
MsrNResSpltPkgAC-65to134-S13 | PreNResSpltPkgAC-65to-PEYes | Htl | 2015 | CZ13 | cDXGF | 0 | DXSZCap | 71.0432 | 139998.9 | 899173.3 | 1017574.014 | 187369.6 | 0 | 293493.5 | 46420.02 | 308849.4 | 0 | 1052.712 | 53461.11 | 12791.26 | 33203.08 | 0 | 8526.322 | 0 | 0 | 404098000 | 0 | 404098000 | 4040.98 | 118400.714 | 0 | 113.2871 | 76.7125 | 44379.5895
MsrNResSpltPkgAC-65to134-S13 | PreNResSpltPkgAC-65to-PEYes | Htl | 2015 | CZ14 | cDXGF | 0 | DXSZCap | 70.8117 | 139998.9 | 885837.4 | 1018170.7035 | 187369.6 | 0 | 293493.5 | 61843.18 | 275038.6 | 0 | 1251.046 | 52609.77 | 14370.06 | 30197.29 | 0 | 14231.65 | 0 | 0 | 451649500 | 0 | 451649500 | 4516.495 | 132333.3035 | 0 | 113.2871 | 76.7125 | 44379.5901
MsrNResSpltPkgAC-65to134-S13 | PreNResSpltPkgAC-65to-PEYes | Htl | 2015 | CZ15 | cDXGF | 0 | DXSZCap | 96.3504 | 139998.9 | 1054559 | 1087447.6347 | 187369.6 | 0 | 293493.5 | 8710.094 | 499492.5 | 0 | 361.3489 | 65069.86 | 4824.724 | 51082.39 | 0 | 62.1562 | 0 | 0 | 112247900 | 0 | 112247900 | 1122.479 | 32888.6347 | 0 | 113.2871 | 76.7125 | 44379.5906
MsrNResSpltPkgAC-65to134-S13 | PreNResSpltPkgAC-65to-PEYes | Htl | 2015 | CZ16 | cDXGF | 0 | DXSZCap | 61.2979 | 139998.9 | 902644.1 | 1233944.181 | 187369.6 | 0 | 293493.5 | 160943.2 | 132346.5 | 0 | 1927.885 | 47605.5 | 25117.4 | 15461.3 | 0 | 78957.97 | 0 | 0 | 1130717000 | 0 | 1130717000 | 11307.17 | 331300.081 | 0 | 113.2871 | 76.7125 | 44379.5912
MsrNResSpltPkgAC-65to134-S13 | PreNResSpltPkgAC-65to-PEYes | Htl | 2017 | CZ01 | cDXGF | 0 | DXSZCap | 57.2413 | 139998.9 | 664161.1 | 994627.596 | 179282 | 0 | 293493.5 | 89682.66 | 50963.92 | 0 | 1547.938 | 35306.76 | 23970.11 | 3728.146 | 0 | 13883.91 | 0 | 0 | 1127872000 | 0 | 1127872000 | 11278.72 | 330466.496 | 0 | 112.1181 | 76.7125 | 44379.5917
MsrNResSpltPkgAC-65to134-S13 | PreNResSpltPkgAC-65to-PEYes | Htl | 2017 | CZ02 | cDXGF | 0 | DXSZCap | 50.1061 | 139998.9 | 744217.9 | 918165.6126 | 179282 | 0 | 293493.5 | 64348.91 | 151962.9 | 0 | 979.4333 | 37524.73 | 14886.87 | 16637.47 | 0 | 16626.46 | 0 | 0 | 593678200 | 0 | 593678200 | 5936.782 | 173947.7126 | 0 | 112.1181 | 76.7125 | 44379.5923
MsrNResSpltPkgAC-65to134-S13 | PreNResSpltPkgAC-65to-PEYes | Htl | 2017 | CZ03 | cDXGF | 0 | DXSZCap | 59.9878 | 139998.9 | 668343.1 | 842558.6146 | 179282 | 0 | 293493.5 | 37038.79 | 116862.9 | 0 | 651.0176 | 38252.19 | 15627.48 | 12210.29 | 0 | 2762.169 | 0 | 0 | 594592200 | 0 | 594592200 | 5945.922 | 174215.5146 | 0 | 112.1181 | 76.7125 | 44379.5928
MsrNResSpltPkgAC-65to134-S13 | PreNResSpltPkgAC-65to-PEYes | Htl | 2017 | CZ04 | cDXGF | 0 | DXSZCap | 50.3187 | 139998.9 | 741287.7 | 852221.9243 | 179282 | 0 | 293493.5 | 35817.5 | 189641.7 | 0 | 556.1242 | 38073.79 | 10051.42 | 21216.19 | 0 | 4422.88 | 0 | 0 | 378615100 | 0 | 378615100 | 3786.151 | 110934.2243 | 0 | 112.1181 | 76.7125 | 44379.5933
MsrNResSpltPkgAC-65to134-S13 | PreNResSpltPkgAC-65to-PEYes | Htl | 2017 | CZ05 | cDXGF | 0 | DXSZCap | 59.5282 | 139998.9 | 686597.8 | 849673.5132 | 179282 | 0 | 293493.5 | 38326.34 | 126152.8 | 0 | 743.6465 | 43164.8 | 17598.13 | 14884.83 | 0 | 5434.149 | 0 | 0 | 556572400 | 0 | 556572400 | 5565.724 | 163075.7132 | 0 | 112.1181 | 76.7125 | 44379.5939
MsrNResSpltPkgAC-65to134-S13 | PreNResSpltPkgAC-65to-PEYes | Htl | 2017 | CZ06 | cDXGF | 0 | DXSZCap | 62.7361 | 139998.9 | 744940.1 | 817183.1469 | 179282 | 0 | 293493.5 | 13287.65 | 212836 | 0 | 256.225 | 45684.08 | 9146.486 | 26249.05 | 0 | 100.2915 | 0 | 0 | 246563300 | 0 | 246563300 | 2465.633 | 72243.0469 | 0 | 112.1181 | 76.7125 | 44379.5944
MsrNResSpltPkgAC-65to134-S13 | PreNResSpltPkgAC-65to-PEYes | Htl | 2017 | CZ07 | cDXGF | 0 | DXSZCap | 61.9329 | 139998.9 | 719208 | 776316.8351 | 179282 | 0 | 293493.5 | 9098.074 | 191915.8 | 0 | 125.5142 | 45292.54 | 8905.792 | 24677.27 | 0 | 0 | 0 | 0 | 194910700 | 0 | 194910700 | 1949.107 | 57108.8351 | 0 | 112.1181 | 76.7125 | 44379.595
MsrNResSpltPkgAC-65to134-S13 | PreNResSpltPkgAC-65to-PEYes | Htl | 2017 | CZ08 | cDXGF | 0 | DXSZCap | 54.2402 | 139998.9 | 785373 | 831906.7619 | 179282 | 0 | 293493.5 | 13815.76 | 257167.8 | 0 | 238.6438 | 40974.59 | 5314.721 | 28726.96 | 0 | 400.2764 | 0 | 0 | 158818300 | 0 | 158818300 | 1588.183 | 46533.7619 | 0 | 112.1181 | 76.7125 | 44379.5955
MsrNResSpltPkgAC-65to134-S13 | PreNResSpltPkgAC-65to-PEYes | Htl | 2017 | CZ09 | cDXGF | 0 | DXSZCap | 71.9347 | 139998.9 | 794248.4 | 862928.772 | 179282 | 0 | 293493.5 | 17563.72 | 253689.2 | 0 | 453.976 | 49076.29 | 9113.561 | 29521.06 | 0 | 689.6794 | 0 | 0 | 234404000 | 0 | 234404000 | 2344.04 | 68680.372 | 0 | 112.1181 | 76.7125 | 44379.5961
MsrNResSpltPkgAC-65to134-S13 | PreNResSpltPkgAC-65to-PEYes | Htl | 2017 | CZ10 | cDXGF | 0 | DXSZCap | 64.7909 | 139998.9 | 827882.5 | 908548.1249 | 179282 | 0 | 293493.5 | 26591.12 | 274671.5 | 0 | 600.3046 | 47493.06 | 9014.044 | 30316.22 | 0 | 5750.54 | 0 | 0 | 275309300 | 0 | 275309300 | 2753.093 | 80665.6249 | 0 | 112.1181 | 76.7125 | 44379.5966
MsrNResSpltPkgAC-65to134-S13 | PreNResSpltPkgAC-65to-PEYes | Htl | 2017 | CZ11 | cDXGF | 0 | DXSZCap | 68.7004 | 139998.9 | 869759.4 | 1012837.4823 | 179282 | 0 | 293493.5 | 60761.08 | 272534.8 | 0 | 1169.495 | 51235.8 | 15046.95 | 28888.4 | 0 | 11282.46 | 0 | 0 | 488321100 | 0 | 488321100 | 4883.211 | 143078.0823 | 0 | 112.1181 | 76.7125 | 44379.5972
MsrNResSpltPkgAC-65to134-S13 | PreNResSpltPkgAC-65to-PEYes | Htl | 2017 | CZ12 | cDXGF | 0 | DXSZCap | 61.8581 | 139998.9 | 808884 | 948594.9849 | 179282 | 0 | 293493.5 | 55026.92 | 222004.6 | 0 | 977.3899 | 45909.32 | 13839.44 | 24433.31 | 0 | 12189.87 | 0 | 0 | 476829300 | 0 | 476829300 | 4768.293 | 139710.9849 | 0 | 112.1181 | 76.7125 | 44379.5977
MsrNResSpltPkgAC-65to134-S13 | PreNResSpltPkgAC-65to-PEYes | Htl | 2017 | CZ13 | cDXGF | 0 | DXSZCap | 70.5885 | 139998.9 | 888714.1 | 1010058.7608 | 179282 | 0 | 293493.5 | 46043.28 | 307293.1 | 0 | 1045.99 | 53137.38 | 12860.34 | 32909.72 | 0 | 8418.427 | 0 | 0 | 414145600 | 0 | 414145600 | 4141.456 | 121344.6608 | 0 | 112.1181 | 76.7125 | 44379.5983
MsrNResSpltPkgAC-65to134-S13 | PreNResSpltPkgAC-65to-PEYes | Htl | 2017 | CZ14 | cDXGF | 0 | DXSZCap | 70.2441 | 139998.9 | 875463.2 | 1011091.8452 | 179282 | 0 | 293493.5 | 61353.13 | 273887.8 | 0 | 1240.868 | 52195.23 | 14428.21 | 29917.1 | 0 | 14010.59 | 0 | 0 | 462896400 | 0 | 462896400 | 4628.964 | 135628.6452 | 0 | 112.1181 | 76.7125 | 44379.5988
MsrNResSpltPkgAC-65to134-S13 | PreNResSpltPkgAC-65to-PEYes | Htl | 2017 | CZ15 | cDXGF | 0 | DXSZCap | 96.0546 | 139998.9 | 1043567 | 1077544.3641 | 179282 | 0 | 293493.5 | 8663.51 | 496911.2 | 0 | 360.2459 | 64794.5 | 4950.851 | 50777.67 | 0 | 61.5473 | 0 | 0 | 115963700 | 0 | 115963700 | 1159.637 | 33977.3641 | 0 | 112.1181 | 76.7125 | 44379.5994
MsrNResSpltPkgAC-65to134-S13 | PreNResSpltPkgAC-65to-PEYes | Htl | 2017 | CZ16 | cDXGF | 0 | DXSZCap | 60.9548 | 139998.9 | 891220.8 | 1227623.476 | 179282 | 0 | 293493.5 | 159709.4 | 131869.9 | 0 | 1917.092 | 47323.63 | 25057.7 | 15289.7 | 0 | 77625.02 | 0 | 0 | 1148132000 | 0 | 1148132000 | 11481.32 | 336402.676 | 0 | 112.1181 | 76.7125 | 44379.5999
MsrNResSpltPkgAC-65to134-S13 | PreNResSpltPkgAC-65to-PEYes | Htl | 2020 | CZ01 | cDXGF | 0 | DXSZCap | 56.2618 | 139998.9 | 646546.9 | 994645.55 | 162049.9 | 0 | 293493.5 | 90039.01 | 50560.24 | 0 | 1521.445 | 34966.41 | 24201.98 | 3596.346 | 0 | 13915.62 | 0 | 0 | 1188050000 | 0 | 1188050000 | 11880.5 | 348098.65 | 0 | 108.0721 | 76.7125 | 44379.6005
MsrNResSpltPkgAC-65to134-S13 | PreNResSpltPkgAC-65to-PEYes | Htl | 2020 | CZ02 | cDXGF | 0 | DXSZCap | 49.0808 | 139998.9 | 725370.6 | 909414.4187 | 162049.9 | 0 | 293493.5 | 64689.78 | 150482.2 | 0 | 959.4539 | 37012.42 | 15096.26 | 16160.73 | 0 | 16682.97 | 0 | 0 | 628135900 | 0 | 628135900 | 6281.359 | 184043.8187 | 0 | 108.0721 | 76.7125 | 44379.6011
MsrNResSpltPkgAC-65to134-S13 | PreNResSpltPkgAC-65to-PEYes | Htl | 2020 | CZ03 | cDXGF | 0 | DXSZCap | 59.0203 | 139998.9 | 649755.7 | 834834.0724 | 162049.9 | 0 | 293493.5 | 37241.74 | 115733.3 | 0 | 640.5167 | 37827.72 | 16010.37 | 11729.81 | 0 | 2768.615 | 0 | 0 | 631666800 | 0 | 631666800 | 6316.668 | 185078.3724 | 0 | 108.0721 | 76.7125 | 44379.6016
MsrNResSpltPkgAC-65to134-S13 | PreNResSpltPkgAC-65to-PEYes | Htl | 2020 | CZ04 | cDXGF | 0 | DXSZCap | 49.3005 | 139998.9 | 721917.8 | 840603.4272 | 162049.9 | 0 | 293493.5 | 36060.77 | 187834.7 | 0 | 544.8983 | 37494.26 | 10325.5 | 20558.88 | 0 | 4439.268 | 0 | 0 | 405070400 | 0 | 405070400 | 4050.704 | 118685.6272 | 0 | 108.0721 | 76.7125 | 44379.6022
MsrNResSpltPkgAC-65to134-S13 | PreNResSpltPkgAC-65to-PEYes | Htl | 2020 | CZ05 | cDXGF | 0 | DXSZCap | 58.5518 | 139998.9 | 667856.5 | 840948.5061 | 162049.9 | 0 | 293493.5 | 38544.41 | 124851.9 | 0 | 731.4509 | 42731.51 | 17975.8 | 14357.79 | 0 | 5453.06 | 0 | 0 | 590757700 | 0 | 590757700 | 5907.577 | 173092.0061 | 0 | 108.0721 | 76.7125 | 44379.6028
MsrNResSpltPkgAC-65to134-S13 | PreNResSpltPkgAC-65to-PEYes | Htl | 2020 | CZ06 | cDXGF | 0 | DXSZCap | 61.7378 | 139998.9 | 725114.1 | 802453.0029 | 162049.9 | 0 | 293493.5 | 13400.38 | 210599.2 | 0 | 252.1487 | 45217.6 | 9531.762 | 25513.23 | 0 | 100.8844 | 0 | 0 | 263955300 | 0 | 263955300 | 2639.553 | 77338.9029 | 0 | 108.0721 | 76.7125 | 44379.6033
MsrNResSpltPkgAC-65to134-S13 | PreNResSpltPkgAC-65to-PEYes | Htl | 2020 | CZ07 | cDXGF | 0 | DXSZCap | 60.9413 | 139998.9 | 699799.9 | 761678.1598 | 162049.9 | 0 | 293493.5 | 9189.799 | 189845.1 | 0 | 123.5047 | 45097.73 | 9487.53 | 24044.13 | 0 | 0 | 0 | 0 | 211188600 | 0 | 211188600 | 2111.886 | 61878.2598 | 0 | 108.0721 | 76.7125 | 44379.6039
MsrNResSpltPkgAC-65to134-S13 | PreNResSpltPkgAC-65to-PEYes | Htl | 2020 | CZ08 | cDXGF | 0 | DXSZCap | 53.0608 | 139998.9 | 765200.8 | 815702.2214 | 162049.9 | 0 | 293493.5 | 13940.56 | 254766.6 | 0 | 233.4884 | 40312.94 | 5513.929 | 28025.09 | 0 | 403.0856 | 0 | 0 | 172359800 | 0 | 172359800 | 1723.598 | 50501.4214 | 0 | 108.0721 | 76.7125 | 44379.6044
MsrNResSpltPkgAC-65to134-S13 | PreNResSpltPkgAC-65to-PEYes | Htl | 2020 | CZ09 | cDXGF | 0 | DXSZCap | 70.7876 | 139998.9 | 774560.8 | 847477.7176 | 162049.9 | 0 | 293493.5 | 17687.36 | 251697.4 | 0 | 446.7591 | 48493.14 | 9391.013 | 28922.33 | 0 | 692.3231 | 0 | 0 | 248863200 | 0 | 248863200 | 2488.632 | 72916.9176 | 0 | 108.0721 | 76.7125 | 44379.605
MsrNResSpltPkgAC-65to134-S13 | PreNResSpltPkgAC-65to-PEYes | Htl | 2020 | CZ10 | cDXGF | 0 | DXSZCap | 63.6864 | 139998.9 | 808086 | 893406.6917 | 162049.9 | 0 | 293493.5 | 26737.34 | 272541.8 | 0 | 590.1043 | 46903.24 | 9236.218 | 29727.09 | 0 | 5769.141 | 0 | 0 | 291196900 | 0 | 291196900 | 2911.969 | 85320.6917 | 0 | 108.0721 | 76.7125 | 44379.6055
MsrNResSpltPkgAC-65to134-S13 | PreNResSpltPkgAC-65to-PEYes | Htl | 2020 | CZ11 | cDXGF | 0 | DXSZCap | 67.5535 | 139998.9 | 850330.1 | 1000013.3692 | 162049.9 | 0 | 293493.5 | 60980.72 | 270702.7 | 0 | 1150.019 | 50644.23 | 15238.08 | 28368.15 | 0 | 11308.56 | 0 | 0 | 510864400 | 0 | 510864400 | 5108.644 | 149683.2692 | 0 | 108.0721 | 76.7125 | 44379.6061
MsrNResSpltPkgAC-65to134-S13 | PreNResSpltPkgAC-65to-PEYes | Htl | 2020 | CZ12 | cDXGF | 0 | DXSZCap | 60.7816 | 139998.9 | 789600.4 | 936194.5702 | 162049.9 | 0 | 293493.5 | 55233.63 | 220319.4 | 0 | 960.4243 | 45323.32 | 14075.51 | 23873.7 | 0 | 12219.66 | 0 | 0 | 500321400 | 0 | 500321400 | 5003.214 | 146594.1702 | 0 | 108.0721 | 76.7125 | 44379.6066
MsrNResSpltPkgAC-65to134-S13 | PreNResSpltPkgAC-65to-PEYes | Htl | 2020 | CZ13 | cDXGF | 0 | DXSZCap | 69.4543 | 139998.9 | 869029.1 | 996071.8783 | 162049.9 | 0 | 293493.5 | 46216.99 | 305280.3 | 0 | 1029.234 | 52521.36 | 13046.25 | 32346.29 | 0 | 8437.413 | 0 | 0 | 433593100 | 0 | 433593100 | 4335.931 | 127042.7783 | 0 | 108.0721 | 76.7125 | 44379.6072
MsrNResSpltPkgAC-65to134-S13 | PreNResSpltPkgAC-65to-PEYes | Htl | 2020 | CZ14 | cDXGF | 0 | DXSZCap | 69.0436 | 139998.9 | 856005.9 | 997652.2671 | 162049.9 | 0 | 293493.5 | 61571.49 | 272040.3 | 0 | 1219.7 | 51577.48 | 14622.88 | 29370.12 | 0 | 14052.88 | 0 | 0 | 483434700 | 0 | 483434700 | 4834.347 | 141646.3671 | 0 | 108.0721 | 76.7125 | 44379.6078
MsrNResSpltPkgAC-65to134-S13 | PreNResSpltPkgAC-65to-PEYes | Htl | 2020 | CZ15 | cDXGF | 0 | DXSZCap | 94.8929 | 139998.9 | 1023020 | 1059195.5087 | 162049.9 | 0 | 293493.5 | 8731.463 | 494093.1 | 0 | 355.9444 | 64233.53 | 5165.178 | 50195.68 | 0 | 61.763 | 0 | 0 | 123465900 | 0 | 123465900 | 1234.659 | 36175.5087 | 0 | 108.0721 | 76.7125 | 44379.6083
MsrNResSpltPkgAC-65to134-S13 | PreNResSpltPkgAC-65to-PEYes | Htl | 2020 | CZ16 | cDXGF | 0 | DXSZCap | 59.8926 | 139998.9 | 872877.8 | 1221262.418 | 162049.9 | 0 | 293493.5 | 159986.1 | 130893.9 | 0 | 1883.698 | 46839.16 | 25183.81 | 14880.33 | 0 | 77731.19 | 0 | 0 | 1189026000 | 0 | 1189026000 | 11890.26 | 348384.618 | 0 | 108.0721 | 76.7125 | 44379.6089
MsrNResSpltPkgAC-65to134-S13 | PreNResSpltPkgAC-65to-PEYes | MBT | 1975 | CZ01 | cDXGF | 0 | DXSZCap | 365.8767 | 199999.2 | 1489085 | 1960251.268 | 527514.8 | 0 | 843741.4 | 0 | 25077.49 | 0 | 9887.488 | 82864.45 | 28989.9 | 20988.14 | 0 | 0 | 0 | 0 | 1608076000 | 0 | 1608076000 | 16080.76 | 471166.268 | 0 | 221.3183 | 257.8152 | 44379.6093
MsrNResSpltPkgAC-65to134-S13 | PreNResSpltPkgAC-65to-PEYes | MBT | 1975 | CZ02 | cDXGF | 0 | DXSZCap | 374.874 | 199999.2 | 1603819 | 1856934.1406 | 527514.8 | 0 | 843741.4 | 0 | 132158.3 | 0 | 7328.744 | 93076.97 | 15996.25 | 53078.89 | 0 | 0 | 0 | 0 | 863874200 | 0 | 863874200 | 8638.742 | 253115.1406 | 0 | 221.3183 | 257.8152 | 44379.6097
MsrNResSpltPkgAC-65to134-S13 | PreNResSpltPkgAC-65to-PEYes | MBT | 1975 | CZ03 | cDXGF | 0 | DXSZCap | 383.2726 | 199999.2 | 1550048 | 1762893.6601 | 527514.8 | 0 | 843741.4 | 0 | 85809.24 | 0 | 4156.581 | 88827.45 | 13524.99 | 46280.41 | 0 | 0 | 0 | 0 | 726435700 | 0 | 726435700 | 7264.357 | 212845.6601 | 0 | 221.3183 | 257.8152 | 44379.6101
MsrNResSpltPkgAC-65to134-S13 | PreNResSpltPkgAC-65to-PEYes | MBT | 1975 | CZ04 | cDXGF | 0 | DXSZCap | 372.4061 | 199999.2 | 1635536 | 1795151.0316 | 527514.8 | 0 | 843741.4 | 0 | 163842.7 | 0 | 4114.718 | 96323.18 | 11522.96 | 63365.36 | 0 | 0 | 0 | 0 | 544761200 | 0 | 544761200 | 5447.612 | 159615.0316 | 0 | 221.3183 | 257.8152 | 44379.6105
MsrNResSpltPkgAC-65to134-S13 | PreNResSpltPkgAC-65to-PEYes | MBT | 1975 | CZ05 | cDXGF | 0 | DXSZCap | 383.1857 | 199999.2 | 1577071 | 1760617.8614 | 527514.8 | 0 | 843741.4 | 0 | 106617.9 | 0 | 4785.216 | 94412.52 | 14046.19 | 52759.96 | 0 | 0 | 0 | 0 | 626439800 | 0 | 626439800 | 6264.398 | 183546.8614 | 0 | 221.3183 | 257.8152 | 44379.6109
MsrNResSpltPkgAC-65to134-S13 | PreNResSpltPkgAC-65to-PEYes | MBT | 1975 | CZ06 | cDXGF | 0 | DXSZCap | 403.5909 | 199999.2 | 1674846 | 1748591.8146 | 527514.8 | 0 | 843741.4 | 0 | 203084.7 | 0 | 1648.138 | 98858.86 | 7096.458 | 71366.44 | 0 | 0 | 0 | 0 | 251692200 | 0 | 251692200 | 2516.922 | 73745.8146 | 0 | 221.3183 | 257.8152 | 44379.6113
MsrNResSpltPkgAC-65to134-S13 | PreNResSpltPkgAC-65to-PEYes | MBT | 1975 | CZ07 | cDXGF | 0 | DXSZCap | 396.5989 | 199999.2 | 1644186 | 1701811.1011 | 527514.8 | 0 | 843741.4 | 0 | 172883.2 | 0 | 803.6966 | 99243.58 | 6400.952 | 70878.55 | 0 | 0 | 0 | 0 | 196672700 | 0 | 196672700 | 1966.727 | 57625.1011 | 0 | 221.3183 | 257.8152 | 44379.6118
MsrNResSpltPkgAC-65to134-S13 | PreNResSpltPkgAC-65to-PEYes | MBT | 1975 | CZ08 | cDXGF | 0 | DXSZCap | 400.6236 | 199999.2 | 1714310 | 1774465.83 | 527514.8 | 0 | 843741.4 | 0 | 245347.8 | 0 | 1763.174 | 95944.42 | 4919.402 | 74102.77 | 0 | 0 | 0 | 0 | 205310000 | 0 | 205310000 | 2053.1 | 60155.83 | 0 | 221.3183 | 257.8152 | 44379.6122
MsrNResSpltPkgAC-65to134-S13 | PreNResSpltPkgAC-65to-PEYes | MBT | 1975 | CZ09 | cDXGF | 0 | DXSZCap | 484.5481 | 199999.2 | 1708613 | 1790291.3208 | 527514.8 | 0 | 843741.4 | 0 | 226788.9 | 0 | 3058.387 | 107510.9 | 7501.496 | 74311.91 | 0 | 0 | 0 | 0 | 278765600 | 0 | 278765600 | 2787.656 | 81678.3208 | 0 | 221.3183 | 257.8152 | 44379.6126
MsrNResSpltPkgAC-65to134-S13 | PreNResSpltPkgAC-65to-PEYes | MBT | 1975 | CZ10 | cDXGF | 0 | DXSZCap | 454.7291 | 199999.2 | 1736799 | 1838362.9085 | 527514.8 | 0 | 843741.4 | 0 | 255998 | 0 | 4213.747 | 105332.3 | 7807.826 | 75809.23 | 0 | 0 | 0 | 0 | 346634500 | 0 | 346634500 | 3466.345 | 101563.9085 | 0 | 221.3183 | 257.8152 | 44379.613
MsrNResSpltPkgAC-65to134-S13 | PreNResSpltPkgAC-65to-PEYes | MBT | 1975 | CZ11 | cDXGF | 0 | DXSZCap | 495.5349 | 199999.2 | 1733919 | 1988212.0885 | 527514.8 | 0 | 843741.4 | 0 | 241536 | 0 | 8436.493 | 112691.8 | 17307.58 | 68393.63 | 0 | 0 | 0 | 0 | 867894500 | 0 | 867894500 | 8678.945 | 254293.0885 | 0 | 221.3183 | 257.8152 | 44379.6134
MsrNResSpltPkgAC-65to134-S13 | PreNResSpltPkgAC-65to-PEYes | MBT | 1975 | CZ12 | cDXGF | 0 | DXSZCap | 449.1888 | 199999.2 | 1673821 | 1904675.4363 | 527514.8 | 0 | 843741.4 | 0 | 190119.5 | 0 | 7098.213 | 105349.1 | 14561.77 | 64677.92 | 0 | 0 | 0 | 0 | 787899100 | 0 | 787899100 | 7878.991 | 230854.4363 | 0 | 221.3183 | 257.8152 | 44379.6138
MsrNResSpltPkgAC-65to134-S13 | PreNResSpltPkgAC-65to-PEYes | MBT | 1975 | CZ13 | cDXGF | 0 | DXSZCap | 500.253 | 199999.2 | 1764683 | 1970455.3764 | 527514.8 | 0 | 843741.4 | 0 | 269139.9 | 0 | 7413.966 | 116874 | 14392.45 | 76081.8 | 0 | 0 | 0 | 0 | 702294800 | 0 | 702294800 | 7022.948 | 205772.3764 | 0 | 221.3183 | 257.8152 | 44379.6142
MsrNResSpltPkgAC-65to134-S13 | PreNResSpltPkgAC-65to-PEYes | MBT | 1975 | CZ14 | cDXGF | 0 | DXSZCap | 500.9111 | 199999.2 | 1739017 | 1973219.3129 | 527514.8 | 0 | 843741.4 | 0 | 246479.6 | 0 | 8849.604 | 112433.3 | 15632.15 | 70571.01 | 0 | 0 | 0 | 0 | 799325300 | 0 | 799325300 | 7993.253 | 234202.3129 | 0 | 221.3183 | 257.8152 | 44379.6146
MsrNResSpltPkgAC-65to134-S13 | PreNResSpltPkgAC-65to-PEYes | MBT | 1975 | CZ15 | cDXGF | 0 | DXSZCap | 631.5526 | 199999.2 | 2002435 | 2042425.5738 | 527514.8 | 0 | 843741.4 | 0 | 485503.3 | 0 | 2369.317 | 143306.9 | 4853.765 | 116231.2 | 0 | 0 | 0 | 0 | 136486600 | 0 | 136486600 | 1364.866 | 39990.5738 | 0 | 221.3183 | 257.8152 | 44379.615
MsrNResSpltPkgAC-65to134-S13 | PreNResSpltPkgAC-65to-PEYes | MBT | 1975 | CZ16 | cDXGF | 0 | DXSZCap | 399.3959 | 199999.2 | 1561966 | 2206132.946 | 527514.8 | 0 | 843741.4 | 0 | 86117.03 | 0 | 12559.35 | 92034.2 | 25405.28 | 40659.89 | 0 | 0 | 0 | 0 | 2198522000 | 0 | 2198522000 | 21985.22 | 644166.946 | 0 | 221.3183 | 257.8152 | 44379.6154
MsrNResSpltPkgAC-65to134-S13 | PreNResSpltPkgAC-65to-PEYes | MBT | 1985 | CZ01 | cDXGF | 0 | DXSZCap | 358.7311 | 199999.2 | 1451326 | 1895187.012 | 527514.8 | 0 | 808183.8 | 0 | 24650.36 | 0 | 9694.355 | 81280.47 | 28117.53 | 20637.72 | 0 | 0 | 0 | 0 | 1514884000 | 0 | 1514884000 | 15148.84 | 443861.012 | 0 | 221.3183 | 247.0901 | 44379.6158
MsrNResSpltPkgAC-65to134-S13 | PreNResSpltPkgAC-65to-PEYes | MBT | 1985 | CZ02 | cDXGF | 0 | DXSZCap | 366.4516 | 199999.2 | 1563306 | 1798164.2227 | 527514.8 | 0 | 808183.8 | 0 | 129430.7 | 0 | 7164.202 | 91010.6 | 15239.33 | 52061.37 | 0 | 0 | 0 | 0 | 801563900 | 0 | 801563900 | 8015.639 | 234858.2227 | 0 | 221.3183 | 247.0901 | 44379.6162
MsrNResSpltPkgAC-65to134-S13 | PreNResSpltPkgAC-65to-PEYes | MBT | 1985 | CZ03 | cDXGF | 0 | DXSZCap | 375.2833 | 199999.2 | 1511198 | 1709696.6514 | 527514.8 | 0 | 808183.8 | 0 | 84403.38 | 0 | 4069.963 | 87024.13 | 12787.28 | 45555.84 | 0 | 0 | 0 | 0 | 677469800 | 0 | 677469800 | 6774.698 | 198498.6514 | 0 | 221.3183 | 247.0901 | 44379.6167
MsrNResSpltPkgAC-65to134-S13 | PreNResSpltPkgAC-65to-PEYes | MBT | 1985 | CZ04 | cDXGF | 0 | DXSZCap | 363.5498 | 199999.2 | 1594356 | 1741798.9326 | 527514.8 | 0 | 808183.8 | 0 | 160505.3 | 0 | 4016.962 | 94132.55 | 10932.64 | 62133.18 | 0 | 0 | 0 | 0 | 503218200 | 0 | 503218200 | 5032.182 | 147442.9326 | 0 | 221.3183 | 247.0901 | 44379.6171
MsrNResSpltPkgAC-65to134-S13 | PreNResSpltPkgAC-65to-PEYes | MBT | 1985 | CZ05 | cDXGF | 0 | DXSZCap | 375.2521 | 199999.2 | 1537812 | 1708014.9968 | 527514.8 | 0 | 808183.8 | 0 | 104807.1 | 0 | 4686.151 | 92617.63 | 13475.54 | 51904.48 | 0 | 0 | 0 | 0 | 580897600 | 0 | 580897600 | 5808.976 | 170202.9968 | 0 | 221.3183 | 247.0901 | 44379.6175
MsrNResSpltPkgAC-65to134-S13 | PreNResSpltPkgAC-65to-PEYes | MBT | 1985 | CZ06 | cDXGF | 0 | DXSZCap | 394.9974 | 199999.2 | 1633901 | 1701658.2169 | 527514.8 | 0 | 808183.8 | 0 | 199642.9 | 0 | 1613.05 | 96943.66 | 6711.908 | 70149.1 | 0 | 0 | 0 | 0 | 231253300 | 0 | 231253300 | 2312.533 | 67757.2169 | 0 | 221.3183 | 247.0901 | 44379.6179
MsrNResSpltPkgAC-65to134-S13 | PreNResSpltPkgAC-65to-PEYes | MBT | 1985 | CZ07 | cDXGF | 0 | DXSZCap | 388.5604 | 199999.2 | 1603629 | 1656698.039 | 527514.8 | 0 | 808183.8 | 0 | 169770.7 | 0 | 787.4128 | 97369.77 | 6112.622 | 69672.86 | 0 | 0 | 0 | 0 | 181123000 | 0 | 181123000 | 1811.23 | 53069.039 | 0 | 221.3183 | 247.0901 | 44379.6183
MsrNResSpltPkgAC-65to134-S13 | PreNResSpltPkgAC-65to-PEYes | MBT | 1985 | CZ08 | cDXGF | 0 | DXSZCap | 391.7103 | 199999.2 | 1671294 | 1726594.4977 | 527514.8 | 0 | 808183.8 | 0 | 240075.9 | 0 | 1723.953 | 93793.3 | 4563.26 | 72587.28 | 0 | 0 | 0 | 0 | 188738900 | 0 | 188738900 | 1887.389 | 55300.4977 | 0 | 221.3183 | 247.0901 | 44379.6187
MsrNResSpltPkgAC-65to134-S13 | PreNResSpltPkgAC-65to-PEYes | MBT | 1985 | CZ09 | cDXGF | 0 | DXSZCap | 473.7971 | 199999.2 | 1665468 | 1739817.6876 | 527514.8 | 0 | 808183.8 | 0 | 221723.7 | 0 | 2990.54 | 105052.4 | 7017.751 | 72762.88 | 0 | 0 | 0 | 0 | 253753200 | 0 | 253753200 | 2537.532 | 74349.6876 | 0 | 221.3183 | 247.0901 | 44379.6191
MsrNResSpltPkgAC-65to134-S13 | PreNResSpltPkgAC-65to-PEYes | MBT | 1985 | CZ10 | cDXGF | 0 | DXSZCap | 444.4083 | 199999.2 | 1693021 | 1786201.9148 | 527514.8 | 0 | 808183.8 | 0 | 250314.6 | 0 | 4118.115 | 102887.3 | 7337.933 | 74225.52 | 0 | 0 | 0 | 0 | 318023600 | 0 | 318023600 | 3180.236 | 93180.9148 | 0 | 221.3183 | 247.0901 | 44379.6195
MsrNResSpltPkgAC-65to134-S13 | PreNResSpltPkgAC-65to-PEYes | MBT | 1985 | CZ11 | cDXGF | 0 | DXSZCap | 484.2263 | 199999.2 | 1689513 | 1925263.2319 | 527514.8 | 0 | 808183.8 | 0 | 235555.5 | 0 | 8244.023 | 110012 | 16446.95 | 66901.05 | 0 | 0 | 0 | 0 | 804608300 | 0 | 804608300 | 8046.083 | 235750.2319 | 0 | 221.3183 | 247.0901 | 44379.6199
MsrNResSpltPkgAC-65to134-S13 | PreNResSpltPkgAC-65to-PEYes | MBT | 1985 | CZ12 | cDXGF | 0 | DXSZCap | 438.6043 | 199999.2 | 1631308 | 1846522.6823 | 527514.8 | 0 | 808183.8 | 0 | 185844.4 | 0 | 6930.973 | 102832.3 | 13817.36 | 63372.08 | 0 | 0 | 0 | 0 | 734521100 | 0 | 734521100 | 7345.211 | 215214.6823 | 0 | 221.3183 | 247.0901 | 44379.6203
MsrNResSpltPkgAC-65to134-S13 | PreNResSpltPkgAC-65to-PEYes | MBT | 1985 | CZ13 | cDXGF | 0 | DXSZCap | 488.8778 | 199999.2 | 1719416 | 1911051.3022 | 527514.8 | 0 | 808183.8 | 0 | 262368.6 | 0 | 7245.423 | 114100.9 | 13696.63 | 74403.98 | 0 | 0 | 0 | 0 | 654045400 | 0 | 654045400 | 6540.454 | 191635.3022 | 0 | 221.3183 | 247.0901 | 44379.6207
MsrNResSpltPkgAC-65to134-S13 | PreNResSpltPkgAC-65to-PEYes | MBT | 1985 | CZ14 | cDXGF | 0 | DXSZCap | 489.7394 | 199999.2 | 1694888 | 1911724.9354 | 527514.8 | 0 | 808183.8 | 0 | 240698.8 | 0 | 8652.239 | 109835.8 | 14837.06 | 69068.27 | 0 | 0 | 0 | 0 | 740057800 | 0 | 740057800 | 7400.578 | 216836.9354 | 0 | 221.3183 | 247.0901 | 44379.6211
MsrNResSpltPkgAC-65to134-S13 | PreNResSpltPkgAC-65to-PEYes | MBT | 1985 | CZ15 | cDXGF | 0 | DXSZCap | 618.8961 | 199999.2 | 1950665 | 1986328.8721 | 527514.8 | 0 | 808183.8 | 0 | 472546 | 0 | 2321.836 | 140095.9 | 4488.451 | 113612.5 | 0 | 0 | 0 | 0 | 121719700 | 0 | 121719700 | 1217.197 | 35663.8721 | 0 | 221.3183 | 247.0901 | 44379.6215
MsrNResSpltPkgAC-65to134-S13 | PreNResSpltPkgAC-65to-PEYes | MBT | 1985 | CZ16 | cDXGF | 0 | DXSZCap | 390.8733 | 199999.2 | 1522184 | 2131115.059 | 527514.8 | 0 | 808183.8 | 0 | 84235.91 | 0 | 12291.48 | 89955.61 | 24633.64 | 39822.96 | 0 | 0 | 0 | 0 | 2078263000 | 0 | 2078263000 | 20782.63 | 608931.059 | 0 | 221.3183 | 247.0901 | 44379.6219
MsrNResSpltPkgAC-65to134-S13 | PreNResSpltPkgAC-65to-PEYes | MBT | 1996 | CZ01 | cDXGF | 0 | DXSZCap | 340.2045 | 199999.2 | 1410107 | 1839530.437 | 527514.8 | 0 | 772633.8 | 0 | 23514.22 | 0 | 9193.619 | 77252.45 | 27070.37 | 19681.93 | 0 | 0 | 0 | 0 | 1465609000 | 0 | 1465609000 | 14656.09 | 429423.437 | 0 | 221.3183 | 236.365 | 44379.6223
MsrNResSpltPkgAC-65to134-S13 | PreNResSpltPkgAC-65to-PEYes | MBT | 1996 | CZ02 | cDXGF | 0 | DXSZCap | 357.2847 | 199999.2 | 1519252 | 1758490.7192 | 527514.8 | 0 | 772633.8 | 0 | 123880.1 | 0 | 6985.173 | 88239.09 | 15297.39 | 50000.72 | 0 | 0 | 0 | 0 | 816514400 | 0 | 816514400 | 8165.144 | 239238.7192 | 0 | 221.3183 | 236.365 | 44379.6228
MsrNResSpltPkgAC-65to134-S13 | PreNResSpltPkgAC-65to-PEYes | MBT | 1996 | CZ03 | cDXGF | 0 | DXSZCap | 365.6017 | 199999.2 | 1468340 | 1678888.6866 | 527514.8 | 0 | 772633.8 | 0 | 80032.91 | 0 | 3965.07 | 84194.2 | 13326.54 | 43338.61 | 0 | 0 | 0 | 0 | 718596200 | 0 | 718596200 | 7185.962 | 210548.6866 | 0 | 221.3183 | 236.365 | 44379.6231
MsrNResSpltPkgAC-65to134-S13 | PreNResSpltPkgAC-65to-PEYes | MBT | 1996 | CZ04 | cDXGF | 0 | DXSZCap | 355.8595 | 199999.2 | 1549206 | 1704599.8392 | 527514.8 | 0 | 772633.8 | 0 | 153746.4 | 0 | 3932.26 | 91379.98 | 11244.73 | 59699.02 | 0 | 0 | 0 | 0 | 530354400 | 0 | 530354400 | 5303.544 | 155393.8392 | 0 | 221.3183 | 236.365 | 44379.6236
MsrNResSpltPkgAC-65to134-S13 | PreNResSpltPkgAC-65to-PEYes | MBT | 1996 | CZ05 | cDXGF | 0 | DXSZCap | 365.555 | 199999.2 | 1494065 | 1675536.5424 | 527514.8 | 0 | 772633.8 | 0 | 99586.38 | 0 | 4565.104 | 89766.52 | 13973.06 | 49423.63 | 0 | 0 | 0 | 0 | 619356800 | 0 | 619356800 | 6193.568 | 181471.5424 | 0 | 221.3183 | 236.365 | 44379.624
MsrNResSpltPkgAC-65to134-S13 | PreNResSpltPkgAC-65to-PEYes | MBT | 1996 | CZ06 | cDXGF | 0 | DXSZCap | 393.8555 | 199999.2 | 1587357 | 1667884.7391 | 527514.8 | 0 | 772633.8 | 0 | 190502.8 | 0 | 1608.454 | 95097.63 | 7642.83 | 67140.39 | 0 | 0 | 0 | 0 | 274838700 | 0 | 274838700 | 2748.387 | 80527.7391 | 0 | 221.3183 | 236.365 | 44379.6244
MsrNResSpltPkgAC-65to134-S13 | PreNResSpltPkgAC-65to-PEYes | MBT | 1996 | CZ07 | cDXGF | 0 | DXSZCap | 386.8069 | 199999.2 | 1557321 | 1621361.9807 | 527514.8 | 0 | 772633.8 | 0 | 161101.3 | 0 | 783.8846 | 95288.24 | 7000.18 | 66469.69 | 0 | 0 | 0 | 0 | 218569900 | 0 | 218569900 | 2185.699 | 64040.9807 | 0 | 221.3183 | 236.365 | 44379.6248
MsrNResSpltPkgAC-65to134-S13 | PreNResSpltPkgAC-65to-PEYes | MBT | 1996 | CZ08 | cDXGF | 0 | DXSZCap | 394.5078 | 199999.2 | 1627551 | 1694456.5831 | 527514.8 | 0 | 772633.8 | 0 | 233085.1 | 0 | 1736.302 | 92582.3 | 5345.348 | 70286.6 | 0 | 0 | 0 | 0 | 228346700 | 0 | 228346700 | 2283.467 | 66905.5831 | 0 | 221.3183 | 236.365 | 44379.6252
MsrNResSpltPkgAC-65to134-S13 | PreNResSpltPkgAC-65to-PEYes | MBT | 1996 | CZ09 | cDXGF | 0 | DXSZCap | 477.9653 | 199999.2 | 1623288 | 1716359.5379 | 527514.8 | 0 | 772633.8 | 0 | 215680.2 | 0 | 3016.872 | 104443.4 | 8475.627 | 70607.37 | 0 | 0 | 0 | 0 | 317650300 | 0 | 317650300 | 3176.503 | 93071.5379 | 0 | 221.3183 | 236.365 | 44379.6256
MsrNResSpltPkgAC-65to134-S13 | PreNResSpltPkgAC-65to-PEYes | MBT | 1996 | CZ10 | cDXGF | 0 | DXSZCap | 448.5877 | 199999.2 | 1651263 | 1764287.5742 | 527514.8 | 0 | 772633.8 | 0 | 244781 | 0 | 4156.917 | 102177.7 | 8688.354 | 72163.01 | 0 | 0 | 0 | 0 | 385749400 | 0 | 385749400 | 3857.494 | 113024.5742 | 0 | 221.3183 | 236.365 | 44379.626
MsrNResSpltPkgAC-65to134-S13 | PreNResSpltPkgAC-65to-PEYes | MBT | 1996 | CZ11 | cDXGF | 0 | DXSZCap | 464.2308 | 199999.2 | 1634522 | 1857722.8368 | 527514.8 | 0 | 772633.8 | 0 | 221794.3 | 0 | 7903.623 | 104676.7 | 15638.04 | 63413.49 | 0 | 0 | 0 | 0 | 761777600 | 0 | 761777600 | 7617.776 | 223200.8368 | 0 | 221.3183 | 236.365 | 44379.6264
MsrNResSpltPkgAC-65to134-S13 | PreNResSpltPkgAC-65to-PEYes | MBT | 1996 | CZ12 | cDXGF | 0 | DXSZCap | 419.1723 | 199999.2 | 1579213 | 1784377.7823 | 527514.8 | 0 | 772633.8 | 0 | 174848.4 | 0 | 6624.015 | 97592.64 | 13150.19 | 59983.44 | 0 | 0 | 0 | 0 | 700221100 | 0 | 700221100 | 7002.211 | 205164.7823 | 0 | 221.3183 | 236.365 | 44379.6268
MsrNResSpltPkgAC-65to134-S13 | PreNResSpltPkgAC-65to-PEYes | MBT | 1996 | CZ13 | cDXGF | 0 | DXSZCap | 468.7959 | 199999.2 | 1663347 | 1846324.3573 | 527514.8 | 0 | 772633.8 | 0 | 247660.7 | 0 | 6947.813 | 108590.4 | 13128.5 | 70631.49 | 0 | 0 | 0 | 0 | 624496100 | 0 | 624496100 | 6244.961 | 182977.3573 | 0 | 221.3183 | 236.365 | 44379.6272
MsrNResSpltPkgAC-65to134-S13 | PreNResSpltPkgAC-65to-PEYes | MBT | 1996 | CZ14 | cDXGF | 0 | DXSZCap | 469.0477 | 199999.2 | 1638730 | 1846320.0312 | 527514.8 | 0 | 772633.8 | 0 | 225989.6 | 0 | 8286.73 | 104305.9 | 14284.79 | 65206.14 | 0 | 0 | 0 | 0 | 708498400 | 0 | 708498400 | 7084.984 | 207590.0312 | 0 | 221.3183 | 236.365 | 44379.6277
MsrNResSpltPkgAC-65to134-S13 | PreNResSpltPkgAC-65to-PEYes | MBT | 1996 | CZ15 | cDXGF | 0 | DXSZCap | 597.427 | 199999.2 | 1883556 | 1917248.4802 | 527514.8 | 0 | 772633.8 | 0 | 447218.7 | 0 | 2241.29 | 133948.8 | 4307.935 | 108442.1 | 0 | 0 | 0 | 0 | 114991400 | 0 | 114991400 | 1149.914 | 33692.4802 | 0 | 221.3183 | 236.365 | 44379.6281
MsrNResSpltPkgAC-65to134-S13 | PreNResSpltPkgAC-65to-PEYes | MBT | 1996 | CZ16 | cDXGF | 0 | DXSZCap | 370.0954 | 199999.2 | 1475261 | 2056958.588 | 527514.8 | 0 | 772633.8 | 0 | 78811.72 | 0 | 11638.28 | 84663.44 | 23505.77 | 37438.69 | 0 | 0 | 0 | 0 | 1985316000 | 0 | 1985316000 | 19853.16 | 581697.588 | 0 | 221.3183 | 236.365 | 44379.6285
MsrNResSpltPkgAC-65to134-S13 | PreNResSpltPkgAC-65to-PEYes | MBT | 2003 | CZ01 | cDXGF | 0 | DXSZCap | 323.1606 | 199999.2 | 1369126 | 1806974.066 | 527514.8 | 0 | 737073.3 | 0 | 22259.02 | 0 | 8733.154 | 73541.29 | 26708.43 | 18602.38 | 0 | 0 | 0 | 0 | 1494362000 | 0 | 1494362000 | 14943.62 | 437848.066 | 0 | 221.3183 | 225.6398 | 44379.6289
MsrNResSpltPkgAC-65to134-S13 | PreNResSpltPkgAC-65to-PEYes | MBT | 2003 | CZ02 | cDXGF | 0 | DXSZCap | 333.6827 | 199999.2 | 1467649 | 1692956.1845 | 527514.8 | 0 | 737073.3 | 0 | 114281.1 | 0 | 6523.985 | 82250.02 | 14342 | 46528.9 | 0 | 0 | 0 | 0 | 768966500 | 0 | 768966500 | 7689.665 | 225307.1845 | 0 | 221.3183 | 225.6398 | 44379.6293
MsrNResSpltPkgAC-65to134-S13 | PreNResSpltPkgAC-65to-PEYes | MBT | 2003 | CZ03 | cDXGF | 0 | DXSZCap | 356.7469 | 199999.2 | 1428417 | 1628794.2209 | 527514.8 | 0 | 737073.3 | 0 | 77877.85 | 0 | 3869.087 | 82076.04 | 12859.03 | 42252.04 | 0 | 0 | 0 | 0 | 683881300 | 0 | 683881300 | 6838.813 | 200377.2209 | 0 | 221.3183 | 225.6398 | 44379.6297
MsrNResSpltPkgAC-65to134-S13 | PreNResSpltPkgAC-65to-PEYes | MBT | 2003 | CZ04 | cDXGF | 0 | DXSZCap | 346.9427 | 199999.2 | 1506616 | 1652822.0038 | 527514.8 | 0 | 737073.3 | 0 | 149226.9 | 0 | 3833.884 | 88961.04 | 10831.88 | 58127.64 | 0 | 0 | 0 | 0 | 498996600 | 0 | 498996600 | 4989.966 | 146206.0038 | 0 | 221.3183 | 225.6398 | 44379.6301
MsrNResSpltPkgAC-65to134-S13 | PreNResSpltPkgAC-65to-PEYes | MBT | 2003 | CZ05 | cDXGF | 0 | DXSZCap | 356.7633 | 199999.2 | 1453473 | 1626294.0104 | 527514.8 | 0 | 737073.3 | 0 | 96790.44 | 0 | 4455.343 | 87633.12 | 13673.85 | 48165.48 | 0 | 0 | 0 | 0 | 589832800 | 0 | 589832800 | 5898.328 | 172821.0104 | 0 | 221.3183 | 225.6398 | 44379.6305
MsrNResSpltPkgAC-65to134-S13 | PreNResSpltPkgAC-65to-PEYes | MBT | 2003 | CZ06 | cDXGF | 0 | DXSZCap | 386.6468 | 199999.2 | 1546885 | 1622517.8518 | 527514.8 | 0 | 737073.3 | 0 | 187222.2 | 0 | 1579.017 | 93490.8 | 7412.807 | 66046.82 | 0 | 0 | 0 | 0 | 258132600 | 0 | 258132600 | 2581.326 | 75632.8518 | 0 | 221.3183 | 225.6398 | 44379.6309
MsrNResSpltPkgAC-65to134-S13 | PreNResSpltPkgAC-65to-PEYes | MBT | 2003 | CZ07 | cDXGF | 0 | DXSZCap | 379.8158 | 199999.2 | 1517097 | 1577620.0176 | 527514.8 | 0 | 737073.3 | 0 | 158079.1 | 0 | 769.7178 | 93654.78 | 6809.435 | 65252.88 | 0 | 0 | 0 | 0 | 206563200 | 0 | 206563200 | 2065.632 | 60523.0176 | 0 | 221.3183 | 225.6398 | 44379.6314
MsrNResSpltPkgAC-65to134-S13 | PreNResSpltPkgAC-65to-PEYes | MBT | 2003 | CZ08 | cDXGF | 0 | DXSZCap | 387.8875 | 199999.2 | 1585339 | 1648818.5634 | 527514.8 | 0 | 737073.3 | 0 | 228185.9 | 0 | 1707.175 | 90852.71 | 5144.692 | 68948.33 | 0 | 0 | 0 | 0 | 216653800 | 0 | 216653800 | 2166.538 | 63479.5634 | 0 | 221.3183 | 225.6398 | 44379.6318
MsrNResSpltPkgAC-65to134-S13 | PreNResSpltPkgAC-65to-PEYes | MBT | 2003 | CZ09 | cDXGF | 0 | DXSZCap | 470.1054 | 199999.2 | 1581279 | 1668946.9733 | 527514.8 | 0 | 737073.3 | 0 | 211163.2 | 0 | 2967.264 | 102554.6 | 8151.313 | 69296.8 | 0 | 0 | 0 | 0 | 299208100 | 0 | 299208100 | 2992.081 | 87667.9733 | 0 | 221.3183 | 225.6398 | 44379.6322
MsrNResSpltPkgAC-65to134-S13 | PreNResSpltPkgAC-65to-PEYes | MBT | 2003 | CZ10 | cDXGF | 0 | DXSZCap | 409.8243 | 199999.2 | 1586038 | 1678397.7823 | 527514.8 | 0 | 737073.3 | 0 | 224133.1 | 0 | 3797.687 | 93513.29 | 7126.559 | 67052.77 | 0 | 0 | 0 | 0 | 315221100 | 0 | 315221100 | 3152.211 | 92359.7823 | 0 | 221.3183 | 225.6398 | 44379.6326
MsrNResSpltPkgAC-65to134-S13 | PreNResSpltPkgAC-65to-PEYes | MBT | 2003 | CZ11 | cDXGF | 0 | DXSZCap | 448.2802 | 199999.2 | 1583371 | 1809176.1673 | 527514.8 | 0 | 737073.3 | 0 | 210749.8 | 0 | 7632.035 | 100395.7 | 15473.74 | 60410.77 | 0 | 0 | 0 | 0 | 770666100 | 0 | 770666100 | 7706.661 | 225805.1673 | 0 | 221.3183 | 225.6398 | 44379.633
MsrNResSpltPkgAC-65to134-S13 | PreNResSpltPkgAC-65to-PEYes | MBT | 2003 | CZ12 | cDXGF | 0 | DXSZCap | 403.5168 | 199999.2 | 1529611 | 1737720.1686 | 527514.8 | 0 | 737073.3 | 0 | 165383.5 | 0 | 6376.71 | 93256.91 | 13030.35 | 56860.5 | 0 | 0 | 0 | 0 | 710270200 | 0 | 710270200 | 7102.702 | 208109.1686 | 0 | 221.3183 | 225.6398 | 44379.6334
MsrNResSpltPkgAC-65to134-S13 | PreNResSpltPkgAC-65to-PEYes | MBT | 2003 | CZ13 | cDXGF | 0 | DXSZCap | 452.5534 | 199999.2 | 1611086 | 1797007.6264 | 527514.8 | 0 | 737073.3 | 0 | 235695.6 | 0 | 6707.137 | 104089.6 | 13060.91 | 67335.61 | 0 | 0 | 0 | 0 | 634544800 | 0 | 634544800 | 6345.448 | 185921.6264 | 0 | 221.3183 | 225.6398 | 44379.6339
MsrNResSpltPkgAC-65to134-S13 | PreNResSpltPkgAC-65to-PEYes | MBT | 2003 | CZ14 | cDXGF | 0 | DXSZCap | 453.9284 | 199999.2 | 1588159 | 1802241.5889 | 527514.8 | 0 | 737073.3 | 0 | 215311.7 | 0 | 8019.644 | 100233.3 | 14407.32 | 62056.57 | 0 | 0 | 0 | 0 | 730657300 | 0 | 730657300 | 7306.573 | 214082.5889 | 0 | 221.3183 | 225.6398 | 44379.6343
MsrNResSpltPkgAC-65to134-S13 | PreNResSpltPkgAC-65to-PEYes | MBT | 2003 | CZ15 | cDXGF | 0 | DXSZCap | 582.3376 | 199999.2 | 1826128 | 1861273.2914 | 527514.8 | 0 | 737073.3 | 0 | 429777.3 | 0 | 2184.682 | 129572.3 | 4433.726 | 104588.4 | 0 | 0 | 0 | 0 | 119949800 | 0 | 119949800 | 1199.498 | 35145.2914 | 0 | 221.3183 | 225.6398 | 44379.6347
MsrNResSpltPkgAC-65to134-S13 | PreNResSpltPkgAC-65to-PEYes | MBT | 2003 | CZ16 | cDXGF | 0 | DXSZCap | 352.4626 | 199999.2 | 1429888 | 2015871.885 | 527514.8 | 0 | 737073.3 | 0 | 73993.6 | 0 | 11083.81 | 80216.64 | 23017.76 | 35190.99 | 0 | 0 | 0 | 0 | 1999945000 | 0 | 1999945000 | 19999.45 | 585983.885 | 0 | 221.3183 | 225.6398 | 44379.6351
MsrNResSpltPkgAC-65to134-S13 | PreNResSpltPkgAC-65to-PEYes | MBT | 2007 | CZ01 | cDXGF | 0 | DXSZCap | 319.96 | 199999.2 | 1369603 | 1789178.707 | 527514.8 | 0 | 737073.3 | 0 | 23212.79 | 0 | 8645.697 | 73151.31 | 25781.96 | 19425.18 | 0 | 0 | 0 | 0 | 1431999000 | 0 | 1431999000 | 14319.99 | 419575.707 | 0 | 221.3183 | 225.6398 | 44379.6355
MsrNResSpltPkgAC-65to134-S13 | PreNResSpltPkgAC-65to-PEYes | MBT | 2007 | CZ02 | cDXGF | 0 | DXSZCap | 327.4374 | 199999.2 | 1466993 | 1681515.9972 | 527514.8 | 0 | 737073.3 | 0 | 114615.3 | 0 | 6401.492 | 81382.69 | 13640.84 | 46869.41 | 0 | 0 | 0 | 0 | 732160400 | 0 | 732160400 | 7321.604 | 214522.9972 | 0 | 221.3183 | 225.6398 | 44379.6359
MsrNResSpltPkgAC-65to134-S13 | PreNResSpltPkgAC-65to-PEYes | MBT | 2007 | CZ03 | cDXGF | 0 | DXSZCap | 352.9629 | 199999.2 | 1429150 | 1619780.4587 | 527514.8 | 0 | 737073.3 | 0 | 79015.44 | 0 | 3827.591 | 81713.45 | 12198.98 | 42944.25 | 0 | 0 | 0 | 0 | 650615900 | 0 | 650615900 | 6506.159 | 190630.4587 | 0 | 221.3183 | 225.6398 | 44379.6363
MsrNResSpltPkgAC-65to134-S13 | PreNResSpltPkgAC-65to-PEYes | MBT | 2007 | CZ04 | cDXGF | 0 | DXSZCap | 341.1726 | 199999.2 | 1506182 | 1644273.6032 | 527514.8 | 0 | 737073.3 | 0 | 149561.9 | 0 | 3769.693 | 88256.66 | 10266.23 | 58467.38 | 0 | 0 | 0 | 0 | 471302400 | 0 | 471302400 | 4713.024 | 138091.6032 | 0 | 221.3183 | 225.6398 | 44379.6367
MsrNResSpltPkgAC-65to134-S13 | PreNResSpltPkgAC-65to-PEYes | MBT | 2007 | CZ05 | cDXGF | 0 | DXSZCap | 352.8496 | 199999.2 | 1454120 | 1618663.1451 | 527514.8 | 0 | 737073.3 | 0 | 97884.51 | 0 | 4406.224 | 87235.34 | 13119.4 | 48723.23 | 0 | 0 | 0 | 0 | 561580700 | 0 | 561580700 | 5615.807 | 164543.1451 | 0 | 221.3183 | 225.6398 | 44379.6371
MsrNResSpltPkgAC-65to134-S13 | PreNResSpltPkgAC-65to-PEYes | MBT | 2007 | CZ06 | cDXGF | 0 | DXSZCap | 386.6468 | 199999.2 | 1546885 | 1622517.8518 | 527514.8 | 0 | 737073.3 | 0 | 187222.2 | 0 | 1579.017 | 93490.8 | 7412.807 | 66046.82 | 0 | 0 | 0 | 0 | 258132600 | 0 | 258132600 | 2581.326 | 75632.8518 | 0 | 221.3183 | 225.6398 | 44379.6375
MsrNResSpltPkgAC-65to134-S13 | PreNResSpltPkgAC-65to-PEYes | MBT | 2007 | CZ07 | cDXGF | 0 | DXSZCap | 379.8158 | 199999.2 | 1517097 | 1577620.0176 | 527514.8 | 0 | 737073.3 | 0 | 158079.1 | 0 | 769.7178 | 93654.78 | 6809.435 | 65252.88 | 0 | 0 | 0 | 0 | 206563200 | 0 | 206563200 | 2065.632 | 60523.0176 | 0 | 221.3183 | 225.6398 | 44379.638
MsrNResSpltPkgAC-65to134-S13 | PreNResSpltPkgAC-65to-PEYes | MBT | 2007 | CZ08 | cDXGF | 0 | DXSZCap | 387.8875 | 199999.2 | 1585339 | 1648818.5634 | 527514.8 | 0 | 737073.3 | 0 | 228185.9 | 0 | 1707.175 | 90852.71 | 5144.692 | 68948.33 | 0 | 0 | 0 | 0 | 216653800 | 0 | 216653800 | 2166.538 | 63479.5634 | 0 | 221.3183 | 225.6398 | 44379.6384
MsrNResSpltPkgAC-65to134-S13 | PreNResSpltPkgAC-65to-PEYes | MBT | 2007 | CZ09 | cDXGF | 0 | DXSZCap | 470.1054 | 199999.2 | 1581279 | 1668946.9733 | 527514.8 | 0 | 737073.3 | 0 | 211163.2 | 0 | 2967.264 | 102554.6 | 8151.313 | 69296.8 | 0 | 0 | 0 | 0 | 299208100 | 0 | 299208100 | 2992.081 | 87667.9733 | 0 | 221.3183 | 225.6398 | 44379.6388
MsrNResSpltPkgAC-65to134-S13 | PreNResSpltPkgAC-65to-PEYes | MBT | 2007 | CZ10 | cDXGF | 0 | DXSZCap | 403.0589 | 199999.2 | 1583440 | 1669547.1916 | 527514.8 | 0 | 737073.3 | 0 | 222637.4 | 0 | 3734.988 | 92474.34 | 6615.494 | 66821.98 | 0 | 0 | 0 | 0 | 293881200 | 0 | 293881200 | 2938.812 | 86107.1916 | 0 | 221.3183 | 225.6398 | 44379.6392
MsrNResSpltPkgAC-65to134-S13 | PreNResSpltPkgAC-65to-PEYes | MBT | 2007 | CZ11 | cDXGF | 0 | DXSZCap | 440.2917 | 199999.2 | 1579457 | 1789196.9187 | 527514.8 | 0 | 737073.3 | 0 | 208401.3 | 0 | 7496.056 | 98966.34 | 14512.32 | 60104.59 | 0 | 0 | 0 | 0 | 715835900 | 0 | 715835900 | 7158.359 | 209739.9187 | 0 | 221.3183 | 225.6398 | 44379.6396
MsrNResSpltPkgAC-65to134-S13 | PreNResSpltPkgAC-65to-PEYes | MBT | 2007 | CZ12 | cDXGF | 0 | DXSZCap | 396.28 | 199999.2 | 1527306 | 1722478.9256 | 527514.8 | 0 | 737073.3 | 0 | 164359.6 | 0 | 6262.263 | 92090.52 | 12172.99 | 56831.2 | 0 | 0 | 0 | 0 | 666119200 | 0 | 666119200 | 6661.192 | 195172.9256 | 0 | 221.3183 | 225.6398 | 44379.64
MsrNResSpltPkgAC-65to134-S13 | PreNResSpltPkgAC-65to-PEYes | MBT | 2007 | CZ13 | cDXGF | 0 | DXSZCap | 444.6947 | 199999.2 | 1606025 | 1778754.0963 | 527514.8 | 0 | 737073.3 | 0 | 232254.2 | 0 | 6590.648 | 102586.4 | 12168.29 | 66804.22 | 0 | 0 | 0 | 0 | 589519100 | 0 | 589519100 | 5895.191 | 172729.0963 | 0 | 221.3183 | 225.6398 | 44379.6404
MsrNResSpltPkgAC-65to134-S13 | PreNResSpltPkgAC-65to-PEYes | MBT | 2007 | CZ14 | cDXGF | 0 | DXSZCap | 445.9424 | 199999.2 | 1584296 | 1782860.2834 | 527514.8 | 0 | 737073.3 | 0 | 213004.1 | 0 | 7878.553 | 98820.2 | 13489.95 | 61796.66 | 0 | 0 | 0 | 0 | 677693800 | 0 | 677693800 | 6776.938 | 198564.2834 | 0 | 221.3183 | 225.6398 | 44379.6408
MsrNResSpltPkgAC-65to134-S13 | PreNResSpltPkgAC-65to-PEYes | MBT | 2007 | CZ15 | cDXGF | 0 | DXSZCap | 573.0286 | 199999.2 | 1816299 | 1847747.569 | 527514.8 | 0 | 737073.3 | 0 | 421899.8 | 0 | 2149.76 | 127655.7 | 4043.929 | 103385 | 0 | 0 | 0 | 0 | 107333000 | 0 | 107333000 | 1073.33 | 31448.569 | 0 | 221.3183 | 225.6398 | 44379.6412
MsrNResSpltPkgAC-65to134-S13 | PreNResSpltPkgAC-65to-PEYes | MBT | 2007 | CZ16 | cDXGF | 0 | DXSZCap | 348.4511 | 199999.2 | 1429012 | 1984600.651 | 527514.8 | 0 | 737073.3 | 0 | 73935.56 | 0 | 10957.37 | 79525.84 | 21780.34 | 35349.2 | 0 | 0 | 0 | 0 | 1896207000 | 0 | 1896207000 | 18962.07 | 555588.651 | 0 | 221.3183 | 225.6398 | 44379.6416
MsrNResSpltPkgAC-65to134-S13 | PreNResSpltPkgAC-65to-PEYes | MBT | 2011 | CZ01 | cDXGF | 0 | DXSZCap | 315.4475 | 199999.2 | 1349759 | 1742837.545 | 508963.8 | 0 | 737073.3 | 0 | 23022.16 | 0 | 8523.808 | 72171.1 | 24869.38 | 19321.39 | 0 | 0 | 0 | 0 | 1341565000 | 0 | 1341565000 | 13415.65 | 393078.545 | 0 | 215.3257 | 225.6398 | 44379.642
MsrNResSpltPkgAC-65to134-S13 | PreNResSpltPkgAC-65to-PEYes | MBT | 2011 | CZ02 | cDXGF | 0 | DXSZCap | 309.5642 | 199999.2 | 1445133 | 1610375.2431 | 508963.8 | 0 | 737073.3 | 0 | 114535 | 0 | 6051.167 | 78504.91 | 11192.34 | 47275.17 | 0 | 0 | 0 | 0 | 563966700 | 0 | 563966700 | 5639.667 | 165242.2431 | 0 | 215.3257 | 225.6398 | 44379.6425
MsrNResSpltPkgAC-65to134-S13 | PreNResSpltPkgAC-65to-PEYes | MBT | 2011 | CZ03 | cDXGF | 0 | DXSZCap | 341.8961 | 199999.2 | 1410958 | 1564090.6996 | 508963.8 | 0 | 737073.3 | 0 | 80990.24 | 0 | 3706.876 | 80219.14 | 10116.83 | 44096.15 | 0 | 0 | 0 | 0 | 522637200 | 0 | 522637200 | 5226.372 | 153132.6996 | 0 | 215.3257 | 225.6398 | 44379.6429
MsrNResSpltPkgAC-65to134-S13 | PreNResSpltPkgAC-65to-PEYes | MBT | 2011 | CZ04 | cDXGF | 0 | DXSZCap | 321.9058 | 199999.2 | 1484153 | 1584146.4871 | 508963.8 | 0 | 737073.3 | 0 | 149228.5 | 0 | 3555.854 | 85326.94 | 8052.717 | 58771.68 | 0 | 0 | 0 | 0 | 341274700 | 0 | 341274700 | 3412.747 | 99993.4871 | 0 | 215.3257 | 225.6398 | 44379.6433
MsrNResSpltPkgAC-65to134-S13 | PreNResSpltPkgAC-65to-PEYes | MBT | 2011 | CZ05 | cDXGF | 0 | DXSZCap | 344.256 | 199999.2 | 1435341 | 1564711.7805 | 508963.8 | 0 | 737073.3 | 0 | 99066.2 | 0 | 4298.773 | 85934.32 | 11263.64 | 49307.98 | 0 | 0 | 0 | 0 | 441538500 | 0 | 441538500 | 4415.385 | 129370.7805 | 0 | 215.3257 | 225.6398 | 44379.6437
MsrNResSpltPkgAC-65to134-S13 | PreNResSpltPkgAC-65to-PEYes | MBT | 2011 | CZ06 | cDXGF | 0 | DXSZCap | 379.8211 | 199999.2 | 1525839 | 1593478.5188 | 508963.8 | 0 | 737073.3 | 0 | 186054.1 | 0 | 1551.139 | 92192.2 | 6901.042 | 65580.59 | 0 | 0 | 0 | 0 | 230851600 | 0 | 230851600 | 2308.516 | 67639.5188 | 0 | 215.3257 | 225.6398 | 44379.6441
MsrNResSpltPkgAC-65to134-S13 | PreNResSpltPkgAC-65to-PEYes | MBT | 2011 | CZ07 | cDXGF | 0 | DXSZCap | 369.648 | 199999.2 | 1496558 | 1547178.0864 | 508963.8 | 0 | 737073.3 | 0 | 157766.3 | 0 | 749.0996 | 92001.26 | 6035.301 | 65185.98 | 0 | 0 | 0 | 0 | 172764800 | 0 | 172764800 | 1727.648 | 50620.0864 | 0 | 215.3257 | 225.6398 | 44379.6445
MsrNResSpltPkgAC-65to134-S13 | PreNResSpltPkgAC-65to-PEYes | MBT | 2011 | CZ08 | cDXGF | 0 | DXSZCap | 370.1882 | 199999.2 | 1559866 | 1605784.5791 | 508963.8 | 0 | 737073.3 | 0 | 224291.4 | 0 | 1629.25 | 87903.53 | 3898.642 | 68174.37 | 0 | 0 | 0 | 0 | 156718700 | 0 | 156718700 | 1567.187 | 45918.5791 | 0 | 215.3257 | 225.6398 | 44379.6449
MsrNResSpltPkgAC-65to134-S13 | PreNResSpltPkgAC-65to-PEYes | MBT | 2011 | CZ09 | cDXGF | 0 | DXSZCap | 427.6506 | 199999.2 | 1548107 | 1593813.0955 | 508963.8 | 0 | 737073.3 | 0 | 203786 | 0 | 2699.233 | 95580.55 | 4727.042 | 68024.88 | 0 | 0 | 0 | 0 | 155993500 | 0 | 155993500 | 1559.935 | 45706.0955 | 0 | 215.3257 | 225.6398 | 44379.6453
MsrNResSpltPkgAC-65to134-S13 | PreNResSpltPkgAC-65to-PEYes | MBT | 2011 | CZ10 | cDXGF | 0 | DXSZCap | 381.1276 | 199999.2 | 1555287 | 1616948.264 | 508963.8 | 0 | 737073.3 | 0 | 217068.6 | 0 | 3531.702 | 88644.88 | 5017.242 | 65621.76 | 0 | 0 | 0 | 0 | 210448000 | 0 | 210448000 | 2104.48 | 61661.264 | 0 | 215.3257 | 225.6398 | 44379.6458
MsrNResSpltPkgAC-65to134-S13 | PreNResSpltPkgAC-65to-PEYes | MBT | 2011 | CZ11 | cDXGF | 0 | DXSZCap | 415.4487 | 199999.2 | 1547422 | 1700004.2991 | 508963.8 | 0 | 737073.3 | 0 | 200156.8 | 0 | 7073.048 | 94150.66 | 11300.42 | 58650.21 | 0 | 0 | 0 | 0 | 520758700 | 0 | 520758700 | 5207.587 | 152582.2991 | 0 | 215.3257 | 225.6398 | 44379.6462
MsrNResSpltPkgAC-65to134-S13 | PreNResSpltPkgAC-65to-PEYes | MBT | 2011 | CZ12 | cDXGF | 0 | DXSZCap | 373.2776 | 199999.2 | 1500396 | 1646767.5781 | 508963.8 | 0 | 737073.3 | 0 | 160476.5 | 0 | 5898.534 | 87979.18 | 9560.313 | 56132.7 | 0 | 0 | 0 | 0 | 499561700 | 0 | 499561700 | 4995.617 | 146371.5781 | 0 | 215.3257 | 225.6398 | 44379.6466
MsrNResSpltPkgAC-65to134-S13 | PreNResSpltPkgAC-65to-PEYes | MBT | 2011 | CZ13 | cDXGF | 0 | DXSZCap | 419.626 | 199999.2 | 1571618 | 1698448.9979 | 508963.8 | 0 | 737073.3 | 0 | 221799.9 | 0 | 6219.007 | 97557.41 | 9577.272 | 64819.18 | 0 | 0 | 0 | 0 | 432870300 | 0 | 432870300 | 4328.703 | 126830.9979 | 0 | 215.3257 | 225.6398 | 44379.647
MsrNResSpltPkgAC-65to134-S13 | PreNResSpltPkgAC-65to-PEYes | MBT | 2011 | CZ14 | cDXGF | 0 | DXSZCap | 421.1357 | 199999.2 | 1552810 | 1697389.2092 | 508963.8 | 0 | 737073.3 | 0 | 205250.6 | 0 | 7440.215 | 94078.26 | 10497.81 | 60368.76 | 0 | 0 | 0 | 0 | 493444400 | 0 | 493444400 | 4934.444 | 144579.2092 | 0 | 215.3257 | 225.6398 | 44379.6474
MsrNResSpltPkgAC-65to134-S13 | PreNResSpltPkgAC-65to-PEYes | MBT | 2011 | CZ15 | cDXGF | 0 | DXSZCap | 544.5371 | 199999.2 | 1767260 | 1786788.8514 | 508963.8 | 0 | 737073.3 | 0 | 397736.8 | 0 | 2042.868 | 121439 | 2794.442 | 99297.65 | 0 | 0 | 0 | 0 | 66651370 | 0 | 66651370 | 666.5137 | 19528.8514 | 0 | 215.3257 | 225.6398 | 44379.6478
MsrNResSpltPkgAC-65to134-S13 | PreNResSpltPkgAC-65to-PEYes | MBT | 2011 | CZ16 | cDXGF | 0 | DXSZCap | 333.3766 | 199999.2 | 1406253 | 1855053.113 | 508963.8 | 0 | 737073.3 | 0 | 73140.05 | 0 | 10482.7 | 76589.49 | 18276.28 | 35306.34 | 0 | 0 | 0 | 0 | 1531741000 | 0 | 1531741000 | 15317.41 | 448800.113 | 0 | 215.3257 | 225.6398 | 44379.6483
MsrNResSpltPkgAC-65to134-S13 | PreNResSpltPkgAC-65to-PEYes | MBT | 2015 | CZ01 | cDXGF | 0 | DXSZCap | 307.6979 | 199999.2 | 1338028 | 1727003.666 | 499687.6 | 0 | 737073.3 | 0 | 22465.31 | 0 | 8314.44 | 70482.29 | 24468.19 | 18913.95 | 0 | 0 | 0 | 0 | 1327562000 | 0 | 1327562000 | 13275.62 | 388975.666 | 0 | 212.3293 | 225.6398 | 44379.6487
MsrNResSpltPkgAC-65to134-S13 | PreNResSpltPkgAC-65to-PEYes | MBT | 2015 | CZ02 | cDXGF | 0 | DXSZCap | 300.2823 | 199999.2 | 1429888 | 1592085.3285 | 499687.6 | 0 | 737073.3 | 0 | 111032.6 | 0 | 5869.981 | 76220.59 | 10808.14 | 45998.93 | 0 | 0 | 0 | 0 | 553574500 | 0 | 553574500 | 5535.745 | 162197.3285 | 0 | 212.3293 | 225.6398 | 44379.6491
MsrNResSpltPkgAC-65to134-S13 | PreNResSpltPkgAC-65to-PEYes | MBT | 2015 | CZ03 | cDXGF | 0 | DXSZCap | 316.0549 | 199999.2 | 1389987 | 1543745.8113 | 499687.6 | 0 | 737073.3 | 0 | 75560.67 | 0 | 3426.507 | 74234.38 | 9933.718 | 41215.22 | 0 | 0 | 0 | 0 | 524774100 | 0 | 524774100 | 5247.741 | 153758.8113 | 0 | 212.3293 | 225.6398 | 44379.6495
MsrNResSpltPkgAC-65to134-S13 | PreNResSpltPkgAC-65to-PEYes | MBT | 2015 | CZ04 | cDXGF | 0 | DXSZCap | 297.7971 | 199999.2 | 1457280 | 1556649.192 | 499687.6 | 0 | 737073.3 | 0 | 138085 | 0 | 3289.673 | 79139.64 | 7625.154 | 54919.43 | 0 | 0 | 0 | 0 | 339144000 | 0 | 339144000 | 3391.44 | 99369.192 | 0 | 212.3293 | 225.6398 | 44379.6499
MsrNResSpltPkgAC-65to134-S13 | PreNResSpltPkgAC-65to-PEYes | MBT | 2015 | CZ05 | cDXGF | 0 | DXSZCap | 317.7112 | 199999.2 | 1412723 | 1544570.5388 | 499687.6 | 0 | 737073.3 | 0 | 92178.02 | 0 | 3967.2 | 79812.93 | 11192.2 | 45993.96 | 0 | 0 | 0 | 0 | 449991600 | 0 | 449991600 | 4499.916 | 131847.5388 | 0 | 212.3293 | 225.6398 | 44379.6503
MsrNResSpltPkgAC-65to134-S13 | PreNResSpltPkgAC-65to-PEYes | MBT | 2015 | CZ06 | cDXGF | 0 | DXSZCap | 349.7595 | 199999.2 | 1495090 | 1563811.978 | 499687.6 | 0 | 737073.3 | 0 | 171701.1 | 0 | 1428.372 | 85195.33 | 6772.566 | 60645.48 | 0 | 0 | 0 | 0 | 234546000 | 0 | 234546000 | 2345.46 | 68721.978 | 0 | 212.3293 | 225.6398 | 44379.6507
MsrNResSpltPkgAC-65to134-S13 | PreNResSpltPkgAC-65to-PEYes | MBT | 2015 | CZ07 | cDXGF | 0 | DXSZCap | 340.6516 | 199999.2 | 1469102 | 1521818.267 | 499687.6 | 0 | 737073.3 | 0 | 146401 | 0 | 690.3373 | 85245.74 | 6077.801 | 60715.98 | 0 | 0 | 0 | 0 | 179919000 | 0 | 179919000 | 1799.19 | 52716.267 | 0 | 212.3293 | 225.6398 | 44379.6511
MsrNResSpltPkgAC-65to134-S13 | PreNResSpltPkgAC-65to-PEYes | MBT | 2015 | CZ08 | cDXGF | 0 | DXSZCap | 343.9249 | 199999.2 | 1526598 | 1572313.0613 | 499687.6 | 0 | 737073.3 | 0 | 207093.7 | 0 | 1513.688 | 81225.15 | 3733.115 | 63227.34 | 0 | 0 | 0 | 0 | 156024100 | 0 | 156024100 | 1560.241 | 45715.0613 | 0 | 212.3293 | 225.6398 | 44379.6516
MsrNResSpltPkgAC-65to134-S13 | PreNResSpltPkgAC-65to-PEYes | MBT | 2015 | CZ09 | cDXGF | 0 | DXSZCap | 399.7569 | 199999.2 | 1515216 | 1559364.654 | 499687.6 | 0 | 737073.3 | 0 | 187212.3 | 0 | 2523.201 | 88715.83 | 4638.698 | 63182.49 | 0 | 0 | 0 | 0 | 150678000 | 0 | 150678000 | 1506.78 | 44148.654 | 0 | 212.3293 | 225.6398 | 44379.652
MsrNResSpltPkgAC-65to134-S13 | PreNResSpltPkgAC-65to-PEYes | MBT | 2015 | CZ10 | cDXGF | 0 | DXSZCap | 371.7262 | 199999.2 | 1537279 | 1595874.4585 | 499687.6 | 0 | 737073.3 | 0 | 210793.4 | 0 | 3444.587 | 86275.09 | 4862.064 | 63926.43 | 0 | 0 | 0 | 0 | 199984500 | 0 | 199984500 | 1999.845 | 58595.4585 | 0 | 212.3293 | 225.6398 | 44379.6524
MsrNResSpltPkgAC-65to134-S13 | PreNResSpltPkgAC-65to-PEYes | MBT | 2015 | CZ11 | cDXGF | 0 | DXSZCap | 405.6784 | 199999.2 | 1529283 | 1671836.7881 | 499687.6 | 0 | 737073.3 | 0 | 193947.7 | 0 | 6906.744 | 91662.9 | 10932.15 | 57055.38 | 0 | 0 | 0 | 0 | 486531700 | 0 | 486531700 | 4865.317 | 142553.7881 | 0 | 212.3293 | 225.6398 | 44379.6528
MsrNResSpltPkgAC-65to134-S13 | PreNResSpltPkgAC-65to-PEYes | MBT | 2015 | CZ12 | cDXGF | 0 | DXSZCap | 363.665 | 199999.2 | 1483537 | 1622348.0354 | 499687.6 | 0 | 737073.3 | 0 | 155495.6 | 0 | 5746.722 | 85528.81 | 9169.94 | 54536.83 | 0 | 0 | 0 | 0 | 473757800 | 0 | 473757800 | 4737.578 | 138811.0354 | 0 | 212.3293 | 225.6398 | 44379.6532
MsrNResSpltPkgAC-65to134-S13 | PreNResSpltPkgAC-65to-PEYes | MBT | 2015 | CZ13 | cDXGF | 0 | DXSZCap | 409.4087 | 199999.2 | 1552963 | 1671445.461 | 499687.6 | 0 | 737073.3 | 0 | 215193.8 | 0 | 6067.656 | 94936.04 | 9214.91 | 63062.02 | 0 | 0 | 0 | 0 | 404377000 | 0 | 404377000 | 4043.77 | 118482.461 | 0 | 212.3293 | 225.6398 | 44379.6536
MsrNResSpltPkgAC-65to134-S13 | PreNResSpltPkgAC-65to-PEYes | MBT | 2015 | CZ14 | cDXGF | 0 | DXSZCap | 411.0168 | 199999.2 | 1534311 | 1670612.9592 | 499687.6 | 0 | 737073.3 | 0 | 198760.8 | 0 | 7261.499 | 91522.97 | 10256.1 | 58584.38 | 0 | 0 | 0 | 0 | 465194400 | 0 | 465194400 | 4651.944 | 136301.9592 | 0 | 212.3293 | 225.6398 | 44379.654
MsrNResSpltPkgAC-65to134-S13 | PreNResSpltPkgAC-65to-PEYes | MBT | 2015 | CZ15 | cDXGF | 0 | DXSZCap | 535.1565 | 199999.2 | 1744497 | 1761500.4873 | 499687.6 | 0 | 737073.3 | 0 | 386890.1 | 0 | 2007.679 | 118833.7 | 2720.554 | 97140.02 | 0 | 0 | 0 | 0 | 58032380 | 0 | 58032380 | 580.3238 | 17003.4873 | 0 | 212.3293 | 225.6398 | 44379.6544
MsrNResSpltPkgAC-65to134-S13 | PreNResSpltPkgAC-65to-PEYes | MBT | 2015 | CZ16 | cDXGF | 0 | DXSZCap | 324.3711 | 199999.2 | 1392092 | 1832797.402 | 499687.6 | 0 | 737073.3 | 0 | 70760.3 | 0 | 10199.53 | 74366.21 | 17841.05 | 34247.77 | 0 | 0 | 0 | 0 | 1504114000 | 0 | 1504114000 | 15041.14 | 440705.402 | 0 | 212.3293 | 225.6398 | 44379.6548
MsrNResSpltPkgAC-65to134-S13 | PreNResSpltPkgAC-65to-PEYes | MBT | 2017 | CZ01 | cDXGF | 0 | DXSZCap | 297.2403 | 199999.2 | 1322299 | 1673339.37 | 482301.6 | 0 | 737073.3 | 0 | 25640.83 | 0 | 8028.645 | 69249.65 | 21996.71 | 21553.52 | 0 | 0 | 0 | 0 | 1198090000 | 0 | 1198090000 | 11980.9 | 351040.37 | 0 | 203.84 | 225.6398 | 44379.6552
MsrNResSpltPkgAC-65to134-S13 | PreNResSpltPkgAC-65to-PEYes | MBT | 2017 | CZ02 | cDXGF | 0 | DXSZCap | 290.8442 | 199999.2 | 1410530 | 1573296.4517 | 482301.6 | 0 | 737073.3 | 0 | 110709.7 | 0 | 5684.305 | 74755.63 | 10434.96 | 45936.43 | 0 | 0 | 0 | 0 | 555516900 | 0 | 555516900 | 5555.169 | 162766.4517 | 0 | 203.84 | 225.6398 | 44379.6556
MsrNResSpltPkgAC-65to134-S13 | PreNResSpltPkgAC-65to-PEYes | MBT | 2017 | CZ03 | cDXGF | 0 | DXSZCap | 310.5634 | 199999.2 | 1372636 | 1529068.0847 | 482301.6 | 0 | 737073.3 | 0 | 76316.66 | 0 | 3366.33 | 73572.87 | 9840.712 | 41671.47 | 0 | 0 | 0 | 0 | 533897900 | 0 | 533897900 | 5338.979 | 156432.0847 | 0 | 203.84 | 225.6398 | 44379.656
MsrNResSpltPkgAC-65to134-S13 | PreNResSpltPkgAC-65to-PEYes | MBT | 2017 | CZ04 | cDXGF | 0 | DXSZCap | 288.8036 | 199999.2 | 1437866 | 1538272.6464 | 482301.6 | 0 | 737073.3 | 0 | 137487.6 | 0 | 3189.2 | 77809.52 | 7496.731 | 54810.76 | 0 | 0 | 0 | 0 | 342684800 | 0 | 342684800 | 3426.848 | 100406.6464 | 0 | 203.84 | 225.6398 | 44379.6564
MsrNResSpltPkgAC-65to134-S13 | PreNResSpltPkgAC-65to-PEYes | MBT | 2017 | CZ05 | cDXGF | 0 | DXSZCap | 307.9828 | 199999.2 | 1396063 | 1523915.7475 | 482301.6 | 0 | 737073.3 | 0 | 94072.53 | 0 | 3845.059 | 78766.03 | 10725.32 | 46911.6 | 0 | 0 | 0 | 0 | 436357500 | 0 | 436357500 | 4363.575 | 127852.7475 | 0 | 203.84 | 225.6398 | 44379.6569
MsrNResSpltPkgAC-65to134-S13 | PreNResSpltPkgAC-65to-PEYes | MBT | 2017 | CZ06 | cDXGF | 0 | DXSZCap | 331.9378 | 199999.2 | 1475157 | 1532221.8558 | 482301.6 | 0 | 737073.3 | 0 | 171665.3 | 0 | 1355.496 | 82756.14 | 5823.957 | 60693.15 | 0 | 0 | 0 | 0 | 194760600 | 0 | 194760600 | 1947.606 | 57064.8558 | 0 | 203.84 | 225.6398 | 44379.6573
MsrNResSpltPkgAC-65to134-S13 | PreNResSpltPkgAC-65to-PEYes | MBT | 2017 | CZ07 | cDXGF | 0 | DXSZCap | 327.7148 | 199999.2 | 1450716 | 1497074.9288 | 482301.6 | 0 | 737073.3 | 0 | 147071.3 | 0 | 664.0912 | 83600.02 | 5557.977 | 60946.12 | 0 | 0 | 0 | 0 | 158221600 | 0 | 158221600 | 1582.216 | 46358.9288 | 0 | 203.84 | 225.6398 | 44379.6577
MsrNResSpltPkgAC-65to134-S13 | PreNResSpltPkgAC-65to-PEYes | MBT | 2017 | CZ08 | cDXGF | 0 | DXSZCap | 329.8899 | 199999.2 | 1503421 | 1547352.5117 | 482301.6 | 0 | 737073.3 | 0 | 203544.7 | 0 | 1451.878 | 79044.7 | 3440.379 | 62384.99 | 0 | 0 | 0 | 0 | 149936900 | 0 | 149936900 | 1499.369 | 43931.5117 | 0 | 203.84 | 225.6398 | 44379.6581
MsrNResSpltPkgAC-65to134-S13 | PreNResSpltPkgAC-65to-PEYes | MBT | 2017 | CZ09 | cDXGF | 0 | DXSZCap | 389.768 | 199999.2 | 1493625 | 1536760.8409 | 482301.6 | 0 | 737073.3 | 0 | 184736.1 | 0 | 2460.114 | 87048.95 | 4561.167 | 62647.57 | 0 | 0 | 0 | 0 | 147221300 | 0 | 147221300 | 1472.213 | 43135.8409 | 0 | 203.84 | 225.6398 | 44379.6585
MsrNResSpltPkgAC-65to134-S13 | PreNResSpltPkgAC-65to-PEYes | MBT | 2017 | CZ10 | cDXGF | 0 | DXSZCap | 361.6194 | 199999.2 | 1514946 | 1572571.8922 | 482301.6 | 0 | 737073.3 | 0 | 207653.8 | 0 | 3350.878 | 84561.68 | 4673.545 | 63236.23 | 0 | 0 | 0 | 0 | 196675400 | 0 | 196675400 | 1966.754 | 57625.8922 | 0 | 203.84 | 225.6398 | 44379.6589
MsrNResSpltPkgAC-65to134-S13 | PreNResSpltPkgAC-65to-PEYes | MBT | 2017 | CZ11 | cDXGF | 0 | DXSZCap | 393.756 | 199999.2 | 1505758 | 1641861.9205 | 482301.6 | 0 | 737073.3 | 0 | 190220.7 | 0 | 6703.656 | 89453.91 | 10204.14 | 56413.37 | 0 | 0 | 0 | 0 | 464518500 | 0 | 464518500 | 4645.185 | 136103.9205 | 0 | 203.84 | 225.6398 | 44379.6593
MsrNResSpltPkgAC-65to134-S13 | PreNResSpltPkgAC-65to-PEYes | MBT | 2017 | CZ12 | cDXGF | 0 | DXSZCap | 352.7111 | 199999.2 | 1461630 | 1596512.0812 | 482301.6 | 0 | 737073.3 | 0 | 153391.1 | 0 | 5573.408 | 83286.08 | 8562.793 | 53677.77 | 0 | 0 | 0 | 0 | 460348400 | 0 | 460348400 | 4603.484 | 134882.0812 | 0 | 203.84 | 225.6398 | 44379.6597
MsrNResSpltPkgAC-65to134-S13 | PreNResSpltPkgAC-65to-PEYes | MBT | 2017 | CZ13 | cDXGF | 0 | DXSZCap | 397.6849 | 199999.2 | 1527973 | 1641099.4503 | 482301.6 | 0 | 737073.3 | 0 | 210096.4 | 0 | 5893.778 | 92602.66 | 8463.212 | 62009.28 | 0 | 0 | 0 | 0 | 386097100 | 0 | 386097100 | 3860.971 | 113126.4503 | 0 | 203.84 | 225.6398 | 44379.6602
MsrNResSpltPkgAC-65to134-S13 | PreNResSpltPkgAC-65to-PEYes | MBT | 2017 | CZ14 | cDXGF | 0 | DXSZCap | 399.3151 | 199999.2 | 1510784 | 1640039.485 | 482301.6 | 0 | 737073.3 | 0 | 194990.2 | 0 | 7054.663 | 89359.17 | 9456.983 | 57898.23 | 0 | 0 | 0 | 0 | 441145000 | 0 | 441145000 | 4411.45 | 129255.485 | 0 | 203.84 | 225.6398 | 44379.6606
MsrNResSpltPkgAC-65to134-S13 | PreNResSpltPkgAC-65to-PEYes | MBT | 2017 | CZ15 | cDXGF | 0 | DXSZCap | 521.8932 | 199999.2 | 1713266 | 1728901.9889 | 482301.6 | 0 | 737073.3 | 0 | 375895.5 | 0 | 1957.919 | 116032.9 | 2578.972 | 95207.95 | 0 | 0 | 0 | 0 | 53365150 | 0 | 53365150 | 533.6515 | 15635.989 | 0 | 203.84 | 225.6398 | 44379.661
MsrNResSpltPkgAC-65to134-S13 | PreNResSpltPkgAC-65to-PEYes | MBT | 2017 | CZ16 | cDXGF | 0 | DXSZCap | 317.9906 | 199999.2 | 1372747 | 1799556.584 | 482301.6 | 0 | 737073.3 | 0 | 70194.18 | 0 | 9998.304 | 73174.34 | 16602.75 | 34168.66 | 0 | 0 | 0 | 0 | 1456688000 | 0 | 1456688000 | 14566.88 | 426809.584 | 0 | 203.84 | 225.6398 | 44379.6614
MsrNResSpltPkgAC-65to134-S13 | PreNResSpltPkgAC-65to-PEYes | MBT | 2020 | CZ01 | cDXGF | 0 | DXSZCap | 282.6957 | 199999.2 | 1198511 | 1584614.68 | 366189 | 0 | 737073.3 | 0 | 22133.36 | 0 | 7637.129 | 65471.63 | 22823.65 | 18623.58 | 0 | 0 | 0 | 0 | 1317760000 | 0 | 1317760000 | 13177.6 | 386103.68 | 0 | 154.0824 | 225.6398 | 44379.6618
MsrNResSpltPkgAC-65to134-S13 | PreNResSpltPkgAC-65to-PEYes | MBT | 2020 | CZ02 | cDXGF | 0 | DXSZCap | 277.817 | 199999.2 | 1280040 | 1460152.6963 | 366189 | 0 | 737073.3 | 0 | 100957.3 | 0 | 5430.425 | 70383.56 | 11023.83 | 41903.5 | 0 | 0 | 0 | 0 | 614719100 | 0 | 614719100 | 6147.191 | 180112.6963 | 0 | 154.0824 | 225.6398 | 44379.6622
MsrNResSpltPkgAC-65to134-S13 | PreNResSpltPkgAC-65to-PEYes | MBT | 2020 | CZ03 | cDXGF | 0 | DXSZCap | 295.3912 | 199999.2 | 1243682 | 1419613.9672 | 366189 | 0 | 737073.3 | 0 | 68374.03 | 0 | 3202.347 | 68837.96 | 10569.58 | 37266.08 | 0 | 0 | 0 | 0 | 600450400 | 0 | 600450400 | 6004.504 | 175931.9672 | 0 | 154.0824 | 225.6398 | 44379.6626
MsrNResSpltPkgAC-65to134-S13 | PreNResSpltPkgAC-65to-PEYes | MBT | 2020 | CZ04 | cDXGF | 0 | DXSZCap | 275.9713 | 199999.2 | 1305362 | 1418071.7457 | 366189 | 0 | 737073.3 | 0 | 125919.7 | 0 | 3048.217 | 73126.8 | 7948.662 | 50163.36 | 0 | 0 | 0 | 0 | 384674900 | 0 | 384674900 | 3846.749 | 112709.7457 | 0 | 154.0824 | 225.6398 | 44379.663
MsrNResSpltPkgAC-65to134-S13 | PreNResSpltPkgAC-65to-PEYes | MBT | 2020 | CZ05 | cDXGF | 0 | DXSZCap | 292.5439 | 199999.2 | 1265556 | 1410771.6638 | 366189 | 0 | 737073.3 | 0 | 84707.11 | 0 | 3652.501 | 73929.21 | 11420.19 | 42247.18 | 0 | 0 | 0 | 0 | 495616600 | 0 | 495616600 | 4956.166 | 145215.6638 | 0 | 154.0824 | 225.6398 | 44379.6634
MsrNResSpltPkgAC-65to134-S13 | PreNResSpltPkgAC-65to-PEYes | MBT | 2020 | CZ06 | cDXGF | 0 | DXSZCap | 317.1841 | 199999.2 | 1340456 | 1405943.844 | 366189 | 0 | 737073.3 | 0 | 157605.2 | 0 | 1295.264 | 78288.12 | 6392.759 | 56156.58 | 0 | 0 | 0 | 0 | 223508000 | 0 | 223508000 | 2235.08 | 65487.844 | 0 | 154.0824 | 225.6398 | 44379.6638
MsrNResSpltPkgAC-65to134-S13 | PreNResSpltPkgAC-65to-PEYes | MBT | 2020 | CZ07 | cDXGF | 0 | DXSZCap | 313.2301 | 199999.2 | 1316871 | 1371302.2546 | 366189 | 0 | 737073.3 | 0 | 134036.6 | 0 | 634.7457 | 78932.3 | 6150.733 | 55958.83 | 0 | 0 | 0 | 0 | 185772200 | 0 | 185772200 | 1857.722 | 54431.2546 | 0 | 154.0824 | 225.6398 | 44379.6642
MsrNResSpltPkgAC-65to134-S13 | PreNResSpltPkgAC-65to-PEYes | MBT | 2020 | CZ08 | cDXGF | 0 | DXSZCap | 316.5544 | 199999.2 | 1373204 | 1420198.4751 | 366189 | 0 | 737073.3 | 0 | 189070.5 | 0 | 1393.191 | 79472.73 | 4794.665 | 61058.07 | 0 | 0 | 0 | 0 | 160390700 | 0 | 160390700 | 1603.907 | 46994.4751 | 0 | 154.0824 | 225.6398 | 44379.6647
MsrNResSpltPkgAC-65to134-S13 | PreNResSpltPkgAC-65to-PEYes | MBT | 2020 | CZ09 | cDXGF | 0 | DXSZCap | 375.7524 | 199999.2 | 1359497 | 1408683.203 | 366189 | 0 | 737073.3 | 0 | 171105.4 | 0 | 2371.662 | 82751.84 | 4935.018 | 58294.75 | 0 | 0 | 0 | 0 | 167871000 | 0 | 167871000 | 1678.71 | 49186.203 | 0 | 154.0824 | 225.6398 | 44379.6651
MsrNResSpltPkgAC-65to134-S13 | PreNResSpltPkgAC-65to-PEYes | MBT | 2020 | CZ10 | cDXGF | 0 | DXSZCap | 347.8193 | 199999.2 | 1379753 | 1444403.9481 | 366189 | 0 | 737073.3 | 0 | 193182.3 | 0 | 3223.017 | 80079.59 | 5078.056 | 58837.77 | 0 | 0 | 0 | 0 | 220651700 | 0 | 220651700 | 2206.517 | 64650.9481 | 0 | 154.0824 | 225.6398 | 44379.6655
MsrNResSpltPkgAC-65to134-S13 | PreNResSpltPkgAC-65to-PEYes | MBT | 2020 | CZ11 | cDXGF | 0 | DXSZCap | 379.858 | 199999.2 | 1373285 | 1523683.3064 | 366189 | 0 | 737073.3 | 0 | 178303.5 | 0 | 6467.07 | 85245.88 | 10929.48 | 52649.85 | 0 | 0 | 0 | 0 | 513304800 | 0 | 513304800 | 5133.048 | 150398.3064 | 0 | 154.0824 | 225.6398 | 44379.6659
MsrNResSpltPkgAC-65to134-S13 | PreNResSpltPkgAC-65to-PEYes | MBT | 2020 | CZ12 | cDXGF | 0 | DXSZCap | 339.0397 | 199999.2 | 1329618 | 1478527.1925 | 366189 | 0 | 737073.3 | 0 | 142132.3 | 0 | 5357.475 | 78860.38 | 9242.135 | 49638.64 | 0 | 0 | 0 | 0 | 508222500 | 0 | 508222500 | 5082.225 | 148909.1925 | 0 | 154.0824 | 225.6398 | 44379.6663
MsrNResSpltPkgAC-65to134-S13 | PreNResSpltPkgAC-65to-PEYes | MBT | 2020 | CZ13 | cDXGF | 0 | DXSZCap | 383.6154 | 199999.2 | 1394389 | 1519601.964 | 366189 | 0 | 737073.3 | 0 | 197273 | 0 | 5685.293 | 88162.51 | 9209.727 | 58045.79 | 0 | 0 | 0 | 0 | 427348000 | 0 | 427348000 | 4273.48 | 125212.964 | 0 | 154.0824 | 225.6398 | 44379.6667
MsrNResSpltPkgAC-65to134-S13 | PreNResSpltPkgAC-65to-PEYes | MBT | 2020 | CZ14 | cDXGF | 0 | DXSZCap | 385.5739 | 199999.2 | 1377989 | 1520886.7701 | 366189 | 0 | 737073.3 | 0 | 182656.3 | 0 | 6811.953 | 85252.7 | 10233.93 | 54114.91 | 0 | 0 | 0 | 0 | 487705700 | 0 | 487705700 | 4877.057 | 142897.7701 | 0 | 154.0824 | 225.6398 | 44379.6671
MsrNResSpltPkgAC-65to134-S13 | PreNResSpltPkgAC-65to-PEYes | MBT | 2020 | CZ15 | cDXGF | 0 | DXSZCap | 507.9292 | 199999.2 | 1573802 | 1591932.002 | 366189 | 0 | 737073.3 | 0 | 356932.9 | 0 | 1905.533 | 111695.3 | 2886.461 | 90904.44 | 0 | 0 | 0 | 0 | 61877140 | 0 | 61877140 | 618.7714 | 18130.002 | 0 | 154.0824 | 225.6398 | 44379.6675
MsrNResSpltPkgAC-65to134-S13 | PreNResSpltPkgAC-65to-PEYes | MBT | 2020 | CZ16 | cDXGF | 0 | DXSZCap | 302.7153 | 199999.2 | 1245995 | 1706977.174 | 366189 | 0 | 737073.3 | 0 | 64246.29 | 0 | 9518.535 | 68961.47 | 17463.03 | 31295.47 | 0 | 0 | 0 | 0 | 1573318000 | 0 | 1573318000 | 15733.18 | 460982.174 | 0 | 154.0824 | 225.6398 | 44379.6679
MsrNResSpltPkgAC-65to134-S13 | PreNResSpltPkgAC-65to-PEYes | MLI | 1975 | CZ01 | cDXGF | 0 | DXSZCap | 192.9327 | 100001.1 | 676695.4 | 1185805.461 | 308076.8 | 0 | 321187.9 | 0 | 2045.731 | 0 | 5217.328 | 40168.08 | 20209.31 | 1607.726 | 0 | 0 | 0 | 0 | 1737577000 | 0 | 1737577000 | 17375.77 | 509110.061 | 0 | 118.5013 | 102.7448 | 44379.6683
MsrNResSpltPkgAC-65to134-S13 | PreNResSpltPkgAC-65to-PEYes | MLI | 1975 | CZ02 | cDXGF | 0 | DXSZCap | 213.2977 | 100001.1 | 721392.3 | 1034693.684 | 308076.8 | 0 | 321187.9 | 0 | 42742.65 | 0 | 4170.953 | 45214 | 12649.8 | 14666.34 | 0 | 0 | 0 | 0 | 1069288000 | 0 | 1069288000 | 10692.88 | 313301.384 | 0 | 118.5013 | 102.7448 | 44379.6687
MsrNResSpltPkgAC-65to134-S13 | PreNResSpltPkgAC-65to-PEYes | MLI | 1975 | CZ03 | cDXGF | 0 | DXSZCap | 211.6633 | 100001.1 | 693611.3 | 933832.6533 | 308076.8 | 0 | 321187.9 | 0 | 18127.79 | 0 | 2297.077 | 43922.3 | 12238.3 | 8870.876 | 0 | 0 | 0 | 0 | 819868100 | 0 | 819868100 | 8198.681 | 240221.3533 | 0 | 118.5013 | 102.7448 | 44379.6691
MsrNResSpltPkgAC-65to134-S13 | PreNResSpltPkgAC-65to-PEYes | MLI | 1975 | CZ04 | cDXGF | 0 | DXSZCap | 215.3032 | 100001.1 | 732904.4 | 932406.4299 | 308076.8 | 0 | 321187.9 | 0 | 55222.99 | 0 | 2379.874 | 46037.13 | 9239.262 | 18407.37 | 0 | 0 | 0 | 0 | 680894300 | 0 | 680894300 | 6808.943 | 199502.0299 | 0 | 118.5013 | 102.7448 | 44379.6695
MsrNResSpltPkgAC-65to134-S13 | PreNResSpltPkgAC-65to-PEYes | MLI | 1975 | CZ05 | cDXGF | 0 | DXSZCap | 210.1694 | 100001.1 | 700950.6 | 934266.9102 | 308076.8 | 0 | 321187.9 | 0 | 25293.33 | 0 | 2625.511 | 43767.18 | 10663.19 | 11285.24 | 0 | 0 | 0 | 0 | 796301400 | 0 | 796301400 | 7963.014 | 233316.3102 | 0 | 118.5013 | 102.7448 | 44379.6698
MsrNResSpltPkgAC-65to134-S13 | PreNResSpltPkgAC-65to-PEYes | MLI | 1975 | CZ06 | cDXGF | 0 | DXSZCap | 233.8664 | 100001.1 | 742117.3 | 833519.8806 | 308076.8 | 0 | 321187.9 | 0 | 63790.55 | 0 | 955.1538 | 48107.64 | 5577.109 | 22721.05 | 0 | 0 | 0 | 0 | 311954200 | 0 | 311954200 | 3119.542 | 91402.5806 | 0 | 118.5013 | 102.7448 | 44379.6702
MsrNResSpltPkgAC-65to134-S13 | PreNResSpltPkgAC-65to-PEYes | MLI | 1975 | CZ07 | cDXGF | 0 | DXSZCap | 221.9308 | 100001.1 | 726793 | 797975.9436 | 308076.8 | 0 | 321187.9 | 0 | 51129.2 | 0 | 449.77 | 45949.97 | 4716.781 | 20059.29 | 0 | 0 | 0 | 0 | 242945200 | 0 | 242945200 | 2429.452 | 71182.9436 | 0 | 118.5013 | 102.7448 | 44379.6706
MsrNResSpltPkgAC-65to134-S13 | PreNResSpltPkgAC-65to-PEYes | MLI | 1975 | CZ08 | cDXGF | 0 | DXSZCap | 230.2857 | 100001.1 | 772614.9 | 855750.427 | 308076.8 | 0 | 321187.9 | 0 | 94092.9 | 0 | 1013.564 | 48244.12 | 4706.202 | 26882.2 | 0 | 0 | 0 | 0 | 283739000 | 0 | 283739000 | 2837.39 | 83135.527 | 0 | 118.5013 | 102.7448 | 44379.6709
MsrNResSpltPkgAC-65to134-S13 | PreNResSpltPkgAC-65to-PEYes | MLI | 1975 | CZ09 | cDXGF | 0 | DXSZCap | 283.294 | 100001.1 | 777951.1 | 890386.92 | 308076.8 | 0 | 321187.9 | 0 | 89256.78 | 0 | 1788.132 | 57642.48 | 6956.714 | 28088.23 | 0 | 0 | 0 | 0 | 383740000 | 0 | 383740000 | 3837.4 | 112435.82 | 0 | 118.5013 | 102.7448 | 44379.6713
MsrNResSpltPkgAC-65to134-S13 | PreNResSpltPkgAC-65to-PEYes | MLI | 1975 | CZ10 | cDXGF | 0 | DXSZCap | 266.55 | 100001.1 | 792307.4 | 932171.7118 | 308076.8 | 0 | 321187.9 | 0 | 104850.3 | 0 | 2470.064 | 55722.59 | 7329.328 | 29068.29 | 0 | 0 | 0 | 0 | 477352600 | 0 | 477352600 | 4773.526 | 139864.3118 | 0 | 118.5013 | 102.7448 | 44379.6717
MsrNResSpltPkgAC-65to134-S13 | PreNResSpltPkgAC-65to-PEYes | MLI | 1975 | CZ11 | cDXGF | 0 | DXSZCap | 292.2136 | 100001.1 | 803119.7 | 1104405.447 | 308076.8 | 0 | 321187.9 | 0 | 106698.7 | 0 | 4974.994 | 62181.75 | 14745.95 | 27449.08 | 0 | 0 | 0 | 0 | 1028279000 | 0 | 1028279000 | 10282.79 | 301285.747 | 0 | 118.5013 | 102.7448 | 44379.672
MsrNResSpltPkgAC-65to134-S13 | PreNResSpltPkgAC-65to-PEYes | MLI | 1975 | CZ12 | cDXGF | 0 | DXSZCap | 263.5215 | 100001.1 | 764002.2 | 1034614.9197 | 308076.8 | 0 | 321187.9 | 0 | 74633.32 | 0 | 4164.439 | 55940.17 | 12810.07 | 22621.04 | 0 | 0 | 0 | 0 | 923592900 | 0 | 923592900 | 9235.929 | 270612.7197 | 0 | 118.5013 | 102.7448 | 44379.6724
MsrNResSpltPkgAC-65to134-S13 | PreNResSpltPkgAC-65to-PEYes | MLI | 1975 | CZ13 | cDXGF | 0 | DXSZCap | 294.8746 | 100001.1 | 819370.2 | 1057361.0908 | 308076.8 | 0 | 321187.9 | 0 | 121990.3 | 0 | 4370.206 | 63745.2 | 12288.79 | 31583.97 | 0 | 0 | 0 | 0 | 812255600 | 0 | 812255600 | 8122.556 | 237990.8908 | 0 | 118.5013 | 102.7448 | 44379.6728
MsrNResSpltPkgAC-65to134-S13 | PreNResSpltPkgAC-65to-PEYes | MLI | 1975 | CZ14 | cDXGF | 0 | DXSZCap | 293.9141 | 100001.1 | 803343.6 | 1102587.137 | 308076.8 | 0 | 321187.9 | 0 | 106995 | 0 | 5192.647 | 61891.54 | 12988.99 | 28056.74 | 0 | 0 | 0 | 0 | 1021309000 | 0 | 1021309000 | 10213.09 | 299243.537 | 0 | 118.5013 | 102.7448 | 44379.6731
MsrNResSpltPkgAC-65to134-S13 | PreNResSpltPkgAC-65to-PEYes | MLI | 1975 | CZ15 | cDXGF | 0 | DXSZCap | 369.2536 | 100001.1 | 955267.8 | 1007952.1593 | 308076.8 | 0 | 321187.9 | 0 | 244928.7 | 0 | 1385.283 | 79689.64 | 4201.732 | 56687.66 | 0 | 0 | 0 | 0 | 179810100 | 0 | 179810100 | 1798.101 | 52684.3593 | 0 | 118.5013 | 102.7448 | 44379.6735
MsrNResSpltPkgAC-65to134-S13 | PreNResSpltPkgAC-65to-PEYes | MLI | 1975 | CZ16 | cDXGF | 0 | DXSZCap | 242.8184 | 100001.1 | 718615.5 | 1404742.097 | 308076.8 | 0 | 321187.9 | 0 | 28478.05 | 0 | 7636.943 | 53235.87 | 22906.36 | 13009.6 | 0 | 0 | 0 | 0 | 2341729000 | 0 | 2341729000 | 23417.29 | 686126.597 | 0 | 118.5013 | 102.7448 | 44379.6739
MsrNResSpltPkgAC-65to134-S13 | PreNResSpltPkgAC-65to-PEYes | MLI | 1985 | CZ01 | cDXGF | 0 | DXSZCap | 191.467 | 100001.1 | 662709.1 | 1181000.609 | 308076.8 | 0 | 307626 | 0 | 1954.552 | 0 | 5177.7 | 39874.18 | 20504.39 | 1542.904 | 0 | 0 | 0 | 0 | 1768913000 | 0 | 1768913000 | 17689.13 | 518291.509 | 0 | 118.5013 | 98.4135 | 44379.6742
MsrNResSpltPkgAC-65to134-S13 | PreNResSpltPkgAC-65to-PEYes | MLI | 1985 | CZ02 | cDXGF | 0 | DXSZCap | 211.8647 | 100001.1 | 706602.3 | 1025072.497 | 308076.8 | 0 | 307626 | 0 | 41907.29 | 0 | 4142.92 | 44849.45 | 12807.38 | 14384.74 | 0 | 0 | 0 | 0 | 1086929000 | 0 | 1086929000 | 10869.29 | 318470.197 | 0 | 118.5013 | 98.4135 | 44379.6746
MsrNResSpltPkgAC-65to134-S13 | PreNResSpltPkgAC-65to-PEYes | MLI | 1985 | CZ03 | cDXGF | 0 | DXSZCap | 210.1213 | 100001.1 | 679088.6 | 924359.1051 | 308076.8 | 0 | 307626 | 0 | 17552.39 | 0 | 2280.34 | 43553.03 | 12439.22 | 8585.056 | 0 | 0 | 0 | 0 | 837100700 | 0 | 837100700 | 8371.007 | 245270.5051 | 0 | 118.5013 | 98.4135 | 44379.675
MsrNResSpltPkgAC-65to134-S13 | PreNResSpltPkgAC-65to-PEYes | MLI | 1985 | CZ04 | cDXGF | 0 | DXSZCap | 213.7934 | 100001.1 | 717918 | 921250.0966 | 308076.8 | 0 | 307626 | 0 | 54220.76 | 0 | 2363.193 | 45631.1 | 9380.969 | 18051.49 | 0 | 0 | 0 | 0 | 693966200 | 0 | 693966200 | 6939.662 | 203332.0966 | 0 | 118.5013 | 98.4135 | 44379.6754
MsrNResSpltPkgAC-65to134-S13 | PreNResSpltPkgAC-65to-PEYes | MLI | 1985 | CZ05 | cDXGF | 0 | DXSZCap | 208.7089 | 100001.1 | 686262.9 | 923846.6087 | 308076.8 | 0 | 307626 | 0 | 24542.28 | 0 | 2607.267 | 43410.03 | 10804.53 | 10981.93 | 0 | 0 | 0 | 0 | 810865900 | 0 | 810865900 | 8108.659 | 237583.7087 | 0 | 118.5013 | 98.4135 | 44379.6758
MsrNResSpltPkgAC-65to134-S13 | PreNResSpltPkgAC-65to-PEYes | MLI | 1985 | CZ06 | cDXGF | 0 | DXSZCap | 232.262 | 100001.1 | 726814 | 820135.2911 | 308076.8 | 0 | 307626 | 0 | 62440.98 | 0 | 948.603 | 47721.66 | 5656.32 | 22343.23 | 0 | 0 | 0 | 0 | 318502700 | 0 | 318502700 | 3185.027 | 93321.2911 | 0 | 118.5013 | 98.4135 | 44379.6761
MsrNResSpltPkgAC-65to134-S13 | PreNResSpltPkgAC-65to-PEYes | MLI | 1985 | CZ07 | cDXGF | 0 | DXSZCap | 220.3751 | 100001.1 | 711669.3 | 784617.2463 | 308076.8 | 0 | 307626 | 0 | 49953.87 | 0 | 446.617 | 45566.47 | 4829.699 | 19647.17 | 0 | 0 | 0 | 0 | 248969100 | 0 | 248969100 | 2489.691 | 72947.9463 | 0 | 118.5013 | 98.4135 | 44379.6765
MsrNResSpltPkgAC-65to134-S13 | PreNResSpltPkgAC-65to-PEYes | MLI | 1985 | CZ08 | cDXGF | 0 | DXSZCap | 228.8243 | 100001.1 | 757155.4 | 841991.4697 | 308076.8 | 0 | 307626 | 0 | 92595.07 | 0 | 1007.131 | 47850.21 | 4778.558 | 26481.18 | 0 | 0 | 0 | 0 | 289542900 | 0 | 289542900 | 2895.429 | 84836.0697 | 0 | 118.5013 | 98.4135 | 44379.6769
MsrNResSpltPkgAC-65to134-S13 | PreNResSpltPkgAC-65to-PEYes | MLI | 1985 | CZ09 | cDXGF | 0 | DXSZCap | 281.8029 | 100001.1 | 762696.8 | 877276.8526 | 308076.8 | 0 | 307626 | 0 | 87930.52 | 0 | 1778.719 | 57284.56 | 7037.956 | 27728.74 | 0 | 0 | 0 | 0 | 391058200 | 0 | 391058200 | 3910.582 | 114580.0526 | 0 | 118.5013 | 98.4135 | 44379.6772
MsrNResSpltPkgAC-65to134-S13 | PreNResSpltPkgAC-65to-PEYes | MLI | 1985 | CZ10 | cDXGF | 0 | DXSZCap | 265.0894 | 100001.1 | 776917.6 | 919270.0971 | 308076.8 | 0 | 307626 | 0 | 103416.9 | 0 | 2456.522 | 55340.88 | 7451.825 | 28688.52 | 0 | 0 | 0 | 0 | 485844700 | 0 | 485844700 | 4858.447 | 142352.4971 | 0 | 118.5013 | 98.4135 | 44379.6776
MsrNResSpltPkgAC-65to134-S13 | PreNResSpltPkgAC-65to-PEYes | MLI | 1985 | CZ11 | cDXGF | 0 | DXSZCap | 290.7565 | 100001.1 | 787962.9 | 1093907.933 | 308076.8 | 0 | 307626 | 0 | 105500.8 | 0 | 4950.185 | 61809.46 | 14931.19 | 27098.02 | 0 | 0 | 0 | 0 | 1044181000 | 0 | 1044181000 | 10441.81 | 305945.033 | 0 | 118.5013 | 98.4135 | 44379.678
MsrNResSpltPkgAC-65to134-S13 | PreNResSpltPkgAC-65to-PEYes | MLI | 1985 | CZ12 | cDXGF | 0 | DXSZCap | 262.0163 | 100001.1 | 748956.8 | 1023862.6143 | 308076.8 | 0 | 307626 | 0 | 73571.66 | 0 | 4140.629 | 55542.01 | 12934.22 | 22270.44 | 0 | 0 | 0 | 0 | 938245100 | 0 | 938245100 | 9382.451 | 274905.8143 | 0 | 118.5013 | 98.4135 | 44379.6784
MsrNResSpltPkgAC-65to134-S13 | PreNResSpltPkgAC-65to-PEYes | MLI | 1985 | CZ13 | cDXGF | 0 | DXSZCap | 293.3912 | 100001.1 | 804065 | 1045870.3992 | 308076.8 | 0 | 307626 | 0 | 120674.2 | 0 | 4348.22 | 63340.16 | 12415.45 | 31248.26 | 0 | 0 | 0 | 0 | 825274400 | 0 | 825274400 | 8252.744 | 241805.3992 | 0 | 118.5013 | 98.4135 | 44379.6787
MsrNResSpltPkgAC-65to134-S13 | PreNResSpltPkgAC-65to-PEYes | MLI | 1985 | CZ14 | cDXGF | 0 | DXSZCap | 292.4448 | 100001.1 | 788149.3 | 1091556.66 | 308076.8 | 0 | 307626 | 0 | 105758 | 0 | 5166.689 | 61521.57 | 13140.07 | 27734.88 | 0 | 0 | 0 | 0 | 1035520000 | 0 | 1035520000 | 10355.2 | 303407.36 | 0 | 118.5013 | 98.4135 | 44379.6791
MsrNResSpltPkgAC-65to134-S13 | PreNResSpltPkgAC-65to-PEYes | MLI | 1985 | CZ15 | cDXGF | 0 | DXSZCap | 367.7234 | 100001.1 | 939176.2 | 992995.905 | 308076.8 | 0 | 307626 | 0 | 242827.8 | 0 | 1379.543 | 79266.71 | 4295.625 | 56250.44 | 0 | 0 | 0 | 0 | 183685000 | 0 | 183685000 | 1836.85 | 53819.705 | 0 | 118.5013 | 98.4135 | 44379.6795
MsrNResSpltPkgAC-65to134-S13 | PreNResSpltPkgAC-65to-PEYes | MLI | 1985 | CZ16 | cDXGF | 0 | DXSZCap | 241.3506 | 100001.1 | 704128.4 | 1397886.475 | 308076.8 | 0 | 307626 | 0 | 27955.91 | 0 | 7590.782 | 52879.43 | 23086.47 | 12773.55 | 0 | 0 | 0 | 0 | 2367775000 | 0 | 2367775000 | 23677.75 | 693758.075 | 0 | 118.5013 | 98.4135 | 44379.6799
MsrNResSpltPkgAC-65to134-S13 | PreNResSpltPkgAC-65to-PEYes | MLI | 1996 | CZ01 | cDXGF | 0 | DXSZCap | 188.4659 | 100001.1 | 648350.4 | 1176276.628 | 308076.8 | 0 | 294062.2 | 0 | 1842.094 | 0 | 5096.553 | 39270.91 | 20670.61 | 1457.143 | 0 | 0 | 0 | 0 | 1801796000 | 0 | 1801796000 | 18017.96 | 527926.228 | 0 | 118.5013 | 94.0822 | 44379.6802
MsrNResSpltPkgAC-65to134-S13 | PreNResSpltPkgAC-65to-PEYes | MLI | 1996 | CZ02 | cDXGF | 0 | DXSZCap | 210.0254 | 100001.1 | 691512.7 | 1016728.343 | 308076.8 | 0 | 294062.2 | 0 | 40868.57 | 0 | 4106.963 | 44397.11 | 12957.54 | 14024.24 | 0 | 0 | 0 | 0 | 1109951000 | 0 | 1109951000 | 11099.51 | 325215.643 | 0 | 118.5013 | 94.0822 | 44379.6806
MsrNResSpltPkgAC-65to134-S13 | PreNResSpltPkgAC-65to-PEYes | MLI | 1996 | CZ03 | cDXGF | 0 | DXSZCap | 208.2992 | 100001.1 | 664382 | 916217.6096 | 308076.8 | 0 | 294062.2 | 0 | 16859.26 | 0 | 2260.562 | 43121.43 | 12640.1 | 8257.482 | 0 | 0 | 0 | 0 | 859507200 | 0 | 859507200 | 8595.072 | 251835.6096 | 0 | 118.5013 | 94.0822 | 44379.681
MsrNResSpltPkgAC-65to134-S13 | PreNResSpltPkgAC-65to-PEYes | MLI | 1996 | CZ04 | cDXGF | 0 | DXSZCap | 211.9841 | 100001.1 | 702591.8 | 911013.7168 | 308076.8 | 0 | 294062.2 | 0 | 52955.21 | 0 | 2343.186 | 45153.27 | 9573.427 | 17624.84 | 0 | 0 | 0 | 0 | 711337600 | 0 | 711337600 | 7113.376 | 208421.9168 | 0 | 118.5013 | 94.0822 | 44379.6813
MsrNResSpltPkgAC-65to134-S13 | PreNResSpltPkgAC-65to-PEYes | MLI | 1996 | CZ05 | cDXGF | 0 | DXSZCap | 206.8425 | 100001.1 | 671330.6 | 914788.5192 | 308076.8 | 0 | 294062.2 | 0 | 23635.37 | 0 | 2583.956 | 42970.76 | 10982.37 | 10624.36 | 0 | 0 | 0 | 0 | 830914400 | 0 | 830914400 | 8309.144 | 243457.9192 | 0 | 118.5013 | 94.0822 | 44379.6817
MsrNResSpltPkgAC-65to134-S13 | PreNResSpltPkgAC-65to-PEYes | MLI | 1996 | CZ06 | cDXGF | 0 | DXSZCap | 239.0002 | 100001.1 | 713346.6 | 822345.7644 | 308076.8 | 0 | 294062.2 | 0 | 61298.28 | 0 | 976.1208 | 48931.34 | 6460.38 | 22197.98 | 0 | 0 | 0 | 0 | 372010800 | 0 | 372010800 | 3720.108 | 108999.1644 | 0 | 118.5013 | 94.0822 | 44379.6821
MsrNResSpltPkgAC-65to134-S13 | PreNResSpltPkgAC-65to-PEYes | MLI | 1996 | CZ07 | cDXGF | 0 | DXSZCap | 226.2335 | 100001.1 | 697795.8 | 784780.0578 | 308076.8 | 0 | 294062.2 | 0 | 48664.2 | 0 | 458.4896 | 46532.63 | 5561.755 | 19240.8 | 0 | 0 | 0 | 0 | 296874600 | 0 | 296874600 | 2968.746 | 86984.2578 | 0 | 118.5013 | 94.0822 | 44379.6825
MsrNResSpltPkgAC-65to134-S13 | PreNResSpltPkgAC-65to-PEYes | MLI | 1996 | CZ08 | cDXGF | 0 | DXSZCap | 235.3283 | 100001.1 | 745221.6 | 845229.6785 | 308076.8 | 0 | 294062.2 | 0 | 93050.48 | 0 | 1035.758 | 48994.07 | 5416.333 | 26466.6 | 0 | 0 | 0 | 0 | 341324500 | 0 | 341324500 | 3413.245 | 100008.0785 | 0 | 118.5013 | 94.0822 | 44379.6828
MsrNResSpltPkgAC-65to134-S13 | PreNResSpltPkgAC-65to-PEYes | MLI | 1996 | CZ09 | cDXGF | 0 | DXSZCap | 289.4616 | 100001.1 | 751284.1 | 885887.5675 | 308076.8 | 0 | 294062.2 | 0 | 88578.46 | 0 | 1827.059 | 58737.52 | 8079.777 | 27856.5 | 0 | 0 | 0 | 0 | 459397500 | 0 | 459397500 | 4593.975 | 134603.4675 | 0 | 118.5013 | 94.0822 | 44379.6832
MsrNResSpltPkgAC-65to134-S13 | PreNResSpltPkgAC-65to-PEYes | MLI | 1996 | CZ10 | cDXGF | 0 | DXSZCap | 272.4798 | 100001.1 | 766024.4 | 929463.8434 | 308076.8 | 0 | 294062.2 | 0 | 104616.4 | 0 | 2525.006 | 56742.42 | 8311.825 | 28851.97 | 0 | 0 | 0 | 0 | 557813800 | 0 | 557813800 | 5578.138 | 163439.4434 | 0 | 118.5013 | 94.0822 | 44379.6836
MsrNResSpltPkgAC-65to134-S13 | PreNResSpltPkgAC-65to-PEYes | MLI | 1996 | CZ11 | cDXGF | 0 | DXSZCap | 288.0922 | 100001.1 | 771530.7 | 1081803.343 | 308076.8 | 0 | 294062.2 | 0 | 103356.9 | 0 | 4904.813 | 61128.79 | 15088.23 | 26592.06 | 0 | 0 | 0 | 0 | 1058951000 | 0 | 1058951000 | 10589.51 | 310272.643 | 0 | 118.5013 | 94.0822 | 44379.684
MsrNResSpltPkgAC-65to134-S13 | PreNResSpltPkgAC-65to-PEYes | MLI | 1996 | CZ12 | cDXGF | 0 | DXSZCap | 259.3139 | 100001.1 | 732892.2 | 1012005.8166 | 308076.8 | 0 | 294062.2 | 0 | 71782.47 | 0 | 4097.958 | 54871.71 | 13050.15 | 21721.1 | 0 | 0 | 0 | 0 | 952606200 | 0 | 952606200 | 9526.062 | 279113.6166 | 0 | 118.5013 | 94.0822 | 44379.6843
MsrNResSpltPkgAC-65to134-S13 | PreNResSpltPkgAC-65to-PEYes | MLI | 1996 | CZ13 | cDXGF | 0 | DXSZCap | 290.6646 | 100001.1 | 787415.2 | 1032871.262 | 308076.8 | 0 | 294062.2 | 0 | 118361.2 | 0 | 4307.824 | 62605.74 | 12531.93 | 30674.77 | 0 | 0 | 0 | 0 | 837734000 | 0 | 837734000 | 8377.34 | 245456.062 | 0 | 118.5013 | 94.0822 | 44379.6847
MsrNResSpltPkgAC-65to134-S13 | PreNResSpltPkgAC-65to-PEYes | MLI | 1996 | CZ14 | cDXGF | 0 | DXSZCap | 289.6353 | 100001.1 | 771586.4 | 1079438.863 | 308076.8 | 0 | 294062.2 | 0 | 103497.8 | 0 | 5117.018 | 60830.88 | 13278.71 | 27164.02 | 0 | 0 | 0 | 0 | 1050691000 | 0 | 1050691000 | 10506.91 | 307852.463 | 0 | 118.5013 | 94.0822 | 44379.6851
MsrNResSpltPkgAC-65to134-S13 | PreNResSpltPkgAC-65to-PEYes | MLI | 1996 | CZ15 | cDXGF | 0 | DXSZCap | 364.7443 | 100001.1 | 920834.8 | 975880.2998 | 308076.8 | 0 | 294062.2 | 0 | 238881.2 | 0 | 1368.366 | 78444.86 | 4370.282 | 55460.03 | 0 | 0 | 0 | 0 | 187868600 | 0 | 187868600 | 1878.686 | 55045.4998 | 0 | 118.5013 | 94.0822 | 44379.6855
MsrNResSpltPkgAC-65to134-S13 | PreNResSpltPkgAC-65to-PEYes | MLI | 1996 | CZ16 | cDXGF | 0 | DXSZCap | 238.4132 | 100001.1 | 688953.9 | 1389321.762 | 308076.8 | 0 | 294062.2 | 0 | 27110.82 | 0 | 7498.404 | 52204.59 | 23183.77 | 12405.7 | 0 | 0 | 0 | 0 | 2390334000 | 0 | 2390334000 | 23903.34 | 700367.862 | 0 | 118.5013 | 94.0822 | 44379.6858
MsrNResSpltPkgAC-65to134-S13 | PreNResSpltPkgAC-65to-PEYes | MLI | 2003 | CZ01 | cDXGF | 0 | DXSZCap | 186.5962 | 100001.1 | 634267.6 | 1170724.523 | 308076.8 | 0 | 280500.8 | 0 | 1751.595 | 0 | 5045.984 | 38892.49 | 20890.69 | 1394.413 | 0 | 0 | 0 | 0 | 1830911000 | 0 | 1830911000 | 18309.11 | 536456.923 | 0 | 118.5013 | 89.751 | 44379.6862
MsrNResSpltPkgAC-65to134-S13 | PreNResSpltPkgAC-65to-PEYes | MLI | 2003 | CZ02 | cDXGF | 0 | DXSZCap | 207.3329 | 100001.1 | 676063.2 | 1004666.802 | 308076.8 | 0 | 280500.8 | 0 | 39673.86 | 0 | 4054.305 | 43757.62 | 13004.78 | 13619.11 | 0 | 0 | 0 | 0 | 1121514000 | 0 | 1121514000 | 11215.14 | 328603.602 | 0 | 118.5013 | 89.751 | 44379.6866
MsrNResSpltPkgAC-65to134-S13 | PreNResSpltPkgAC-65to-PEYes | MLI | 2003 | CZ03 | cDXGF | 0 | DXSZCap | 206.4853 | 100001.1 | 649817.2 | 904865.2616 | 308076.8 | 0 | 280500.8 | 0 | 16303.66 | 0 | 2240.875 | 42695.22 | 12772.78 | 7989.374 | 0 | 0 | 0 | 0 | 870471200 | 0 | 870471200 | 8704.712 | 255048.0616 | 0 | 118.5013 | 89.751 | 44379.687
MsrNResSpltPkgAC-65to134-S13 | PreNResSpltPkgAC-65to-PEYes | MLI | 2003 | CZ04 | cDXGF | 0 | DXSZCap | 210.195 | 100001.1 | 687524.5 | 898448.9298 | 308076.8 | 0 | 280500.8 | 0 | 51924.64 | 0 | 2323.42 | 44698.48 | 9660.917 | 17266.76 | 0 | 0 | 0 | 0 | 719878600 | 0 | 719878600 | 7198.786 | 210924.4298 | 0 | 118.5013 | 89.751 | 44379.6873
MsrNResSpltPkgAC-65to134-S13 | PreNResSpltPkgAC-65to-PEYes | MLI | 2003 | CZ05 | cDXGF | 0 | DXSZCap | 205.0719 | 100001.1 | 656584.3 | 902865.8602 | 308076.8 | 0 | 280500.8 | 0 | 22894.56 | 0 | 2561.829 | 42550.01 | 11124.46 | 10300.54 | 0 | 0 | 0 | 0 | 840551400 | 0 | 840551400 | 8405.514 | 246281.5602 | 0 | 118.5013 | 89.751 | 44379.6877
MsrNResSpltPkgAC-65to134-S13 | PreNResSpltPkgAC-65to-PEYes | MLI | 2003 | CZ06 | cDXGF | 0 | DXSZCap | 236.9886 | 100001.1 | 698011.8 | 808330.0211 | 308076.8 | 0 | 280500.8 | 0 | 59990.35 | 0 | 967.9067 | 48475.74 | 6517.86 | 21785.26 | 0 | 0 | 0 | 0 | 376512700 | 0 | 376512700 | 3765.127 | 110318.2211 | 0 | 118.5013 | 89.751 | 44379.6881
MsrNResSpltPkgAC-65to134-S13 | PreNResSpltPkgAC-65to-PEYes | MLI | 2003 | CZ07 | cDXGF | 0 | DXSZCap | 224.3082 | 100001.1 | 682652.6 | 771002.9117 | 308076.8 | 0 | 280500.8 | 0 | 47539.12 | 0 | 454.5878 | 46081.4 | 5637.685 | 18830.47 | 0 | 0 | 0 | 0 | 301536900 | 0 | 301536900 | 3015.369 | 88350.3117 | 0 | 118.5013 | 89.751 | 44379.6884
MsrNResSpltPkgAC-65to134-S13 | PreNResSpltPkgAC-65to-PEYes | MLI | 2003 | CZ08 | cDXGF | 0 | DXSZCap | 233.6144 | 100001.1 | 729672.6 | 830891.0322 | 308076.8 | 0 | 280500.8 | 0 | 91507.3 | 0 | 1028.214 | 48559.28 | 5483.738 | 26077.61 | 0 | 0 | 0 | 0 | 345455400 | 0 | 345455400 | 3454.554 | 101218.4322 | 0 | 118.5013 | 89.751 | 44379.6888
MsrNResSpltPkgAC-65to134-S13 | PreNResSpltPkgAC-65to-PEYes | MLI | 2003 | CZ09 | cDXGF | 0 | DXSZCap | 287.7069 | 100001.1 | 735907.5 | 872032.077 | 308076.8 | 0 | 280500.8 | 0 | 87189.3 | 0 | 1815.981 | 58324.74 | 8167.329 | 27496.98 | 0 | 0 | 0 | 0 | 464589000 | 0 | 464589000 | 4645.89 | 136124.577 | 0 | 118.5013 | 89.751 | 44379.6892
MsrNResSpltPkgAC-65to134-S13 | PreNResSpltPkgAC-65to-PEYes | MLI | 2003 | CZ10 | cDXGF | 0 | DXSZCap | 260.554 | 100001.1 | 744582.1 | 891921.2813 | 308076.8 | 0 | 280500.8 | 0 | 99380.2 | 0 | 2414.497 | 54209.84 | 7621.153 | 27651.83 | 0 | 0 | 0 | 0 | 502864100 | 0 | 502864100 | 5028.641 | 147339.1813 | 0 | 118.5013 | 89.751 | 44379.6896
MsrNResSpltPkgAC-65to134-S13 | PreNResSpltPkgAC-65to-PEYes | MLI | 2003 | CZ11 | cDXGF | 0 | DXSZCap | 286.2299 | 100001.1 | 756035.9 | 1070467.092 | 308076.8 | 0 | 280500.8 | 0 | 101925.9 | 0 | 4873.109 | 60659.06 | 15243.12 | 26219.92 | 0 | 0 | 0 | 0 | 1073144000 | 0 | 1073144000 | 10731.44 | 314431.192 | 0 | 118.5013 | 89.751 | 44379.69
MsrNResSpltPkgAC-65to134-S13 | PreNResSpltPkgAC-65to-PEYes | MLI | 2003 | CZ12 | cDXGF | 0 | DXSZCap | 257.4576 | 100001.1 | 717592.2 | 1000609.4849 | 308076.8 | 0 | 280500.8 | 0 | 70554.31 | 0 | 4068.584 | 54391.39 | 13174.7 | 21350.5 | 0 | 0 | 0 | 0 | 965929300 | 0 | 965929300 | 9659.293 | 283017.2849 | 0 | 118.5013 | 89.751 | 44379.6903
MsrNResSpltPkgAC-65to134-S13 | PreNResSpltPkgAC-65to-PEYes | MLI | 2003 | CZ13 | cDXGF | 0 | DXSZCap | 288.8223 | 100001.1 | 771758.9 | 1020632.8949 | 308076.8 | 0 | 280500.8 | 0 | 116793.3 | 0 | 4280.526 | 62107.65 | 12641.01 | 30277.81 | 0 | 0 | 0 | 0 | 849399300 | 0 | 849399300 | 8493.993 | 248873.9949 | 0 | 118.5013 | 89.751 | 44379.6907
MsrNResSpltPkgAC-65to134-S13 | PreNResSpltPkgAC-65to-PEYes | MLI | 2003 | CZ14 | cDXGF | 0 | DXSZCap | 287.8243 | 100001.1 | 756144.9 | 1067915.066 | 308076.8 | 0 | 280500.8 | 0 | 102093.2 | 0 | 5085.041 | 60388.73 | 13441.9 | 26775.63 | 0 | 0 | 0 | 0 | 1064062000 | 0 | 1064062000 | 10640.62 | 311770.166 | 0 | 118.5013 | 89.751 | 44379.6911
MsrNResSpltPkgAC-65to134-S13 | PreNResSpltPkgAC-65to-PEYes | MLI | 2003 | CZ15 | cDXGF | 0 | DXSZCap | 362.8517 | 100001.1 | 904283.3 | 960315.1843 | 308076.8 | 0 | 280500.8 | 0 | 236407.7 | 0 | 1361.265 | 77936.57 | 4430.672 | 54939.6 | 0 | 0 | 0 | 0 | 191235100 | 0 | 191235100 | 1912.351 | 56031.8843 | 0 | 118.5013 | 89.751 | 44379.6915
MsrNResSpltPkgAC-65to134-S13 | PreNResSpltPkgAC-65to-PEYes | MLI | 2003 | CZ16 | cDXGF | 0 | DXSZCap | 236.4245 | 100001.1 | 674271.5 | 1381084.776 | 308076.8 | 0 | 280500.8 | 0 | 26521.68 | 0 | 7435.863 | 51736.53 | 23288.1 | 12160.67 | 0 | 0 | 0 | 0 | 2412332000 | 0 | 2412332000 | 24123.32 | 706813.276 | 0 | 118.5013 | 89.751 | 44379.6919
MsrNResSpltPkgAC-65to134-S13 | PreNResSpltPkgAC-65to-PEYes | MLI | 2007 | CZ01 | cDXGF | 0 | DXSZCap | 183.0899 | 100001.1 | 633416.3 | 1145776.024 | 308076.8 | 0 | 280500.8 | 0 | 1782.235 | 0 | 4951.162 | 38105.45 | 20096.21 | 1417.614 | 0 | 0 | 0 | 0 | 1748668000 | 0 | 1748668000 | 17486.68 | 512359.724 | 0 | 118.5013 | 89.751 | 44379.6922
MsrNResSpltPkgAC-65to134-S13 | PreNResSpltPkgAC-65to-PEYes | MLI | 2007 | CZ02 | cDXGF | 0 | DXSZCap | 202.3659 | 100001.1 | 674324.1 | 986517.651 | 308076.8 | 0 | 280500.8 | 0 | 39049.09 | 0 | 3957.188 | 42740.19 | 12419.43 | 13438.02 | 0 | 0 | 0 | 0 | 1065507000 | 0 | 1065507000 | 10655.07 | 312193.551 | 0 | 118.5013 | 89.751 | 44379.6926
MsrNResSpltPkgAC-65to134-S13 | PreNResSpltPkgAC-65to-PEYes | MLI | 2007 | CZ03 | cDXGF | 0 | DXSZCap | 202.6647 | 100001.1 | 649061.6 | 890237.811 | 308076.8 | 0 | 280500.8 | 0 | 16347.55 | 0 | 2199.418 | 41937.14 | 12243.42 | 8024.356 | 0 | 0 | 0 | 0 | 823127000 | 0 | 823127000 | 8231.27 | 241176.211 | 0 | 118.5013 | 89.751 | 44379.693
MsrNResSpltPkgAC-65to134-S13 | PreNResSpltPkgAC-65to-PEYes | MLI | 2007 | CZ04 | cDXGF | 0 | DXSZCap | 205.3774 | 100001.1 | 685954.8 | 884451.2539 | 308076.8 | 0 | 280500.8 | 0 | 51349.38 | 0 | 2270.155 | 43757.76 | 9113.883 | 17127.61 | 0 | 0 | 0 | 0 | 677462300 | 0 | 677462300 | 6774.623 | 198496.4539 | 0 | 118.5013 | 89.751 | 44379.6933
MsrNResSpltPkgAC-65to134-S13 | PreNResSpltPkgAC-65to-PEYes | MLI | 2007 | CZ05 | cDXGF | 0 | DXSZCap | 201.193 | 100001.1 | 655706.3 | 888953.4036 | 308076.8 | 0 | 280500.8 | 0 | 22841.37 | 0 | 2513.379 | 41773.95 | 10621.91 | 10285.94 | 0 | 0 | 0 | 0 | 796065200 | 0 | 796065200 | 7960.652 | 233247.1036 | 0 | 118.5013 | 89.751 | 44379.6937
MsrNResSpltPkgAC-65to134-S13 | PreNResSpltPkgAC-65to-PEYes | MLI | 2007 | CZ06 | cDXGF | 0 | DXSZCap | 236.9886 | 100001.1 | 698011.8 | 808330.0211 | 308076.8 | 0 | 280500.8 | 0 | 59990.35 | 0 | 967.9067 | 48475.74 | 6517.86 | 21785.26 | 0 | 0 | 0 | 0 | 376512700 | 0 | 376512700 | 3765.127 | 110318.2211 | 0 | 118.5013 | 89.751 | 44379.6941
MsrNResSpltPkgAC-65to134-S13 | PreNResSpltPkgAC-65to-PEYes | MLI | 2007 | CZ07 | cDXGF | 0 | DXSZCap | 224.3082 | 100001.1 | 682652.6 | 771002.9117 | 308076.8 | 0 | 280500.8 | 0 | 47539.12 | 0 | 454.5878 | 46081.4 | 5637.685 | 18830.47 | 0 | 0 | 0 | 0 | 301536900 | 0 | 301536900 | 3015.369 | 88350.3117 | 0 | 118.5013 | 89.751 | 44379.6945
MsrNResSpltPkgAC-65to134-S13 | PreNResSpltPkgAC-65to-PEYes | MLI | 2007 | CZ08 | cDXGF | 0 | DXSZCap | 233.6144 | 100001.1 | 729672.6 | 830891.0322 | 308076.8 | 0 | 280500.8 | 0 | 91507.3 | 0 | 1028.214 | 48559.28 | 5483.738 | 26077.61 | 0 | 0 | 0 | 0 | 345455400 | 0 | 345455400 | 3454.554 | 101218.4322 | 0 | 118.5013 | 89.751 | 44379.6949
MsrNResSpltPkgAC-65to134-S13 | PreNResSpltPkgAC-65to-PEYes | MLI | 2007 | CZ09 | cDXGF | 0 | DXSZCap | 287.7069 | 100001.1 | 735907.5 | 872032.077 | 308076.8 | 0 | 280500.8 | 0 | 87189.3 | 0 | 1815.981 | 58324.74 | 8167.329 | 27496.98 | 0 | 0 | 0 | 0 | 464589000 | 0 | 464589000 | 4645.89 | 136124.577 | 0 | 118.5013 | 89.751 | 44379.6952
MsrNResSpltPkgAC-65to134-S13 | PreNResSpltPkgAC-65to-PEYes | MLI | 2007 | CZ10 | cDXGF | 0 | DXSZCap | 255.4423 | 100001.1 | 742000.2 | 880359.195 | 308076.8 | 0 | 280500.8 | 0 | 97870.63 | 0 | 2367.12 | 53184.5 | 7229.021 | 27305.06 | 0 | 0 | 0 | 0 | 472215000 | 0 | 472215000 | 4722.15 | 138358.995 | 0 | 118.5013 | 89.751 | 44379.6956
MsrNResSpltPkgAC-65to134-S13 | PreNResSpltPkgAC-65to-PEYes | MLI | 2007 | CZ11 | cDXGF | 0 | DXSZCap | 280.3364 | 100001.1 | 752953.4 | 1050697.949 | 308076.8 | 0 | 280500.8 | 0 | 100164.5 | 0 | 4772.774 | 59438.41 | 14503.62 | 25876.4 | 0 | 0 | 0 | 0 | 1016193000 | 0 | 1016193000 | 10161.93 | 297744.549 | 0 | 118.5013 | 89.751 | 44379.696
MsrNResSpltPkgAC-65to134-S13 | PreNResSpltPkgAC-65to-PEYes | MLI | 2007 | CZ12 | cDXGF | 0 | DXSZCap | 252.2232 | 100001.1 | 715195.6 | 983177.6485 | 308076.8 | 0 | 280500.8 | 0 | 69328.88 | 0 | 3985.884 | 53303.37 | 12546.74 | 21100.52 | 0 | 0 | 0 | 0 | 914614500 | 0 | 914614500 | 9146.145 | 267982.0485 | 0 | 118.5013 | 89.751 | 44379.6963
MsrNResSpltPkgAC-65to134-S13 | PreNResSpltPkgAC-65to-PEYes | MLI | 2007 | CZ13 | cDXGF | 0 | DXSZCap | 283.1087 | 100001.1 | 768145.6 | 1003120.5246 | 308076.8 | 0 | 280500.8 | 0 | 114480.7 | 0 | 4195.853 | 60891.18 | 12037.49 | 29803.46 | 0 | 0 | 0 | 0 | 801962200 | 0 | 801962200 | 8019.622 | 234974.9246 | 0 | 118.5013 | 89.751 | 44379.6967
MsrNResSpltPkgAC-65to134-S13 | PreNResSpltPkgAC-65to-PEYes | MLI | 2007 | CZ14 | cDXGF | 0 | DXSZCap | 282.3962 | 100001.1 | 753155.7 | 1048166.852 | 308076.8 | 0 | 280500.8 | 0 | 100353.9 | 0 | 4989.15 | 59234.93 | 12807.25 | 26419.56 | 0 | 0 | 0 | 0 | 1006864000 | 0 | 1006864000 | 10068.64 | 295011.152 | 0 | 118.5013 | 89.751 | 44379.6971
MsrNResSpltPkgAC-65to134-S13 | PreNResSpltPkgAC-65to-PEYes | MLI | 2007 | CZ15 | cDXGF | 0 | DXSZCap | 357.256 | 100001.1 | 898748.9 | 950417.8971 | 308076.8 | 0 | 280500.8 | 0 | 232115.5 | 0 | 1340.273 | 76715.5 | 4174.886 | 54205.64 | 0 | 0 | 0 | 0 | 176344700 | 0 | 176344700 | 1763.447 | 51668.9971 | 0 | 118.5013 | 89.751 | 44379.6975
MsrNResSpltPkgAC-65to134-S13 | PreNResSpltPkgAC-65to-PEYes | MLI | 2007 | CZ16 | cDXGF | 0 | DXSZCap | 231.8826 | 100001.1 | 672771.1 | 1349687.242 | 308076.8 | 0 | 280500.8 | 0 | 26201.72 | 0 | 7293.006 | 50699.07 | 22409.57 | 12044.14 | 0 | 0 | 0 | 0 | 2310294000 | 0 | 2310294000 | 23102.94 | 676916.142 | 0 | 118.5013 | 89.751 | 44379.6978
MsrNResSpltPkgAC-65to134-S13 | PreNResSpltPkgAC-65to-PEYes | MLI | 2011 | CZ01 | cDXGF | 0 | DXSZCap | 174.3348 | 100001.1 | 631197.7 | 1085549.577 | 308076.8 | 0 | 280500.8 | 0 | 1805.409 | 0 | 4714.398 | 36100.32 | 18080.04 | 1439.935 | 0 | 0 | 0 | 0 | 1550689000 | 0 | 1550689000 | 15506.89 | 454351.877 | 0 | 118.5013 | 89.751 | 44379.6982
MsrNResSpltPkgAC-65to134-S13 | PreNResSpltPkgAC-65to-PEYes | MLI | 2011 | CZ02 | cDXGF | 0 | DXSZCap | 197.2863 | 100001.1 | 672596.3 | 968636.468 | 308076.8 | 0 | 280500.8 | 0 | 38448.9 | 0 | 3857.864 | 41711.72 | 11811.22 | 13270.5 | 0 | 0 | 0 | 0 | 1010376000 | 0 | 1010376000 | 10103.76 | 296040.168 | 0 | 118.5013 | 89.751 | 44379.6986
MsrNResSpltPkgAC-65to134-S13 | PreNResSpltPkgAC-65to-PEYes | MLI | 2011 | CZ03 | cDXGF | 0 | DXSZCap | 198.7746 | 100001.1 | 648349.9 | 875646.9647 | 308076.8 | 0 | 280500.8 | 0 | 16434.47 | 0 | 2157.202 | 41180.64 | 11668.56 | 8075.927 | 0 | 0 | 0 | 0 | 775757900 | 0 | 775757900 | 7757.579 | 227297.0647 | 0 | 118.5013 | 89.751 | 44379.6989
MsrNResSpltPkgAC-65to134-S13 | PreNResSpltPkgAC-65to-PEYes | MLI | 2011 | CZ04 | cDXGF | 0 | DXSZCap | 200.4038 | 100001.1 | 684388.8 | 870968.27 | 308076.8 | 0 | 280500.8 | 0 | 50798.82 | 0 | 2215.19 | 42796.69 | 8623.022 | 17007.81 | 0 | 0 | 0 | 0 | 636790000 | 0 | 636790000 | 6367.9 | 186579.47 | 0 | 118.5013 | 89.751 | 44379.6993
MsrNResSpltPkgAC-65to134-S13 | PreNResSpltPkgAC-65to-PEYes | MLI | 2011 | CZ05 | cDXGF | 0 | DXSZCap | 201.193 | 100001.1 | 655706.3 | 888953.4036 | 308076.8 | 0 | 280500.8 | 0 | 22841.37 | 0 | 2513.379 | 41773.95 | 10621.91 | 10285.94 | 0 | 0 | 0 | 0 | 796065200 | 0 | 796065200 | 7960.652 | 233247.1036 | 0 | 118.5013 | 89.751 | 44379.6997
MsrNResSpltPkgAC-65to134-S13 | PreNResSpltPkgAC-65to-PEYes | MLI | 2011 | CZ06 | cDXGF | 0 | DXSZCap | 236.9886 | 100001.1 | 698011.8 | 808330.0211 | 308076.8 | 0 | 280500.8 | 0 | 59990.35 | 0 | 967.9067 | 48475.74 | 6517.86 | 21785.26 | 0 | 0 | 0 | 0 | 376512700 | 0 | 376512700 | 3765.127 | 110318.2211 | 0 | 118.5013 | 89.751 | 44379.7001
MsrNResSpltPkgAC-65to134-S13 | PreNResSpltPkgAC-65to-PEYes | MLI | 2011 | CZ07 | cDXGF | 0 | DXSZCap | 220.3262 | 100001.1 | 681787.3 | 764155.1377 | 308076.8 | 0 | 280500.8 | 0 | 47426.3 | 0 | 446.5182 | 45336.84 | 5324.679 | 18762.7 | 0 | 0 | 0 | 0 | 281118900 | 0 | 281118900 | 2811.189 | 82367.8377 | 0 | 118.5013 | 89.751 | 44379.7004
MsrNResSpltPkgAC-65to134-S13 | PreNResSpltPkgAC-65to-PEYes | MLI | 2011 | CZ08 | cDXGF | 0 | DXSZCap | 229.5956 | 100001.1 | 727709 | 822341.7884 | 308076.8 | 0 | 280500.8 | 0 | 90338.18 | 0 | 1010.527 | 47782.84 | 5197.937 | 25803.45 | 0 | 0 | 0 | 0 | 322978800 | 0 | 322978800 | 3229.788 | 94632.7884 | 0 | 118.5013 | 89.751 | 44379.7008
MsrNResSpltPkgAC-65to134-S13 | PreNResSpltPkgAC-65to-PEYes | MLI | 2011 | CZ09 | cDXGF | 0 | DXSZCap | 269.2813 | 100001.1 | 727657.9 | 830352.3197 | 308076.8 | 0 | 280500.8 | 0 | 82662.54 | 0 | 1699.684 | 54717.79 | 6484.341 | 26472.8 | 0 | 0 | 0 | 0 | 350492900 | 0 | 350492900 | 3504.929 | 102694.4197 | 0 | 118.5013 | 89.751 | 44379.7012
MsrNResSpltPkgAC-65to134-S13 | PreNResSpltPkgAC-65to-PEYes | MLI | 2011 | CZ10 | cDXGF | 0 | DXSZCap | 250.1731 | 100001.1 | 739420 | 869023.3932 | 308076.8 | 0 | 280500.8 | 0 | 96375.13 | 0 | 2318.296 | 52149.06 | 6823.17 | 26947.31 | 0 | 0 | 0 | 0 | 442332400 | 0 | 442332400 | 4423.324 | 129603.3932 | 0 | 118.5013 | 89.751 | 44379.7016
MsrNResSpltPkgAC-65to134-S13 | PreNResSpltPkgAC-65to-PEYes | MLI | 2011 | CZ11 | cDXGF | 0 | DXSZCap | 246.2696 | 100001.1 | 734072.8 | 914947.8823 | 308076.8 | 0 | 280500.8 | 0 | 89247.91 | 0 | 4192.789 | 52054.47 | 9941.418 | 23676.03 | 0 | 0 | 0 | 0 | 617321100 | 0 | 617321100 | 6173.211 | 180875.0823 | 0 | 118.5013 | 89.751 | 44379.702
MsrNResSpltPkgAC-65to134-S13 | PreNResSpltPkgAC-65to-PEYes | MLI | 2011 | CZ12 | cDXGF | 0 | DXSZCap | 237.7047 | 100001.1 | 708822.6 | 929322.2698 | 308076.8 | 0 | 280500.8 | 0 | 66194.93 | 0 | 3756.443 | 50293.43 | 10694.79 | 20392.66 | 0 | 0 | 0 | 0 | 752558600 | 0 | 752558600 | 7525.586 | 220499.6698 | 0 | 118.5013 | 89.751 | 44379.7023
MsrNResSpltPkgAC-65to134-S13 | PreNResSpltPkgAC-65to-PEYes | MLI | 2011 | CZ13 | cDXGF | 0 | DXSZCap | 257.0269 | 100001.1 | 752183.1 | 917048.3107 | 308076.8 | 0 | 280500.8 | 0 | 104544.7 | 0 | 3809.31 | 55251.82 | 9346.006 | 27731.28 | 0 | 0 | 0 | 0 | 562679900 | 0 | 562679900 | 5626.799 | 164865.2107 | 0 | 118.5013 | 89.751 | 44379.7027
MsrNResSpltPkgAC-65to134-S13 | PreNResSpltPkgAC-65to-PEYes | MLI | 2011 | CZ14 | cDXGF | 0 | DXSZCap | 249.5328 | 100001.1 | 735479.5 | 915887.7747 | 308076.8 | 0 | 280500.8 | 0 | 90353.27 | 0 | 4408.533 | 52139.76 | 8934.803 | 24228.47 | 0 | 0 | 0 | 0 | 615727900 | 0 | 615727900 | 6157.279 | 180408.2747 | 0 | 118.5013 | 89.751 | 44379.7031
MsrNResSpltPkgAC-65to134-S13 | PreNResSpltPkgAC-65to-PEYes | MLI | 2011 | CZ15 | cDXGF | 0 | DXSZCap | 318.7835 | 100001.1 | 862414.9 | 887551.9619 | 308076.8 | 0 | 280500.8 | 0 | 204503.6 | 0 | 1195.938 | 68137.46 | 2314.076 | 48916.37 | 0 | 0 | 0 | 0 | 85792020 | 0 | 85792020 | 857.9202 | 25137.0619 | 0 | 118.5013 | 89.751 | 44379.7034
MsrNResSpltPkgAC-65to134-S13 | PreNResSpltPkgAC-65to-PEYes | MLI | 2011 | CZ16 | cDXGF | 0 | DXSZCap | 190.1891 | 100001.1 | 660178.4 | 1083806.883 | 308076.8 | 0 | 280500.8 | 0 | 24440.8 | 0 | 5981.68 | 41178.34 | 15455.94 | 11127.25 | 0 | 0 | 0 | 0 | 1445831000 | 0 | 1445831000 | 14458.31 | 423628.483 | 0 | 118.5013 | 89.751 | 44379.7038
MsrNResSpltPkgAC-65to134-S13 | PreNResSpltPkgAC-65to-PEYes | MLI | 2015 | CZ01 | cDXGF | 0 | DXSZCap | 172.1988 | 100001.1 | 627018.8 | 1083776.5 | 304555.2 | 0 | 280500.8 | 0 | 1673.361 | 0 | 4656.639 | 35633.8 | 18031.9 | 1319.17 | 0 | 0 | 0 | 0 | 1558900000 | 0 | 1558900000 | 15589 | 456757.7 | 0 | 117.0013 | 89.751 | 44379.7042
MsrNResSpltPkgAC-65to134-S13 | PreNResSpltPkgAC-65to-PEYes | MLI | 2015 | CZ02 | cDXGF | 0 | DXSZCap | 194.9108 | 100001.1 | 667641.6 | 964220.302 | 304555.2 | 0 | 280500.8 | 0 | 37625.08 | 0 | 3811.397 | 41149.21 | 11765.51 | 12973.69 | 0 | 0 | 0 | 0 | 1012214000 | 0 | 1012214000 | 10122.14 | 296578.702 | 0 | 117.0013 | 89.751 | 44379.7046
MsrNResSpltPkgAC-65to134-S13 | PreNResSpltPkgAC-65to-PEYes | MLI | 2015 | CZ03 | cDXGF | 0 | DXSZCap | 195.4437 | 100001.1 | 643366.3 | 872988.3783 | 304555.2 | 0 | 280500.8 | 0 | 15761.55 | 0 | 2121.056 | 40428.4 | 11643.84 | 7720.372 | 0 | 0 | 0 | 0 | 783693100 | 0 | 783693100 | 7836.931 | 229622.0783 | 0 | 117.0013 | 89.751 | 44379.7049
MsrNResSpltPkgAC-65to134-S13 | PreNResSpltPkgAC-65to-PEYes | MLI | 2015 | CZ04 | cDXGF | 0 | DXSZCap | 196.938 | 100001.1 | 678664.9 | 866148.9782 | 304555.2 | 0 | 280500.8 | 0 | 49443.48 | 0 | 2176.873 | 41988.73 | 8561.084 | 16531.52 | 0 | 0 | 0 | 0 | 639877400 | 0 | 639877400 | 6398.774 | 187484.0782 | 0 | 117.0013 | 89.751 | 44379.7053
MsrNResSpltPkgAC-65to134-S13 | PreNResSpltPkgAC-65to-PEYes | MLI | 2015 | CZ05 | cDXGF | 0 | DXSZCap | 197.7067 | 100001.1 | 650477.3 | 886001.5996 | 304555.2 | 0 | 280500.8 | 0 | 21958.87 | 0 | 2469.818 | 40992.67 | 10589.2 | 9902.008 | 0 | 0 | 0 | 0 | 803837200 | 0 | 803837200 | 8038.372 | 235524.2996 | 0 | 117.0013 | 89.751 | 44379.7057
MsrNResSpltPkgAC-65to134-S13 | PreNResSpltPkgAC-65to-PEYes | MLI | 2015 | CZ06 | cDXGF | 0 | DXSZCap | 233.5811 | 100001.1 | 692108.8 | 803520.1455 | 304555.2 | 0 | 280500.8 | 0 | 58379.13 | 0 | 953.9874 | 47720.18 | 6480.543 | 21264.78 | 0 | 0 | 0 | 0 | 380243500 | 0 | 380243500 | 3802.435 | 111411.3455 | 0 | 117.0013 | 89.751 | 44379.7061
MsrNResSpltPkgAC-65to134-S13 | PreNResSpltPkgAC-65to-PEYes | MLI | 2015 | CZ07 | cDXGF | 0 | DXSZCap | 217.0425 | 100001.1 | 676187.4 | 759669.5167 | 304555.2 | 0 | 280500.8 | 0 | 46101.54 | 0 | 439.8628 | 44590.46 | 5317.357 | 18294.55 | 0 | 0 | 0 | 0 | 284921900 | 0 | 284921900 | 2849.219 | 83482.1167 | 0 | 117.0013 | 89.751 | 44379.7064
MsrNResSpltPkgAC-65to134-S13 | PreNResSpltPkgAC-65to-PEYes | MLI | 2015 | CZ08 | cDXGF | 0 | DXSZCap | 225.4973 | 100001.1 | 721272 | 816395.2411 | 304555.2 | 0 | 280500.8 | 0 | 88335.09 | 0 | 992.4871 | 46888.82 | 5146.556 | 25186.77 | 0 | 0 | 0 | 0 | 324652700 | 0 | 324652700 | 3246.527 | 95123.2411 | 0 | 117.0013 | 89.751 | 44379.7068
MsrNResSpltPkgAC-65to134-S13 | PreNResSpltPkgAC-65to-PEYes | MLI | 2015 | CZ09 | cDXGF | 0 | DXSZCap | 265.7571 | 100001.1 | 721467 | 824281.7548 | 304555.2 | 0 | 280500.8 | 0 | 80776.95 | 0 | 1677.441 | 53957.24 | 6486.458 | 25918.26 | 0 | 0 | 0 | 0 | 350903600 | 0 | 350903600 | 3509.036 | 102814.7548 | 0 | 117.0013 | 89.751 | 44379.7072
MsrNResSpltPkgAC-65to134-S13 | PreNResSpltPkgAC-65to-PEYes | MLI | 2015 | CZ10 | cDXGF | 0 | DXSZCap | 247.505 | 100001.1 | 733818 | 863469.0643 | 304555.2 | 0 | 280500.8 | 0 | 94913.33 | 0 | 2293.566 | 51555.72 | 6806.387 | 26558.13 | 0 | 0 | 0 | 0 | 442495100 | 0 | 442495100 | 4424.951 | 129651.0643 | 0 | 117.0013 | 89.751 | 44379.7075
MsrNResSpltPkgAC-65to134-S13 | PreNResSpltPkgAC-65to-PEYes | MLI | 2015 | CZ11 | cDXGF | 0 | DXSZCap | 244.11 | 100001.1 | 728602.9 | 908328.4847 | 304555.2 | 0 | 280500.8 | 0 | 87854.74 | 0 | 4156.018 | 51536.44 | 9956.337 | 23326 | 0 | 0 | 0 | 0 | 613397900 | 0 | 613397900 | 6133.979 | 179725.5847 | 0 | 117.0013 | 89.751 | 44379.7079
MsrNResSpltPkgAC-65to134-S13 | PreNResSpltPkgAC-65to-PEYes | MLI | 2015 | CZ12 | cDXGF | 0 | DXSZCap | 235.4922 | 100001.1 | 703589.4 | 923581.8575 | 304555.2 | 0 | 280500.8 | 0 | 65059.04 | 0 | 3721.484 | 49752.86 | 10679.89 | 20045.19 | 0 | 0 | 0 | 0 | 750827500 | 0 | 750827500 | 7508.275 | 219992.4575 | 0 | 117.0013 | 89.751 | 44379.7083
MsrNResSpltPkgAC-65to134-S13 | PreNResSpltPkgAC-65to-PEYes | MLI | 2015 | CZ13 | cDXGF | 0 | DXSZCap | 254.5606 | 100001.1 | 746520.1 | 910347.8563 | 304555.2 | 0 | 280500.8 | 0 | 103051.3 | 0 | 3772.746 | 54639.96 | 9340.603 | 27330.37 | 0 | 0 | 0 | 0 | 559139100 | 0 | 559139100 | 5591.391 | 163827.7563 | 0 | 117.0013 | 89.751 | 44379.7087
MsrNResSpltPkgAC-65to134-S13 | PreNResSpltPkgAC-65to-PEYes | MLI | 2015 | CZ14 | cDXGF | 0 | DXSZCap | 246.5557 | 100001.1 | 729779 | 909567.1109 | 304555.2 | 0 | 280500.8 | 0 | 88907.57 | 0 | 4355.961 | 51459.63 | 8976.591 | 23799.51 | 0 | 0 | 0 | 0 | 613611300 | 0 | 613611300 | 6136.113 | 179788.1109 | 0 | 117.0013 | 89.751 | 44379.709
MsrNResSpltPkgAC-65to134-S13 | PreNResSpltPkgAC-65to-PEYes | MLI | 2015 | CZ15 | cDXGF | 0 | DXSZCap | 315.9613 | 100001.1 | 855704.2 | 880386.0864 | 304555.2 | 0 | 280500.8 | 0 | 202029.7 | 0 | 1185.353 | 67433.19 | 2333.614 | 48352.33 | 0 | 0 | 0 | 0 | 84238520 | 0 | 84238520 | 842.3852 | 24681.8864 | 0 | 117.0013 | 89.751 | 44379.7094
MsrNResSpltPkgAC-65to134-S13 | PreNResSpltPkgAC-65to-PEYes | MLI | 2015 | CZ16 | cDXGF | 0 | DXSZCap | 187.8449 | 100001.1 | 655461.4 | 1081221.165 | 304555.2 | 0 | 280500.8 | 0 | 23879.64 | 0 | 5907.933 | 40618.2 | 15423.16 | 10883.01 | 0 | 0 | 0 | 0 | 1453105000 | 0 | 1453105000 | 14531.05 | 425759.765 | 0 | 117.0013 | 89.751 | 44379.7098
MsrNResSpltPkgAC-65to134-S13 | PreNResSpltPkgAC-65to-PEYes | MLI | 2017 | CZ01 | cDXGF | 0 | DXSZCap | 168.4503 | 100001.1 | 621545.3 | 1033540.511 | 300076.3 | 0 | 280500.8 | 0 | 1698.439 | 0 | 4555.276 | 34714.61 | 16493.77 | 1365.551 | 0 | 0 | 0 | 0 | 1406127000 | 0 | 1406127000 | 14061.27 | 411995.211 | 0 | 115.0638 | 89.751 | 44379.7102
MsrNResSpltPkgAC-65to134-S13 | PreNResSpltPkgAC-65to-PEYes | MLI | 2017 | CZ02 | cDXGF | 0 | DXSZCap | 189.3234 | 100001.1 | 661090 | 943351.257 | 300076.3 | 0 | 280500.8 | 0 | 36805.84 | 0 | 3702.148 | 40005.14 | 11178.1 | 12753.33 | 0 | 0 | 0 | 0 | 963349000 | 0 | 963349000 | 9633.49 | 282261.257 | 0 | 115.0638 | 89.751 | 44379.7105
MsrNResSpltPkgAC-65to134-S13 | PreNResSpltPkgAC-65to-PEYes | MLI | 2017 | CZ03 | cDXGF | 0 | DXSZCap | 191.8323 | 100001.1 | 638028.6 | 856212.0462 | 300076.3 | 0 | 280500.8 | 0 | 15655.51 | 0 | 2081.854 | 39714.46 | 11145.21 | 7685.34 | 0 | 0 | 0 | 0 | 744653400 | 0 | 744653400 | 7446.534 | 218183.4462 | 0 | 115.0638 | 89.751 | 44379.7109
MsrNResSpltPkgAC-65to134-S13 | PreNResSpltPkgAC-65to-PEYes | MLI | 2017 | CZ04 | cDXGF | 0 | DXSZCap | 191.5021 | 100001.1 | 672245.3 | 849264.0335 | 300076.3 | 0 | 280500.8 | 0 | 48622.11 | 0 | 2116.782 | 40929.4 | 8149.7 | 16306.55 | 0 | 0 | 0 | 0 | 604159500 | 0 | 604159500 | 6041.595 | 177018.7335 | 0 | 115.0638 | 89.751 | 44379.7113
MsrNResSpltPkgAC-65to134-S13 | PreNResSpltPkgAC-65to-PEYes | MLI | 2017 | CZ05 | cDXGF | 0 | DXSZCap | 189.8 | 100001.1 | 644095.3 | 855714.1984 | 300076.3 | 0 | 280500.8 | 0 | 21722.05 | 0 | 2371.046 | 39425.13 | 9667.8 | 9781.835 | 0 | 0 | 0 | 0 | 722248800 | 0 | 722248800 | 7222.488 | 211618.8984 | 0 | 115.0638 | 89.751 | 44379.7117
MsrNResSpltPkgAC-65to134-S13 | PreNResSpltPkgAC-65to-PEYes | MLI | 2017 | CZ06 | cDXGF | 0 | DXSZCap | 220.303 | 100001.1 | 683662.6 | 776866.0172 | 300076.3 | 0 | 280500.8 | 0 | 57130.61 | 0 | 899.7581 | 45055.05 | 5601.39 | 20556.72 | 0 | 0 | 0 | 0 | 318100400 | 0 | 318100400 | 3181.004 | 93203.4172 | 0 | 115.0638 | 89.751 | 44379.712
MsrNResSpltPkgAC-65to134-S13 | PreNResSpltPkgAC-65to-PEYes | MLI | 2017 | CZ07 | cDXGF | 0 | DXSZCap | 208.9781 | 100001.1 | 669565.5 | 742411.7167 | 300076.3 | 0 | 280500.8 | 0 | 45623.15 | 0 | 423.5197 | 42941.79 | 4782.48 | 17963.37 | 0 | 0 | 0 | 0 | 248621900 | 0 | 248621900 | 2486.219 | 72846.2167 | 0 | 115.0638 | 89.751 | 44379.7124
MsrNResSpltPkgAC-65to134-S13 | PreNResSpltPkgAC-65to-PEYes | MLI | 2017 | CZ08 | cDXGF | 0 | DXSZCap | 216.2972 | 100001.1 | 712191.7 | 795419.5513 | 300076.3 | 0 | 280500.8 | 0 | 85573.88 | 0 | 951.9936 | 45088.8 | 4639.832 | 24550.01 | 0 | 0 | 0 | 0 | 284054100 | 0 | 284054100 | 2840.541 | 83227.8513 | 0 | 115.0638 | 89.751 | 44379.7128
MsrNResSpltPkgAC-65to134-S13 | PreNResSpltPkgAC-65to-PEYes | MLI | 2017 | CZ09 | cDXGF | 0 | DXSZCap | 260.7352 | 100001.1 | 714526.4 | 810187.97 | 300076.3 | 0 | 280500.8 | 0 | 79332.37 | 0 | 1645.744 | 52971.49 | 6150.467 | 25586.35 | 0 | 0 | 0 | 0 | 326490000 | 0 | 326490000 | 3264.9 | 95661.57 | 0 | 115.0638 | 89.751 | 44379.7132
MsrNResSpltPkgAC-65to134-S13 | PreNResSpltPkgAC-65to-PEYes | MLI | 2017 | CZ10 | cDXGF | 0 | DXSZCap | 241.6123 | 100001.1 | 726213.6 | 848025.5958 | 300076.3 | 0 | 280500.8 | 0 | 93010.93 | 0 | 2238.963 | 50387.14 | 6456.9 | 26125.15 | 0 | 0 | 0 | 0 | 415740600 | 0 | 415740600 | 4157.406 | 121811.9958 | 0 | 115.0638 | 89.751 | 44379.7135
MsrNResSpltPkgAC-65to134-S13 | PreNResSpltPkgAC-65to-PEYes | MLI | 2017 | CZ11 | cDXGF | 0 | DXSZCap | 237.0815 | 100001.1 | 720531.4 | 885891.4877 | 300076.3 | 0 | 280500.8 | 0 | 85816.99 | 0 | 4036.342 | 50101.13 | 9226.338 | 22862.31 | 0 | 0 | 0 | 0 | 564368900 | 0 | 564368900 | 5643.689 | 165360.0877 | 0 | 115.0638 | 89.751 | 44379.7139
MsrNResSpltPkgAC-65to134-S13 | PreNResSpltPkgAC-65to-PEYes | MLI | 2017 | CZ12 | cDXGF | 0 | DXSZCap | 229.1946 | 100001.1 | 696260.2 | 903046.1806 | 300076.3 | 0 | 280500.8 | 0 | 63598.58 | 0 | 3621.975 | 48462.37 | 10095.64 | 19726.93 | 0 | 0 | 0 | 0 | 705754200 | 0 | 705754200 | 7057.542 | 206785.9806 | 0 | 115.0638 | 89.751 | 44379.7143
MsrNResSpltPkgAC-65to134-S13 | PreNResSpltPkgAC-65to-PEYes | MLI | 2017 | CZ13 | cDXGF | 0 | DXSZCap | 248.0386 | 100001.1 | 737889.5 | 889652.952 | 300076.3 | 0 | 280500.8 | 0 | 100377 | 0 | 3676.096 | 53259.12 | 8728.918 | 26796.24 | 0 | 0 | 0 | 0 | 517964000 | 0 | 517964000 | 5179.64 | 151763.452 | 0 | 115.0638 | 89.751 | 44379.7147
MsrNResSpltPkgAC-65to134-S13 | PreNResSpltPkgAC-65to-PEYes | MLI | 2017 | CZ14 | cDXGF | 0 | DXSZCap | 240.3695 | 100001.1 | 721933.4 | 887066.3834 | 300076.3 | 0 | 280500.8 | 0 | 86921.33 | 0 | 4246.663 | 50188.25 | 8328.312 | 23399.46 | 0 | 0 | 0 | 0 | 563593800 | 0 | 563593800 | 5635.938 | 165132.9834 | 0 | 115.0638 | 89.751 | 44379.7151
MsrNResSpltPkgAC-65to134-S13 | PreNResSpltPkgAC-65to-PEYes | MLI | 2017 | CZ15 | cDXGF | 0 | DXSZCap | 309.29 | 100001.1 | 844741.9 | 866232.6941 | 300076.3 | 0 | 280500.8 | 0 | 196998.1 | 0 | 1160.325 | 66006.29 | 2092.311 | 47492.27 | 0 | 0 | 0 | 0 | 73347420 | 0 | 73347420 | 733.4742 | 21490.7941 | 0 | 115.0638 | 89.751 | 44379.7155
MsrNResSpltPkgAC-65to134-S13 | PreNResSpltPkgAC-65to-PEYes | MLI | 2017 | CZ16 | cDXGF | 0 | DXSZCap | 182.6864 | 100001.1 | 649321.4 | 1047238.254 | 300076.3 | 0 | 280500.8 | 0 | 23511.32 | 0 | 5745.691 | 39487.18 | 14478.7 | 10775.12 | 0 | 0 | 0 | 0 | 1358078000 | 0 | 1358078000 | 13580.78 | 397916.854 | 0 | 115.0638 | 89.751 | 44379.7159
MsrNResSpltPkgAC-65to134-S13 | PreNResSpltPkgAC-65to-PEYes | MLI | 2020 | CZ01 | cDXGF | 0 | DXSZCap | 165.6159 | 100001.1 | 528603.1 | 1007615.322 | 207088.4 | 0 | 280500.8 | 0 | 1259.845 | 0 | 4478.616 | 35276.04 | 19277.54 | 1064.973 | 0 | 0 | 0 | 0 | 1634854000 | 0 | 1634854000 | 16348.54 | 479012.222 | 0 | 79.8759 | 89.751 | 44379.7162
MsrNResSpltPkgAC-65to134-S13 | PreNResSpltPkgAC-65to-PEYes | MLI | 2020 | CZ02 | cDXGF | 0 | DXSZCap | 180.4639 | 100001.1 | 560869.9 | 882192.745 | 207088.4 | 0 | 280500.8 | 0 | 31867.36 | 0 | 3528.906 | 37884.48 | 12164.52 | 11002.23 | 0 | 0 | 0 | 0 | 1096665000 | 0 | 1096665000 | 10966.65 | 321322.845 | 0 | 79.8759 | 89.751 | 44379.7166
MsrNResSpltPkgAC-65to134-S13 | PreNResSpltPkgAC-65to-PEYes | MLI | 2020 | CZ03 | cDXGF | 0 | DXSZCap | 188.0681 | 100001.1 | 540452 | 797493.1355 | 207088.4 | 0 | 280500.8 | 0 | 12177.35 | 0 | 2041.005 | 38644.8 | 12667.9 | 6131.147 | 0 | 0 | 0 | 0 | 877273500 | 0 | 877273500 | 8772.735 | 257041.1355 | 0 | 79.8759 | 89.751 | 44379.717
MsrNResSpltPkgAC-65to134-S13 | PreNResSpltPkgAC-65to-PEYes | MLI | 2020 | CZ04 | cDXGF | 0 | DXSZCap | 183.0038 | 100001.1 | 570908.7 | 776971.0585 | 207088.4 | 0 | 280500.8 | 0 | 42595.53 | 0 | 2022.847 | 38701.5 | 9042.21 | 14234.55 | 0 | 0 | 0 | 0 | 703284500 | 0 | 703284500 | 7032.845 | 206062.3585 | 0 | 79.8759 | 89.751 | 44379.7174
MsrNResSpltPkgAC-65to134-S13 | PreNResSpltPkgAC-65to-PEYes | MLI | 2020 | CZ05 | cDXGF | 0 | DXSZCap | 186.0816 | 100001.1 | 545530.8 | 791612.7979 | 207088.4 | 0 | 280500.8 | 0 | 17263.5 | 0 | 2324.602 | 38353.9 | 10945.47 | 8035.9 | 0 | 0 | 0 | 0 | 839870300 | 0 | 839870300 | 8398.703 | 246081.9979 | 0 | 79.8759 | 89.751 | 44379.7178
MsrNResSpltPkgAC-65to134-S13 | PreNResSpltPkgAC-65to-PEYes | MLI | 2020 | CZ06 | cDXGF | 0 | DXSZCap | 211.6486 | 100001.1 | 580506.3 | 691123.3811 | 207088.4 | 0 | 280500.8 | 0 | 48974.98 | 0 | 864.4129 | 43078.35 | 6412.083 | 18155.06 | 0 | 0 | 0 | 0 | 377532700 | 0 | 377532700 | 3775.327 | 110617.0811 | 0 | 79.8759 | 89.751 | 44379.7181
MsrNResSpltPkgAC-65to134-S13 | PreNResSpltPkgAC-65to-PEYes | MLI | 2020 | CZ07 | cDXGF | 0 | DXSZCap | 200.6824 | 100001.1 | 567524.1 | 656596.979 | 207088.4 | 0 | 280500.8 | 0 | 38586.15 | 0 | 406.7072 | 40942.83 | 5653.638 | 15571.02 | 0 | 0 | 0 | 0 | 304003000 | 0 | 304003000 | 3040.03 | 89072.879 | 0 | 79.8759 | 89.751 | 44379.7185
MsrNResSpltPkgAC-65to134-S13 | PreNResSpltPkgAC-65to-PEYes | MLI | 2020 | CZ08 | cDXGF | 0 | DXSZCap | 207.96 | 100001.1 | 608231 | 706181.8669 | 207088.4 | 0 | 280500.8 | 0 | 76761.86 | 0 | 915.3004 | 42965.27 | 5217.914 | 22231.74 | 0 | 0 | 0 | 0 | 334303300 | 0 | 334303300 | 3343.033 | 97950.8669 | 0 | 79.8759 | 89.751 | 44379.7189
MsrNResSpltPkgAC-65to134-S13 | PreNResSpltPkgAC-65to-PEYes | MLI | 2020 | CZ09 | cDXGF | 0 | DXSZCap | 252.3316 | 100001.1 | 611446.3 | 723581.9708 | 207088.4 | 0 | 280500.8 | 0 | 71259.25 | 0 | 1592.698 | 51006.06 | 6975.949 | 23539.95 | 0 | 0 | 0 | 0 | 382715600 | 0 | 382715600 | 3827.156 | 112135.6708 | 0 | 79.8759 | 89.751 | 44379.7192
MsrNResSpltPkgAC-65to134-S13 | PreNResSpltPkgAC-65to-PEYes | MLI | 2020 | CZ10 | cDXGF | 0 | DXSZCap | 233.4605 | 100001.1 | 622370.9 | 762617.0787 | 207088.4 | 0 | 280500.8 | 0 | 84332.37 | 0 | 2163.427 | 48286.66 | 7192.441 | 23890.23 | 0 | 0 | 0 | 0 | 478655900 | 0 | 478655900 | 4786.559 | 140246.1787 | 0 | 79.8759 | 89.751 | 44379.7196
MsrNResSpltPkgAC-65to134-S13 | PreNResSpltPkgAC-65to-PEYes | MLI | 2020 | CZ11 | cDXGF | 0 | DXSZCap | 228.8713 | 100001.1 | 617844.1 | 813256.4066 | 207088.4 | 0 | 280500.8 | 0 | 78387.16 | 0 | 3896.583 | 47971.99 | 10543.35 | 20879.79 | 0 | 0 | 0 | 0 | 666936200 | 0 | 666936200 | 6669.362 | 195412.3066 | 0 | 79.8759 | 89.751 | 44379.72
MsrNResSpltPkgAC-65to134-S13 | PreNResSpltPkgAC-65to-PEYes | MLI | 2020 | CZ12 | cDXGF | 0 | DXSZCap | 220.7839 | 100001.1 | 594495.2 | 831837.506 | 207088.4 | 0 | 280500.8 | 0 | 57134.14 | 0 | 3489.054 | 46283.55 | 11133.91 | 17632.09 | 0 | 0 | 0 | 0 | 810042000 | 0 | 810042000 | 8100.42 | 237342.306 | 0 | 79.8759 | 89.751 | 44379.7203
MsrNResSpltPkgAC-65to134-S13 | PreNResSpltPkgAC-65to-PEYes | MLI | 2020 | CZ13 | cDXGF | 0 | DXSZCap | 239.7735 | 100001.1 | 634434.4 | 811698.1108 | 207088.4 | 0 | 280500.8 | 0 | 92321.42 | 0 | 3553.591 | 50970.68 | 9733.336 | 24602.07 | 0 | 0 | 0 | 0 | 604995600 | 0 | 604995600 | 6049.956 | 177263.7108 | 0 | 79.8759 | 89.751 | 44379.7207
MsrNResSpltPkgAC-65to134-S13 | PreNResSpltPkgAC-65to-PEYes | MLI | 2020 | CZ14 | cDXGF | 0 | DXSZCap | 231.9646 | 100001.1 | 619016.3 | 811966.6155 | 207088.4 | 0 | 280500.8 | 0 | 79238.16 | 0 | 4098.171 | 48091.35 | 9475.273 | 21384.87 | 0 | 0 | 0 | 0 | 658533500 | 0 | 658533500 | 6585.335 | 192950.3155 | 0 | 79.8759 | 89.751 | 44379.7211
MsrNResSpltPkgAC-65to134-S13 | PreNResSpltPkgAC-65to-PEYes | MLI | 2020 | CZ15 | cDXGF | 0 | DXSZCap | 300.8152 | 100001.1 | 736297.9 | 763921.2632 | 207088.4 | 0 | 280500.8 | 0 | 183969.5 | 0 | 1128.532 | 63611.24 | 2592.144 | 44790.18 | 0 | 0 | 0 | 0 | 94277690 | 0 | 94277690 | 942.7769 | 27623.3632 | 0 | 79.8759 | 89.751 | 44379.7215
MsrNResSpltPkgAC-65to134-S13 | PreNResSpltPkgAC-65to-PEYes | MLI | 2020 | CZ16 | cDXGF | 0 | DXSZCap | 173.901 | 100001.1 | 550421.7 | 1002286.886 | 207088.4 | 0 | 280500.8 | 0 | 20093.13 | 0 | 5469.401 | 37270.15 | 15627.78 | 9139.957 | 0 | 0 | 0 | 0 | 1542202000 | 0 | 1542202000 | 15422.02 | 451865.186 | 0 | 79.8759 | 89.751 | 44379.7219
MsrNResSpltPkgAC-65to134-S13 | PreNResSpltPkgAC-65to-PEYes | Mtl | 1975 | CZ01 | cDXGF | 0 | DXSZCap | 11.4056 | 30000.07 | 184474.3 | 204911.0969 | 27653.42 | 0 | 62100.56 | 49145.05 | 31528.52 | 0 | 308.4236 | 9404.09 | 4376.398 | 1866.559 | 0 | 4334.197 | 0 | 0 | 69750160 | 0 | 69750160 | 697.5016 | 20436.7969 | 0 | 23.7631 | 18.1673 | 44379.7223
MsrNResSpltPkgAC-65to134-S13 | PreNResSpltPkgAC-65to-PEYes | Mtl | 1975 | CZ02 | cDXGF | 0 | DXSZCap | 9.4364 | 30000.07 | 212770.6 | 227220.1441 | 27653.42 | 0 | 62100.56 | 33329.35 | 75319.99 | 0 | 184.481 | 10064.77 | 2790.429 | 5205.824 | 0 | 4117.958 | 0 | 0 | 49315850 | 0 | 49315850 | 493.1585 | 14449.5441 | 0 | 23.7631 | 18.1673 | 44379.7227
MsrNResSpltPkgAC-65to134-S13 | PreNResSpltPkgAC-65to-PEYes | Mtl | 1975 | CZ03 | cDXGF | 0 | DXSZCap | 11.8136 | 30000.07 | 186977.5 | 195709.6501 | 27653.42 | 0 | 62100.56 | 24235.48 | 62014.54 | 0 | 128.2054 | 10036.4 | 2136.396 | 4389.743 | 0 | 808.7535 | 0 | 0 | 29802560 | 0 | 29802560 | 298.0256 | 8732.1501 | 0 | 23.7631 | 18.1673 | 44379.7231
MsrNResSpltPkgAC-65to134-S13 | PreNResSpltPkgAC-65to-PEYes | Mtl | 1975 | CZ04 | cDXGF | 0 | DXSZCap | 9.46 | 30000.07 | 211671.9 | 220023.2263 | 27653.42 | 0 | 62100.56 | 20907.21 | 89610.52 | 0 | 104.5352 | 10206.89 | 1712.992 | 6318.772 | 0 | 1088.672 | 0 | 0 | 28502820 | 0 | 28502820 | 285.0282 | 8351.3263 | 0 | 23.7631 | 18.1673 | 44379.7236
MsrNResSpltPkgAC-65to134-S13 | PreNResSpltPkgAC-65to-PEYes | Mtl | 1975 | CZ05 | cDXGF | 0 | DXSZCap | 11.7755 | 30000.07 | 192861.4 | 201733.2818 | 27653.42 | 0 | 62100.56 | 23008.73 | 68015.66 | 0 | 147.1021 | 10275.02 | 2093.643 | 4845.632 | 0 | 1660.898 | 0 | 0 | 30279460 | 0 | 30279460 | 302.7946 | 8871.8818 | 0 | 23.7631 | 18.1673 | 44379.724
MsrNResSpltPkgAC-65to134-S13 | PreNResSpltPkgAC-65to-PEYes | Mtl | 1975 | CZ06 | cDXGF | 0 | DXSZCap | 12.2226 | 30000.07 | 209677.6 | 212792.5269 | 27653.42 | 0 | 62100.56 | 10137.71 | 98576.47 | 0 | 49.9195 | 11117.54 | 867.4622 | 7374.897 | 0 | 41.9977 | 0 | 0 | 10631150 | 0 | 10631150 | 106.3115 | 3114.927 | 0 | 23.7631 | 18.1673 | 44379.7244
MsrNResSpltPkgAC-65to134-S13 | PreNResSpltPkgAC-65to-PEYes | Mtl | 1975 | CZ07 | cDXGF | 0 | DXSZCap | 12.0434 | 30000.07 | 196456.8 | 198438.5155 | 27653.42 | 0 | 62100.56 | 7819.052 | 88339.52 | 0 | 24.4075 | 10519.83 | 623.2954 | 6767.901 | 0 | 5.154125e-07 | 0 | 0 | 6763534 | 0 | 6763534 | 67.6353 | 1981.7155 | 0 | 23.7631 | 18.1673 | 44379.7248
MsrNResSpltPkgAC-65to134-S13 | PreNResSpltPkgAC-65to-PEYes | Mtl | 1975 | CZ08 | cDXGF | 0 | DXSZCap | 9.7983 | 30000.07 | 223997 | 227276.1886 | 27653.42 | 0 | 62100.56 | 9739.042 | 113483 | 0 | 43.1228 | 10898.44 | 805.812 | 8050.915 | 0 | 79.4035 | 0 | 0 | 11191770 | 0 | 11191770 | 111.9177 | 3279.1886 | 0 | 23.7631 | 18.1673 | 44379.7253
MsrNResSpltPkgAC-65to134-S13 | PreNResSpltPkgAC-65to-PEYes | Mtl | 1975 | CZ09 | cDXGF | 0 | DXSZCap | 11.6172 | 30000.07 | 229022.6 | 233296.8078 | 27653.42 | 0 | 62100.56 | 12047.11 | 115287.7 | 0 | 73.3225 | 11703.9 | 1058.899 | 8008.518 | 0 | 156.5216 | 0 | 0 | 14587740 | 0 | 14587740 | 145.8774 | 4274.2078 | 0 | 23.7631 | 18.1673 | 44379.7257
MsrNResSpltPkgAC-65to134-S13 | PreNResSpltPkgAC-65to-PEYes | Mtl | 1975 | CZ10 | cDXGF | 0 | DXSZCap | 11.0868 | 30000.07 | 242203.4 | 248216.1673 | 27653.42 | 0 | 62100.56 | 15283.96 | 123521.2 | 0 | 102.7289 | 12053.94 | 1335.801 | 8446.39 | 0 | 1487.482 | 0 | 0 | 20521390 | 0 | 20521390 | 205.2139 | 6012.7673 | 0 | 23.7631 | 18.1673 | 44379.7261
MsrNResSpltPkgAC-65to134-S13 | PreNResSpltPkgAC-65to-PEYes | Mtl | 1975 | CZ11 | cDXGF | 0 | DXSZCap | 11.8628 | 30000.07 | 259445.2 | 272439.5625 | 27653.42 | 0 | 62100.56 | 32106.85 | 121181.3 | 0 | 201.9335 | 12958.09 | 2747.039 | 8073.385 | 0 | 3243.089 | 0 | 0 | 44349360 | 0 | 44349360 | 443.4936 | 12994.3625 | 0 | 23.7631 | 18.1673 | 44379.7266
MsrNResSpltPkgAC-65to134-S13 | PreNResSpltPkgAC-65to-PEYes | Mtl | 1975 | CZ12 | cDXGF | 0 | DXSZCap | 10.811 | 30000.07 | 235860.5 | 247595.8063 | 27653.42 | 0 | 62100.56 | 28673.93 | 102349.9 | 0 | 170.7822 | 11714.25 | 2426.542 | 6996.181 | 0 | 3197.51 | 0 | 0 | 40052240 | 0 | 40052240 | 400.5224 | 11735.3063 | 0 | 23.7631 | 18.1673 | 44379.727
MsrNResSpltPkgAC-65to134-S13 | PreNResSpltPkgAC-65to-PEYes | Mtl | 1975 | CZ13 | cDXGF | 0 | DXSZCap | 11.9298 | 30000.07 | 263015.2 | 272860.3399 | 27653.42 | 0 | 62100.56 | 23793.29 | 133783.5 | 0 | 176.7393 | 13229.34 | 2101.619 | 9021.434 | 0 | 2278.235 | 0 | 0 | 33601160 | 0 | 33601160 | 336.0116 | 9845.1399 | 0 | 23.7631 | 18.1673 | 44379.7274
MsrNResSpltPkgAC-65to134-S13 | PreNResSpltPkgAC-65to-PEYes | Mtl | 1975 | CZ14 | cDXGF | 0 | DXSZCap | 11.8949 | 30000.07 | 264712 | 277358.0558 | 27653.42 | 0 | 62100.56 | 29770.31 | 128282.3 | 0 | 210.0224 | 13326.98 | 2554.163 | 8633.309 | 0 | 3368.369 | 0 | 0 | 43160600 | 0 | 43160600 | 431.606 | 12646.0558 | 0 | 23.7631 | 18.1673 | 44379.7278
MsrNResSpltPkgAC-65to134-S13 | PreNResSpltPkgAC-65to-PEYes | Mtl | 1975 | CZ15 | cDXGF | 0 | DXSZCap | 14.9694 | 30000.07 | 320280.1 | 322363.0086 | 27653.42 | 0 | 62100.56 | 6367.721 | 207521.2 | 0 | 56.1588 | 16558.99 | 611.1061 | 13707.36 | 0 | 21.9122 | 0 | 0 | 7108903 | 0 | 7108903 | 71.089 | 2082.9086 | 0 | 23.7631 | 18.1673 | 44379.7283
MsrNResSpltPkgAC-65to134-S13 | PreNResSpltPkgAC-65to-PEYes | Mtl | 1975 | CZ16 | cDXGF | 0 | DXSZCap | 12.1211 | 30000.07 | 263328.1 | 291675.4134 | 27653.42 | 0 | 62100.56 | 70142.96 | 69659.81 | 0 | 381.1897 | 13134.08 | 5644.65 | 5002.029 | 0 | 20256.02 | 0 | 0 | 96748510 | 0 | 96748510 | 967.4851 | 28347.3134 | 0 | 23.7631 | 18.1673 | 44379.7287
MsrNResSpltPkgAC-65to134-S13 | PreNResSpltPkgAC-65to-PEYes | Mtl | 1985 | CZ01 | cDXGF | 0 | DXSZCap | 10.9807 | 30000.07 | 166051.2 | 182105.6281 | 27653.42 | 0 | 59591.57 | 36273.5 | 30113.82 | 0 | 296.9298 | 8555.331 | 3429.08 | 1797.292 | 0 | 3566.693 | 0 | 0 | 54793270 | 0 | 54793270 | 547.9327 | 16054.4281 | 0 | 23.7631 | 17.4166 | 44379.7291
MsrNResSpltPkgAC-65to134-S13 | PreNResSpltPkgAC-65to-PEYes | Mtl | 1985 | CZ02 | cDXGF | 0 | DXSZCap | 9.2101 | 30000.07 | 207181.5 | 220826.0588 | 27653.42 | 0 | 59591.57 | 31147.85 | 74835.49 | 0 | 180.055 | 9835.64 | 2627.541 | 5165.839 | 0 | 3937.536 | 0 | 0 | 46568460 | 0 | 46568460 | 465.6846 | 13644.5588 | 0 | 23.7631 | 17.4166 | 44379.7295
MsrNResSpltPkgAC-65to134-S13 | PreNResSpltPkgAC-65to-PEYes | Mtl | 1985 | CZ03 | cDXGF | 0 | DXSZCap | 11.6742 | 30000.07 | 182688.4 | 190796.545 | 27653.42 | 0 | 59591.57 | 22481.59 | 62154.34 | 0 | 126.6913 | 9904.063 | 2011.883 | 4396.047 | 0 | 776.8118 | 0 | 0 | 27672850 | 0 | 27672850 | 276.7285 | 8108.1451 | 0 | 23.7631 | 17.4166 | 44379.73
MsrNResSpltPkgAC-65to134-S13 | PreNResSpltPkgAC-65to-PEYes | Mtl | 1985 | CZ04 | cDXGF | 0 | DXSZCap | 9.2394 | 30000.07 | 206921.3 | 214743.5269 | 27653.42 | 0 | 59591.57 | 19356.54 | 89163.31 | 0 | 102.0957 | 10015.29 | 1602.015 | 6280.952 | 0 | 1039.106 | 0 | 0 | 26697020 | 0 | 26697020 | 266.9702 | 7822.2269 | 0 | 23.7631 | 17.4166 | 44379.7304
MsrNResSpltPkgAC-65to134-S13 | PreNResSpltPkgAC-65to-PEYes | Mtl | 1985 | CZ05 | cDXGF | 0 | DXSZCap | 11.6409 | 30000.07 | 188361 | 196565.6651 | 27653.42 | 0 | 59591.57 | 21202.06 | 68042.04 | 0 | 145.4202 | 10135.34 | 1963.981 | 4842.584 | 0 | 1591.26 | 0 | 0 | 28002270 | 0 | 28002270 | 280.0227 | 8204.6651 | 0 | 23.7631 | 17.4166 | 44379.7309
MsrNResSpltPkgAC-65to134-S13 | PreNResSpltPkgAC-65to-PEYes | Mtl | 1985 | CZ06 | cDXGF | 0 | DXSZCap | 12.0743 | 30000.07 | 205951.7 | 208781.2365 | 27653.42 | 0 | 59591.57 | 9221.814 | 98389.42 | 0 | 49.3137 | 11006.2 | 805.5199 | 7357.174 | 0 | 39.9072 | 0 | 0 | 9657121 | 0 | 9657121 | 96.5712 | 2829.5365 | 0 | 23.7631 | 17.4166 | 44379.7313
MsrNResSpltPkgAC-65to134-S13 | PreNResSpltPkgAC-65to-PEYes | Mtl | 1985 | CZ07 | cDXGF | 0 | DXSZCap | 11.9023 | 30000.07 | 192945.8 | 194699.2749 | 27653.42 | 0 | 59591.57 | 6995.022 | 88261.33 | 0 | 24.1215 | 10420.37 | 566.6555 | 6757.782 | 0 | 7.532285e-07 | 0 | 0 | 5984556 | 0 | 5984556 | 59.8456 | 1753.4749 | 0 | 23.7631 | 17.4166 | 44379.7317
MsrNResSpltPkgAC-65to134-S13 | PreNResSpltPkgAC-65to-PEYes | Mtl | 1985 | CZ08 | cDXGF | 0 | DXSZCap | 9.5784 | 30000.07 | 219545 | 222512.378 | 27653.42 | 0 | 59591.57 | 8822.997 | 112640.9 | 0 | 42.1548 | 10718.19 | 737.5078 | 7982.728 | 0 | 75.7003 | 0 | 0 | 10127570 | 0 | 10127570 | 101.2757 | 2967.378 | 0 | 23.7631 | 17.4166 | 44379.7322
MsrNResSpltPkgAC-65to134-S13 | PreNResSpltPkgAC-65to-PEYes | Mtl | 1985 | CZ09 | cDXGF | 0 | DXSZCap | 11.3748 | 30000.07 | 224372.9 | 228270.4182 | 27653.42 | 0 | 59591.57 | 10975.86 | 114425.2 | 0 | 71.7922 | 11506.96 | 975.1113 | 7943.171 | 0 | 148.2297 | 0 | 0 | 13302110 | 0 | 13302110 | 133.0211 | 3897.5182 | 0 | 23.7631 | 17.4166 | 44379.7326
MsrNResSpltPkgAC-65to134-S13 | PreNResSpltPkgAC-65to-PEYes | Mtl | 1985 | CZ10 | cDXGF | 0 | DXSZCap | 10.8532 | 30000.07 | 237146.5 | 242735.3666 | 27653.42 | 0 | 59591.57 | 14087.08 | 122456.2 | 0 | 100.5644 | 11843.63 | 1244.677 | 8364.88 | 0 | 1414.151 | 0 | 0 | 19074630 | 0 | 19074630 | 190.7463 | 5588.8666 | 0 | 23.7631 | 17.4166 | 44379.733
MsrNResSpltPkgAC-65to134-S13 | PreNResSpltPkgAC-65to-PEYes | Mtl | 1985 | CZ11 | cDXGF | 0 | DXSZCap | 11.6215 | 30000.07 | 253416.2 | 265748.526 | 27653.42 | 0 | 59591.57 | 30241.13 | 119932.2 | 0 | 197.8239 | 12705.17 | 2611.508 | 7986.908 | 0 | 3094.922 | 0 | 0 | 42089850 | 0 | 42089850 | 420.8985 | 12332.3261 | 0 | 23.7631 | 17.4166 | 44379.7334
MsrNResSpltPkgAC-65to134-S13 | PreNResSpltPkgAC-65to-PEYes | Mtl | 1985 | CZ12 | cDXGF | 0 | DXSZCap | 10.5808 | 30000.07 | 230292.3 | 241394.99 | 27653.42 | 0 | 59591.57 | 26867.59 | 101477.8 | 0 | 167.1416 | 11483.37 | 2296.086 | 6930.458 | 0 | 3051.472 | 0 | 0 | 37893140 | 0 | 37893140 | 378.9314 | 11102.69 | 0 | 23.7631 | 17.4166 | 44379.7338
MsrNResSpltPkgAC-65to134-S13 | PreNResSpltPkgAC-65to-PEYes | Mtl | 1985 | CZ13 | cDXGF | 0 | DXSZCap | 11.6835 | 30000.07 | 257007.3 | 266312.5493 | 27653.42 | 0 | 59591.57 | 22253 | 132196.5 | 0 | 173.0857 | 12972.77 | 1987.388 | 8909.5 | 0 | 2166.951 | 0 | 0 | 31758530 | 0 | 31758530 | 317.5853 | 9305.2493 | 0 | 23.7631 | 17.4166 | 44379.7343
MsrNResSpltPkgAC-65to134-S13 | PreNResSpltPkgAC-65to-PEYes | Mtl | 1985 | CZ14 | cDXGF | 0 | DXSZCap | 11.1342 | 30000.07 | 239342.4 | 249264.0949 | 27653.42 | 0 | 59591.57 | 21334.13 | 115964.7 | 0 | 196.5621 | 11973.91 | 1946.213 | 7918.557 | 0 | 2628.199 | 0 | 0 | 33862440 | 0 | 33862440 | 338.6244 | 9921.6949 | 0 | 23.7631 | 17.4166 | 44379.7347
MsrNResSpltPkgAC-65to134-S13 | PreNResSpltPkgAC-65to-PEYes | Mtl | 1985 | CZ15 | cDXGF | 0 | DXSZCap | 14.074 | 30000.07 | 293098.9 | 294476.2488 | 27653.42 | 0 | 59591.57 | 4116.999 | 186570.3 | 0 | 52.7996 | 15097.94 | 404.0661 | 12527.68 | 0 | 15.8825 | 0 | 0 | 4700849 | 0 | 4700849 | 47.0085 | 1377.3488 | 0 | 23.7631 | 17.4166 | 44379.7351
MsrNResSpltPkgAC-65to134-S13 | PreNResSpltPkgAC-65to-PEYes | Mtl | 1985 | CZ16 | cDXGF | 0 | DXSZCap | 11.6186 | 30000.07 | 234939.3 | 258580.509 | 27653.42 | 0 | 59591.57 | 53633.52 | 63883.63 | 0 | 365.3855 | 11791.03 | 4588.605 | 4671.238 | 0 | 18020.92 | 0 | 0 | 80686720 | 0 | 80686720 | 806.8672 | 23641.209 | 0 | 23.7631 | 17.4166 | 44379.7356
MsrNResSpltPkgAC-65to134-S13 | PreNResSpltPkgAC-65to-PEYes | Mtl | 1996 | CZ01 | cDXGF | 0 | DXSZCap | 10.8534 | 30000.07 | 157659.1 | 171407.0262 | 27653.42 | 0 | 57082.43 | 30262.3 | 31021.47 | 0 | 293.488 | 8266.639 | 3039.314 | 1847.532 | 0 | 3079.43 | 0 | 0 | 46921250 | 0 | 46921250 | 469.2125 | 13747.9263 | 0 | 23.7631 | 16.6658 | 44379.736
MsrNResSpltPkgAC-65to134-S13 | PreNResSpltPkgAC-65to-PEYes | Mtl | 1996 | CZ02 | cDXGF | 0 | DXSZCap | 8.9289 | 30000.07 | 200089.6 | 212541.4349 | 27653.42 | 0 | 57082.43 | 27801.51 | 74197.63 | 0 | 174.555 | 9520.932 | 2391.499 | 5116.307 | 0 | 3659.183 | 0 | 0 | 42497730 | 0 | 42497730 | 424.9773 | 12451.8349 | 0 | 23.7631 | 16.6658 | 44379.7364
MsrNResSpltPkgAC-65to134-S13 | PreNResSpltPkgAC-65to-PEYes | Mtl | 1996 | CZ03 | cDXGF | 0 | DXSZCap | 11.5343 | 30000.07 | 177595.9 | 184767.8954 | 27653.42 | 0 | 57082.43 | 19784.94 | 62477.79 | 0 | 125.1728 | 9741.303 | 1828.811 | 4415.621 | 0 | 730.8889 | 0 | 0 | 24477800 | 0 | 24477800 | 244.778 | 7171.9954 | 0 | 23.7631 | 16.6658 | 44379.7368
MsrNResSpltPkgAC-65to134-S13 | PreNResSpltPkgAC-65to-PEYes | Mtl | 1996 | CZ04 | cDXGF | 0 | DXSZCap | 8.9333 | 30000.07 | 201159.5 | 208181.7812 | 27653.42 | 0 | 57082.43 | 16943.62 | 88678.32 | 0 | 98.7105 | 9745.446 | 1438.187 | 6242.339 | 0 | 957.5256 | 0 | 0 | 23966830 | 0 | 23966830 | 239.6683 | 7022.2812 | 0 | 23.7631 | 16.6658 | 44379.7373
MsrNResSpltPkgAC-65to134-S13 | PreNResSpltPkgAC-65to-PEYes | Mtl | 1996 | CZ05 | cDXGF | 0 | DXSZCap | 11.5047 | 30000.07 | 182952.2 | 190161.5295 | 27653.42 | 0 | 57082.43 | 18426.92 | 68195.45 | 0 | 143.7191 | 9959.96 | 1769.471 | 4846.612 | 0 | 1490.397 | 0 | 0 | 24605220 | 0 | 24605220 | 246.0522 | 7209.3295 | 0 | 23.7631 | 16.6658 | 44379.7377
MsrNResSpltPkgAC-65to134-S13 | PreNResSpltPkgAC-65to-PEYes | Mtl | 1996 | CZ06 | cDXGF | 0 | DXSZCap | 11.6964 | 30000.07 | 189458 | 192484.5318 | 27653.42 | 0 | 57082.43 | 9520.238 | 84960.89 | 0 | 47.77 | 10152.02 | 869.1755 | 6538.865 | 0 | 41.2873 | 0 | 0 | 10329460 | 0 | 10329460 | 103.2946 | 3026.5318 | 0 | 23.7631 | 16.6658 | 44379.7381
MsrNResSpltPkgAC-65to134-S13 | PreNResSpltPkgAC-65to-PEYes | Mtl | 1996 | CZ07 | cDXGF | 0 | DXSZCap | 11.5354 | 30000.07 | 177772.8 | 179622.7498 | 27653.42 | 0 | 57082.43 | 7118.457 | 76261.41 | 0 | 23.3778 | 9633.636 | 612.9846 | 6006.341 | 0 | 0.056611 | 0 | 0 | 6313822 | 0 | 6313822 | 63.1382 | 1849.9498 | 0 | 23.7631 | 16.6658 | 44379.7385
MsrNResSpltPkgAC-65to134-S13 | PreNResSpltPkgAC-65to-PEYes | Mtl | 1996 | CZ08 | cDXGF | 0 | DXSZCap | 9.0534 | 30000.07 | 203732.2 | 206851.3549 | 27653.42 | 0 | 57082.43 | 8919.489 | 100143.7 | 0 | 39.8447 | 9815.248 | 764.3574 | 7185.833 | 0 | 78.089 | 0 | 0 | 10645580 | 0 | 10645580 | 106.4558 | 3119.1549 | 0 | 23.7631 | 16.6658 | 44379.739
MsrNResSpltPkgAC-65to134-S13 | PreNResSpltPkgAC-65to-PEYes | Mtl | 1996 | CZ09 | cDXGF | 0 | DXSZCap | 10.7738 | 30000.07 | 207521.1 | 211464.8507 | 27653.42 | 0 | 57082.43 | 10856.94 | 101175 | 0 | 68.0007 | 10535.42 | 986.1272 | 7118.698 | 0 | 149.9521 | 0 | 0 | 13459900 | 0 | 13459900 | 134.599 | 3943.7507 | 0 | 23.7631 | 16.6658 | 44379.7394
MsrNResSpltPkgAC-65to134-S13 | PreNResSpltPkgAC-65to-PEYes | Mtl | 1996 | CZ10 | cDXGF | 0 | DXSZCap | 10.237 | 30000.07 | 220192.9 | 225914.7944 | 27653.42 | 0 | 57082.43 | 14178.23 | 108877.5 | 0 | 94.8564 | 10855.37 | 1258.126 | 7522.035 | 0 | 1451.18 | 0 | 0 | 19528650 | 0 | 19528650 | 195.2865 | 5721.8944 | 0 | 23.7631 | 16.6658 | 44379.7398
MsrNResSpltPkgAC-65to134-S13 | PreNResSpltPkgAC-65to-PEYes | Mtl | 1996 | CZ11 | cDXGF | 0 | DXSZCap | 10.0158 | 30000.07 | 211052.6 | 220164.0034 | 27653.42 | 0 | 57082.43 | 20179.99 | 93529.45 | 0 | 170.494 | 10191.68 | 1851.43 | 6423.501 | 0 | 2245.173 | 0 | 0 | 31096940 | 0 | 31096940 | 310.9694 | 9111.4034 | 0 | 23.7631 | 16.6658 | 44379.7403
MsrNResSpltPkgAC-65to134-S13 | PreNResSpltPkgAC-65to-PEYes | Mtl | 1996 | CZ12 | cDXGF | 0 | DXSZCap | 9.089 | 30000.07 | 193437.7 | 201748.6304 | 27653.42 | 0 | 57082.43 | 18216.09 | 78759.95 | 0 | 143.5785 | 9226.812 | 1630.568 | 5565.775 | 0 | 2355.482 | 0 | 0 | 28364950 | 0 | 28364950 | 283.6495 | 8310.9304 | 0 | 23.7631 | 16.6658 | 44379.7407
MsrNResSpltPkgAC-65to134-S13 | PreNResSpltPkgAC-65to-PEYes | Mtl | 1996 | CZ13 | cDXGF | 0 | DXSZCap | 10.0395 | 30000.07 | 215735.3 | 222636.0946 | 27653.42 | 0 | 57082.43 | 14811.33 | 103969.5 | 0 | 148.7376 | 10477.31 | 1399.555 | 7215.968 | 0 | 1592.595 | 0 | 0 | 23552200 | 0 | 23552200 | 235.522 | 6900.7946 | 0 | 23.7631 | 16.6658 | 44379.7411
MsrNResSpltPkgAC-65to134-S13 | PreNResSpltPkgAC-65to-PEYes | Mtl | 1996 | CZ14 | cDXGF | 0 | DXSZCap | 9.9961 | 30000.07 | 214199.1 | 223216.0725 | 27653.42 | 0 | 57082.43 | 18575.66 | 97887.38 | 0 | 176.5145 | 10403.89 | 1720.097 | 6794.766 | 0 | 2419.908 | 0 | 0 | 30774650 | 0 | 30774650 | 307.7465 | 9016.9725 | 0 | 23.7631 | 16.6658 | 44379.7415
MsrNResSpltPkgAC-65to134-S13 | PreNResSpltPkgAC-65to-PEYes | Mtl | 1996 | CZ15 | cDXGF | 0 | DXSZCap | 12.8812 | 30000.07 | 263872.7 | 264916.2242 | 27653.42 | 0 | 57082.43 | 3059.689 | 162636.9 | 0 | 48.3246 | 13378.66 | 317.2135 | 11072.09 | 0 | 13.3121 | 0 | 0 | 3561516 | 0 | 3561516 | 35.6152 | 1043.5242 | 0 | 23.7631 | 16.6658 | 44379.742
MsrNResSpltPkgAC-65to134-S13 | PreNResSpltPkgAC-65to-PEYes | Mtl | 1996 | CZ16 | cDXGF | 0 | DXSZCap | 11.4647 | 30000.07 | 223568.6 | 244809.3127 | 27653.42 | 0 | 57082.43 | 46524.27 | 63804.62 | 0 | 360.5386 | 11366.95 | 4160.408 | 4666.501 | 0 | 16776.44 | 0 | 0 | 72493900 | 0 | 72493900 | 724.939 | 21240.7127 | 0 | 23.7631 | 16.6658 | 44379.7424
MsrNResSpltPkgAC-65to134-S13 | PreNResSpltPkgAC-65to-PEYes | Mtl | 2003 | CZ01 | cDXGF | 0 | DXSZCap | 8.9117 | 30000.07 | 138388.7 | 154530.4333 | 27653.42 | 0 | 54573.23 | 35936.52 | 10109.11 | 0 | 240.9922 | 6525.458 | 3365.348 | 707.2382 | 0 | 3349.929 | 0 | 0 | 55091240 | 0 | 55091240 | 550.9124 | 16141.7333 | 0 | 23.7631 | 15.915 | 44379.7428
MsrNResSpltPkgAC-65to134-S13 | PreNResSpltPkgAC-65to-PEYes | Mtl | 2003 | CZ02 | cDXGF | 0 | DXSZCap | 6.869 | 30000.07 | 153628.9 | 165423.6853 | 27653.42 | 0 | 54573.23 | 25951.8 | 35003.94 | 0 | 134.3008 | 6388.82 | 2133.407 | 2719.283 | 0 | 3923.298 | 0 | 0 | 40255240 | 0 | 40255240 | 402.5524 | 11794.7853 | 0 | 23.7631 | 15.915 | 44379.7433
MsrNResSpltPkgAC-65to134-S13 | PreNResSpltPkgAC-65to-PEYes | Mtl | 2003 | CZ03 | cDXGF | 0 | DXSZCap | 9.4665 | 30000.07 | 134316.7 | 141472.1321 | 27653.42 | 0 | 54573.23 | 18324.71 | 26185.67 | 0 | 102.7349 | 6794.76 | 1697.643 | 2194.993 | 0 | 682.1577 | 0 | 0 | 24421270 | 0 | 24421270 | 244.2127 | 7155.4321 | 0 | 23.7631 | 15.915 | 44379.7437
MsrNResSpltPkgAC-65to134-S13 | PreNResSpltPkgAC-65to-PEYes | Mtl | 2003 | CZ04 | cDXGF | 0 | DXSZCap | 7.1171 | 30000.07 | 152438 | 159455.4086 | 27653.42 | 0 | 54573.23 | 16233.4 | 46292.35 | 0 | 78.6617 | 6592.121 | 1318.8 | 3627.733 | 0 | 1014.774 | 0 | 0 | 23950200 | 0 | 23950200 | 239.502 | 7017.4086 | 0 | 23.7631 | 15.915 | 44379.7441
MsrNResSpltPkgAC-65to134-S13 | PreNResSpltPkgAC-65to-PEYes | Mtl | 2003 | CZ05 | cDXGF | 0 | DXSZCap | 9.3989 | 30000.07 | 137604.8 | 145146.3739 | 27653.42 | 0 | 54573.23 | 17873.44 | 29061.59 | 0 | 117.4143 | 6900.605 | 1697.622 | 2462.539 | 0 | 1425.089 | 0 | 0 | 25739160 | 0 | 25739160 | 257.3916 | 7541.5739 | 0 | 23.7631 | 15.915 | 44379.7445
MsrNResSpltPkgAC-65to134-S13 | PreNResSpltPkgAC-65to-PEYes | Mtl | 2003 | CZ06 | cDXGF | 0 | DXSZCap | 9.703 | 30000.07 | 152865.7 | 154473.5439 | 27653.42 | 0 | 54573.23 | 4654.047 | 58256.26 | 0 | 39.6287 | 7666.211 | 428.5911 | 4832.815 | 0 | 22.837 | 0 | 0 | 5487522 | 0 | 5487522 | 54.8752 | 1607.8439 | 0 | 23.7631 | 15.915 | 44379.7449
MsrNResSpltPkgAC-65to134-S13 | PreNResSpltPkgAC-65to-PEYes | Mtl | 2003 | CZ07 | cDXGF | 0 | DXSZCap | 9.6159 | 30000.07 | 145676.8 | 146600.0972 | 27653.42 | 0 | 54573.23 | 3505.854 | 52543.39 | 0 | 19.4879 | 7381.374 | 289.2582 | 4497.102 | 0 | 0.020823 | 0 | 0 | 3151185 | 0 | 3151185 | 31.5118 | 923.2972 | 0 | 23.7631 | 15.915 | 44379.7453
MsrNResSpltPkgAC-65to134-S13 | PreNResSpltPkgAC-65to-PEYes | Mtl | 2003 | CZ08 | cDXGF | 0 | DXSZCap | 7.3108 | 30000.07 | 163766.9 | 165532.3281 | 27653.42 | 0 | 54573.23 | 4678.58 | 69526.73 | 0 | 32.1761 | 7243.931 | 400.7794 | 5295.171 | 0 | 58.7853 | 0 | 0 | 6025352 | 0 | 6025352 | 60.2535 | 1765.4281 | 0 | 23.7631 | 15.915 | 44379.7458
MsrNResSpltPkgAC-65to134-S13 | PreNResSpltPkgAC-65to-PEYes | Mtl | 2003 | CZ09 | cDXGF | 0 | DXSZCap | 8.889 | 30000.07 | 164859.8 | 167267.381 | 27653.42 | 0 | 54573.23 | 5843.333 | 68829.71 | 0 | 56.1055 | 7801.158 | 547.9659 | 5167.778 | 0 | 102.7603 | 0 | 0 | 8217000 | 0 | 8217000 | 82.17 | 2407.581 | 0 | 23.7631 | 15.915 | 44379.7462
MsrNResSpltPkgAC-65to134-S13 | PreNResSpltPkgAC-65to-PEYes | Mtl | 2003 | CZ10 | cDXGF | 0 | DXSZCap | 8.3136 | 30000.07 | 168464.6 | 173100.2116 | 27653.42 | 0 | 54573.23 | 10842.51 | 66303.41 | 0 | 77.0373 | 7643.541 | 959.1338 | 4959.979 | 0 | 1371.447 | 0 | 0 | 15821200 | 0 | 15821200 | 158.212 | 4635.6116 | 0 | 23.7631 | 15.915 | 44379.7466
MsrNResSpltPkgAC-65to134-S13 | PreNResSpltPkgAC-65to-PEYes | Mtl | 2003 | CZ11 | cDXGF | 0 | DXSZCap | 8.9206 | 30000.07 | 182814.3 | 192900.0163 | 27653.42 | 0 | 54573.23 | 23394.52 | 65932.08 | 0 | 151.867 | 8434.392 | 2016.064 | 4780.253 | 0 | 2674.772 | 0 | 0 | 34422240 | 0 | 34422240 | 344.2224 | 10085.7163 | 0 | 23.7631 | 15.915 | 44379.747
MsrNResSpltPkgAC-65to134-S13 | PreNResSpltPkgAC-65to-PEYes | Mtl | 2003 | CZ12 | cDXGF | 0 | DXSZCap | 8.0405 | 30000.07 | 166550.2 | 175780.7109 | 27653.42 | 0 | 54573.23 | 21177.72 | 52803.66 | 0 | 127.0435 | 7506.701 | 1781.24 | 3984.22 | 0 | 2708.376 | 0 | 0 | 31503450 | 0 | 31503450 | 315.0345 | 9230.5108 | 0 | 23.7631 | 15.915 | 44379.7475
MsrNResSpltPkgAC-65to134-S13 | PreNResSpltPkgAC-65to-PEYes | Mtl | 2003 | CZ13 | cDXGF | 0 | DXSZCap | 8.9661 | 30000.07 | 185649.8 | 193343.1244 | 27653.42 | 0 | 54573.23 | 17368.4 | 75367.8 | 0 | 132.8664 | 8643.977 | 1542.102 | 5494.351 | 0 | 1910.004 | 0 | 0 | 26257080 | 0 | 26257080 | 262.5708 | 7693.3244 | 0 | 23.7631 | 15.915 | 44379.7479
MsrNResSpltPkgAC-65to134-S13 | PreNResSpltPkgAC-65to-PEYes | Mtl | 2003 | CZ14 | cDXGF | 0 | DXSZCap | 8.8605 | 30000.07 | 182866.5 | 193209.4733 | 27653.42 | 0 | 54573.23 | 22577.63 | 66237.96 | 0 | 156.5294 | 8460.738 | 1952.029 | 4892.853 | 0 | 3206.877 | 0 | 0 | 35300250 | 0 | 35300250 | 353.0025 | 10342.9733 | 0 | 23.7631 | 15.915 | 44379.7483
MsrNResSpltPkgAC-65to134-S13 | PreNResSpltPkgAC-65to-PEYes | Mtl | 2003 | CZ15 | cDXGF | 0 | DXSZCap | 11.6674 | 30000.07 | 221735.9 | 223021.9418 | 27653.42 | 0 | 54573.23 | 3511.289 | 124904.3 | 0 | 43.7709 | 11035.28 | 364.618 | 8877.431 | 0 | 14.5518 | 0 | 0 | 4389221 | 0 | 4389221 | 43.8922 | 1286.0418 | 0 | 23.7631 | 15.915 | 44379.7487
MsrNResSpltPkgAC-65to134-S13 | PreNResSpltPkgAC-65to-PEYes | Mtl | 2003 | CZ16 | cDXGF | 0 | DXSZCap | 9.4257 | 30000.07 | 197214.5 | 220555.1554 | 27653.42 | 0 | 54573.23 | 54778.02 | 31364.26 | 0 | 296.4485 | 9204.567 | 4591.724 | 2710.03 | 0 | 19344.54 | 0 | 0 | 79660940 | 0 | 79660940 | 796.6094 | 23340.6554 | 0 | 23.7631 | 15.915 | 44379.7492
MsrNResSpltPkgAC-65to134-S13 | PreNResSpltPkgAC-65to-PEYes | Mtl | 2007 | CZ01 | cDXGF | 0 | DXSZCap | 8.9117 | 30000.07 | 134646.2 | 150787.9333 | 27653.42 | 0 | 54573.23 | 33322.55 | 8964.976 | 0 | 240.9922 | 6525.458 | 3365.348 | 707.2382 | 0 | 3365.518 | 0 | 0 | 55091240 | 0 | 55091240 | 550.9124 | 16141.7333 | 0 | 23.7631 | 15.915 | 44379.7496
MsrNResSpltPkgAC-65to134-S13 | PreNResSpltPkgAC-65to-PEYes | Mtl | 2007 | CZ02 | cDXGF | 0 | DXSZCap | 6.869 | 30000.07 | 148071.1 | 159865.8853 | 27653.42 | 0 | 54573.23 | 24063.23 | 31318.43 | 0 | 134.3008 | 6388.82 | 2133.407 | 2719.283 | 0 | 3939.585 | 0 | 0 | 40255240 | 0 | 40255240 | 402.5524 | 11794.7853 | 0 | 23.7631 | 15.915 | 44379.7501
MsrNResSpltPkgAC-65to134-S13 | PreNResSpltPkgAC-65to-PEYes | Mtl | 2007 | CZ03 | cDXGF | 0 | DXSZCap | 9.4665 | 30000.07 | 130157.7 | 137313.1321 | 27653.42 | 0 | 54573.23 | 16992.66 | 23355.55 | 0 | 102.7349 | 6794.76 | 1697.643 | 2194.993 | 0 | 685.2742 | 0 | 0 | 24421270 | 0 | 24421270 | 244.2127 | 7155.4321 | 0 | 23.7631 | 15.915 | 44379.7505
MsrNResSpltPkgAC-65to134-S13 | PreNResSpltPkgAC-65to-PEYes | Mtl | 2007 | CZ04 | cDXGF | 0 | DXSZCap | 7.1171 | 30000.07 | 146404.9 | 153422.3086 | 27653.42 | 0 | 54573.23 | 15053.02 | 41434.79 | 0 | 78.6617 | 6592.121 | 1318.8 | 3627.733 | 0 | 1019.614 | 0 | 0 | 23950200 | 0 | 23950200 | 239.502 | 7017.4086 | 0 | 23.7631 | 15.915 | 44379.7509
MsrNResSpltPkgAC-65to134-S13 | PreNResSpltPkgAC-65to-PEYes | Mtl | 2007 | CZ05 | cDXGF | 0 | DXSZCap | 9.3989 | 30000.07 | 133199.9 | 140741.4739 | 27653.42 | 0 | 54573.23 | 16573.56 | 25949.91 | 0 | 117.4143 | 6900.605 | 1697.622 | 2462.539 | 0 | 1431.745 | 0 | 0 | 25739160 | 0 | 25739160 | 257.3916 | 7541.5739 | 0 | 23.7631 | 15.915 | 44379.7513
MsrNResSpltPkgAC-65to134-S13 | PreNResSpltPkgAC-65to-PEYes | Mtl | 2007 | CZ06 | cDXGF | 0 | DXSZCap | 9.703 | 30000.07 | 146446.9 | 148054.7439 | 27653.42 | 0 | 54573.23 | 4315.854 | 52175.5 | 0 | 39.6287 | 7666.211 | 428.5911 | 4832.815 | 0 | 22.988 | 0 | 0 | 5487522 | 0 | 5487522 | 54.8752 | 1607.8439 | 0 | 23.7631 | 15.915 | 44379.7517
MsrNResSpltPkgAC-65to134-S13 | PreNResSpltPkgAC-65to-PEYes | Mtl | 2007 | CZ07 | cDXGF | 0 | DXSZCap | 9.6159 | 30000.07 | 139897.5 | 140820.7972 | 27653.42 | 0 | 54573.23 | 3251.115 | 47018.79 | 0 | 19.4879 | 7381.374 | 289.2582 | 4497.102 | 0 | 0.020823 | 0 | 0 | 3151185 | 0 | 3151185 | 31.5118 | 923.2972 | 0 | 23.7631 | 15.915 | 44379.7522
MsrNResSpltPkgAC-65to134-S13 | PreNResSpltPkgAC-65to-PEYes | Mtl | 2007 | CZ08 | cDXGF | 0 | DXSZCap | 7.3108 | 30000.07 | 156171.3 | 157936.7281 | 27653.42 | 0 | 54573.23 | 4338.592 | 62270.91 | 0 | 32.1761 | 7243.931 | 400.7794 | 5295.171 | 0 | 58.9945 | 0 | 0 | 6025352 | 0 | 6025352 | 60.2535 | 1765.4281 | 0 | 23.7631 | 15.915 | 44379.7526
MsrNResSpltPkgAC-65to134-S13 | PreNResSpltPkgAC-65to-PEYes | Mtl | 2007 | CZ09 | cDXGF | 0 | DXSZCap | 8.889 | 30000.07 | 157216 | 159623.581 | 27653.42 | 0 | 54573.23 | 5418.628 | 61609.91 | 0 | 56.1055 | 7801.158 | 547.9659 | 5167.778 | 0 | 103.4559 | 0 | 0 | 8217000 | 0 | 8217000 | 82.17 | 2407.581 | 0 | 23.7631 | 15.915 | 44379.753
MsrNResSpltPkgAC-65to134-S13 | PreNResSpltPkgAC-65to-PEYes | Mtl | 2007 | CZ10 | cDXGF | 0 | DXSZCap | 8.3136 | 30000.07 | 160811.8 | 165447.4116 | 27653.42 | 0 | 54573.23 | 10053.67 | 59433.67 | 0 | 77.0373 | 7643.541 | 959.1338 | 4959.979 | 0 | 1377.198 | 0 | 0 | 15821200 | 0 | 15821200 | 158.212 | 4635.6116 | 0 | 23.7631 | 15.915 | 44379.7535
MsrNResSpltPkgAC-65to134-S13 | PreNResSpltPkgAC-65to-PEYes | Mtl | 2007 | CZ11 | cDXGF | 0 | DXSZCap | 8.9206 | 30000.07 | 174306.2 | 184391.9163 | 27653.42 | 0 | 54573.23 | 21692.39 | 59113.36 | 0 | 151.867 | 8434.392 | 2016.064 | 4780.253 | 0 | 2687.516 | 0 | 0 | 34422240 | 0 | 34422240 | 344.2224 | 10085.7163 | 0 | 23.7631 | 15.915 | 44379.7539
MsrNResSpltPkgAC-65to134-S13 | PreNResSpltPkgAC-65to-PEYes | Mtl | 2007 | CZ12 | cDXGF | 0 | DXSZCap | 8.0405 | 30000.07 | 159499.9 | 168730.4108 | 27653.42 | 0 | 54573.23 | 19636.68 | 47281.64 | 0 | 127.0435 | 7506.701 | 1781.24 | 3984.22 | 0 | 2721.092 | 0 | 0 | 31503450 | 0 | 31503450 | 315.0345 | 9230.5108 | 0 | 23.7631 | 15.915 | 44379.7543
MsrNResSpltPkgAC-65to134-S13 | PreNResSpltPkgAC-65to-PEYes | Mtl | 2007 | CZ13 | cDXGF | 0 | DXSZCap | 8.9661 | 30000.07 | 176591.1 | 184284.4244 | 27653.42 | 0 | 54573.23 | 16104.79 | 67563.68 | 0 | 132.8664 | 8643.977 | 1542.102 | 5494.351 | 0 | 1919.112 | 0 | 0 | 26257080 | 0 | 26257080 | 262.5708 | 7693.3244 | 0 | 23.7631 | 15.915 | 44379.7548
MsrNResSpltPkgAC-65to134-S13 | PreNResSpltPkgAC-65to-PEYes | Mtl | 2007 | CZ14 | cDXGF | 0 | DXSZCap | 8.8605 | 30000.07 | 174364.5 | 184707.4733 | 27653.42 | 0 | 54573.23 | 20934.3 | 59363.43 | 0 | 156.5294 | 8460.738 | 1952.029 | 4892.853 | 0 | 3222.834 | 0 | 0 | 35300250 | 0 | 35300250 | 353.0025 | 10342.9733 | 0 | 23.7631 | 15.915 | 44379.7552
MsrNResSpltPkgAC-65to134-S13 | PreNResSpltPkgAC-65to-PEYes | Mtl | 2007 | CZ15 | cDXGF | 0 | DXSZCap | 11.6674 | 30000.07 | 208702.9 | 209988.9418 | 27653.42 | 0 | 54573.23 | 3256.136 | 112126.3 | 0 | 43.7709 | 11035.28 | 364.618 | 8877.431 | 0 | 14.6616 | 0 | 0 | 4389221 | 0 | 4389221 | 43.8922 | 1286.0418 | 0 | 23.7631 | 15.915 | 44379.7556
MsrNResSpltPkgAC-65to134-S13 | PreNResSpltPkgAC-65to-PEYes | Mtl | 2007 | CZ16 | cDXGF | 0 | DXSZCap | 9.4257 | 30000.07 | 189941.4 | 213282.0554 | 27653.42 | 0 | 54573.23 | 50782.98 | 28002.63 | 0 | 296.4485 | 9204.567 | 4591.724 | 2710.03 | 0 | 19428.09 | 0 | 0 | 79660940 | 0 | 79660940 | 796.6094 | 23340.6554 | 0 | 23.7631 | 15.915 | 44379.756
MsrNResSpltPkgAC-65to134-S13 | PreNResSpltPkgAC-65to-PEYes | Mtl | 2011 | CZ01 | cDXGF | 0 | DXSZCap | 8.9117 | 30000.07 | 132855.4 | 148363.0315 | 27653.42 | 0 | 54573.23 | 31676.01 | 9044.433 | 0 | 240.9922 | 6448.626 | 3255.259 | 710.7805 | 0 | 3218.676 | 0 | 0 | 52927070 | 0 | 52927070 | 529.2707 | 15507.6315 | 0 | 23.7631 | 15.915 | 44379.7564
MsrNResSpltPkgAC-65to134-S13 | PreNResSpltPkgAC-65to-PEYes | Mtl | 2011 | CZ02 | cDXGF | 0 | DXSZCap | 6.7036 | 30000.07 | 144629.4 | 155340.5307 | 27653.42 | 0 | 54573.23 | 21358.44 | 31097.81 | 0 | 131.0659 | 6168.188 | 1924.579 | 2711.917 | 0 | 3647.262 | 0 | 0 | 36556760 | 0 | 36556760 | 365.5676 | 10711.1307 | 0 | 23.7631 | 15.915 | 44379.7569
MsrNResSpltPkgAC-65to134-S13 | PreNResSpltPkgAC-65to-PEYes | Mtl | 2011 | CZ03 | cDXGF | 0 | DXSZCap | 9.3198 | 30000.07 | 127693.3 | 133807.7881 | 27653.42 | 0 | 54573.23 | 14239.33 | 23886.17 | 0 | 101.1432 | 6633.639 | 1460.836 | 2252.453 | 0 | 606.3069 | 0 | 0 | 20868560 | 0 | 20868560 | 208.6856 | 6114.4881 | 0 | 23.7631 | 15.915 | 44379.7573
MsrNResSpltPkgAC-65to134-S13 | PreNResSpltPkgAC-65to-PEYes | Mtl | 2011 | CZ04 | cDXGF | 0 | DXSZCap | 6.8556 | 30000.07 | 142581 | 148392.7869 | 27653.42 | 0 | 54573.23 | 11842.64 | 41224.02 | 0 | 75.7702 | 6317.21 | 1083.775 | 3636.964 | 0 | 894.6965 | 0 | 0 | 19835450 | 0 | 19835450 | 198.3545 | 5811.7869 | 0 | 23.7631 | 15.915 | 44379.7577
MsrNResSpltPkgAC-65to134-S13 | PreNResSpltPkgAC-65to-PEYes | Mtl | 2011 | CZ05 | cDXGF | 0 | DXSZCap | 9.2531 | 30000.07 | 130448.6 | 136865.9065 | 27653.42 | 0 | 54573.23 | 13754.99 | 26373.85 | 0 | 115.5927 | 6727.278 | 1453.466 | 2510.101 | 0 | 1250.186 | 0 | 0 | 21902070 | 0 | 21902070 | 219.0207 | 6417.3065 | 0 | 23.7631 | 15.915 | 44379.7581
MsrNResSpltPkgAC-65to134-S13 | PreNResSpltPkgAC-65to-PEYes | Mtl | 2011 | CZ06 | cDXGF | 0 | DXSZCap | 9.5337 | 30000.07 | 145966.8 | 147166.2163 | 27653.42 | 0 | 54573.23 | 3265.255 | 52830.15 | 0 | 38.9374 | 7587 | 331.7795 | 4886.289 | 0 | 18.7346 | 0 | 0 | 4093571 | 0 | 4093571 | 40.9357 | 1199.4163 | 0 | 23.7631 | 15.915 | 44379.7585
MsrNResSpltPkgAC-65to134-S13 | PreNResSpltPkgAC-65to-PEYes | Mtl | 2011 | CZ07 | cDXGF | 0 | DXSZCap | 9.4583 | 30000.07 | 139770.7 | 140406.0851 | 27653.42 | 0 | 54573.23 | 2377.771 | 47822.98 | 0 | 19.1683 | 7324.113 | 212.8318 | 4565.713 | 0 | 6.401371e-06 | 0 | 0 | 2168550 | 0 | 2168550 | 21.6855 | 635.3852 | 0 | 23.7631 | 15.915 | 44379.7589
MsrNResSpltPkgAC-65to134-S13 | PreNResSpltPkgAC-65to-PEYes | Mtl | 2011 | CZ08 | cDXGF | 0 | DXSZCap | 6.9671 | 30000.07 | 154183.8 | 155384.3974 | 27653.42 | 0 | 54573.23 | 2903.561 | 61955.47 | 0 | 30.663 | 7018.701 | 281.7102 | 5284.179 | 0 | 48.6666 | 0 | 0 | 4097602 | 0 | 4097602 | 40.976 | 1200.5974 | 0 | 23.7631 | 15.915 | 44379.7594
MsrNResSpltPkgAC-65to134-S13 | PreNResSpltPkgAC-65to-PEYes | Mtl | 2011 | CZ09 | cDXGF | 0 | DXSZCap | 8.4877 | 30000.07 | 154786.3 | 156486.1108 | 27653.42 | 0 | 54573.23 | 3671.505 | 61226.29 | 0 | 53.5725 | 7526.138 | 391.9461 | 5146.878 | 0 | 82.1749 | 0 | 0 | 5801402 | 0 | 5801402 | 58.014 | 1699.8108 | 0 | 23.7631 | 15.915 | 44379.7598
MsrNResSpltPkgAC-65to134-S13 | PreNResSpltPkgAC-65to-PEYes | Mtl | 2011 | CZ10 | cDXGF | 0 | DXSZCap | 8.102 | 30000.07 | 158488.8 | 162610.7679 | 27653.42 | 0 | 54573.23 | 8671.749 | 58792.78 | 0 | 75.0772 | 7452.407 | 847.3484 | 4920.889 | 0 | 1270.051 | 0 | 0 | 14068150 | 0 | 14068150 | 140.6815 | 4121.968 | 0 | 23.7631 | 15.915 | 44379.7602
MsrNResSpltPkgAC-65to134-S13 | PreNResSpltPkgAC-65to-PEYes | Mtl | 2011 | CZ11 | cDXGF | 0 | DXSZCap | 8.5818 | 30000.07 | 168519.9 | 177252.7181 | 27653.42 | 0 | 54573.23 | 18086.23 | 57669.66 | 0 | 146.0984 | 8036.042 | 1729.187 | 4693.687 | 0 | 2355.127 | 0 | 0 | 29804840 | 0 | 29804840 | 298.0484 | 8732.8181 | 0 | 23.7631 | 15.915 | 44379.7606
MsrNResSpltPkgAC-65to134-S13 | PreNResSpltPkgAC-65to-PEYes | Mtl | 2011 | CZ12 | cDXGF | 0 | DXSZCap | 7.8463 | 30000.07 | 156393.4 | 164806.8716 | 27653.42 | 0 | 54573.23 | 17490.29 | 46741.8 | 0 | 123.974 | 7288.025 | 1613.804 | 3954.763 | 0 | 2522.626 | 0 | 0 | 28714920 | 0 | 28714920 | 287.1492 | 8413.4716 | 0 | 23.7631 | 15.915 | 44379.761
MsrNResSpltPkgAC-65to134-S13 | PreNResSpltPkgAC-65to-PEYes | Mtl | 2011 | CZ13 | cDXGF | 0 | DXSZCap | 8.7152 | 30000.07 | 173130.4 | 180141.2776 | 27653.42 | 0 | 54573.23 | 14274.29 | 66346.81 | 0 | 129.1458 | 8382.476 | 1392.15 | 5410.671 | 0 | 1770.933 | 0 | 0 | 23927910 | 0 | 23927910 | 239.2791 | 7010.8776 | 0 | 23.7631 | 15.915 | 44379.7615
MsrNResSpltPkgAC-65to134-S13 | PreNResSpltPkgAC-65to-PEYes | Mtl | 2011 | CZ14 | cDXGF | 0 | DXSZCap | 8.4787 | 30000.07 | 168739.7 | 177651.5382 | 27653.42 | 0 | 54573.23 | 17332.54 | 58100.29 | 0 | 149.7812 | 8044.471 | 1656.262 | 4804.144 | 0 | 2885.88 | 0 | 0 | 30415830 | 0 | 30415830 | 304.1583 | 8911.8382 | 0 | 23.7631 | 15.915 | 44379.7619
MsrNResSpltPkgAC-65to134-S13 | PreNResSpltPkgAC-65to-PEYes | Mtl | 2011 | CZ15 | cDXGF | 0 | DXSZCap | 11.2245 | 30000.07 | 203734.3 | 204686.9699 | 27653.42 | 0 | 54573.23 | 2339.575 | 108490.6 | 0 | 42.1097 | 10623.54 | 276.0061 | 8617.957 | 0 | 11.7294 | 0 | 0 | 3251433 | 0 | 3251433 | 32.5143 | 952.6699 | 0 | 23.7631 | 15.915 | 44379.7623
MsrNResSpltPkgAC-65to134-S13 | PreNResSpltPkgAC-65to-PEYes | Mtl | 2011 | CZ16 | cDXGF | 0 | DXSZCap | 9.3112 | 30000.07 | 183951.4 | 205646.7344 | 27653.42 | 0 | 54573.23 | 46611.13 | 27923.59 | 0 | 292.8454 | 8915.594 | 4285.276 | 2711.981 | 0 | 17981.47 | 0 | 0 | 74045510 | 0 | 74045510 | 740.4551 | 21695.3344 | 0 | 23.7631 | 15.915 | 44379.7627
MsrNResSpltPkgAC-65to134-S13 | PreNResSpltPkgAC-65to-PEYes | Mtl | 2015 | CZ01 | cDXGF | 0 | DXSZCap | 8.2021 | 30000.07 | 117350.6 | 128467.2837 | 27653.42 | 0 | 54573.23 | 18757.77 | 8407.162 | 0 | 221.8022 | 5539.696 | 2225.017 | 709.956 | 0 | 2197.45 | 0 | 0 | 37940900 | 0 | 37940900 | 379.409 | 11116.6837 | 0 | 23.7631 | 15.915 | 44379.7631
MsrNResSpltPkgAC-65to134-S13 | PreNResSpltPkgAC-65to-PEYes | Mtl | 2015 | CZ02 | cDXGF | 0 | DXSZCap | 6.0427 | 30000.07 | 129945.8 | 137931.4857 | 27653.42 | 0 | 54573.23 | 12374.51 | 27025.77 | 0 | 118.1452 | 5425.26 | 1290.13 | 2569.438 | 0 | 2775.408 | 0 | 0 | 27254900 | 0 | 27254900 | 272.549 | 7985.6857 | 0 | 23.7631 | 15.915 | 44379.7636
MsrNResSpltPkgAC-65to134-S13 | PreNResSpltPkgAC-65to-PEYes | Mtl | 2015 | CZ03 | cDXGF | 0 | DXSZCap | 8.534 | 30000.07 | 117710.2 | 121666.705 | 27653.42 | 0 | 54573.23 | 7970.604 | 21094.42 | 0 | 92.6149 | 5915.165 | 902.0803 | 2164.148 | 0 | 410.6267 | 0 | 0 | 13503430 | 0 | 13503430 | 135.0343 | 3956.505 | 0 | 23.7631 | 15.915 | 44379.764
MsrNResSpltPkgAC-65to134-S13 | PreNResSpltPkgAC-65to-PEYes | Mtl | 2015 | CZ04 | cDXGF | 0 | DXSZCap | 6.1402 | 30000.07 | 129654.8 | 133626.8193 | 27653.42 | 0 | 54573.23 | 6603.677 | 34536.83 | 0 | 67.8623 | 5554.962 | 685.412 | 3360.515 | 0 | 664.7512 | 0 | 0 | 13556380 | 0 | 13556380 | 135.5638 | 3972.0193 | 0 | 23.7631 | 15.915 | 44379.7644
MsrNResSpltPkgAC-65to134-S13 | PreNResSpltPkgAC-65to-PEYes | Mtl | 2015 | CZ05 | cDXGF | 0 | DXSZCap | 8.4881 | 30000.07 | 119631.4 | 123757.5491 | 27653.42 | 0 | 54573.23 | 7707.763 | 22795.51 | 0 | 106.0367 | 5984.873 | 896.8105 | 2370.513 | 0 | 810.479 | 0 | 0 | 14082420 | 0 | 14082420 | 140.8242 | 4126.1491 | 0 | 23.7631 | 15.915 | 44379.7648
MsrNResSpltPkgAC-65to134-S13 | PreNResSpltPkgAC-65to-PEYes | Mtl | 2015 | CZ06 | cDXGF | 0 | DXSZCap | 8.7767 | 30000.07 | 131402.9 | 132408.3154 | 27653.42 | 0 | 54573.23 | 2632.009 | 39865.02 | 0 | 35.8455 | 6628.384 | 278.8019 | 4152.197 | 0 | 14.9198 | 0 | 0 | 3431452 | 0 | 3431452 | 34.3145 | 1005.4154 | 0 | 23.7631 | 15.915 | 44379.7652
MsrNResSpltPkgAC-65to134-S13 | PreNResSpltPkgAC-65to-PEYes | Mtl | 2015 | CZ07 | cDXGF | 0 | DXSZCap | 8.72 | 30000.07 | 126542.9 | 127056.8888 | 27653.42 | 0 | 54573.23 | 1999.62 | 35876.97 | 0 | 17.6721 | 6421.925 | 181.798 | 3891.573 | 0 | 2.853159e-06 | 0 | 0 | 1754228 | 0 | 1754228 | 17.5423 | 513.9888 | 0 | 23.7631 | 15.915 | 44379.7656
MsrNResSpltPkgAC-65to134-S13 | PreNResSpltPkgAC-65to-PEYes | Mtl | 2015 | CZ08 | cDXGF | 0 | DXSZCap | 6.4467 | 30000.07 | 138502.4 | 139494.3248 | 27653.42 | 0 | 54573.23 | 2360.15 | 47725.95 | 0 | 28.373 | 6103.663 | 236.5778 | 4520.597 | 0 | 57.5299 | 0 | 0 | 3385409 | 0 | 3385409 | 33.8541 | 991.9248 | 0 | 23.7631 | 15.915 | 44379.766
MsrNResSpltPkgAC-65to134-S13 | PreNResSpltPkgAC-65to-PEYes | Mtl | 2015 | CZ09 | cDXGF | 0 | DXSZCap | 7.9299 | 30000.07 | 138709.8 | 140142.8111 | 27653.42 | 0 | 54573.23 | 3059.457 | 46662.06 | 0 | 50.0521 | 6598.457 | 341.3104 | 4383.271 | 0 | 113.0365 | 0 | 0 | 4890823 | 0 | 4890823 | 48.9082 | 1433.0111 | 0 | 23.7631 | 15.915 | 44379.7665
MsrNResSpltPkgAC-65to134-S13 | PreNResSpltPkgAC-65to-PEYes | Mtl | 2015 | CZ10 | cDXGF | 0 | DXSZCap | 7.4384 | 30000.07 | 144783.5 | 147370.4834 | 27653.42 | 0 | 54573.23 | 4483.719 | 50417.39 | 0 | 68.9269 | 6684.299 | 511.0547 | 4578.273 | 0 | 902.4929 | 0 | 0 | 8829295 | 0 | 8829295 | 88.293 | 2586.9834 | 0 | 23.7631 | 15.915 | 44379.7669
MsrNResSpltPkgAC-65to134-S13 | PreNResSpltPkgAC-65to-PEYes | Mtl | 2015 | CZ11 | cDXGF | 0 | DXSZCap | 7.838 | 30000.07 | 149198.6 | 155112.0725 | 27653.42 | 0 | 54573.23 | 9674.719 | 48563.84 | 0 | 133.4345 | 7006.824 | 1092.553 | 4311.197 | 0 | 1593.109 | 0 | 0 | 20182500 | 0 | 20182500 | 201.825 | 5913.4725 | 0 | 23.7631 | 15.915 | 44379.7673
MsrNResSpltPkgAC-65to134-S13 | PreNResSpltPkgAC-65to-PEYes | Mtl | 2015 | CZ12 | cDXGF | 0 | DXSZCap | 7.158 | 30000.07 | 140679.1 | 146658.5678 | 27653.42 | 0 | 54573.23 | 10012.57 | 40064.78 | 0 | 113.0981 | 6424.114 | 1062.573 | 3697.544 | 0 | 1837.873 | 0 | 0 | 20407740 | 0 | 20407740 | 204.0774 | 5979.4678 | 0 | 23.7631 | 15.915 | 44379.7677
MsrNResSpltPkgAC-65to134-S13 | PreNResSpltPkgAC-65to-PEYes | Mtl | 2015 | CZ13 | cDXGF | 0 | DXSZCap | 8.0219 | 30000.07 | 154717 | 159676.2799 | 27653.42 | 0 | 54573.23 | 7998.604 | 55686.1 | 0 | 118.8727 | 7415.462 | 917.6672 | 4951.05 | 0 | 1271.321 | 0 | 0 | 16925870 | 0 | 16925870 | 169.2587 | 4959.2799 | 0 | 23.7631 | 15.915 | 44379.7681
MsrNResSpltPkgAC-65to134-S13 | PreNResSpltPkgAC-65to-PEYes | Mtl | 2015 | CZ14 | cDXGF | 0 | DXSZCap | 7.8516 | 30000.07 | 150142.2 | 156294.2214 | 27653.42 | 0 | 54573.23 | 9323.203 | 49217 | 0 | 138.6962 | 7084.502 | 1074.113 | 4439.036 | 0 | 2152.109 | 0 | 0 | 20996660 | 0 | 20996660 | 209.9666 | 6152.0214 | 0 | 23.7631 | 15.915 | 44379.7686
MsrNResSpltPkgAC-65to134-S13 | PreNResSpltPkgAC-65to-PEYes | Mtl | 2015 | CZ15 | cDXGF | 0 | DXSZCap | 10.4986 | 30000.07 | 182619.8 | 182983.7116 | 27653.42 | 0 | 54573.23 | 960.8785 | 89800.68 | 0 | 39.3863 | 9586.076 | 119.6479 | 7802.168 | 0 | 6.0351 | 0 | 0 | 1242019 | 0 | 1242019 | 12.4202 | 363.9116 | 0 | 23.7631 | 15.915 | 44379.769
MsrNResSpltPkgAC-65to134-S13 | PreNResSpltPkgAC-65to-PEYes | Mtl | 2015 | CZ16 | cDXGF | 0 | DXSZCap | 8.5255 | 30000.07 | 158333.3 | 175632.773 | 27653.42 | 0 | 54573.23 | 30978.11 | 23231.43 | 0 | 268.1311 | 7643.328 | 3261.507 | 2500.056 | 0 | 13985.55 | 0 | 0 | 59042570 | 0 | 59042570 | 590.4257 | 17299.473 | 0 | 23.7631 | 15.915 | 44379.7694
MsrNResSpltPkgAC-65to134-S13 | PreNResSpltPkgAC-65to-PEYes | Mtl | 2017 | CZ01 | cDXGF | 0 | DXSZCap | 8.1576 | 30000.07 | 116581.4 | 128004.0343 | 26923 | 0 | 54573.23 | 18757.78 | 8394.364 | 0 | 220.5979 | 5514.915 | 2249.202 | 697.5078 | 0 | 2197.451 | 0 | 0 | 38985100 | 0 | 38985100 | 389.851 | 11422.6343 | 0 | 23.5846 | 15.915 | 44379.7698
MsrNResSpltPkgAC-65to134-S13 | PreNResSpltPkgAC-65to-PEYes | Mtl | 2017 | CZ02 | cDXGF | 0 | DXSZCap | 6.0116 | 30000.07 | 129144.3 | 137287.649 | 26923 | 0 | 54573.23 | 12374.52 | 26979.47 | 0 | 117.5378 | 5401.065 | 1303.426 | 2549.375 | 0 | 2775.409 | 0 | 0 | 27793000 | 0 | 27793000 | 277.93 | 8143.349 | 0 | 23.5846 | 15.915 | 44379.7703
MsrNResSpltPkgAC-65to134-S13 | PreNResSpltPkgAC-65to-PEYes | Mtl | 2017 | CZ03 | cDXGF | 0 | DXSZCap | 8.4952 | 30000.07 | 116388.7 | 120109.9729 | 26923 | 0 | 54573.23 | 7217.607 | 21336.73 | 0 | 92.1939 | 5867.177 | 854.658 | 2159.744 | 0 | 378.691 | 0 | 0 | 12700590 | 0 | 12700590 | 127.0059 | 3721.2729 | 0 | 23.5846 | 15.915 | 44379.7707
MsrNResSpltPkgAC-65to134-S13 | PreNResSpltPkgAC-65to-PEYes | Mtl | 2017 | CZ04 | cDXGF | 0 | DXSZCap | 6.1105 | 30000.07 | 128837.7 | 132924.801 | 26923 | 0 | 54573.23 | 6603.675 | 34475.29 | 0 | 67.534 | 5530.226 | 694.2207 | 3333.637 | 0 | 664.7479 | 0 | 0 | 13949150 | 0 | 13949150 | 139.4915 | 4087.101 | 0 | 23.5846 | 15.915 | 44379.7711
MsrNResSpltPkgAC-65to134-S13 | PreNResSpltPkgAC-65to-PEYes | Mtl | 2017 | CZ05 | cDXGF | 0 | DXSZCap | 8.448 | 30000.07 | 118188.7 | 122084.0032 | 26923 | 0 | 54573.23 | 6934.687 | 22984.79 | 0 | 105.5352 | 5930.843 | 845.5453 | 2362.54 | 0 | 736.5662 | 0 | 0 | 13294550 | 0 | 13294550 | 132.9455 | 3895.3032 | 0 | 23.5846 | 15.915 | 44379.7715
MsrNResSpltPkgAC-65to134-S13 | PreNResSpltPkgAC-65to-PEYes | Mtl | 2017 | CZ06 | cDXGF | 0 | DXSZCap | 8.7386 | 30000.07 | 130355.3 | 131229.6094 | 26923 | 0 | 54573.23 | 2286.432 | 39930.36 | 0 | 35.6901 | 6593.966 | 253.4007 | 4135.671 | 0 | 12.5677 | 0 | 0 | 2983991 | 0 | 2983991 | 29.8399 | 874.3094 | 0 | 23.5846 | 15.915 | 44379.7719
MsrNResSpltPkgAC-65to134-S13 | PreNResSpltPkgAC-65to-PEYes | Mtl | 2017 | CZ07 | cDXGF | 0 | DXSZCap | 8.6818 | 30000.07 | 125708.4 | 126235.9863 | 26923 | 0 | 54573.23 | 1999.614 | 35800.98 | 0 | 17.5947 | 6393.991 | 184.1054 | 3858.695 | 0 | 2.853159e-06 | 0 | 0 | 1800636 | 0 | 1800636 | 18.0064 | 527.5863 | 0 | 23.5846 | 15.915 | 44379.7724
MsrNResSpltPkgAC-65to134-S13 | PreNResSpltPkgAC-65to-PEYes | Mtl | 2017 | CZ08 | cDXGF | 0 | DXSZCap | 6.4177 | 30000.07 | 137659.3 | 138678.2766 | 26923 | 0 | 54573.23 | 2360.153 | 47639.64 | 0 | 28.2455 | 6077.477 | 240.2901 | 4490.341 | 0 | 57.53 | 0 | 0 | 3477736 | 0 | 3477736 | 34.7774 | 1018.9766 | 0 | 23.5846 | 15.915 | 44379.7728
MsrNResSpltPkgAC-65to134-S13 | PreNResSpltPkgAC-65to-PEYes | Mtl | 2017 | CZ09 | cDXGF | 0 | DXSZCap | 7.8985 | 30000.07 | 137881.5 | 139362.2854 | 26923 | 0 | 54573.23 | 3059.461 | 46587.62 | 0 | 49.854 | 6575.321 | 346.8585 | 4354.869 | 0 | 113.0368 | 0 | 0 | 5053875 | 0 | 5053875 | 50.5388 | 1480.7854 | 0 | 23.5846 | 15.915 | 44379.7732
MsrNResSpltPkgAC-65to134-S13 | PreNResSpltPkgAC-65to-PEYes | Mtl | 2017 | CZ10 | cDXGF | 0 | DXSZCap | 7.4081 | 30000.07 | 143951.3 | 146610.2741 | 26923 | 0 | 54573.23 | 4483.728 | 50339.7 | 0 | 68.6468 | 6660.507 | 518.5735 | 4551.576 | 0 | 902.4927 | 0 | 0 | 9074997 | 0 | 9074997 | 90.75 | 2658.9741 | 0 | 23.5846 | 15.915 | 44379.7737
MsrNResSpltPkgAC-65to134-S13 | PreNResSpltPkgAC-65to-PEYes | Mtl | 2017 | CZ11 | cDXGF | 0 | DXSZCap | 7.8065 | 30000.07 | 148374.2 | 154393.1115 | 26923 | 0 | 54573.23 | 9674.738 | 48493.81 | 0 | 132.8985 | 6983.375 | 1103.057 | 4288.049 | 0 | 1593.111 | 0 | 0 | 20542360 | 0 | 20542360 | 205.4236 | 6018.9115 | 0 | 23.5846 | 15.915 | 44379.7741
MsrNResSpltPkgAC-65to134-S13 | PreNResSpltPkgAC-65to-PEYes | Mtl | 2017 | CZ12 | cDXGF | 0 | DXSZCap | 7.1274 | 30000.07 | 139864.6 | 145979.5774 | 26923 | 0 | 54573.23 | 10012.57 | 40005.29 | 0 | 112.6149 | 6400.029 | 1074.162 | 3674.26 | 0 | 1837.874 | 0 | 0 | 20870230 | 0 | 20870230 | 208.7023 | 6114.9774 | 0 | 23.5846 | 15.915 | 44379.7745
MsrNResSpltPkgAC-65to134-S13 | PreNResSpltPkgAC-65to-PEYes | Mtl | 2017 | CZ13 | cDXGF | 0 | DXSZCap | 7.991 | 30000.07 | 153886.1 | 158949.8139 | 26923 | 0 | 54573.23 | 7998.62 | 55609.98 | 0 | 118.4162 | 7391.448 | 929.3869 | 4926.834 | 0 | 1271.32 | 0 | 0 | 17282300 | 0 | 17282300 | 172.823 | 5063.7139 | 0 | 23.5846 | 15.915 | 44379.775
MsrNResSpltPkgAC-65to134-S13 | PreNResSpltPkgAC-65to-PEYes | Mtl | 2017 | CZ14 | cDXGF | 0 | DXSZCap | 7.8205 | 30000.07 | 149319.2 | 155604.9026 | 26923 | 0 | 54573.23 | 9323.219 | 49147.82 | 0 | 138.1473 | 7061.664 | 1084.84 | 4416.977 | 0 | 2152.111 | 0 | 0 | 21452910 | 0 | 21452910 | 214.5291 | 6285.7026 | 0 | 23.5846 | 15.915 | 44379.7754
MsrNResSpltPkgAC-65to134-S13 | PreNResSpltPkgAC-65to-PEYes | Mtl | 2017 | CZ15 | cDXGF | 0 | DXSZCap | 10.4652 | 30000.07 | 181755.9 | 182131.146 | 26923 | 0 | 54573.23 | 960.8829 | 89691.44 | 0 | 39.2608 | 9562.002 | 122.2528 | 7774.248 | 0 | 6.0351 | 0 | 0 | 1280703 | 0 | 1280703 | 12.807 | 375.246 | 0 | 23.5846 | 15.915 | 44379.7758
MsrNResSpltPkgAC-65to134-S13 | PreNResSpltPkgAC-65to-PEYes | Mtl | 2017 | CZ16 | cDXGF | 0 | DXSZCap | 8.4866 | 30000.07 | 157542 | 175126.1196 | 26923 | 0 | 54573.23 | 30978.09 | 23197.13 | 0 | 266.9089 | 7618.105 | 3275.15 | 2482.479 | 0 | 13985.56 | 0 | 0 | 60014060 | 0 | 60014060 | 600.1406 | 17584.1196 | 0 | 23.5846 | 15.915 | 44379.7763
MsrNResSpltPkgAC-65to134-S13 | PreNResSpltPkgAC-65to-PEYes | Mtl | 2020 | CZ01 | cDXGF | 0 | DXSZCap | 8.0534 | 30000.07 | 114068.3 | 126892.2537 | 24477.74 | 0 | 54573.23 | 18813.71 | 8325.891 | 0 | 217.7797 | 5459.052 | 2361.049 | 672.6486 | 0 | 2200.879 | 0 | 0 | 43767760 | 0 | 43767760 | 437.6776 | 12823.9537 | 0 | 22.9621 | 15.915 | 44379.7767
MsrNResSpltPkgAC-65to134-S13 | PreNResSpltPkgAC-65to-PEYes | Mtl | 2020 | CZ02 | cDXGF | 0 | DXSZCap | 5.9069 | 30000.07 | 126480.9 | 135559.0245 | 24477.74 | 0 | 54573.23 | 12427.69 | 26777.77 | 0 | 115.4917 | 5326.088 | 1358.901 | 2486.615 | 0 | 2782.834 | 0 | 0 | 30983360 | 0 | 30983360 | 309.8336 | 9078.1245 | 0 | 22.9621 | 15.915 | 44379.7771
MsrNResSpltPkgAC-65to134-S13 | PreNResSpltPkgAC-65to-PEYes | Mtl | 2020 | CZ03 | cDXGF | 0 | DXSZCap | 8.4008 | 30000.07 | 113755.4 | 118037.2932 | 24477.74 | 0 | 54573.23 | 7252.379 | 21178.05 | 0 | 91.1692 | 5803.456 | 917.2451 | 2094.731 | 0 | 379.314 | 0 | 0 | 14613970 | 0 | 14613970 | 146.1397 | 4281.8932 | 0 | 22.9621 | 15.915 | 44379.7775
MsrNResSpltPkgAC-65to134-S13 | PreNResSpltPkgAC-65to-PEYes | Mtl | 2020 | CZ04 | cDXGF | 0 | DXSZCap | 6.0118 | 30000.07 | 126158.7 | 130785.3399 | 24477.74 | 0 | 54573.23 | 6642.582 | 34234.19 | 0 | 66.4448 | 5497.613 | 743.4301 | 3263.104 | 0 | 666.8728 | 0 | 0 | 15790580 | 0 | 15790580 | 157.9058 | 4626.6399 | 0 | 22.9621 | 15.915 | 44379.7779
MsrNResSpltPkgAC-65to134-S13 | PreNResSpltPkgAC-65to-PEYes | Mtl | 2020 | CZ05 | cDXGF | 0 | DXSZCap | 8.3466 | 30000.07 | 115538.8 | 120033.757 | 24477.74 | 0 | 54573.23 | 6971.76 | 22809.73 | 0 | 104.2683 | 5863.446 | 910.9247 | 2297.859 | 0 | 738.5411 | 0 | 0 | 15341150 | 0 | 15341150 | 153.4115 | 4494.9569 | 0 | 22.9621 | 15.915 | 44379.7783
MsrNResSpltPkgAC-65to134-S13 | PreNResSpltPkgAC-65to-PEYes | Mtl | 2020 | CZ06 | cDXGF | 0 | DXSZCap | 8.6456 | 30000.07 | 127576.6 | 128645.5293 | 24477.74 | 0 | 54573.23 | 2305.607 | 39642.54 | 0 | 35.3102 | 6529.517 | 281.1132 | 4057.085 | 0 | 12.6252 | 0 | 0 | 3648223 | 0 | 3648223 | 36.4822 | 1068.9293 | 0 | 22.9621 | 15.915 | 44379.7787
MsrNResSpltPkgAC-65to134-S13 | PreNResSpltPkgAC-65to-PEYes | Mtl | 2020 | CZ07 | cDXGF | 0 | DXSZCap | 8.5889 | 30000.07 | 122945.8 | 123603.1654 | 24477.74 | 0 | 54573.23 | 2018.261 | 35532.02 | 0 | 17.4064 | 6327.058 | 206.5066 | 3772.531 | 0 | 0 | 0 | 0 | 2243568 | 0 | 2243568 | 22.4357 | 657.3654 | 0 | 22.9621 | 15.915 | 44379.7791
MsrNResSpltPkgAC-65to134-S13 | PreNResSpltPkgAC-65to-PEYes | Mtl | 2020 | CZ08 | cDXGF | 0 | DXSZCap | 6.3145 | 30000.07 | 134818.8 | 136058.8536 | 24477.74 | 0 | 54573.23 | 2384.596 | 47303.36 | 0 | 27.7913 | 5994.045 | 262.9855 | 4393.413 | 0 | 57.9648 | 0 | 0 | 4232265 | 0 | 4232265 | 42.3227 | 1240.0536 | 0 | 22.9621 | 15.915 | 44379.7796
MsrNResSpltPkgAC-65to134-S13 | PreNResSpltPkgAC-65to-PEYes | Mtl | 2020 | CZ09 | cDXGF | 0 | DXSZCap | 7.7904 | 30000.07 | 135106.4 | 136862.1899 | 24477.74 | 0 | 54573.23 | 3079.843 | 46312.2 | 0 | 49.1719 | 6500.711 | 376.6891 | 4268.789 | 0 | 113.4968 | 0 | 0 | 5992457 | 0 | 5992457 | 59.9246 | 1755.7899 | 0 | 22.9621 | 15.915 | 44379.78
MsrNResSpltPkgAC-65to134-S13 | PreNResSpltPkgAC-65to-PEYes | Mtl | 2020 | CZ10 | cDXGF | 0 | DXSZCap | 7.309 | 30000.07 | 141169.8 | 144191.8899 | 24477.74 | 0 | 54573.23 | 4506.632 | 50052.4 | 0 | 67.7284 | 6586.897 | 547.7722 | 4470.769 | 0 | 905.0198 | 0 | 0 | 10314300 | 0 | 10314300 | 103.143 | 3022.0899 | 0 | 22.9621 | 15.915 | 44379.7804
MsrNResSpltPkgAC-65to134-S13 | PreNResSpltPkgAC-65to-PEYes | Mtl | 2020 | CZ11 | cDXGF | 0 | DXSZCap | 7.7063 | 30000.07 | 145638 | 152297.2542 | 24477.74 | 0 | 54573.23 | 9704.849 | 48242.6 | 0 | 131.1929 | 6912.358 | 1151.519 | 4217.653 | 0 | 1595.965 | 0 | 0 | 22727830 | 0 | 22727830 | 227.2783 | 6659.2542 | 0 | 22.9621 | 15.915 | 44379.7808
MsrNResSpltPkgAC-65to134-S13 | PreNResSpltPkgAC-65to-PEYes | Mtl | 2020 | CZ12 | cDXGF | 0 | DXSZCap | 7.0302 | 30000.07 | 137150 | 143925.417 | 24477.74 | 0 | 54573.23 | 10042.54 | 39778.1 | 0 | 111.0804 | 6326.289 | 1119.579 | 3602.276 | 0 | 1840.942 | 0 | 0 | 23124290 | 0 | 23124290 | 231.2429 | 6775.417 | 0 | 22.9621 | 15.915 | 44379.7813
MsrNResSpltPkgAC-65to134-S13 | PreNResSpltPkgAC-65to-PEYes | Mtl | 2020 | CZ13 | cDXGF | 0 | DXSZCap | 7.889 | 30000.07 | 151111.3 | 156715.8655 | 24477.74 | 0 | 54573.23 | 8021.205 | 55333.3 | 0 | 116.9043 | 7315.715 | 970.0624 | 4852.196 | 0 | 1273.217 | 0 | 0 | 19128210 | 0 | 19128210 | 191.2821 | 5604.5655 | 0 | 22.9621 | 15.915 | 44379.7817
MsrNResSpltPkgAC-65to134-S13 | PreNResSpltPkgAC-65to-PEYes | Mtl | 2020 | CZ14 | cDXGF | 0 | DXSZCap | 7.7104 | 30000.07 | 146578.6 | 153488.8614 | 24477.74 | 0 | 54573.23 | 9352.893 | 48895.32 | 0 | 136.2027 | 6986.457 | 1124.487 | 4346.089 | 0 | 2156.696 | 0 | 0 | 23584510 | 0 | 23584510 | 235.8451 | 6910.2614 | 0 | 22.9621 | 15.915 | 44379.7821
MsrNResSpltPkgAC-65to134-S13 | PreNResSpltPkgAC-65to-PEYes | Mtl | 2020 | CZ15 | cDXGF | 0 | DXSZCap | 10.3495 | 30000.07 | 178854 | 179310.3619 | 24477.74 | 0 | 54573.23 | 968.9548 | 89306.72 | 0 | 38.8268 | 9482.426 | 137.0649 | 7688.295 | 0 | 6.059 | 0 | 0 | 1557549 | 0 | 1557549 | 15.5755 | 456.3619 | 0 | 22.9621 | 15.915 | 44379.7826
MsrNResSpltPkgAC-65to134-S13 | PreNResSpltPkgAC-65to-PEYes | Mtl | 2020 | CZ16 | cDXGF | 0 | DXSZCap | 8.3915 | 30000.07 | 154948.8 | 173722.9039 | 24477.74 | 0 | 54573.23 | 31014.55 | 23068.69 | 0 | 263.9203 | 7555.041 | 3330.732 | 2428.892 | 0 | 13995.62 | 0 | 0 | 64075440 | 0 | 64075440 | 640.7544 | 18774.1039 | 0 | 22.9621 | 15.915 | 44379.783
MsrNResSpltPkgAC-65to134-S13 | PreNResSpltPkgAC-65to-PEYes | Nrs | 1975 | CZ01 | cDXGF | 0 | DXSZCap | 103.9015 | 60654.58 | 764387.3 | 1081703.663 | 187871.8 | 0 | 436467.9 | 10137.61 | 67912.13 | 0 | 2809.723 | 56752.07 | 25025.71 | 5049.708 | 0 | 2436.251 | 0 | 0 | 1094714000 | 11722490 | 1082991000 | 10829.91 | 317316.363 | 0 | 56.3295 | 80.6333 | 44379.7835
MsrNResSpltPkgAC-65to134-S13 | PreNResSpltPkgAC-65to-PEYes | Nrs | 1975 | CZ02 | cDXGF | 0 | DXSZCap | 107.3475 | 60654.58 | 858176.9 | 1077718.0789 | 187871.8 | 0 | 436467.9 | 5960.148 | 161419.8 | 0 | 2099.13 | 62462.22 | 17606.24 | 19592.51 | 0 | 1896.434 | 0 | 0 | 761010200 | 11722490 | 749287300 | 7492.873 | 219541.1789 | 0 | 56.3295 | 80.6333 | 44379.784
MsrNResSpltPkgAC-65to134-S13 | PreNResSpltPkgAC-65to-PEYes | Nrs | 1975 | CZ03 | cDXGF | 0 | DXSZCap | 105.4164 | 60654.58 | 820857.8 | 993118.8288 | 187871.8 | 0 | 436467.9 | 2050.892 | 132382 | 0 | 1144.026 | 60546.34 | 16241.09 | 15131.58 | 0 | 395.0839 | 0 | 0 | 599644400 | 11722490 | 587921600 | 5879.216 | 172261.0288 | 0 | 56.3295 | 80.6333 | 44379.7846
MsrNResSpltPkgAC-65to134-S13 | PreNResSpltPkgAC-65to-PEYes | Nrs | 1975 | CZ04 | cDXGF | 0 | DXSZCap | 107.4541 | 60654.58 | 887207.9 | 1032179.5241 | 187871.8 | 0 | 436467.9 | 1785.334 | 195662.7 | 0 | 1187.749 | 63812.95 | 13111.49 | 24332.18 | 0 | 419.9933 | 0 | 0 | 506506400 | 11722490 | 494783700 | 4947.837 | 144971.6241 | 0 | 56.3295 | 80.6333 | 44379.7851
MsrNResSpltPkgAC-65to134-S13 | PreNResSpltPkgAC-65to-PEYes | Nrs | 1975 | CZ05 | cDXGF | 0 | DXSZCap | 105.1546 | 60654.58 | 839183.4 | 1009597.474 | 187871.8 | 0 | 436467.9 | 2362.615 | 143907.9 | 0 | 1313.624 | 66720.3 | 19430.27 | 18366.77 | 0 | 539.5399 | 0 | 0 | 593340900 | 11722490 | 581618000 | 5816.18 | 170414.074 | 0 | 56.3295 | 80.6333 | 44379.7856
MsrNResSpltPkgAC-65to134-S13 | PreNResSpltPkgAC-65to-PEYes | Nrs | 1975 | CZ06 | cDXGF | 0 | DXSZCap | 107.3153 | 60654.58 | 911471.9 | 991419.6749 | 187871.8 | 0 | 436467.9 | 147.8344 | 222627.2 | 0 | 438.2963 | 63916.63 | 8855.729 | 29819.23 | 0 | 2.8205 | 0 | 0 | 284582000 | 11722490 | 272859300 | 2728.593 | 79947.7749 | 0 | 56.3295 | 80.6333 | 44379.7862
MsrNResSpltPkgAC-65to134-S13 | PreNResSpltPkgAC-65to-PEYes | Nrs | 1975 | CZ07 | cDXGF | 0 | DXSZCap | 106.5384 | 60654.58 | 898273.3 | 957184.4367 | 187871.8 | 0 | 436467.9 | 29.8596 | 204653 | 0 | 215.9132 | 69035.16 | 10236.29 | 29514.19 | 0 | 0 | 0 | 0 | 212784600 | 11722490 | 201061900 | 2010.619 | 58911.1367 | 0 | 56.3295 | 80.6333 | 44379.7867
MsrNResSpltPkgAC-65to134-S13 | PreNResSpltPkgAC-65to-PEYes | Nrs | 1975 | CZ08 | cDXGF | 0 | DXSZCap | 108.6626 | 60654.58 | 947356.3 | 1021870.3899 | 187871.8 | 0 | 436467.9 | 112.9555 | 256944.2 | 0 | 478.2606 | 65478.1 | 8015.163 | 33007.5 | 0 | 3.2451 | 0 | 0 | 266037000 | 11722490 | 254314300 | 2543.143 | 74514.0899 | 0 | 56.3295 | 80.6333 | 44379.7872
MsrNResSpltPkgAC-65to134-S13 | PreNResSpltPkgAC-65to-PEYes | Nrs | 1975 | CZ09 | cDXGF | 0 | DXSZCap | 111.2982 | 60654.58 | 943797.3 | 1035107.5856 | 187871.8 | 0 | 436467.9 | 351.8728 | 253250.6 | 0 | 702.5063 | 65111.68 | 9241.972 | 30655.28 | 0 | 41.1673 | 0 | 0 | 323361900 | 11722490 | 311639200 | 3116.392 | 91310.2856 | 0 | 56.3295 | 80.6333 | 44379.7877
MsrNResSpltPkgAC-65to134-S13 | PreNResSpltPkgAC-65to-PEYes | Nrs | 1975 | CZ10 | cDXGF | 0 | DXSZCap | 110.6552 | 60654.58 | 963481.9 | 1073878.44 | 187871.8 | 0 | 436467.9 | 1584.639 | 269488.8 | 0 | 1025.416 | 66546.27 | 9995.64 | 32789.2 | 0 | 497.7301 | 0 | 0 | 388502800 | 11722490 | 376780000 | 3767.8 | 110396.54 | 0 | 56.3295 | 80.6333 | 44379.7883
MsrNResSpltPkgAC-65to134-S13 | PreNResSpltPkgAC-65to-PEYes | Nrs | 1975 | CZ11 | cDXGF | 0 | DXSZCap | 112.8533 | 60654.58 | 967556.1 | 1147515.6745 | 187871.8 | 0 | 436467.9 | 7426.302 | 259654.9 | 0 | 1921.349 | 72399.08 | 17516.75 | 32279.43 | 0 | 1814.997 | 0 | 0 | 625919000 | 11722490 | 614196500 | 6141.965 | 179959.5745 | 0 | 56.3295 | 80.6333 | 44379.7888
MsrNResSpltPkgAC-65to134-S13 | PreNResSpltPkgAC-65to-PEYes | Nrs | 1975 | CZ12 | cDXGF | 0 | DXSZCap | 110.4632 | 60654.58 | 916892.6 | 1096855.9542 | 187871.8 | 0 | 436467.9 | 5658.559 | 217838.2 | 0 | 1745.654 | 65624.61 | 14780.71 | 26062.5 | 0 | 1685.708 | 0 | 0 | 625932200 | 11722490 | 614209400 | 6142.094 | 179963.3542 | 0 | 56.3295 | 80.6333 | 44379.7893
MsrNResSpltPkgAC-65to134-S13 | PreNResSpltPkgAC-65to-PEYes | Nrs | 1975 | CZ13 | cDXGF | 0 | DXSZCap | 112.7422 | 60654.58 | 987524.3 | 1138790.4724 | 187871.8 | 0 | 436467.9 | 4176.168 | 288656.5 | 0 | 1670.894 | 67529.8 | 12243.06 | 33826.89 | 0 | 1151.428 | 0 | 0 | 527989300 | 11722490 | 516266800 | 5162.668 | 151266.1724 | 0 | 56.3295 | 80.6333 | 44379.7899
MsrNResSpltPkgAC-65to134-S13 | PreNResSpltPkgAC-65to-PEYes | Nrs | 1975 | CZ14 | cDXGF | 0 | DXSZCap | 112.5333 | 60654.58 | 975241.6 | 1157868.1777 | 187871.8 | 0 | 436467.9 | 10385.03 | 264236.5 | 0 | 1988.124 | 72261.55 | 16501.96 | 33588.86 | 0 | 2031.273 | 0 | 0 | 635021600 | 11722490 | 623298900 | 6232.989 | 182626.5777 | 0 | 56.3295 | 80.6333 | 44379.7904
MsrNResSpltPkgAC-65to134-S13 | PreNResSpltPkgAC-65to-PEYes | Nrs | 1975 | CZ15 | cDXGF | 0 | DXSZCap | 126.8868 | 60654.58 | 1161772 | 1208992.5246 | 187871.8 | 0 | 436467.9 | 43.9854 | 460108 | 0 | 476.0255 | 76802.46 | 6452.596 | 52254.53 | 0 | 2.804 | 0 | 0 | 172884900 | 11722490 | 161162200 | 1611.622 | 47220.5246 | 0 | 56.3295 | 80.6333 | 44379.7909
MsrNResSpltPkgAC-65to134-S13 | PreNResSpltPkgAC-65to-PEYes | Nrs | 1975 | CZ16 | cDXGF | 0 | DXSZCap | 107.0119 | 60654.58 | 889865.4 | 1250939.262 | 187871.8 | 0 | 436467.9 | 50136.12 | 128318.8 | 0 | 3365.572 | 64074.69 | 24416.85 | 17013.52 | 0 | 19631 | 0 | 0 | 1244057000 | 11722490 | 1232334000 | 12323.34 | 361073.862 | 0 | 56.3295 | 80.6333 | 44379.7915
MsrNResSpltPkgAC-65to134-S13 | PreNResSpltPkgAC-65to-PEYes | Nrs | 1985 | CZ01 | cDXGF | 0 | DXSZCap | 103.2927 | 60654.58 | 759308.3 | 1060286.397 | 187871.8 | 0 | 430833.3 | 5831.967 | 73900.2 | 0 | 2793.249 | 56562.48 | 23858.24 | 5332.866 | 0 | 1514.05 | 0 | 0 | 1038951000 | 11722490 | 1027229000 | 10272.29 | 300978.097 | 0 | 56.3295 | 79.66 | 44379.792
MsrNResSpltPkgAC-65to134-S13 | PreNResSpltPkgAC-65to-PEYes | Nrs | 1985 | CZ02 | cDXGF | 0 | DXSZCap | 106.4698 | 60654.58 | 852580.4 | 1061370.8815 | 187871.8 | 0 | 430833.3 | 3390.013 | 165142.5 | 0 | 2081.973 | 62117.61 | 16772.1 | 19708.04 | 0 | 1141.948 | 0 | 0 | 724318300 | 11722490 | 712595500 | 7125.955 | 208790.4815 | 0 | 56.3295 | 79.66 | 44379.7925
MsrNResSpltPkgAC-65to134-S13 | PreNResSpltPkgAC-65to-PEYes | Nrs | 1985 | CZ03 | cDXGF | 0 | DXSZCap | 104.6875 | 60654.58 | 819186.9 | 982278.9333 | 187871.8 | 0 | 430833.3 | 996.0294 | 137697.5 | 0 | 1136.117 | 60425.95 | 15488.45 | 15353.54 | 0 | 224.8265 | 0 | 0 | 568350800 | 11722490 | 556628100 | 5566.281 | 163092.0333 | 0 | 56.3295 | 79.66 | 44379.793
MsrNResSpltPkgAC-65to134-S13 | PreNResSpltPkgAC-65to-PEYes | Nrs | 1985 | CZ04 | cDXGF | 0 | DXSZCap | 106.5907 | 60654.58 | 883200.7 | 1020724.5571 | 187871.8 | 0 | 430833.3 | 797.8832 | 198776.2 | 0 | 1178.203 | 63534.82 | 12513.57 | 24405.12 | 0 | 207.3467 | 0 | 0 | 481087400 | 11722490 | 469364700 | 4693.647 | 137523.8571 | 0 | 56.3295 | 79.66 | 44379.7936
MsrNResSpltPkgAC-65to134-S13 | PreNResSpltPkgAC-65to-PEYes | Nrs | 1985 | CZ05 | cDXGF | 0 | DXSZCap | 104.4703 | 60654.58 | 837057.8 | 998643.4324 | 187871.8 | 0 | 430833.3 | 1114.285 | 149064.7 | 0 | 1305.082 | 66601.59 | 18725.74 | 18577.34 | 0 | 265.8842 | 0 | 0 | 563209500 | 11722490 | 551486800 | 5514.868 | 161585.6324 | 0 | 56.3295 | 79.66 | 44379.7941
MsrNResSpltPkgAC-65to134-S13 | PreNResSpltPkgAC-65to-PEYes | Nrs | 1985 | CZ06 | cDXGF | 0 | DXSZCap | 106.4692 | 60654.58 | 909081.4 | 984965.9388 | 187871.8 | 0 | 430833.3 | 37.0278 | 226188 | 0 | 434.8408 | 63714.16 | 8470.732 | 29952.16 | 0 | 0.90674 | 0 | 0 | 270714300 | 11722490 | 258991600 | 2589.916 | 75884.5388 | 0 | 56.3295 | 79.66 | 44379.7946
MsrNResSpltPkgAC-65to134-S13 | PreNResSpltPkgAC-65to-PEYes | Nrs | 1985 | CZ07 | cDXGF | 0 | DXSZCap | 105.7613 | 60654.58 | 896045.8 | 951755.1206 | 187871.8 | 0 | 430833.3 | 4.0926 | 208261.1 | 0 | 214.3382 | 68859.7 | 9898.666 | 29627.65 | 0 | 0 | 0 | 0 | 201856900 | 11722490 | 190134200 | 1901.342 | 55709.3206 | 0 | 56.3295 | 79.66 | 44379.7952
MsrNResSpltPkgAC-65to134-S13 | PreNResSpltPkgAC-65to-PEYes | Nrs | 1985 | CZ08 | cDXGF | 0 | DXSZCap | 107.7551 | 60654.58 | 942728.1 | 1013578.7816 | 187871.8 | 0 | 430833.3 | 26.5875 | 258372.1 | 0 | 474.2652 | 65148.05 | 7674.14 | 32963.48 | 0 | 0.94415 | 0 | 0 | 253533900 | 11722490 | 241811200 | 2418.112 | 70850.6816 | 0 | 56.3295 | 79.66 | 44379.7957
MsrNResSpltPkgAC-65to134-S13 | PreNResSpltPkgAC-65to-PEYes | Nrs | 1985 | CZ09 | cDXGF | 0 | DXSZCap | 110.1941 | 60654.58 | 938893.6 | 1025691.5684 | 187871.8 | 0 | 430833.3 | 117.6001 | 254633.1 | 0 | 695.535 | 64725.84 | 8832.031 | 30595.64 | 0 | 15.3268 | 0 | 0 | 307961600 | 11722490 | 296238800 | 2962.388 | 86797.9684 | 0 | 56.3295 | 79.66 | 44379.7962
MsrNResSpltPkgAC-65to134-S13 | PreNResSpltPkgAC-65to-PEYes | Nrs | 1985 | CZ10 | cDXGF | 0 | DXSZCap | 109.5543 | 60654.58 | 957123.5 | 1062190.8388 | 187871.8 | 0 | 430833.3 | 740.5621 | 270318 | 0 | 1015.215 | 66093.28 | 9548.791 | 32698 | 0 | 250.2341 | 0 | 0 | 370314400 | 11722490 | 358591600 | 3585.916 | 105067.3388 | 0 | 56.3295 | 79.66 | 44379.7967
MsrNResSpltPkgAC-65to134-S13 | PreNResSpltPkgAC-65to-PEYes | Nrs | 1985 | CZ11 | cDXGF | 0 | DXSZCap | 111.5523 | 60654.58 | 957204.9 | 1127832.278 | 187871.8 | 0 | 430833.3 | 4270.541 | 259419.3 | 0 | 1899.199 | 71785.1 | 16772.31 | 32135.02 | 0 | 1124.418 | 0 | 0 | 594068700 | 11722490 | 582346000 | 5823.46 | 170627.378 | 0 | 56.3295 | 79.66 | 44379.7973
MsrNResSpltPkgAC-65to134-S13 | PreNResSpltPkgAC-65to-PEYes | Nrs | 1985 | CZ12 | cDXGF | 0 | DXSZCap | 109.383 | 60654.58 | 909297.4 | 1080360.9085 | 187871.8 | 0 | 430833.3 | 3195.345 | 219500.5 | 0 | 1728.576 | 65128.77 | 14071.75 | 26041.67 | 0 | 1038.007 | 0 | 0 | 595557300 | 11722490 | 583834500 | 5838.345 | 171063.5085 | 0 | 56.3295 | 79.66 | 44379.7978
MsrNResSpltPkgAC-65to134-S13 | PreNResSpltPkgAC-65to-PEYes | Nrs | 1985 | CZ13 | cDXGF | 0 | DXSZCap | 111.4386 | 60654.58 | 977755.6 | 1121426.3334 | 187871.8 | 0 | 430833.3 | 2155.487 | 287631.2 | 0 | 1651.578 | 66947.95 | 11656.21 | 33643.09 | 0 | 663.2395 | 0 | 0 | 502066500 | 11722490 | 490343800 | 4903.438 | 143670.7334 | 0 | 56.3295 | 79.66 | 44379.7984
MsrNResSpltPkgAC-65to134-S13 | PreNResSpltPkgAC-65to-PEYes | Nrs | 1985 | CZ14 | cDXGF | 0 | DXSZCap | 111.2578 | 60654.58 | 964763.6 | 1138762.0895 | 187871.8 | 0 | 430833.3 | 6783.583 | 264331.4 | 0 | 1965.586 | 71662.08 | 15817.81 | 33488.78 | 0 | 1314.391 | 0 | 0 | 605574300 | 11722490 | 593851500 | 5938.515 | 173998.4895 | 0 | 56.3295 | 79.66 | 44379.7989
MsrNResSpltPkgAC-65to134-S13 | PreNResSpltPkgAC-65to-PEYes | Nrs | 1985 | CZ15 | cDXGF | 0 | DXSZCap | 125.2294 | 60654.58 | 1149111 | 1193866.8672 | 187871.8 | 0 | 430833.3 | 6.1699 | 453816.4 | 0 | 469.8068 | 76111.47 | 6216.828 | 51798.61 | 0 | 0.56526 | 0 | 0 | 164473000 | 11722490 | 152750400 | 1527.504 | 44755.8672 | 0 | 56.3295 | 79.66 | 44379.7995
MsrNResSpltPkgAC-65to134-S13 | PreNResSpltPkgAC-65to-PEYes | Nrs | 1985 | CZ16 | cDXGF | 0 | DXSZCap | 106.1907 | 60654.58 | 870100.2 | 1215529.62 | 187871.8 | 0 | 430833.3 | 38942.31 | 130611.2 | 0 | 3339.743 | 63188.9 | 23101.77 | 17052.59 | 0 | 15311.64 | 0 | 0 | 1190663000 | 11722490 | 1178940000 | 11789.4 | 345429.42 | 0 | 56.3295 | 79.66 | 44379.8
MsrNResSpltPkgAC-65to134-S13 | PreNResSpltPkgAC-65to-PEYes | Nrs | 1996 | CZ01 | cDXGF | 0 | DXSZCap | 98.7338 | 60654.58 | 746651.9 | 1026410.937 | 187871.8 | 0 | 425203.3 | 1099.144 | 75181.61 | 0 | 2669.988 | 54296.56 | 22095.35 | 5127.932 | 0 | 331.2718 | 0 | 0 | 966531600 | 11722490 | 954809000 | 9548.09 | 279759.037 | 0 | 56.3295 | 78.6868 | 44379.8005
MsrNResSpltPkgAC-65to134-S13 | PreNResSpltPkgAC-65to-PEYes | Nrs | 1996 | CZ02 | cDXGF | 0 | DXSZCap | 104.1161 | 60654.58 | 834721.8 | 1042860.4444 | 187871.8 | 0 | 425203.3 | 3026.675 | 155143.8 | 0 | 2035.946 | 60440.49 | 16575.15 | 18715.23 | 0 | 1001.489 | 0 | 0 | 722093800 | 11722490 | 710370800 | 7103.708 | 208138.6444 | 0 | 56.3295 | 78.6868 | 44379.801
MsrNResSpltPkgAC-65to134-S13 | PreNResSpltPkgAC-65to-PEYes | Nrs | 1996 | CZ03 | cDXGF | 0 | DXSZCap | 102.6255 | 60654.58 | 802056.5 | 965251.9916 | 187871.8 | 0 | 425203.3 | 862.2802 | 127955.8 | 0 | 1113.738 | 58856.64 | 15417.87 | 14275.27 | 0 | 194.8545 | 0 | 0 | 568704100 | 11722490 | 556981200 | 5569.812 | 163195.4916 | 0 | 56.3295 | 78.6868 | 44379.8016
MsrNResSpltPkgAC-65to134-S13 | PreNResSpltPkgAC-65to-PEYes | Nrs | 1996 | CZ04 | cDXGF | 0 | DXSZCap | 104.2497 | 60654.58 | 863761 | 1000897.2181 | 187871.8 | 0 | 425203.3 | 654.9824 | 186944.4 | 0 | 1152.335 | 61764.47 | 12392.68 | 23193.51 | 0 | 171.0927 | 0 | 0 | 479764400 | 11722490 | 468041700 | 4680.417 | 137136.2181 | 0 | 56.3295 | 78.6868 | 44379.8021
MsrNResSpltPkgAC-65to134-S13 | PreNResSpltPkgAC-65to-PEYes | Nrs | 1996 | CZ05 | cDXGF | 0 | DXSZCap | 102.4353 | 60654.58 | 819380.3 | 981663.8877 | 187871.8 | 0 | 425203.3 | 985.7031 | 138779.9 | 0 | 1279.659 | 65023.36 | 18684.43 | 17489.52 | 0 | 238.1023 | 0 | 0 | 565591700 | 11722490 | 553868900 | 5538.689 | 162283.5877 | 0 | 56.3295 | 78.6868 | 44379.8026
MsrNResSpltPkgAC-65to134-S13 | PreNResSpltPkgAC-65to-PEYes | Nrs | 1996 | CZ06 | cDXGF | 0 | DXSZCap | 104.2865 | 60654.58 | 887926.5 | 966044.988 | 187871.8 | 0 | 425203.3 | 25.5408 | 212466.1 | 0 | 425.9255 | 61934.63 | 8649.279 | 28452.21 | 0 | 0.74979 | 0 | 0 | 278338700 | 11722490 | 266616000 | 2666.16 | 78118.488 | 0 | 56.3295 | 78.6868 | 44379.8031
MsrNResSpltPkgAC-65to134-S13 | PreNResSpltPkgAC-65to-PEYes | Nrs | 1996 | CZ07 | cDXGF | 0 | DXSZCap | 103.6727 | 60654.58 | 876573.8 | 934078.5953 | 187871.8 | 0 | 425203.3 | 2.8527 | 196068.6 | 0 | 210.1054 | 67218.95 | 10074.63 | 28267.12 | 0 | 0 | 0 | 0 | 207984800 | 11722490 | 196262100 | 1962.621 | 57504.7953 | 0 | 56.3295 | 78.6868 | 44379.8036
MsrNResSpltPkgAC-65to134-S13 | PreNResSpltPkgAC-65to-PEYes | Nrs | 1996 | CZ08 | cDXGF | 0 | DXSZCap | 105.4923 | 60654.58 | 922362.3 | 995120.06 | 187871.8 | 0 | 425203.3 | 16.9769 | 245412.4 | 0 | 464.3064 | 63394.62 | 7815.09 | 31596.92 | 0 | 0.58903 | 0 | 0 | 260042700 | 11722490 | 248320000 | 2483.2 | 72757.76 | 0 | 56.3295 | 78.6868 | 44379.8042
MsrNResSpltPkgAC-65to134-S13 | PreNResSpltPkgAC-65to-PEYes | Nrs | 1996 | CZ09 | cDXGF | 0 | DXSZCap | 108.3665 | 60654.58 | 917285.5 | 1008257.8394 | 187871.8 | 0 | 425203.3 | 146.4495 | 240400.6 | 0 | 684.0018 | 62962.05 | 9150.06 | 29158.02 | 0 | 19.2836 | 0 | 0 | 322208600 | 11722490 | 310485800 | 3104.858 | 90972.3394 | 0 | 56.3295 | 78.6868 | 44379.8047
MsrNResSpltPkgAC-65to134-S13 | PreNResSpltPkgAC-65to-PEYes | Nrs | 1996 | CZ10 | cDXGF | 0 | DXSZCap | 107.502 | 60654.58 | 935462.3 | 1045257.897 | 187871.8 | 0 | 425203.3 | 954.1361 | 255782.4 | 0 | 996.1931 | 64332.34 | 9863.202 | 31264.88 | 0 | 323.6436 | 0 | 0 | 386451800 | 11722490 | 374729000 | 3747.29 | 109795.597 | 0 | 56.3295 | 78.6868 | 44379.8052
MsrNResSpltPkgAC-65to134-S13 | PreNResSpltPkgAC-65to-PEYes | Nrs | 1996 | CZ11 | cDXGF | 0 | DXSZCap | 104.619 | 60654.58 | 919634.6 | 1075230.6971 | 187871.8 | 0 | 425203.3 | 613.8311 | 236576.4 | 0 | 1781.148 | 67393.55 | 15308.03 | 29902.93 | 0 | 196.4086 | 0 | 0 | 542767500 | 11722490 | 531044700 | 5310.447 | 155596.0971 | 0 | 56.3295 | 78.6868 | 44379.8058
MsrNResSpltPkgAC-65to134-S13 | PreNResSpltPkgAC-65to-PEYes | Nrs | 1996 | CZ12 | cDXGF | 0 | DXSZCap | 102.7676 | 60654.58 | 878029.2 | 1036340.4402 | 187871.8 | 0 | 425203.3 | 450.2166 | 201708.7 | 0 | 1624.027 | 61001.61 | 12793.21 | 24076.69 | 0 | 171.2298 | 0 | 0 | 552034300 | 11722490 | 540311400 | 5403.114 | 158311.2402 | 0 | 56.3295 | 78.6868 | 44379.8063
MsrNResSpltPkgAC-65to134-S13 | PreNResSpltPkgAC-65to-PEYes | Nrs | 1996 | CZ13 | cDXGF | 0 | DXSZCap | 104.8055 | 60654.58 | 939877 | 1072420.3552 | 187871.8 | 0 | 425203.3 | 219.6564 | 262431.2 | 0 | 1553.284 | 62514.09 | 10556.08 | 31114.05 | 0 | 85.4607 | 0 | 0 | 464089100 | 11722490 | 452366400 | 4523.664 | 132543.3552 | 0 | 56.3295 | 78.6868 | 44379.8069
MsrNResSpltPkgAC-65to134-S13 | PreNResSpltPkgAC-65to-PEYes | Nrs | 1996 | CZ14 | cDXGF | 0 | DXSZCap | 104.8099 | 60654.58 | 920727.1 | 1082115.4262 | 187871.8 | 0 | 425203.3 | 1350.687 | 237097.9 | 0 | 1851.689 | 67055.29 | 14543.05 | 30866.28 | 0 | 297.7745 | 0 | 0 | 562536000 | 11722490 | 550813400 | 5508.134 | 161388.3262 | 0 | 56.3295 | 78.6868 | 44379.8074
MsrNResSpltPkgAC-65to134-S13 | PreNResSpltPkgAC-65to-PEYes | Nrs | 1996 | CZ15 | cDXGF | 0 | DXSZCap | 117.8372 | 60654.58 | 1092720 | 1133986.7939 | 187871.8 | 0 | 425203.3 | 0 | 408288.2 | 0 | 442.0745 | 70916.55 | 5794.58 | 47906.68 | 0 | 0 | 0 | 0 | 152565000 | 11722490 | 140842300 | 1408.423 | 41266.7939 | 0 | 56.3295 | 78.6868 | 44379.808
MsrNResSpltPkgAC-65to134-S13 | PreNResSpltPkgAC-65to-PEYes | Nrs | 1996 | CZ16 | cDXGF | 0 | DXSZCap | 100.5201 | 60654.58 | 819391.6 | 1141849.527 | 187871.8 | 0 | 425203.3 | 17937.77 | 118903.1 | 0 | 3161.44 | 58714.93 | 20532.25 | 15639.94 | 0 | 7601.193 | 0 | 0 | 1112261000 | 11722490 | 1100539000 | 11005.39 | 322457.927 | 0 | 56.3295 | 78.6868 | 44379.8085
MsrNResSpltPkgAC-65to134-S13 | PreNResSpltPkgAC-65to-PEYes | Nrs | 2003 | CZ01 | cDXGF | 0 | DXSZCap | 96.3072 | 60654.58 | 732821.7 | 1012928.0592 | 187871.8 | 0 | 419568.6 | 360.7011 | 69448.52 | 0 | 2604.363 | 52840.53 | 22209.85 | 4522.141 | 0 | 127.3279 | 0 | 0 | 967716900 | 11722490 | 955994400 | 9559.944 | 280106.3592 | 0 | 56.3295 | 77.7135 | 44379.809
MsrNResSpltPkgAC-65to134-S13 | PreNResSpltPkgAC-65to-PEYes | Nrs | 2003 | CZ02 | cDXGF | 0 | DXSZCap | 97.086 | 60654.58 | 806268.2 | 1001044.5794 | 187871.8 | 0 | 419568.6 | 148.2645 | 140453.5 | 0 | 1898.472 | 56274.04 | 15226.01 | 16871.08 | 0 | 53.5842 | 0 | 0 | 676488700 | 11722490 | 664765800 | 6647.658 | 194776.3794 | 0 | 56.3295 | 77.7135 | 44379.8095
MsrNResSpltPkgAC-65to134-S13 | PreNResSpltPkgAC-65to-PEYes | Nrs | 2003 | CZ03 | cDXGF | 0 | DXSZCap | 101.3931 | 60654.58 | 801072.3 | 955226.8957 | 187871.8 | 0 | 419568.6 | 126.4181 | 133826.9 | 0 | 1100.366 | 58537.23 | 14721.7 | 14455.86 | 0 | 40.9939 | 0 | 0 | 537847700 | 11722490 | 526124900 | 5261.249 | 154154.5957 | 0 | 56.3295 | 77.7135 | 44379.8101
MsrNResSpltPkgAC-65to134-S13 | PreNResSpltPkgAC-65to-PEYes | Nrs | 2003 | CZ04 | cDXGF | 0 | DXSZCap | 102.7412 | 60654.58 | 858376.8 | 988769.8282 | 187871.8 | 0 | 419568.6 | 91.9639 | 188571.7 | 0 | 1135.658 | 61107.97 | 11865.35 | 23042.44 | 0 | 29.3658 | 0 | 0 | 456750100 | 11722490 | 445027400 | 4450.274 | 130393.0282 | 0 | 56.3295 | 77.7135 | 44379.8106
MsrNResSpltPkgAC-65to134-S13 | PreNResSpltPkgAC-65to-PEYes | Nrs | 2003 | CZ05 | cDXGF | 0 | DXSZCap | 101.1872 | 60654.58 | 816714.4 | 970979.6032 | 187871.8 | 0 | 419568.6 | 158.1074 | 143187.7 | 0 | 1264.066 | 64622 | 18081.9 | 17565.02 | 0 | 41.9259 | 0 | 0 | 538225200 | 11722490 | 526502400 | 5265.024 | 154265.2032 | 0 | 56.3295 | 77.7135 | 44379.8112
MsrNResSpltPkgAC-65to134-S13 | PreNResSpltPkgAC-65to-PEYes | Nrs | 2003 | CZ06 | cDXGF | 0 | DXSZCap | 103.6993 | 60654.58 | 889202.4 | 962893.1599 | 187871.8 | 0 | 419568.6 | 0 | 219307 | 0 | 423.5266 | 62031.6 | 8255.506 | 28861.55 | 0 | 0 | 0 | 0 | 263227000 | 11722490 | 251504300 | 2515.043 | 73690.7599 | 0 | 56.3295 | 77.7135 | 44379.8117
MsrNResSpltPkgAC-65to134-S13 | PreNResSpltPkgAC-65to-PEYes | Nrs | 2003 | CZ07 | cDXGF | 0 | DXSZCap | 103.1074 | 60654.58 | 877288.4 | 931587.8632 | 187871.8 | 0 | 419568.6 | 0 | 202342.6 | 0 | 208.9598 | 67296.8 | 9747.281 | 28631.09 | 0 | 0 | 0 | 0 | 197045100 | 11722490 | 185322400 | 1853.224 | 54299.4632 | 0 | 56.3295 | 77.7135 | 44379.8122
MsrNResSpltPkgAC-65to134-S13 | PreNResSpltPkgAC-65to-PEYes | Nrs | 2003 | CZ08 | cDXGF | 0 | DXSZCap | 104.8592 | 60654.58 | 920273.9 | 989396.8192 | 187871.8 | 0 | 419568.6 | 0 | 249093.5 | 0 | 461.5197 | 63278.68 | 7504.695 | 31712.31 | 0 | 0 | 0 | 0 | 247637100 | 11722490 | 235914400 | 2359.144 | 69122.9192 | 0 | 56.3295 | 77.7135 | 44379.8127
MsrNResSpltPkgAC-65to134-S13 | PreNResSpltPkgAC-65to-PEYes | Nrs | 2003 | CZ09 | cDXGF | 0 | DXSZCap | 107.2518 | 60654.58 | 915973.6 | 1000498.2986 | 187871.8 | 0 | 419568.6 | 3.7699 | 245082.1 | 0 | 676.9656 | 62770.04 | 8613.155 | 29353.31 | 0 | 0.4352 | 0 | 0 | 300202900 | 11722490 | 288480200 | 2884.802 | 84524.6986 | 0 | 56.3295 | 77.7135 | 44379.8133
MsrNResSpltPkgAC-65to134-S13 | PreNResSpltPkgAC-65to-PEYes | Nrs | 2003 | CZ10 | cDXGF | 0 | DXSZCap | 98.8645 | 60654.58 | 892649 | 991172.3889 | 187871.8 | 0 | 419568.6 | 9.71 | 225193.4 | 0 | 916.1569 | 59085.63 | 8736.919 | 28388.94 | 0 | 3.6911 | 0 | 0 | 347980100 | 11722490 | 336257300 | 3362.573 | 98523.3889 | 0 | 56.3295 | 77.7135 | 44379.8138
MsrNResSpltPkgAC-65to134-S13 | PreNResSpltPkgAC-65to-PEYes | Nrs | 2003 | CZ11 | cDXGF | 0 | DXSZCap | 100.0093 | 60654.58 | 890612.6 | 1044353.216 | 187871.8 | 0 | 419568.6 | 95.2423 | 216896.4 | 0 | 1702.673 | 64444.53 | 14962.29 | 28158.89 | 0 | 33.5275 | 0 | 0 | 536434600 | 11722490 | 524712000 | 5247.12 | 153740.616 | 0 | 56.3295 | 77.7135 | 44379.8144
MsrNResSpltPkgAC-65to134-S13 | PreNResSpltPkgAC-65to-PEYes | Nrs | 2003 | CZ12 | cDXGF | 0 | DXSZCap | 98.3821 | 60654.58 | 850979.8 | 1008234.7752 | 187871.8 | 0 | 419568.6 | 74.4601 | 183618.2 | 0 | 1554.734 | 58261.55 | 12540.26 | 22492.86 | 0 | 30.3571 | 0 | 0 | 548429100 | 11722490 | 536706400 | 5367.064 | 157254.9752 | 0 | 56.3295 | 77.7135 | 44379.8149
MsrNResSpltPkgAC-65to134-S13 | PreNResSpltPkgAC-65to-PEYes | Nrs | 2003 | CZ13 | cDXGF | 0 | DXSZCap | 100.3065 | 60654.58 | 908799.7 | 1040450.6651 | 187871.8 | 0 | 419568.6 | 21.3323 | 240193.3 | 0 | 1486.598 | 59648.86 | 10333.65 | 29275.92 | 0 | 8.9415 | 0 | 0 | 461043400 | 11722490 | 449320700 | 4493.207 | 131650.9651 | 0 | 56.3295 | 77.7135 | 44379.8154
MsrNResSpltPkgAC-65to134-S13 | PreNResSpltPkgAC-65to-PEYes | Nrs | 2003 | CZ14 | cDXGF | 0 | DXSZCap | 100.5016 | 60654.58 | 890280.9 | 1052250.9777 | 187871.8 | 0 | 419568.6 | 526.4942 | 216091.7 | 0 | 1775.583 | 64322.04 | 14353.47 | 29172.29 | 0 | 124.5008 | 0 | 0 | 564521500 | 11722490 | 552798900 | 5527.989 | 161970.0777 | 0 | 56.3295 | 77.7135 | 44379.816
MsrNResSpltPkgAC-65to134-S13 | PreNResSpltPkgAC-65to-PEYes | Nrs | 2003 | CZ15 | cDXGF | 0 | DXSZCap | 113.2988 | 60654.58 | 1053532 | 1094949.7768 | 187871.8 | 0 | 419568.6 | 0 | 377873.2 | 0 | 425.0484 | 67794.03 | 5733.982 | 45580.7 | 0 | 0 | 0 | 0 | 153080300 | 11722490 | 141357600 | 1413.576 | 41417.7768 | 0 | 56.3295 | 77.7135 | 44379.8165
MsrNResSpltPkgAC-65to134-S13 | PreNResSpltPkgAC-65to-PEYes | Nrs | 2003 | CZ16 | cDXGF | 0 | DXSZCap | 96.8916 | 60654.58 | 788375.2 | 1110564.739 | 187871.8 | 0 | 419568.6 | 10840.47 | 106279.9 | 0 | 3047.352 | 55907.93 | 19958.23 | 14248.1 | 0 | 4859.174 | 0 | 0 | 1111346000 | 11722490 | 1099623000 | 10996.23 | 322189.539 | 0 | 56.3295 | 77.7135 | 44379.817
MsrNResSpltPkgAC-65to134-S13 | PreNResSpltPkgAC-65to-PEYes | Nrs | 2007 | CZ01 | cDXGF | 0 | DXSZCap | 96.3056 | 60654.58 | 725345.4 | 1001455.5615 | 187871.8 | 0 | 419568.6 | 330.3055 | 61980.1 | 0 | 2604.318 | 52863.78 | 21924.34 | 4552.269 | 0 | 126.5959 | 0 | 0 | 954078100 | 11722490 | 942355500 | 9423.555 | 276110.1615 | 0 | 56.3295 | 77.7135 | 44379.8176
MsrNResSpltPkgAC-65to134-S13 | PreNResSpltPkgAC-65to-PEYes | Nrs | 2007 | CZ02 | cDXGF | 0 | DXSZCap | 97.0816 | 60654.58 | 793168.7 | 985485.5495 | 187871.8 | 0 | 419568.6 | 135.7404 | 127356.3 | 0 | 1898.391 | 56284.37 | 15042.98 | 16894.51 | 0 | 53.2023 | 0 | 0 | 668094300 | 11722490 | 656371500 | 6563.715 | 192316.8495 | 0 | 56.3295 | 77.7135 | 44379.8181
MsrNResSpltPkgAC-65to134-S13 | PreNResSpltPkgAC-65to-PEYes | Nrs | 2007 | CZ03 | cDXGF | 0 | DXSZCap | 101.3875 | 60654.58 | 787628.1 | 939693.1955 | 187871.8 | 0 | 419568.6 | 113.6987 | 120378.2 | 0 | 1100.305 | 58555.75 | 14537.03 | 14492.88 | 0 | 39.8989 | 0 | 0 | 530716300 | 11722490 | 518993500 | 5189.935 | 152065.0955 | 0 | 56.3295 | 77.7135 | 44379.8186
MsrNResSpltPkgAC-65to134-S13 | PreNResSpltPkgAC-65to-PEYes | Nrs | 2007 | CZ04 | cDXGF | 0 | DXSZCap | 102.733 | 60654.58 | 840929.8 | 969502.2141 | 187871.8 | 0 | 419568.6 | 82.8214 | 171123.7 | 0 | 1135.568 | 61118.62 | 11714.1 | 23070.85 | 0 | 28.6658 | 0 | 0 | 450536400 | 11722490 | 438813700 | 4388.137 | 128572.4141 | 0 | 56.3295 | 77.7135 | 44379.8191
MsrNResSpltPkgAC-65to134-S13 | PreNResSpltPkgAC-65to-PEYes | Nrs | 2007 | CZ05 | cDXGF | 0 | DXSZCap | 101.1805 | 60654.58 | 802687.1 | 955050.4109 | 187871.8 | 0 | 419568.6 | 143.7961 | 129157.3 | 0 | 1263.983 | 64640.22 | 17918.55 | 17608.04 | 0 | 41.4167 | 0 | 0 | 531734200 | 11722490 | 520011300 | 5200.113 | 152363.3109 | 0 | 56.3295 | 77.7135 | 44379.8197
MsrNResSpltPkgAC-65to134-S13 | PreNResSpltPkgAC-65to-PEYes | Nrs | 2007 | CZ06 | cDXGF | 0 | DXSZCap | 103.6993 | 60654.58 | 869128.3 | 942819.0599 | 187871.8 | 0 | 419568.6 | 0 | 199232.8 | 0 | 423.5266 | 62031.6 | 8255.506 | 28861.55 | 0 | 0 | 0 | 0 | 263227000 | 11722490 | 251504300 | 2515.043 | 73690.7599 | 0 | 56.3295 | 77.7135 | 44379.8202
MsrNResSpltPkgAC-65to134-S13 | PreNResSpltPkgAC-65to-PEYes | Nrs | 2007 | CZ07 | cDXGF | 0 | DXSZCap | 103.1074 | 60654.58 | 858226.6 | 912526.0632 | 187871.8 | 0 | 419568.6 | 0 | 183280.5 | 0 | 208.9598 | 67296.8 | 9747.281 | 28631.09 | 0 | 0 | 0 | 0 | 197045100 | 11722490 | 185322400 | 1853.224 | 54299.4632 | 0 | 56.3295 | 77.7135 | 44379.8207
MsrNResSpltPkgAC-65to134-S13 | PreNResSpltPkgAC-65to-PEYes | Nrs | 2007 | CZ08 | cDXGF | 0 | DXSZCap | 104.8592 | 60654.58 | 898123.6 | 967246.5192 | 187871.8 | 0 | 419568.6 | 0 | 226943.2 | 0 | 461.5197 | 63278.68 | 7504.695 | 31712.31 | 0 | 0 | 0 | 0 | 247637100 | 11722490 | 235914400 | 2359.144 | 69122.9192 | 0 | 56.3295 | 77.7135 | 44379.8212
MsrNResSpltPkgAC-65to134-S13 | PreNResSpltPkgAC-65to-PEYes | Nrs | 2007 | CZ09 | cDXGF | 0 | DXSZCap | 107.2518 | 60654.58 | 894050.6 | 978575.2986 | 187871.8 | 0 | 419568.6 | 3.4953 | 223159.4 | 0 | 676.9656 | 62770.04 | 8613.155 | 29353.31 | 0 | 0.43886 | 0 | 0 | 300202900 | 11722490 | 288480200 | 2884.802 | 84524.6986 | 0 | 56.3295 | 77.7135 | 44379.8218
MsrNResSpltPkgAC-65to134-S13 | PreNResSpltPkgAC-65to-PEYes | Nrs | 2007 | CZ10 | cDXGF | 0 | DXSZCap | 98.8088 | 60654.58 | 872950.8 | 970294.6588 | 187871.8 | 0 | 419568.6 | 8.8309 | 205491.8 | 0 | 915.6413 | 59090.79 | 8640.769 | 28406.85 | 0 | 3.641 | 0 | 0 | 343954400 | 11722490 | 332231600 | 3322.316 | 97343.8588 | 0 | 56.3295 | 77.7135 | 44379.8223
MsrNResSpltPkgAC-65to134-S13 | PreNResSpltPkgAC-65to-PEYes | Nrs | 2007 | CZ11 | cDXGF | 0 | DXSZCap | 99.929 | 60654.58 | 871969.1 | 1023092.5814 | 187871.8 | 0 | 419568.6 | 87.1125 | 198261 | 0 | 1701.31 | 64445.75 | 14787.36 | 28170.64 | 0 | 33.3048 | 0 | 0 | 527502500 | 11722490 | 515779800 | 5157.798 | 151123.4814 | 0 | 56.3295 | 77.7135 | 44379.8228
MsrNResSpltPkgAC-65to134-S13 | PreNResSpltPkgAC-65to-PEYes | Nrs | 2007 | CZ12 | cDXGF | 0 | DXSZCap | 98.3408 | 60654.58 | 834473.1 | 989375.9884 | 187871.8 | 0 | 419568.6 | 67.9965 | 167115.9 | 0 | 1554.075 | 58264.7 | 12358.88 | 22505.05 | 0 | 30.0998 | 0 | 0 | 540401600 | 11722490 | 528678800 | 5286.788 | 154902.8884 | 0 | 56.3295 | 77.7135 | 44379.8233
MsrNResSpltPkgAC-65to134-S13 | PreNResSpltPkgAC-65to-PEYes | Nrs | 2007 | CZ13 | cDXGF | 0 | DXSZCap | 100.2198 | 60654.58 | 888016.6 | 1017546.4502 | 187871.8 | 0 | 419568.6 | 19.4124 | 219420.2 | 0 | 1485.312 | 59642.32 | 10187.69 | 29268.92 | 0 | 8.8267 | 0 | 0 | 453804200 | 11722490 | 442081400 | 4420.814 | 129529.8502 | 0 | 56.3295 | 77.7135 | 44379.8238
MsrNResSpltPkgAC-65to134-S13 | PreNResSpltPkgAC-65to-PEYes | Nrs | 2007 | CZ14 | cDXGF | 0 | DXSZCap | 100.4167 | 60654.58 | 871631.6 | 1031117.5944 | 187871.8 | 0 | 419568.6 | 482.9288 | 197496.4 | 0 | 1774.076 | 64322.88 | 14193.34 | 29179.22 | 0 | 114.6664 | 0 | 0 | 556043500 | 11722490 | 544320800 | 5443.208 | 159485.9944 | 0 | 56.3295 | 77.7135 | 44379.8244
MsrNResSpltPkgAC-65to134-S13 | PreNResSpltPkgAC-65to-PEYes | Nrs | 2007 | CZ15 | cDXGF | 0 | DXSZCap | 113.1121 | 60654.58 | 1022640 | 1063492.5798 | 187871.8 | 0 | 419568.6 | 0 | 346981.7 | 0 | 424.3486 | 67793.63 | 5680.504 | 45588.16 | 0 | 0 | 0 | 0 | 151151300 | 11722490 | 139428600 | 1394.286 | 40852.5798 | 0 | 56.3295 | 77.7135 | 44379.8249
MsrNResSpltPkgAC-65to134-S13 | PreNResSpltPkgAC-65to-PEYes | Nrs | 2007 | CZ16 | cDXGF | 0 | DXSZCap | 96.8874 | 60654.58 | 776878.5 | 1093960.17 | 187871.8 | 0 | 419568.6 | 9839.214 | 96088.69 | 0 | 3047.226 | 55895.52 | 19714.77 | 14259.44 | 0 | 4567.365 | 0 | 0 | 1093912000 | 11722490 | 1082190000 | 10821.9 | 317081.67 | 0 | 56.3295 | 77.7135 | 44379.8254
MsrNResSpltPkgAC-65to134-S13 | PreNResSpltPkgAC-65to-PEYes | Nrs | 2011 | CZ01 | cDXGF | 0 | DXSZCap | 96.3056 | 60654.58 | 725345.4 | 1001455.5615 | 187871.8 | 0 | 419568.6 | 330.3055 | 61980.1 | 0 | 2604.318 | 52863.78 | 21924.34 | 4552.269 | 0 | 126.5959 | 0 | 0 | 954078100 | 11722490 | 942355500 | 9423.555 | 276110.1615 | 0 | 56.3295 | 77.7135 | 44379.8259
MsrNResSpltPkgAC-65to134-S13 | PreNResSpltPkgAC-65to-PEYes | Nrs | 2011 | CZ02 | cDXGF | 0 | DXSZCap | 96.8095 | 60654.58 | 796873.9 | 978964.9909 | 187871.8 | 0 | 419568.6 | 29.9391 | 131120.2 | 0 | 1893.068 | 56378.93 | 14314.69 | 17162.59 | 0 | 11.2236 | 0 | 0 | 633194200 | 11722490 | 621471300 | 6214.713 | 182091.0909 | 0 | 56.3295 | 77.7135 | 44379.8265
MsrNResSpltPkgAC-65to134-S13 | PreNResSpltPkgAC-65to-PEYes | Nrs | 2011 | CZ03 | cDXGF | 0 | DXSZCap | 101.3818 | 60654.58 | 788030.9 | 938039.575 | 187871.8 | 0 | 419568.6 | 110.623 | 120764.5 | 0 | 1100.242 | 58576.4 | 14360.08 | 14532.18 | 0 | 38.7821 | 0 | 0 | 523697900 | 11722490 | 511975000 | 5119.75 | 150008.675 | 0 | 56.3295 | 77.7135 | 44379.827
MsrNResSpltPkgAC-65to134-S13 | PreNResSpltPkgAC-65to-PEYes | Nrs | 2011 | CZ04 | cDXGF | 0 | DXSZCap | 102.059 | 60654.58 | 844971.9 | 964094.3609 | 187871.8 | 0 | 419568.6 | 8.4126 | 175300.6 | 0 | 1128.113 | 61090.75 | 10941.64 | 23399.7 | 0 | 3.5662 | 0 | 0 | 418284100 | 11722490 | 406561300 | 4065.613 | 119122.4609 | 0 | 56.3295 | 77.7135 | 44379.8275
MsrNResSpltPkgAC-65to134-S13 | PreNResSpltPkgAC-65to-PEYes | Nrs | 2011 | CZ05 | cDXGF | 0 | DXSZCap | 101.1805 | 60654.58 | 802687.1 | 955050.4109 | 187871.8 | 0 | 419568.6 | 143.7961 | 129157.3 | 0 | 1263.983 | 64640.22 | 17918.55 | 17608.04 | 0 | 41.4167 | 0 | 0 | 531734200 | 11722490 | 520011300 | 5200.113 | 152363.3109 | 0 | 56.3295 | 77.7135 | 44379.8281
MsrNResSpltPkgAC-65to134-S13 | PreNResSpltPkgAC-65to-PEYes | Nrs | 2011 | CZ06 | cDXGF | 0 | DXSZCap | 103.6993 | 60654.58 | 869128.3 | 942819.0599 | 187871.8 | 0 | 419568.6 | 0 | 199232.8 | 0 | 423.5266 | 62031.6 | 8255.506 | 28861.55 | 0 | 0 | 0 | 0 | 263227000 | 11722490 | 251504300 | 2515.043 | 73690.7599 | 0 | 56.3295 | 77.7135 | 44379.8286
MsrNResSpltPkgAC-65to134-S13 | PreNResSpltPkgAC-65to-PEYes | Nrs | 2011 | CZ07 | cDXGF | 0 | DXSZCap | 103.0955 | 60654.58 | 858433.5 | 911992.5522 | 187871.8 | 0 | 419568.6 | 0 | 183478 | 0 | 208.9358 | 67306.41 | 9661.454 | 28669.09 | 0 | 0 | 0 | 0 | 194518000 | 11722490 | 182795400 | 1827.954 | 53559.0522 | 0 | 56.3295 | 77.7135 | 44379.8291
MsrNResSpltPkgAC-65to134-S13 | PreNResSpltPkgAC-65to-PEYes | Nrs | 2011 | CZ08 | cDXGF | 0 | DXSZCap | 104.8397 | 60654.58 | 897981.1 | 966273.8623 | 187871.8 | 0 | 419568.6 | 0 | 226800.4 | 0 | 461.4346 | 63278.97 | 7426.08 | 31728.84 | 0 | 0 | 0 | 0 | 244803900 | 11722490 | 233081100 | 2330.811 | 68292.7623 | 0 | 56.3295 | 77.7135 | 44379.8296
MsrNResSpltPkgAC-65to134-S13 | PreNResSpltPkgAC-65to-PEYes | Nrs | 2011 | CZ09 | cDXGF | 0 | DXSZCap | 106.0107 | 60654.58 | 895318.1 | 971042.2506 | 187871.8 | 0 | 419568.6 | 0 | 224609.5 | 0 | 669.1298 | 62598.85 | 7796.045 | 29635.53 | 0 | 0 | 0 | 0 | 270167000 | 11722490 | 258444200 | 2584.442 | 75724.1506 | 0 | 56.3295 | 77.7135 | 44379.8302
MsrNResSpltPkgAC-65to134-S13 | PreNResSpltPkgAC-65to-PEYes | Nrs | 2011 | CZ10 | cDXGF | 0 | DXSZCap | 98.2572 | 60654.58 | 873853.3 | 966344.9616 | 187871.8 | 0 | 419568.6 | 0.16841 | 206440.6 | 0 | 910.5278 | 59061.53 | 8267.283 | 28551.47 | 0 | 0.06406 | 0 | 0 | 327394000 | 11722490 | 315671200 | 3156.712 | 92491.6616 | 0 | 56.3295 | 77.7135 | 44379.8307
MsrNResSpltPkgAC-65to134-S13 | PreNResSpltPkgAC-65to-PEYes | Nrs | 2011 | CZ11 | cDXGF | 0 | DXSZCap | 99.2593 | 60654.58 | 872454.9 | 1013989.0481 | 187871.8 | 0 | 419568.6 | 12.4645 | 198924.3 | 0 | 1689.908 | 64383.2 | 14150.6 | 28318.4 | 0 | 4.82 | 0 | 0 | 494774400 | 11722490 | 483051700 | 4830.517 | 141534.1481 | 0 | 56.3295 | 77.7135 | 44379.8312
MsrNResSpltPkgAC-65to134-S13 | PreNResSpltPkgAC-65to-PEYes | Nrs | 2011 | CZ12 | cDXGF | 0 | DXSZCap | 97.8108 | 60654.58 | 836521.9 | 982635.726 | 187871.8 | 0 | 419568.6 | 8.9259 | 169286.7 | 0 | 1545.709 | 58236.29 | 11754.09 | 22671.12 | 0 | 3.921 | 0 | 0 | 510404900 | 11722490 | 498682000 | 4986.82 | 146113.826 | 0 | 56.3295 | 77.7135 | 44379.8317
MsrNResSpltPkgAC-65to134-S13 | PreNResSpltPkgAC-65to-PEYes | Nrs | 2011 | CZ13 | cDXGF | 0 | DXSZCap | 99.5074 | 60654.58 | 887521.1 | 1009379.4191 | 187871.8 | 0 | 419568.6 | 0.24023 | 219056.5 | 0 | 1474.762 | 59549 | 9659.797 | 29335.88 | 0 | 0.10141 | 0 | 0 | 427621200 | 11722490 | 415898700 | 4158.987 | 121858.3191 | 0 | 56.3295 | 77.7135 | 44379.8323
MsrNResSpltPkgAC-65to134-S13 | PreNResSpltPkgAC-65to-PEYes | Nrs | 2011 | CZ14 | cDXGF | 0 | DXSZCap | 99.691 | 60654.58 | 871781.6 | 1022168.0399 | 187871.8 | 0 | 419568.6 | 99.2328 | 198207.2 | 0 | 1761.254 | 64256.9 | 13595.62 | 29318.2 | 0 | 16.7516 | 0 | 0 | 524986900 | 11722490 | 513264300 | 5132.643 | 150386.4399 | 0 | 56.3295 | 77.7135 | 44379.8328
MsrNResSpltPkgAC-65to134-S13 | PreNResSpltPkgAC-65to-PEYes | Nrs | 2011 | CZ15 | cDXGF | 0 | DXSZCap | 110.8946 | 60654.58 | 1012794 | 1049937.2584 | 187871.8 | 0 | 419568.6 | 0 | 337423.1 | 0 | 416.0283 | 67514.05 | 5323.673 | 45613.15 | 0 | 0 | 0 | 0 | 138491500 | 11722490 | 126768800 | 1267.688 | 37143.2584 | 0 | 56.3295 | 77.7135 | 44379.8334
MsrNResSpltPkgAC-65to134-S13 | PreNResSpltPkgAC-65to-PEYes | Nrs | 2011 | CZ16 | cDXGF | 0 | DXSZCap | 96.6544 | 60654.58 | 772526.9 | 1071357.6 | 187871.8 | 0 | 419568.6 | 4958.218 | 99245.17 | 0 | 3039.882 | 55663.41 | 18530.97 | 14466.11 | 0 | 2179.95 | 0 | 0 | 1031623000 | 11722490 | 1019900000 | 10199 | 298830.7 | 0 | 56.3295 | 77.7135 | 44379.8339
MsrNResSpltPkgAC-65to134-S13 | PreNResSpltPkgAC-65to-PEYes | Nrs | 2015 | CZ01 | cDXGF | 0 | DXSZCap | 95.8929 | 60654.58 | 715814.3 | 991839.0227 | 183299.1 | 0 | 419568.6 | 23.3844 | 57685.58 | 0 | 2593.163 | 52633.27 | 21880.31 | 4370.74 | 0 | 10.9426 | 0 | 0 | 953786500 | 11722490 | 942063900 | 9420.639 | 276024.7227 | 0 | 55.2236 | 77.7135 | 44379.8344
MsrNResSpltPkgAC-65to134-S13 | PreNResSpltPkgAC-65to-PEYes | Nrs | 2015 | CZ02 | cDXGF | 0 | DXSZCap | 95.993 | 60654.58 | 778664.8 | 960724.7157 | 183299.1 | 0 | 419568.6 | 0 | 118287.8 | 0 | 1877.101 | 55631.82 | 14245 | 16410.12 | 0 | 0 | 0 | 0 | 633087700 | 11722490 | 621364900 | 6213.649 | 182059.9157 | 0 | 55.2236 | 77.7135 | 44379.8349
MsrNResSpltPkgAC-65to134-S13 | PreNResSpltPkgAC-65to-PEYes | Nrs | 2015 | CZ03 | cDXGF | 0 | DXSZCap | 95.9567 | 60654.58 | 753820.6 | 906353.5286 | 183299.1 | 0 | 419568.6 | 0.67968 | 95087.37 | 0 | 1041.37 | 54823.07 | 14370.66 | 12071.98 | 0 | 0.31043 | 0 | 0 | 532312900 | 11722490 | 520590200 | 5205.902 | 152532.9286 | 0 | 55.2236 | 77.7135 | 44379.8355
MsrNResSpltPkgAC-65to134-S13 | PreNResSpltPkgAC-65to-PEYes | Nrs | 2015 | CZ04 | cDXGF | 0 | DXSZCap | 95.9799 | 60654.58 | 800430.7 | 920947.6944 | 183299.1 | 0 | 419568.6 | 0 | 139853.3 | 0 | 1060.928 | 56648.3 | 10870.85 | 20327.27 | 0 | 0 | 0 | 0 | 423043500 | 11722490 | 411320800 | 4113.208 | 120516.9944 | 0 | 55.2236 | 77.7135 | 44379.836
MsrNResSpltPkgAC-65to134-S13 | PreNResSpltPkgAC-65to-PEYes | Nrs | 2015 | CZ05 | cDXGF | 0 | DXSZCap | 95.9441 | 60654.58 | 765473.1 | 920877.6923 | 183299.1 | 0 | 419568.6 | 0.014469 | 100576.9 | 0 | 1198.566 | 60829.31 | 18062.42 | 14760.01 | 0 | 0.0035283 | 0 | 0 | 542114000 | 11722490 | 530391100 | 5303.911 | 155404.5923 | 0 | 55.2236 | 77.7135 | 44379.8365
MsrNResSpltPkgAC-65to134-S13 | PreNResSpltPkgAC-65to-PEYes | Nrs | 2015 | CZ06 | cDXGF | 0 | DXSZCap | 96.0878 | 60654.58 | 814863.6 | 891299.389 | 183299.1 | 0 | 419568.6 | 0 | 154960.5 | 0 | 392.4401 | 56642.52 | 8399.26 | 24793.61 | 0 | 0 | 0 | 0 | 272595700 | 11722490 | 260873000 | 2608.73 | 76435.789 | 0 | 55.2236 | 77.7135 | 44379.837
MsrNResSpltPkgAC-65to134-S13 | PreNResSpltPkgAC-65to-PEYes | Nrs | 2015 | CZ07 | cDXGF | 0 | DXSZCap | 96.035 | 60654.58 | 809090.9 | 865531.7244 | 183299.1 | 0 | 419568.6 | 0 | 143699.3 | 0 | 194.6269 | 62328.67 | 10093.91 | 24790.57 | 0 | 0 | 0 | 0 | 204353500 | 11722490 | 192630800 | 1926.308 | 56440.8244 | 0 | 55.2236 | 77.7135 | 44379.8376
MsrNResSpltPkgAC-65to134-S13 | PreNResSpltPkgAC-65to-PEYes | Nrs | 2015 | CZ08 | cDXGF | 0 | DXSZCap | 96.3092 | 60654.58 | 839031.8 | 909390.769 | 183299.1 | 0 | 419568.6 | 0 | 178187.5 | 0 | 423.8888 | 57552.63 | 7470.399 | 27613.08 | 0 | 0 | 0 | 0 | 251855700 | 11722490 | 240133000 | 2401.33 | 70358.969 | 0 | 55.2236 | 77.7135 | 44379.8381
MsrNResSpltPkgAC-65to134-S13 | PreNResSpltPkgAC-65to-PEYes | Nrs | 2015 | CZ09 | cDXGF | 0 | DXSZCap | 97.7716 | 60654.58 | 833833.7 | 911846.2099 | 183299.1 | 0 | 419568.6 | 0 | 173154.6 | 0 | 617.1264 | 57194.29 | 7844.257 | 25960.34 | 0 | 0 | 0 | 0 | 277977000 | 11722490 | 266254300 | 2662.543 | 78012.5099 | 0 | 55.2236 | 77.7135 | 44379.8386
MsrNResSpltPkgAC-65to134-S13 | PreNResSpltPkgAC-65to-PEYes | Nrs | 2015 | CZ10 | cDXGF | 0 | DXSZCap | 96.7175 | 60654.58 | 846387.4 | 939792.284 | 183299.1 | 0 | 419568.6 | 0 | 184837.3 | 0 | 896.2578 | 57785.94 | 8307.984 | 27366.75 | 0 | 0 | 0 | 0 | 330510800 | 11722490 | 318788000 | 3187.88 | 93404.884 | 0 | 55.2236 | 77.7135 | 44379.8391
MsrNResSpltPkgAC-65to134-S13 | PreNResSpltPkgAC-65to-PEYes | Nrs | 2015 | CZ11 | cDXGF | 0 | DXSZCap | 97.3867 | 60654.58 | 846163.9 | 986219.9217 | 183299.1 | 0 | 419568.6 | 0 | 178497 | 0 | 1658.023 | 63140.98 | 14042.91 | 27281.71 | 0 | 0 | 0 | 0 | 489729500 | 11722490 | 478006900 | 4780.069 | 140056.0217 | 0 | 55.2236 | 77.7135 | 44379.8397
MsrNResSpltPkgAC-65to134-S13 | PreNResSpltPkgAC-65to-PEYes | Nrs | 2015 | CZ12 | cDXGF | 0 | DXSZCap | 96.4475 | 60654.58 | 813566.9 | 959349.5481 | 183299.1 | 0 | 419568.6 | 0 | 152064.4 | 0 | 1524.161 | 57110.02 | 11672.71 | 21685.41 | 0 | 0 | 0 | 0 | 509274500 | 11722490 | 497551700 | 4975.517 | 145782.6481 | 0 | 55.2236 | 77.7135 | 44379.8402
MsrNResSpltPkgAC-65to134-S13 | PreNResSpltPkgAC-65to-PEYes | Nrs | 2015 | CZ13 | cDXGF | 0 | DXSZCap | 97.6364 | 60654.58 | 858986.8 | 980291.437 | 183299.1 | 0 | 419568.6 | 0 | 196357.4 | 0 | 1447.036 | 58314.64 | 9592 | 28267.06 | 0 | 0 | 0 | 0 | 425731700 | 11722490 | 414009000 | 4140.09 | 121304.637 | 0 | 55.2236 | 77.7135 | 44379.8407
MsrNResSpltPkgAC-65to134-S13 | PreNResSpltPkgAC-65to-PEYes | Nrs | 2015 | CZ14 | cDXGF | 0 | DXSZCap | 97.8811 | 60654.58 | 843605.3 | 993699.824 | 183299.1 | 0 | 419568.6 | 0.11908 | 175969.3 | 0 | 1729.288 | 63038.82 | 13612.23 | 28135.12 | 0 | 0.027358 | 0 | 0 | 523990700 | 11722490 | 512268000 | 5122.68 | 150094.524 | 0 | 55.2236 | 77.7135 | 44379.8412
MsrNResSpltPkgAC-65to134-S13 | PreNResSpltPkgAC-65to-PEYes | Nrs | 2015 | CZ15 | cDXGF | 0 | DXSZCap | 107.8287 | 60654.58 | 970388.9 | 1008102.8638 | 183299.1 | 0 | 419568.6 | 0 | 300992.4 | 0 | 404.5269 | 66123.86 | 5405.529 | 44333.93 | 0 | 0 | 0 | 0 | 140439200 | 11722490 | 128716600 | 1287.166 | 37713.9638 | 0 | 55.2236 | 77.7135 | 44379.8418
MsrNResSpltPkgAC-65to134-S13 | PreNResSpltPkgAC-65to-PEYes | Nrs | 2015 | CZ16 | cDXGF | 0 | DXSZCap | 95.9817 | 60654.58 | 751519.9 | 1047492.385 | 183299.1 | 0 | 419568.6 | 1401.582 | 88939.5 | 0 | 3018.732 | 54797.97 | 18201.04 | 13779.88 | 0 | 493.7296 | 0 | 0 | 1021868000 | 11722490 | 1010145000 | 10101.45 | 295972.485 | 0 | 55.2236 | 77.7135 | 44379.8423
MsrNResSpltPkgAC-65to134-S13 | PreNResSpltPkgAC-65to-PEYes | Nrs | 2017 | CZ01 | cDXGF | 0 | DXSZCap | 95.8925 | 60654.58 | 707345.1 | 985742.9762 | 173775 | 0 | 419568.6 | 21.7462 | 58688.61 | 0 | 2593.154 | 52687.63 | 21899.73 | 4408.383 | 0 | 10.1917 | 0 | 0 | 961885800 | 11722490 | 950163400 | 9501.634 | 278397.8762 | 0 | 53.2311 | 77.7135 | 44379.8428
MsrNResSpltPkgAC-65to134-S13 | PreNResSpltPkgAC-65to-PEYes | Nrs | 2017 | CZ02 | cDXGF | 0 | DXSZCap | 95.9896 | 60654.58 | 768895.4 | 955280.5524 | 173775 | 0 | 419568.6 | 0 | 118066 | 0 | 1877.032 | 55608.34 | 14506.81 | 16263.08 | 0 | 0 | 0 | 0 | 647849700 | 11722490 | 636126800 | 6361.268 | 186385.1524 | 0 | 53.2311 | 77.7135 | 44379.8434
MsrNResSpltPkgAC-65to134-S13 | PreNResSpltPkgAC-65to-PEYes | Nrs | 2017 | CZ03 | cDXGF | 0 | DXSZCap | 95.9552 | 60654.58 | 744344.1 | 901604.2613 | 173775 | 0 | 419568.6 | 0.61986 | 95144.66 | 0 | 1041.353 | 54812.96 | 14749.58 | 11900.14 | 0 | 0.28381 | 0 | 0 | 548447000 | 11722490 | 536724100 | 5367.241 | 157260.1613 | 0 | 53.2311 | 77.7135 | 44379.8439
MsrNResSpltPkgAC-65to134-S13 | PreNResSpltPkgAC-65to-PEYes | Nrs | 2017 | CZ04 | cDXGF | 0 | DXSZCap | 95.9775 | 60654.58 | 790431.4 | 914096.0055 | 173775 | 0 | 419568.6 | 0 | 139416.2 | 0 | 1060.896 | 56610.41 | 11123.25 | 20152.33 | 0 | 0 | 0 | 0 | 433786300 | 11722490 | 422063500 | 4220.635 | 123664.6055 | 0 | 53.2311 | 77.7135 | 44379.8444
MsrNResSpltPkgAC-65to134-S13 | PreNResSpltPkgAC-65to-PEYes | Nrs | 2017 | CZ05 | cDXGF | 0 | DXSZCap | 95.9408 | 60654.58 | 756316.3 | 914537.6478 | 173775 | 0 | 419568.6 | 0 | 100934.3 | 0 | 1198.528 | 60839.49 | 18244.3 | 14644.85 | 0 | 0 | 0 | 0 | 551727500 | 11722490 | 540004600 | 5400.046 | 158221.3478 | 0 | 53.2311 | 77.7135 | 44379.8449
MsrNResSpltPkgAC-65to134-S13 | PreNResSpltPkgAC-65to-PEYes | Nrs | 2017 | CZ06 | cDXGF | 0 | DXSZCap | 96.0766 | 60654.58 | 804844.7 | 882085.8581 | 173775 | 0 | 419568.6 | 0 | 154470.6 | 0 | 392.3946 | 56638.05 | 8496.345 | 24579.95 | 0 | 0 | 0 | 0 | 275344400 | 11722490 | 263621700 | 2636.217 | 77241.1581 | 0 | 53.2311 | 77.7135 | 44379.8455
MsrNResSpltPkgAC-65to134-S13 | PreNResSpltPkgAC-65to-PEYes | Nrs | 2017 | CZ07 | cDXGF | 0 | DXSZCap | 96.0297 | 60654.58 | 799128.8 | 857091.0562 | 173775 | 0 | 419568.6 | 0 | 143276.6 | 0 | 194.6159 | 62313.88 | 10296.35 | 24566.06 | 0 | 0 | 0 | 0 | 209546100 | 11722490 | 197823400 | 1978.234 | 57962.2562 | 0 | 53.2311 | 77.7135 | 44379.846
MsrNResSpltPkgAC-65to134-S13 | PreNResSpltPkgAC-65to-PEYes | Nrs | 2017 | CZ08 | cDXGF | 0 | DXSZCap | 96.2751 | 60654.58 | 828297.4 | 900053.686 | 173775 | 0 | 419568.6 | 0 | 177019.8 | 0 | 423.7377 | 57509.86 | 7602.224 | 27404.89 | 0 | 0 | 0 | 0 | 256624700 | 11722490 | 244902000 | 2449.02 | 71756.286 | 0 | 53.2311 | 77.7135 | 44379.8465
MsrNResSpltPkgAC-65to134-S13 | PreNResSpltPkgAC-65to-PEYes | Nrs | 2017 | CZ09 | cDXGF | 0 | DXSZCap | 97.5154 | 60654.58 | 823349.4 | 903584.4321 | 173775 | 0 | 419568.6 | 0 | 172223.9 | 0 | 615.5102 | 57165.82 | 8063.271 | 25791.38 | 0 | 0 | 0 | 0 | 285562400 | 11722490 | 273839700 | 2738.397 | 80235.0321 | 0 | 53.2311 | 77.7135 | 44379.847
MsrNResSpltPkgAC-65to134-S13 | PreNResSpltPkgAC-65to-PEYes | Nrs | 2017 | CZ10 | cDXGF | 0 | DXSZCap | 96.6068 | 60654.58 | 835746.4 | 931383.5924 | 173775 | 0 | 419568.6 | 0 | 183768.7 | 0 | 895.2329 | 57738.84 | 8486.754 | 27182.78 | 0 | 0 | 0 | 0 | 338129600 | 11722490 | 326406800 | 3264.068 | 95637.1924 | 0 | 53.2311 | 77.7135 | 44379.8476
MsrNResSpltPkgAC-65to134-S13 | PreNResSpltPkgAC-65to-PEYes | Nrs | 2017 | CZ11 | cDXGF | 0 | DXSZCap | 97.0189 | 60654.58 | 836208.6 | 975388.1415 | 173775 | 0 | 419568.6 | 0 | 178115.7 | 0 | 1651.759 | 63097.04 | 13900.22 | 27181.01 | 0 | 0 | 0 | 0 | 486738200 | 11722490 | 475015500 | 4750.155 | 139179.5415 | 0 | 53.2311 | 77.7135 | 44379.8481
MsrNResSpltPkgAC-65to134-S13 | PreNResSpltPkgAC-65to-PEYes | Nrs | 2017 | CZ12 | cDXGF | 0 | DXSZCap | 96.3563 | 60654.58 | 803337.4 | 951911.5177 | 173775 | 0 | 419568.6 | 0 | 151410.9 | 0 | 1522.716 | 57060.08 | 11814.61 | 21514.11 | 0 | 0 | 0 | 0 | 518801800 | 11722490 | 507078900 | 5070.789 | 148574.1177 | 0 | 53.2311 | 77.7135 | 44379.8486
MsrNResSpltPkgAC-65to134-S13 | PreNResSpltPkgAC-65to-PEYes | Nrs | 2017 | CZ13 | cDXGF | 0 | DXSZCap | 97.4398 | 60654.58 | 848082.9 | 971460.1897 | 173775 | 0 | 419568.6 | 0 | 195049.5 | 0 | 1444.125 | 58245.34 | 9661.967 | 28052.74 | 0 | 0 | 0 | 0 | 432805500 | 11722490 | 421082900 | 4210.829 | 123377.2897 | 0 | 53.2311 | 77.7135 | 44379.8491
MsrNResSpltPkgAC-65to134-S13 | PreNResSpltPkgAC-65to-PEYes | Nrs | 2017 | CZ14 | cDXGF | 0 | DXSZCap | 97.6502 | 60654.58 | 833059.8 | 985240.9821 | 173775 | 0 | 419568.6 | 0.083786 | 174997.1 | 0 | 1725.199 | 62993.35 | 13679.5 | 27965.74 | 0 | 0.018941 | 0 | 0 | 531112400 | 11722490 | 519389700 | 5193.897 | 152181.1821 | 0 | 53.2311 | 77.7135 | 44379.8497
MsrNResSpltPkgAC-65to134-S13 | PreNResSpltPkgAC-65to-PEYes | Nrs | 2017 | CZ15 | cDXGF | 0 | DXSZCap | 107.1114 | 60654.58 | 958120.3 | 996889.6205 | 173775 | 0 | 419568.6 | 0 | 298317.7 | 0 | 401.8364 | 66057.21 | 5515.081 | 44118.81 | 0 | 0 | 0 | 0 | 144041200 | 11722490 | 132318500 | 1323.185 | 38769.3205 | 0 | 53.2311 | 77.7135 | 44379.8502
MsrNResSpltPkgAC-65to134-S13 | PreNResSpltPkgAC-65to-PEYes | Nrs | 2017 | CZ16 | cDXGF | 0 | DXSZCap | 95.9797 | 60654.58 | 741932.8 | 1039236.384 | 173775 | 0 | 419568.6 | 1392.237 | 88924.56 | 0 | 3018.692 | 54763.32 | 18148.61 | 13638.13 | 0 | 490.1243 | 0 | 0 | 1026411000 | 11722490 | 1014688000 | 10146.88 | 297303.584 | 0 | 53.2311 | 77.7135 | 44379.8507
MsrNResSpltPkgAC-65to134-S13 | PreNResSpltPkgAC-65to-PEYes | Nrs | 2020 | CZ01 | cDXGF | 0 | DXSZCap | 95.8925 | 60654.58 | 652621.4 | 951042.193 | 124089.5 | 0 | 419568.6 | 52.1307 | 53917.45 | 0 | 2593.154 | 52376.16 | 23092.16 | 3833.763 | 0 | 24.1815 | 0 | 0 | 1030223000 | 11722490 | 1018501000 | 10185.01 | 298420.793 | 0 | 37.7404 | 77.7135 | 44379.8513
MsrNResSpltPkgAC-65to134-S13 | PreNResSpltPkgAC-65to-PEYes | Nrs | 2020 | CZ02 | cDXGF | 0 | DXSZCap | 95.8925 | 60654.58 | 711836.7 | 911611.0148 | 124089.5 | 0 | 419568.6 | 0.24248 | 111219.4 | 0 | 1875.14 | 55083.43 | 15296.42 | 15257.36 | 0 | 0.091573 | 0 | 0 | 693546400 | 11722490 | 681823600 | 6818.236 | 199774.3148 | 0 | 37.7404 | 77.7135 | 44379.8518
MsrNResSpltPkgAC-65to134-S13 | PreNResSpltPkgAC-65to-PEYes | Nrs | 2020 | CZ03 | cDXGF | 0 | DXSZCap | 95.8925 | 60654.58 | 687850.2 | 858799.6436 | 124089.5 | 0 | 419568.6 | 2.0919 | 88842.9 | 0 | 1040.671 | 54305.19 | 15710.35 | 10713.37 | 0 | 0.96473 | 0 | 0 | 595168000 | 11722490 | 583445200 | 5834.452 | 170949.4436 | 0 | 37.7404 | 77.7135 | 44379.8523
MsrNResSpltPkgAC-65to134-S13 | PreNResSpltPkgAC-65to-PEYes | Nrs | 2020 | CZ04 | cDXGF | 0 | DXSZCap | 95.8925 | 60654.58 | 732693.7 | 866575.1276 | 124089.5 | 0 | 419568.6 | 0 | 131939.9 | 0 | 1059.956 | 56035.46 | 11857.63 | 18975.53 | 0 | 0 | 0 | 0 | 468656000 | 11722490 | 456933200 | 4569.332 | 133881.4276 | 0 | 37.7404 | 77.7135 | 44379.8528
MsrNResSpltPkgAC-65to134-S13 | PreNResSpltPkgAC-65to-PEYes | Nrs | 2020 | CZ05 | cDXGF | 0 | DXSZCap | 95.8925 | 60654.58 | 699458.1 | 870865.2682 | 124089.5 | 0 | 419568.6 | 0.47031 | 94284.22 | 0 | 1197.921 | 60316.84 | 19224.52 | 13317.72 | 0 | 0.14197 | 0 | 0 | 596730200 | 11722490 | 585007400 | 5850.074 | 171407.1682 | 0 | 37.7404 | 77.7135 | 44379.8534
MsrNResSpltPkgAC-65to134-S13 | PreNResSpltPkgAC-65to-PEYes | Nrs | 2020 | CZ06 | cDXGF | 0 | DXSZCap | 95.9031 | 60654.58 | 745981.6 | 830854.2947 | 124089.5 | 0 | 419568.6 | 0 | 145858.8 | 0 | 391.6858 | 56072.72 | 9162.532 | 23240.04 | 0 | 0 | 0 | 0 | 301390500 | 11722490 | 289667900 | 2896.679 | 84872.6947 | 0 | 37.7404 | 77.7135 | 44379.8539
MsrNResSpltPkgAC-65to134-S13 | PreNResSpltPkgAC-65to-PEYes | Nrs | 2020 | CZ07 | cDXGF | 0 | DXSZCap | 95.8925 | 60654.58 | 740576.9 | 805555.3342 | 124089.5 | 0 | 419568.6 | 0 | 134995.7 | 0 | 194.338 | 61728.61 | 11254.53 | 22944.05 | 0 | 0 | 0 | 0 | 233492200 | 11722490 | 221769400 | 2217.694 | 64978.4342 | 0 | 37.7404 | 77.7135 | 44379.8544
MsrNResSpltPkgAC-65to134-S13 | PreNResSpltPkgAC-65to-PEYes | Nrs | 2020 | CZ08 | cDXGF | 0 | DXSZCap | 95.9784 | 60654.58 | 769198 | 847783.0612 | 124089.5 | 0 | 419568.6 | 0 | 168258.9 | 0 | 422.4322 | 56858.11 | 8180.112 | 26117.7 | 0 | 0 | 0 | 0 | 279931100 | 11722490 | 268208400 | 2682.084 | 78585.0612 | 0 | 37.7404 | 77.7135 | 44379.855
MsrNResSpltPkgAC-65to134-S13 | PreNResSpltPkgAC-65to-PEYes | Nrs | 2020 | CZ09 | cDXGF | 0 | DXSZCap | 96.9618 | 60654.58 | 764625.6 | 851926.3564 | 124089.5 | 0 | 419568.6 | 0 | 163744.9 | 0 | 612.0139 | 56610.43 | 8612.094 | 24661.58 | 0 | 0 | 0 | 0 | 309677500 | 11722490 | 297954800 | 2979.548 | 87300.7564 | 0 | 37.7404 | 77.7135 | 44379.8555
MsrNResSpltPkgAC-65to134-S13 | PreNResSpltPkgAC-65to-PEYes | Nrs | 2020 | CZ10 | cDXGF | 0 | DXSZCap | 96.2504 | 60654.58 | 776761.9 | 879915.8023 | 124089.5 | 0 | 419568.6 | 0 | 175123.2 | 0 | 891.9313 | 57088.52 | 9013.367 | 26050.28 | 0 | 0 | 0 | 0 | 363783900 | 11722490 | 352061100 | 3520.611 | 103153.9023 | 0 | 37.7404 | 77.7135 | 44379.856
MsrNResSpltPkgAC-65to134-S13 | PreNResSpltPkgAC-65to-PEYes | Nrs | 2020 | CZ11 | cDXGF | 0 | DXSZCap | 96.5856 | 60654.58 | 777787.3 | 927062.5667 | 124089.5 | 0 | 419568.6 | 0 | 169984.4 | 0 | 1644.387 | 62500.17 | 14568.84 | 26155.57 | 0 | 0 | 0 | 0 | 521194600 | 11722490 | 509471900 | 5094.719 | 149275.2667 | 0 | 37.7404 | 77.7135 | 44379.8566
MsrNResSpltPkgAC-65to134-S13 | PreNResSpltPkgAC-65to-PEYes | Nrs | 2020 | CZ12 | cDXGF | 0 | DXSZCap | 96.122 | 60654.58 | 745389.4 | 904843.4867 | 124089.5 | 0 | 419568.6 | 0 | 143781.6 | 0 | 1519.025 | 56430.52 | 12500.23 | 20424.9 | 0 | 0 | 0 | 0 | 555934700 | 11722490 | 544211900 | 5442.119 | 159454.0867 | 0 | 37.7404 | 77.7135 | 44379.8571
MsrNResSpltPkgAC-65to134-S13 | PreNResSpltPkgAC-65to-PEYes | Nrs | 2020 | CZ13 | cDXGF | 0 | DXSZCap | 96.8785 | 60654.58 | 789214.1 | 921426.248 | 124089.5 | 0 | 419568.6 | 0 | 186524.4 | 0 | 1435.809 | 57595.64 | 10185.18 | 26994.93 | 0 | 0 | 0 | 0 | 462958700 | 11722490 | 451236000 | 4512.36 | 132212.148 | 0 | 37.7404 | 77.7135 | 44379.8577
MsrNResSpltPkgAC-65to134-S13 | PreNResSpltPkgAC-65to-PEYes | Nrs | 2020 | CZ14 | cDXGF | 0 | DXSZCap | 97.0515 | 60654.58 | 774739.6 | 936762.2419 | 124089.5 | 0 | 419568.6 | 1.7824 | 166952 | 0 | 1714.624 | 62412.2 | 14283.22 | 26932.96 | 0 | 0.36803 | 0 | 0 | 564701000 | 11722490 | 552978300 | 5529.783 | 162022.6419 | 0 | 37.7404 | 77.7135 | 44379.8582
MsrNResSpltPkgAC-65to134-S13 | PreNResSpltPkgAC-65to-PEYes | Nrs | 2020 | CZ15 | cDXGF | 0 | DXSZCap | 105.6352 | 60654.58 | 896662.1 | 939016.3634 | 124089.5 | 0 | 419568.6 | 0 | 287166.8 | 0 | 396.2978 | 65440.76 | 5858.752 | 43057.68 | 0 | 0 | 0 | 0 | 156276500 | 11722490 | 144553800 | 1445.538 | 42354.2634 | 0 | 37.7404 | 77.7135 | 44379.8587
MsrNResSpltPkgAC-65to134-S13 | PreNResSpltPkgAC-65to-PEYes | Nrs | 2020 | CZ16 | cDXGF | 0 | DXSZCap | 95.8925 | 60654.58 | 687021.8 | 1001686.22 | 124089.5 | 0 | 419568.6 | 1838.853 | 83465.66 | 0 | 3015.958 | 54341.67 | 19068.89 | 12772.63 | 0 | 701.2663 | 0 | 0 | 1085662000 | 11722490 | 1073940000 | 10739.4 | 314664.42 | 0 | 37.7404 | 77.7135 | 44379.8592
MsrNResSpltPkgAC-65to134-S13 | PreNResSpltPkgAC-65to-PEYes | OfL | 1975 | CZ01 | cDXGF | 0 | DXSZCap | 638.646 | 174998.9 | 1610551 | 1826128.2698 | 418822.3 | 0 | 1021806 | 0 | 26793.86 | 0 | 17270.36 | 125856.1 | 19379.15 | 24010.66 | 0 | 0 | 0 | 0 | 735758600 | 0 | 735758600 | 7357.586 | 215577.2698 | 0 | 191.2951 | 227.2327 | 44379.8597
MsrNResSpltPkgAC-65to134-S13 | PreNResSpltPkgAC-65to-PEYes | OfL | 1975 | CZ02 | cDXGF | 0 | DXSZCap | 553.0251 | 174998.9 | 1811865 | 1949508.6648 | 418822.3 | 0 | 1021806 | 0 | 229461.8 | 0 | 10813.11 | 130958.6 | 10186.2 | 82726.66 | 0 | 0 | 0 | 0 | 469773600 | 0 | 469773600 | 4697.736 | 137643.6648 | 0 | 191.2951 | 227.2327 | 44379.8603
MsrNResSpltPkgAC-65to134-S13 | PreNResSpltPkgAC-65to-PEYes | OfL | 1975 | CZ03 | cDXGF | 0 | DXSZCap | 664.7616 | 174998.9 | 1733410 | 1809856.6007 | 418822.3 | 0 | 1021806 | 0 | 140512.2 | 0 | 7214.332 | 145051.9 | 7603.951 | 74846.89 | 0 | 0 | 0 | 0 | 260909900 | 0 | 260909900 | 2609.099 | 76446.6007 | 0 | 191.2951 | 227.2327 | 44379.8608
MsrNResSpltPkgAC-65to134-S13 | PreNResSpltPkgAC-65to-PEYes | OfL | 1975 | CZ04 | cDXGF | 0 | DXSZCap | 553.1172 | 174998.9 | 1860427 | 1929914.4991 | 418822.3 | 0 | 1021806 | 0 | 276630.9 | 0 | 6113.26 | 137051.7 | 5582.828 | 97272.84 | 0 | 0 | 0 | 0 | 237158700 | 0 | 237158700 | 2371.587 | 69487.4991 | 0 | 191.2951 | 227.2327 | 44379.8613
MsrNResSpltPkgAC-65to134-S13 | PreNResSpltPkgAC-65to-PEYes | OfL | 1975 | CZ05 | cDXGF | 0 | DXSZCap | 661.3447 | 174998.9 | 1776284 | 1835763.4688 | 418822.3 | 0 | 1021806 | 0 | 181798.7 | 0 | 8261.746 | 145592.1 | 5282.056 | 87441.07 | 0 | 0 | 0 | 0 | 203001600 | 0 | 203001600 | 2030.016 | 59479.4688 | 0 | 191.2951 | 227.2327 | 44379.8619
MsrNResSpltPkgAC-65to134-S13 | PreNResSpltPkgAC-65to-PEYes | OfL | 1975 | CZ06 | cDXGF | 0 | DXSZCap | 698.16 | 174998.9 | 1927286 | 1944476.2192 | 418822.3 | 0 | 1021806 | 0 | 331652.7 | 0 | 2851.414 | 152150 | 1931.662 | 114201 | 0 | 0 | 0 | 0 | 58669690 | 0 | 58669690 | 586.6969 | 17190.2192 | 0 | 191.2951 | 227.2327 | 44379.8624
MsrNResSpltPkgAC-65to134-S13 | PreNResSpltPkgAC-65to-PEYes | OfL | 1975 | CZ07 | cDXGF | 0 | DXSZCap | 683.8226 | 174998.9 | 1868551 | 1877483.4419 | 418822.3 | 0 | 1021806 | 0 | 275779.3 | 0 | 1385.849 | 150754.1 | 1333.42 | 108558.8 | 0 | 0 | 0 | 0 | 30486150 | 0 | 30486150 | 304.8615 | 8932.442 | 0 | 191.2951 | 227.2327 | 44379.8629
MsrNResSpltPkgAC-65to134-S13 | PreNResSpltPkgAC-65to-PEYes | OfL | 1975 | CZ08 | cDXGF | 0 | DXSZCap | 591.8593 | 174998.9 | 1978934 | 1994452.3612 | 418822.3 | 0 | 1021806 | 0 | 394657.2 | 0 | 2604.891 | 141040.5 | 1563.369 | 115841 | 0 | 0 | 0 | 0 | 52963690 | 0 | 52963690 | 529.6369 | 15518.3612 | 0 | 191.2951 | 227.2327 | 44379.8634
MsrNResSpltPkgAC-65to134-S13 | PreNResSpltPkgAC-65to-PEYes | OfL | 1975 | CZ09 | cDXGF | 0 | DXSZCap | 667.4246 | 174998.9 | 1972487 | 1998714.851 | 418822.3 | 0 | 1021806 | 0 | 377033 | 0 | 4212.649 | 150610.2 | 2759.402 | 113752.6 | 0 | 0 | 0 | 0 | 89514850 | 0 | 89514850 | 895.1485 | 26227.8511 | 0 | 191.2951 | 227.2327 | 44379.8639
MsrNResSpltPkgAC-65to134-S13 | PreNResSpltPkgAC-65to-PEYes | OfL | 1975 | CZ10 | cDXGF | 0 | DXSZCap | 632.4395 | 174998.9 | 2013996 | 2055588.8736 | 418822.3 | 0 | 1021806 | 0 | 417888.9 | 0 | 5860.525 | 149615.4 | 3580.505 | 117227.5 | 0 | 0 | 0 | 0 | 141955200 | 0 | 141955200 | 1419.552 | 41592.8736 | 0 | 191.2951 | 227.2327 | 44379.8645
MsrNResSpltPkgAC-65to134-S13 | PreNResSpltPkgAC-65to-PEYes | OfL | 1975 | CZ11 | cDXGF | 0 | DXSZCap | 670.607 | 174998.9 | 1998623 | 2172337.6018 | 418822.3 | 0 | 1021806 | 0 | 389271.7 | 0 | 11416.69 | 157303.2 | 14284 | 104655.6 | 0 | 0 | 0 | 0 | 592882600 | 0 | 592882600 | 5928.826 | 173714.6018 | 0 | 191.2951 | 227.2327 | 44379.865
MsrNResSpltPkgAC-65to134-S13 | PreNResSpltPkgAC-65to-PEYes | OfL | 1975 | CZ12 | cDXGF | 0 | DXSZCap | 627.5704 | 174998.9 | 1917640 | 2058171.5314 | 418822.3 | 0 | 1021806 | 0 | 316336.8 | 0 | 9916.338 | 150755.5 | 11317.05 | 101410.3 | 0 | 0 | 0 | 0 | 479629800 | 0 | 479629800 | 4796.298 | 140531.5314 | 0 | 191.2951 | 227.2327 | 44379.8655
MsrNResSpltPkgAC-65to134-S13 | PreNResSpltPkgAC-65to-PEYes | OfL | 1975 | CZ13 | cDXGF | 0 | DXSZCap | 675.4975 | 174998.9 | 2035570 | 2157605.965 | 418822.3 | 0 | 1021806 | 0 | 422118.8 | 0 | 10009.77 | 162810.8 | 10256.23 | 115332.8 | 0 | 0 | 0 | 0 | 416505000 | 0 | 416505000 | 4165.05 | 122035.965 | 0 | 191.2951 | 227.2327 | 44379.8661
MsrNResSpltPkgAC-65to134-S13 | PreNResSpltPkgAC-65to-PEYes | OfL | 1975 | CZ14 | cDXGF | 0 | DXSZCap | 675.5957 | 174998.9 | 2015528 | 2136805.3294 | 418822.3 | 0 | 1021806 | 0 | 405123.6 | 0 | 11933.68 | 157839.6 | 8310.287 | 112343.9 | 0 | 0 | 0 | 0 | 413915800 | 0 | 413915800 | 4139.158 | 121277.3294 | 0 | 191.2951 | 227.2327 | 44379.8666
MsrNResSpltPkgAC-65to134-S13 | PreNResSpltPkgAC-65to-PEYes | OfL | 1975 | CZ15 | cDXGF | 0 | DXSZCap | 807.6795 | 174998.9 | 2353174 | 2365283.9537 | 418822.3 | 0 | 1021806 | 0 | 719610.1 | 0 | 3030.066 | 189902.5 | 1595.469 | 163705 | 0 | 0 | 0 | 0 | 41330900 | 0 | 41330900 | 413.309 | 12109.9537 | 0 | 191.2951 | 227.2327 | 44379.8671
MsrNResSpltPkgAC-65to134-S13 | PreNResSpltPkgAC-65to-PEYes | OfL | 1975 | CZ16 | cDXGF | 0 | DXSZCap | 704.0827 | 174998.9 | 1774749 | 2232476.53 | 418822.3 | 0 | 1021806 | 0 | 153694.4 | 0 | 22143.26 | 158279.5 | 28774.44 | 73200.28 | 0 | 0 | 0 | 0 | 1562210000 | 0 | 1562210000 | 15622.1 | 457727.53 | 0 | 191.2951 | 227.2327 | 44379.8677
MsrNResSpltPkgAC-65to134-S13 | PreNResSpltPkgAC-65to-PEYes | OfL | 1985 | CZ01 | cDXGF | 0 | DXSZCap | 631.863 | 174998.9 | 1566092 | 1748218.0458 | 418822.3 | 0 | 978556.6 | 0 | 27003.41 | 0 | 17086.94 | 124622.4 | 17310.08 | 24224.49 | 0 | 0 | 0 | 0 | 621590600 | 0 | 621590600 | 6215.906 | 182126.0458 | 0 | 191.2951 | 217.6141 | 44379.8681
MsrNResSpltPkgAC-65to134-S13 | PreNResSpltPkgAC-65to-PEYes | OfL | 1985 | CZ02 | cDXGF | 0 | DXSZCap | 542.5369 | 174998.9 | 1763866 | 1879524.9665 | 418822.3 | 0 | 978556.6 | 0 | 226965.3 | 0 | 10607.97 | 128914.3 | 9013.887 | 82042.96 | 0 | 0 | 0 | 0 | 394740500 | 0 | 394740500 | 3947.405 | 115658.9665 | 0 | 191.2951 | 217.6141 | 44379.8687
MsrNResSpltPkgAC-65to134-S13 | PreNResSpltPkgAC-65to-PEYes | OfL | 1985 | CZ03 | cDXGF | 0 | DXSZCap | 656.0955 | 174998.9 | 1687782 | 1750372.9823 | 418822.3 | 0 | 978556.6 | 0 | 139766.6 | 0 | 7120.278 | 143516.6 | 6584.684 | 74628.77 | 0 | 0 | 0 | 0 | 213621100 | 0 | 213621100 | 2136.211 | 62590.9823 | 0 | 191.2951 | 217.6141 | 44379.8692
MsrNResSpltPkgAC-65to134-S13 | PreNResSpltPkgAC-65to-PEYes | OfL | 1985 | CZ04 | cDXGF | 0 | DXSZCap | 542.4007 | 174998.9 | 1811614 | 1868439.1232 | 418822.3 | 0 | 978556.6 | 0 | 273309.8 | 0 | 5994.716 | 134930.4 | 4823.382 | 96442.28 | 0 | 0 | 0 | 0 | 193942400 | 0 | 193942400 | 1939.424 | 56825.1232 | 0 | 191.2951 | 217.6141 | 44379.8697
MsrNResSpltPkgAC-65to134-S13 | PreNResSpltPkgAC-65to-PEYes | OfL | 1985 | CZ05 | cDXGF | 0 | DXSZCap | 652.8649 | 174998.9 | 1730430 | 1777872.1205 | 418822.3 | 0 | 978556.6 | 0 | 180811.3 | 0 | 8155.823 | 144083.8 | 4490.408 | 87222.7 | 0 | 0 | 0 | 0 | 161918500 | 0 | 161918500 | 1619.185 | 47442.1205 | 0 | 191.2951 | 217.6141 | 44379.8702
MsrNResSpltPkgAC-65to134-S13 | PreNResSpltPkgAC-65to-PEYes | OfL | 1985 | CZ06 | cDXGF | 0 | DXSZCap | 687.5915 | 174998.9 | 1878938 | 1892052.1672 | 418822.3 | 0 | 978556.6 | 0 | 328488.9 | 0 | 2808.254 | 150262 | 1598.445 | 113211.7 | 0 | 0 | 0 | 0 | 44758250 | 0 | 44758250 | 447.5825 | 13114.1673 | 0 | 191.2951 | 217.6141 | 44379.8707
MsrNResSpltPkgAC-65to134-S13 | PreNResSpltPkgAC-65to-PEYes | OfL | 1985 | CZ07 | cDXGF | 0 | DXSZCap | 674.1942 | 174998.9 | 1820815 | 1827410.1106 | 418822.3 | 0 | 978556.6 | 0 | 273059.4 | 0 | 1366.337 | 149010.9 | 1078.62 | 107773.2 | 0 | 0 | 0 | 0 | 22508910 | 0 | 22508910 | 225.0891 | 6595.1106 | 0 | 191.2951 | 217.6141 | 44379.8713
MsrNResSpltPkgAC-65to134-S13 | PreNResSpltPkgAC-65to-PEYes | OfL | 1985 | CZ08 | cDXGF | 0 | DXSZCap | 578.8318 | 174998.9 | 1927692 | 1939676.2333 | 418822.3 | 0 | 978556.6 | 0 | 389061.3 | 0 | 2547.547 | 138704.5 | 1298.412 | 114430.7 | 0 | 0 | 0 | 0 | 40901820 | 0 | 40901820 | 409.0182 | 11984.2333 | 0 | 191.2951 | 217.6141 | 44379.8718
MsrNResSpltPkgAC-65to134-S13 | PreNResSpltPkgAC-65to-PEYes | OfL | 1985 | CZ09 | cDXGF | 0 | DXSZCap | 654.1682 | 174998.9 | 1920622 | 1940811.9971 | 418822.3 | 0 | 978556.6 | 0 | 371080.2 | 0 | 4128.971 | 148033.8 | 2295.089 | 112327.9 | 0 | 0 | 0 | 0 | 68907840 | 0 | 68907840 | 689.0784 | 20189.9971 | 0 | 191.2951 | 217.6141 | 44379.8723
MsrNResSpltPkgAC-65to134-S13 | PreNResSpltPkgAC-65to-PEYes | OfL | 1985 | CZ10 | cDXGF | 0 | DXSZCap | 619.509 | 174998.9 | 1961035 | 1994140.9528 | 418822.3 | 0 | 978556.6 | 0 | 410927.2 | 0 | 5740.668 | 146988.3 | 3056.638 | 115621.9 | 0 | 0 | 0 | 0 | 112989600 | 0 | 112989600 | 1129.896 | 33105.9528 | 0 | 191.2951 | 217.6141 | 44379.8728
MsrNResSpltPkgAC-65to134-S13 | PreNResSpltPkgAC-65to-PEYes | OfL | 1985 | CZ11 | cDXGF | 0 | DXSZCap | 655.7748 | 174998.9 | 1943754 | 2093077.348 | 418822.3 | 0 | 978556.6 | 0 | 381159.3 | 0 | 11164.1 | 154051.1 | 12890.64 | 102939.9 | 0 | 0 | 0 | 0 | 509636000 | 0 | 509636000 | 5096.36 | 149323.348 | 0 | 191.2951 | 217.6141 | 44379.8733
MsrNResSpltPkgAC-65to134-S13 | PreNResSpltPkgAC-65to-PEYes | OfL | 1985 | CZ12 | cDXGF | 0 | DXSZCap | 614.5869 | 174998.9 | 1866259 | 1986322.4304 | 418822.3 | 0 | 978556.6 | 0 | 311153.8 | 0 | 9711.007 | 148015.1 | 10144.82 | 100191.9 | 0 | 0 | 0 | 0 | 409772800 | 0 | 409772800 | 4097.728 | 120063.4304 | 0 | 191.2951 | 217.6141 | 44379.8739
MsrNResSpltPkgAC-65to134-S13 | PreNResSpltPkgAC-65to-PEYes | OfL | 1985 | CZ13 | cDXGF | 0 | DXSZCap | 661.4352 | 174998.9 | 1979631 | 2083807.2379 | 418822.3 | 0 | 978556.6 | 0 | 412951.1 | 0 | 9801.268 | 159500.5 | 9160.194 | 113393.9 | 0 | 0 | 0 | 0 | 355550300 | 0 | 355550300 | 3555.503 | 104176.2379 | 0 | 191.2951 | 217.6141 | 44379.8744
MsrNResSpltPkgAC-65to134-S13 | PreNResSpltPkgAC-65to-PEYes | OfL | 1985 | CZ14 | cDXGF | 0 | DXSZCap | 661.7923 | 174998.9 | 1961480 | 2063415.579 | 418822.3 | 0 | 978556.6 | 0 | 397483.2 | 0 | 11689.57 | 154927.7 | 7350.595 | 110759.4 | 0 | 0 | 0 | 0 | 347903000 | 0 | 347903000 | 3479.03 | 101935.579 | 0 | 191.2951 | 217.6141 | 44379.8749
MsrNResSpltPkgAC-65to134-S13 | PreNResSpltPkgAC-65to-PEYes | OfL | 1985 | CZ15 | cDXGF | 0 | DXSZCap | 790.8247 | 174998.9 | 2287377 | 2296567.5515 | 418822.3 | 0 | 978556.6 | 0 | 701261.1 | 0 | 2966.836 | 185769.9 | 1277.123 | 160339.5 | 0 | 0 | 0 | 0 | 31367070 | 0 | 31367070 | 313.6707 | 9190.5515 | 0 | 191.2951 | 217.6141 | 44379.8755
MsrNResSpltPkgAC-65to134-S13 | PreNResSpltPkgAC-65to-PEYes | OfL | 1985 | CZ16 | cDXGF | 0 | DXSZCap | 693.6013 | 174998.9 | 1726675 | 2131774.749 | 418822.3 | 0 | 978556.6 | 0 | 151595 | 0 | 21813.62 | 155887.9 | 26693.38 | 72510.98 | 0 | 0 | 0 | 0 | 1382593000 | 0 | 1382593000 | 13825.93 | 405099.749 | 0 | 191.2951 | 217.6141 | 44379.876
MsrNResSpltPkgAC-65to134-S13 | PreNResSpltPkgAC-65to-PEYes | OfL | 1996 | CZ01 | cDXGF | 0 | DXSZCap | 557.6547 | 174998.9 | 1503069 | 1620115.5852 | 418822.3 | 0 | 935304.1 | 0 | 24367.17 | 0 | 15080.25 | 109495.2 | 12057.29 | 22360.68 | 0 | 0 | 0 | 0 | 399476400 | 0 | 399476400 | 3994.764 | 117046.5852 | 0 | 191.2951 | 207.9958 | 44379.8765
MsrNResSpltPkgAC-65to134-S13 | PreNResSpltPkgAC-65to-PEYes | OfL | 1996 | CZ02 | cDXGF | 0 | DXSZCap | 518.7943 | 174998.9 | 1693744 | 1818875.7737 | 418822.3 | 0 | 935304.1 | 0 | 208460.2 | 0 | 10144 | 121010.7 | 9500.068 | 75854.38 | 0 | 0 | 0 | 0 | 427070900 | 0 | 427070900 | 4270.709 | 125131.7737 | 0 | 191.2951 | 207.9958 | 44379.8771
MsrNResSpltPkgAC-65to134-S13 | PreNResSpltPkgAC-65to-PEYes | OfL | 1996 | CZ03 | cDXGF | 0 | DXSZCap | 624.6661 | 174998.9 | 1620845 | 1695688.2754 | 418822.3 | 0 | 935304.1 | 0 | 125733.5 | 0 | 6779.172 | 134204.4 | 7529.359 | 67715.16 | 0 | 0 | 0 | 0 | 255437800 | 0 | 255437800 | 2554.378 | 74843.2754 | 0 | 191.2951 | 207.9958 | 44379.8776
MsrNResSpltPkgAC-65to134-S13 | PreNResSpltPkgAC-65to-PEYes | OfL | 1996 | CZ04 | cDXGF | 0 | DXSZCap | 522.3742 | 174998.9 | 1738020 | 1805482.3124 | 418822.3 | 0 | 935304.1 | 0 | 251303.4 | 0 | 5773.718 | 126814.4 | 5529.916 | 89000.91 | 0 | 0 | 0 | 0 | 230246800 | 0 | 230246800 | 2302.468 | 67462.3124 | 0 | 191.2951 | 207.9958 | 44379.8781
MsrNResSpltPkgAC-65to134-S13 | PreNResSpltPkgAC-65to-PEYes | OfL | 1996 | CZ05 | cDXGF | 0 | DXSZCap | 621.7441 | 174998.9 | 1660158 | 1718698.9898 | 418822.3 | 0 | 935304.1 | 0 | 163537.9 | 0 | 7767.056 | 134725 | 5301.2 | 79466.88 | 0 | 0 | 0 | 0 | 199798600 | 0 | 199798600 | 1997.986 | 58540.9898 | 0 | 191.2951 | 207.9958 | 44379.8787
MsrNResSpltPkgAC-65to134-S13 | PreNResSpltPkgAC-65to-PEYes | OfL | 1996 | CZ06 | cDXGF | 0 | DXSZCap | 658.4958 | 174998.9 | 1800176 | 1817435.4404 | 418822.3 | 0 | 935304.1 | 0 | 302178.2 | 0 | 2689.425 | 141180.4 | 1990.779 | 104937.2 | 0 | 0 | 0 | 0 | 58905940 | 0 | 58905940 | 589.0594 | 17259.4404 | 0 | 191.2951 | 207.9958 | 44379.8792
MsrNResSpltPkgAC-65to134-S13 | PreNResSpltPkgAC-65to-PEYes | OfL | 1996 | CZ07 | cDXGF | 0 | DXSZCap | 646.1995 | 174998.9 | 1747270 | 1756398.333 | 418822.3 | 0 | 935304.1 | 0 | 251544.5 | 0 | 1309.601 | 140288.2 | 1393.352 | 99927.15 | 0 | 0 | 0 | 0 | 31154720 | 0 | 31154720 | 311.5472 | 9128.333 | 0 | 191.2951 | 207.9958 | 44379.8797
MsrNResSpltPkgAC-65to134-S13 | PreNResSpltPkgAC-65to-PEYes | OfL | 1996 | CZ08 | cDXGF | 0 | DXSZCap | 560.9566 | 174998.9 | 1850419 | 1866016.5884 | 418822.3 | 0 | 935304.1 | 0 | 362708.8 | 0 | 2468.895 | 131112.7 | 1627.203 | 106968.2 | 0 | 0 | 0 | 0 | 53234090 | 0 | 53234090 | 532.3409 | 15597.5884 | 0 | 191.2951 | 207.9958 | 44379.8803
MsrNResSpltPkgAC-65to134-S13 | PreNResSpltPkgAC-65to-PEYes | OfL | 1996 | CZ09 | cDXGF | 0 | DXSZCap | 637.6831 | 174998.9 | 1843472 | 1870019.517 | 418822.3 | 0 | 935304.1 | 0 | 344495.3 | 0 | 4024.952 | 140823.8 | 2823.712 | 105177.9 | 0 | 0 | 0 | 0 | 90605860 | 0 | 90605860 | 906.0586 | 26547.517 | 0 | 191.2951 | 207.9958 | 44379.8808
MsrNResSpltPkgAC-65to134-S13 | PreNResSpltPkgAC-65to-PEYes | OfL | 1996 | CZ10 | cDXGF | 0 | DXSZCap | 599.153 | 174998.9 | 1881669 | 1923224.4575 | 418822.3 | 0 | 935304.1 | 0 | 382982.1 | 0 | 5552.093 | 139006.9 | 3630.749 | 108037.7 | 0 | 0 | 0 | 0 | 141827500 | 0 | 141827500 | 1418.275 | 41555.4575 | 0 | 191.2951 | 207.9958 | 44379.8813
MsrNResSpltPkgAC-65to134-S13 | PreNResSpltPkgAC-65to-PEYes | OfL | 1996 | CZ11 | cDXGF | 0 | DXSZCap | 588.1739 | 174998.9 | 1830270 | 1926630.8145 | 418822.3 | 0 | 935304.1 | 0 | 330105.2 | 0 | 10013.39 | 136023.1 | 9317.713 | 91096.75 | 0 | 0 | 0 | 0 | 328876500 | 0 | 328876500 | 3288.765 | 96360.8145 | 0 | 191.2951 | 207.9958 | 44379.8818
MsrNResSpltPkgAC-65to134-S13 | PreNResSpltPkgAC-65to-PEYes | OfL | 1996 | CZ12 | cDXGF | 0 | DXSZCap | 550.5248 | 174998.9 | 1765108 | 1843310.5204 | 418822.3 | 0 | 935304.1 | 0 | 271472.5 | 0 | 8699.11 | 130809.3 | 7380.163 | 89265.16 | 0 | 0 | 0 | 0 | 266902800 | 0 | 266902800 | 2669.028 | 78202.5204 | 0 | 191.2951 | 207.9958 | 44379.8823
MsrNResSpltPkgAC-65to134-S13 | PreNResSpltPkgAC-65to-PEYes | OfL | 1996 | CZ13 | cDXGF | 0 | DXSZCap | 595.0775 | 174998.9 | 1863968 | 1932662.8462 | 418822.3 | 0 | 935304.1 | 0 | 359698.3 | 0 | 8818.386 | 141323.8 | 6809.619 | 100743.6 | 0 | 0 | 0 | 0 | 234453400 | 0 | 234453400 | 2344.534 | 68694.8462 | 0 | 191.2951 | 207.9958 | 44379.8829
MsrNResSpltPkgAC-65to134-S13 | PreNResSpltPkgAC-65to-PEYes | OfL | 1996 | CZ14 | cDXGF | 0 | DXSZCap | 594.4598 | 174998.9 | 1842776 | 1902670.2103 | 418822.3 | 0 | 935304.1 | 0 | 342168.2 | 0 | 10501.06 | 135979.4 | 5305.231 | 97042.49 | 0 | 0 | 0 | 0 | 204417100 | 0 | 204417100 | 2044.171 | 59894.2103 | 0 | 191.2951 | 207.9958 | 44379.8834
MsrNResSpltPkgAC-65to134-S13 | PreNResSpltPkgAC-65to-PEYes | OfL | 1996 | CZ15 | cDXGF | 0 | DXSZCap | 714.1894 | 174998.9 | 2129170 | 2133414.8082 | 418822.3 | 0 | 935304.1 | 0 | 608225.1 | 0 | 2679.334 | 164136.2 | 776.6409 | 141758.4 | 0 | 0 | 0 | 0 | 14487400 | 0 | 14487400 | 144.874 | 4244.8082 | 0 | 191.2951 | 207.9958 | 44379.884
MsrNResSpltPkgAC-65to134-S13 | PreNResSpltPkgAC-65to-PEYes | OfL | 1996 | CZ16 | cDXGF | 0 | DXSZCap | 614.6689 | 174998.9 | 1641761 | 1934344.7349 | 418822.3 | 0 | 935304.1 | 0 | 131813.1 | 0 | 19331.53 | 136487.4 | 21277.04 | 63930.89 | 0 | 0 | 0 | 0 | 998579300 | 0 | 998579300 | 9985.793 | 292583.7349 | 0 | 191.2951 | 207.9958 | 44379.8845
MsrNResSpltPkgAC-65to134-S13 | PreNResSpltPkgAC-65to-PEYes | OfL | 2003 | CZ01 | cDXGF | 0 | DXSZCap | 480.3558 | 174998.9 | 1438868 | 1544655.65 | 418822.3 | 0 | 892052.4 | 0 | 21137.6 | 0 | 12989.92 | 93863.41 | 10719.15 | 19726.05 | 0 | 0 | 0 | 0 | 361050000 | 0 | 361050000 | 3610.5 | 105787.65 | 0 | 191.2951 | 198.3774 | 44379.885
MsrNResSpltPkgAC-65to134-S13 | PreNResSpltPkgAC-65to-PEYes | OfL | 2003 | CZ02 | cDXGF | 0 | DXSZCap | 428.9442 | 174998.9 | 1588547 | 1644938.1023 | 418822.3 | 0 | 892052.4 | 0 | 170284.3 | 0 | 8387.236 | 98998.57 | 5164.512 | 64046.25 | 0 | 0 | 0 | 0 | 192461100 | 0 | 192461100 | 1924.611 | 56391.1023 | 0 | 191.2951 | 198.3774 | 44379.8855
MsrNResSpltPkgAC-65to134-S13 | PreNResSpltPkgAC-65to-PEYes | OfL | 2003 | CZ03 | cDXGF | 0 | DXSZCap | 535.6625 | 174998.9 | 1535809 | 1586390.8206 | 418822.3 | 0 | 892052.4 | 0 | 105513.4 | 0 | 5813.255 | 113605.7 | 5592.187 | 58177.7 | 0 | 0 | 0 | 0 | 172634200 | 0 | 172634200 | 1726.342 | 50581.8206 | 0 | 191.2951 | 198.3774 | 44379.886
MsrNResSpltPkgAC-65to134-S13 | PreNResSpltPkgAC-65to-PEYes | OfL | 2003 | CZ04 | cDXGF | 0 | DXSZCap | 458.0009 | 174998.9 | 1635931 | 1682098.7756 | 418822.3 | 0 | 892052.4 | 0 | 211326 | 0 | 5062.361 | 108665.9 | 4226.891 | 76569.13 | 0 | 0 | 0 | 0 | 157569200 | 0 | 157569200 | 1575.692 | 46167.7756 | 0 | 191.2951 | 198.3774 | 44379.8866
MsrNResSpltPkgAC-65to134-S13 | PreNResSpltPkgAC-65to-PEYes | OfL | 2003 | CZ05 | cDXGF | 0 | DXSZCap | 531.8031 | 174998.9 | 1568901 | 1607971.7589 | 418822.3 | 0 | 892052.4 | 0 | 137584.4 | 0 | 6643.476 | 113796.7 | 4073.03 | 68016.05 | 0 | 0 | 0 | 0 | 133347300 | 0 | 133347300 | 1333.473 | 39070.7589 | 0 | 191.2951 | 198.3774 | 44379.8871
MsrNResSpltPkgAC-65to134-S13 | PreNResSpltPkgAC-65to-PEYes | OfL | 2003 | CZ06 | cDXGF | 0 | DXSZCap | 567.657 | 174998.9 | 1692050 | 1702339.9344 | 418822.3 | 0 | 892052.4 | 0 | 258756.7 | 0 | 2318.414 | 120097.4 | 1434.52 | 90081 | 0 | 0 | 0 | 0 | 35119230 | 0 | 35119230 | 351.1923 | 10289.9344 | 0 | 191.2951 | 198.3774 | 44379.8876
MsrNResSpltPkgAC-65to134-S13 | PreNResSpltPkgAC-65to-PEYes | OfL | 2003 | CZ07 | cDXGF | 0 | DXSZCap | 556.8654 | 174998.9 | 1648476 | 1653974.5406 | 418822.3 | 0 | 892052.4 | 0 | 216629.3 | 0 | 1128.556 | 119840.1 | 963.3336 | 86949.26 | 0 | 0 | 0 | 0 | 18766350 | 0 | 18766350 | 187.6635 | 5498.5405 | 0 | 191.2951 | 198.3774 | 44379.8881
MsrNResSpltPkgAC-65to134-S13 | PreNResSpltPkgAC-65to-PEYes | OfL | 2003 | CZ08 | cDXGF | 0 | DXSZCap | 493.3612 | 174998.9 | 1736865 | 1746258.7763 | 418822.3 | 0 | 892052.4 | 0 | 310861.1 | 0 | 2171.421 | 112955.4 | 1161.803 | 92710.13 | 0 | 0 | 0 | 0 | 32060670 | 0 | 32060670 | 320.6067 | 9393.7763 | 0 | 191.2951 | 198.3774 | 44379.8887
MsrNResSpltPkgAC-65to134-S13 | PreNResSpltPkgAC-65to-PEYes | OfL | 2003 | CZ09 | cDXGF | 0 | DXSZCap | 565.8029 | 174998.9 | 1727671 | 1744619.9395 | 418822.3 | 0 | 892052.4 | 0 | 291179.1 | 0 | 3571.292 | 122043.2 | 2213.661 | 91163.31 | 0 | 0 | 0 | 0 | 57846210 | 0 | 57846210 | 578.4621 | 16948.9395 | 0 | 191.2951 | 198.3774 | 44379.8892
MsrNResSpltPkgAC-65to134-S13 | PreNResSpltPkgAC-65to-PEYes | OfL | 2003 | CZ10 | cDXGF | 0 | DXSZCap | 499.2709 | 174998.9 | 1741912 | 1754734.5619 | 418822.3 | 0 | 892052.4 | 0 | 312187.6 | 0 | 4626.56 | 114220.8 | 1619.937 | 90504.58 | 0 | 0 | 0 | 0 | 43763010 | 0 | 43763010 | 437.6301 | 12822.5619 | 0 | 191.2951 | 198.3774 | 44379.8897
MsrNResSpltPkgAC-65to134-S13 | PreNResSpltPkgAC-65to-PEYes | OfL | 2003 | CZ11 | cDXGF | 0 | DXSZCap | 526.3885 | 174998.9 | 1722389 | 1795863.0278 | 418822.3 | 0 | 892052.4 | 0 | 283199.3 | 0 | 8961.748 | 119351.4 | 7544.396 | 79613.88 | 0 | 0 | 0 | 0 | 250764600 | 0 | 250764600 | 2507.646 | 73474.0278 | 0 | 191.2951 | 198.3774 | 44379.8902
MsrNResSpltPkgAC-65to134-S13 | PreNResSpltPkgAC-65to-PEYes | OfL | 2003 | CZ12 | cDXGF | 0 | DXSZCap | 491.7511 | 174998.9 | 1666497 | 1726913.4535 | 418822.3 | 0 | 892052.4 | 0 | 233264.6 | 0 | 7770.84 | 114584.7 | 5981.252 | 78118.88 | 0 | 0 | 0 | 0 | 206199500 | 0 | 206199500 | 2061.995 | 60416.4535 | 0 | 191.2951 | 198.3774 | 44379.8907
MsrNResSpltPkgAC-65to134-S13 | PreNResSpltPkgAC-65to-PEYes | OfL | 2003 | CZ13 | cDXGF | 0 | DXSZCap | 534.5603 | 174998.9 | 1754006 | 1807952.281 | 418822.3 | 0 | 892052.4 | 0 | 310717.6 | 0 | 7922.217 | 124489.3 | 5703.521 | 88446.31 | 0 | 0 | 0 | 0 | 184117000 | 0 | 184117000 | 1841.17 | 53946.281 | 0 | 191.2951 | 198.3774 | 44379.8912
MsrNResSpltPkgAC-65to134-S13 | PreNResSpltPkgAC-65to-PEYes | OfL | 2003 | CZ14 | cDXGF | 0 | DXSZCap | 536.6191 | 174998.9 | 1732828 | 1782177.3454 | 418822.3 | 0 | 892052.4 | 0 | 293150.5 | 0 | 9480.357 | 119321.1 | 4804.056 | 84090.7 | 0 | 0 | 0 | 0 | 168427800 | 0 | 168427800 | 1684.278 | 49349.3454 | 0 | 191.2951 | 198.3774 | 44379.8918
MsrNResSpltPkgAC-65to134-S13 | PreNResSpltPkgAC-65to-PEYes | OfL | 2003 | CZ15 | cDXGF | 0 | DXSZCap | 647.9672 | 174998.9 | 1989818 | 1993066.2068 | 418822.3 | 0 | 892052.4 | 0 | 531030.9 | 0 | 2430.893 | 145479.1 | 625.6686 | 125440.4 | 0 | 0 | 0 | 0 | 11086030 | 0 | 11086030 | 110.8603 | 3248.2068 | 0 | 191.2951 | 198.3774 | 44379.8923
MsrNResSpltPkgAC-65to134-S13 | PreNResSpltPkgAC-65to-PEYes | OfL | 2003 | CZ16 | cDXGF | 0 | DXSZCap | 537.4308 | 174998.9 | 1559417 | 1830371.1819 | 418822.3 | 0 | 892052.4 | 0 | 113665.1 | 0 | 16902.65 | 117972 | 19500.24 | 55149.54 | 0 | 0 | 0 | 0 | 924758300 | 0 | 924758300 | 9247.583 | 270954.1819 | 0 | 191.2951 | 198.3774 | 44379.8928
MsrNResSpltPkgAC-65to134-S13 | PreNResSpltPkgAC-65to-PEYes | OfL | 2007 | CZ01 | cDXGF | 0 | DXSZCap | 479.9535 | 174998.9 | 1438846 | 1542142.1245 | 418822.3 | 0 | 892052.4 | 0 | 21187.31 | 0 | 12978.99 | 93802.99 | 10531.13 | 19787.04 | 0 | 0 | 0 | 0 | 352546500 | 0 | 352546500 | 3525.465 | 103296.1245 | 0 | 191.2951 | 198.3774 | 44379.8933
MsrNResSpltPkgAC-65to134-S13 | PreNResSpltPkgAC-65to-PEYes | OfL | 2007 | CZ02 | cDXGF | 0 | DXSZCap | 428.4894 | 174998.9 | 1588458 | 1643467.3436 | 418822.3 | 0 | 892052.4 | 0 | 170273.8 | 0 | 8378.302 | 98929.21 | 5069.885 | 64062.75 | 0 | 0 | 0 | 0 | 187745200 | 0 | 187745200 | 1877.452 | 55009.3436 | 0 | 191.2951 | 198.3774 | 44379.8938
MsrNResSpltPkgAC-65to134-S13 | PreNResSpltPkgAC-65to-PEYes | OfL | 2007 | CZ03 | cDXGF | 0 | DXSZCap | 535.4072 | 174998.9 | 1535800 | 1585152.4512 | 418822.3 | 0 | 892052.4 | 0 | 105543.2 | 0 | 5810.496 | 113568.5 | 5507.163 | 58200.28 | 0 | 0 | 0 | 0 | 168438400 | 0 | 168438400 | 1684.384 | 49352.4512 | 0 | 191.2951 | 198.3774 | 44379.8944
MsrNResSpltPkgAC-65to134-S13 | PreNResSpltPkgAC-65to-PEYes | OfL | 2007 | CZ04 | cDXGF | 0 | DXSZCap | 457.5799 | 174998.9 | 1635803 | 1680903.025 | 418822.3 | 0 | 892052.4 | 0 | 211270.3 | 0 | 5057.698 | 108597 | 4140.709 | 76582.25 | 0 | 0 | 0 | 0 | 153925000 | 0 | 153925000 | 1539.25 | 45100.025 | 0 | 191.2951 | 198.3774 | 44379.8949
MsrNResSpltPkgAC-65to134-S13 | PreNResSpltPkgAC-65to-PEYes | OfL | 2007 | CZ05 | cDXGF | 0 | DXSZCap | 531.3894 | 174998.9 | 1568904 | 1607143.6644 | 418822.3 | 0 | 892052.4 | 0 | 137652.1 | 0 | 6638.294 | 113736.5 | 4003.903 | 68049.05 | 0 | 0 | 0 | 0 | 130510800 | 0 | 130510800 | 1305.108 | 38239.6644 | 0 | 191.2951 | 198.3774 | 44379.8954
MsrNResSpltPkgAC-65to134-S13 | PreNResSpltPkgAC-65to-PEYes | OfL | 2007 | CZ06 | cDXGF | 0 | DXSZCap | 567.657 | 174998.9 | 1692050 | 1702339.9344 | 418822.3 | 0 | 892052.4 | 0 | 258756.7 | 0 | 2318.414 | 120097.4 | 1434.52 | 90081 | 0 | 0 | 0 | 0 | 35119230 | 0 | 35119230 | 351.1923 | 10289.9344 | 0 | 191.2951 | 198.3774 | 44379.8959
MsrNResSpltPkgAC-65to134-S13 | PreNResSpltPkgAC-65to-PEYes | OfL | 2007 | CZ07 | cDXGF | 0 | DXSZCap | 556.8654 | 174998.9 | 1648476 | 1653974.5406 | 418822.3 | 0 | 892052.4 | 0 | 216629.3 | 0 | 1128.556 | 119840.1 | 963.3336 | 86949.26 | 0 | 0 | 0 | 0 | 18766350 | 0 | 18766350 | 187.6635 | 5498.5405 | 0 | 191.2951 | 198.3774 | 44379.8964
MsrNResSpltPkgAC-65to134-S13 | PreNResSpltPkgAC-65to-PEYes | OfL | 2007 | CZ08 | cDXGF | 0 | DXSZCap | 493.3612 | 174998.9 | 1736865 | 1746258.7763 | 418822.3 | 0 | 892052.4 | 0 | 310861.1 | 0 | 2171.421 | 112955.4 | 1161.803 | 92710.13 | 0 | 0 | 0 | 0 | 32060670 | 0 | 32060670 | 320.6067 | 9393.7763 | 0 | 191.2951 | 198.3774 | 44379.8969
MsrNResSpltPkgAC-65to134-S13 | PreNResSpltPkgAC-65to-PEYes | OfL | 2007 | CZ09 | cDXGF | 0 | DXSZCap | 565.8029 | 174998.9 | 1727671 | 1744619.9395 | 418822.3 | 0 | 892052.4 | 0 | 291179.1 | 0 | 3571.292 | 122043.2 | 2213.661 | 91163.31 | 0 | 0 | 0 | 0 | 57846210 | 0 | 57846210 | 578.4621 | 16948.9395 | 0 | 191.2951 | 198.3774 | 44379.8975
MsrNResSpltPkgAC-65to134-S13 | PreNResSpltPkgAC-65to-PEYes | OfL | 2007 | CZ10 | cDXGF | 0 | DXSZCap | 498.7899 | 174998.9 | 1741547 | 1753908.8634 | 418822.3 | 0 | 892052.4 | 0 | 311927.9 | 0 | 4622.112 | 114119.6 | 1566.869 | 90467.32 | 0 | 0 | 0 | 0 | 42190660 | 0 | 42190660 | 421.9066 | 12361.8634 | 0 | 191.2951 | 198.3774 | 44379.898
MsrNResSpltPkgAC-65to134-S13 | PreNResSpltPkgAC-65to-PEYes | OfL | 2007 | CZ11 | cDXGF | 0 | DXSZCap | 525.865 | 174998.9 | 1721949 | 1793592.0708 | 418822.3 | 0 | 892052.4 | 0 | 282884.9 | 0 | 8952.76 | 119234.2 | 7435.585 | 79574.31 | 0 | 0 | 0 | 0 | 244515600 | 0 | 244515600 | 2445.156 | 71643.0708 | 0 | 191.2951 | 198.3774 | 44379.8986
MsrNResSpltPkgAC-65to134-S13 | PreNResSpltPkgAC-65to-PEYes | OfL | 2007 | CZ12 | cDXGF | 0 | DXSZCap | 491.355 | 174998.9 | 1666225 | 1725048.7055 | 418822.3 | 0 | 892052.4 | 0 | 233086.2 | 0 | 7764.594 | 114496.9 | 5869.345 | 78100.59 | 0 | 0 | 0 | 0 | 200763500 | 0 | 200763500 | 2007.635 | 58823.7055 | 0 | 191.2951 | 198.3774 | 44379.8991
MsrNResSpltPkgAC-65to134-S13 | PreNResSpltPkgAC-65to-PEYes | OfL | 2007 | CZ13 | cDXGF | 0 | DXSZCap | 534.0804 | 174998.9 | 1753406 | 1805832.6365 | 418822.3 | 0 | 892052.4 | 0 | 310255.7 | 0 | 7915.093 | 124358.5 | 5592.532 | 88382.63 | 0 | 0 | 0 | 0 | 178930500 | 0 | 178930500 | 1789.305 | 52426.6365 | 0 | 191.2951 | 198.3774 | 44379.8996
MsrNResSpltPkgAC-65to134-S13 | PreNResSpltPkgAC-65to-PEYes | OfL | 2007 | CZ14 | cDXGF | 0 | DXSZCap | 536.0147 | 174998.9 | 1732336 | 1780258.6698 | 418822.3 | 0 | 892052.4 | 0 | 292794.3 | 0 | 9469.691 | 119195 | 4693.878 | 84050.95 | 0 | 0 | 0 | 0 | 163558600 | 0 | 163558600 | 1635.586 | 47922.6698 | 0 | 191.2951 | 198.3774 | 44379.9001
MsrNResSpltPkgAC-65to134-S13 | PreNResSpltPkgAC-65to-PEYes | OfL | 2007 | CZ15 | cDXGF | 0 | DXSZCap | 647.8593 | 174998.9 | 1988819 | 1991904.1406 | 418822.3 | 0 | 892052.4 | 0 | 530110.7 | 0 | 2430.487 | 145401.2 | 602.9586 | 125372.7 | 0 | 0 | 0 | 0 | 10529490 | 0 | 10529490 | 105.2949 | 3085.1406 | 0 | 191.2951 | 198.3774 | 44379.9006
MsrNResSpltPkgAC-65to134-S13 | PreNResSpltPkgAC-65to-PEYes | OfL | 2007 | CZ16 | cDXGF | 0 | DXSZCap | 537.0102 | 174998.9 | 1559250 | 1825969.9803 | 418822.3 | 0 | 892052.4 | 0 | 113603.7 | 0 | 16889.44 | 117880.4 | 19316.82 | 55147.02 | 0 | 0 | 0 | 0 | 910307100 | 0 | 910307100 | 9103.071 | 266719.9803 | 0 | 191.2951 | 198.3774 | 44379.9011
MsrNResSpltPkgAC-65to134-S13 | PreNResSpltPkgAC-65to-PEYes | OfL | 2011 | CZ01 | cDXGF | 0 | DXSZCap | 476.3407 | 174998.9 | 1419014 | 1496605.2345 | 399149.5 | 0 | 892052.4 | 0 | 21693.51 | 0 | 12881.27 | 93235.76 | 8578.282 | 20321.38 | 0 | 0 | 0 | 0 | 264816500 | 0 | 264816500 | 2648.165 | 77591.2345 | 0 | 183.2415 | 198.3774 | 44379.9017
MsrNResSpltPkgAC-65to134-S13 | PreNResSpltPkgAC-65to-PEYes | OfL | 2011 | CZ02 | cDXGF | 0 | DXSZCap | 412.3968 | 174998.9 | 1567885 | 1589095.7593 | 399149.5 | 0 | 892052.4 | 0 | 171453 | 0 | 8062.875 | 97164.5 | 2471.416 | 65488.54 | 0 | 0 | 0 | 0 | 72391670 | 0 | 72391670 | 723.9167 | 21210.7593 | 0 | 183.2415 | 198.3774 | 44379.9022
MsrNResSpltPkgAC-65to134-S13 | PreNResSpltPkgAC-65to-PEYes | OfL | 2011 | CZ03 | cDXGF | 0 | DXSZCap | 525.7649 | 174998.9 | 1516730 | 1541532.0046 | 399149.5 | 0 | 892052.4 | 0 | 107340 | 0 | 5705.851 | 112480.4 | 3248.395 | 59631.55 | 0 | 0 | 0 | 0 | 84648480 | 0 | 84648480 | 846.4848 | 24802.0046 | 0 | 183.2415 | 198.3774 | 44379.9027
MsrNResSpltPkgAC-65to134-S13 | PreNResSpltPkgAC-65to-PEYes | OfL | 2011 | CZ04 | cDXGF | 0 | DXSZCap | 439.1808 | 174998.9 | 1613235 | 1630278.9975 | 399149.5 | 0 | 892052.4 | 0 | 210848.3 | 0 | 4853.994 | 106330.1 | 1962.881 | 77728.89 | 0 | 0 | 0 | 0 | 58170640 | 0 | 58170640 | 581.7064 | 17043.9975 | 0 | 183.2415 | 198.3774 | 44379.9032
MsrNResSpltPkgAC-65to134-S13 | PreNResSpltPkgAC-65to-PEYes | OfL | 2011 | CZ05 | cDXGF | 0 | DXSZCap | 520.8654 | 174998.9 | 1552153 | 1566143.8145 | 399149.5 | 0 | 892052.4 | 0 | 141461.4 | 0 | 6506.837 | 112981.2 | 1862.63 | 70536.06 | 0 | 0 | 0 | 0 | 47750220 | 0 | 47750220 | 477.5022 | 13990.8145 | 0 | 183.2415 | 198.3774 | 44379.9037
MsrNResSpltPkgAC-65to134-S13 | PreNResSpltPkgAC-65to-PEYes | OfL | 2011 | CZ06 | cDXGF | 0 | DXSZCap | 558.6231 | 174998.9 | 1670220 | 1676409.7129 | 399149.5 | 0 | 892052.4 | 0 | 257922.8 | 0 | 2281.521 | 118812.1 | 1015.655 | 89856.36 | 0 | 0 | 0 | 0 | 21125300 | 0 | 21125300 | 211.253 | 6189.7129 | 0 | 183.2415 | 198.3774 | 44379.9042
MsrNResSpltPkgAC-65to134-S13 | PreNResSpltPkgAC-65to-PEYes | OfL | 2011 | CZ07 | cDXGF | 0 | DXSZCap | 548.1002 | 174998.9 | 1627097 | 1630103.2972 | 399149.5 | 0 | 892052.4 | 0 | 216116.4 | 0 | 1110.792 | 118666.3 | 585.1755 | 87152.72 | 0 | 0 | 0 | 0 | 10260400 | 0 | 10260400 | 102.604 | 3006.2972 | 0 | 183.2415 | 198.3774 | 44379.9047
MsrNResSpltPkgAC-65to134-S13 | PreNResSpltPkgAC-65to-PEYes | OfL | 2011 | CZ08 | cDXGF | 0 | DXSZCap | 475.2559 | 174998.9 | 1711024 | 1713916.5757 | 399149.5 | 0 | 892052.4 | 0 | 307143.5 | 0 | 2091.71 | 110585.3 | 473.0706 | 92528.54 | 0 | 0 | 0 | 0 | 9872272 | 0 | 9872272 | 98.7227 | 2892.5757 | 0 | 183.2415 | 198.3774 | 44379.9052
MsrNResSpltPkgAC-65to134-S13 | PreNResSpltPkgAC-65to-PEYes | OfL | 2011 | CZ09 | cDXGF | 0 | DXSZCap | 540.5427 | 174998.9 | 1698121 | 1702741.8415 | 399149.5 | 0 | 892052.4 | 0 | 285320.1 | 0 | 3411.839 | 118185.6 | 818.3897 | 90515.2 | 0 | 0 | 0 | 0 | 15770790 | 0 | 15770790 | 157.7079 | 4620.8415 | 0 | 183.2415 | 198.3774 | 44379.9058
MsrNResSpltPkgAC-65to134-S13 | PreNResSpltPkgAC-65to-PEYes | OfL | 2011 | CZ10 | cDXGF | 0 | DXSZCap | 477.6153 | 174998.9 | 1712789 | 1716451.3535 | 399149.5 | 0 | 892052.4 | 0 | 306080.6 | 0 | 4425.838 | 111079.3 | 595.5422 | 89967.29 | 0 | 0 | 0 | 0 | 12499500 | 0 | 12499500 | 124.995 | 3662.3535 | 0 | 183.2415 | 198.3774 | 44379.9063
MsrNResSpltPkgAC-65to134-S13 | PreNResSpltPkgAC-65to-PEYes | OfL | 2011 | CZ11 | cDXGF | 0 | DXSZCap | 501.7459 | 174998.9 | 1688248 | 1719061.8138 | 399149.5 | 0 | 892052.4 | 0 | 273604.7 | 0 | 8542.038 | 114898.1 | 4005.326 | 78452.06 | 0 | 0 | 0 | 0 | 105166600 | 0 | 105166600 | 1051.666 | 30813.8138 | 0 | 183.2415 | 198.3774 | 44379.9068
MsrNResSpltPkgAC-65to134-S13 | PreNResSpltPkgAC-65to-PEYes | OfL | 2011 | CZ12 | cDXGF | 0 | DXSZCap | 469.4916 | 174998.9 | 1639023 | 1663171.4213 | 399149.5 | 0 | 892052.4 | 0 | 229192.7 | 0 | 7418.697 | 111207.9 | 3039.758 | 78040.75 | 0 | 0 | 0 | 0 | 82417820 | 0 | 82417820 | 824.1782 | 24148.4213 | 0 | 183.2415 | 198.3774 | 44379.9073
MsrNResSpltPkgAC-65to134-S13 | PreNResSpltPkgAC-65to-PEYes | OfL | 2011 | CZ13 | cDXGF | 0 | DXSZCap | 509.9334 | 174998.9 | 1717499 | 1738980.2657 | 399149.5 | 0 | 892052.4 | 0 | 298909.8 | 0 | 7556.913 | 119829.6 | 2958.869 | 86726.38 | 0 | 0 | 0 | 0 | 73314900 | 0 | 73314900 | 733.149 | 21481.2657 | 0 | 183.2415 | 198.3774 | 44379.9078
MsrNResSpltPkgAC-65to134-S13 | PreNResSpltPkgAC-65to-PEYes | OfL | 2011 | CZ14 | cDXGF | 0 | DXSZCap | 511.8455 | 174998.9 | 1699771 | 1718584.4245 | 399149.5 | 0 | 892052.4 | 0 | 284342.6 | 0 | 9042.34 | 115182.9 | 2411.909 | 83273.69 | 0 | 0 | 0 | 0 | 64209640 | 0 | 64209640 | 642.0964 | 18813.4245 | 0 | 183.2415 | 198.3774 | 44379.9083
MsrNResSpltPkgAC-65to134-S13 | PreNResSpltPkgAC-65to-PEYes | OfL | 2011 | CZ15 | cDXGF | 0 | DXSZCap | 617.8187 | 174998.9 | 1935973 | 1936885.3633 | 399149.5 | 0 | 892052.4 | 0 | 503339.2 | 0 | 2317.79 | 139113.1 | 213.6938 | 120944.8 | 0 | 0 | 0 | 0 | 3113868 | 0 | 3113868 | 31.1387 | 912.3633 | 0 | 183.2415 | 198.3774 | 44379.9089
MsrNResSpltPkgAC-65to134-S13 | PreNResSpltPkgAC-65to-PEYes | OfL | 2011 | CZ16 | cDXGF | 0 | DXSZCap | 520.9865 | 174998.9 | 1535409 | 1692147.7678 | 399149.5 | 0 | 892052.4 | 0 | 112674.4 | 0 | 16385.32 | 115146 | 13615.15 | 55511.4 | 0 | 0 | 0 | 0 | 534944600 | 0 | 534944600 | 5349.446 | 156738.7678 | 0 | 183.2415 | 198.3774 | 44379.9094
MsrNResSpltPkgAC-65to134-S13 | PreNResSpltPkgAC-65to-PEYes | OfL | 2015 | CZ01 | cDXGF | 0 | DXSZCap | 467.1337 | 174998.9 | 1401793 | 1521538.7598 | 389313.3 | 0 | 892052.4 | 0 | 17415.58 | 0 | 12632.33 | 90378.03 | 11784.27 | 16522.15 | 0 | 0 | 0 | 0 | 408688600 | 0 | 408688600 | 4086.886 | 119745.7598 | 0 | 179.2147 | 198.3774 | 44379.9099
MsrNResSpltPkgAC-65to134-S13 | PreNResSpltPkgAC-65to-PEYes | OfL | 2015 | CZ02 | cDXGF | 0 | DXSZCap | 407.8788 | 174998.9 | 1540882 | 1586060.9592 | 389313.3 | 0 | 892052.4 | 0 | 158353.4 | 0 | 7975.329 | 93186.13 | 4356.928 | 60195.89 | 0 | 0 | 0 | 0 | 154194400 | 0 | 154194400 | 1541.944 | 45178.9592 | 0 | 179.2147 | 198.3774 | 44379.9104
MsrNResSpltPkgAC-65to134-S13 | PreNResSpltPkgAC-65to-PEYes | OfL | 2015 | CZ03 | cDXGF | 0 | DXSZCap | 488.7322 | 174998.9 | 1485850 | 1513325.8933 | 389313.3 | 0 | 892052.4 | 0 | 95879.42 | 0 | 5303.948 | 103298.9 | 3435.867 | 53868.2 | 0 | 0 | 0 | 0 | 93774380 | 0 | 93774380 | 937.7438 | 27475.8933 | 0 | 179.2147 | 198.3774 | 44379.9109
MsrNResSpltPkgAC-65to134-S13 | PreNResSpltPkgAC-65to-PEYes | OfL | 2015 | CZ04 | cDXGF | 0 | DXSZCap | 412.043 | 174998.9 | 1575963 | 1594814.1864 | 389313.3 | 0 | 892052.4 | 0 | 191951.3 | 0 | 4554.234 | 98089.05 | 2112.078 | 71320.87 | 0 | 0 | 0 | 0 | 64338520 | 0 | 64338520 | 643.3852 | 18851.1864 | 0 | 179.2147 | 198.3774 | 44379.9114
MsrNResSpltPkgAC-65to134-S13 | PreNResSpltPkgAC-65to-PEYes | OfL | 2015 | CZ05 | cDXGF | 0 | DXSZCap | 483.0356 | 174998.9 | 1518100 | 1534070.2902 | 389313.3 | 0 | 892052.4 | 0 | 127155.2 | 0 | 6034.249 | 103542.5 | 2058.354 | 63953.73 | 0 | 0 | 0 | 0 | 54506110 | 0 | 54506110 | 545.0611 | 15970.2902 | 0 | 179.2147 | 198.3774 | 44379.912
MsrNResSpltPkgAC-65to134-S13 | PreNResSpltPkgAC-65to-PEYes | OfL | 2015 | CZ06 | cDXGF | 0 | DXSZCap | 524.4696 | 174998.9 | 1629329 | 1636374.812 | 389313.3 | 0 | 892052.4 | 0 | 235754.8 | 0 | 2142.032 | 110063.5 | 1117.808 | 82612.81 | 0 | 0 | 0 | 0 | 24047140 | 0 | 24047140 | 240.4714 | 7045.812 | 0 | 179.2147 | 198.3774 | 44379.9125
MsrNResSpltPkgAC-65to134-S13 | PreNResSpltPkgAC-65to-PEYes | OfL | 2015 | CZ07 | cDXGF | 0 | DXSZCap | 513.4637 | 174998.9 | 1589414 | 1592928.617 | 389313.3 | 0 | 892052.4 | 0 | 197240.3 | 0 | 1040.597 | 109764.6 | 680.9005 | 80120.45 | 0 | 0 | 0 | 0 | 11995280 | 0 | 11995280 | 119.9528 | 3514.617 | 0 | 179.2147 | 198.3774 | 44379.913
MsrNResSpltPkgAC-65to134-S13 | PreNResSpltPkgAC-65to-PEYes | OfL | 2015 | CZ08 | cDXGF | 0 | DXSZCap | 447.9482 | 174998.9 | 1669081 | 1672215.7924 | 389313.3 | 0 | 892052.4 | 0 | 283105.1 | 0 | 1971.538 | 102635.8 | 504.0472 | 85637.54 | 0 | 0 | 0 | 0 | 10698950 | 0 | 10698950 | 106.9895 | 3134.7924 | 0 | 179.2147 | 198.3774 | 44379.9135
MsrNResSpltPkgAC-65to134-S13 | PreNResSpltPkgAC-65to-PEYes | OfL | 2015 | CZ09 | cDXGF | 0 | DXSZCap | 515.4251 | 174998.9 | 1656824 | 1662020.021 | 389313.3 | 0 | 892052.4 | 0 | 261482.5 | 0 | 3253.323 | 110719.7 | 914.9597 | 83964.12 | 0 | 0 | 0 | 0 | 17733860 | 0 | 17733860 | 177.3386 | 5196.021 | 0 | 179.2147 | 198.3774 | 44379.914
MsrNResSpltPkgAC-65to134-S13 | PreNResSpltPkgAC-65to-PEYes | OfL | 2015 | CZ10 | cDXGF | 0 | DXSZCap | 478.5227 | 174998.9 | 1684122 | 1694076.9826 | 389313.3 | 0 | 892052.4 | 0 | 290513.9 | 0 | 4434.306 | 107805.4 | 1345.758 | 85185.7 | 0 | 0 | 0 | 0 | 33976050 | 0 | 33976050 | 339.7605 | 9954.9826 | 0 | 179.2147 | 198.3774 | 44379.9145
MsrNResSpltPkgAC-65to134-S13 | PreNResSpltPkgAC-65to-PEYes | OfL | 2015 | CZ11 | cDXGF | 0 | DXSZCap | 504.2407 | 174998.9 | 1664487 | 1725420.1883 | 389313.3 | 0 | 892052.4 | 0 | 261968.2 | 0 | 8584.656 | 112565.3 | 6666.543 | 74606.48 | 0 | 0 | 0 | 0 | 207963100 | 0 | 207963100 | 2079.631 | 60933.1883 | 0 | 179.2147 | 198.3774 | 44379.9151
MsrNResSpltPkgAC-65to134-S13 | PreNResSpltPkgAC-65to-PEYes | OfL | 2015 | CZ12 | cDXGF | 0 | DXSZCap | 470.1256 | 174998.9 | 1613006 | 1661277.5742 | 389313.3 | 0 | 892052.4 | 0 | 216243.7 | 0 | 7429.125 | 107964.8 | 5114.348 | 73248.8 | 0 | 0 | 0 | 0 | 164749400 | 0 | 164749400 | 1647.494 | 48271.5742 | 0 | 179.2147 | 198.3774 | 44379.9156
MsrNResSpltPkgAC-65to134-S13 | PreNResSpltPkgAC-65to-PEYes | OfL | 2015 | CZ13 | cDXGF | 0 | DXSZCap | 512.3782 | 174998.9 | 1694317 | 1737004.2286 | 389313.3 | 0 | 892052.4 | 0 | 287948.7 | 0 | 7593.559 | 117405.5 | 4904.126 | 83024.17 | 0 | 0 | 0 | 0 | 145690200 | 0 | 145690200 | 1456.902 | 42687.2286 | 0 | 179.2147 | 198.3774 | 44379.9161
MsrNResSpltPkgAC-65to134-S13 | PreNResSpltPkgAC-65to-PEYes | OfL | 2015 | CZ14 | cDXGF | 0 | DXSZCap | 516.6572 | 174998.9 | 1676542 | 1717741.7555 | 389313.3 | 0 | 892052.4 | 0 | 272977.1 | 0 | 9127.817 | 113069.4 | 4221.257 | 79125.17 | 0 | 0 | 0 | 0 | 140613500 | 0 | 140613500 | 1406.135 | 41199.7555 | 0 | 179.2147 | 198.3774 | 44379.9166
MsrNResSpltPkgAC-65to134-S13 | PreNResSpltPkgAC-65to-PEYes | OfL | 2015 | CZ15 | cDXGF | 0 | DXSZCap | 625.8589 | 174998.9 | 1920001 | 1922097.1492 | 389313.3 | 0 | 892052.4 | 0 | 497846.1 | 0 | 2347.954 | 138437.6 | 482.4066 | 119261.5 | 0 | 0 | 0 | 0 | 7154093 | 0 | 7154093 | 71.5409 | 2096.1492 | 0 | 179.2147 | 198.3774 | 44379.9172
MsrNResSpltPkgAC-65to134-S13 | PreNResSpltPkgAC-65to-PEYes | OfL | 2015 | CZ16 | cDXGF | 0 | DXSZCap | 517.8521 | 174998.9 | 1512472 | 1733077.9995 | 389313.3 | 0 | 892052.4 | 0 | 102890.8 | 0 | 16287.02 | 111927 | 17300.32 | 51158.45 | 0 | 0 | 0 | 0 | 752921500 | 0 | 752921500 | 7529.215 | 220605.9995 | 0 | 179.2147 | 198.3774 | 44379.9177
MsrNResSpltPkgAC-65to134-S13 | PreNResSpltPkgAC-65to-PEYes | OfL | 2017 | CZ01 | cDXGF | 0 | DXSZCap | 462.2641 | 174998.9 | 1386960 | 1474232.0717 | 374757.9 | 0 | 892052.4 | 0 | 18046.05 | 0 | 12500.61 | 89600.98 | 9266.688 | 17276.94 | 0 | 0 | 0 | 0 | 297856900 | 0 | 297856900 | 2978.569 | 87272.0717 | 0 | 173.8311 | 198.3774 | 44379.9182
MsrNResSpltPkgAC-65to134-S13 | PreNResSpltPkgAC-65to-PEYes | OfL | 2017 | CZ02 | cDXGF | 0 | DXSZCap | 405.5161 | 174998.9 | 1524351 | 1570506.8212 | 374757.9 | 0 | 892052.4 | 0 | 157046.8 | 0 | 7929.069 | 92562.55 | 4424.548 | 59697.22 | 0 | 0 | 0 | 0 | 157528400 | 0 | 157528400 | 1575.284 | 46155.8212 | 0 | 173.8311 | 198.3774 | 44379.9187
MsrNResSpltPkgAC-65to134-S13 | PreNResSpltPkgAC-65to-PEYes | OfL | 2017 | CZ03 | cDXGF | 0 | DXSZCap | 485.8814 | 174998.9 | 1469579 | 1497711.8931 | 374757.9 | 0 | 892052.4 | 0 | 94891.87 | 0 | 5273.016 | 102600.2 | 3492.083 | 53352.16 | 0 | 0 | 0 | 0 | 96016700 | 0 | 96016700 | 960.167 | 28132.8931 | 0 | 173.8311 | 198.3774 | 44379.9194
MsrNResSpltPkgAC-65to134-S13 | PreNResSpltPkgAC-65to-PEYes | OfL | 2017 | CZ04 | cDXGF | 0 | DXSZCap | 409.656 | 174998.9 | 1559130 | 1578407.2377 | 374757.9 | 0 | 892052.4 | 0 | 190380.4 | 0 | 4527.823 | 97408.48 | 2134.573 | 70744.35 | 0 | 0 | 0 | 0 | 65792620 | 0 | 65792620 | 657.9262 | 19277.2377 | 0 | 173.8311 | 198.3774 | 44379.9202
MsrNResSpltPkgAC-65to134-S13 | PreNResSpltPkgAC-65to-PEYes | OfL | 2017 | CZ05 | cDXGF | 0 | DXSZCap | 479.8222 | 174998.9 | 1501628 | 1517428.2272 | 374757.9 | 0 | 892052.4 | 0 | 126039.7 | 0 | 5994.122 | 102781.1 | 1981.954 | 63400.23 | 0 | 0 | 0 | 0 | 53925690 | 0 | 53925690 | 539.2569 | 15800.2272 | 0 | 173.8311 | 198.3774 | 44379.9207
MsrNResSpltPkgAC-65to134-S13 | PreNResSpltPkgAC-65to-PEYes | OfL | 2017 | CZ06 | cDXGF | 0 | DXSZCap | 515.3532 | 174998.9 | 1612448 | 1616528.2037 | 374757.9 | 0 | 892052.4 | 0 | 234800.8 | 0 | 2104.8 | 108729 | 735.1365 | 82431.4 | 0 | 0 | 0 | 0 | 13925610 | 0 | 13925610 | 139.2561 | 4080.2037 | 0 | 173.8311 | 198.3774 | 44379.9212
MsrNResSpltPkgAC-65to134-S13 | PreNResSpltPkgAC-65to-PEYes | OfL | 2017 | CZ07 | cDXGF | 0 | DXSZCap | 506.0902 | 174998.9 | 1573381 | 1575443.4786 | 374757.9 | 0 | 892052.4 | 0 | 196763.7 | 0 | 1025.653 | 108778.4 | 424.5327 | 80355.91 | 0 | 0 | 0 | 0 | 7039176 | 0 | 7039176 | 70.3918 | 2062.4786 | 0 | 173.8311 | 198.3774 | 44379.9218
MsrNResSpltPkgAC-65to134-S13 | PreNResSpltPkgAC-65to-PEYes | OfL | 2017 | CZ08 | cDXGF | 0 | DXSZCap | 444.7757 | 174998.9 | 1651245 | 1654272.1442 | 374757.9 | 0 | 892052.4 | 0 | 280644.1 | 0 | 1957.576 | 101829.6 | 490.191 | 84959.14 | 0 | 0 | 0 | 0 | 10331550 | 0 | 10331550 | 103.3155 | 3027.1442 | 0 | 173.8311 | 198.3774 | 44379.9223
MsrNResSpltPkgAC-65to134-S13 | PreNResSpltPkgAC-65to-PEYes | OfL | 2017 | CZ09 | cDXGF | 0 | DXSZCap | 512.9462 | 174998.9 | 1639609 | 1644916.3317 | 374757.9 | 0 | 892052.4 | 0 | 259489.1 | 0 | 3237.663 | 110068.4 | 930.1291 | 83376 | 0 | 0 | 0 | 0 | 18113760 | 0 | 18113760 | 181.1376 | 5307.3317 | 0 | 173.8311 | 198.3774 | 44379.9228
MsrNResSpltPkgAC-65to134-S13 | PreNResSpltPkgAC-65to-PEYes | OfL | 2017 | CZ10 | cDXGF | 0 | DXSZCap | 475.8743 | 174998.9 | 1666614 | 1676846.6705 | 374757.9 | 0 | 892052.4 | 0 | 288295.6 | 0 | 4409.767 | 107095.5 | 1373.34 | 84569.72 | 0 | 0 | 0 | 0 | 34923790 | 0 | 34923790 | 349.2379 | 10232.6705 | 0 | 173.8311 | 198.3774 | 44379.9233
MsrNResSpltPkgAC-65to134-S13 | PreNResSpltPkgAC-65to-PEYes | OfL | 2017 | CZ11 | cDXGF | 0 | DXSZCap | 501.2543 | 174998.9 | 1647274 | 1708881.6743 | 374757.9 | 0 | 892052.4 | 0 | 260094.3 | 0 | 8533.838 | 111832.8 | 6715.735 | 74071.22 | 0 | 0 | 0 | 0 | 210265100 | 0 | 210265100 | 2102.651 | 61607.6743 | 0 | 173.8311 | 198.3774 | 44379.9239
MsrNResSpltPkgAC-65to134-S13 | PreNResSpltPkgAC-65to-PEYes | OfL | 2017 | CZ12 | cDXGF | 0 | DXSZCap | 467.4468 | 174998.9 | 1596065 | 1645205.7294 | 374757.9 | 0 | 892052.4 | 0 | 214608.8 | 0 | 7386.827 | 107256.8 | 5179.797 | 72711.59 | 0 | 0 | 0 | 0 | 167715800 | 0 | 167715800 | 1677.158 | 49140.7294 | 0 | 173.8311 | 198.3774 | 44379.9244
MsrNResSpltPkgAC-65to134-S13 | PreNResSpltPkgAC-65to-PEYes | OfL | 2017 | CZ13 | cDXGF | 0 | DXSZCap | 509.3495 | 174998.9 | 1676788 | 1720178.8095 | 374757.9 | 0 | 892052.4 | 0 | 285804 | 0 | 7548.689 | 116621.7 | 4961.913 | 82403.97 | 0 | 0 | 0 | 0 | 148091500 | 0 | 148091500 | 1480.915 | 43390.8095 | 0 | 173.8311 | 198.3774 | 44379.9249
MsrNResSpltPkgAC-65to134-S13 | PreNResSpltPkgAC-65to-PEYes | OfL | 2017 | CZ14 | cDXGF | 0 | DXSZCap | 514.103 | 174998.9 | 1659269 | 1701039.2558 | 374757.9 | 0 | 892052.4 | 0 | 270969.4 | 0 | 9082.674 | 112403.4 | 4270.132 | 78603.09 | 0 | 0 | 0 | 0 | 142560600 | 0 | 142560600 | 1425.606 | 41770.2558 | 0 | 173.8311 | 198.3774 | 44379.9254
MsrNResSpltPkgAC-65to134-S13 | PreNResSpltPkgAC-65to-PEYes | OfL | 2017 | CZ15 | cDXGF | 0 | DXSZCap | 623.3914 | 174998.9 | 1901142 | 1903263.9168 | 374757.9 | 0 | 892052.4 | 0 | 494285.4 | 0 | 2338.7 | 137704.1 | 484.2767 | 118586.5 | 0 | 0 | 0 | 0 | 7242037 | 0 | 7242037 | 72.4204 | 2121.9168 | 0 | 173.8311 | 198.3774 | 44379.926
MsrNResSpltPkgAC-65to134-S13 | PreNResSpltPkgAC-65to-PEYes | OfL | 2017 | CZ16 | cDXGF | 0 | DXSZCap | 515.3326 | 174998.9 | 1496382 | 1718599.3237 | 374757.9 | 0 | 892052.4 | 0 | 102051.3 | 0 | 16207.73 | 111309.9 | 17296.98 | 50787.14 | 0 | 0 | 0 | 0 | 758420900 | 0 | 758420900 | 7584.209 | 222217.3237 | 0 | 173.8311 | 198.3774 | 44379.9265
MsrNResSpltPkgAC-65to134-S13 | PreNResSpltPkgAC-65to-PEYes | OfL | 2020 | CZ01 | cDXGF | 0 | DXSZCap | 450.6168 | 174998.9 | 1296801 | 1401127.4004 | 289618.8 | 0 | 892052.4 | 0 | 15979.17 | 0 | 12185.64 | 86963.89 | 10742.62 | 15297.04 | 0 | 0 | 0 | 0 | 356062800 | 0 | 356062800 | 3560.628 | 104326.4004 | 0 | 131.4698 | 198.3774 | 44379.927
MsrNResSpltPkgAC-65to134-S13 | PreNResSpltPkgAC-65to-PEYes | OfL | 2020 | CZ02 | cDXGF | 0 | DXSZCap | 395.6083 | 174998.9 | 1428215 | 1483041.2479 | 289618.8 | 0 | 892052.4 | 0 | 149364.9 | 0 | 7735.461 | 89443.91 | 5053.522 | 56690.93 | 0 | 0 | 0 | 0 | 187120300 | 0 | 187120300 | 1871.203 | 54826.2479 | 0 | 131.4698 | 198.3774 | 44379.9275
MsrNResSpltPkgAC-65to134-S13 | PreNResSpltPkgAC-65to-PEYes | OfL | 2020 | CZ03 | cDXGF | 0 | DXSZCap | 474.0528 | 174998.9 | 1374923 | 1409436.5834 | 289618.8 | 0 | 892052.4 | 0 | 88837.51 | 0 | 5144.637 | 99269.27 | 4162.156 | 50145.2 | 0 | 0 | 0 | 0 | 117793800 | 0 | 117793800 | 1177.938 | 34513.5834 | 0 | 131.4698 | 198.3774 | 44379.928
MsrNResSpltPkgAC-65to134-S13 | PreNResSpltPkgAC-65to-PEYes | OfL | 2020 | CZ04 | cDXGF | 0 | DXSZCap | 399.8437 | 174998.9 | 1461630 | 1485325.5107 | 289618.8 | 0 | 892052.4 | 0 | 181476 | 0 | 4419.453 | 94063.18 | 2532.536 | 67290.84 | 0 | 0 | 0 | 0 | 80872050 | 0 | 80872050 | 808.7205 | 23695.5107 | 0 | 131.4698 | 198.3774 | 44379.9285
MsrNResSpltPkgAC-65to134-S13 | PreNResSpltPkgAC-65to-PEYes | OfL | 2020 | CZ05 | cDXGF | 0 | DXSZCap | 467.5803 | 174998.9 | 1405206 | 1424555.2629 | 289618.8 | 0 | 892052.4 | 0 | 118425.8 | 0 | 5841.168 | 99268.21 | 2351.223 | 59865.84 | 0 | 0 | 0 | 0 | 66038440 | 0 | 66038440 | 660.3844 | 19349.2629 | 0 | 131.4698 | 198.3774 | 44379.929
MsrNResSpltPkgAC-65to134-S13 | PreNResSpltPkgAC-65to-PEYes | OfL | 2020 | CZ06 | cDXGF | 0 | DXSZCap | 504.3779 | 174998.9 | 1513136 | 1518202.2015 | 289618.8 | 0 | 892052.4 | 0 | 223888.9 | 0 | 2059.974 | 105516.5 | 870.5089 | 79094.14 | 0 | 0 | 0 | 0 | 17290790 | 0 | 17290790 | 172.9079 | 5066.2015 | 0 | 131.4698 | 198.3774 | 44379.9295
MsrNResSpltPkgAC-65to134-S13 | PreNResSpltPkgAC-65to-PEYes | OfL | 2020 | CZ07 | cDXGF | 0 | DXSZCap | 494.6015 | 174998.9 | 1474815 | 1477378.3046 | 289618.8 | 0 | 892052.4 | 0 | 186842.5 | 0 | 1002.37 | 105299.8 | 518.1407 | 76597.91 | 0 | 0 | 0 | 0 | 8748480 | 0 | 8748480 | 87.4848 | 2563.3046 | 0 | 131.4698 | 198.3774 | 44379.9301
MsrNResSpltPkgAC-65to134-S13 | PreNResSpltPkgAC-65to-PEYes | OfL | 2020 | CZ08 | cDXGF | 0 | DXSZCap | 435.9831 | 174998.9 | 1550997 | 1554753.1457 | 289618.8 | 0 | 892052.4 | 0 | 268764.1 | 0 | 1918.882 | 98642.81 | 593.8137 | 81578.19 | 0 | 0 | 0 | 0 | 12819610 | 0 | 12819610 | 128.1961 | 3756.1457 | 0 | 131.4698 | 198.3774 | 44379.9306
MsrNResSpltPkgAC-65to134-S13 | PreNResSpltPkgAC-65to-PEYes | OfL | 2020 | CZ09 | cDXGF | 0 | DXSZCap | 504.4364 | 174998.9 | 1541016 | 1547588.7518 | 289618.8 | 0 | 892052.4 | 0 | 248872.2 | 0 | 3183.962 | 107289.1 | 1107.838 | 80347.08 | 0 | 0 | 0 | 0 | 22432600 | 0 | 22432600 | 224.326 | 6572.7518 | 0 | 131.4698 | 198.3774 | 44379.9311
MsrNResSpltPkgAC-65to134-S13 | PreNResSpltPkgAC-65to-PEYes | OfL | 2020 | CZ10 | cDXGF | 0 | DXSZCap | 466.4735 | 174998.9 | 1566975 | 1579522.139 | 289618.8 | 0 | 892052.4 | 0 | 276982.5 | 0 | 4322.667 | 103999.3 | 1623.066 | 81350.28 | 0 | 0 | 0 | 0 | 42823000 | 0 | 42823000 | 428.23 | 12547.139 | 0 | 131.4698 | 198.3774 | 44379.9316
MsrNResSpltPkgAC-65to134-S13 | PreNResSpltPkgAC-65to-PEYes | OfL | 2020 | CZ11 | cDXGF | 0 | DXSZCap | 491.9068 | 174998.9 | 1549745 | 1621233.1031 | 289618.8 | 0 | 892052.4 | 0 | 250770.8 | 0 | 8374.737 | 108928.8 | 7525.884 | 71315.71 | 0 | 0 | 0 | 0 | 243986700 | 0 | 243986700 | 2439.867 | 71488.1031 | 0 | 131.4698 | 198.3774 | 44379.9321
MsrNResSpltPkgAC-65to134-S13 | PreNResSpltPkgAC-65to-PEYes | OfL | 2020 | CZ12 | cDXGF | 0 | DXSZCap | 457.6764 | 174998.9 | 1498886 | 1556726.4268 | 289618.8 | 0 | 892052.4 | 0 | 205857.4 | 0 | 7232.42 | 104124.7 | 5900.618 | 69689.89 | 0 | 0 | 0 | 0 | 197407600 | 0 | 197407600 | 1974.076 | 57840.4268 | 0 | 131.4698 | 198.3774 | 44379.9326
MsrNResSpltPkgAC-65to134-S13 | PreNResSpltPkgAC-65to-PEYes | OfL | 2020 | CZ13 | cDXGF | 0 | DXSZCap | 500.4507 | 174998.9 | 1578591 | 1629794.5959 | 289618.8 | 0 | 892052.4 | 0 | 275856.3 | 0 | 7416.843 | 113647.2 | 5643.956 | 79554.03 | 0 | 0 | 0 | 0 | 174756300 | 0 | 174756300 | 1747.563 | 51203.5959 | 0 | 131.4698 | 198.3774 | 44379.9332
MsrNResSpltPkgAC-65to134-S13 | PreNResSpltPkgAC-65to-PEYes | OfL | 2020 | CZ14 | cDXGF | 0 | DXSZCap | 504.6265 | 174998.9 | 1561275 | 1609934.7992 | 289618.8 | 0 | 892052.4 | 0 | 261147.7 | 0 | 8915.305 | 109541.1 | 4816.245 | 75775.48 | 0 | 0 | 0 | 0 | 166074400 | 0 | 166074400 | 1660.744 | 48659.7992 | 0 | 131.4698 | 198.3774 | 44379.9337
MsrNResSpltPkgAC-65to134-S13 | PreNResSpltPkgAC-65to-PEYes | OfL | 2020 | CZ15 | cDXGF | 0 | DXSZCap | 613.9324 | 174998.9 | 1798367 | 1800892.7022 | 289618.8 | 0 | 892052.4 | 0 | 479679.3 | 0 | 2303.214 | 134714.4 | 568.4294 | 115480 | 0 | 0 | 0 | 0 | 8620144 | 0 | 8620144 | 86.2014 | 2525.7022 | 0 | 131.4698 | 198.3774 | 44379.9342
MsrNResSpltPkgAC-65to134-S13 | PreNResSpltPkgAC-65to-PEYes | OfL | 2020 | CZ16 | cDXGF | 0 | DXSZCap | 506.0633 | 174998.9 | 1403723 | 1650791.6168 | 289618.8 | 0 | 892052.4 | 0 | 97449.72 | 0 | 15916.34 | 108684.9 | 18624.17 | 48670.83 | 0 | 0 | 0 | 0 | 843237600 | 0 | 843237600 | 8432.376 | 247068.6168 | 0 | 131.4698 | 198.3774 | 44379.9347
MsrNResSpltPkgAC-65to134-S13 | PreNResSpltPkgAC-65to-PEYes | OfS | 1975 | CZ01 | cDXGF | 0 | DXSZCap | 44.9834 | 10000.08 | 81230.79 | 126334.7119 | 20480.68 | 0 | 49066.88 | 0 | 1587.985 | 0 | 1216.451 | 8878.893 | 2764.8 | 1354.451 | 0 | 0 | 0 | 0 | 153938300 | 0 | 153938300 | 1539.383 | 45103.9219 | 0 | 11.0827 | 13.1733 | 44379.9352
MsrNResSpltPkgAC-65to134-S13 | PreNResSpltPkgAC-65to-PEYes | OfS | 1975 | CZ02 | cDXGF | 0 | DXSZCap | 40.3124 | 10000.08 | 94737.33 | 122610.2559 | 20480.68 | 0 | 49066.88 | 0 | 15139.92 | 0 | 788.2388 | 9261.727 | 1471.409 | 5367.514 | 0 | 0 | 0 | 0 | 95129440 | 0 | 95129440 | 951.2944 | 27872.9259 | 0 | 11.0827 | 13.1733 | 44379.9356
MsrNResSpltPkgAC-65to134-S13 | PreNResSpltPkgAC-65to-PEYes | OfS | 1975 | CZ03 | cDXGF | 0 | DXSZCap | 47.0355 | 10000.08 | 88966.53 | 108312.4088 | 20480.68 | 0 | 49066.88 | 0 | 8840.256 | 0 | 510.4517 | 10068.45 | 1336.668 | 4636.139 | 0 | 0 | 0 | 0 | 66026890 | 0 | 66026890 | 660.2689 | 19345.8788 | 0 | 11.0827 | 13.1733 | 44379.9361
MsrNResSpltPkgAC-65to134-S13 | PreNResSpltPkgAC-65to-PEYes | OfS | 1975 | CZ04 | cDXGF | 0 | DXSZCap | 40.5657 | 10000.08 | 97944.98 | 114558.3115 | 20480.68 | 0 | 49066.88 | 0 | 18323.98 | 0 | 448.3703 | 9625.192 | 945.9016 | 6302.337 | 0 | 0 | 0 | 0 | 56700790 | 0 | 56700790 | 567.0079 | 16613.3315 | 0 | 11.0827 | 13.1733 | 44379.9366
MsrNResSpltPkgAC-65to134-S13 | PreNResSpltPkgAC-65to-PEYes | OfS | 1975 | CZ05 | cDXGF | 0 | DXSZCap | 46.8045 | 10000.08 | 91707.38 | 107921.4199 | 20480.68 | 0 | 49066.88 | 0 | 11479.48 | 0 | 584.6993 | 10095.79 | 1024.762 | 5475.465 | 0 | 0 | 0 | 0 | 55338020 | 0 | 55338020 | 553.3802 | 16214.0399 | 0 | 11.0827 | 13.1733 | 44379.9371
MsrNResSpltPkgAC-65to134-S13 | PreNResSpltPkgAC-65to-PEYes | OfS | 1975 | CZ06 | cDXGF | 0 | DXSZCap | 49.459 | 10000.08 | 101628.2 | 107862.2584 | 20480.68 | 0 | 49066.88 | 0 | 21342.38 | 0 | 202 | 10536.4 | 462.6852 | 7496.695 | 0 | 0 | 0 | 0 | 21276650 | 0 | 21276650 | 212.7665 | 6234.0585 | 0 | 11.0827 | 13.1733 | 44379.9376
MsrNResSpltPkgAC-65to134-S13 | PreNResSpltPkgAC-65to-PEYes | OfS | 1975 | CZ07 | cDXGF | 0 | DXSZCap | 48.2569 | 10000.08 | 97401.09 | 101977.9317 | 20480.68 | 0 | 49066.88 | 0 | 17438.56 | 0 | 97.7986 | 10317.35 | 395.798 | 6892.803 | 0 | 0 | 0 | 0 | 15620620 | 0 | 15620620 | 156.2062 | 4576.8417 | 0 | 11.0827 | 13.1733 | 44379.938
MsrNResSpltPkgAC-65to134-S13 | PreNResSpltPkgAC-65to-PEYes | OfS | 1975 | CZ08 | cDXGF | 0 | DXSZCap | 42.7147 | 10000.08 | 105717.8 | 111500.0993 | 20480.68 | 0 | 49066.88 | 0 | 26204.57 | 0 | 187.9975 | 9777.84 | 388.4972 | 7613.886 | 0 | 0 | 0 | 0 | 19734810 | 0 | 19734810 | 197.3481 | 5782.2993 | 0 | 11.0827 | 13.1733 | 44379.9385
MsrNResSpltPkgAC-65to134-S13 | PreNResSpltPkgAC-65to-PEYes | OfS | 1975 | CZ09 | cDXGF | 0 | DXSZCap | 48.4701 | 10000.08 | 105960.3 | 113904.7108 | 20480.68 | 0 | 49066.88 | 0 | 25499.48 | 0 | 305.9348 | 10607.49 | 567.2343 | 7597.95 | 0 | 0 | 0 | 0 | 27114030 | 0 | 27114030 | 271.1403 | 7944.4108 | 0 | 11.0827 | 13.1733 | 44379.939
MsrNResSpltPkgAC-65to134-S13 | PreNResSpltPkgAC-65to-PEYes | OfS | 1975 | CZ10 | cDXGF | 0 | DXSZCap | 46.4776 | 10000.08 | 109138.8 | 119583.1014 | 20480.68 | 0 | 49066.88 | 0 | 28537.28 | 0 | 430.6856 | 10623.4 | 622.7571 | 7921.087 | 0 | 0 | 0 | 0 | 35646080 | 0 | 35646080 | 356.4608 | 10444.3014 | 0 | 11.0827 | 13.1733 | 44379.9395
MsrNResSpltPkgAC-65to134-S13 | PreNResSpltPkgAC-65to-PEYes | OfS | 1975 | CZ11 | cDXGF | 0 | DXSZCap | 49.4263 | 10000.08 | 109110.5 | 138982.0844 | 20480.68 | 0 | 49066.88 | 0 | 27379.08 | 0 | 841.455 | 11342.58 | 1754.206 | 7175.372 | 0 | 0 | 0 | 0 | 101950800 | 0 | 101950800 | 1019.508 | 29871.5844 | 0 | 11.0827 | 13.1733 | 44379.94
MsrNResSpltPkgAC-65to134-S13 | PreNResSpltPkgAC-65to-PEYes | OfS | 1975 | CZ12 | cDXGF | 0 | DXSZCap | 46.1552 | 10000.08 | 102687.6 | 128359.0558 | 20480.68 | 0 | 49066.88 | 0 | 21654.46 | 0 | 729.3171 | 10756.41 | 1484.909 | 6785.876 | 0 | 0 | 0 | 0 | 87615890 | 0 | 87615890 | 876.1589 | 25671.4558 | 0 | 11.0827 | 13.1733 | 44379.9405
MsrNResSpltPkgAC-65to134-S13 | PreNResSpltPkgAC-65to-PEYes | OfS | 1975 | CZ13 | cDXGF | 0 | DXSZCap | 49.9078 | 10000.08 | 111762.5 | 133744.1013 | 20480.68 | 0 | 49066.88 | 0 | 29764.95 | 0 | 739.5787 | 11710.52 | 1363.916 | 7942.173 | 0 | 0 | 0 | 0 | 75022530 | 0 | 75022530 | 750.2253 | 21981.6013 | 0 | 11.0827 | 13.1733 | 44379.9409
MsrNResSpltPkgAC-65to134-S13 | PreNResSpltPkgAC-65to-PEYes | OfS | 1975 | CZ14 | cDXGF | 0 | DXSZCap | 49.6143 | 10000.08 | 110146.5 | 132707.3681 | 20480.68 | 0 | 49066.88 | 0 | 28331.22 | 0 | 876.3873 | 11391.5 | 1131.943 | 7778.578 | 0 | 0 | 0 | 0 | 76999550 | 0 | 76999550 | 769.9955 | 22560.8682 | 0 | 11.0827 | 13.1733 | 44379.9414
MsrNResSpltPkgAC-65to134-S13 | PreNResSpltPkgAC-65to-PEYes | OfS | 1975 | CZ15 | cDXGF | 0 | DXSZCap | 59.1538 | 10000.08 | 135591.2 | 139459.5559 | 20480.68 | 0 | 49066.88 | 0 | 52078.03 | 0 | 221.9195 | 13743.81 | 341.9873 | 11637.01 | 0 | 0 | 0 | 0 | 13202580 | 0 | 13202580 | 132.0258 | 3868.3559 | 0 | 11.0827 | 13.1733 | 44379.9419
MsrNResSpltPkgAC-65to134-S13 | PreNResSpltPkgAC-65to-PEYes | OfS | 1975 | CZ16 | cDXGF | 0 | DXSZCap | 49.9087 | 10000.08 | 92611.02 | 157514.8271 | 20480.68 | 0 | 49066.88 | 0 | 10293.83 | 0 | 1569.61 | 11200.1 | 2941.851 | 4838.322 | 0 | 0 | 0 | 0 | 221514700 | 0 | 221514700 | 2215.147 | 64903.8071 | 0 | 11.0827 | 13.1733 | 44379.9424
MsrNResSpltPkgAC-65to134-S13 | PreNResSpltPkgAC-65to-PEYes | OfS | 1985 | CZ01 | cDXGF | 0 | DXSZCap | 44.627 | 10000.08 | 79122.52 | 119775.7426 | 20480.68 | 0 | 47017.09 | 0 | 1607.942 | 0 | 1206.81 | 8810.125 | 2596.611 | 1369.066 | 0 | 0 | 0 | 0 | 138748200 | 0 | 138748200 | 1387.482 | 40653.2226 | 0 | 11.0827 | 12.623 | 44379.9429
MsrNResSpltPkgAC-65to134-S13 | PreNResSpltPkgAC-65to-PEYes | OfS | 1985 | CZ02 | cDXGF | 0 | DXSZCap | 39.6889 | 10000.08 | 92483.98 | 117527.3932 | 20480.68 | 0 | 47017.09 | 0 | 15063.19 | 0 | 776.0422 | 9147.102 | 1371.227 | 5344.488 | 0 | 0 | 0 | 0 | 85472400 | 0 | 85472400 | 854.724 | 25043.4132 | 0 | 11.0827 | 12.623 | 44379.9434
MsrNResSpltPkgAC-65to134-S13 | PreNResSpltPkgAC-65to-PEYes | OfS | 1985 | CZ03 | cDXGF | 0 | DXSZCap | 46.582 | 10000.08 | 86857.25 | 104067.4723 | 20480.68 | 0 | 47017.09 | 0 | 8857.784 | 0 | 505.53 | 9996.261 | 1228.586 | 4645.61 | 0 | 0 | 0 | 0 | 58737960 | 0 | 58737960 | 587.3796 | 17210.2223 | 0 | 11.0827 | 12.623 | 44379.9439
MsrNResSpltPkgAC-65to134-S13 | PreNResSpltPkgAC-65to-PEYes | OfS | 1985 | CZ04 | cDXGF | 0 | DXSZCap | 39.9403 | 10000.08 | 95668.19 | 110475.8738 | 20480.68 | 0 | 47017.09 | 0 | 18214.68 | 0 | 441.4518 | 9514.4 | 869.7664 | 6273.948 | 0 | 0 | 0 | 0 | 50538170 | 0 | 50538170 | 505.3817 | 14807.6838 | 0 | 11.0827 | 12.623 | 44379.9443
MsrNResSpltPkgAC-65to134-S13 | PreNResSpltPkgAC-65to-PEYes | OfS | 1985 | CZ05 | cDXGF | 0 | DXSZCap | 46.3685 | 10000.08 | 89593.3 | 103803.9875 | 20480.68 | 0 | 47017.09 | 0 | 11491.54 | 0 | 579.2531 | 10024.87 | 926.0444 | 5480.646 | 0 | 0 | 0 | 0 | 48500640 | 0 | 48500640 | 485.0064 | 14210.6875 | 0 | 11.0827 | 12.623 | 44379.9448
MsrNResSpltPkgAC-65to134-S13 | PreNResSpltPkgAC-65to-PEYes | OfS | 1985 | CZ06 | cDXGF | 0 | DXSZCap | 48.9266 | 10000.08 | 99442.61 | 104843.1157 | 20480.68 | 0 | 47017.09 | 0 | 21290.84 | 0 | 199.825 | 10454.29 | 414.3317 | 7470.333 | 0 | 0 | 0 | 0 | 18431760 | 0 | 18431760 | 184.3176 | 5400.5057 | 0 | 11.0827 | 12.623 | 44379.9453
MsrNResSpltPkgAC-65to134-S13 | PreNResSpltPkgAC-65to-PEYes | OfS | 1985 | CZ07 | cDXGF | 0 | DXSZCap | 47.7695 | 10000.08 | 95227.76 | 99140.7867 | 20480.68 | 0 | 47017.09 | 0 | 17389.96 | 0 | 96.8107 | 10243.33 | 351.8459 | 6878.083 | 0 | 0 | 0 | 0 | 13355040 | 0 | 13355040 | 133.5504 | 3913.0267 | 0 | 11.0827 | 12.623 | 44379.9458
MsrNResSpltPkgAC-65to134-S13 | PreNResSpltPkgAC-65to-PEYes | OfS | 1985 | CZ08 | cDXGF | 0 | DXSZCap | 42.0573 | 10000.08 | 103315.9 | 108320.841 | 20480.68 | 0 | 47017.09 | 0 | 25970.78 | 0 | 185.104 | 9662.402 | 349.5452 | 7553.488 | 0 | 0 | 0 | 0 | 17081710 | 0 | 17081710 | 170.8171 | 5004.941 | 0 | 11.0827 | 12.623 | 44379.9463
MsrNResSpltPkgAC-65to134-S13 | PreNResSpltPkgAC-65to-PEYes | OfS | 1985 | CZ09 | cDXGF | 0 | DXSZCap | 47.6674 | 10000.08 | 103518.2 | 110444.1985 | 20480.68 | 0 | 47017.09 | 0 | 25251.83 | 0 | 300.8671 | 10467.89 | 511.1409 | 7537.142 | 0 | 0 | 0 | 0 | 23638220 | 0 | 23638220 | 236.3822 | 6925.9985 | 0 | 11.0827 | 12.623 | 44379.9467
MsrNResSpltPkgAC-65to134-S13 | PreNResSpltPkgAC-65to-PEYes | OfS | 1985 | CZ10 | cDXGF | 0 | DXSZCap | 45.6932 | 10000.08 | 106629.1 | 115797.3513 | 20480.68 | 0 | 47017.09 | 0 | 28229.43 | 0 | 423.417 | 10478.64 | 567.8674 | 7849.611 | 0 | 0 | 0 | 0 | 31290960 | 0 | 31290960 | 312.9096 | 9168.2513 | 0 | 11.0827 | 12.623 | 44379.9472
MsrNResSpltPkgAC-65to134-S13 | PreNResSpltPkgAC-65to-PEYes | OfS | 1985 | CZ11 | cDXGF | 0 | DXSZCap | 48.5434 | 10000.08 | 106451.3 | 133532.8593 | 20480.68 | 0 | 47017.09 | 0 | 26970.08 | 0 | 826.4161 | 11157.14 | 1648.52 | 7090.638 | 0 | 0 | 0 | 0 | 92428530 | 0 | 92428530 | 924.2853 | 27081.5593 | 0 | 11.0827 | 12.623 | 44379.9477
MsrNResSpltPkgAC-65to134-S13 | PreNResSpltPkgAC-65to-PEYes | OfS | 1985 | CZ12 | cDXGF | 0 | DXSZCap | 45.3539 | 10000.08 | 100242.9 | 123450.9465 | 20480.68 | 0 | 47017.09 | 0 | 21429.74 | 0 | 716.6407 | 10598.89 | 1383.952 | 6731.614 | 0 | 0 | 0 | 0 | 79208350 | 0 | 79208350 | 792.0835 | 23208.0465 | 0 | 11.0827 | 12.623 | 44379.9482
MsrNResSpltPkgAC-65to134-S13 | PreNResSpltPkgAC-65to-PEYes | OfS | 1985 | CZ13 | cDXGF | 0 | DXSZCap | 49.0209 | 10000.08 | 109035.9 | 128858.3608 | 20480.68 | 0 | 47017.09 | 0 | 29288.17 | 0 | 726.4186 | 11523.66 | 1271.98 | 7842.367 | 0 | 0 | 0 | 0 | 67653450 | 0 | 67653450 | 676.5345 | 19822.4608 | 0 | 11.0827 | 12.623 | 44379.9487
MsrNResSpltPkgAC-65to134-S13 | PreNResSpltPkgAC-65to-PEYes | OfS | 1985 | CZ14 | cDXGF | 0 | DXSZCap | 48.7561 | 10000.08 | 107546.8 | 127660.579 | 20480.68 | 0 | 47017.09 | 0 | 27966.09 | 0 | 861.1971 | 11221.86 | 1045.369 | 7708.325 | 0 | 0 | 0 | 0 | 68647710 | 0 | 68647710 | 686.4771 | 20113.779 | 0 | 11.0827 | 12.623 | 44379.9492
MsrNResSpltPkgAC-65to134-S13 | PreNResSpltPkgAC-65to-PEYes | OfS | 1985 | CZ15 | cDXGF | 0 | DXSZCap | 58.0822 | 10000.08 | 132227.4 | 135559.5659 | 20480.68 | 0 | 47017.09 | 0 | 51013.23 | 0 | 217.8995 | 13498.62 | 306.1424 | 11446.42 | 0 | 0 | 0 | 0 | 11372580 | 0 | 11372580 | 113.7258 | 3332.1659 | 0 | 11.0827 | 12.623 | 44379.9497
MsrNResSpltPkgAC-65to134-S13 | PreNResSpltPkgAC-65to-PEYes | OfS | 1985 | CZ16 | cDXGF | 0 | DXSZCap | 49.3453 | 10000.08 | 90344.97 | 149817.7584 | 20480.68 | 0 | 47017.09 | 0 | 10220.96 | 0 | 1551.899 | 11074.46 | 2801.85 | 4820.015 | 0 | 0 | 0 | 0 | 202978800 | 0 | 202978800 | 2029.788 | 59472.7884 | 0 | 11.0827 | 12.623 | 44379.9501
MsrNResSpltPkgAC-65to134-S13 | PreNResSpltPkgAC-65to-PEYes | OfS | 1996 | CZ01 | cDXGF | 0 | DXSZCap | 37.9153 | 10000.08 | 75244.15 | 106455.3304 | 20480.68 | 0 | 44967.2 | 0 | 1359.74 | 0 | 1025.31 | 7411.434 | 2069.553 | 1176.608 | 0 | 0 | 0 | 0 | 106522800 | 0 | 106522800 | 1065.228 | 31211.1804 | 0 | 11.0827 | 12.0727 | 44379.9506
MsrNResSpltPkgAC-65to134-S13 | PreNResSpltPkgAC-65to-PEYes | OfS | 1996 | CZ02 | cDXGF | 0 | DXSZCap | 37.6013 | 10000.08 | 88281.34 | 114333.435 | 20480.68 | 0 | 44967.2 | 0 | 13596.71 | 0 | 735.241 | 8501.702 | 1385.67 | 4856.84 | 0 | 0 | 0 | 0 | 88915000 | 0 | 88915000 | 889.15 | 26052.095 | 0 | 11.0827 | 12.0727 | 44379.9511
MsrNResSpltPkgAC-65to134-S13 | PreNResSpltPkgAC-65to-PEYes | OfS | 1996 | CZ03 | cDXGF | 0 | DXSZCap | 43.932 | 10000.08 | 82977.24 | 101282.8721 | 20480.68 | 0 | 44967.2 | 0 | 7794.994 | 0 | 476.7698 | 9257.807 | 1282.404 | 4136.419 | 0 | 0 | 0 | 0 | 62476560 | 0 | 62476560 | 624.7656 | 18305.6321 | 0 | 11.0827 | 12.0727 | 44379.9516
MsrNResSpltPkgAC-65to134-S13 | PreNResSpltPkgAC-65to-PEYes | OfS | 1996 | CZ04 | cDXGF | 0 | DXSZCap | 37.9518 | 10000.08 | 91148.05 | 106737.1443 | 20480.68 | 0 | 44967.2 | 0 | 16450.53 | 0 | 419.4889 | 8830.325 | 897.072 | 5696.621 | 0 | 0 | 0 | 0 | 53205100 | 0 | 53205100 | 532.051 | 15589.0943 | 0 | 11.0827 | 12.0727 | 44379.9521
MsrNResSpltPkgAC-65to134-S13 | PreNResSpltPkgAC-65to-PEYes | OfS | 1996 | CZ05 | cDXGF | 0 | DXSZCap | 43.6581 | 10000.08 | 85462.63 | 100799.6945 | 20480.68 | 0 | 44967.2 | 0 | 10198.43 | 0 | 545.3936 | 9271.151 | 980.5795 | 4913.369 | 0 | 0 | 0 | 0 | 52344930 | 0 | 52344930 | 523.4493 | 15337.0645 | 0 | 11.0827 | 12.0727 | 44379.9526
MsrNResSpltPkgAC-65to134-S13 | PreNResSpltPkgAC-65to-PEYes | OfS | 1996 | CZ06 | cDXGF | 0 | DXSZCap | 46.2941 | 10000.08 | 94553.76 | 100679.1418 | 20480.68 | 0 | 44967.2 | 0 | 19212.84 | 0 | 189.0737 | 9704.166 | 464.9322 | 6819.549 | 0 | 0 | 0 | 0 | 20905740 | 0 | 20905740 | 209.0574 | 6125.3818 | 0 | 11.0827 | 12.0727 | 44379.9531
MsrNResSpltPkgAC-65to134-S13 | PreNResSpltPkgAC-65to-PEYes | OfS | 1996 | CZ07 | cDXGF | 0 | DXSZCap | 45.2315 | 10000.08 | 90795.69 | 95315.1242 | 20480.68 | 0 | 44967.2 | 0 | 15725.49 | 0 | 91.6672 | 9530.823 | 402.0749 | 6269.824 | 0 | 0 | 0 | 0 | 15424690 | 0 | 15424690 | 154.2469 | 4519.4342 | 0 | 11.0827 | 12.0727 | 44379.9535
MsrNResSpltPkgAC-65to134-S13 | PreNResSpltPkgAC-65to-PEYes | OfS | 1996 | CZ08 | cDXGF | 0 | DXSZCap | 40.1745 | 10000.08 | 98536.33 | 104169.5539 | 20480.68 | 0 | 44967.2 | 0 | 23884.38 | 0 | 176.8179 | 9027.431 | 385.8186 | 6971.844 | 0 | 0 | 0 | 0 | 19226020 | 0 | 19226020 | 192.2602 | 5633.2239 | 0 | 11.0827 | 12.0727 | 44379.954
MsrNResSpltPkgAC-65to134-S13 | PreNResSpltPkgAC-65to-PEYes | OfS | 1996 | CZ09 | cDXGF | 0 | DXSZCap | 46.0087 | 10000.08 | 98721.86 | 106923.9438 | 20480.68 | 0 | 44967.2 | 0 | 23119.98 | 0 | 290.4001 | 9863.815 | 590.8318 | 6964.194 | 0 | 0 | 0 | 0 | 27993460 | 0 | 27993460 | 279.9346 | 8202.0838 | 0 | 11.0827 | 12.0727 | 44379.9545
MsrNResSpltPkgAC-65to134-S13 | PreNResSpltPkgAC-65to-PEYes | OfS | 1996 | CZ10 | cDXGF | 0 | DXSZCap | 43.976 | 10000.08 | 101657.5 | 112339.7292 | 20480.68 | 0 | 44967.2 | 0 | 25962.85 | 0 | 407.5089 | 9839.419 | 640.7053 | 7249.672 | 0 | 0 | 0 | 0 | 36458120 | 0 | 36458120 | 364.5812 | 10682.2292 | 0 | 11.0827 | 12.0727 | 44379.955
MsrNResSpltPkgAC-65to134-S13 | PreNResSpltPkgAC-65to-PEYes | OfS | 1996 | CZ11 | cDXGF | 0 | DXSZCap | 42.4612 | 10000.08 | 98061.85 | 117959.5884 | 20480.68 | 0 | 44967.2 | 0 | 22381.83 | 0 | 722.882 | 9509.44 | 1328.765 | 6010.105 | 0 | 0 | 0 | 0 | 67910370 | 0 | 67910370 | 679.1037 | 19897.7384 | 0 | 11.0827 | 12.0727 | 44379.9555
MsrNResSpltPkgAC-65to134-S13 | PreNResSpltPkgAC-65to-PEYes | OfS | 1996 | CZ12 | cDXGF | 0 | DXSZCap | 39.5791 | 10000.08 | 92973.05 | 110361.0676 | 20480.68 | 0 | 44967.2 | 0 | 17866.17 | 0 | 625.4166 | 9033.784 | 1110.477 | 5727.875 | 0 | 0 | 0 | 0 | 59344770 | 0 | 59344770 | 593.4477 | 17388.0176 | 0 | 11.0827 | 12.0727 | 44379.956
MsrNResSpltPkgAC-65to134-S13 | PreNResSpltPkgAC-65to-PEYes | OfS | 1996 | CZ13 | cDXGF | 0 | DXSZCap | 42.9919 | 10000.08 | 100432.9 | 115287.0126 | 20480.68 | 0 | 44967.2 | 0 | 24489.71 | 0 | 637.1082 | 9858.355 | 1023.935 | 6683.888 | 0 | 0 | 0 | 0 | 50696630 | 0 | 50696630 | 506.9663 | 14854.1126 | 0 | 11.0827 | 12.0727 | 44379.9565
MsrNResSpltPkgAC-65to134-S13 | PreNResSpltPkgAC-65to-PEYes | OfS | 1996 | CZ14 | cDXGF | 0 | DXSZCap | 42.5687 | 10000.08 | 98612.16 | 112714.3086 | 20480.68 | 0 | 44967.2 | 0 | 22941.31 | 0 | 751.9823 | 9471.169 | 841.0866 | 6441.601 | 0 | 0 | 0 | 0 | 48130200 | 0 | 48130200 | 481.302 | 14102.1486 | 0 | 11.0827 | 12.0727 | 44379.9569
MsrNResSpltPkgAC-65to134-S13 | PreNResSpltPkgAC-65to-PEYes | OfS | 1996 | CZ15 | cDXGF | 0 | DXSZCap | 51.0267 | 10000.08 | 119585.9 | 121687.616 | 20480.68 | 0 | 44967.2 | 0 | 42447.6 | 0 | 191.4305 | 11499.21 | 228.7208 | 9728.896 | 0 | 0 | 0 | 0 | 7173092 | 0 | 7173092 | 71.7309 | 2101.716 | 0 | 11.0827 | 12.0727 | 44379.9574
MsrNResSpltPkgAC-65to134-S13 | PreNResSpltPkgAC-65to-PEYes | OfS | 1996 | CZ16 | cDXGF | 0 | DXSZCap | 42.0699 | 10000.08 | 84471.23 | 129949.6645 | 20480.68 | 0 | 44967.2 | 0 | 8448.708 | 0 | 1323.11 | 9251.692 | 2298.915 | 4032.523 | 0 | 0 | 0 | 0 | 155216500 | 0 | 155216500 | 1552.165 | 45478.4345 | 0 | 11.0827 | 12.0727 | 44379.9579
MsrNResSpltPkgAC-65to134-S13 | PreNResSpltPkgAC-65to-PEYes | OfS | 2003 | CZ01 | cDXGF | 0 | DXSZCap | 30.6633 | 10000.08 | 71271.05 | 101813.8974 | 20480.68 | 0 | 42917.13 | 0 | 1089.547 | 0 | 829.2026 | 5954.404 | 1865.571 | 951.3977 | 0 | 0 | 0 | 0 | 104241800 | 0 | 104241800 | 1042.418 | 30542.8474 | 0 | 11.0827 | 11.5223 | 44379.9584
MsrNResSpltPkgAC-65to134-S13 | PreNResSpltPkgAC-65to-PEYes | OfS | 2003 | CZ02 | cDXGF | 0 | DXSZCap | 29.2034 | 10000.08 | 80306.3 | 96813.6827 | 20480.68 | 0 | 42917.13 | 0 | 9945.018 | 0 | 571.0394 | 6392.381 | 953.6951 | 3661.673 | 0 | 0 | 0 | 0 | 56339190 | 0 | 56339190 | 563.3919 | 16507.3827 | 0 | 11.0827 | 11.5223 | 44379.9589
MsrNResSpltPkgAC-65to134-S13 | PreNResSpltPkgAC-65to-PEYes | OfS | 2003 | CZ03 | cDXGF | 0 | DXSZCap | 35.7943 | 10000.08 | 77076.6 | 93416.3574 | 20480.68 | 0 | 42917.13 | 0 | 5920.936 | 0 | 388.4573 | 7369.358 | 1142.178 | 3206.604 | 0 | 0 | 0 | 0 | 55767090 | 0 | 55767090 | 557.6709 | 16339.7574 | 0 | 11.0827 | 11.5223 | 44379.9593
MsrNResSpltPkgAC-65to134-S13 | PreNResSpltPkgAC-65to-PEYes | OfS | 2003 | CZ04 | cDXGF | 0 | DXSZCap | 32.1523 | 10000.08 | 83763.35 | 97619.5456 | 20480.68 | 0 | 42917.13 | 0 | 12823.93 | 0 | 355.3954 | 7186.164 | 817.3728 | 4524.169 | 0 | 0 | 0 | 0 | 47290770 | 0 | 47290770 | 472.9077 | 13856.1956 | 0 | 11.0827 | 11.5223 | 44379.9598
MsrNResSpltPkgAC-65to134-S13 | PreNResSpltPkgAC-65to-PEYes | OfS | 2003 | CZ05 | cDXGF | 0 | DXSZCap | 35.4224 | 10000.08 | 78961.63 | 92896.6455 | 20480.68 | 0 | 42917.13 | 0 | 7776.184 | 0 | 442.5088 | 7345.091 | 905.5089 | 3817.004 | 0 | 0 | 0 | 0 | 47559780 | 0 | 47559780 | 475.5978 | 13935.0155 | 0 | 11.0827 | 11.5223 | 44379.9603
MsrNResSpltPkgAC-65to134-S13 | PreNResSpltPkgAC-65to-PEYes | OfS | 2003 | CZ06 | cDXGF | 0 | DXSZCap | 37.9983 | 10000.08 | 86557.63 | 92017.0638 | 20480.68 | 0 | 42917.13 | 0 | 15225.06 | 0 | 155.1923 | 7779.5 | 437.2884 | 5421.932 | 0 | 0 | 0 | 0 | 18632880 | 0 | 18632880 | 186.3288 | 5459.4338 | 0 | 11.0827 | 11.5223 | 44379.9607
MsrNResSpltPkgAC-65to134-S13 | PreNResSpltPkgAC-65to-PEYes | OfS | 2003 | CZ07 | cDXGF | 0 | DXSZCap | 37.1511 | 10000.08 | 83702.08 | 87876.9227 | 20480.68 | 0 | 42917.13 | 0 | 12548.05 | 0 | 75.2912 | 7680.861 | 386.4928 | 5043.264 | 0 | 0 | 0 | 0 | 14248610 | 0 | 14248610 | 142.4861 | 4174.8427 | 0 | 11.0827 | 11.5223 | 44379.9612
MsrNResSpltPkgAC-65to134-S13 | PreNResSpltPkgAC-65to-PEYes | OfS | 2003 | CZ08 | cDXGF | 0 | DXSZCap | 34.1744 | 10000.08 | 90148.32 | 95139.3523 | 20480.68 | 0 | 42917.13 | 0 | 19198.6 | 0 | 150.4118 | 7401.437 | 364.2298 | 5653.367 | 0 | 0 | 0 | 0 | 17034240 | 0 | 17034240 | 170.3424 | 4991.0323 | 0 | 11.0827 | 11.5223 | 44379.9617
MsrNResSpltPkgAC-65to134-S13 | PreNResSpltPkgAC-65to-PEYes | OfS | 2003 | CZ09 | cDXGF | 0 | DXSZCap | 39.7056 | 10000.08 | 90163.7 | 97061.6466 | 20480.68 | 0 | 42917.13 | 0 | 18316.9 | 0 | 250.6189 | 8198.313 | 538.7958 | 5688.41 | 0 | 0 | 0 | 0 | 23542480 | 0 | 23542480 | 235.4248 | 6897.9466 | 0 | 11.0827 | 11.5223 | 44379.9622
MsrNResSpltPkgAC-65to134-S13 | PreNResSpltPkgAC-65to-PEYes | OfS | 2003 | CZ10 | cDXGF | 0 | DXSZCap | 34.5367 | 10000.08 | 90491.3 | 96133.308 | 20480.68 | 0 | 42917.13 | 0 | 19303.06 | 0 | 320.0414 | 7470.331 | 414.5105 | 5530.081 | 0 | 0 | 0 | 0 | 19256000 | 0 | 19256000 | 192.56 | 5642.008 | 0 | 11.0827 | 11.5223 | 44379.9627
MsrNResSpltPkgAC-65to134-S13 | PreNResSpltPkgAC-65to-PEYes | OfS | 2003 | CZ11 | cDXGF | 0 | DXSZCap | 36.622 | 10000.08 | 90052.2 | 107018.7869 | 20480.68 | 0 | 42917.13 | 0 | 18076.71 | 0 | 623.4899 | 7954.146 | 1160.112 | 4938.354 | 0 | 0 | 0 | 0 | 57906440 | 0 | 57906440 | 579.0644 | 16966.5869 | 0 | 11.0827 | 11.5223 | 44379.9631
MsrNResSpltPkgAC-65to134-S13 | PreNResSpltPkgAC-65to-PEYes | OfS | 2003 | CZ12 | cDXGF | 0 | DXSZCap | 33.9857 | 10000.08 | 85835.52 | 100822.7601 | 20480.68 | 0 | 42917.13 | 0 | 14381.42 | 0 | 537.0615 | 7519.175 | 965.9604 | 4690.598 | 0 | 0 | 0 | 0 | 51150990 | 0 | 51150990 | 511.5099 | 14987.2401 | 0 | 11.0827 | 11.5223 | 44379.9636
MsrNResSpltPkgAC-65to134-S13 | PreNResSpltPkgAC-65to-PEYes | OfS | 2003 | CZ13 | cDXGF | 0 | DXSZCap | 37.2383 | 10000.08 | 92215.81 | 105113.0606 | 20480.68 | 0 | 42917.13 | 0 | 19985.39 | 0 | 551.882 | 8280.669 | 907.0743 | 5538.846 | 0 | 0 | 0 | 0 | 44017920 | 0 | 44017920 | 440.1792 | 12897.2506 | 0 | 11.0827 | 11.5223 | 44379.9641
MsrNResSpltPkgAC-65to134-S13 | PreNResSpltPkgAC-65to-PEYes | OfS | 2003 | CZ14 | cDXGF | 0 | DXSZCap | 37.0155 | 10000.08 | 90440.43 | 103370.6226 | 20480.68 | 0 | 42917.13 | 0 | 18474.26 | 0 | 653.9506 | 7914.37 | 801.9332 | 5243.72 | 0 | 0 | 0 | 0 | 44130350 | 0 | 44130350 | 441.3035 | 12930.1925 | 0 | 11.0827 | 11.5223 | 44379.9645
MsrNResSpltPkgAC-65to134-S13 | PreNResSpltPkgAC-65to-PEYes | OfS | 2003 | CZ15 | cDXGF | 0 | DXSZCap | 44.845 | 10000.08 | 108615 | 110508.1017 | 20480.68 | 0 | 42917.13 | 0 | 35278.55 | 0 | 168.2394 | 9770.337 | 215.9958 | 8214.655 | 0 | 0 | 0 | 0 | 6461098 | 0 | 6461098 | 64.611 | 1893.1017 | 0 | 11.0827 | 11.5223 | 44379.965
MsrNResSpltPkgAC-65to134-S13 | PreNResSpltPkgAC-65to-PEYes | OfS | 2003 | CZ16 | cDXGF | 0 | DXSZCap | 34.6239 | 10000.08 | 78790.78 | 121686.3023 | 20480.68 | 0 | 42917.13 | 0 | 6810.834 | 0 | 1088.95 | 7493.159 | 2059.188 | 3228.29 | 0 | 0 | 0 | 0 | 146401100 | 0 | 146401100 | 1464.011 | 42895.5223 | 0 | 11.0827 | 11.5223 | 44379.9655
MsrNResSpltPkgAC-65to134-S13 | PreNResSpltPkgAC-65to-PEYes | OfS | 2007 | CZ01 | cDXGF | 0 | DXSZCap | 30.6575 | 10000.08 | 71275.16 | 101186.0357 | 20480.68 | 0 | 42917.13 | 0 | 1094.075 | 0 | 829.0445 | 5954.168 | 1834.454 | 954.8391 | 0 | 0 | 0 | 0 | 102084900 | 0 | 102084900 | 1020.849 | 29910.8757 | 0 | 11.0827 | 11.5223 | 44379.966
MsrNResSpltPkgAC-65to134-S13 | PreNResSpltPkgAC-65to-PEYes | OfS | 2007 | CZ02 | cDXGF | 0 | DXSZCap | 29.1202 | 10000.08 | 80283.38 | 96426.8596 | 20480.68 | 0 | 42917.13 | 0 | 9937.183 | 0 | 569.4121 | 6378.97 | 933.7009 | 3661.147 | 0 | 0 | 0 | 0 | 55097200 | 0 | 55097200 | 550.972 | 16143.4796 | 0 | 11.0827 | 11.5223 | 44379.9664
MsrNResSpltPkgAC-65to134-S13 | PreNResSpltPkgAC-65to-PEYes | OfS | 2007 | CZ03 | cDXGF | 0 | DXSZCap | 35.7864 | 10000.08 | 77079.07 | 93073.2778 | 20480.68 | 0 | 42917.13 | 0 | 5923.91 | 0 | 388.3717 | 7368.929 | 1119.897 | 3210.2 | 0 | 0 | 0 | 0 | 54587740 | 0 | 54587740 | 545.8774 | 15994.2078 | 0 | 11.0827 | 11.5223 | 44379.9669
MsrNResSpltPkgAC-65to134-S13 | PreNResSpltPkgAC-65to-PEYes | OfS | 2007 | CZ04 | cDXGF | 0 | DXSZCap | 32.068 | 10000.08 | 83734.45 | 97302.1432 | 20480.68 | 0 | 42917.13 | 0 | 12809.97 | 0 | 354.4642 | 7172.175 | 798.4033 | 4522.115 | 0 | 0 | 0 | 0 | 46306120 | 0 | 46306120 | 463.0612 | 13567.6932 | 0 | 11.0827 | 11.5223 | 44379.9674
MsrNResSpltPkgAC-65to134-S13 | PreNResSpltPkgAC-65to-PEYes | OfS | 2007 | CZ05 | cDXGF | 0 | DXSZCap | 35.4131 | 10000.08 | 78968.91 | 92640.0204 | 20480.68 | 0 | 42917.13 | 0 | 7784.176 | 0 | 442.3916 | 7344.489 | 889.6652 | 3821.942 | 0 | 0 | 0 | 0 | 46659080 | 0 | 46659080 | 466.5908 | 13671.1104 | 0 | 11.0827 | 11.5223 | 44379.9679
MsrNResSpltPkgAC-65to134-S13 | PreNResSpltPkgAC-65to-PEYes | OfS | 2007 | CZ06 | cDXGF | 0 | DXSZCap | 37.9983 | 10000.08 | 86557.63 | 92017.0638 | 20480.68 | 0 | 42917.13 | 0 | 15225.06 | 0 | 155.1923 | 7779.5 | 437.2884 | 5421.932 | 0 | 0 | 0 | 0 | 18632880 | 0 | 18632880 | 186.3288 | 5459.4338 | 0 | 11.0827 | 11.5223 | 44379.9684
MsrNResSpltPkgAC-65to134-S13 | PreNResSpltPkgAC-65to-PEYes | OfS | 2007 | CZ07 | cDXGF | 0 | DXSZCap | 37.1511 | 10000.08 | 83702.08 | 87876.9227 | 20480.68 | 0 | 42917.13 | 0 | 12548.05 | 0 | 75.2912 | 7680.861 | 386.4928 | 5043.264 | 0 | 0 | 0 | 0 | 14248610 | 0 | 14248610 | 142.4861 | 4174.8427 | 0 | 11.0827 | 11.5223 | 44379.9688
MsrNResSpltPkgAC-65to134-S13 | PreNResSpltPkgAC-65to-PEYes | OfS | 2007 | CZ08 | cDXGF | 0 | DXSZCap | 34.1744 | 10000.08 | 90148.32 | 95139.3523 | 20480.68 | 0 | 42917.13 | 0 | 19198.6 | 0 | 150.4118 | 7401.437 | 364.2298 | 5653.367 | 0 | 0 | 0 | 0 | 17034240 | 0 | 17034240 | 170.3424 | 4991.0323 | 0 | 11.0827 | 11.5223 | 44379.9693
MsrNResSpltPkgAC-65to134-S13 | PreNResSpltPkgAC-65to-PEYes | OfS | 2007 | CZ09 | cDXGF | 0 | DXSZCap | 39.7056 | 10000.08 | 90163.7 | 97061.6466 | 20480.68 | 0 | 42917.13 | 0 | 18316.9 | 0 | 250.6189 | 8198.313 | 538.7958 | 5688.41 | 0 | 0 | 0 | 0 | 23542480 | 0 | 23542480 | 235.4248 | 6897.9466 | 0 | 11.0827 | 11.5223 | 44379.9698
MsrNResSpltPkgAC-65to134-S13 | PreNResSpltPkgAC-65to-PEYes | OfS | 2007 | CZ10 | cDXGF | 0 | DXSZCap | 34.4369 | 10000.08 | 90427.14 | 95913.9488 | 20480.68 | 0 | 42917.13 | 0 | 19257.99 | 0 | 319.1178 | 7452.156 | 403.4472 | 5523.521 | 0 | 0 | 0 | 0 | 18726310 | 0 | 18726310 | 187.2631 | 5486.8088 | 0 | 11.0827 | 11.5223 | 44379.9702
MsrNResSpltPkgAC-65to134-S13 | PreNResSpltPkgAC-65to-PEYes | OfS | 2007 | CZ11 | cDXGF | 0 | DXSZCap | 36.5034 | 10000.08 | 89965.01 | 106470.8661 | 20480.68 | 0 | 42917.13 | 0 | 18015.11 | 0 | 621.4703 | 7930.565 | 1136.677 | 4929.334 | 0 | 0 | 0 | 0 | 56333980 | 0 | 56333980 | 563.3398 | 16505.8561 | 0 | 11.0827 | 11.5223 | 44379.9707
MsrNResSpltPkgAC-65to134-S13 | PreNResSpltPkgAC-65to-PEYes | OfS | 2007 | CZ12 | cDXGF | 0 | DXSZCap | 33.8826 | 10000.08 | 85782.14 | 100373.3789 | 20480.68 | 0 | 42917.13 | 0 | 14348.58 | 0 | 535.428 | 7500.247 | 940.5185 | 4684.496 | 0 | 0 | 0 | 0 | 49799450 | 0 | 49799450 | 497.9945 | 14591.2389 | 0 | 11.0827 | 11.5223 | 44379.9712
MsrNResSpltPkgAC-65to134-S13 | PreNResSpltPkgAC-65to-PEYes | OfS | 2007 | CZ13 | cDXGF | 0 | DXSZCap | 37.1185 | 10000.08 | 92105.64 | 104624.8737 | 20480.68 | 0 | 42917.13 | 0 | 19902.45 | 0 | 550.1078 | 8255.207 | 881.0773 | 5526.995 | 0 | 0 | 0 | 0 | 42727760 | 0 | 42727760 | 427.2776 | 12519.2337 | 0 | 11.0827 | 11.5223 | 44379.9717
MsrNResSpltPkgAC-65to134-S13 | PreNResSpltPkgAC-65to-PEYes | OfS | 2007 | CZ14 | cDXGF | 0 | DXSZCap | 36.8971 | 10000.08 | 90351.71 | 102933.4347 | 20480.68 | 0 | 42917.13 | 0 | 18409.93 | 0 | 651.8589 | 7892.046 | 780.8546 | 5234.805 | 0 | 0 | 0 | 0 | 42941040 | 0 | 42941040 | 429.4104 | 12581.7247 | 0 | 11.0827 | 11.5223 | 44379.9721
MsrNResSpltPkgAC-65to134-S13 | PreNResSpltPkgAC-65to-PEYes | OfS | 2007 | CZ15 | cDXGF | 0 | DXSZCap | 44.7025 | 10000.08 | 108400.2 | 110209.4735 | 20480.68 | 0 | 42917.13 | 0 | 35097.68 | 0 | 167.7047 | 9736.885 | 207.4148 | 8190.576 | 0 | 0 | 0 | 0 | 6174995 | 0 | 6174995 | 61.7499 | 1809.2735 | 0 | 11.0827 | 11.5223 | 44379.9726
MsrNResSpltPkgAC-65to134-S13 | PreNResSpltPkgAC-65to-PEYes | OfS | 2007 | CZ16 | cDXGF | 0 | DXSZCap | 34.615 | 10000.08 | 78779.17 | 120807.8518 | 20480.68 | 0 | 42917.13 | 0 | 6801.799 | 0 | 1088.675 | 7490.892 | 2034.16 | 3229.277 | 0 | 0 | 0 | 0 | 143442600 | 0 | 143442600 | 1434.426 | 42028.6818 | 0 | 11.0827 | 11.5223 | 44379.9731
MsrNResSpltPkgAC-65to134-S13 | PreNResSpltPkgAC-65to-PEYes | OfS | 2011 | CZ01 | cDXGF | 0 | DXSZCap | 30.5486 | 10000.08 | 70472 | 100599.9594 | 19718.72 | 0 | 42917.13 | 0 | 1079.203 | 0 | 826.0983 | 5930.744 | 1847.31 | 941.1774 | 0 | 0 | 0 | 0 | 102825800 | 0 | 102825800 | 1028.258 | 30127.9594 | 0 | 10.7132 | 11.5223 | 44379.9735
MsrNResSpltPkgAC-65to134-S13 | PreNResSpltPkgAC-65to-PEYes | OfS | 2011 | CZ02 | cDXGF | 0 | DXSZCap | 28.606 | 10000.08 | 79411.79 | 93171.2692 | 19718.72 | 0 | 42917.13 | 0 | 9922.078 | 0 | 559.3527 | 6294.443 | 821.017 | 3665.77 | 0 | 0 | 0 | 0 | 46960680 | 0 | 46960680 | 469.6068 | 13759.4792 | 0 | 10.7132 | 11.5223 | 44379.974
MsrNResSpltPkgAC-65to134-S13 | PreNResSpltPkgAC-65to-PEYes | OfS | 2011 | CZ03 | cDXGF | 0 | DXSZCap | 35.6713 | 10000.08 | 76245.11 | 92005.6796 | 19718.72 | 0 | 42917.13 | 0 | 5880.568 | 0 | 387.1223 | 7341.493 | 1106.496 | 3189.438 | 0 | 0 | 0 | 0 | 53790340 | 0 | 53790340 | 537.9034 | 15760.5696 | 0 | 10.7132 | 11.5223 | 44379.9745
MsrNResSpltPkgAC-65to134-S13 | PreNResSpltPkgAC-65to-PEYes | OfS | 2011 | CZ04 | cDXGF | 0 | DXSZCap | 31.3472 | 10000.08 | 82805.53 | 93900.7866 | 19718.72 | 0 | 42917.13 | 0 | 12765.52 | 0 | 346.4965 | 7057.564 | 684.1918 | 4526.529 | 0 | 0 | 0 | 0 | 37867770 | 0 | 37867770 | 378.6777 | 11095.2566 | 0 | 10.7132 | 11.5223 | 44379.975
MsrNResSpltPkgAC-65to134-S13 | PreNResSpltPkgAC-65to-PEYes | OfS | 2011 | CZ05 | cDXGF | 0 | DXSZCap | 35.307 | 10000.08 | 78117.29 | 91876.7165 | 19718.72 | 0 | 42917.13 | 0 | 7723.948 | 0 | 441.0678 | 7316.334 | 893.1179 | 3794.559 | 0 | 0 | 0 | 0 | 46960500 | 0 | 46960500 | 469.605 | 13759.4265 | 0 | 10.7132 | 11.5223 | 44379.9754
MsrNResSpltPkgAC-65to134-S13 | PreNResSpltPkgAC-65to-PEYes | OfS | 2011 | CZ06 | cDXGF | 0 | DXSZCap | 37.8941 | 10000.08 | 85679.64 | 91176.5837 | 19718.72 | 0 | 42917.13 | 0 | 15136.62 | 0 | 154.7662 | 7752.297 | 438.9919 | 5394.105 | 0 | 0 | 0 | 0 | 18760900 | 0 | 18760900 | 187.609 | 5496.9437 | 0 | 10.7132 | 11.5223 | 44379.9759
MsrNResSpltPkgAC-65to134-S13 | PreNResSpltPkgAC-65to-PEYes | OfS | 2011 | CZ07 | cDXGF | 0 | DXSZCap | 37.0395 | 10000.08 | 82826.82 | 86928.4479 | 19718.72 | 0 | 42917.13 | 0 | 12463.75 | 0 | 75.0652 | 7652.038 | 379.8032 | 5014.436 | 0 | 0 | 0 | 0 | 13998730 | 0 | 13998730 | 139.9873 | 4101.6279 | 0 | 10.7132 | 11.5223 | 44379.9764
MsrNResSpltPkgAC-65to134-S13 | PreNResSpltPkgAC-65to-PEYes | OfS | 2011 | CZ08 | cDXGF | 0 | DXSZCap | 34.0221 | 10000.08 | 89217.13 | 94137.98 | 19718.72 | 0 | 42917.13 | 0 | 19068.08 | 0 | 149.7415 | 7363.319 | 358.6215 | 5619.857 | 0 | 0 | 0 | 0 | 16794710 | 0 | 16794710 | 167.9471 | 4920.85 | 0 | 10.7132 | 11.5223 | 44379.9769
MsrNResSpltPkgAC-65to134-S13 | PreNResSpltPkgAC-65to-PEYes | OfS | 2011 | CZ09 | cDXGF | 0 | DXSZCap | 38.4952 | 10000.08 | 88884.77 | 93883.0511 | 19718.72 | 0 | 42917.13 | 0 | 18015.88 | 0 | 242.9778 | 7989.951 | 412.8635 | 5625.937 | 0 | 0 | 0 | 0 | 17058980 | 0 | 17058980 | 170.5898 | 4998.2811 | 0 | 10.7132 | 11.5223 | 44379.9773
MsrNResSpltPkgAC-65to134-S13 | PreNResSpltPkgAC-65to-PEYes | OfS | 2011 | CZ10 | cDXGF | 0 | DXSZCap | 33.7744 | 10000.08 | 89332.39 | 93825.17 | 19718.72 | 0 | 42917.13 | 0 | 19045.89 | 0 | 312.9775 | 7337.588 | 348.7005 | 5481.622 | 0 | 0 | 0 | 0 | 15333720 | 0 | 15333720 | 153.3372 | 4492.78 | 0 | 10.7132 | 11.5223 | 44379.9778
MsrNResSpltPkgAC-65to134-S13 | PreNResSpltPkgAC-65to-PEYes | OfS | 2011 | CZ11 | cDXGF | 0 | DXSZCap | 35.752 | 10000.08 | 88728.23 | 102790.3782 | 19718.72 | 0 | 42917.13 | 0 | 17701.71 | 0 | 608.6755 | 7781.92 | 1014.102 | 4872.673 | 0 | 0 | 0 | 0 | 47993680 | 0 | 47993680 | 479.9368 | 14062.1482 | 0 | 10.7132 | 11.5223 | 44379.9783
MsrNResSpltPkgAC-65to134-S13 | PreNResSpltPkgAC-65to-PEYes | OfS | 2011 | CZ12 | cDXGF | 0 | DXSZCap | 33.2019 | 10000.08 | 84735 | 97147.5495 | 19718.72 | 0 | 42917.13 | 0 | 14197.78 | 0 | 524.6671 | 7376.575 | 828.9318 | 4660.365 | 0 | 0 | 0 | 0 | 42363650 | 0 | 42363650 | 423.6365 | 12412.5495 | 0 | 10.7132 | 11.5223 | 44379.9788
MsrNResSpltPkgAC-65to134-S13 | PreNResSpltPkgAC-65to-PEYes | OfS | 2011 | CZ13 | cDXGF | 0 | DXSZCap | 36.3576 | 10000.08 | 90797.43 | 101398.3751 | 19718.72 | 0 | 42917.13 | 0 | 19521.38 | 0 | 538.826 | 8101.269 | 776.3058 | 5458.412 | 0 | 0 | 0 | 0 | 36180700 | 0 | 36180700 | 361.807 | 10600.9451 | 0 | 10.7132 | 11.5223 | 44379.9792
MsrNResSpltPkgAC-65to134-S13 | PreNResSpltPkgAC-65to-PEYes | OfS | 2011 | CZ14 | cDXGF | 0 | DXSZCap | 36.1704 | 10000.08 | 89152.18 | 99714.8153 | 19718.72 | 0 | 42917.13 | 0 | 18119.87 | 0 | 639.0135 | 7757.364 | 685.1862 | 5189.465 | 0 | 0 | 0 | 0 | 36049950 | 0 | 36049950 | 360.4995 | 10562.6354 | 0 | 10.7132 | 11.5223 | 44379.9797
MsrNResSpltPkgAC-65to134-S13 | PreNResSpltPkgAC-65to-PEYes | OfS | 2011 | CZ15 | cDXGF | 0 | DXSZCap | 43.0974 | 10000.08 | 105836.3 | 106926.1586 | 19718.72 | 0 | 42917.13 | 0 | 33641.99 | 0 | 161.6829 | 9396.628 | 142.5813 | 7951.124 | 0 | 0 | 0 | 0 | 3719654 | 0 | 3719654 | 37.1965 | 1089.8586 | 0 | 10.7132 | 11.5223 | 44379.9802
MsrNResSpltPkgAC-65to134-S13 | PreNResSpltPkgAC-65to-PEYes | OfS | 2011 | CZ16 | cDXGF | 0 | DXSZCap | 34.1814 | 10000.08 | 77874.67 | 114991.3826 | 19718.72 | 0 | 42917.13 | 0 | 6762.518 | 0 | 1075.03 | 7401.206 | 1884.583 | 3225.652 | 0 | 0 | 0 | 0 | 126678200 | 0 | 126678200 | 1266.782 | 37116.7126 | 0 | 10.7132 | 11.5223 | 44379.9807
MsrNResSpltPkgAC-65to134-S13 | PreNResSpltPkgAC-65to-PEYes | OfS | 2015 | CZ01 | cDXGF | 0 | DXSZCap | 26.8715 | 10000.08 | 69080.34 | 96113.2173 | 19337.75 | 0 | 42917.13 | 0 | 913.879 | 0 | 726.6566 | 5184.868 | 1635.028 | 809.2324 | 0 | 0 | 0 | 0 | 92262380 | 0 | 92262380 | 922.6238 | 27032.8773 | 0 | 10.5284 | 11.5223 | 44379.9812
MsrNResSpltPkgAC-65to134-S13 | PreNResSpltPkgAC-65to-PEYes | OfS | 2015 | CZ02 | cDXGF | 0 | DXSZCap | 25.4717 | 10000.08 | 76962.95 | 89782.1248 | 19337.75 | 0 | 42917.13 | 0 | 8664.001 | 0 | 498.0724 | 5545.991 | 744.7811 | 3221.662 | 0 | 0 | 0 | 0 | 43751450 | 0 | 43751450 | 437.5145 | 12819.1748 | 0 | 10.5284 | 11.5223 | 44379.9816
MsrNResSpltPkgAC-65to134-S13 | PreNResSpltPkgAC-65to-PEYes | OfS | 2015 | CZ03 | cDXGF | 0 | DXSZCap | 28.7314 | 10000.08 | 73581.61 | 84749.0823 | 19337.75 | 0 | 42917.13 | 0 | 5074.799 | 0 | 311.8076 | 5940.122 | 789.8776 | 2760.76 | 0 | 0 | 0 | 0 | 38114240 | 0 | 38114240 | 381.1424 | 11167.4723 | 0 | 10.5284 | 11.5223 | 44379.9821
MsrNResSpltPkgAC-65to134-S13 | PreNResSpltPkgAC-65to-PEYes | OfS | 2015 | CZ04 | cDXGF | 0 | DXSZCap | 25.9813 | 10000.08 | 79089.12 | 86392.7339 | 19337.75 | 0 | 42917.13 | 0 | 10709.4 | 0 | 287.1804 | 5837.661 | 481.2942 | 3864.067 | 0 | 0 | 0 | 0 | 24927010 | 0 | 24927010 | 249.2701 | 7303.6139 | 0 | 10.5284 | 11.5223 | 44379.9826
MsrNResSpltPkgAC-65to134-S13 | PreNResSpltPkgAC-65to-PEYes | OfS | 2015 | CZ05 | cDXGF | 0 | DXSZCap | 28.487 | 10000.08 | 75119.6 | 84905.7414 | 19337.75 | 0 | 42917.13 | 0 | 6579.126 | 0 | 355.8692 | 5929.709 | 661.5378 | 3234.165 | 0 | 0 | 0 | 0 | 33399800 | 0 | 33399800 | 333.998 | 9786.1414 | 0 | 10.5284 | 11.5223 | 44379.9831
MsrNResSpltPkgAC-65to134-S13 | PreNResSpltPkgAC-65to-PEYes | OfS | 2015 | CZ06 | cDXGF | 0 | DXSZCap | 30.7188 | 10000.08 | 81690.73 | 85397.8539 | 19337.75 | 0 | 42917.13 | 0 | 13002.99 | 0 | 125.4614 | 6307.389 | 319.1035 | 4517.806 | 0 | 0 | 0 | 0 | 12652300 | 0 | 12652300 | 126.523 | 3707.1239 | 0 | 10.5284 | 11.5223 | 44379.9835
MsrNResSpltPkgAC-65to134-S13 | PreNResSpltPkgAC-65to-PEYes | OfS | 2015 | CZ07 | cDXGF | 0 | DXSZCap | 30.0521 | 10000.08 | 79301.88 | 82123.5995 | 19337.75 | 0 | 42917.13 | 0 | 10739.19 | 0 | 60.9042 | 6246.928 | 272.8414 | 4286.648 | 0 | 0 | 0 | 0 | 9630442 | 0 | 9630442 | 96.3044 | 2821.7195 | 0 | 10.5284 | 11.5223 | 44379.984
MsrNResSpltPkgAC-65to134-S13 | PreNResSpltPkgAC-65to-PEYes | OfS | 2015 | CZ08 | cDXGF | 0 | DXSZCap | 28.6382 | 10000.08 | 84643.58 | 87854.4586 | 19337.75 | 0 | 42917.13 | 0 | 16109.86 | 0 | 126.0463 | 6152.807 | 266.3561 | 4772.518 | 0 | 0 | 0 | 0 | 10958630 | 0 | 10958630 | 109.5863 | 3210.8786 | 0 | 10.5284 | 11.5223 | 44379.9845
MsrNResSpltPkgAC-65to134-S13 | PreNResSpltPkgAC-65to-PEYes | OfS | 2015 | CZ09 | cDXGF | 0 | DXSZCap | 32.8325 | 10000.08 | 84266.52 | 87324.1889 | 19337.75 | 0 | 42917.13 | 0 | 15059.03 | 0 | 207.2365 | 6745.403 | 299.964 | 4806.769 | 0 | 0 | 0 | 0 | 10435730 | 0 | 10435730 | 104.3573 | 3057.6689 | 0 | 10.5284 | 11.5223 | 44379.9849
MsrNResSpltPkgAC-65to134-S13 | PreNResSpltPkgAC-65to-PEYes | OfS | 2015 | CZ10 | cDXGF | 0 | DXSZCap | 30.7008 | 10000.08 | 85998.15 | 90147.0183 | 19337.75 | 0 | 42917.13 | 0 | 16887.58 | 0 | 284.4967 | 6571.186 | 329.0292 | 4894.878 | 0 | 0 | 0 | 0 | 14159960 | 0 | 14159960 | 141.5996 | 4148.8683 | 0 | 10.5284 | 11.5223 | 44379.9854
MsrNResSpltPkgAC-65to134-S13 | PreNResSpltPkgAC-65to-PEYes | OfS | 2015 | CZ11 | cDXGF | 0 | DXSZCap | 32.5735 | 10000.08 | 85444.35 | 98160.594 | 19337.75 | 0 | 42917.13 | 0 | 15644.86 | 0 | 554.565 | 6990.043 | 929.0181 | 4344.924 | 0 | 0 | 0 | 0 | 43400150 | 0 | 43400150 | 434.0015 | 12716.244 | 0 | 10.5284 | 11.5223 | 44379.9858
MsrNResSpltPkgAC-65to134-S13 | PreNResSpltPkgAC-65to-PEYes | OfS | 2015 | CZ12 | cDXGF | 0 | DXSZCap | 30.0295 | 10000.08 | 81803.77 | 93164.1359 | 19337.75 | 0 | 42917.13 | 0 | 12494.46 | 0 | 474.5503 | 6579.877 | 756.8022 | 4128.688 | 0 | 0 | 0 | 0 | 38772580 | 0 | 38772580 | 387.7258 | 11360.3659 | 0 | 10.5284 | 11.5223 | 44379.9863
MsrNResSpltPkgAC-65to134-S13 | PreNResSpltPkgAC-65to-PEYes | OfS | 2015 | CZ13 | cDXGF | 0 | DXSZCap | 33.1975 | 10000.08 | 87342.89 | 97028.2687 | 19337.75 | 0 | 42917.13 | 0 | 17310.57 | 0 | 492.0059 | 7285.433 | 720.5754 | 4874.245 | 0 | 0 | 0 | 0 | 33055900 | 0 | 33055900 | 330.559 | 9685.3787 | 0 | 10.5284 | 11.5223 | 44379.9868
MsrNResSpltPkgAC-65to134-S13 | PreNResSpltPkgAC-65to-PEYes | OfS | 2015 | CZ14 | cDXGF | 0 | DXSZCap | 33.3404 | 10000.08 | 86121.88 | 95590.2922 | 19337.75 | 0 | 42917.13 | 0 | 16241.57 | 0 | 589.0304 | 7036.376 | 652.6371 | 4664.372 | 0 | 0 | 0 | 0 | 32315400 | 0 | 32315400 | 323.154 | 9468.4122 | 0 | 10.5284 | 11.5223 | 44379.9872
MsrNResSpltPkgAC-65to134-S13 | PreNResSpltPkgAC-65to-PEYes | OfS | 2015 | CZ15 | cDXGF | 0 | DXSZCap | 40.0167 | 10000.08 | 101495.4 | 102351.4815 | 19337.75 | 0 | 42917.13 | 0 | 30496.98 | 0 | 150.1251 | 8593.372 | 127.7498 | 7264.717 | 0 | 0 | 0 | 0 | 2921780 | 0 | 2921780 | 29.2178 | 856.0815 | 0 | 10.5284 | 11.5223 | 44379.9877
MsrNResSpltPkgAC-65to134-S13 | PreNResSpltPkgAC-65to-PEYes | OfS | 2015 | CZ16 | cDXGF | 0 | DXSZCap | 30.1129 | 10000.08 | 75386.7 | 107560.0338 | 19337.75 | 0 | 42917.13 | 0 | 5764.232 | 0 | 947.088 | 6420.485 | 1661.081 | 2779.18 | 0 | 0 | 0 | 0 | 109806600 | 0 | 109806600 | 1098.066 | 32173.3338 | 0 | 10.5284 | 11.5223 | 44379.9882
MsrNResSpltPkgAC-65to134-S13 | PreNResSpltPkgAC-65to-PEYes | OfS | 2017 | CZ01 | cDXGF | 0 | DXSZCap | 26.7658 | 10000.08 | 68216.19 | 94656.1731 | 18512.11 | 0 | 42917.13 | 0 | 899.0934 | 0 | 723.8049 | 5163.986 | 1591.766 | 798.9554 | 0 | 0 | 0 | 0 | 90238850 | 0 | 90238850 | 902.3885 | 26439.9831 | 0 | 10.066 | 11.5223 | 44379.9886
MsrNResSpltPkgAC-65to134-S13 | PreNResSpltPkgAC-65to-PEYes | OfS | 2017 | CZ02 | cDXGF | 0 | DXSZCap | 25.2635 | 10000.08 | 76020.31 | 88786.9441 | 18512.11 | 0 | 42917.13 | 0 | 8593.724 | 0 | 494.0012 | 5503.272 | 731.644 | 3196.311 | 0 | 0 | 0 | 0 | 43572130 | 0 | 43572130 | 435.7213 | 12766.6341 | 0 | 10.066 | 11.5223 | 44379.9891
MsrNResSpltPkgAC-65to134-S13 | PreNResSpltPkgAC-65to-PEYes | OfS | 2017 | CZ03 | cDXGF | 0 | DXSZCap | 28.6324 | 10000.08 | 72681.83 | 83875.6166 | 18512.11 | 0 | 42917.13 | 0 | 5025.513 | 0 | 310.7322 | 5916.264 | 786.0164 | 2738.793 | 0 | 0 | 0 | 0 | 38204050 | 0 | 38204050 | 382.0405 | 11193.7867 | 0 | 10.066 | 11.5223 | 44379.9896
MsrNResSpltPkgAC-65to134-S13 | PreNResSpltPkgAC-65to-PEYes | OfS | 2017 | CZ04 | cDXGF | 0 | DXSZCap | 25.7772 | 10000.08 | 78129.06 | 85434.2063 | 18512.11 | 0 | 42917.13 | 0 | 10621.02 | 0 | 284.9244 | 5793.81 | 474.29 | 3836.093 | 0 | 0 | 0 | 0 | 24932240 | 0 | 24932240 | 249.3224 | 7305.1463 | 0 | 10.066 | 11.5223 | 44379.99
MsrNResSpltPkgAC-65to134-S13 | PreNResSpltPkgAC-65to-PEYes | OfS | 2017 | CZ05 | cDXGF | 0 | DXSZCap | 28.3741 | 10000.08 | 74221.98 | 83846.5876 | 18512.11 | 0 | 42917.13 | 0 | 6532.956 | 0 | 354.4586 | 5905.254 | 647.7593 | 3217.215 | 0 | 0 | 0 | 0 | 32848490 | 0 | 32848490 | 328.4849 | 9624.6076 | 0 | 10.066 | 11.5223 | 44379.9905
MsrNResSpltPkgAC-65to134-S13 | PreNResSpltPkgAC-65to-PEYes | OfS | 2017 | CZ06 | cDXGF | 0 | DXSZCap | 30.5661 | 10000.08 | 80712.59 | 84247.6496 | 18512.11 | 0 | 42917.13 | 0 | 12883.43 | 0 | 124.8376 | 6274.988 | 304.5164 | 4493.445 | 0 | 0 | 0 | 0 | 12065050 | 0 | 12065050 | 120.6505 | 3535.0596 | 0 | 10.066 | 11.5223 | 44379.9909
MsrNResSpltPkgAC-65to134-S13 | PreNResSpltPkgAC-65to-PEYes | OfS | 2017 | CZ07 | cDXGF | 0 | DXSZCap | 29.9145 | 10000.08 | 78353.16 | 81120.2584 | 18512.11 | 0 | 42917.13 | 0 | 10647.08 | 0 | 60.6254 | 6216.126 | 266.7378 | 4261.868 | 0 | 0 | 0 | 0 | 9444022 | 0 | 9444022 | 94.4402 | 2767.0984 | 0 | 10.066 | 11.5223 | 44379.9914
MsrNResSpltPkgAC-65to134-S13 | PreNResSpltPkgAC-65to-PEYes | OfS | 2017 | CZ08 | cDXGF | 0 | DXSZCap | 28.3542 | 10000.08 | 83596.69 | 86715.8654 | 18512.11 | 0 | 42917.13 | 0 | 15946.32 | 0 | 124.7961 | 6096.255 | 253.5243 | 4734.125 | 0 | 0 | 0 | 0 | 10645650 | 0 | 10645650 | 106.4565 | 3119.1755 | 0 | 10.066 | 11.5223 | 44379.9919
MsrNResSpltPkgAC-65to134-S13 | PreNResSpltPkgAC-65to-PEYes | OfS | 2017 | CZ09 | cDXGF | 0 | DXSZCap | 32.6085 | 10000.08 | 83269.91 | 86301.956 | 18512.11 | 0 | 42917.13 | 0 | 14934.48 | 0 | 205.8218 | 6700.279 | 294.9579 | 4776.705 | 0 | 0 | 0 | 0 | 10348280 | 0 | 10348280 | 103.4828 | 3032.046 | 0 | 10.066 | 11.5223 | 44379.9923
MsrNResSpltPkgAC-65to134-S13 | PreNResSpltPkgAC-65to-PEYes | OfS | 2017 | CZ10 | cDXGF | 0 | DXSZCap | 30.478 | 10000.08 | 84977.36 | 89099.7733 | 18512.11 | 0 | 42917.13 | 0 | 16741.79 | 0 | 282.4317 | 6523.84 | 324.0498 | 4858.155 | 0 | 0 | 0 | 0 | 14069670 | 0 | 14069670 | 140.6967 | 4122.4133 | 0 | 10.066 | 11.5223 | 44379.9928
MsrNResSpltPkgAC-65to134-S13 | PreNResSpltPkgAC-65to-PEYes | OfS | 2017 | CZ11 | cDXGF | 0 | DXSZCap | 32.012 | 10000.08 | 84266.66 | 95760.2706 | 18512.11 | 0 | 42917.13 | 0 | 15412.22 | 0 | 545.0063 | 6880.107 | 855.1133 | 4299.985 | 0 | 0 | 0 | 0 | 39227340 | 0 | 39227340 | 392.2734 | 11493.6106 | 0 | 10.066 | 11.5223 | 44379.9933
MsrNResSpltPkgAC-65to134-S13 | PreNResSpltPkgAC-65to-PEYes | OfS | 2017 | CZ12 | cDXGF | 0 | DXSZCap | 29.8024 | 10000.08 | 80818.57 | 92035.0993 | 18512.11 | 0 | 42917.13 | 0 | 12386.83 | 0 | 470.961 | 6531.442 | 739.2852 | 4098.879 | 0 | 0 | 0 | 0 | 38281670 | 0 | 38281670 | 382.8167 | 11216.5293 | 0 | 10.066 | 11.5223 | 44379.9937
MsrNResSpltPkgAC-65to134-S13 | PreNResSpltPkgAC-65to-PEYes | OfS | 2017 | CZ13 | cDXGF | 0 | DXSZCap | 32.9523 | 10000.08 | 86283.93 | 95814.4523 | 18512.11 | 0 | 42917.13 | 0 | 17136.32 | 0 | 488.3705 | 7229.919 | 702.7804 | 4836.841 | 0 | 0 | 0 | 0 | 32527380 | 0 | 32527380 | 325.2738 | 9530.5223 | 0 | 10.066 | 11.5223 | 44379.9942
MsrNResSpltPkgAC-65to134-S13 | PreNResSpltPkgAC-65to-PEYes | OfS | 2017 | CZ14 | cDXGF | 0 | DXSZCap | 33.0956 | 10000.08 | 85088.31 | 94413.4628 | 18512.11 | 0 | 42917.13 | 0 | 16089.17 | 0 | 584.7051 | 6985.127 | 638.4974 | 4630.16 | 0 | 0 | 0 | 0 | 31826460 | 0 | 31826460 | 318.2646 | 9325.1528 | 0 | 10.066 | 11.5223 | 44379.9946
MsrNResSpltPkgAC-65to134-S13 | PreNResSpltPkgAC-65to-PEYes | OfS | 2017 | CZ15 | cDXGF | 0 | DXSZCap | 39.741 | 10000.08 | 100274.8 | 101102.7031 | 18512.11 | 0 | 42917.13 | 0 | 30167.96 | 0 | 149.0914 | 8528.459 | 125.3517 | 7209.973 | 0 | 0 | 0 | 0 | 2825608 | 0 | 2825608 | 28.2561 | 827.9031 | 0 | 10.066 | 11.5223 | 44379.9951
MsrNResSpltPkgAC-65to134-S13 | PreNResSpltPkgAC-65to-PEYes | OfS | 2017 | CZ16 | cDXGF | 0 | DXSZCap | 30.0176 | 10000.08 | 74487.55 | 106200.9617 | 18512.11 | 0 | 42917.13 | 0 | 5716.303 | 0 | 944.0889 | 6397.87 | 1637.22 | 2763.921 | 0 | 0 | 0 | 0 | 108236900 | 0 | 108236900 | 1082.369 | 31713.4117 | 0 | 10.066 | 11.5223 | 44379.9956
MsrNResSpltPkgAC-65to134-S13 | PreNResSpltPkgAC-65to-PEYes | OfS | 2020 | CZ01 | cDXGF | 0 | DXSZCap | 26.0929 | 10000.08 | 63305.43 | 91828.4116 | 13865.43 | 0 | 42917.13 | 0 | 795.2995 | 0 | 705.614 | 5021.872 | 1689.281 | 706.9441 | 0 | 0 | 0 | 0 | 97348060 | 0 | 97348060 | 973.4806 | 28522.9816 | 0 | 7.5278 | 11.5223 | 44379.996
MsrNResSpltPkgAC-65to134-S13 | PreNResSpltPkgAC-65to-PEYes | OfS | 2020 | CZ02 | cDXGF | 0 | DXSZCap | 24.7148 | 10000.08 | 70802.11 | 84530.5664 | 13865.43 | 0 | 42917.13 | 0 | 8190.218 | 0 | 483.2768 | 5345.989 | 778.8357 | 3045.767 | 0 | 0 | 0 | 0 | 46854800 | 0 | 46854800 | 468.548 | 13728.4564 | 0 | 7.5278 | 11.5223 | 44379.9965
MsrNResSpltPkgAC-65to134-S13 | PreNResSpltPkgAC-65to-PEYes | OfS | 2020 | CZ03 | cDXGF | 0 | DXSZCap | 27.9725 | 10000.08 | 67542.73 | 79665.7749 | 13865.43 | 0 | 42917.13 | 0 | 4709.889 | 0 | 303.571 | 5746.605 | 842.6117 | 2570.271 | 0 | 0 | 0 | 0 | 41375580 | 0 | 41375580 | 413.7558 | 12123.0449 | 0 | 7.5278 | 11.5223 | 44379.9969
MsrNResSpltPkgAC-65to134-S13 | PreNResSpltPkgAC-65to-PEYes | OfS | 2020 | CZ04 | cDXGF | 0 | DXSZCap | 25.2359 | 10000.08 | 72839.37 | 80734.8615 | 13865.43 | 0 | 42917.13 | 0 | 10151.59 | 0 | 278.9435 | 5626.211 | 504.1322 | 3661.763 | 0 | 0 | 0 | 0 | 26947070 | 0 | 26947070 | 269.4707 | 7895.4915 | 0 | 7.5278 | 11.5223 | 44379.9974
MsrNResSpltPkgAC-65to134-S13 | PreNResSpltPkgAC-65to-PEYes | OfS | 2020 | CZ05 | cDXGF | 0 | DXSZCap | 27.7085 | 10000.08 | 68998.2 | 79373.7168 | 13865.43 | 0 | 42917.13 | 0 | 6138.889 | 0 | 346.1453 | 5730.517 | 686.3862 | 3035.583 | 0 | 0 | 0 | 0 | 35411320 | 0 | 35411320 | 354.1132 | 10375.5168 | 0 | 7.5278 | 11.5223 | 44379.9979
MsrNResSpltPkgAC-65to134-S13 | PreNResSpltPkgAC-65to-PEYes | OfS | 2020 | CZ06 | cDXGF | 0 | DXSZCap | 29.9067 | 10000.08 | 75326.45 | 79155.6787 | 13865.43 | 0 | 42917.13 | 0 | 12316 | 0 | 122.1445 | 6105.647 | 323.2623 | 4317.529 | 0 | 0 | 0 | 0 | 13069040 | 0 | 13069040 | 130.6904 | 3829.2287 | 0 | 7.5278 | 11.5223 | 44379.9983
MsrNResSpltPkgAC-65to134-S13 | PreNResSpltPkgAC-65to-PEYes | OfS | 2020 | CZ07 | cDXGF | 0 | DXSZCap | 29.2656 | 10000.08 | 73009.28 | 76029.4625 | 13865.43 | 0 | 42917.13 | 0 | 10127.36 | 0 | 59.3104 | 6039.971 | 285.9667 | 4068.108 | 0 | 0 | 0 | 0 | 10307790 | 0 | 10307790 | 103.0779 | 3020.1825 | 0 | 7.5278 | 11.5223 | 44379.9988
MsrNResSpltPkgAC-65to134-S13 | PreNResSpltPkgAC-65to-PEYes | OfS | 2020 | CZ08 | cDXGF | 0 | DXSZCap | 27.822 | 10000.08 | 78171.8 | 81561.9272 | 13865.43 | 0 | 42917.13 | 0 | 15330.19 | 0 | 122.4537 | 5936.495 | 272.1664 | 4557.43 | 0 | 0 | 0 | 0 | 11570400 | 0 | 11570400 | 115.704 | 3390.1272 | 0 | 7.5278 | 11.5223 | 44379.9992
MsrNResSpltPkgAC-65to134-S13 | PreNResSpltPkgAC-65to-PEYes | OfS | 2020 | CZ09 | cDXGF | 0 | DXSZCap | 32.0667 | 10000.08 | 77910.76 | 81217.5463 | 13865.43 | 0 | 42917.13 | 0 | 14373.65 | 0 | 202.4028 | 6552.043 | 314.94 | 4615.614 | 0 | 0 | 0 | 0 | 11285960 | 0 | 11285960 | 112.8596 | 3306.7863 | 0 | 7.5278 | 11.5223 | 44379.9997
MsrNResSpltPkgAC-65to134-S13 | PreNResSpltPkgAC-65to-PEYes | OfS | 2020 | CZ10 | cDXGF | 0 | DXSZCap | 29.9349 | 10000.08 | 79566.28 | 84021.3684 | 13865.43 | 0 | 42917.13 | 0 | 16140.68 | 0 | 277.3989 | 6365.562 | 345.2558 | 4692.603 | 0 | 0 | 0 | 0 | 15205080 | 0 | 15205080 | 152.0508 | 4455.0884 | 0 | 7.5278 | 11.5223 | 44380.0002
MsrNResSpltPkgAC-65to134-S13 | PreNResSpltPkgAC-65to-PEYes | OfS | 2020 | CZ11 | cDXGF | 0 | DXSZCap | 31.4603 | 10000.08 | 78962.95 | 91319.8001 | 13865.43 | 0 | 42917.13 | 0 | 14917.88 | 0 | 535.6157 | 6726.802 | 912.0195 | 4159.472 | 0 | 0 | 0 | 0 | 42173550 | 0 | 42173550 | 421.7355 | 12356.8502 | 0 | 7.5278 | 11.5223 | 44380.0006
MsrNResSpltPkgAC-65to134-S13 | PreNResSpltPkgAC-65to-PEYes | OfS | 2020 | CZ12 | cDXGF | 0 | DXSZCap | 29.2526 | 10000.08 | 75536.7 | 87584.5289 | 13865.43 | 0 | 42917.13 | 0 | 11922.22 | 0 | 462.2732 | 6369.555 | 790.3406 | 3945.418 | 0 | 0 | 0 | 0 | 41118870 | 0 | 41118870 | 411.1887 | 12047.8289 | 0 | 7.5278 | 11.5223 | 44380.0011
MsrNResSpltPkgAC-65to134-S13 | PreNResSpltPkgAC-65to-PEYes | OfS | 2020 | CZ13 | cDXGF | 0 | DXSZCap | 32.4092 | 10000.08 | 80938.72 | 91197.5231 | 13865.43 | 0 | 42917.13 | 0 | 16605.12 | 0 | 480.3228 | 7070.652 | 753.2245 | 4686.756 | 0 | 0 | 0 | 0 | 35012980 | 0 | 35012980 | 350.1298 | 10258.8031 | 0 | 7.5278 | 11.5223 | 44380.0016
MsrNResSpltPkgAC-65to134-S13 | PreNResSpltPkgAC-65to-PEYes | OfS | 2020 | CZ14 | cDXGF | 0 | DXSZCap | 32.5404 | 10000.08 | 79759.36 | 89717.6828 | 13865.43 | 0 | 42917.13 | 0 | 15568.14 | 0 | 574.897 | 6833.681 | 674.5678 | 4480.529 | 0 | 0 | 0 | 0 | 33987450 | 0 | 33987450 | 339.8745 | 9958.3229 | 0 | 7.5278 | 11.5223 | 44380.002
MsrNResSpltPkgAC-65to134-S13 | PreNResSpltPkgAC-65to-PEYes | OfS | 2020 | CZ15 | cDXGF | 0 | DXSZCap | 39.1776 | 10000.08 | 94670.73 | 95581.6219 | 13865.43 | 0 | 42917.13 | 0 | 29375 | 0 | 146.9774 | 8366.079 | 134.9773 | 7042.709 | 0 | 0 | 0 | 0 | 3108846 | 0 | 3108846 | 31.0885 | 910.8919 | 0 | 7.5278 | 11.5223 | 44380.0025
MsrNResSpltPkgAC-65to134-S13 | PreNResSpltPkgAC-65to-PEYes | OfS | 2020 | CZ16 | cDXGF | 0 | DXSZCap | 29.3936 | 10000.08 | 69427.73 | 102945.2306 | 13865.43 | 0 | 42917.13 | 0 | 5477.427 | 0 | 924.4586 | 6243.226 | 1698.986 | 2650.594 | 0 | 0 | 0 | 0 | 114394200 | 0 | 114394200 | 1143.942 | 33517.5006 | 0 | 7.5278 | 11.5223 | 44380.003
MsrNResSpltPkgAC-65to134-S13 | PreNResSpltPkgAC-65to-PEYes | RFF | 1975 | CZ01 | cDXGF | 0 | DXSZCap | 8.0606 | 2500.053 | 38396.92 | 64427.6612 | 12898.34 | 0 | 22087.34 | 0 | 326.7207 | 0 | 217.976 | 2866.555 | 1520.798 | 298.6925 | 0 | 0 | 0 | 0 | 94281810 | 5439761 | 88842120 | 888.4212 | 26030.7412 | 0 | 3.2254 | 5.5785 | 44380.0034
MsrNResSpltPkgAC-65to134-S13 | PreNResSpltPkgAC-65to-PEYes | RFF | 1975 | CZ02 | cDXGF | 0 | DXSZCap | 7.6825 | 2500.053 | 42822.08 | 58328.7475 | 12898.34 | 0 | 22087.34 | 0 | 4599.459 | 0 | 150.2271 | 3086.748 | 885.3119 | 1465.027 | 0 | 0 | 0 | 0 | 58363530 | 5439761 | 52923780 | 529.2378 | 15506.6675 | 0 | 3.2254 | 5.5785 | 44380.0037
MsrNResSpltPkgAC-65to134-S13 | PreNResSpltPkgAC-65to-PEYes | RFF | 1975 | CZ03 | cDXGF | 0 | DXSZCap | 8.9765 | 2500.053 | 40932.36 | 51886.7451 | 12898.34 | 0 | 22087.34 | 0 | 2550.377 | 0 | 97.4167 | 3298.917 | 822.2773 | 1255.574 | 0 | 0 | 0 | 0 | 42826740 | 5439761 | 37386980 | 373.8698 | 10954.3851 | 0 | 3.2254 | 5.5785 | 44380.004
MsrNResSpltPkgAC-65to134-S13 | PreNResSpltPkgAC-65to-PEYes | RFF | 1975 | CZ04 | cDXGF | 0 | DXSZCap | 7.8479 | 2500.053 | 44436.79 | 53873.2857 | 12898.34 | 0 | 22087.34 | 0 | 6111.405 | 0 | 86.7467 | 3252.978 | 622.3888 | 1895.46 | 0 | 0 | 0 | 0 | 37646220 | 5439761 | 32206470 | 322.0647 | 9436.4957 | 0 | 3.2254 | 5.5785 | 44380.0043
MsrNResSpltPkgAC-65to134-S13 | PreNResSpltPkgAC-65to-PEYes | RFF | 1975 | CZ05 | cDXGF | 0 | DXSZCap | 8.6266 | 2500.053 | 41366.27 | 50459.6891 | 12898.34 | 0 | 22087.34 | 0 | 3061.627 | 0 | 107.7654 | 3211.205 | 674.8431 | 1386.53 | 0 | 0 | 0 | 0 | 36475320 | 5439761 | 31035560 | 310.3556 | 9093.4191 | 0 | 3.2254 | 5.5785 | 44380.0047
MsrNResSpltPkgAC-65to134-S13 | PreNResSpltPkgAC-65to-PEYes | RFF | 1975 | CZ06 | cDXGF | 0 | DXSZCap | 9.6798 | 2500.053 | 45431.92 | 48738.0177 | 12898.34 | 0 | 22087.34 | 0 | 6903.895 | 0 | 39.5334 | 3502.856 | 311.715 | 2221.69 | 0 | 0 | 0 | 0 | 16723390 | 5439761 | 11283610 | 112.8361 | 3306.0977 | 0 | 3.2254 | 5.5785 | 44380.005
MsrNResSpltPkgAC-65to134-S13 | PreNResSpltPkgAC-65to-PEYes | RFF | 1975 | CZ07 | cDXGF | 0 | DXSZCap | 9.3786 | 2500.053 | 44456.53 | 46629.0529 | 12898.34 | 0 | 22087.34 | 0 | 5997.474 | 0 | 19.0069 | 3454.423 | 234.0505 | 2212.609 | 0 | 0 | 0 | 0 | 12854520 | 5439761 | 7414754 | 74.1475 | 2172.5229 | 0 | 3.2254 | 5.5785 | 44380.0053
MsrNResSpltPkgAC-65to134-S13 | PreNResSpltPkgAC-65to-PEYes | RFF | 1975 | CZ08 | cDXGF | 0 | DXSZCap | 8.4 | 2500.053 | 47567.04 | 50324.4316 | 12898.34 | 0 | 22087.34 | 0 | 9166.194 | 0 | 36.9712 | 3378.24 | 250.7998 | 2452.721 | 0 | 0 | 0 | 0 | 14850670 | 5439761 | 9410893 | 94.1089 | 2757.3916 | 0 | 3.2254 | 5.5785 | 44380.0056
MsrNResSpltPkgAC-65to134-S13 | PreNResSpltPkgAC-65to-PEYes | RFF | 1975 | CZ09 | cDXGF | 0 | DXSZCap | 10.8607 | 2500.053 | 47463.24 | 51646.2486 | 12898.34 | 0 | 22087.34 | 0 | 8490.885 | 0 | 68.5516 | 3918.16 | 407.5327 | 2421.381 | 0 | 0 | 0 | 0 | 19716250 | 5439761 | 14276480 | 142.7648 | 4183.0086 | 0 | 3.2254 | 5.5785 | 44380.006
MsrNResSpltPkgAC-65to134-S13 | PreNResSpltPkgAC-65to-PEYes | RFF | 1975 | CZ10 | cDXGF | 0 | DXSZCap | 9.9636 | 2500.053 | 48568.35 | 54329.9284 | 12898.34 | 0 | 22087.34 | 0 | 9694.173 | 0 | 92.3302 | 3796.228 | 463.2528 | 2455.014 | 0 | 0 | 0 | 0 | 25103870 | 5439761 | 19664090 | 196.6409 | 5761.5784 | 0 | 3.2254 | 5.5785 | 44380.0063
MsrNResSpltPkgAC-65to134-S13 | PreNResSpltPkgAC-65to-PEYes | RFF | 1975 | CZ11 | cDXGF | 0 | DXSZCap | 11.1189 | 2500.053 | 49012.89 | 65270.5458 | 12898.34 | 0 | 22087.34 | 0 | 9708.559 | 0 | 189.3019 | 4129.367 | 1053.186 | 2233.268 | 0 | 0 | 0 | 0 | 60926620 | 5439761 | 55486880 | 554.8688 | 16257.6558 | 0 | 3.2254 | 5.5785 | 44380.0066
MsrNResSpltPkgAC-65to134-S13 | PreNResSpltPkgAC-65to-PEYes | RFF | 1975 | CZ12 | cDXGF | 0 | DXSZCap | 9.8197 | 2500.053 | 46265.25 | 60135.6473 | 12898.34 | 0 | 22087.34 | 0 | 7326.513 | 0 | 155.1803 | 3797.914 | 885.405 | 2049.198 | 0 | 0 | 0 | 0 | 52778980 | 5439761 | 47339240 | 473.3924 | 13870.3973 | 0 | 3.2254 | 5.5785 | 44380.0069
MsrNResSpltPkgAC-65to134-S13 | PreNResSpltPkgAC-65to-PEYes | RFF | 1975 | CZ13 | cDXGF | 0 | DXSZCap | 11.1124 | 2500.053 | 50471.22 | 62817.4899 | 12898.34 | 0 | 22087.34 | 0 | 11101.8 | 0 | 164.6928 | 4219.083 | 859.129 | 2566.162 | 0 | 0 | 0 | 0 | 47577180 | 5439761 | 42137440 | 421.3744 | 12346.2699 | 0 | 3.2254 | 5.5785 | 44380.0073
MsrNResSpltPkgAC-65to134-S13 | PreNResSpltPkgAC-65to-PEYes | RFF | 1975 | CZ14 | cDXGF | 0 | DXSZCap | 11.0402 | 2500.053 | 48518.85 | 61614.4938 | 12898.34 | 0 | 22087.34 | 0 | 9273.325 | 0 | 195.05 | 4064.85 | 870.9401 | 2290.13 | 0 | 0 | 0 | 0 | 50134770 | 5439761 | 44695030 | 446.9503 | 13095.6438 | 0 | 3.2254 | 5.5785 | 44380.0076
MsrNResSpltPkgAC-65to134-S13 | PreNResSpltPkgAC-65to-PEYes | RFF | 1975 | CZ15 | cDXGF | 0 | DXSZCap | 14.6297 | 2500.053 | 59572.72 | 61459.7206 | 12898.34 | 0 | 22087.34 | 0 | 19312.28 | 0 | 54.8842 | 5219.888 | 248.4192 | 3970.108 | 0 | 0 | 0 | 0 | 11880040 | 5439761 | 6440275 | 64.4027 | 1887.0006 | 0 | 3.2254 | 5.5785 | 44380.0079
MsrNResSpltPkgAC-65to134-S13 | PreNResSpltPkgAC-65to-PEYes | RFF | 1975 | CZ16 | cDXGF | 0 | DXSZCap | 9.6923 | 2500.053 | 42222.27 | 77553.5578 | 12898.34 | 0 | 22087.34 | 0 | 3329.45 | 0 | 304.8322 | 3602.343 | 1495.906 | 1382.793 | 0 | 0 | 0 | 0 | 126024200 | 5439761 | 120584600 | 1205.846 | 35331.2878 | 0 | 3.2254 | 5.5785 | 44380.0083
MsrNResSpltPkgAC-65to134-S13 | PreNResSpltPkgAC-65to-PEYes | RFF | 1985 | CZ01 | cDXGF | 0 | DXSZCap | 8.0415 | 2500.053 | 38151.84 | 64325.5007 | 12898.34 | 0 | 21854.62 | 0 | 321.9387 | 0 | 217.4586 | 2859.496 | 1523.375 | 294.1409 | 0 | 0 | 0 | 0 | 94769610 | 5439761 | 89329900 | 893.299 | 26173.6607 | 0 | 3.2254 | 5.5399 | 44380.0086
MsrNResSpltPkgAC-65to134-S13 | PreNResSpltPkgAC-65to-PEYes | RFF | 1985 | CZ02 | cDXGF | 0 | DXSZCap | 7.667 | 2500.053 | 42561.87 | 58151.1049 | 12898.34 | 0 | 21854.62 | 0 | 4579.899 | 0 | 149.9244 | 3079.093 | 887.215 | 1458.087 | 0 | 0 | 0 | 0 | 58645320 | 5439761 | 53205580 | 532.0558 | 15589.2349 | 0 | 3.2254 | 5.5399 | 44380.0089
MsrNResSpltPkgAC-65to134-S13 | PreNResSpltPkgAC-65to-PEYes | RFF | 1985 | CZ03 | cDXGF | 0 | DXSZCap | 8.9573 | 2500.053 | 40676 | 51709.4483 | 12898.34 | 0 | 21854.62 | 0 | 2535.319 | 0 | 97.2085 | 3290.528 | 824.9274 | 1248.442 | 0 | 0 | 0 | 0 | 43096580 | 5439761 | 37656820 | 376.5682 | 11033.4483 | 0 | 3.2254 | 5.5399 | 44380.0092
MsrNResSpltPkgAC-65to134-S13 | PreNResSpltPkgAC-65to-PEYes | RFF | 1985 | CZ04 | cDXGF | 0 | DXSZCap | 7.8328 | 2500.053 | 44172.02 | 53669.7498 | 12898.34 | 0 | 21854.62 | 0 | 6087.709 | 0 | 86.5805 | 3244.799 | 624.0469 | 1887.962 | 0 | 0 | 0 | 0 | 37855210 | 5439761 | 32415460 | 324.1546 | 9497.7298 | 0 | 3.2254 | 5.5399 | 44380.0096
MsrNResSpltPkgAC-65to134-S13 | PreNResSpltPkgAC-65to-PEYes | RFF | 1985 | CZ05 | cDXGF | 0 | DXSZCap | 8.6077 | 2500.053 | 41107.39 | 50269.0078 | 12898.34 | 0 | 21854.62 | 0 | 3044.188 | 0 | 107.5294 | 3202.735 | 677.2686 | 1379.103 | 0 | 0 | 0 | 0 | 36708070 | 5439761 | 31268320 | 312.6832 | 9161.6178 | 0 | 3.2254 | 5.5399 | 44380.0099
MsrNResSpltPkgAC-65to134-S13 | PreNResSpltPkgAC-65to-PEYes | RFF | 1985 | CZ06 | cDXGF | 0 | DXSZCap | 9.6612 | 2500.053 | 45162.21 | 48498.7651 | 12898.34 | 0 | 21854.62 | 0 | 6875.177 | 0 | 39.4577 | 3494.647 | 312.5542 | 2213.214 | 0 | 0 | 0 | 0 | 16827340 | 5439761 | 11387560 | 113.8756 | 3336.5551 | 0 | 3.2254 | 5.5399 | 44380.0102
MsrNResSpltPkgAC-65to134-S13 | PreNResSpltPkgAC-65to-PEYes | RFF | 1985 | CZ07 | cDXGF | 0 | DXSZCap | 9.36 | 2500.053 | 44188.07 | 46385.1742 | 12898.34 | 0 | 21854.62 | 0 | 5970.424 | 0 | 18.9691 | 3445.722 | 235.4771 | 2202.073 | 0 | 0 | 0 | 0 | 12938420 | 5439761 | 7498649 | 74.9865 | 2197.1042 | 0 | 3.2254 | 5.5399 | 44380.0105
MsrNResSpltPkgAC-65to134-S13 | PreNResSpltPkgAC-65to-PEYes | RFF | 1985 | CZ08 | cDXGF | 0 | DXSZCap | 8.3847 | 2500.053 | 47294.12 | 50080.0806 | 12898.34 | 0 | 21854.62 | 0 | 9134.275 | 0 | 36.904 | 3370.012 | 253.0602 | 2443.228 | 0 | 0 | 0 | 0 | 14948170 | 5439761 | 9508398 | 95.084 | 2785.9606 | 0 | 3.2254 | 5.5399 | 44380.0109
MsrNResSpltPkgAC-65to134-S13 | PreNResSpltPkgAC-65to-PEYes | RFF | 1985 | CZ09 | cDXGF | 0 | DXSZCap | 10.8448 | 2500.053 | 47195.35 | 51415.5052 | 12898.34 | 0 | 21854.62 | 0 | 8463.146 | 0 | 68.4518 | 3910.811 | 410.6337 | 2413.411 | 0 | 0 | 0 | 0 | 19843030 | 5439761 | 14403260 | 144.0326 | 4220.1552 | 0 | 3.2254 | 5.5399 | 44380.0112
MsrNResSpltPkgAC-65to134-S13 | PreNResSpltPkgAC-65to-PEYes | RFF | 1985 | CZ10 | cDXGF | 0 | DXSZCap | 9.9484 | 2500.053 | 48298.15 | 54102.3247 | 12898.34 | 0 | 21854.62 | 0 | 9664.515 | 0 | 92.1891 | 3788.51 | 466.1981 | 2445.954 | 0 | 0 | 0 | 0 | 25249240 | 5439761 | 19809470 | 198.0947 | 5804.1747 | 0 | 3.2254 | 5.5399 | 44380.0115
MsrNResSpltPkgAC-65to134-S13 | PreNResSpltPkgAC-65to-PEYes | RFF | 1985 | CZ11 | cDXGF | 0 | DXSZCap | 11.1033 | 2500.053 | 48747.19 | 65080.2875 | 12898.34 | 0 | 21854.62 | 0 | 9683.167 | 0 | 189.0359 | 4122.077 | 1054.784 | 2227.033 | 0 | 0 | 0 | 0 | 61184100 | 5439761 | 55744360 | 557.4436 | 16333.0975 | 0 | 3.2254 | 5.5399 | 44380.0119
MsrNResSpltPkgAC-65to134-S13 | PreNResSpltPkgAC-65to-PEYes | RFF | 1985 | CZ12 | cDXGF | 0 | DXSZCap | 9.8063 | 2500.053 | 46001.13 | 59938.3489 | 12898.34 | 0 | 21854.62 | 0 | 7302.803 | 0 | 154.9691 | 3790.408 | 886.162 | 2041.62 | 0 | 0 | 0 | 0 | 53007080 | 5439761 | 47567300 | 475.673 | 13937.2189 | 0 | 3.2254 | 5.5399 | 44380.0122
MsrNResSpltPkgAC-65to134-S13 | PreNResSpltPkgAC-65to-PEYes | RFF | 1985 | CZ13 | cDXGF | 0 | DXSZCap | 11.0968 | 2500.053 | 50202.23 | 62609.1451 | 12898.34 | 0 | 21854.62 | 0 | 11073.5 | 0 | 164.4615 | 4211.328 | 860.8862 | 2559.618 | 0 | 0 | 0 | 0 | 47784180 | 5439761 | 42344420 | 423.4442 | 12406.9151 | 0 | 3.2254 | 5.5399 | 44380.0125
MsrNResSpltPkgAC-65to134-S13 | PreNResSpltPkgAC-65to-PEYes | RFF | 1985 | CZ14 | cDXGF | 0 | DXSZCap | 11.0238 | 2500.053 | 48252.7 | 61409.7566 | 12898.34 | 0 | 21854.62 | 0 | 9247.708 | 0 | 194.76 | 4057.303 | 872.3506 | 2282.97 | 0 | 0 | 0 | 0 | 50344370 | 5439761 | 44904630 | 449.0463 | 13157.0566 | 0 | 3.2254 | 5.5399 | 44380.0129
MsrNResSpltPkgAC-65to134-S13 | PreNResSpltPkgAC-65to-PEYes | RFF | 1985 | CZ15 | cDXGF | 0 | DXSZCap | 14.6127 | 2500.053 | 59292.75 | 61200.4443 | 12898.34 | 0 | 21854.62 | 0 | 19272.97 | 0 | 54.8207 | 5212.023 | 251.6031 | 3963.139 | 0 | 0 | 0 | 0 | 11950660 | 5439761 | 6510902 | 65.109 | 1907.6943 | 0 | 3.2254 | 5.5399 | 44380.0132
MsrNResSpltPkgAC-65to134-S13 | PreNResSpltPkgAC-65to-PEYes | RFF | 1985 | CZ16 | cDXGF | 0 | DXSZCap | 9.6733 | 2500.053 | 41968.36 | 77406.4756 | 12898.34 | 0 | 21854.62 | 0 | 3316.881 | 0 | 304.2384 | 3594.323 | 1496.072 | 1376.745 | 0 | 0 | 0 | 0 | 126388900 | 5439761 | 120949200 | 1209.492 | 35438.1156 | 0 | 3.2254 | 5.5399 | 44380.0135
MsrNResSpltPkgAC-65to134-S13 | PreNResSpltPkgAC-65to-PEYes | RFF | 1996 | CZ01 | cDXGF | 0 | DXSZCap | 7.4721 | 2500.053 | 37684 | 61422.0923 | 12898.34 | 0 | 21621.86 | 0 | 291.9008 | 0 | 202.0622 | 2669.813 | 1403.459 | 275.627 | 0 | 0 | 0 | 0 | 86457100 | 5439761 | 81017380 | 810.1738 | 23738.0923 | 0 | 3.2254 | 5.5014 | 44380.0139
MsrNResSpltPkgAC-65to134-S13 | PreNResSpltPkgAC-65to-PEYes | RFF | 1996 | CZ02 | cDXGF | 0 | DXSZCap | 7.4343 | 2500.053 | 41969.22 | 58107.5311 | 12898.34 | 0 | 21621.86 | 0 | 4325.672 | 0 | 145.3744 | 2977.991 | 890.6755 | 1384.468 | 0 | 0 | 0 | 0 | 60519300 | 5439761 | 55079560 | 550.7956 | 16138.3111 | 0 | 3.2254 | 5.5014 | 44380.0142
MsrNResSpltPkgAC-65to134-S13 | PreNResSpltPkgAC-65to-PEYes | RFF | 1996 | CZ03 | cDXGF | 0 | DXSZCap | 8.674 | 2500.053 | 40136.07 | 51759.7404 | 12898.34 | 0 | 21621.86 | 0 | 2342.621 | 0 | 94.1344 | 3179.123 | 831.0792 | 1176.752 | 0 | 0 | 0 | 0 | 45110980 | 5439761 | 39671230 | 396.7123 | 11623.6704 | 0 | 3.2254 | 5.5014 | 44380.0145
MsrNResSpltPkgAC-65to134-S13 | PreNResSpltPkgAC-65to-PEYes | RFF | 1996 | CZ04 | cDXGF | 0 | DXSZCap | 7.6279 | 2500.053 | 43517.02 | 53427.1707 | 12898.34 | 0 | 21621.86 | 0 | 5772.176 | 0 | 84.3155 | 3140.325 | 630.8091 | 1801.407 | 0 | 0 | 0 | 0 | 39262780 | 5439761 | 33823040 | 338.2304 | 9910.1507 | 0 | 3.2254 | 5.5014 | 44380.0148
MsrNResSpltPkgAC-65to134-S13 | PreNResSpltPkgAC-65to-PEYes | RFF | 1996 | CZ05 | cDXGF | 0 | DXSZCap | 8.325 | 2500.053 | 40542.77 | 50343.286 | 12898.34 | 0 | 21621.86 | 0 | 2826.282 | 0 | 103.998 | 3092.291 | 684.0019 | 1303.699 | 0 | 0 | 0 | 0 | 38888620 | 5439761 | 33448860 | 334.4886 | 9800.516 | 0 | 3.2254 | 5.5014 | 44380.0152
MsrNResSpltPkgAC-65to134-S13 | PreNResSpltPkgAC-65to-PEYes | RFF | 1996 | CZ06 | cDXGF | 0 | DXSZCap | 9.5339 | 2500.053 | 44447.78 | 48412.1315 | 12898.34 | 0 | 21621.86 | 0 | 6475.391 | 0 | 38.9378 | 3413.266 | 349.7891 | 2101.354 | 0 | 0 | 0 | 0 | 18969980 | 5439761 | 13530210 | 135.3021 | 3964.3515 | 0 | 3.2254 | 5.5014 | 44380.0155
MsrNResSpltPkgAC-65to134-S13 | PreNResSpltPkgAC-65to-PEYes | RFF | 1996 | CZ07 | cDXGF | 0 | DXSZCap | 9.2219 | 2500.053 | 43526.3 | 46209.9731 | 12898.34 | 0 | 21621.86 | 0 | 5626.324 | 0 | 18.6894 | 3361.099 | 268.3932 | 2090.422 | 0 | 0 | 0 | 0 | 14599060 | 5439761 | 9159294 | 91.5929 | 2683.6731 | 0 | 3.2254 | 5.5014 | 44380.0158
MsrNResSpltPkgAC-65to134-S13 | PreNResSpltPkgAC-65to-PEYes | RFF | 1996 | CZ08 | cDXGF | 0 | DXSZCap | 8.3192 | 2500.053 | 46642.77 | 49930.523 | 12898.34 | 0 | 21621.86 | 0 | 8781.639 | 0 | 36.6158 | 3304.333 | 282.3646 | 2345.005 | 0 | 0 | 0 | 0 | 16660780 | 5439761 | 11221000 | 112.21 | 3287.753 | 0 | 3.2254 | 5.5014 | 44380.0161
MsrNResSpltPkgAC-65to134-S13 | PreNResSpltPkgAC-65to-PEYes | RFF | 1996 | CZ09 | cDXGF | 0 | DXSZCap | 10.7881 | 2500.053 | 46592.44 | 51499.771 | 12898.34 | 0 | 21621.86 | 0 | 8143.581 | 0 | 68.0937 | 3860.58 | 453.347 | 2328.055 | 0 | 0 | 0 | 0 | 22188340 | 5439761 | 16748570 | 167.4857 | 4907.331 | 0 | 3.2254 | 5.5014 | 44380.0165
MsrNResSpltPkgAC-65to134-S13 | PreNResSpltPkgAC-65to-PEYes | RFF | 1996 | CZ10 | cDXGF | 0 | DXSZCap | 9.9094 | 2500.053 | 47674.53 | 54255.9985 | 12898.34 | 0 | 21621.86 | 0 | 9328.929 | 0 | 91.8275 | 3733.548 | 502.2701 | 2361.433 | 0 | 0 | 0 | 0 | 27902120 | 5439761 | 22462350 | 224.6235 | 6581.4686 | 0 | 3.2254 | 5.5014 | 44380.0168
MsrNResSpltPkgAC-65to134-S13 | PreNResSpltPkgAC-65to-PEYes | RFF | 1996 | CZ11 | cDXGF | 0 | DXSZCap | 10.4377 | 2500.053 | 47527.67 | 62138.1882 | 12898.34 | 0 | 21621.86 | 0 | 8966.751 | 0 | 177.7044 | 3863.002 | 970.3126 | 2086.248 | 0 | 0 | 0 | 0 | 55305000 | 5439761 | 49865250 | 498.6525 | 14610.5182 | 0 | 3.2254 | 5.5014 | 44380.0171
MsrNResSpltPkgAC-65to134-S13 | PreNResSpltPkgAC-65to-PEYes | RFF | 1996 | CZ12 | cDXGF | 0 | DXSZCap | 9.2193 | 2500.053 | 44970.48 | 57506.9802 | 12898.34 | 0 | 21621.86 | 0 | 6749.26 | 0 | 145.693 | 3555.323 | 820.0004 | 1917.115 | 0 | 0 | 0 | 0 | 48226440 | 5439761 | 42786690 | 427.8669 | 12536.5002 | 0 | 3.2254 | 5.5014 | 44380.0175
MsrNResSpltPkgAC-65to134-S13 | PreNResSpltPkgAC-65to-PEYes | RFF | 1996 | CZ13 | cDXGF | 0 | DXSZCap | 10.4578 | 2500.053 | 48929.45 | 60094.0802 | 12898.34 | 0 | 21621.86 | 0 | 10299.91 | 0 | 154.9911 | 3954.357 | 794.9897 | 2408.058 | 0 | 0 | 0 | 0 | 43544290 | 5439761 | 38104540 | 381.0454 | 11164.6302 | 0 | 3.2254 | 5.5014 | 44380.0178
MsrNResSpltPkgAC-65to134-S13 | PreNResSpltPkgAC-65to-PEYes | RFF | 1996 | CZ14 | cDXGF | 0 | DXSZCap | 10.3646 | 2500.053 | 46961.93 | 58806.2499 | 12898.34 | 0 | 21621.86 | 0 | 8466.107 | 0 | 183.1135 | 3792.518 | 816.3721 | 2117.868 | 0 | 0 | 0 | 0 | 45864050 | 5439761 | 40424300 | 404.243 | 11844.3199 | 0 | 3.2254 | 5.5014 | 44380.0181
MsrNResSpltPkgAC-65to134-S13 | PreNResSpltPkgAC-65to-PEYes | RFF | 1996 | CZ15 | cDXGF | 0 | DXSZCap | 13.8425 | 2500.053 | 57407.89 | 58973.4482 | 12898.34 | 0 | 21621.86 | 0 | 17927.5 | 0 | 51.9312 | 4908.236 | 214.2038 | 3732.558 | 0 | 0 | 0 | 0 | 10782970 | 5439761 | 5343202 | 53.432 | 1565.5582 | 0 | 3.2254 | 5.5014 | 44380.0184
MsrNResSpltPkgAC-65to134-S13 | PreNResSpltPkgAC-65to-PEYes | RFF | 1996 | CZ16 | cDXGF | 0 | DXSZCap | 9.0459 | 2500.053 | 41200.62 | 73783.6264 | 12898.34 | 0 | 21621.86 | 0 | 3038.669 | 0 | 284.5048 | 3357.222 | 1403.404 | 1283.028 | 0 | 0 | 0 | 0 | 116644500 | 5439761 | 111204800 | 1112.048 | 32583.0064 | 0 | 3.2254 | 5.5014 | 44380.0188
MsrNResSpltPkgAC-65to134-S13 | PreNResSpltPkgAC-65to-PEYes | RFF | 2003 | CZ01 | cDXGF | 0 | DXSZCap | 6.8365 | 2500.053 | 37168.56 | 60761.5441 | 12898.34 | 0 | 21389.11 | 0 | 244.4828 | 0 | 184.8744 | 2451.736 | 1332.21 | 234.793 | 0 | 0 | 0 | 0 | 85961840 | 5439761 | 80522130 | 805.2213 | 23592.9841 | 0 | 3.2254 | 5.4628 | 44380.0191
MsrNResSpltPkgAC-65to134-S13 | PreNResSpltPkgAC-65to-PEYes | RFF | 2003 | CZ02 | cDXGF | 0 | DXSZCap | 6.6061 | 2500.053 | 40814.95 | 54879.2137 | 12898.34 | 0 | 21389.11 | 0 | 3748.138 | 0 | 129.1793 | 2650.131 | 784.515 | 1226.575 | 0 | 0 | 0 | 0 | 53440650 | 5439761 | 48000900 | 480.009 | 14064.2637 | 0 | 3.2254 | 5.4628 | 44380.0194
MsrNResSpltPkgAC-65to134-S13 | PreNResSpltPkgAC-65to-PEYes | RFF | 2003 | CZ03 | cDXGF | 0 | DXSZCap | 8.0182 | 2500.053 | 39335.12 | 50323.1269 | 12898.34 | 0 | 21389.11 | 0 | 2034.28 | 0 | 87.0174 | 2926.31 | 777.1824 | 1051.274 | 0 | 0 | 0 | 0 | 42941490 | 5439761 | 37501730 | 375.0173 | 10988.0069 | 0 | 3.2254 | 5.4628 | 44380.0197
MsrNResSpltPkgAC-65to134-S13 | PreNResSpltPkgAC-65to-PEYes | RFF | 2003 | CZ04 | cDXGF | 0 | DXSZCap | 7.0259 | 2500.053 | 42442.98 | 51787.7023 | 12898.34 | 0 | 21389.11 | 0 | 5191.273 | 0 | 77.6614 | 2886.558 | 590.3964 | 1640.932 | 0 | 0 | 0 | 0 | 37333000 | 5439761 | 31893250 | 318.9325 | 9344.7223 | 0 | 3.2254 | 5.4628 | 44380.0201
MsrNResSpltPkgAC-65to134-S13 | PreNResSpltPkgAC-65to-PEYes | RFF | 2003 | CZ05 | cDXGF | 0 | DXSZCap | 7.6768 | 2500.053 | 39673.74 | 49092.7348 | 12898.34 | 0 | 21389.11 | 0 | 2449.839 | 0 | 95.9002 | 2840.534 | 638.5788 | 1163.081 | 0 | 0 | 0 | 0 | 37586500 | 5439761 | 32146740 | 321.4674 | 9418.9948 | 0 | 3.2254 | 5.4628 | 44380.0204
MsrNResSpltPkgAC-65to134-S13 | PreNResSpltPkgAC-65to-PEYes | RFF | 2003 | CZ06 | cDXGF | 0 | DXSZCap | 8.8694 | 2500.053 | 43309.22 | 47072.2131 | 12898.34 | 0 | 21389.11 | 0 | 5826.578 | 0 | 36.2239 | 3158.952 | 326.3394 | 1927.686 | 0 | 0 | 0 | 0 | 18282760 | 5439761 | 12842980 | 128.4298 | 3762.9931 | 0 | 3.2254 | 5.4628 | 44380.0207
MsrNResSpltPkgAC-65to134-S13 | PreNResSpltPkgAC-65to-PEYes | RFF | 2003 | CZ07 | cDXGF | 0 | DXSZCap | 8.5959 | 2500.053 | 42533.57 | 45089.1594 | 12898.34 | 0 | 21389.11 | 0 | 5106.002 | 0 | 17.4206 | 3122.674 | 249.3418 | 1930.166 | 0 | 0 | 0 | 0 | 14161920 | 5439761 | 8722148 | 87.2215 | 2555.5894 | 0 | 3.2254 | 5.4628 | 44380.021
MsrNResSpltPkgAC-65to134-S13 | PreNResSpltPkgAC-65to-PEYes | RFF | 2003 | CZ08 | cDXGF | 0 | DXSZCap | 7.7935 | 2500.053 | 45435.89 | 48519.9963 | 12898.34 | 0 | 21389.11 | 0 | 8035.167 | 0 | 34.3018 | 3078.939 | 265.3387 | 2176.105 | 0 | 0 | 0 | 0 | 15965740 | 5439761 | 10525960 | 105.2596 | 3084.1063 | 0 | 3.2254 | 5.4628 | 44380.0214
MsrNResSpltPkgAC-65to134-S13 | PreNResSpltPkgAC-65to-PEYes | RFF | 2003 | CZ09 | cDXGF | 0 | DXSZCap | 10.1481 | 2500.053 | 45383.05 | 50107.0831 | 12898.34 | 0 | 21389.11 | 0 | 7414.216 | 0 | 64.054 | 3617.318 | 434.2103 | 2154.972 | 0 | 0 | 0 | 0 | 21562760 | 5439761 | 16122980 | 161.2298 | 4724.0331 | 0 | 3.2254 | 5.4628 | 44380.0217
MsrNResSpltPkgAC-65to134-S13 | PreNResSpltPkgAC-65to-PEYes | RFF | 2003 | CZ10 | cDXGF | 0 | DXSZCap | 8.713 | 2500.053 | 45920.4 | 51189.6329 | 12898.34 | 0 | 21389.11 | 0 | 8244.455 | 0 | 80.7408 | 3307.712 | 411.6265 | 2132.244 | 0 | 0 | 0 | 0 | 23423500 | 5439761 | 17983730 | 179.8373 | 5269.2329 | 0 | 3.2254 | 5.4628 | 44380.022
MsrNResSpltPkgAC-65to134-S13 | PreNResSpltPkgAC-65to-PEYes | RFF | 2003 | CZ11 | cDXGF | 0 | DXSZCap | 9.8372 | 2500.053 | 46344.65 | 60814.3173 | 12898.34 | 0 | 21389.11 | 0 | 8267.704 | 0 | 167.4805 | 3621.994 | 937.5545 | 1934.571 | 0 | 0 | 0 | 0 | 54824260 | 5439761 | 49384530 | 493.8453 | 14469.6673 | 0 | 3.2254 | 5.4628 | 44380.0224
MsrNResSpltPkgAC-65to134-S13 | PreNResSpltPkgAC-65to-PEYes | RFF | 2003 | CZ12 | cDXGF | 0 | DXSZCap | 8.652 | 2500.053 | 43906.06 | 56381.9736 | 12898.34 | 0 | 21389.11 | 0 | 6163.307 | 0 | 136.7281 | 3318.541 | 791.8431 | 1763.674 | 0 | 0 | 0 | 0 | 48019640 | 5439761 | 42579910 | 425.7991 | 12475.9136 | 0 | 3.2254 | 5.4628 | 44380.0227
MsrNResSpltPkgAC-65to134-S13 | PreNResSpltPkgAC-65to-PEYes | RFF | 2003 | CZ13 | cDXGF | 0 | DXSZCap | 9.8739 | 2500.053 | 47672.02 | 58817.2565 | 12898.34 | 0 | 21389.11 | 0 | 9529.202 | 0 | 146.3378 | 3709.003 | 772.3975 | 2237.973 | 0 | 0 | 0 | 0 | 43478090 | 5439761 | 38038350 | 380.3835 | 11145.2366 | 0 | 3.2254 | 5.4628 | 44380.023
MsrNResSpltPkgAC-65to134-S13 | PreNResSpltPkgAC-65to-PEYes | RFF | 2003 | CZ14 | cDXGF | 0 | DXSZCap | 9.8392 | 2500.053 | 45854.91 | 58163.5704 | 12898.34 | 0 | 21389.11 | 0 | 7816.189 | 0 | 173.8311 | 3577.396 | 819.686 | 1960.83 | 0 | 0 | 0 | 0 | 47448820 | 5439761 | 42009080 | 420.0908 | 12308.6604 | 0 | 3.2254 | 5.4628 | 44380.0234
MsrNResSpltPkgAC-65to134-S13 | PreNResSpltPkgAC-65to-PEYes | RFF | 2003 | CZ15 | cDXGF | 0 | DXSZCap | 13.2774 | 2500.053 | 55867.06 | 57533.0117 | 12898.34 | 0 | 21389.11 | 0 | 16855.01 | 0 | 49.8111 | 4674.755 | 222.0931 | 3532.109 | 0 | 0 | 0 | 0 | 11125610 | 5439761 | 5685842 | 56.8584 | 1665.9517 | 0 | 3.2254 | 5.4628 | 44380.0237
MsrNResSpltPkgAC-65to134-S13 | PreNResSpltPkgAC-65to-PEYes | RFF | 2003 | CZ16 | cDXGF | 0 | DXSZCap | 8.3955 | 2500.053 | 40377.91 | 72594.9008 | 12898.34 | 0 | 21389.11 | 0 | 2723.985 | 0 | 264.0505 | 3102.386 | 1338.419 | 1160.254 | 0 | 0 | 0 | 0 | 115395300 | 5439761 | 109955600 | 1099.556 | 32216.9908 | 0 | 3.2254 | 5.4628 | 44380.0241
MsrNResSpltPkgAC-65to134-S13 | PreNResSpltPkgAC-65to-PEYes | RFF | 2007 | CZ01 | cDXGF | 0 | DXSZCap | 6.7638 | 2500.053 | 37157.03 | 60109.9351 | 12898.34 | 0 | 21389.11 | 0 | 251.174 | 0 | 182.9089 | 2435.445 | 1298.919 | 244.7142 | 0 | 0 | 0 | 0 | 83777270 | 5439761 | 78337560 | 783.3756 | 22952.9051 | 0 | 3.2254 | 5.4628 | 44380.0244
MsrNResSpltPkgAC-65to134-S13 | PreNResSpltPkgAC-65to-PEYes | RFF | 2007 | CZ02 | cDXGF | 0 | DXSZCap | 6.5292 | 2500.053 | 40778.41 | 54541.6777 | 12898.34 | 0 | 21389.11 | 0 | 3732.706 | 0 | 127.6753 | 2630.572 | 769.2819 | 1227.678 | 0 | 0 | 0 | 0 | 52413350 | 5439761 | 46973610 | 469.7361 | 13763.2677 | 0 | 3.2254 | 5.4628 | 44380.0247
MsrNResSpltPkgAC-65to134-S13 | PreNResSpltPkgAC-65to-PEYes | RFF | 2007 | CZ03 | cDXGF | 0 | DXSZCap | 7.9527 | 2500.053 | 39337.24 | 49953.5529 | 12898.34 | 0 | 21389.11 | 0 | 2049.575 | 0 | 86.306 | 2913.889 | 750.5344 | 1066.653 | 0 | 0 | 0 | 0 | 41672900 | 5439761 | 36233150 | 362.3315 | 10616.3129 | 0 | 3.2254 | 5.4628 | 44380.025
MsrNResSpltPkgAC-65to134-S13 | PreNResSpltPkgAC-65to-PEYes | RFF | 2007 | CZ04 | cDXGF | 0 | DXSZCap | 6.9637 | 2500.053 | 42418.2 | 51490.1246 | 12898.34 | 0 | 21389.11 | 0 | 5181.696 | 0 | 76.9732 | 2872.054 | 574.2137 | 1645.502 | 0 | 0 | 0 | 0 | 36401940 | 5439761 | 30962200 | 309.622 | 9071.9246 | 0 | 3.2254 | 5.4628 | 44380.0254
MsrNResSpltPkgAC-65to134-S13 | PreNResSpltPkgAC-65to-PEYes | RFF | 2007 | CZ05 | cDXGF | 0 | DXSZCap | 7.595 | 2500.053 | 39675.22 | 48768.2582 | 12898.34 | 0 | 21389.11 | 0 | 2467.99 | 0 | 94.8778 | 2824.854 | 616.444 | 1178.951 | 0 | 0 | 0 | 0 | 36474030 | 5439761 | 31034260 | 310.3426 | 9093.0382 | 0 | 3.2254 | 5.4628 | 44380.0257
MsrNResSpltPkgAC-65to134-S13 | PreNResSpltPkgAC-65to-PEYes | RFF | 2007 | CZ06 | cDXGF | 0 | DXSZCap | 8.8694 | 2500.053 | 43309.22 | 47072.2131 | 12898.34 | 0 | 21389.11 | 0 | 5826.578 | 0 | 36.2239 | 3158.952 | 326.3394 | 1927.686 | 0 | 0 | 0 | 0 | 18282760 | 5439761 | 12842980 | 128.4298 | 3762.9931 | 0 | 3.2254 | 5.4628 | 44380.026
MsrNResSpltPkgAC-65to134-S13 | PreNResSpltPkgAC-65to-PEYes | RFF | 2007 | CZ07 | cDXGF | 0 | DXSZCap | 8.5959 | 2500.053 | 42533.57 | 45089.1594 | 12898.34 | 0 | 21389.11 | 0 | 5106.002 | 0 | 17.4206 | 3122.674 | 249.3418 | 1930.166 | 0 | 0 | 0 | 0 | 14161920 | 5439761 | 8722148 | 87.2215 | 2555.5894 | 0 | 3.2254 | 5.4628 | 44380.0263
MsrNResSpltPkgAC-65to134-S13 | PreNResSpltPkgAC-65to-PEYes | RFF | 2007 | CZ08 | cDXGF | 0 | DXSZCap | 7.7935 | 2500.053 | 45435.89 | 48519.9963 | 12898.34 | 0 | 21389.11 | 0 | 8035.167 | 0 | 34.3018 | 3078.939 | 265.3387 | 2176.105 | 0 | 0 | 0 | 0 | 15965740 | 5439761 | 10525960 | 105.2596 | 3084.1063 | 0 | 3.2254 | 5.4628 | 44380.0267
MsrNResSpltPkgAC-65to134-S13 | PreNResSpltPkgAC-65to-PEYes | RFF | 2007 | CZ09 | cDXGF | 0 | DXSZCap | 10.1481 | 2500.053 | 45383.05 | 50107.0831 | 12898.34 | 0 | 21389.11 | 0 | 7414.216 | 0 | 64.054 | 3617.318 | 434.2103 | 2154.972 | 0 | 0 | 0 | 0 | 21562760 | 5439761 | 16122980 | 161.2298 | 4724.0331 | 0 | 3.2254 | 5.4628 | 44380.027
MsrNResSpltPkgAC-65to134-S13 | PreNResSpltPkgAC-65to-PEYes | RFF | 2007 | CZ10 | cDXGF | 0 | DXSZCap | 8.624 | 2500.053 | 45869.99 | 50925.2684 | 12898.34 | 0 | 21389.11 | 0 | 8217.139 | 0 | 79.9165 | 3285.468 | 401.1385 | 2134.491 | 0 | 0 | 0 | 0 | 22693290 | 5439761 | 17253510 | 172.5351 | 5055.2784 | 0 | 3.2254 | 5.4628 | 44380.0273
MsrNResSpltPkgAC-65to134-S13 | PreNResSpltPkgAC-65to-PEYes | RFF | 2007 | CZ11 | cDXGF | 0 | DXSZCap | 9.7254 | 2500.053 | 46268.05 | 60267.9914 | 12898.34 | 0 | 21389.11 | 0 | 8223.68 | 0 | 165.5771 | 3591.323 | 915.0137 | 1932.262 | 0 | 0 | 0 | 0 | 53221100 | 5439761 | 47781370 | 477.8137 | 13999.9414 | 0 | 3.2254 | 5.4628 | 44380.0277
MsrNResSpltPkgAC-65to134-S13 | PreNResSpltPkgAC-65to-PEYes | RFF | 2007 | CZ12 | cDXGF | 0 | DXSZCap | 8.5515 | 2500.053 | 43855.9 | 55922.6362 | 12898.34 | 0 | 21389.11 | 0 | 6140.936 | 0 | 135.1389 | 3292.387 | 771.669 | 1768.341 | 0 | 0 | 0 | 0 | 46623140 | 5439761 | 41183400 | 411.834 | 12066.7362 | 0 | 3.2254 | 5.4628 | 44380.028
MsrNResSpltPkgAC-65to134-S13 | PreNResSpltPkgAC-65to-PEYes | RFF | 2007 | CZ13 | cDXGF | 0 | DXSZCap | 9.7639 | 2500.053 | 47582.3 | 58342.1566 | 12898.34 | 0 | 21389.11 | 0 | 9471.612 | 0 | 144.7079 | 3678.486 | 749.7333 | 2230.865 | 0 | 0 | 0 | 0 | 42162800 | 5439761 | 36723060 | 367.2306 | 10759.8566 | 0 | 3.2254 | 5.4628 | 44380.0283
MsrNResSpltPkgAC-65to134-S13 | PreNResSpltPkgAC-65to-PEYes | RFF | 2007 | CZ14 | cDXGF | 0 | DXSZCap | 9.7326 | 2500.053 | 45779.91 | 57633.0697 | 12898.34 | 0 | 21389.11 | 0 | 7772.907 | 0 | 171.9474 | 3547.564 | 797.0987 | 1957.664 | 0 | 0 | 0 | 0 | 45894200 | 5439761 | 40454470 | 404.5447 | 11853.1597 | 0 | 3.2254 | 5.4628 | 44380.0286
MsrNResSpltPkgAC-65to134-S13 | PreNResSpltPkgAC-65to-PEYes | RFF | 2007 | CZ15 | cDXGF | 0 | DXSZCap | 13.1558 | 2500.053 | 55712.94 | 57266.2845 | 12898.34 | 0 | 21389.11 | 0 | 16736.07 | 0 | 49.355 | 4640.01 | 209.8407 | 3519.324 | 0 | 0 | 0 | 0 | 10741280 | 5439761 | 5301517 | 53.0152 | 1553.3445 | 0 | 3.2254 | 5.4628 | 44380.029
MsrNResSpltPkgAC-65to134-S13 | PreNResSpltPkgAC-65to-PEYes | RFF | 2007 | CZ16 | cDXGF | 0 | DXSZCap | 8.303 | 2500.053 | 40352.06 | 71829.343 | 12898.34 | 0 | 21389.11 | 0 | 2721.911 | 0 | 261.1368 | 3081.569 | 1315.954 | 1163.516 | 0 | 0 | 0 | 0 | 112870600 | 5439761 | 107431000 | 1074.31 | 31477.283 | 0 | 3.2254 | 5.4628 | 44380.0293
MsrNResSpltPkgAC-65to134-S13 | PreNResSpltPkgAC-65to-PEYes | RFF | 2011 | CZ01 | cDXGF | 0 | DXSZCap | 6.6942 | 2500.053 | 37157.68 | 58688.9462 | 12898.34 | 0 | 21389.11 | 0 | 268.7264 | 0 | 181.0247 | 2420.435 | 1234.538 | 267.9258 | 0 | 0 | 0 | 0 | 78925240 | 5439761 | 73485550 | 734.8555 | 21531.2661 | 0 | 3.2254 | 5.4628 | 44380.0296
MsrNResSpltPkgAC-65to134-S13 | PreNResSpltPkgAC-65to-PEYes | RFF | 2011 | CZ02 | cDXGF | 0 | DXSZCap | 6.4474 | 2500.053 | 40741.37 | 54223.8881 | 12898.34 | 0 | 21389.11 | 0 | 3717.667 | 0 | 126.0763 | 2610.182 | 755.7028 | 1228.816 | 0 | 0 | 0 | 0 | 51455150 | 5439761 | 46015420 | 460.1542 | 13482.5181 | 0 | 3.2254 | 5.4628 | 44380.03
MsrNResSpltPkgAC-65to134-S13 | PreNResSpltPkgAC-65to-PEYes | RFF | 2011 | CZ03 | cDXGF | 0 | DXSZCap | 7.8978 | 2500.053 | 39341.65 | 49592.3634 | 12898.34 | 0 | 21389.11 | 0 | 2064.595 | 0 | 85.7102 | 2903.87 | 725.0996 | 1082.332 | 0 | 0 | 0 | 0 | 40425130 | 5439761 | 34985370 | 349.8537 | 10250.7134 | 0 | 3.2254 | 5.4628 | 44380.0303
MsrNResSpltPkgAC-65to134-S13 | PreNResSpltPkgAC-65to-PEYes | RFF | 2011 | CZ04 | cDXGF | 0 | DXSZCap | 6.8957 | 2500.053 | 42392.72 | 51207.5957 | 12898.34 | 0 | 21389.11 | 0 | 5172.322 | 0 | 76.2209 | 2856.707 | 559.9885 | 1649.877 | 0 | 0 | 0 | 0 | 35524640 | 5439761 | 30084900 | 300.849 | 8814.8757 | 0 | 3.2254 | 5.4628 | 44380.0306
MsrNResSpltPkgAC-65to134-S13 | PreNResSpltPkgAC-65to-PEYes | RFF | 2011 | CZ05 | cDXGF | 0 | DXSZCap | 7.595 | 2500.053 | 39675.22 | 48768.2582 | 12898.34 | 0 | 21389.11 | 0 | 2467.99 | 0 | 94.8778 | 2824.854 | 616.444 | 1178.951 | 0 | 0 | 0 | 0 | 36474030 | 5439761 | 31034260 | 310.3426 | 9093.0382 | 0 | 3.2254 | 5.4628 | 44380.0309
MsrNResSpltPkgAC-65to134-S13 | PreNResSpltPkgAC-65to-PEYes | RFF | 2011 | CZ06 | cDXGF | 0 | DXSZCap | 8.8694 | 2500.053 | 43309.22 | 47072.2131 | 12898.34 | 0 | 21389.11 | 0 | 5826.578 | 0 | 36.2239 | 3158.952 | 326.3394 | 1927.686 | 0 | 0 | 0 | 0 | 18282760 | 5439761 | 12842980 | 128.4298 | 3762.9931 | 0 | 3.2254 | 5.4628 | 44380.0312
MsrNResSpltPkgAC-65to134-S13 | PreNResSpltPkgAC-65to-PEYes | RFF | 2011 | CZ07 | cDXGF | 0 | DXSZCap | 8.5305 | 2500.053 | 42541.81 | 44970.9435 | 12898.34 | 0 | 21389.11 | 0 | 5125.206 | 0 | 17.2882 | 3111.833 | 240.2584 | 1945.599 | 0 | 0 | 0 | 0 | 13730330 | 5439761 | 8290558 | 82.9056 | 2429.1335 | 0 | 3.2254 | 5.4628 | 44380.0316
MsrNResSpltPkgAC-65to134-S13 | PreNResSpltPkgAC-65to-PEYes | RFF | 2011 | CZ08 | cDXGF | 0 | DXSZCap | 7.7179 | 2500.053 | 45407.52 | 48345.8939 | 12898.34 | 0 | 21389.11 | 0 | 8024.769 | 0 | 33.9688 | 3061.308 | 254.523 | 2181.233 | 0 | 0 | 0 | 0 | 15468350 | 5439761 | 10028580 | 100.2858 | 2938.3739 | 0 | 3.2254 | 5.4628 | 44380.0319
MsrNResSpltPkgAC-65to134-S13 | PreNResSpltPkgAC-65to-PEYes | RFF | 2011 | CZ09 | cDXGF | 0 | DXSZCap | 9.804 | 2500.053 | 45214.62 | 49095.5925 | 12898.34 | 0 | 21389.11 | 0 | 7335.022 | 0 | 61.8818 | 3530.221 | 369.3824 | 2171.129 | 0 | 0 | 0 | 0 | 18685420 | 5439761 | 13245640 | 132.4564 | 3880.9725 | 0 | 3.2254 | 5.4628 | 44380.0322
MsrNResSpltPkgAC-65to134-S13 | PreNResSpltPkgAC-65to-PEYes | RFF | 2011 | CZ10 | cDXGF | 0 | DXSZCap | 8.5323 | 2500.053 | 45821.68 | 50654.8498 | 12898.34 | 0 | 21389.11 | 0 | 8192.259 | 0 | 79.0673 | 3262.86 | 383.9517 | 2138.312 | 0 | 0 | 0 | 0 | 21935240 | 5439761 | 16495460 | 164.9546 | 4833.1698 | 0 | 3.2254 | 5.4628 | 44380.0326
MsrNResSpltPkgAC-65to134-S13 | PreNResSpltPkgAC-65to-PEYes | RFF | 2011 | CZ11 | cDXGF | 0 | DXSZCap | 9.1216 | 2500.053 | 45746.49 | 56608.1201 | 12898.34 | 0 | 21389.11 | 0 | 7888.72 | 0 | 155.2961 | 3414.985 | 760.3333 | 1899.028 | 0 | 0 | 0 | 0 | 42510140 | 5439761 | 37070410 | 370.7041 | 10861.6301 | 0 | 3.2254 | 5.4628 | 44380.0329
MsrNResSpltPkgAC-65to134-S13 | PreNResSpltPkgAC-65to-PEYes | RFF | 2011 | CZ12 | cDXGF | 0 | DXSZCap | 8.2894 | 2500.053 | 43719.85 | 54568.3362 | 12898.34 | 0 | 21389.11 | 0 | 6078.375 | 0 | 130.9985 | 3222.984 | 706.0354 | 1772.724 | 0 | 0 | 0 | 0 | 42465300 | 5439761 | 37025550 | 370.2555 | 10848.4862 | 0 | 3.2254 | 5.4628 | 44380.0332
MsrNResSpltPkgAC-65to134-S13 | PreNResSpltPkgAC-65to-PEYes | RFF | 2011 | CZ13 | cDXGF | 0 | DXSZCap | 9.3131 | 2500.053 | 47118.88 | 56034.8612 | 12898.34 | 0 | 21389.11 | 0 | 9147.98 | 0 | 138.0266 | 3545.366 | 646.5418 | 2193.386 | 0 | 0 | 0 | 0 | 35869740 | 5439761 | 30429970 | 304.2997 | 8915.9812 | 0 | 3.2254 | 5.4628 | 44380.0336
MsrNResSpltPkgAC-65to134-S13 | PreNResSpltPkgAC-65to-PEYes | RFF | 2011 | CZ14 | cDXGF | 0 | DXSZCap | 9.1595 | 2500.053 | 45339.16 | 54531.9354 | 12898.34 | 0 | 21389.11 | 0 | 7503.136 | 0 | 161.8226 | 3386.714 | 649.9841 | 1939.384 | 0 | 0 | 0 | 0 | 36814420 | 5439761 | 31374660 | 313.7466 | 9192.7754 | 0 | 3.2254 | 5.4628 | 44380.0339
MsrNResSpltPkgAC-65to134-S13 | PreNResSpltPkgAC-65to-PEYes | RFF | 2011 | CZ15 | cDXGF | 0 | DXSZCap | 12.4802 | 2500.053 | 54527.24 | 55585.2753 | 12898.34 | 0 | 21389.11 | 0 | 15767.56 | 0 | 46.8204 | 4425.374 | 152.0597 | 3399.152 | 0 | 0 | 0 | 0 | 9050812 | 5439761 | 3611042 | 36.1104 | 1058.0353 | 0 | 3.2254 | 5.4628 | 44380.0342
MsrNResSpltPkgAC-65to134-S13 | PreNResSpltPkgAC-65to-PEYes | RFF | 2011 | CZ16 | cDXGF | 0 | DXSZCap | 7.7085 | 2500.053 | 40124.66 | 65469.1864 | 12898.34 | 0 | 21389.11 | 0 | 2667.575 | 0 | 242.4428 | 2927.144 | 1154.453 | 1160.604 | 0 | 0 | 0 | 0 | 91939780 | 5439761 | 86500090 | 865.0009 | 25344.5264 | 0 | 3.2254 | 5.4628 | 44380.0346
MsrNResSpltPkgAC-65to134-S13 | PreNResSpltPkgAC-65to-PEYes | RFF | 2015 | CZ01 | cDXGF | 0 | DXSZCap | 6.5199 | 2500.053 | 35554.38 | 61154.5577 | 11418.35 | 0 | 21389.11 | 0 | 197.9002 | 0 | 176.3106 | 2372.668 | 1372.683 | 200.7723 | 0 | 0 | 0 | 0 | 92812310 | 5439761 | 87372620 | 873.7262 | 25600.1777 | 0 | 2.898 | 5.4628 | 44380.0349
MsrNResSpltPkgAC-65to134-S13 | PreNResSpltPkgAC-65to-PEYes | RFF | 2015 | CZ02 | cDXGF | 0 | DXSZCap | 6.3836 | 2500.053 | 38877.77 | 54868.7958 | 11418.35 | 0 | 21389.11 | 0 | 3387.565 | 0 | 124.8291 | 2557.894 | 845.5435 | 1116.211 | 0 | 0 | 0 | 0 | 60016620 | 5439761 | 54576880 | 545.7688 | 15991.0258 | 0 | 2.898 | 5.4628 | 44380.0352
MsrNResSpltPkgAC-65to134-S13 | PreNResSpltPkgAC-65to-PEYes | RFF | 2015 | CZ03 | cDXGF | 0 | DXSZCap | 7.4175 | 2500.053 | 37383.22 | 48786.9675 | 11418.35 | 0 | 21389.11 | 0 | 1766.39 | 0 | 80.4987 | 2728.843 | 779.1711 | 941.6644 | 0 | 0 | 0 | 0 | 44360410 | 5439761 | 38920640 | 389.2064 | 11403.7475 | 0 | 2.898 | 5.4628 | 44380.0355
MsrNResSpltPkgAC-65to134-S13 | PreNResSpltPkgAC-65to-PEYes | RFF | 2015 | CZ04 | cDXGF | 0 | DXSZCap | 6.5837 | 2500.053 | 40246.99 | 50066.1203 | 11418.35 | 0 | 21389.11 | 0 | 4659.418 | 0 | 72.7732 | 2707.314 | 608.8673 | 1489.477 | 0 | 0 | 0 | 0 | 38952140 | 5439761 | 33512390 | 335.1239 | 9819.1303 | 0 | 2.898 | 5.4628 | 44380.0359
MsrNResSpltPkgAC-65to134-S13 | PreNResSpltPkgAC-65to-PEYes | RFF | 2015 | CZ05 | cDXGF | 0 | DXSZCap | 7.1171 | 2500.053 | 37666.97 | 47889.2653 | 11418.35 | 0 | 21389.11 | 0 | 2120.412 | 0 | 88.9084 | 2650.158 | 665.2861 | 1036.173 | 0 | 0 | 0 | 0 | 40328160 | 5439761 | 34888380 | 348.8838 | 10222.2953 | 0 | 2.898 | 5.4628 | 44380.0362
MsrNResSpltPkgAC-65to134-S13 | PreNResSpltPkgAC-65to-PEYes | RFF | 2015 | CZ06 | cDXGF | 0 | DXSZCap | 8.3921 | 2500.053 | 41074.33 | 45308.5082 | 11418.35 | 0 | 21389.11 | 0 | 5245.083 | 0 | 34.2743 | 2987.499 | 346.4901 | 1764.827 | 0 | 0 | 0 | 0 | 19890900 | 5439761 | 14451120 | 144.5112 | 4234.1782 | 0 | 2.898 | 5.4628 | 44380.0366
MsrNResSpltPkgAC-65to134-S13 | PreNResSpltPkgAC-65to-PEYes | RFF | 2015 | CZ07 | cDXGF | 0 | DXSZCap | 8.0756 | 2500.053 | 40366.14 | 43179.2474 | 11418.35 | 0 | 21389.11 | 0 | 4601.85 | 0 | 16.3663 | 2940.444 | 266.2519 | 1775.234 | 0 | 0 | 0 | 0 | 15040830 | 5439761 | 9601049 | 96.0105 | 2813.1074 | 0 | 2.898 | 5.4628 | 44380.0369
MsrNResSpltPkgAC-65to134-S13 | PreNResSpltPkgAC-65to-PEYes | RFF | 2015 | CZ08 | cDXGF | 0 | DXSZCap | 7.4265 | 2500.053 | 43154.7 | 46446.6575 | 11418.35 | 0 | 21389.11 | 0 | 7392.355 | 0 | 32.6863 | 2922.181 | 275.2236 | 2032.238 | 0 | 0 | 0 | 0 | 16675130 | 5439761 | 11235350 | 112.3535 | 3291.9576 | 0 | 2.898 | 5.4628 | 44380.0372
MsrNResSpltPkgAC-65to134-S13 | PreNResSpltPkgAC-65to-PEYes | RFF | 2015 | CZ09 | cDXGF | 0 | DXSZCap | 9.5034 | 2500.053 | 43041.59 | 47299.2873 | 11418.35 | 0 | 21389.11 | 0 | 6768.074 | 0 | 59.9851 | 3406.036 | 405.1692 | 2032.431 | 0 | 0 | 0 | 0 | 19971170 | 5439761 | 14531390 | 145.3139 | 4257.6973 | 0 | 2.898 | 5.4628 | 44380.0375
MsrNResSpltPkgAC-65to134-S13 | PreNResSpltPkgAC-65to-PEYes | RFF | 2015 | CZ10 | cDXGF | 0 | DXSZCap | 8.5539 | 2500.053 | 43886.1 | 49771.676 | 11418.35 | 0 | 21389.11 | 0 | 7766.328 | 0 | 79.2668 | 3233.03 | 446.3352 | 2039.101 | 0 | 0 | 0 | 0 | 25527060 | 5439761 | 20087290 | 200.8729 | 5885.576 | 0 | 2.898 | 5.4628 | 44380.0378
MsrNResSpltPkgAC-65to134-S13 | PreNResSpltPkgAC-65to-PEYes | RFF | 2015 | CZ11 | cDXGF | 0 | DXSZCap | 9.0929 | 2500.053 | 43858.3 | 56476.4095 | 11418.35 | 0 | 21389.11 | 0 | 7519.698 | 0 | 154.8082 | 3376.309 | 846.9153 | 1811.314 | 0 | 0 | 0 | 0 | 48504950 | 5439761 | 43065220 | 430.6522 | 12618.1095 | 0 | 2.898 | 5.4628 | 44380.0382
MsrNResSpltPkgAC-65to134-S13 | PreNResSpltPkgAC-65to-PEYes | RFF | 2015 | CZ12 | cDXGF | 0 | DXSZCap | 8.2465 | 2500.053 | 41828.78 | 54333.5336 | 11418.35 | 0 | 21389.11 | 0 | 5717.742 | 0 | 130.3191 | 3173.225 | 785.9381 | 1665.293 | 0 | 0 | 0 | 0 | 48118080 | 5439761 | 42678340 | 426.7834 | 12504.7536 | 0 | 2.898 | 5.4628 | 44380.0385
MsrNResSpltPkgAC-65to134-S13 | PreNResSpltPkgAC-65to-PEYes | RFF | 2015 | CZ13 | cDXGF | 0 | DXSZCap | 9.2773 | 2500.053 | 45212.29 | 55411.0838 | 11418.35 | 0 | 21389.11 | 0 | 8766.168 | 0 | 137.4959 | 3501.132 | 720.8361 | 2107.897 | 0 | 0 | 0 | 0 | 40247940 | 5439761 | 34808170 | 348.0817 | 10198.7938 | 0 | 2.898 | 5.4628 | 44380.0388
MsrNResSpltPkgAC-65to134-S13 | PreNResSpltPkgAC-65to-PEYes | RFF | 2015 | CZ14 | cDXGF | 0 | DXSZCap | 9.134 | 2500.053 | 43406.96 | 54470.8099 | 11418.35 | 0 | 21389.11 | 0 | 7094.044 | 0 | 161.3719 | 3344.06 | 749.0815 | 1830.74 | 0 | 0 | 0 | 0 | 43200320 | 5439761 | 37760580 | 377.6058 | 11063.8499 | 0 | 2.898 | 5.4628 | 44380.0392
MsrNResSpltPkgAC-65to134-S13 | PreNResSpltPkgAC-65to-PEYes | RFF | 2015 | CZ15 | cDXGF | 0 | DXSZCap | 12.4961 | 2500.053 | 52575 | 53922.5662 | 11418.35 | 0 | 21389.11 | 0 | 15320.45 | 0 | 46.8803 | 4400.188 | 192.6594 | 3326.732 | 0 | 0 | 0 | 0 | 10038970 | 5439761 | 4599202 | 45.992 | 1347.5662 | 0 | 2.898 | 5.4628 | 44380.0395
MsrNResSpltPkgAC-65to134-S13 | PreNResSpltPkgAC-65to-PEYes | RFF | 2015 | CZ16 | cDXGF | 0 | DXSZCap | 7.5242 | 2500.053 | 38330.41 | 67146.7578 | 11418.35 | 0 | 21389.11 | 0 | 2434.408 | 0 | 236.6449 | 2851.865 | 1214.245 | 1068.237 | 0 | 0 | 0 | 0 | 103789000 | 5439761 | 98349310 | 983.4931 | 28816.3478 | 0 | 2.898 | 5.4628 | 44380.0398
MsrNResSpltPkgAC-65to134-S13 | PreNResSpltPkgAC-65to-PEYes | RFF | 2017 | CZ01 | cDXGF | 0 | DXSZCap | 6.3552 | 2500.053 | 35256.04 | 59825.5374 | 11152.91 | 0 | 21389.11 | 0 | 209.3498 | 0 | 171.8577 | 2332.774 | 1307.53 | 217.1006 | 0 | 0 | 0 | 0 | 89294620 | 5439761 | 83854940 | 838.5494 | 24569.4974 | 0 | 2.8258 | 5.4628 | 44380.0402
MsrNResSpltPkgAC-65to134-S13 | PreNResSpltPkgAC-65to-PEYes | RFF | 2017 | CZ02 | cDXGF | 0 | DXSZCap | 6.2881 | 2500.053 | 38551.55 | 54390.2217 | 11152.91 | 0 | 21389.11 | 0 | 3356.287 | 0 | 122.9602 | 2530.265 | 834.2158 | 1112.167 | 0 | 0 | 0 | 0 | 59496640 | 5439761 | 54056900 | 540.569 | 15838.6717 | 0 | 2.8258 | 5.4628 | 44380.0405
MsrNResSpltPkgAC-65to134-S13 | PreNResSpltPkgAC-65to-PEYes | RFF | 2017 | CZ03 | cDXGF | 0 | DXSZCap | 7.3496 | 2500.053 | 37104.75 | 48271.273 | 11152.91 | 0 | 21389.11 | 0 | 1770.881 | 0 | 79.7607 | 2712.072 | 755.3069 | 952.3024 | 0 | 0 | 0 | 0 | 43550750 | 5439761 | 38111000 | 381.11 | 11166.523 | 0 | 2.8258 | 5.4628 | 44380.0408
MsrNResSpltPkgAC-65to134-S13 | PreNResSpltPkgAC-65to-PEYes | RFF | 2017 | CZ04 | cDXGF | 0 | DXSZCap | 6.5032 | 2500.053 | 39930.6 | 49595.2783 | 11152.91 | 0 | 21389.11 | 0 | 4631.85 | 0 | 71.8835 | 2684.827 | 596.8883 | 1488.344 | 0 | 0 | 0 | 0 | 38424980 | 5439761 | 32985250 | 329.8525 | 9664.6783 | 0 | 2.8258 | 5.4628 | 44380.0411
MsrNResSpltPkgAC-65to134-S13 | PreNResSpltPkgAC-65to-PEYes | RFF | 2017 | CZ05 | cDXGF | 0 | DXSZCap | 6.9474 | 2500.053 | 37387.86 | 47067.5662 | 11152.91 | 0 | 21389.11 | 0 | 2145.495 | 0 | 86.7885 | 2613.533 | 621.5954 | 1066.78 | 0 | 0 | 0 | 0 | 38476320 | 5439761 | 33036540 | 330.3654 | 9679.7062 | 0 | 2.8258 | 5.4628 | 44380.0415
MsrNResSpltPkgAC-65to134-S13 | PreNResSpltPkgAC-65to-PEYes | RFF | 2017 | CZ06 | cDXGF | 0 | DXSZCap | 8.1361 | 2500.053 | 40762.05 | 44578.4981 | 11152.91 | 0 | 21389.11 | 0 | 5253.147 | 0 | 33.229 | 2933.639 | 315.6267 | 1783.031 | 0 | 0 | 0 | 0 | 18465210 | 5439761 | 13025420 | 130.2542 | 3816.4481 | 0 | 2.8258 | 5.4628 | 44380.0418
MsrNResSpltPkgAC-65to134-S13 | PreNResSpltPkgAC-65to-PEYes | RFF | 2017 | CZ07 | cDXGF | 0 | DXSZCap | 7.9115 | 2500.053 | 40088.79 | 42694.2737 | 11152.91 | 0 | 21389.11 | 0 | 4623.487 | 0 | 16.0337 | 2907.234 | 243.1816 | 1791.686 | 0 | 0 | 0 | 0 | 14332210 | 5439761 | 8892436 | 88.9244 | 2605.4837 | 0 | 2.8258 | 5.4628 | 44380.0421
MsrNResSpltPkgAC-65to134-S13 | PreNResSpltPkgAC-65to-PEYes | RFF | 2017 | CZ08 | cDXGF | 0 | DXSZCap | 7.2657 | 2500.053 | 42801.13 | 45854.6061 | 11152.91 | 0 | 21389.11 | 0 | 7345.837 | 0 | 31.9785 | 2881.282 | 257.0051 | 2032.171 | 0 | 0 | 0 | 0 | 15861190 | 5439761 | 10421420 | 104.2142 | 3053.4761 | 0 | 2.8258 | 5.4628 | 44380.0424
MsrNResSpltPkgAC-65to134-S13 | PreNResSpltPkgAC-65to-PEYes | RFF | 2017 | CZ09 | cDXGF | 0 | DXSZCap | 9.4005 | 2500.053 | 42707.28 | 46821.6885 | 11152.91 | 0 | 21389.11 | 0 | 6728.191 | 0 | 59.3351 | 3377.728 | 392.5513 | 2033.151 | 0 | 0 | 0 | 0 | 19482120 | 5439761 | 14042350 | 140.4235 | 4114.4086 | 0 | 2.8258 | 5.4628 | 44380.0428
MsrNResSpltPkgAC-65to134-S13 | PreNResSpltPkgAC-65to-PEYes | RFF | 2017 | CZ10 | cDXGF | 0 | DXSZCap | 8.4456 | 2500.053 | 43538.19 | 49261.0601 | 11152.91 | 0 | 21389.11 | 0 | 7715.072 | 0 | 78.2637 | 3202.813 | 433.3975 | 2035.92 | 0 | 0 | 0 | 0 | 24971750 | 5439761 | 19531980 | 195.3198 | 5722.8701 | 0 | 2.8258 | 5.4628 | 44380.0431
MsrNResSpltPkgAC-65to134-S13 | PreNResSpltPkgAC-65to-PEYes | RFF | 2017 | CZ11 | cDXGF | 0 | DXSZCap | 8.9621 | 2500.053 | 43486.12 | 55740.3909 | 11152.91 | 0 | 21389.11 | 0 | 7453.372 | 0 | 152.5828 | 3338.128 | 821.9752 | 1805.731 | 0 | 0 | 0 | 0 | 47263170 | 5439761 | 41823450 | 418.2345 | 12254.2709 | 0 | 2.8258 | 5.4628 | 44380.0434
MsrNResSpltPkgAC-65to134-S13 | PreNResSpltPkgAC-65to-PEYes | RFF | 2017 | CZ12 | cDXGF | 0 | DXSZCap | 8.1291 | 2500.053 | 41489.07 | 53675.6198 | 11152.91 | 0 | 21389.11 | 0 | 5678.663 | 0 | 128.4641 | 3139.903 | 761.0499 | 1663.504 | 0 | 0 | 0 | 0 | 47032070 | 5439761 | 41592320 | 415.9232 | 12186.5498 | 0 | 2.8258 | 5.4628 | 44380.0438
MsrNResSpltPkgAC-65to134-S13 | PreNResSpltPkgAC-65to-PEYes | RFF | 2017 | CZ13 | cDXGF | 0 | DXSZCap | 9.1487 | 2500.053 | 44822.47 | 54725.6708 | 11152.91 | 0 | 21389.11 | 0 | 8682.502 | 0 | 135.5888 | 3462.335 | 697.5319 | 2096.746 | 0 | 0 | 0 | 0 | 39239070 | 5439761 | 33799320 | 337.9932 | 9903.2008 | 0 | 2.8258 | 5.4628 | 44380.0441
MsrNResSpltPkgAC-65to134-S13 | PreNResSpltPkgAC-65to-PEYes | RFF | 2017 | CZ14 | cDXGF | 0 | DXSZCap | 9.0087 | 2500.053 | 43036.82 | 53740.4206 | 11152.91 | 0 | 21389.11 | 0 | 7028.539 | 0 | 159.1575 | 3307.083 | 725.5811 | 1822.324 | 0 | 0 | 0 | 0 | 41970800 | 5439761 | 36531060 | 365.3106 | 10703.6006 | 0 | 2.8258 | 5.4628 | 44380.0444
MsrNResSpltPkgAC-65to134-S13 | PreNResSpltPkgAC-65to-PEYes | RFF | 2017 | CZ15 | cDXGF | 0 | DXSZCap | 12.3534 | 2500.053 | 52104.29 | 53381.2898 | 11152.91 | 0 | 21389.11 | 0 | 15160.01 | 0 | 46.3447 | 4355.877 | 183.0226 | 3303.251 | 0 | 0 | 0 | 0 | 9798126 | 5439761 | 4358361 | 43.5836 | 1276.9998 | 0 | 2.8258 | 5.4628 | 44380.0448
MsrNResSpltPkgAC-65to134-S13 | PreNResSpltPkgAC-65to-PEYes | RFF | 2017 | CZ16 | cDXGF | 0 | DXSZCap | 7.409 | 2500.053 | 38023.16 | 66172.3117 | 11152.91 | 0 | 21389.11 | 0 | 2425.411 | 0 | 233.0223 | 2822.697 | 1188.427 | 1069.911 | 0 | 0 | 0 | 0 | 101511900 | 5439761 | 96072190 | 960.7219 | 28149.1517 | 0 | 2.8258 | 5.4628 | 44380.0451
MsrNResSpltPkgAC-65to134-S13 | PreNResSpltPkgAC-65to-PEYes | RFF | 2020 | CZ01 | cDXGF | 0 | DXSZCap | 5.9728 | 2500.053 | 30982.23 | 59999.7018 | 7067.909 | 0 | 21389.11 | 0 | 149.4516 | 0 | 161.5166 | 2214.221 | 1398.842 | 149.4333 | 0 | 0 | 0 | 0 | 104475400 | 5439761 | 99035740 | 990.3574 | 29017.4718 | 0 | 1.7608 | 5.4628 | 44380.0454
MsrNResSpltPkgAC-65to134-S13 | PreNResSpltPkgAC-65to-PEYes | RFF | 2020 | CZ02 | cDXGF | 0 | DXSZCap | 6.053 | 2500.053 | 34054.39 | 51942.8751 | 7067.909 | 0 | 21389.11 | 0 | 3049.803 | 0 | 118.3646 | 2429.18 | 879.9636 | 1016.344 | 0 | 0 | 0 | 0 | 66492620 | 5439761 | 61052850 | 610.5285 | 17888.485 | 0 | 1.7608 | 5.4628 | 44380.0457
MsrNResSpltPkgAC-65to134-S13 | PreNResSpltPkgAC-65to-PEYes | RFF | 2020 | CZ03 | cDXGF | 0 | DXSZCap | 6.9739 | 2500.053 | 32665.18 | 45632.7476 | 7067.909 | 0 | 21389.11 | 0 | 1551.639 | 0 | 75.6846 | 2580.801 | 817.3198 | 845.851 | 0 | 0 | 0 | 0 | 49697650 | 5439761 | 44257910 | 442.5791 | 12967.5676 | 0 | 1.7608 | 5.4628 | 44380.0461
MsrNResSpltPkgAC-65to134-S13 | PreNResSpltPkgAC-65to-PEYes | RFF | 2020 | CZ04 | cDXGF | 0 | DXSZCap | 6.2492 | 2500.053 | 35348.17 | 46536.4072 | 7067.909 | 0 | 21389.11 | 0 | 4251.278 | 0 | 69.0761 | 2570.74 | 647.2142 | 1363.171 | 0 | 0 | 0 | 0 | 43624860 | 5439761 | 38185110 | 381.8511 | 11188.2372 | 0 | 1.7608 | 5.4628 | 44380.0464
MsrNResSpltPkgAC-65to134-S13 | PreNResSpltPkgAC-65to-PEYes | RFF | 2020 | CZ05 | cDXGF | 0 | DXSZCap | 6.5687 | 2500.053 | 32902.32 | 44211.5516 | 7067.909 | 0 | 21389.11 | 0 | 1883.587 | 0 | 82.0571 | 2479.609 | 671.274 | 955.5651 | 0 | 0 | 0 | 0 | 44037810 | 5439761 | 38598060 | 385.9806 | 11309.2316 | 0 | 1.7608 | 5.4628 | 44380.0467
MsrNResSpltPkgAC-65to134-S13 | PreNResSpltPkgAC-65to-PEYes | RFF | 2020 | CZ06 | cDXGF | 0 | DXSZCap | 7.7686 | 2500.053 | 36078.25 | 40675.1036 | 7067.909 | 0 | 21389.11 | 0 | 4784.897 | 0 | 31.728 | 2804.571 | 349.677 | 1648.262 | 0 | 0 | 0 | 0 | 21128700 | 5439761 | 15688920 | 156.8892 | 4596.8536 | 0 | 1.7608 | 5.4628 | 44380.0471
MsrNResSpltPkgAC-65to134-S13 | PreNResSpltPkgAC-65to-PEYes | RFF | 2020 | CZ07 | cDXGF | 0 | DXSZCap | 7.5551 | 2500.053 | 35434.93 | 38719.8028 | 7067.909 | 0 | 21389.11 | 0 | 4187.684 | 0 | 15.3112 | 2774.886 | 286.5854 | 1651.303 | 0 | 0 | 0 | 0 | 16650950 | 5439761 | 11211170 | 112.1117 | 3284.8728 | 0 | 1.7608 | 5.4628 | 44380.0474
MsrNResSpltPkgAC-65to134-S13 | PreNResSpltPkgAC-65to-PEYes | RFF | 2020 | CZ08 | cDXGF | 0 | DXSZCap | 7.0016 | 2500.053 | 38073.36 | 41806.3089 | 7067.909 | 0 | 21389.11 | 0 | 6820.835 | 0 | 30.8164 | 2764.662 | 291.7607 | 1899.904 | 0 | 0 | 0 | 0 | 18180220 | 5439761 | 12740440 | 127.4044 | 3732.9489 | 0 | 1.7608 | 5.4628 | 44380.0477
MsrNResSpltPkgAC-65to134-S13 | PreNResSpltPkgAC-65to-PEYes | RFF | 2020 | CZ09 | cDXGF | 0 | DXSZCap | 9.1353 | 2500.053 | 38080.71 | 42974.4956 | 7067.909 | 0 | 21389.11 | 0 | 6291.995 | 0 | 57.6613 | 3273.998 | 438.4767 | 1913.297 | 0 | 0 | 0 | 0 | 22142120 | 5439761 | 16702340 | 167.0234 | 4893.7856 | 0 | 1.7608 | 5.4628 | 44380.048
MsrNResSpltPkgAC-65to134-S13 | PreNResSpltPkgAC-65to-PEYes | RFF | 2020 | CZ10 | cDXGF | 0 | DXSZCap | 8.1946 | 2500.053 | 38878.86 | 45499.8191 | 7067.909 | 0 | 21389.11 | 0 | 7249.775 | 0 | 75.9375 | 3096.074 | 474.3072 | 1920.541 | 0 | 0 | 0 | 0 | 28036890 | 5439761 | 22597130 | 225.9713 | 6620.9591 | 0 | 1.7608 | 5.4628 | 44380.0484
MsrNResSpltPkgAC-65to134-S13 | PreNResSpltPkgAC-65to-PEYes | RFF | 2020 | CZ11 | cDXGF | 0 | DXSZCap | 8.7259 | 2500.053 | 38899.1 | 52659.9563 | 7067.909 | 0 | 21389.11 | 0 | 7054.581 | 0 | 148.5605 | 3238.909 | 866.0154 | 1710.878 | 0 | 0 | 0 | 0 | 52405100 | 5439761 | 46965380 | 469.6538 | 13760.8563 | 0 | 1.7608 | 5.4628 | 44380.0487
MsrNResSpltPkgAC-65to134-S13 | PreNResSpltPkgAC-65to-PEYes | RFF | 2020 | CZ12 | cDXGF | 0 | DXSZCap | 7.8925 | 2500.053 | 36929.36 | 50593.0517 | 7067.909 | 0 | 21389.11 | 0 | 5311.595 | 0 | 124.7256 | 3035.998 | 806.5045 | 1557.893 | 0 | 0 | 0 | 0 | 52073500 | 5439761 | 46633760 | 466.3376 | 13663.6917 | 0 | 1.7608 | 5.4628 | 44380.049
MsrNResSpltPkgAC-65to134-S13 | PreNResSpltPkgAC-65to-PEYes | RFF | 2020 | CZ13 | cDXGF | 0 | DXSZCap | 8.9032 | 2500.053 | 40174.84 | 51318.8958 | 7067.909 | 0 | 21389.11 | 0 | 8231.657 | 0 | 131.9511 | 3354.179 | 738.8563 | 1987.449 | 0 | 0 | 0 | 0 | 43474090 | 5439761 | 38034320 | 380.3432 | 11144.0558 | 0 | 1.7608 | 5.4628 | 44380.0494
MsrNResSpltPkgAC-65to134-S13 | PreNResSpltPkgAC-65to-PEYes | RFF | 2020 | CZ14 | cDXGF | 0 | DXSZCap | 8.768 | 2500.053 | 38450.87 | 50533.7271 | 7067.909 | 0 | 21389.11 | 0 | 6631.058 | 0 | 154.9053 | 3207.847 | 776.3663 | 1719.717 | 0 | 0 | 0 | 0 | 46678140 | 5439761 | 41238420 | 412.3842 | 12082.8571 | 0 | 1.7608 | 5.4628 | 44380.0497
MsrNResSpltPkgAC-65to134-S13 | PreNResSpltPkgAC-65to-PEYes | RFF | 2020 | CZ15 | cDXGF | 0 | DXSZCap | 12.0769 | 2500.053 | 47273.7 | 48884.7927 | 7067.909 | 0 | 21389.11 | 0 | 14529.04 | 0 | 45.3073 | 4242.321 | 216.0249 | 3180.145 | 0 | 0 | 0 | 0 | 10938370 | 5439761 | 5498610 | 54.9861 | 1611.0927 | 0 | 1.7608 | 5.4628 | 44380.05
MsrNResSpltPkgAC-65to134-S13 | PreNResSpltPkgAC-65to-PEYes | RFF | 2020 | CZ16 | cDXGF | 0 | DXSZCap | 7.0308 | 2500.053 | 33598.13 | 63970.1584 | 7067.909 | 0 | 21389.11 | 0 | 2229.437 | 0 | 221.1275 | 2690.5 | 1196.116 | 988.2699 | 0 | 0 | 0 | 0 | 109098400 | 5439761 | 103658800 | 1036.588 | 30372.0284 | 0 | 1.7608 | 5.4628 | 44380.0503
MsrNResSpltPkgAC-65to134-S13 | PreNResSpltPkgAC-65to-PEYes | RSD | 1975 | CZ01 | cDXGF | 0 | DXSZCap | 13.4 | 5599.957 | 69216.91 | 89329.5287 | 26630.69 | 0 | 37822.35 | 0 | 743.4483 | 0 | 362.3282 | 3658.051 | 1625.169 | 673.1761 | 0 | 0 | 0 | 0 | 75604860 | 6961006 | 68643750 | 686.4375 | 20112.6188 | 0 | 7.1701 | 7.7573 | 44380.0507
MsrNResSpltPkgAC-65to134-S13 | PreNResSpltPkgAC-65to-PEYes | RSD | 1975 | CZ02 | cDXGF | 0 | DXSZCap | 13.8115 | 5599.957 | 76619.64 | 87581.9566 | 26630.69 | 0 | 37822.35 | 0 | 7691.913 | 0 | 270.0699 | 4204.62 | 840.0099 | 2460.242 | 0 | 0 | 0 | 0 | 44375120 | 6961006 | 37414050 | 374.1405 | 10962.3166 | 0 | 7.1701 | 7.7573 | 44380.051
MsrNResSpltPkgAC-65to134-S13 | PreNResSpltPkgAC-65to-PEYes | RSD | 1975 | CZ03 | cDXGF | 0 | DXSZCap | 14.5967 | 5599.957 | 73677.02 | 79583.0649 | 26630.69 | 0 | 37822.35 | 0 | 4771.72 | 0 | 158.3933 | 4293.823 | 609.7602 | 2373.799 | 0 | 0 | 0 | 0 | 27118170 | 6961006 | 20157150 | 201.5715 | 5906.0449 | 0 | 7.1701 | 7.7573 | 44380.0513
MsrNResSpltPkgAC-65to134-S13 | PreNResSpltPkgAC-65to-PEYes | RSD | 1975 | CZ04 | cDXGF | 0 | DXSZCap | 13.8759 | 5599.957 | 78987.42 | 84744.5829 | 26630.69 | 0 | 37822.35 | 0 | 9959.049 | 0 | 153.3639 | 4421.971 | 553.9418 | 3074.13 | 0 | 0 | 0 | 0 | 26610040 | 6961006 | 19649020 | 196.4902 | 5757.1629 | 0 | 7.1701 | 7.7573 | 44380.0517
MsrNResSpltPkgAC-65to134-S13 | PreNResSpltPkgAC-65to-PEYes | RSD | 1975 | CZ05 | cDXGF | 0 | DXSZCap | 14.3589 | 5599.957 | 74446.08 | 78500.2507 | 26630.69 | 0 | 37822.35 | 0 | 5565.029 | 0 | 179.3608 | 4248.634 | 445.079 | 2518.36 | 0 | 0 | 0 | 0 | 20797780 | 6961006 | 13836760 | 138.3676 | 4054.1707 | 0 | 7.1701 | 7.7573 | 44380.052
MsrNResSpltPkgAC-65to134-S13 | PreNResSpltPkgAC-65to-PEYes | RSD | 1975 | CZ06 | cDXGF | 0 | DXSZCap | 15.5989 | 5599.957 | 80612.84 | 81532.8738 | 26630.69 | 0 | 37822.35 | 0 | 11542.56 | 0 | 63.7031 | 4553.51 | 137.9181 | 3518.515 | 0 | 0 | 0 | 0 | 10101050 | 6961006 | 3140047 | 31.4005 | 920.0338 | 0 | 7.1701 | 7.7573 | 44380.0523
MsrNResSpltPkgAC-65to134-S13 | PreNResSpltPkgAC-65to-PEYes | RSD | 1975 | CZ07 | cDXGF | 0 | DXSZCap | 15.1472 | 5599.957 | 79029.93 | 79473.5124 | 26630.69 | 0 | 37822.35 | 0 | 10002.08 | 0 | 30.6974 | 4544.071 | 72.0498 | 3602.573 | 0 | 0 | 0 | 0 | 8474940 | 6961006 | 1513933 | 15.1393 | 443.5824 | 0 | 7.1701 | 7.7573 | 44380.0527
MsrNResSpltPkgAC-65to134-S13 | PreNResSpltPkgAC-65to-PEYes | RSD | 1975 | CZ08 | cDXGF | 0 | DXSZCap | 15.2587 | 5599.957 | 83480.05 | 84287.0494 | 26630.69 | 0 | 37822.35 | 0 | 14323.49 | 0 | 67.1583 | 4636.354 | 116.4361 | 3780.163 | 0 | 0 | 0 | 0 | 9715270 | 6961006 | 2754264 | 27.5426 | 806.9994 | 0 | 7.1701 | 7.7573 | 44380.053
MsrNResSpltPkgAC-65to134-S13 | PreNResSpltPkgAC-65to-PEYes | RSD | 1975 | CZ09 | cDXGF | 0 | DXSZCap | 19.6081 | 5599.957 | 83372.65 | 84971.1153 | 26630.69 | 0 | 37822.35 | 0 | 13475.83 | 0 | 123.7647 | 5320.005 | 242.1659 | 3823.391 | 0 | 0 | 0 | 0 | 12416520 | 6961006 | 5455513 | 54.5551 | 1598.4653 | 0 | 7.1701 | 7.7573 | 44380.0533
MsrNResSpltPkgAC-65to134-S13 | PreNResSpltPkgAC-65to-PEYes | RSD | 1975 | CZ10 | cDXGF | 0 | DXSZCap | 17.9342 | 5599.957 | 85130.59 | 88068.7911 | 26630.69 | 0 | 37822.35 | 0 | 15374.93 | 0 | 166.1925 | 5136.408 | 345.3008 | 3845.925 | 0 | 0 | 0 | 0 | 16989000 | 6961006 | 10027990 | 100.2799 | 2938.2011 | 0 | 7.1701 | 7.7573 | 44380.0536
MsrNResSpltPkgAC-65to134-S13 | PreNResSpltPkgAC-65to-PEYes | RSD | 1975 | CZ11 | cDXGF | 0 | DXSZCap | 19.9728 | 5599.957 | 85397.01 | 97468.4987 | 26630.69 | 0 | 37822.35 | 0 | 15113.75 | 0 | 340.0422 | 5490.165 | 1031.293 | 3371.356 | 0 | 0 | 0 | 0 | 48160700 | 6961006 | 41199620 | 411.9962 | 12071.4887 | 0 | 7.1701 | 7.7573 | 44380.054
MsrNResSpltPkgAC-65to134-S13 | PreNResSpltPkgAC-65to-PEYes | RSD | 1975 | CZ12 | cDXGF | 0 | DXSZCap | 17.6296 | 5599.957 | 81794.61 | 91994.9655 | 26630.69 | 0 | 37822.35 | 0 | 11915.76 | 0 | 278.5996 | 5147.176 | 886.4054 | 3306.602 | 0 | 0 | 0 | 0 | 41774560 | 6961006 | 34813500 | 348.135 | 10200.3555 | 0 | 7.1701 | 7.7573 | 44380.0543
MsrNResSpltPkgAC-65to134-S13 | PreNResSpltPkgAC-65to-PEYes | RSD | 1975 | CZ13 | cDXGF | 0 | DXSZCap | 20.097 | 5599.957 | 87654.32 | 97292.4173 | 26630.69 | 0 | 37822.35 | 0 | 17233.25 | 0 | 297.8507 | 5670.176 | 892.4012 | 3865.456 | 0 | 0 | 0 | 0 | 39855590 | 6961006 | 32894530 | 328.9453 | 9638.0973 | 0 | 7.1701 | 7.7573 | 44380.0547
MsrNResSpltPkgAC-65to134-S13 | PreNResSpltPkgAC-65to-PEYes | RSD | 1975 | CZ14 | cDXGF | 0 | DXSZCap | 20.1282 | 5599.957 | 84696.67 | 93899.1144 | 26630.69 | 0 | 37822.35 | 0 | 14416.02 | 0 | 355.6086 | 5471.999 | 856.9314 | 3460.738 | 0 | 0 | 0 | 0 | 38368720 | 6961006 | 31407660 | 314.0766 | 9202.4444 | 0 | 7.1701 | 7.7573 | 44380.055
MsrNResSpltPkgAC-65to134-S13 | PreNResSpltPkgAC-65to-PEYes | RSD | 1975 | CZ15 | cDXGF | 0 | DXSZCap | 27.0745 | 5599.957 | 100706.1 | 101235.6913 | 26630.69 | 0 | 37822.35 | 0 | 29009.33 | 0 | 101.5719 | 7142.217 | 111.8556 | 5838.813 | 0 | 0 | 0 | 0 | 8768486 | 6961006 | 1807479 | 18.0748 | 529.5913 | 0 | 7.1701 | 7.7573 | 44380.0553
MsrNResSpltPkgAC-65to134-S13 | PreNResSpltPkgAC-65to-PEYes | RSD | 1975 | CZ16 | cDXGF | 0 | DXSZCap | 15.6721 | 5599.957 | 74443.38 | 110557.5638 | 26630.69 | 0 | 37822.35 | 0 | 4975.41 | 0 | 492.8946 | 4521.975 | 1740.91 | 2009.294 | 0 | 0 | 0 | 0 | 130217700 | 6961006 | 123256600 | 1232.566 | 36114.1838 | 0 | 7.1701 | 7.7573 | 44380.0557
MsrNResSpltPkgAC-65to134-S13 | PreNResSpltPkgAC-65to-PEYes | RSD | 1985 | CZ01 | cDXGF | 0 | DXSZCap | 13.2895 | 5599.957 | 68635.98 | 86968.7351 | 26630.69 | 0 | 37215.79 | 0 | 788.3651 | 0 | 359.3447 | 3641.919 | 1524.521 | 716.4313 | 0 | 0 | 0 | 0 | 69530230 | 6961006 | 62569130 | 625.6913 | 18332.7551 | 0 | 7.1701 | 7.6568 | 44380.056
MsrNResSpltPkgAC-65to134-S13 | PreNResSpltPkgAC-65to-PEYes | RSD | 1985 | CZ02 | cDXGF | 0 | DXSZCap | 13.6172 | 5599.957 | 76004.48 | 86026.4717 | 26630.69 | 0 | 37215.79 | 0 | 7715.19 | 0 | 266.273 | 4176.69 | 793.9569 | 2483.166 | 0 | 0 | 0 | 0 | 41165820 | 6961006 | 34204750 | 342.0475 | 10021.9918 | 0 | 7.1701 | 7.6568 | 44380.0563
MsrNResSpltPkgAC-65to134-S13 | PreNResSpltPkgAC-65to-PEYes | RSD | 1985 | CZ03 | cDXGF | 0 | DXSZCap | 14.3694 | 5599.957 | 73158.76 | 78333.222 | 26630.69 | 0 | 37215.79 | 0 | 4885.18 | 0 | 155.9284 | 4271.313 | 550.6985 | 2432.075 | 0 | 0 | 0 | 0 | 24621300 | 6961006 | 17660280 | 176.6028 | 5174.462 | 0 | 7.1701 | 7.6568 | 44380.0566
MsrNResSpltPkgAC-65to134-S13 | PreNResSpltPkgAC-65to-PEYes | RSD | 1985 | CZ04 | cDXGF | 0 | DXSZCap | 13.6444 | 5599.957 | 78360.2 | 83532.3415 | 26630.69 | 0 | 37215.79 | 0 | 9972.023 | 0 | 150.807 | 4391.017 | 511.5546 | 3094.128 | 0 | 0 | 0 | 0 | 24613380 | 6961006 | 17652360 | 176.5236 | 5172.1415 | 0 | 7.1701 | 7.6568 | 44380.0569
MsrNResSpltPkgAC-65to134-S13 | PreNResSpltPkgAC-65to-PEYes | RSD | 1985 | CZ05 | cDXGF | 0 | DXSZCap | 14.2091 | 5599.957 | 73923.13 | 77419.4638 | 26630.69 | 0 | 37215.79 | 0 | 5660.621 | 0 | 177.4894 | 4238.644 | 391.9026 | 2565.932 | 0 | 0 | 0 | 0 | 18893890 | 6961006 | 11932880 | 119.3288 | 3496.3338 | 0 | 7.1701 | 7.6568 | 44380.0573
MsrNResSpltPkgAC-65to134-S13 | PreNResSpltPkgAC-65to-PEYes | RSD | 1985 | CZ06 | cDXGF | 0 | DXSZCap | 15.3786 | 5599.957 | 80066.01 | 80796.7171 | 26630.69 | 0 | 37215.79 | 0 | 11625.98 | 0 | 62.8032 | 4530.867 | 109.9519 | 3548.117 | 0 | 0 | 0 | 0 | 9454886 | 6961006 | 2493881 | 24.9388 | 730.7071 | 0 | 7.1701 | 7.6568 | 44380.0576
MsrNResSpltPkgAC-65to134-S13 | PreNResSpltPkgAC-65to-PEYes | RSD | 1985 | CZ07 | cDXGF | 0 | DXSZCap | 14.9346 | 5599.957 | 78503.25 | 78843.3193 | 26630.69 | 0 | 37215.79 | 0 | 10100.07 | 0 | 30.2665 | 4526.561 | 54.9576 | 3649.231 | 0 | 0 | 0 | 0 | 8121653 | 6961006 | 1160646 | 11.6065 | 340.0693 | 0 | 7.1701 | 7.6568 | 44380.0579
MsrNResSpltPkgAC-65to134-S13 | PreNResSpltPkgAC-65to-PEYes | RSD | 1985 | CZ08 | cDXGF | 0 | DXSZCap | 15.0549 | 5599.957 | 82812.53 | 83476.4138 | 26630.69 | 0 | 37215.79 | 0 | 14292.11 | 0 | 66.2617 | 4607.796 | 96.9674 | 3796.093 | 0 | 0 | 0 | 0 | 9226821 | 6961006 | 2265815 | 22.6581 | 663.8838 | 0 | 7.1701 | 7.6568 | 44380.0583
MsrNResSpltPkgAC-65to134-S13 | PreNResSpltPkgAC-65to-PEYes | RSD | 1985 | CZ09 | cDXGF | 0 | DXSZCap | 19.3109 | 5599.957 | 82667.73 | 83977.1523 | 26630.69 | 0 | 37215.79 | 0 | 13429.69 | 0 | 121.8891 | 5269.787 | 203.483 | 3836.813 | 0 | 0 | 0 | 0 | 11430020 | 6961006 | 4469018 | 44.6902 | 1309.4223 | 0 | 7.1701 | 7.6568 | 44380.0586
MsrNResSpltPkgAC-65to134-S13 | PreNResSpltPkgAC-65to-PEYes | RSD | 1985 | CZ10 | cDXGF | 0 | DXSZCap | 17.678 | 5599.957 | 84410.09 | 86942.9988 | 26630.69 | 0 | 37215.79 | 0 | 15306.3 | 0 | 163.8178 | 5093.6 | 312.3247 | 3850.607 | 0 | 0 | 0 | 0 | 15605750 | 6961006 | 8644740 | 86.4474 | 2532.9088 | 0 | 7.1701 | 7.6568 | 44380.0589
MsrNResSpltPkgAC-65to134-S13 | PreNResSpltPkgAC-65to-PEYes | RSD | 1985 | CZ11 | cDXGF | 0 | DXSZCap | 19.6469 | 5599.957 | 84572.93 | 95506.1342 | 26630.69 | 0 | 37215.79 | 0 | 14967.78 | 0 | 334.4913 | 5424.291 | 971.3561 | 3363.855 | 0 | 0 | 0 | 0 | 44275760 | 6961006 | 37314690 | 373.1469 | 10933.2042 | 0 | 7.1701 | 7.6568 | 44380.0593
MsrNResSpltPkgAC-65to134-S13 | PreNResSpltPkgAC-65to-PEYes | RSD | 1985 | CZ12 | cDXGF | 0 | DXSZCap | 17.3536 | 5599.957 | 81088.86 | 90303.4873 | 26630.69 | 0 | 37215.79 | 0 | 11869.75 | 0 | 274.2402 | 5098.492 | 831.9193 | 3312.852 | 0 | 0 | 0 | 0 | 38410310 | 6961006 | 31449240 | 314.4924 | 9214.6273 | 0 | 7.1701 | 7.6568 | 44380.0596
MsrNResSpltPkgAC-65to134-S13 | PreNResSpltPkgAC-65to-PEYes | RSD | 1985 | CZ13 | cDXGF | 0 | DXSZCap | 19.777 | 5599.957 | 86800.39 | 95523.5391 | 26630.69 | 0 | 37215.79 | 0 | 17056.14 | 0 | 293.1081 | 5604.791 | 842.5084 | 3847.207 | 0 | 0 | 0 | 0 | 36732910 | 6961006 | 29771840 | 297.7184 | 8723.1491 | 0 | 7.1701 | 7.6568 | 44380.0599
MsrNResSpltPkgAC-65to134-S13 | PreNResSpltPkgAC-65to-PEYes | RSD | 1985 | CZ14 | cDXGF | 0 | DXSZCap | 19.8376 | 5599.957 | 83913.2 | 92154.6337 | 26630.69 | 0 | 37215.79 | 0 | 14299.5 | 0 | 350.4741 | 5416.866 | 797.4537 | 3463.27 | 0 | 0 | 0 | 0 | 35088820 | 6961006 | 28127760 | 281.2776 | 8241.4337 | 0 | 7.1701 | 7.6568 | 44380.0603
MsrNResSpltPkgAC-65to134-S13 | PreNResSpltPkgAC-65to-PEYes | RSD | 1985 | CZ15 | cDXGF | 0 | DXSZCap | 26.6695 | 5599.957 | 99597.62 | 100008.3635 | 26630.69 | 0 | 37215.79 | 0 | 28596.89 | 0 | 100.0524 | 7054.285 | 88.5397 | 5793.16 | 0 | 0 | 0 | 0 | 8362861 | 6961006 | 1401855 | 14.0185 | 410.7435 | 0 | 7.1701 | 7.6568 | 44380.0606
MsrNResSpltPkgAC-65to134-S13 | PreNResSpltPkgAC-65to-PEYes | RSD | 1985 | CZ16 | cDXGF | 0 | DXSZCap | 15.4092 | 5599.957 | 73778.83 | 107564.8065 | 26630.69 | 0 | 37215.79 | 0 | 4976.76 | 0 | 484.6267 | 4471.059 | 1676.728 | 2022.077 | 0 | 0 | 0 | 0 | 122271700 | 6961006 | 115310500 | 1153.105 | 33785.9765 | 0 | 7.1701 | 7.6568 | 44380.0609
MsrNResSpltPkgAC-65to134-S13 | PreNResSpltPkgAC-65to-PEYes | RSD | 1996 | CZ01 | cDXGF | 0 | DXSZCap | 12.6143 | 5599.957 | 67815.98 | 84441.6497 | 26630.69 | 0 | 36609.16 | 0 | 751.4128 | 0 | 341.083 | 3483.766 | 1425.771 | 687.9565 | 0 | 0 | 0 | 0 | 63703990 | 6961006 | 56742900 | 567.429 | 16625.6697 | 0 | 7.1701 | 7.5563 | 44380.0613
MsrNResSpltPkgAC-65to134-S13 | PreNResSpltPkgAC-65to-PEYes | RSD | 1996 | CZ02 | cDXGF | 0 | DXSZCap | 13.1622 | 5599.957 | 74950.48 | 84700.1517 | 26630.69 | 0 | 36609.16 | 0 | 7406.479 | 0 | 257.3741 | 4046.915 | 766.8928 | 2411.417 | 0 | 0 | 0 | 0 | 40236380 | 6961006 | 33275330 | 332.7533 | 9749.6717 | 0 | 7.1701 | 7.5563 | 44380.0616
MsrNResSpltPkgAC-65to134-S13 | PreNResSpltPkgAC-65to-PEYes | RSD | 1996 | CZ03 | cDXGF | 0 | DXSZCap | 13.8512 | 5599.957 | 72188.51 | 77290.0004 | 26630.69 | 0 | 36609.16 | 0 | 4665.839 | 0 | 150.3042 | 4132.643 | 533.0377 | 2354.995 | 0 | 0 | 0 | 0 | 24372260 | 6961006 | 17411230 | 174.1123 | 5101.4904 | 0 | 7.1701 | 7.5563 | 44380.0619
MsrNResSpltPkgAC-65to134-S13 | PreNResSpltPkgAC-65to-PEYes | RSD | 1996 | CZ04 | cDXGF | 0 | DXSZCap | 13.1901 | 5599.957 | 77242.32 | 82247.053 | 26630.69 | 0 | 36609.16 | 0 | 9602.795 | 0 | 145.7848 | 4254.014 | 498.3008 | 2998.457 | 0 | 0 | 0 | 0 | 24042020 | 6961006 | 17081000 | 170.81 | 5004.733 | 0 | 7.1701 | 7.5563 | 44380.0623
MsrNResSpltPkgAC-65to134-S13 | PreNResSpltPkgAC-65to-PEYes | RSD | 1996 | CZ05 | cDXGF | 0 | DXSZCap | 13.7167 | 5599.957 | 72920.34 | 76434.9014 | 26630.69 | 0 | 36609.16 | 0 | 5404.723 | 0 | 171.3397 | 4104.551 | 386.5605 | 2474.58 | 0 | 0 | 0 | 0 | 18956100 | 6961006 | 11995090 | 119.9509 | 3514.5614 | 0 | 7.1701 | 7.5563 | 44380.0626
MsrNResSpltPkgAC-65to134-S13 | PreNResSpltPkgAC-65to-PEYes | RSD | 1996 | CZ06 | cDXGF | 0 | DXSZCap | 15.2569 | 5599.957 | 78882.17 | 79818.1597 | 26630.69 | 0 | 36609.16 | 0 | 11141.98 | 0 | 62.3071 | 4438.159 | 133.049 | 3419.184 | 0 | 0 | 0 | 0 | 10155510 | 6961006 | 3194504 | 31.945 | 935.9897 | 0 | 7.1701 | 7.5563 | 44380.0629
MsrNResSpltPkgAC-65to134-S13 | PreNResSpltPkgAC-65to-PEYes | RSD | 1996 | CZ07 | cDXGF | 0 | DXSZCap | 14.7983 | 5599.957 | 77374.59 | 77841.1685 | 26630.69 | 0 | 36609.16 | 0 | 9674.675 | 0 | 29.9904 | 4430.206 | 69.1882 | 3513.164 | 0 | 0 | 0 | 0 | 8553424 | 6961006 | 1592418 | 15.9242 | 466.5785 | 0 | 7.1701 | 7.5563 | 44380.0633
MsrNResSpltPkgAC-65to134-S13 | PreNResSpltPkgAC-65to-PEYes | RSD | 1996 | CZ08 | cDXGF | 0 | DXSZCap | 14.9547 | 5599.957 | 81723.09 | 82542.1451 | 26630.69 | 0 | 36609.16 | 0 | 13887.96 | 0 | 65.8206 | 4529.579 | 116.0028 | 3686.413 | 0 | 0 | 0 | 0 | 9756416 | 6961006 | 2795410 | 27.9541 | 819.0551 | 0 | 7.1701 | 7.5563 | 44380.0636
MsrNResSpltPkgAC-65to134-S13 | PreNResSpltPkgAC-65to-PEYes | RSD | 1996 | CZ09 | cDXGF | 0 | DXSZCap | 19.2397 | 5599.957 | 81598.59 | 83343.124 | 26630.69 | 0 | 36609.16 | 0 | 13032.56 | 0 | 121.4394 | 5204.863 | 253.9214 | 3715.009 | 0 | 0 | 0 | 0 | 12915050 | 6961006 | 5954041 | 59.5404 | 1744.534 | 0 | 7.1701 | 7.5563 | 44380.0639
MsrNResSpltPkgAC-65to134-S13 | PreNResSpltPkgAC-65to-PEYes | RSD | 1996 | CZ10 | cDXGF | 0 | DXSZCap | 17.6168 | 5599.957 | 83322.47 | 86419.6265 | 26630.69 | 0 | 36609.16 | 0 | 14897.22 | 0 | 163.2504 | 5022.248 | 353.5329 | 3738.068 | 0 | 0 | 0 | 0 | 17531510 | 6961006 | 10570500 | 105.705 | 3097.1565 | 0 | 7.1701 | 7.5563 | 44380.0643
MsrNResSpltPkgAC-65to134-S13 | PreNResSpltPkgAC-65to-PEYes | RSD | 1996 | CZ11 | cDXGF | 0 | DXSZCap | 18.6497 | 5599.957 | 82839.07 | 91957.1773 | 26630.69 | 0 | 36609.16 | 0 | 14122.88 | 0 | 317.5145 | 5158.957 | 859.4322 | 3228.118 | 0 | 0 | 0 | 0 | 38080870 | 6961006 | 31119820 | 311.1982 | 9118.1073 | 0 | 7.1701 | 7.5563 | 44380.0646
MsrNResSpltPkgAC-65to134-S13 | PreNResSpltPkgAC-65to-PEYes | RSD | 1996 | CZ12 | cDXGF | 0 | DXSZCap | 16.4622 | 5599.957 | 79600.35 | 87274.4243 | 26630.69 | 0 | 36609.16 | 0 | 11243.89 | 0 | 260.1529 | 4856.579 | 736.8688 | 3192.567 | 0 | 0 | 0 | 0 | 33152420 | 6961006 | 26191380 | 261.9138 | 7674.0743 | 0 | 7.1701 | 7.5563 | 44380.0649
MsrNResSpltPkgAC-65to134-S13 | PreNResSpltPkgAC-65to-PEYes | RSD | 1996 | CZ13 | cDXGF | 0 | DXSZCap | 18.8148 | 5599.957 | 84959.75 | 92265.5966 | 26630.69 | 0 | 36609.16 | 0 | 16104.71 | 0 | 278.8473 | 5336.427 | 757.415 | 3685.742 | 0 | 0 | 0 | 0 | 31895670 | 6961006 | 24934630 | 249.3463 | 7305.8466 | 0 | 7.1701 | 7.5563 | 44380.0653
MsrNResSpltPkgAC-65to134-S13 | PreNResSpltPkgAC-65to-PEYes | RSD | 1996 | CZ14 | cDXGF | 0 | DXSZCap | 18.8604 | 5599.957 | 82151.15 | 89143.3108 | 26630.69 | 0 | 36609.16 | 0 | 13426.42 | 0 | 333.2105 | 5151.772 | 713.2413 | 3310.697 | 0 | 0 | 0 | 0 | 30825070 | 6961006 | 23864030 | 238.6403 | 6992.1608 | 0 | 7.1701 | 7.5563 | 44380.0656
MsrNResSpltPkgAC-65to134-S13 | PreNResSpltPkgAC-65to-PEYes | RSD | 1996 | CZ15 | cDXGF | 0 | DXSZCap | 25.4749 | 5599.957 | 97001.93 | 97257.9136 | 26630.69 | 0 | 36609.16 | 0 | 26939.7 | 0 | 95.5711 | 6726.96 | 59.291 | 5551.821 | 0 | 0 | 0 | 0 | 7834670 | 6961006 | 873664.3 | 8.7366 | 255.9836 | 0 | 7.1701 | 7.5563 | 44380.0659
MsrNResSpltPkgAC-65to134-S13 | PreNResSpltPkgAC-65to-PEYes | RSD | 1996 | CZ16 | cDXGF | 0 | DXSZCap | 14.4857 | 5599.957 | 72602.95 | 102964.6355 | 26630.69 | 0 | 36609.16 | 0 | 4676.034 | 0 | 455.5787 | 4231.627 | 1560.655 | 1929.97 | 0 | 0 | 0 | 0 | 110584700 | 6961006 | 103623500 | 1036.235 | 30361.6855 | 0 | 7.1701 | 7.5563 | 44380.0663
MsrNResSpltPkgAC-65to134-S13 | PreNResSpltPkgAC-65to-PEYes | RSD | 2003 | CZ01 | cDXGF | 0 | DXSZCap | 12.0058 | 5599.957 | 66871 | 85809.9135 | 26630.69 | 0 | 36002.35 | 0 | 602.4238 | 0 | 324.6351 | 3310.892 | 1504.483 | 559.853 | 0 | 0 | 0 | 0 | 71599020 | 6961006 | 64637930 | 646.3793 | 18938.9135 | 0 | 7.1701 | 7.4558 | 44380.0666
MsrNResSpltPkgAC-65to134-S13 | PreNResSpltPkgAC-65to-PEYes | RSD | 2003 | CZ02 | cDXGF | 0 | DXSZCap | 12.3109 | 5599.957 | 73550.09 | 82325.985 | 26630.69 | 0 | 36002.35 | 0 | 6876.722 | 0 | 240.7309 | 3799.543 | 706.7472 | 2274.819 | 0 | 0 | 0 | 0 | 36912900 | 6961006 | 29951860 | 299.5186 | 8775.895 | 0 | 7.1701 | 7.4558 | 44380.0669
MsrNResSpltPkgAC-65to134-S13 | PreNResSpltPkgAC-65to-PEYes | RSD | 2003 | CZ03 | cDXGF | 0 | DXSZCap | 13.7735 | 5599.957 | 71630.2 | 76061.2126 | 26630.69 | 0 | 36002.35 | 0 | 4722.171 | 0 | 149.4629 | 4125.496 | 496.5587 | 2389.487 | 0 | 0 | 0 | 0 | 22083930 | 6961006 | 15122910 | 151.2291 | 4431.0126 | 0 | 7.1701 | 7.4558 | 44380.0672
MsrNResSpltPkgAC-65to134-S13 | PreNResSpltPkgAC-65to-PEYes | RSD | 2003 | CZ04 | cDXGF | 0 | DXSZCap | 13.035 | 5599.957 | 76563.15 | 81033.076 | 26630.69 | 0 | 36002.35 | 0 | 9565.533 | 0 | 144.0741 | 4220.497 | 462.6934 | 3004.148 | 0 | 0 | 0 | 0 | 22216740 | 6961006 | 15255720 | 152.5572 | 4469.926 | 0 | 7.1701 | 7.4558 | 44380.0676
MsrNResSpltPkgAC-65to134-S13 | PreNResSpltPkgAC-65to-PEYes | RSD | 2003 | CZ05 | cDXGF | 0 | DXSZCap | 13.6525 | 5599.957 | 72337.45 | 75393.1822 | 26630.69 | 0 | 36002.35 | 0 | 5435.942 | 0 | 170.5382 | 4097.921 | 355.1682 | 2501.744 | 0 | 0 | 0 | 0 | 17390130 | 6961006 | 10429120 | 104.2912 | 3055.7322 | 0 | 7.1701 | 7.4558 | 44380.0679
MsrNResSpltPkgAC-65to134-S13 | PreNResSpltPkgAC-65to-PEYes | RSD | 2003 | CZ06 | cDXGF | 0 | DXSZCap | 15.2563 | 5599.957 | 78444.93 | 79207.6846 | 26630.69 | 0 | 36002.35 | 0 | 11289.36 | 0 | 62.3054 | 4460.198 | 115.9782 | 3465.522 | 0 | 0 | 0 | 0 | 9564263 | 6961006 | 2603258 | 26.0326 | 762.7546 | 0 | 7.1701 | 7.4558 | 44380.0682
MsrNResSpltPkgAC-65to134-S13 | PreNResSpltPkgAC-65to-PEYes | RSD | 2003 | CZ07 | cDXGF | 0 | DXSZCap | 14.8111 | 5599.957 | 76927.01 | 77305.8121 | 26630.69 | 0 | 36002.35 | 0 | 9808.591 | 0 | 30.0163 | 4455.324 | 60.7068 | 3564.02 | 0 | 0 | 0 | 0 | 8253847 | 6961006 | 1292840 | 12.9284 | 378.8021 | 0 | 7.1701 | 7.4558 | 44380.0686
MsrNResSpltPkgAC-65to134-S13 | PreNResSpltPkgAC-65to-PEYes | RSD | 2003 | CZ08 | cDXGF | 0 | DXSZCap | 14.9362 | 5599.957 | 81177.84 | 81867.0613 | 26630.69 | 0 | 36002.35 | 0 | 13944.11 | 0 | 65.7394 | 4534.912 | 100.5437 | 3719.563 | 0 | 0 | 0 | 0 | 9313298 | 6961006 | 2352291 | 23.5229 | 689.2213 | 0 | 7.1701 | 7.4558 | 44380.0689
MsrNResSpltPkgAC-65to134-S13 | PreNResSpltPkgAC-65to-PEYes | RSD | 2003 | CZ09 | cDXGF | 0 | DXSZCap | 19.0784 | 5599.957 | 81018.16 | 82400.7687 | 26630.69 | 0 | 36002.35 | 0 | 13080.71 | 0 | 120.4214 | 5183.96 | 214.591 | 3744.134 | 0 | 0 | 0 | 0 | 11679810 | 6961006 | 4718801 | 47.188 | 1382.6087 | 0 | 7.1701 | 7.4558 | 44380.0692
MsrNResSpltPkgAC-65to134-S13 | PreNResSpltPkgAC-65to-PEYes | RSD | 2003 | CZ10 | cDXGF | 0 | DXSZCap | 16.1887 | 5599.957 | 81259.84 | 83371.5701 | 26630.69 | 0 | 36002.35 | 0 | 13811 | 0 | 150.0168 | 4665.76 | 259.6987 | 3548.247 | 0 | 0 | 0 | 0 | 14168280 | 6961006 | 7207270 | 72.0727 | 2111.7301 | 0 | 7.1701 | 7.4558 | 44380.0695
MsrNResSpltPkgAC-65to134-S13 | PreNResSpltPkgAC-65to-PEYes | RSD | 2003 | CZ11 | cDXGF | 0 | DXSZCap | 18.037 | 5599.957 | 81363.89 | 90528.1916 | 26630.69 | 0 | 36002.35 | 0 | 13454.85 | 0 | 307.0813 | 4968.901 | 848.9547 | 3089.648 | 0 | 0 | 0 | 0 | 38238540 | 6961006 | 31277480 | 312.7748 | 9164.3016 | 0 | 7.1701 | 7.4558 | 44380.0699
MsrNResSpltPkgAC-65to134-S13 | PreNResSpltPkgAC-65to-PEYes | RSD | 2003 | CZ12 | cDXGF | 0 | DXSZCap | 15.8501 | 5599.957 | 78203.89 | 85936.0252 | 26630.69 | 0 | 36002.35 | 0 | 10663.04 | 0 | 250.4799 | 4657.278 | 728.232 | 3047.007 | 0 | 0 | 0 | 0 | 33350580 | 6961006 | 26389540 | 263.8954 | 7732.1352 | 0 | 7.1701 | 7.4558 | 44380.0702
MsrNResSpltPkgAC-65to134-S13 | PreNResSpltPkgAC-65to-PEYes | RSD | 2003 | CZ13 | cDXGF | 0 | DXSZCap | 18.1941 | 5599.957 | 83399.15 | 90790.6551 | 26630.69 | 0 | 36002.35 | 0 | 15361.31 | 0 | 269.6478 | 5135.14 | 748.0346 | 3526.814 | 0 | 0 | 0 | 0 | 32188020 | 6961006 | 25226980 | 252.2698 | 7391.5051 | 0 | 7.1701 | 7.4558 | 44380.0706
MsrNResSpltPkgAC-65to134-S13 | PreNResSpltPkgAC-65to-PEYes | RSD | 2003 | CZ14 | cDXGF | 0 | DXSZCap | 18.3109 | 5599.957 | 80741.77 | 88178.7253 | 26630.69 | 0 | 36002.35 | 0 | 12807.39 | 0 | 323.5026 | 4977.813 | 732.7927 | 3167.061 | 0 | 0 | 0 | 0 | 32343140 | 6961006 | 25382100 | 253.821 | 7436.9553 | 0 | 7.1701 | 7.4558 | 44380.0709
MsrNResSpltPkgAC-65to134-S13 | PreNResSpltPkgAC-65to-PEYes | RSD | 2003 | CZ15 | cDXGF | 0 | DXSZCap | 24.8275 | 5599.957 | 95188.24 | 95472.5752 | 26630.69 | 0 | 36002.35 | 0 | 25937.93 | 0 | 93.142 | 6524.094 | 62.0109 | 5369.663 | 0 | 0 | 0 | 0 | 7931434 | 6961006 | 970427.3 | 9.7043 | 284.3352 | 0 | 7.1701 | 7.4558 | 44380.0712
MsrNResSpltPkgAC-65to134-S13 | PreNResSpltPkgAC-65to-PEYes | RSD | 2003 | CZ16 | cDXGF | 0 | DXSZCap | 13.8226 | 5599.957 | 71461.96 | 102002.0825 | 26630.69 | 0 | 36002.35 | 0 | 4363.849 | 0 | 434.7285 | 4030.305 | 1532.473 | 1812.746 | 0 | 0 | 0 | 0 | 111193700 | 6961006 | 104232500 | 1042.325 | 30540.1225 | 0 | 7.1701 | 7.4558 | 44380.0716
MsrNResSpltPkgAC-65to134-S13 | PreNResSpltPkgAC-65to-PEYes | RSD | 2007 | CZ01 | cDXGF | 0 | DXSZCap | 11.8499 | 5599.957 | 66851.65 | 85261.3586 | 26630.69 | 0 | 36002.35 | 0 | 612.2683 | 0 | 320.4155 | 3285.922 | 1478.451 | 566.2123 | 0 | 0 | 0 | 0 | 69792860 | 6961006 | 62831770 | 628.3177 | 18409.7086 | 0 | 7.1701 | 7.4558 | 44380.0719
MsrNResSpltPkgAC-65to134-S13 | PreNResSpltPkgAC-65to-PEYes | RSD | 2007 | CZ02 | cDXGF | 0 | DXSZCap | 12.1524 | 5599.957 | 73512.96 | 81874.2072 | 26630.69 | 0 | 36002.35 | 0 | 6866.729 | 0 | 237.6277 | 3775.568 | 681.3704 | 2288.046 | 0 | 0 | 0 | 0 | 35497710 | 6961006 | 28536680 | 285.3668 | 8361.2472 | 0 | 7.1701 | 7.4558 | 44380.0723
MsrNResSpltPkgAC-65to134-S13 | PreNResSpltPkgAC-65to-PEYes | RSD | 2007 | CZ03 | cDXGF | 0 | DXSZCap | 13.6204 | 5599.957 | 71637.79 | 75757.7919 | 26630.69 | 0 | 36002.35 | 0 | 4748.845 | 0 | 147.7989 | 4108.085 | 471.9447 | 2409.723 | 0 | 0 | 0 | 0 | 21022460 | 6961006 | 14061440 | 140.6144 | 4120.0019 | 0 | 7.1701 | 7.4558 | 44380.0726
MsrNResSpltPkgAC-65to134-S13 | PreNResSpltPkgAC-65to-PEYes | RSD | 2007 | CZ04 | cDXGF | 0 | DXSZCap | 12.9092 | 5599.957 | 76544.13 | 80671.5331 | 26630.69 | 0 | 36002.35 | 0 | 9564.242 | 0 | 142.6792 | 4204.178 | 436.2458 | 3016.283 | 0 | 0 | 0 | 0 | 21047720 | 6961006 | 14086700 | 140.867 | 4127.4031 | 0 | 7.1701 | 7.4558 | 44380.0729
MsrNResSpltPkgAC-65to134-S13 | PreNResSpltPkgAC-65to-PEYes | RSD | 2007 | CZ05 | cDXGF | 0 | DXSZCap | 13.4701 | 5599.957 | 72332.41 | 75182.0111 | 26630.69 | 0 | 36002.35 | 0 | 5455.783 | 0 | 168.2596 | 4075.333 | 337.6607 | 2516.736 | 0 | 0 | 0 | 0 | 16686610 | 6961006 | 9725601 | 97.256 | 2849.6011 | 0 | 7.1701 | 7.4558 | 44380.0732
MsrNResSpltPkgAC-65to134-S13 | PreNResSpltPkgAC-65to-PEYes | RSD | 2007 | CZ06 | cDXGF | 0 | DXSZCap | 15.2563 | 5599.957 | 78444.93 | 79207.6846 | 26630.69 | 0 | 36002.35 | 0 | 11289.36 | 0 | 62.3054 | 4460.198 | 115.9782 | 3465.522 | 0 | 0 | 0 | 0 | 9564263 | 6961006 | 2603258 | 26.0326 | 762.7546 | 0 | 7.1701 | 7.4558 | 44380.0736
MsrNResSpltPkgAC-65to134-S13 | PreNResSpltPkgAC-65to-PEYes | RSD | 2007 | CZ07 | cDXGF | 0 | DXSZCap | 14.8111 | 5599.957 | 76927.01 | 77305.8121 | 26630.69 | 0 | 36002.35 | 0 | 9808.591 | 0 | 30.0163 | 4455.324 | 60.7068 | 3564.02 | 0 | 0 | 0 | 0 | 8253847 | 6961006 | 1292840 | 12.9284 | 378.8021 | 0 | 7.1701 | 7.4558 | 44380.0739
MsrNResSpltPkgAC-65to134-S13 | PreNResSpltPkgAC-65to-PEYes | RSD | 2007 | CZ08 | cDXGF | 0 | DXSZCap | 14.9362 | 5599.957 | 81177.84 | 81867.0613 | 26630.69 | 0 | 36002.35 | 0 | 13944.11 | 0 | 65.7394 | 4534.912 | 100.5437 | 3719.563 | 0 | 0 | 0 | 0 | 9313298 | 6961006 | 2352291 | 23.5229 | 689.2213 | 0 | 7.1701 | 7.4558 | 44380.0742
MsrNResSpltPkgAC-65to134-S13 | PreNResSpltPkgAC-65to-PEYes | RSD | 2007 | CZ09 | cDXGF | 0 | DXSZCap | 19.0784 | 5599.957 | 81018.16 | 82400.7687 | 26630.69 | 0 | 36002.35 | 0 | 13080.71 | 0 | 120.4214 | 5183.96 | 214.591 | 3744.134 | 0 | 0 | 0 | 0 | 11679810 | 6961006 | 4718801 | 47.188 | 1382.6087 | 0 | 7.1701 | 7.4558 | 44380.0746
MsrNResSpltPkgAC-65to134-S13 | PreNResSpltPkgAC-65to-PEYes | RSD | 2007 | CZ10 | cDXGF | 0 | DXSZCap | 16.0016 | 5599.957 | 81181.59 | 83054.6892 | 26630.69 | 0 | 36002.35 | 0 | 13764.5 | 0 | 148.2832 | 4635.768 | 236.1685 | 3553.501 | 0 | 0 | 0 | 0 | 13353840 | 6961006 | 6392830 | 63.9283 | 1873.0992 | 0 | 7.1701 | 7.4558 | 44380.0749
MsrNResSpltPkgAC-65to134-S13 | PreNResSpltPkgAC-65to-PEYes | RSD | 2007 | CZ11 | cDXGF | 0 | DXSZCap | 17.8036 | 5599.957 | 81233 | 89681.8718 | 26630.69 | 0 | 36002.35 | 0 | 13371.37 | 0 | 303.1102 | 4925.438 | 809.012 | 3089.932 | 0 | 0 | 0 | 0 | 35796780 | 6961006 | 28835740 | 288.3574 | 8448.8718 | 0 | 7.1701 | 7.4558 | 44380.0752
MsrNResSpltPkgAC-65to134-S13 | PreNResSpltPkgAC-65to-PEYes | RSD | 2007 | CZ12 | cDXGF | 0 | DXSZCap | 15.6423 | 5599.957 | 78133.73 | 85255.2181 | 26630.69 | 0 | 36002.35 | 0 | 10631.26 | 0 | 247.1943 | 4622.221 | 689.8701 | 3055.078 | 0 | 0 | 0 | 0 | 31266460 | 6961006 | 24305420 | 243.0542 | 7121.4881 | 0 | 7.1701 | 7.4558 | 44380.0756
MsrNResSpltPkgAC-65to134-S13 | PreNResSpltPkgAC-65to-PEYes | RSD | 2007 | CZ13 | cDXGF | 0 | DXSZCap | 17.9631 | 5599.957 | 83228.56 | 90012.9369 | 26630.69 | 0 | 36002.35 | 0 | 15238.93 | 0 | 266.2231 | 5090.351 | 709.1775 | 3520.383 | 0 | 0 | 0 | 0 | 30115920 | 6961006 | 23154870 | 231.5487 | 6784.3769 | 0 | 7.1701 | 7.4558 | 44380.0759
MsrNResSpltPkgAC-65to134-S13 | PreNResSpltPkgAC-65to-PEYes | RSD | 2007 | CZ14 | cDXGF | 0 | DXSZCap | 18.0794 | 5599.957 | 80619.38 | 87401.0115 | 26630.69 | 0 | 36002.35 | 0 | 12731.7 | 0 | 319.4109 | 4935.215 | 688.309 | 3167.008 | 0 | 0 | 0 | 0 | 30106530 | 6961006 | 23145500 | 231.455 | 6781.6315 | 0 | 7.1701 | 7.4558 | 44380.0762
MsrNResSpltPkgAC-65to134-S13 | PreNResSpltPkgAC-65to-PEYes | RSD | 2007 | CZ15 | cDXGF | 0 | DXSZCap | 24.5618 | 5599.957 | 94882.76 | 95099.1036 | 26630.69 | 0 | 36002.35 | 0 | 25686.94 | 0 | 92.1454 | 6470.612 | 48.5775 | 5345.91 | 0 | 0 | 0 | 0 | 7699381 | 6961006 | 738373.9 | 7.3837 | 216.3436 | 0 | 7.1701 | 7.4558 | 44380.0765
MsrNResSpltPkgAC-65to134-S13 | PreNResSpltPkgAC-65to-PEYes | RSD | 2007 | CZ16 | cDXGF | 0 | DXSZCap | 13.6154 | 5599.957 | 71423.38 | 100659.6144 | 26630.69 | 0 | 36002.35 | 0 | 4364.312 | 0 | 428.2057 | 3997.835 | 1483.768 | 1824.914 | 0 | 0 | 0 | 0 | 106743500 | 6961006 | 99782370 | 997.8237 | 29236.2344 | 0 | 7.1701 | 7.4558 | 44380.0769
MsrNResSpltPkgAC-65to134-S13 | PreNResSpltPkgAC-65to-PEYes | RSD | 2011 | CZ01 | cDXGF | 0 | DXSZCap | 11.8499 | 5599.957 | 66851.65 | 85261.3586 | 26630.69 | 0 | 36002.35 | 0 | 612.2683 | 0 | 320.4155 | 3285.922 | 1478.451 | 566.2123 | 0 | 0 | 0 | 0 | 69792860 | 6961006 | 62831770 | 628.3177 | 18409.7086 | 0 | 7.1701 | 7.4558 | 44380.0772
MsrNResSpltPkgAC-65to134-S13 | PreNResSpltPkgAC-65to-PEYes | RSD | 2011 | CZ02 | cDXGF | 0 | DXSZCap | 11.9023 | 5599.957 | 73444.83 | 80663.8783 | 26630.69 | 0 | 36002.35 | 0 | 6954.042 | 0 | 232.7319 | 3625.004 | 617.913 | 2206.452 | 0 | 0 | 0 | 0 | 31599430 | 6961006 | 24638390 | 246.3839 | 7219.0483 | 0 | 7.1701 | 7.4558 | 44380.0775
MsrNResSpltPkgAC-65to134-S13 | PreNResSpltPkgAC-65to-PEYes | RSD | 2011 | CZ03 | cDXGF | 0 | DXSZCap | 13.4702 | 5599.957 | 71649.84 | 75461.3422 | 26630.69 | 0 | 36002.35 | 0 | 4778.714 | 0 | 146.1675 | 4091.928 | 448.8468 | 2432.454 | 0 | 0 | 0 | 0 | 19969560 | 6961006 | 13008540 | 130.0854 | 3811.5022 | 0 | 7.1701 | 7.4558 | 44380.0779
MsrNResSpltPkgAC-65to134-S13 | PreNResSpltPkgAC-65to-PEYes | RSD | 2011 | CZ04 | cDXGF | 0 | DXSZCap | 12.5819 | 5599.957 | 76476.22 | 79632.3076 | 26630.69 | 0 | 36002.35 | 0 | 9685.566 | 0 | 139.0553 | 4018.548 | 359.5195 | 2910.613 | 0 | 0 | 0 | 0 | 17732640 | 6961006 | 10771630 | 107.7163 | 3156.0876 | 0 | 7.1701 | 7.4558 | 44380.0782
MsrNResSpltPkgAC-65to134-S13 | PreNResSpltPkgAC-65to-PEYes | RSD | 2011 | CZ05 | cDXGF | 0 | DXSZCap | 13.4701 | 5599.957 | 72332.41 | 75182.0111 | 26630.69 | 0 | 36002.35 | 0 | 5455.783 | 0 | 168.2596 | 4075.333 | 337.6607 | 2516.736 | 0 | 0 | 0 | 0 | 16686610 | 6961006 | 9725601 | 97.256 | 2849.6011 | 0 | 7.1701 | 7.4558 | 44380.0785
MsrNResSpltPkgAC-65to134-S13 | PreNResSpltPkgAC-65to-PEYes | RSD | 2011 | CZ06 | cDXGF | 0 | DXSZCap | 15.2563 | 5599.957 | 78444.93 | 79207.6846 | 26630.69 | 0 | 36002.35 | 0 | 11289.36 | 0 | 62.3054 | 4460.198 | 115.9782 | 3465.522 | 0 | 0 | 0 | 0 | 9564263 | 6961006 | 2603258 | 26.0326 | 762.7546 | 0 | 7.1701 | 7.4558 | 44380.0789
MsrNResSpltPkgAC-65to134-S13 | PreNResSpltPkgAC-65to-PEYes | RSD | 2011 | CZ07 | cDXGF | 0 | DXSZCap | 14.6217 | 5599.957 | 76969.24 | 77266.6039 | 26630.69 | 0 | 36002.35 | 0 | 9868.725 | 0 | 29.6325 | 4437.81 | 48.7304 | 3595.36 | 0 | 0 | 0 | 0 | 7975901 | 6961006 | 1014894 | 10.1489 | 297.3639 | 0 | 7.1701 | 7.4558 | 44380.0792
MsrNResSpltPkgAC-65to134-S13 | PreNResSpltPkgAC-65to-PEYes | RSD | 2011 | CZ08 | cDXGF | 0 | DXSZCap | 14.7705 | 5599.957 | 81111.15 | 81702.189 | 26630.69 | 0 | 36002.35 | 0 | 13903.17 | 0 | 65.0099 | 4509.889 | 86.3927 | 3724.29 | 0 | 0 | 0 | 0 | 8978204 | 6961006 | 2017198 | 20.172 | 591.039 | 0 | 7.1701 | 7.4558 | 44380.0795
MsrNResSpltPkgAC-65to134-S13 | PreNResSpltPkgAC-65to-PEYes | RSD | 2011 | CZ09 | cDXGF | 0 | DXSZCap | 18.0374 | 5599.957 | 80799.66 | 81241.9655 | 26630.69 | 0 | 36002.35 | 0 | 13022.55 | 0 | 113.8506 | 5030.185 | 76.1655 | 3836.22 | 0 | 0 | 0 | 0 | 8470581 | 6961006 | 1509575 | 15.0958 | 442.3055 | 0 | 7.1701 | 7.4558 | 44380.0798
MsrNResSpltPkgAC-65to134-S13 | PreNResSpltPkgAC-65to-PEYes | RSD | 2011 | CZ10 | cDXGF | 0 | DXSZCap | 15.656 | 5599.957 | 81106.65 | 82470.986 | 26630.69 | 0 | 36002.35 | 0 | 13737.73 | 0 | 145.0809 | 4590.755 | 177.7194 | 3580.842 | 0 | 0 | 0 | 0 | 11617440 | 6961006 | 4656437 | 46.5644 | 1364.336 | 0 | 7.1701 | 7.4558 | 44380.0802
MsrNResSpltPkgAC-65to134-S13 | PreNResSpltPkgAC-65to-PEYes | RSD | 2011 | CZ11 | cDXGF | 0 | DXSZCap | 17.3748 | 5599.957 | 81021.32 | 87908.7714 | 26630.69 | 0 | 36002.35 | 0 | 13240.91 | 0 | 295.8078 | 4851.54 | 712.314 | 3106.34 | 0 | 0 | 0 | 0 | 30467690 | 6961006 | 23506660 | 235.0666 | 6887.4514 | 0 | 7.1701 | 7.4558 | 44380.0805
MsrNResSpltPkgAC-65to134-S13 | PreNResSpltPkgAC-65to-PEYes | RSD | 2011 | CZ12 | cDXGF | 0 | DXSZCap | 15.2781 | 5599.957 | 78042.02 | 83945.5159 | 26630.69 | 0 | 36002.35 | 0 | 10597.46 | 0 | 241.4401 | 4570.039 | 609.7356 | 3077.792 | 0 | 0 | 0 | 0 | 27109470 | 6961006 | 20148450 | 201.4845 | 5903.4959 | 0 | 7.1701 | 7.4558 | 44380.0808
MsrNResSpltPkgAC-65to134-S13 | PreNResSpltPkgAC-65to-PEYes | RSD | 2011 | CZ13 | cDXGF | 0 | DXSZCap | 17.5257 | 5599.957 | 82951.66 | 88397.2818 | 26630.69 | 0 | 36002.35 | 0 | 15045.68 | 0 | 259.7437 | 5013.163 | 605.3904 | 3516.337 | 0 | 0 | 0 | 0 | 25546770 | 6961006 | 18585740 | 185.8574 | 5445.6218 | 0 | 7.1701 | 7.4558 | 44380.0811
MsrNResSpltPkgAC-65to134-S13 | PreNResSpltPkgAC-65to-PEYes | RSD | 2011 | CZ14 | cDXGF | 0 | DXSZCap | 17.6805 | 5599.957 | 80443.54 | 85859.8325 | 26630.69 | 0 | 36002.35 | 0 | 12628.83 | 0 | 312.3647 | 4869.253 | 588.1152 | 3193.275 | 0 | 0 | 0 | 0 | 25446680 | 6961006 | 18485640 | 184.8564 | 5416.2925 | 0 | 7.1701 | 7.4558 | 44380.0815
MsrNResSpltPkgAC-65to134-S13 | PreNResSpltPkgAC-65to-PEYes | RSD | 2011 | CZ15 | cDXGF | 0 | DXSZCap | 23.7832 | 5599.957 | 94028.85 | 94104.1203 | 26630.69 | 0 | 36002.35 | 0 | 24984.97 | 0 | 89.2243 | 6321.572 | 19.711 | 5286.287 | 0 | 0 | 0 | 0 | 7217902 | 6961006 | 256895.2 | 2.569 | 75.2703 | 0 | 7.1701 | 7.4558 | 44380.0818
MsrNResSpltPkgAC-65to134-S13 | PreNResSpltPkgAC-65to-PEYes | RSD | 2011 | CZ16 | cDXGF | 0 | DXSZCap | 13.2621 | 5599.957 | 71354.82 | 98372.7983 | 26630.69 | 0 | 36002.35 | 0 | 4362.523 | 0 | 417.0919 | 3942.114 | 1418.326 | 1837.155 | 0 | 0 | 0 | 0 | 99172730 | 6961006 | 92211530 | 922.1153 | 27017.9783 | 0 | 7.1701 | 7.4558 | 44380.0821
MsrNResSpltPkgAC-65to134-S13 | PreNResSpltPkgAC-65to-PEYes | RSD | 2015 | CZ01 | cDXGF | 0 | DXSZCap | 11.3936 | 5599.957 | 63856.3 | 88529.0037 | 23939.61 | 0 | 36002.35 | 0 | 432.377 | 0 | 308.0771 | 3173.875 | 1806.133 | 389.6623 | 0 | 0 | 0 | 0 | 91168310 | 6961006 | 84207180 | 842.0718 | 24672.7037 | 0 | 6.5518 | 7.4558 | 44380.0825
MsrNResSpltPkgAC-65to134-S13 | PreNResSpltPkgAC-65to-PEYes | RSD | 2015 | CZ02 | cDXGF | 0 | DXSZCap | 11.6708 | 5599.957 | 70027.06 | 79305.7928 | 23939.61 | 0 | 36002.35 | 0 | 6326.477 | 0 | 228.2062 | 3530.316 | 730.5384 | 2007.339 | 0 | 0 | 0 | 0 | 38629080 | 6961006 | 31668030 | 316.6803 | 9278.7328 | 0 | 6.5518 | 7.4558 | 44380.0828
MsrNResSpltPkgAC-65to134-S13 | PreNResSpltPkgAC-65to-PEYes | RSD | 2015 | CZ03 | cDXGF | 0 | DXSZCap | 12.2708 | 5599.957 | 67460.19 | 73916.2223 | 23939.61 | 0 | 36002.35 | 0 | 3711.454 | 0 | 133.153 | 3673.55 | 649.1526 | 1927.182 | 0 | 0 | 0 | 0 | 28995260 | 6961006 | 22034240 | 220.3424 | 6456.0323 | 0 | 6.5518 | 7.4558 | 44380.0831
MsrNResSpltPkgAC-65to134-S13 | PreNResSpltPkgAC-65to-PEYes | RSD | 2015 | CZ04 | cDXGF | 0 | DXSZCap | 11.675 | 5599.957 | 72050.7 | 76789.8138 | 23939.61 | 0 | 36002.35 | 0 | 8296.528 | 0 | 129.0331 | 3683.086 | 472.5385 | 2535.33 | 0 | 0 | 0 | 0 | 23135480 | 6961006 | 16174450 | 161.7445 | 4739.1138 | 0 | 6.5518 | 7.4558 | 44380.0835
MsrNResSpltPkgAC-65to134-S13 | PreNResSpltPkgAC-65to-PEYes | RSD | 2015 | CZ05 | cDXGF | 0 | DXSZCap | 12.2998 | 5599.957 | 68025.48 | 73214.6477 | 23939.61 | 0 | 36002.35 | 0 | 4265.14 | 0 | 153.6409 | 3664.677 | 529.1647 | 2017.837 | 0 | 0 | 0 | 0 | 24671490 | 6961006 | 17710470 | 177.1047 | 5189.1677 | 0 | 6.5518 | 7.4558 | 44380.0838
MsrNResSpltPkgAC-65to134-S13 | PreNResSpltPkgAC-65to-PEYes | RSD | 2015 | CZ06 | cDXGF | 0 | DXSZCap | 13.9656 | 5599.957 | 73665.2 | 74933.3506 | 23939.61 | 0 | 36002.35 | 0 | 9628.068 | 0 | 57.0345 | 4038.059 | 175.6501 | 3031.946 | 0 | 0 | 0 | 0 | 11289160 | 6961006 | 4328159 | 43.2816 | 1268.1506 | 0 | 6.5518 | 7.4558 | 44380.0842
MsrNResSpltPkgAC-65to134-S13 | PreNResSpltPkgAC-65to-PEYes | RSD | 2015 | CZ07 | cDXGF | 0 | DXSZCap | 13.3691 | 5599.957 | 72367.77 | 72957.9259 | 23939.61 | 0 | 36002.35 | 0 | 8384.355 | 0 | 27.094 | 4014.303 | 89.1619 | 3132.676 | 0 | 0 | 0 | 0 | 8975189 | 6961006 | 2014184 | 20.1418 | 590.1559 | 0 | 6.5518 | 7.4558 | 44380.0845
MsrNResSpltPkgAC-65to134-S13 | PreNResSpltPkgAC-65to-PEYes | RSD | 2015 | CZ08 | cDXGF | 0 | DXSZCap | 13.8736 | 5599.957 | 76314.86 | 77322.8462 | 23939.61 | 0 | 36002.35 | 0 | 12158.87 | 0 | 61.0622 | 4152.893 | 145.3888 | 3306.082 | 0 | 0 | 0 | 0 | 10401230 | 6961006 | 3440226 | 34.4023 | 1007.9862 | 0 | 6.5518 | 7.4558 | 44380.0848
MsrNResSpltPkgAC-65to134-S13 | PreNResSpltPkgAC-65to-PEYes | RSD | 2015 | CZ09 | cDXGF | 0 | DXSZCap | 17.0319 | 5599.957 | 76142.13 | 76918.3125 | 23939.61 | 0 | 36002.35 | 0 | 11411.92 | 0 | 107.5038 | 4680.672 | 133.0522 | 3436.279 | 0 | 0 | 0 | 0 | 9610094 | 6961006 | 2649087 | 26.4909 | 776.1825 | 0 | 6.5518 | 7.4558 | 44380.0852
MsrNResSpltPkgAC-65to134-S13 | PreNResSpltPkgAC-65to-PEYes | RSD | 2015 | CZ10 | cDXGF | 0 | DXSZCap | 15.4882 | 5599.957 | 77569.45 | 79472.2705 | 23939.61 | 0 | 36002.35 | 0 | 12996.54 | 0 | 143.5256 | 4487.369 | 245.8113 | 3411.038 | 0 | 0 | 0 | 0 | 13455280 | 6961006 | 6494268 | 64.9427 | 1902.8205 | 0 | 6.5518 | 7.4558 | 44380.0855
MsrNResSpltPkgAC-65to134-S13 | PreNResSpltPkgAC-65to-PEYes | RSD | 2015 | CZ11 | cDXGF | 0 | DXSZCap | 17.1841 | 5599.957 | 77642.3 | 85713.3219 | 23939.61 | 0 | 36002.35 | 0 | 12648.74 | 0 | 292.5624 | 4758.991 | 796.7849 | 2966.378 | 0 | 0 | 0 | 0 | 34507180 | 6961006 | 27546150 | 275.4615 | 8071.022 | 0 | 6.5518 | 7.4558 | 44380.0858
MsrNResSpltPkgAC-65to134-S13 | PreNResSpltPkgAC-65to-PEYes | RSD | 2015 | CZ12 | cDXGF | 0 | DXSZCap | 15.0968 | 5599.957 | 74604.38 | 81892.3419 | 23939.61 | 0 | 36002.35 | 0 | 9965.816 | 0 | 238.5745 | 4457.957 | 721.9963 | 2901.349 | 0 | 0 | 0 | 0 | 31834630 | 6961006 | 24873590 | 248.7359 | 7287.9619 | 0 | 6.5518 | 7.4558 | 44380.0862
MsrNResSpltPkgAC-65to134-S13 | PreNResSpltPkgAC-65to-PEYes | RSD | 2015 | CZ13 | cDXGF | 0 | DXSZCap | 17.3756 | 5599.957 | 79545.48 | 85974.8171 | 23939.61 | 0 | 36002.35 | 0 | 14423.33 | 0 | 257.5175 | 4922.603 | 712.279 | 3388.409 | 0 | 0 | 0 | 0 | 28904170 | 6961006 | 21943130 | 219.4313 | 6429.3371 | 0 | 6.5518 | 7.4558 | 44380.0865
MsrNResSpltPkgAC-65to134-S13 | PreNResSpltPkgAC-65to-PEYes | RSD | 2015 | CZ14 | cDXGF | 0 | DXSZCap | 17.4941 | 5599.957 | 77023.33 | 83649.7565 | 23939.61 | 0 | 36002.35 | 0 | 11995.47 | 0 | 309.074 | 4776.767 | 701.1087 | 3028.745 | 0 | 0 | 0 | 0 | 29576820 | 6961006 | 22615790 | 226.1579 | 6626.4265 | 0 | 6.5518 | 7.4558 | 44380.0869
MsrNResSpltPkgAC-65to134-S13 | PreNResSpltPkgAC-65to-PEYes | RSD | 2015 | CZ15 | cDXGF | 0 | DXSZCap | 23.595 | 5599.957 | 90504.15 | 90616.981 | 23939.61 | 0 | 36002.35 | 0 | 24237.51 | 0 | 88.5182 | 6236.096 | 33.4439 | 5159.076 | 0 | 0 | 0 | 0 | 7346095 | 6961006 | 385088.9 | 3.8509 | 112.831 | 0 | 6.5518 | 7.4558 | 44380.0872
MsrNResSpltPkgAC-65to134-S13 | PreNResSpltPkgAC-65to-PEYes | RSD | 2015 | CZ16 | cDXGF | 0 | DXSZCap | 12.8108 | 5599.957 | 68128.77 | 100001.7202 | 23939.61 | 0 | 36002.35 | 0 | 3977.176 | 0 | 402.903 | 3806.666 | 1519.224 | 1676.06 | 0 | 0 | 0 | 0 | 115742600 | 6961006 | 108781400 | 1087.814 | 31872.9502 | 0 | 6.5518 | 7.4558 | 44380.0875
MsrNResSpltPkgAC-65to134-S13 | PreNResSpltPkgAC-65to-PEYes | RSD | 2017 | CZ01 | cDXGF | 0 | DXSZCap | 11.0762 | 5599.957 | 63566.49 | 87585.0712 | 23731.79 | 0 | 36002.35 | 0 | 424.9055 | 0 | 299.4878 | 3107.988 | 1770.336 | 368.6387 | 0 | 0 | 0 | 0 | 88935850 | 6961006 | 81974680 | 819.7468 | 24018.5812 | 0 | 6.4913 | 7.4558 | 44380.0878
MsrNResSpltPkgAC-65to134-S13 | PreNResSpltPkgAC-65to-PEYes | RSD | 2017 | CZ02 | cDXGF | 0 | DXSZCap | 11.502 | 5599.957 | 69736.9 | 78686.4004 | 23731.79 | 0 | 36002.35 | 0 | 6277.986 | 0 | 224.8994 | 3499.939 | 707.9766 | 1998.517 | 0 | 0 | 0 | 0 | 37505420 | 6961006 | 30544370 | 305.4437 | 8949.5004 | 0 | 6.4913 | 7.4558 | 44380.0882
MsrNResSpltPkgAC-65to134-S13 | PreNResSpltPkgAC-65to-PEYes | RSD | 2017 | CZ03 | cDXGF | 0 | DXSZCap | 12.1025 | 5599.957 | 67234.04 | 73479.9034 | 23731.79 | 0 | 36002.35 | 0 | 3719.455 | 0 | 131.3244 | 3649.153 | 630.7672 | 1937.449 | 0 | 0 | 0 | 0 | 28277970 | 6961006 | 21316940 | 213.1694 | 6245.8634 | 0 | 6.4913 | 7.4558 | 44380.0885
MsrNResSpltPkgAC-65to134-S13 | PreNResSpltPkgAC-65to-PEYes | RSD | 2017 | CZ04 | cDXGF | 0 | DXSZCap | 11.5315 | 5599.957 | 71772.27 | 76240.3501 | 23731.79 | 0 | 36002.35 | 0 | 8253.321 | 0 | 127.4429 | 3657.414 | 451.8327 | 2531.811 | 0 | 0 | 0 | 0 | 22210440 | 6961006 | 15249420 | 152.4942 | 4468.0801 | 0 | 6.4913 | 7.4558 | 44380.0888
MsrNResSpltPkgAC-65to134-S13 | PreNResSpltPkgAC-65to-PEYes | RSD | 2017 | CZ05 | cDXGF | 0 | DXSZCap | 11.9084 | 5599.957 | 67765.72 | 72678.2781 | 23731.79 | 0 | 36002.35 | 0 | 4275.626 | 0 | 148.7487 | 3607.252 | 503.6573 | 2029.394 | 0 | 0 | 0 | 0 | 23727420 | 6961006 | 16766410 | 167.6641 | 4912.5581 | 0 | 6.4913 | 7.4558 | 44380.0891
MsrNResSpltPkgAC-65to134-S13 | PreNResSpltPkgAC-65to-PEYes | RSD | 2017 | CZ06 | cDXGF | 0 | DXSZCap | 13.3433 | 5599.957 | 73409.09 | 74310.1465 | 23731.79 | 0 | 36002.35 | 0 | 9665.102 | 0 | 54.4914 | 3955.396 | 128.9278 | 3063.261 | 0 | 0 | 0 | 0 | 10036280 | 6961006 | 3075278 | 30.7528 | 901.0565 | 0 | 6.4913 | 7.4558 | 44380.0895
MsrNResSpltPkgAC-65to134-S13 | PreNResSpltPkgAC-65to-PEYes | RSD | 2017 | CZ07 | cDXGF | 0 | DXSZCap | 12.9963 | 5599.957 | 72107.26 | 72580.8221 | 23731.79 | 0 | 36002.35 | 0 | 8382.928 | 0 | 26.3385 | 3963.89 | 72.3017 | 3142.717 | 0 | 0 | 0 | 0 | 8577260 | 6961006 | 1616253 | 16.1625 | 473.5621 | 0 | 6.4913 | 7.4558 | 44380.0898
MsrNResSpltPkgAC-65to134-S13 | PreNResSpltPkgAC-65to-PEYes | RSD | 2017 | CZ08 | cDXGF | 0 | DXSZCap | 13.5447 | 5599.957 | 75941.41 | 76739.9434 | 23731.79 | 0 | 36002.35 | 0 | 12049.24 | 0 | 59.6145 | 4098.449 | 114.1044 | 3305.734 | 0 | 0 | 0 | 0 | 9686376 | 6961006 | 2725370 | 27.2537 | 798.5334 | 0 | 6.4913 | 7.4558 | 44380.0901
MsrNResSpltPkgAC-65to134-S13 | PreNResSpltPkgAC-65to-PEYes | RSD | 2017 | CZ09 | cDXGF | 0 | DXSZCap | 16.8344 | 5599.957 | 75859.13 | 76504.9656 | 23731.79 | 0 | 36002.35 | 0 | 11370.36 | 0 | 106.2572 | 4648.402 | 112.0835 | 3446.851 | 0 | 0 | 0 | 0 | 9165224 | 6961006 | 2204217 | 22.0422 | 645.8356 | 0 | 6.4913 | 7.4558 | 44380.0905
MsrNResSpltPkgAC-65to134-S13 | PreNResSpltPkgAC-65to-PEYes | RSD | 2017 | CZ10 | cDXGF | 0 | DXSZCap | 15.2771 | 5599.957 | 77240.73 | 78981.3443 | 23731.79 | 0 | 36002.35 | 0 | 12914.63 | 0 | 141.5695 | 4450.449 | 227.141 | 3402.225 | 0 | 0 | 0 | 0 | 12901670 | 6961006 | 5940663 | 59.4066 | 1740.6143 | 0 | 6.4913 | 7.4558 | 44380.0908
MsrNResSpltPkgAC-65to134-S13 | PreNResSpltPkgAC-65to-PEYes | RSD | 2017 | CZ11 | cDXGF | 0 | DXSZCap | 16.8396 | 5599.957 | 77235.17 | 84221.251 | 23731.79 | 0 | 36002.35 | 0 | 12519.46 | 0 | 286.6969 | 4694.904 | 732.4406 | 2971.536 | 0 | 0 | 0 | 0 | 30804320 | 6961006 | 23843280 | 238.4328 | 6986.081 | 0 | 6.4913 | 7.4558 | 44380.0911
MsrNResSpltPkgAC-65to134-S13 | PreNResSpltPkgAC-65to-PEYes | RSD | 2017 | CZ12 | cDXGF | 0 | DXSZCap | 14.8751 | 5599.957 | 74287.35 | 81137.7369 | 23731.79 | 0 | 36002.35 | 0 | 9901.04 | 0 | 235.0709 | 4417.138 | 692.8911 | 2896.099 | 0 | 0 | 0 | 0 | 30341190 | 6961006 | 23380160 | 233.8016 | 6850.3869 | 0 | 6.4913 | 7.4558 | 44380.0914
MsrNResSpltPkgAC-65to134-S13 | PreNResSpltPkgAC-65to-PEYes | RSD | 2017 | CZ13 | cDXGF | 0 | DXSZCap | 17.1294 | 5599.957 | 79134.87 | 84986.3027 | 23731.79 | 0 | 36002.35 | 0 | 14273.81 | 0 | 253.8694 | 4873.096 | 666.3639 | 3373.845 | 0 | 0 | 0 | 0 | 26931790 | 6961006 | 19970760 | 199.7076 | 5851.4327 | 0 | 6.4913 | 7.4558 | 44380.0918
MsrNResSpltPkgAC-65to134-S13 | PreNResSpltPkgAC-65to-PEYes | RSD | 2017 | CZ14 | cDXGF | 0 | DXSZCap | 17.2522 | 5599.957 | 76669.38 | 82680.3395 | 23731.79 | 0 | 36002.35 | 0 | 11899.83 | 0 | 304.7983 | 4730.651 | 652.095 | 3031.938 | 0 | 0 | 0 | 0 | 27476260 | 6961006 | 20515220 | 205.1522 | 6010.9595 | 0 | 6.4913 | 7.4558 | 44380.0921
MsrNResSpltPkgAC-65to134-S13 | PreNResSpltPkgAC-65to-PEYes | RSD | 2017 | CZ15 | cDXGF | 0 | DXSZCap | 23.2972 | 5599.957 | 89940.36 | 90025.7884 | 23731.79 | 0 | 36002.35 | 0 | 23944.19 | 0 | 87.4012 | 6174.651 | 25.2352 | 5126.707 | 0 | 0 | 0 | 0 | 7252571 | 6961006 | 291564.5 | 2.9156 | 85.4284 | 0 | 6.4913 | 7.4558 | 44380.0924
MsrNResSpltPkgAC-65to134-S13 | PreNResSpltPkgAC-65to-PEYes | RSD | 2017 | CZ16 | cDXGF | 0 | DXSZCap | 12.5939 | 5599.957 | 67843.48 | 99193.3373 | 23731.79 | 0 | 36002.35 | 0 | 3945.517 | 0 | 396.0773 | 3767.757 | 1489.715 | 1667.085 | 0 | 0 | 0 | 0 | 113957300 | 6961006 | 106996100 | 1069.961 | 31349.8573 | 0 | 6.4913 | 7.4558 | 44380.0928
MsrNResSpltPkgAC-65to134-S13 | PreNResSpltPkgAC-65to-PEYes | RSD | 2020 | CZ01 | cDXGF | 0 | DXSZCap | 10.1412 | 5599.957 | 53650.6 | 90333.4675 | 14258.23 | 0 | 36002.35 | 0 | 234.1958 | 0 | 274.218 | 2881.618 | 2077.225 | 197.2975 | 0 | 0 | 0 | 0 | 132158800 | 6961006 | 125197500 | 1251.975 | 36682.8675 | 0 | 3.8194 | 7.4558 | 44380.0931
MsrNResSpltPkgAC-65to134-S13 | PreNResSpltPkgAC-65to-PEYes | RSD | 2020 | CZ02 | cDXGF | 0 | DXSZCap | 10.8296 | 5599.957 | 59005.84 | 72407.3934 | 14258.23 | 0 | 36002.35 | 0 | 5284.193 | 0 | 211.7605 | 3249.343 | 894.3394 | 1682.224 | 0 | 0 | 0 | 0 | 52700170 | 6961006 | 45739090 | 457.3909 | 13401.5534 | 0 | 3.8194 | 7.4558 | 44380.0934
MsrNResSpltPkgAC-65to134-S13 | PreNResSpltPkgAC-65to-PEYes | RSD | 2020 | CZ03 | cDXGF | 0 | DXSZCap | 11.2062 | 5599.957 | 56448.97 | 67404.8787 | 14258.23 | 0 | 36002.35 | 0 | 2819.323 | 0 | 121.604 | 3247.484 | 861.8813 | 1406.18 | 0 | 0 | 0 | 0 | 44353240 | 6961006 | 37392180 | 373.9218 | 10955.9087 | 0 | 3.8194 | 7.4558 | 44380.0938
MsrNResSpltPkgAC-65to134-S13 | PreNResSpltPkgAC-65to-PEYes | RSD | 2020 | CZ04 | cDXGF | 0 | DXSZCap | 10.8876 | 5599.957 | 60830.72 | 68150.3845 | 14258.23 | 0 | 36002.35 | 0 | 7060.023 | 0 | 120.3331 | 3389.815 | 603.2426 | 2160.173 | 0 | 0 | 0 | 0 | 31942840 | 6961006 | 24981790 | 249.8179 | 7319.6645 | 0 | 3.8194 | 7.4558 | 44380.0941
MsrNResSpltPkgAC-65to134-S13 | PreNResSpltPkgAC-65to-PEYes | RSD | 2020 | CZ05 | cDXGF | 0 | DXSZCap | 11.0077 | 5599.957 | 56857.48 | 66029.9798 | 14258.23 | 0 | 36002.35 | 0 | 3252.971 | 0 | 137.5018 | 3206.442 | 748.1601 | 1505.263 | 0 | 0 | 0 | 0 | 38266500 | 6961006 | 31305460 | 313.0546 | 9172.4998 | 0 | 3.8194 | 7.4558 | 44380.0944
MsrNResSpltPkgAC-65to134-S13 | PreNResSpltPkgAC-65to-PEYes | RSD | 2020 | CZ06 | cDXGF | 0 | DXSZCap | 12.4719 | 5599.957 | 62111.7 | 64237.2761 | 14258.23 | 0 | 36002.35 | 0 | 8160.356 | 0 | 50.9337 | 3639.863 | 251.7092 | 2633.233 | 0 | 0 | 0 | 0 | 14215530 | 6961006 | 7254526 | 72.5453 | 2125.5761 | 0 | 3.8194 | 7.4558 | 44380.0947
MsrNResSpltPkgAC-65to134-S13 | PreNResSpltPkgAC-65to-PEYes | RSD | 2020 | CZ07 | cDXGF | 0 | DXSZCap | 12.1245 | 5599.957 | 60788.64 | 62177.0281 | 14258.23 | 0 | 36002.35 | 0 | 6885.601 | 0 | 24.5718 | 3617.924 | 180.4907 | 2633.396 | 0 | 0 | 0 | 0 | 11699530 | 6961006 | 4738526 | 47.3853 | 1388.3881 | 0 | 3.8194 | 7.4558 | 44380.0951
MsrNResSpltPkgAC-65to134-S13 | PreNResSpltPkgAC-65to-PEYes | RSD | 2020 | CZ08 | cDXGF | 0 | DXSZCap | 12.8505 | 5599.957 | 64853.5 | 66348.9298 | 14258.23 | 0 | 36002.35 | 0 | 10710.52 | 0 | 56.5591 | 3825.881 | 197.5088 | 2970.721 | 0 | 0 | 0 | 0 | 12064860 | 6961006 | 5103856 | 51.0386 | 1495.4298 | 0 | 3.8194 | 7.4558 | 44380.0954
MsrNResSpltPkgAC-65to134-S13 | PreNResSpltPkgAC-65to-PEYes | RSD | 2020 | CZ09 | cDXGF | 0 | DXSZCap | 16.1835 | 5599.957 | 64975.85 | 66348.6836 | 14258.23 | 0 | 36002.35 | 0 | 10202.83 | 0 | 102.1491 | 4410.343 | 207.9489 | 3146.874 | 0 | 0 | 0 | 0 | 11646450 | 6961006 | 4685439 | 46.8544 | 1372.8336 | 0 | 3.8194 | 7.4558 | 44380.0957
MsrNResSpltPkgAC-65to134-S13 | PreNResSpltPkgAC-65to-PEYes | RSD | 2020 | CZ10 | cDXGF | 0 | DXSZCap | 14.6493 | 5599.957 | 66258.91 | 69141.4736 | 14258.23 | 0 | 36002.35 | 0 | 11663.97 | 0 | 135.7519 | 4198.64 | 330.7913 | 3104.794 | 0 | 0 | 0 | 0 | 16799110 | 6961006 | 9838101 | 98.381 | 2882.5636 | 0 | 3.8194 | 7.4558 | 44380.0961
MsrNResSpltPkgAC-65to134-S13 | PreNResSpltPkgAC-65to-PEYes | RSD | 2020 | CZ11 | cDXGF | 0 | DXSZCap | 16.1588 | 5599.957 | 66475.63 | 75948.7068 | 14258.23 | 0 | 36002.35 | 0 | 11479.48 | 0 | 275.1064 | 4460.535 | 850.3834 | 2719.654 | 0 | 0 | 0 | 0 | 39292370 | 6961006 | 32331320 | 323.3132 | 9473.0768 | 0 | 3.8194 | 7.4558 | 44380.0964
MsrNResSpltPkgAC-65to134-S13 | PreNResSpltPkgAC-65to-PEYes | RSD | 2020 | CZ12 | cDXGF | 0 | DXSZCap | 14.2092 | 5599.957 | 63533.95 | 72978.0315 | 14258.23 | 0 | 36002.35 | 0 | 8890.641 | 0 | 224.5468 | 4158.235 | 808.5759 | 2603.507 | 0 | 0 | 0 | 0 | 39193410 | 6961006 | 32232360 | 322.3236 | 9444.0815 | 0 | 3.8194 | 7.4558 | 44380.0967
MsrNResSpltPkgAC-65to134-S13 | PreNResSpltPkgAC-65to-PEYes | RSD | 2020 | CZ13 | cDXGF | 0 | DXSZCap | 16.4391 | 5599.957 | 68246.13 | 76256.7002 | 14258.23 | 0 | 36002.35 | 0 | 13122.07 | 0 | 243.6371 | 4619.861 | 763.0473 | 3109.731 | 0 | 0 | 0 | 0 | 34300870 | 6961006 | 27339830 | 273.3983 | 8010.5702 | 0 | 3.8194 | 7.4558 | 44380.097
MsrNResSpltPkgAC-65to134-S13 | PreNResSpltPkgAC-65to-PEYes | RSD | 2020 | CZ14 | cDXGF | 0 | DXSZCap | 16.5578 | 5599.957 | 65932.98 | 74223.4765 | 14258.23 | 0 | 36002.35 | 0 | 10884.26 | 0 | 292.5307 | 4495.639 | 785.8947 | 2770.924 | 0 | 0 | 0 | 0 | 35256270 | 6961006 | 28295210 | 282.9521 | 8290.4965 | 0 | 3.8194 | 7.4558 | 44380.0974
MsrNResSpltPkgAC-65to134-S13 | PreNResSpltPkgAC-65to-PEYes | RSD | 2020 | CZ15 | cDXGF | 0 | DXSZCap | 22.6084 | 5599.957 | 78669.33 | 78926.7265 | 14258.23 | 0 | 36002.35 | 0 | 22394.15 | 0 | 84.817 | 5929.849 | 64.9282 | 4847.21 | 0 | 0 | 0 | 0 | 7839492 | 6961006 | 878486.2 | 8.7849 | 257.3965 | 0 | 3.8194 | 7.4558 | 44380.0977
MsrNResSpltPkgAC-65to134-S13 | PreNResSpltPkgAC-65to-PEYes | RSD | 2020 | CZ16 | cDXGF | 0 | DXSZCap | 11.6959 | 5599.957 | 57453.36 | 97237.0172 | 14258.23 | 0 | 36002.35 | 0 | 3335.404 | 0 | 367.8419 | 3489.552 | 1565.016 | 1436.106 | 0 | 0 | 0 | 0 | 142741700 | 6961006 | 135780400 | 1357.804 | 39783.6572 | 0 | 3.8194 | 7.4558 | 44380.098
MsrNResSpltPkgAC-65to134-S13 | PreNResSpltPkgAC-65to-PEYes | Rt3 | 1975 | CZ01 | cDXGF | 0 | DXSZCap | 216.5119 | 120000.5 | 1314020 | 1413343.8356 | 754922.6 | 0 | 469995.8 | 0 | 19642.37 | 0 | 5854.902 | 63606.27 | 8419.607 | 18396.37 | 0 | 0 | 0 | 0 | 338989200 | 0 | 338989200 | 3389.892 | 99323.8356 | 0 | 151.4723 | 118.2672 | 44380.0985
MsrNResSpltPkgAC-65to134-S13 | PreNResSpltPkgAC-65to-PEYes | Rt3 | 1975 | CZ02 | cDXGF | 0 | DXSZCap | 245.226 | 120000.5 | 1449615 | 1502415.7682 | 754922.6 | 0 | 469995.8 | 0 | 138441.2 | 0 | 4795.283 | 81464.03 | 4796.252 | 51317.98 | 0 | 0 | 0 | 0 | 180207400 | 0 | 180207400 | 1802.074 | 52800.7682 | 0 | 151.4723 | 118.2672 | 44380.0989
MsrNResSpltPkgAC-65to134-S13 | PreNResSpltPkgAC-65to-PEYes | Rt3 | 1975 | CZ03 | cDXGF | 0 | DXSZCap | 226.7337 | 120000.5 | 1394968 | 1423737.3243 | 754922.6 | 0 | 469995.8 | 0 | 91532.96 | 0 | 2460.627 | 76058.48 | 2912.106 | 48266.07 | 0 | 0 | 0 | 0 | 98188820 | 0 | 98188820 | 981.8882 | 28769.3243 | 0 | 151.4723 | 118.2672 | 44380.0993
MsrNResSpltPkgAC-65to134-S13 | PreNResSpltPkgAC-65to-PEYes | Rt3 | 1975 | CZ04 | cDXGF | 0 | DXSZCap | 247.484 | 120000.5 | 1488835 | 1512862.1779 | 754922.6 | 0 | 469995.8 | 0 | 175045.9 | 0 | 2735.594 | 86137.58 | 2503.927 | 62597.43 | 0 | 0 | 0 | 0 | 82004020 | 0 | 82004020 | 820.0402 | 24027.1779 | 0 | 151.4723 | 118.2672 | 44380.0997
MsrNResSpltPkgAC-65to134-S13 | PreNResSpltPkgAC-65to-PEYes | Rt3 | 1975 | CZ05 | cDXGF | 0 | DXSZCap | 226.8163 | 120000.5 | 1412918 | 1430119.2184 | 754922.6 | 0 | 469995.8 | 0 | 108291.1 | 0 | 2833.454 | 76877.42 | 1899.282 | 52742.04 | 0 | 0 | 0 | 0 | 58707230 | 0 | 58707230 | 587.0723 | 17201.2184 | 0 | 151.4723 | 118.2672 | 44380.1001
MsrNResSpltPkgAC-65to134-S13 | PreNResSpltPkgAC-65to-PEYes | Rt3 | 1975 | CZ06 | cDXGF | 0 | DXSZCap | 243.7382 | 120000.5 | 1516710 | 1520006.3994 | 754922.6 | 0 | 469995.8 | 0 | 208943.8 | 0 | 995.4662 | 81854.91 | 529.4665 | 67400.21 | 0 | 0 | 0 | 0 | 11250510 | 0 | 11250510 | 112.5051 | 3296.3994 | 0 | 151.4723 | 118.2672 | 44380.1006
MsrNResSpltPkgAC-65to134-S13 | PreNResSpltPkgAC-65to-PEYes | Rt3 | 1975 | CZ07 | cDXGF | 0 | DXSZCap | 237.6099 | 120000.5 | 1496285 | 1497418.6908 | 754922.6 | 0 | 469995.8 | 0 | 187729.3 | 0 | 481.5458 | 83158.4 | 212.205 | 70298.26 | 0 | 0 | 0 | 0 | 3869252 | 0 | 3869252 | 38.6925 | 1133.6908 | 0 | 151.4723 | 118.2672 | 44380.101
MsrNResSpltPkgAC-65to134-S13 | PreNResSpltPkgAC-65to-PEYes | Rt3 | 1975 | CZ08 | cDXGF | 0 | DXSZCap | 264.924 | 120000.5 | 1573091 | 1575478.081 | 754922.6 | 0 | 469995.8 | 0 | 256835 | 0 | 1166.019 | 90173.38 | 360.9801 | 75956.08 | 0 | 0 | 0 | 0 | 8147034 | 0 | 8147034 | 81.4703 | 2387.081 | 0 | 151.4723 | 118.2672 | 44380.1014
MsrNResSpltPkgAC-65to134-S13 | PreNResSpltPkgAC-65to-PEYes | Rt3 | 1975 | CZ09 | cDXGF | 0 | DXSZCap | 330.5693 | 120000.5 | 1565772 | 1573198.2872 | 754922.6 | 0 | 469995.8 | 0 | 237299.6 | 0 | 2086.524 | 101469.4 | 1174.814 | 74670.55 | 0 | 0 | 0 | 0 | 25345690 | 0 | 25345690 | 253.4569 | 7426.2872 | 0 | 151.4723 | 118.2672 | 44380.1018
MsrNResSpltPkgAC-65to134-S13 | PreNResSpltPkgAC-65to-PEYes | Rt3 | 1975 | CZ10 | cDXGF | 0 | DXSZCap | 304.1611 | 120000.5 | 1592725 | 1606171.5992 | 754922.6 | 0 | 469995.8 | 0 | 266390.7 | 0 | 2818.586 | 98599.45 | 1735.69 | 75540.09 | 0 | 0 | 0 | 0 | 45892830 | 0 | 45892830 | 458.9283 | 13446.5992 | 0 | 151.4723 | 118.2672 | 44380.1022
MsrNResSpltPkgAC-65to134-S13 | PreNResSpltPkgAC-65to-PEYes | Rt3 | 1975 | CZ11 | cDXGF | 0 | DXSZCap | 336.3941 | 120000.5 | 1589449 | 1675899.5876 | 754922.6 | 0 | 469995.8 | 0 | 252805.2 | 0 | 5727.147 | 106001.1 | 8934.08 | 66945.34 | 0 | 0 | 0 | 0 | 295053200 | 0 | 295053200 | 2950.532 | 86450.5876 | 0 | 151.4723 | 118.2672 | 44380.1026
MsrNResSpltPkgAC-65to134-S13 | PreNResSpltPkgAC-65to-PEYes | Rt3 | 1975 | CZ12 | cDXGF | 0 | DXSZCap | 301.961 | 120000.5 | 1532567 | 1597612.3847 | 754922.6 | 0 | 469995.8 | 0 | 203384.5 | 0 | 4771.901 | 99494.84 | 6584.22 | 65856.81 | 0 | 0 | 0 | 0 | 221997900 | 0 | 221997900 | 2219.979 | 65045.3847 | 0 | 151.4723 | 118.2672 | 44380.1031
MsrNResSpltPkgAC-65to134-S13 | PreNResSpltPkgAC-65to-PEYes | Rt3 | 1975 | CZ13 | cDXGF | 0 | DXSZCap | 337.6671 | 120000.5 | 1622916 | 1686832.0748 | 754922.6 | 0 | 469995.8 | 0 | 283269.2 | 0 | 5004.453 | 109725.9 | 7012.413 | 75795.82 | 0 | 0 | 0 | 0 | 218143600 | 0 | 218143600 | 2181.436 | 63916.0748 | 0 | 151.4723 | 118.2672 | 44380.1035
MsrNResSpltPkgAC-65to134-S13 | PreNResSpltPkgAC-65to-PEYes | Rt3 | 1975 | CZ14 | cDXGF | 0 | DXSZCap | 340.1575 | 120000.5 | 1582569 | 1644495.1946 | 754922.6 | 0 | 469995.8 | 0 | 246812.7 | 0 | 6009.631 | 104831.1 | 6751.382 | 67879.82 | 0 | 0 | 0 | 0 | 211352200 | 0 | 211352200 | 2113.522 | 61926.1946 | 0 | 151.4723 | 118.2672 | 44380.1039
MsrNResSpltPkgAC-65to134-S13 | PreNResSpltPkgAC-65to-PEYes | Rt3 | 1975 | CZ15 | cDXGF | 0 | DXSZCap | 434.3713 | 120000.5 | 1843121 | 1845452.5411 | 754922.6 | 0 | 469995.8 | 0 | 481153 | 0 | 1629.576 | 135422.3 | 474.4755 | 112943.5 | 0 | 0 | 0 | 0 | 7957478 | 0 | 7957478 | 79.5748 | 2331.5411 | 0 | 151.4723 | 118.2672 | 44380.1043
MsrNResSpltPkgAC-65to134-S13 | PreNResSpltPkgAC-65to-PEYes | Rt3 | 1975 | CZ16 | cDXGF | 0 | DXSZCap | 248.328 | 120000.5 | 1410477 | 1732123.61 | 754922.6 | 0 | 469995.8 | 0 | 95412.06 | 0 | 7810.18 | 82339.69 | 17719.21 | 41545.69 | 0 | 0 | 0 | 0 | 1097770000 | 0 | 1097770000 | 10977.7 | 321646.61 | 0 | 151.4723 | 118.2672 | 44380.1047
MsrNResSpltPkgAC-65to134-S13 | PreNResSpltPkgAC-65to-PEYes | Rt3 | 1985 | CZ01 | cDXGF | 0 | DXSZCap | 214.2914 | 120000.5 | 1292655 | 1396204.0128 | 754922.6 | 0 | 450097.8 | 0 | 18990.22 | 0 | 5794.879 | 62848.21 | 8718.25 | 17817.36 | 0 | 0 | 0 | 0 | 353409600 | 0 | 353409600 | 3534.096 | 103549.0128 | 0 | 151.4723 | 113.2612 | 44380.1051
MsrNResSpltPkgAC-65to134-S13 | PreNResSpltPkgAC-65to-PEYes | Rt3 | 1985 | CZ02 | cDXGF | 0 | DXSZCap | 243.3879 | 120000.5 | 1426798 | 1481897.6169 | 754922.6 | 0 | 450097.8 | 0 | 136378.2 | 0 | 4759.34 | 80639.49 | 4962.573 | 50526.77 | 0 | 0 | 0 | 0 | 188053300 | 0 | 188053300 | 1880.533 | 55099.6169 | 0 | 151.4723 | 113.2612 | 44380.1055
MsrNResSpltPkgAC-65to134-S13 | PreNResSpltPkgAC-65to-PEYes | Rt3 | 1985 | CZ03 | cDXGF | 0 | DXSZCap | 224.5394 | 120000.5 | 1372380 | 1402541.0684 | 754922.6 | 0 | 450097.8 | 0 | 89794.3 | 0 | 2436.806 | 75126.38 | 3037.255 | 47379.71 | 0 | 0 | 0 | 0 | 102938800 | 0 | 102938800 | 1029.388 | 30161.0684 | 0 | 151.4723 | 113.2612 | 44380.106
MsrNResSpltPkgAC-65to134-S13 | PreNResSpltPkgAC-65to-PEYes | Rt3 | 1985 | CZ04 | cDXGF | 0 | DXSZCap | 245.6714 | 120000.5 | 1465648 | 1490805.3609 | 754922.6 | 0 | 450097.8 | 0 | 172647.3 | 0 | 2715.559 | 85263.16 | 2605.649 | 61679.75 | 0 | 0 | 0 | 0 | 85861300 | 0 | 85861300 | 858.613 | 25157.3609 | 0 | 151.4723 | 113.2612 | 44380.1064
MsrNResSpltPkgAC-65to134-S13 | PreNResSpltPkgAC-65to-PEYes | Rt3 | 1985 | CZ05 | cDXGF | 0 | DXSZCap | 224.6184 | 120000.5 | 1390036 | 1408024.8229 | 754922.6 | 0 | 450097.8 | 0 | 106273 | 0 | 2806.003 | 75934.28 | 1969.796 | 51791.48 | 0 | 0 | 0 | 0 | 61395300 | 0 | 61395300 | 613.953 | 17988.8229 | 0 | 151.4723 | 113.2612 | 44380.1068
MsrNResSpltPkgAC-65to134-S13 | PreNResSpltPkgAC-65to-PEYes | Rt3 | 1985 | CZ06 | cDXGF | 0 | DXSZCap | 241.5409 | 120000.5 | 1493042 | 1496532.6438 | 754922.6 | 0 | 450097.8 | 0 | 206098.3 | 0 | 986.4924 | 80935.89 | 552.9637 | 66493.27 | 0 | 0 | 0 | 0 | 11913460 | 0 | 11913460 | 119.1346 | 3490.6438 | 0 | 151.4723 | 113.2612 | 44380.1072
MsrNResSpltPkgAC-65to134-S13 | PreNResSpltPkgAC-65to-PEYes | Rt3 | 1985 | CZ07 | cDXGF | 0 | DXSZCap | 235.4983 | 120000.5 | 1472738 | 1473960.27 | 754922.6 | 0 | 450097.8 | 0 | 185034.4 | 0 | 477.2661 | 82204.58 | 229.144 | 69291.48 | 0 | 0 | 0 | 0 | 4171570 | 0 | 4171570 | 41.7157 | 1222.27 | 0 | 151.4723 | 113.2612 | 44380.1076
MsrNResSpltPkgAC-65to134-S13 | PreNResSpltPkgAC-65to-PEYes | Rt3 | 1985 | CZ08 | cDXGF | 0 | DXSZCap | 263.1085 | 120000.5 | 1549241 | 1551768.5803 | 754922.6 | 0 | 450097.8 | 0 | 253752.8 | 0 | 1158.026 | 89307.94 | 377.9231 | 75009.97 | 0 | 0 | 0 | 0 | 8626554 | 0 | 8626554 | 86.2655 | 2527.5803 | 0 | 151.4723 | 113.2612 | 44380.1081
MsrNResSpltPkgAC-65to134-S13 | PreNResSpltPkgAC-65to-PEYes | Rt3 | 1985 | CZ09 | cDXGF | 0 | DXSZCap | 328.6962 | 120000.5 | 1542377 | 1550175.7429 | 754922.6 | 0 | 450097.8 | 0 | 234561.1 | 0 | 2074.708 | 100719.2 | 1218.357 | 73865.22 | 0 | 0 | 0 | 0 | 26616870 | 0 | 26616870 | 266.1687 | 7798.7429 | 0 | 151.4723 | 113.2612 | 44380.1085
MsrNResSpltPkgAC-65to134-S13 | PreNResSpltPkgAC-65to-PEYes | Rt3 | 1985 | CZ10 | cDXGF | 0 | DXSZCap | 302.2986 | 120000.5 | 1569063 | 1583166.0657 | 754922.6 | 0 | 450097.8 | 0 | 263452.1 | 0 | 2801.326 | 97787.21 | 1811.44 | 74713.34 | 0 | 0 | 0 | 0 | 48133330 | 0 | 48133330 | 481.3333 | 14103.0657 | 0 | 151.4723 | 113.2612 | 44380.1089
MsrNResSpltPkgAC-65to134-S13 | PreNResSpltPkgAC-65to-PEYes | Rt3 | 1985 | CZ11 | cDXGF | 0 | DXSZCap | 334.4788 | 120000.5 | 1566310 | 1655935.5356 | 754922.6 | 0 | 450097.8 | 0 | 250352.6 | 0 | 5694.576 | 105240.7 | 9188.28 | 66230.28 | 0 | 0 | 0 | 0 | 305889200 | 0 | 305889200 | 3058.892 | 89625.5356 | 0 | 151.4723 | 113.2612 | 44380.1093
MsrNResSpltPkgAC-65to134-S13 | PreNResSpltPkgAC-65to-PEYes | Rt3 | 1985 | CZ12 | cDXGF | 0 | DXSZCap | 300.0818 | 120000.5 | 1509454 | 1577094.0755 | 754922.6 | 0 | 450097.8 | 0 | 201022.1 | 0 | 4742.178 | 98668.95 | 6787.474 | 65081.34 | 0 | 0 | 0 | 0 | 230853500 | 0 | 230853500 | 2308.535 | 67640.0755 | 0 | 151.4723 | 113.2612 | 44380.1097
MsrNResSpltPkgAC-65to134-S13 | PreNResSpltPkgAC-65to-PEYes | Rt3 | 1985 | CZ13 | cDXGF | 0 | DXSZCap | 335.7418 | 120000.5 | 1599504 | 1665891.1489 | 754922.6 | 0 | 450097.8 | 0 | 280589.4 | 0 | 4975.919 | 108916.8 | 7205.09 | 75072.09 | 0 | 0 | 0 | 0 | 226577300 | 0 | 226577300 | 2265.773 | 66387.1489 | 0 | 151.4723 | 113.2612 | 44380.1101
MsrNResSpltPkgAC-65to134-S13 | PreNResSpltPkgAC-65to-PEYes | Rt3 | 1985 | CZ14 | cDXGF | 0 | DXSZCap | 338.2485 | 120000.5 | 1559392 | 1623687.1875 | 754922.6 | 0 | 450097.8 | 0 | 244319.2 | 0 | 5975.9 | 104075.7 | 6972.031 | 67161.56 | 0 | 0 | 0 | 0 | 219437500 | 0 | 219437500 | 2194.375 | 64295.1875 | 0 | 151.4723 | 113.2612 | 44380.1106
MsrNResSpltPkgAC-65to134-S13 | PreNResSpltPkgAC-65to-PEYes | Rt3 | 1985 | CZ15 | cDXGF | 0 | DXSZCap | 432.3745 | 120000.5 | 1818683 | 1821149.4529 | 754922.6 | 0 | 450097.8 | 0 | 477401.7 | 0 | 1622.085 | 134637.6 | 500.795 | 112120.4 | 0 | 0 | 0 | 0 | 8417928 | 0 | 8417928 | 84.1793 | 2466.4529 | 0 | 151.4723 | 113.2612 | 44380.111
MsrNResSpltPkgAC-65to134-S13 | PreNResSpltPkgAC-65to-PEYes | Rt3 | 1985 | CZ16 | cDXGF | 0 | DXSZCap | 246.1758 | 120000.5 | 1388474 | 1717470.515 | 754922.6 | 0 | 450097.8 | 0 | 94174.33 | 0 | 7742.519 | 81534.45 | 17921.12 | 40999.82 | 0 | 0 | 0 | 0 | 1122855000 | 0 | 1122855000 | 11228.55 | 328996.515 | 0 | 151.4723 | 113.2612 | 44380.1114
MsrNResSpltPkgAC-65to134-S13 | PreNResSpltPkgAC-65to-PEYes | Rt3 | 1996 | CZ01 | cDXGF | 0 | DXSZCap | 210.5168 | 120000.5 | 1270752 | 1376835.4335 | 754922.6 | 0 | 430205.2 | 0 | 18279.87 | 0 | 5692.809 | 61651.19 | 8871.321 | 17209.59 | 0 | 0 | 0 | 0 | 362059500 | 0 | 362059500 | 3620.595 | 106083.4335 | 0 | 151.4723 | 108.2551 | 44380.1118
MsrNResSpltPkgAC-65to134-S13 | PreNResSpltPkgAC-65to-PEYes | Rt3 | 1996 | CZ02 | cDXGF | 0 | DXSZCap | 241.0416 | 120000.5 | 1402993 | 1461043.1855 | 754922.6 | 0 | 430205.2 | 0 | 133600.2 | 0 | 4713.461 | 79551.42 | 5189.403 | 49473.58 | 0 | 0 | 0 | 0 | 198123500 | 0 | 198123500 | 1981.235 | 58050.1855 | 0 | 151.4723 | 108.2551 | 44380.1122
MsrNResSpltPkgAC-65to134-S13 | PreNResSpltPkgAC-65to-PEYes | Rt3 | 1996 | CZ03 | cDXGF | 0 | DXSZCap | 221.7407 | 120000.5 | 1348831 | 1380864.8658 | 754922.6 | 0 | 430205.2 | 0 | 87409.09 | 0 | 2406.437 | 73887.34 | 3186.74 | 46171.6 | 0 | 0 | 0 | 0 | 109330600 | 0 | 109330600 | 1093.306 | 32033.8658 | 0 | 151.4723 | 108.2551 | 44380.1126
MsrNResSpltPkgAC-65to134-S13 | PreNResSpltPkgAC-65to-PEYes | Rt3 | 1996 | CZ04 | cDXGF | 0 | DXSZCap | 243.3443 | 120000.5 | 1441285 | 1467911.6475 | 754922.6 | 0 | 430205.2 | 0 | 169379 | 0 | 2689.838 | 84088.77 | 2717.593 | 60466.97 | 0 | 0 | 0 | 0 | 90875930 | 0 | 90875930 | 908.7593 | 26626.6475 | 0 | 151.4723 | 108.2551 | 44380.113
MsrNResSpltPkgAC-65to134-S13 | PreNResSpltPkgAC-65to-PEYes | Rt3 | 1996 | CZ05 | cDXGF | 0 | DXSZCap | 221.6945 | 120000.5 | 1366106 | 1385262.0499 | 754922.6 | 0 | 430205.2 | 0 | 103543.9 | 0 | 2769.479 | 74664.9 | 2071.131 | 50511.58 | 0 | 0 | 0 | 0 | 65379010 | 0 | 65379010 | 653.7901 | 19156.0499 | 0 | 151.4723 | 108.2551 | 44380.1134
MsrNResSpltPkgAC-65to134-S13 | PreNResSpltPkgAC-65to-PEYes | Rt3 | 1996 | CZ06 | cDXGF | 0 | DXSZCap | 238.9959 | 120000.5 | 1468192 | 1472560.4894 | 754922.6 | 0 | 430205.2 | 0 | 202329.3 | 0 | 976.0997 | 79759.58 | 655.994 | 65164.81 | 0 | 0 | 0 | 0 | 14909520 | 0 | 14909520 | 149.0952 | 4368.4894 | 0 | 151.4723 | 108.2551 | 44380.1138
MsrNResSpltPkgAC-65to134-S13 | PreNResSpltPkgAC-65to-PEYes | Rt3 | 1996 | CZ07 | cDXGF | 0 | DXSZCap | 232.7432 | 120000.5 | 1448015 | 1449588.2219 | 754922.6 | 0 | 430205.2 | 0 | 181490 | 0 | 471.6824 | 80926.19 | 279.287 | 67850.14 | 0 | 0 | 0 | 0 | 5369358 | 0 | 5369358 | 53.6936 | 1573.2219 | 0 | 151.4723 | 108.2551 | 44380.1142
MsrNResSpltPkgAC-65to134-S13 | PreNResSpltPkgAC-65to-PEYes | Rt3 | 1996 | CZ08 | cDXGF | 0 | DXSZCap | 262.5134 | 120000.5 | 1525205 | 1528475.7795 | 754922.6 | 0 | 430205.2 | 0 | 250343.7 | 0 | 1155.406 | 88579.01 | 473.58 | 73911.8 | 0 | 0 | 0 | 0 | 11163070 | 0 | 11163070 | 111.6307 | 3270.7795 | 0 | 151.4723 | 108.2551 | 44380.1147
MsrNResSpltPkgAC-65to134-S13 | PreNResSpltPkgAC-65to-PEYes | Rt3 | 1996 | CZ09 | cDXGF | 0 | DXSZCap | 328.1975 | 120000.5 | 1519039 | 1528853.9199 | 754922.6 | 0 | 430205.2 | 0 | 231625.7 | 0 | 2071.556 | 100214.7 | 1470.339 | 72905.78 | 0 | 0 | 0 | 0 | 33498020 | 0 | 33498020 | 334.9802 | 9814.9199 | 0 | 151.4723 | 108.2551 | 44380.1151
MsrNResSpltPkgAC-65to134-S13 | PreNResSpltPkgAC-65to-PEYes | Rt3 | 1996 | CZ10 | cDXGF | 0 | DXSZCap | 301.7544 | 120000.5 | 1545598 | 1562677.3831 | 754922.6 | 0 | 430205.2 | 0 | 260473.5 | 0 | 2796.284 | 97200.47 | 2142.507 | 73783.94 | 0 | 0 | 0 | 0 | 58291410 | 0 | 58291410 | 582.9141 | 17079.3831 | 0 | 151.4723 | 108.2551 | 44380.1155
MsrNResSpltPkgAC-65to134-S13 | PreNResSpltPkgAC-65to-PEYes | Rt3 | 1996 | CZ11 | cDXGF | 0 | DXSZCap | 330.8107 | 120000.5 | 1540480 | 1631776.5732 | 754922.6 | 0 | 430205.2 | 0 | 245885.8 | 0 | 5632.106 | 103833.9 | 9340.997 | 65093.06 | 0 | 0 | 0 | 0 | 311592400 | 0 | 311592400 | 3115.924 | 91296.5732 | 0 | 151.4723 | 108.2551 | 44380.1159
MsrNResSpltPkgAC-65to134-S13 | PreNResSpltPkgAC-65to-PEYes | Rt3 | 1996 | CZ12 | cDXGF | 0 | DXSZCap | 296.6604 | 120000.5 | 1484099 | 1553173.5742 | 754922.6 | 0 | 430205.2 | 0 | 197042 | 0 | 4688.131 | 97241.09 | 6875.826 | 63906.2 | 0 | 0 | 0 | 0 | 235749400 | 0 | 235749400 | 2357.494 | 69074.5742 | 0 | 151.4723 | 108.2551 | 44380.1164
MsrNResSpltPkgAC-65to134-S13 | PreNResSpltPkgAC-65to-PEYes | Rt3 | 1996 | CZ13 | cDXGF | 0 | DXSZCap | 331.8676 | 120000.5 | 1573207 | 1641132.4868 | 754922.6 | 0 | 430205.2 | 0 | 275763.5 | 0 | 4918.476 | 107397.1 | 7322.042 | 73818.02 | 0 | 0 | 0 | 0 | 231827600 | 0 | 231827600 | 2318.276 | 67925.4868 | 0 | 151.4723 | 108.2551 | 44380.1168
MsrNResSpltPkgAC-65to134-S13 | PreNResSpltPkgAC-65to-PEYes | Rt3 | 1996 | CZ14 | cDXGF | 0 | DXSZCap | 334.2953 | 120000.5 | 1533241 | 1599182.5252 | 754922.6 | 0 | 430205.2 | 0 | 239607.6 | 0 | 5906.039 | 102600 | 7109.378 | 65892.09 | 0 | 0 | 0 | 0 | 225056400 | 0 | 225056400 | 2250.564 | 65941.5252 | 0 | 151.4723 | 108.2551 | 44380.1172
MsrNResSpltPkgAC-65to134-S13 | PreNResSpltPkgAC-65to-PEYes | Rt3 | 1996 | CZ15 | cDXGF | 0 | DXSZCap | 428.1458 | 120000.5 | 1789791 | 1792346.3397 | 754922.6 | 0 | 430205.2 | 0 | 470016.2 | 0 | 1606.22 | 133040.4 | 521.2491 | 110615.5 | 0 | 0 | 0 | 0 | 8721296 | 0 | 8721296 | 87.213 | 2555.3397 | 0 | 151.4723 | 108.2551 | 44380.1177
MsrNResSpltPkgAC-65to134-S13 | PreNResSpltPkgAC-65to-PEYes | Rt3 | 1996 | CZ16 | cDXGF | 0 | DXSZCap | 242.1501 | 120000.5 | 1364888 | 1697827.123 | 754922.6 | 0 | 430205.2 | 0 | 92078.63 | 0 | 7615.94 | 80066.23 | 17993.36 | 40094.1 | 0 | 0 | 0 | 0 | 1136311000 | 0 | 1136311000 | 11363.11 | 332939.123 | 0 | 151.4723 | 108.2551 | 44380.1181
MsrNResSpltPkgAC-65to134-S13 | PreNResSpltPkgAC-65to-PEYes | Rt3 | 2003 | CZ01 | cDXGF | 0 | DXSZCap | 207.936 | 120000.5 | 1249355 | 1358703.4204 | 754922.6 | 0 | 410310 | 0 | 17689.64 | 0 | 5622.985 | 60809.79 | 9085.618 | 16679.27 | 0 | 0 | 0 | 0 | 373202800 | 0 | 373202800 | 3732.028 | 109348.4204 | 0 | 151.4723 | 103.2491 | 44380.1185
MsrNResSpltPkgAC-65to134-S13 | PreNResSpltPkgAC-65to-PEYes | Rt3 | 2003 | CZ02 | cDXGF | 0 | DXSZCap | 237.6022 | 120000.5 | 1379115 | 1437366.2128 | 754922.6 | 0 | 410310 | 0 | 130948.4 | 0 | 4646.202 | 78286.75 | 5192.78 | 48561.05 | 0 | 0 | 0 | 0 | 198809600 | 0 | 198809600 | 1988.096 | 58251.2128 | 0 | 151.4723 | 103.2491 | 44380.1189
MsrNResSpltPkgAC-65to134-S13 | PreNResSpltPkgAC-65to-PEYes | Rt3 | 2003 | CZ03 | cDXGF | 0 | DXSZCap | 219.2918 | 120000.5 | 1326825 | 1359042.5768 | 754922.6 | 0 | 410310 | 0 | 86181.9 | 0 | 2379.857 | 73029.82 | 3208.922 | 45569.64 | 0 | 0 | 0 | 0 | 109957600 | 0 | 109957600 | 1099.576 | 32217.5768 | 0 | 151.4723 | 103.2491 | 44380.1193
MsrNResSpltPkgAC-65to134-S13 | PreNResSpltPkgAC-65to-PEYes | Rt3 | 2003 | CZ04 | cDXGF | 0 | DXSZCap | 241.1125 | 120000.5 | 1418364 | 1445193.0548 | 754922.6 | 0 | 410310 | 0 | 167252.3 | 0 | 2665.159 | 83213.24 | 2727.09 | 59739.2 | 0 | 0 | 0 | 0 | 91566740 | 0 | 91566740 | 915.6674 | 26829.0548 | 0 | 151.4723 | 103.2491 | 44380.1197
MsrNResSpltPkgAC-65to134-S13 | PreNResSpltPkgAC-65to-PEYes | Rt3 | 2003 | CZ05 | cDXGF | 0 | DXSZCap | 219.2852 | 120000.5 | 1343808 | 1362994.9937 | 754922.6 | 0 | 410310 | 0 | 102038.2 | 0 | 2739.39 | 73797.1 | 2075.584 | 49869.47 | 0 | 0 | 0 | 0 | 65484620 | 0 | 65484620 | 654.8462 | 19186.9937 | 0 | 151.4723 | 103.2491 | 44380.1202
MsrNResSpltPkgAC-65to134-S13 | PreNResSpltPkgAC-65to-PEYes | Rt3 | 2003 | CZ06 | cDXGF | 0 | DXSZCap | 236.4705 | 120000.5 | 1445078 | 1449440.3334 | 754922.6 | 0 | 410310 | 0 | 199984.7 | 0 | 965.7851 | 78894.38 | 654.9933 | 64430.65 | 0 | 0 | 0 | 0 | 14888510 | 0 | 14888510 | 148.8851 | 4362.3334 | 0 | 151.4723 | 103.2491 | 44380.1206
MsrNResSpltPkgAC-65to134-S13 | PreNResSpltPkgAC-65to-PEYes | Rt3 | 2003 | CZ07 | cDXGF | 0 | DXSZCap | 230.2764 | 120000.5 | 1425037 | 1426616.3597 | 754922.6 | 0 | 410310 | 0 | 179300.8 | 0 | 466.6834 | 80036.28 | 282.3794 | 67073.05 | 0 | 0 | 0 | 0 | 5390306 | 0 | 5390306 | 53.9031 | 1579.3597 | 0 | 151.4723 | 103.2491 | 44380.121
MsrNResSpltPkgAC-65to134-S13 | PreNResSpltPkgAC-65to-PEYes | Rt3 | 2003 | CZ08 | cDXGF | 0 | DXSZCap | 260.3168 | 120000.5 | 1501541 | 1504819.5616 | 754922.6 | 0 | 410310 | 0 | 247450.3 | 0 | 1145.739 | 87711.58 | 470.3154 | 73098.44 | 0 | 0 | 0 | 0 | 11189630 | 0 | 11189630 | 111.8963 | 3278.5616 | 0 | 151.4723 | 103.2491 | 44380.1214
MsrNResSpltPkgAC-65to134-S13 | PreNResSpltPkgAC-65to-PEYes | Rt3 | 2003 | CZ09 | cDXGF | 0 | DXSZCap | 325.8816 | 120000.5 | 1495694 | 1505564.8506 | 754922.6 | 0 | 410310 | 0 | 228984.9 | 0 | 2056.936 | 99418.5 | 1475.458 | 72197.86 | 0 | 0 | 0 | 0 | 33688910 | 0 | 33688910 | 336.8891 | 9870.8506 | 0 | 151.4723 | 103.2491 | 44380.1219
MsrNResSpltPkgAC-65to134-S13 | PreNResSpltPkgAC-65to-PEYes | Rt3 | 2003 | CZ10 | cDXGF | 0 | DXSZCap | 296.0017 | 120000.5 | 1518366 | 1533425.0632 | 754922.6 | 0 | 410310 | 0 | 255075.9 | 0 | 2742.976 | 95313.19 | 1912.265 | 72460.52 | 0 | 0 | 0 | 0 | 51396120 | 0 | 51396120 | 513.9612 | 15059.0632 | 0 | 151.4723 | 103.2491 | 44380.1223
MsrNResSpltPkgAC-65to134-S13 | PreNResSpltPkgAC-65to-PEYes | Rt3 | 2003 | CZ11 | cDXGF | 0 | DXSZCap | 328.1696 | 120000.5 | 1516605 | 1610297.7858 | 754922.6 | 0 | 410310 | 0 | 242922.6 | 0 | 5587.136 | 102862.3 | 9546.892 | 64284.15 | 0 | 0 | 0 | 0 | 319770600 | 0 | 319770600 | 3197.706 | 93692.7858 | 0 | 151.4723 | 103.2491 | 44380.1227
MsrNResSpltPkgAC-65to134-S13 | PreNResSpltPkgAC-65to-PEYes | Rt3 | 2003 | CZ12 | cDXGF | 0 | DXSZCap | 294.2246 | 120000.5 | 1460447 | 1531504.5982 | 754922.6 | 0 | 410310 | 0 | 194314 | 0 | 4649.624 | 96249.19 | 7013.854 | 63076.96 | 0 | 0 | 0 | 0 | 242517400 | 0 | 242517400 | 2425.174 | 71057.5982 | 0 | 151.4723 | 103.2491 | 44380.1231
MsrNResSpltPkgAC-65to134-S13 | PreNResSpltPkgAC-65to-PEYes | Rt3 | 2003 | CZ13 | cDXGF | 0 | DXSZCap | 329.2854 | 120000.5 | 1549021 | 1618917.1755 | 754922.6 | 0 | 410310 | 0 | 272522.6 | 0 | 4880.217 | 106385.5 | 7479.094 | 72976.75 | 0 | 0 | 0 | 0 | 238553500 | 0 | 238553500 | 2385.535 | 69896.1755 | 0 | 151.4723 | 103.2491 | 44380.1235
MsrNResSpltPkgAC-65to134-S13 | PreNResSpltPkgAC-65to-PEYes | Rt3 | 2003 | CZ14 | cDXGF | 0 | DXSZCap | 331.874 | 120000.5 | 1509549 | 1577429.8629 | 754922.6 | 0 | 410310 | 0 | 236750.5 | 0 | 5863.307 | 101700.6 | 7262.316 | 65087.23 | 0 | 0 | 0 | 0 | 231675300 | 0 | 231675300 | 2316.753 | 67880.8629 | 0 | 151.4723 | 103.2491 | 44380.1239
MsrNResSpltPkgAC-65to134-S13 | PreNResSpltPkgAC-65to-PEYes | Rt3 | 2003 | CZ15 | cDXGF | 0 | DXSZCap | 425.6083 | 120000.5 | 1764437 | 1767110.1064 | 754922.6 | 0 | 410310 | 0 | 465519.5 | 0 | 1596.702 | 132086.6 | 544.8536 | 109652.8 | 0 | 0 | 0 | 0 | 9123230 | 0 | 9123230 | 91.2323 | 2673.1064 | 0 | 151.4723 | 103.2491 | 44380.1244
MsrNResSpltPkgAC-65to134-S13 | PreNResSpltPkgAC-65to-PEYes | Rt3 | 2003 | CZ16 | cDXGF | 0 | DXSZCap | 239.4555 | 120000.5 | 1342537 | 1680669.548 | 754922.6 | 0 | 410310 | 0 | 90678.26 | 0 | 7531.179 | 79094.64 | 18097.79 | 39505.72 | 0 | 0 | 0 | 0 | 1154036000 | 0 | 1154036000 | 11540.36 | 338132.548 | 0 | 151.4723 | 103.2491 | 44380.1248
MsrNResSpltPkgAC-65to134-S13 | PreNResSpltPkgAC-65to-PEYes | Rt3 | 2007 | CZ01 | cDXGF | 0 | DXSZCap | 207.8902 | 120000.5 | 1249426 | 1354733.1593 | 754922.6 | 0 | 410310 | 0 | 17758.41 | 0 | 5621.77 | 60812.79 | 8826.669 | 16741.29 | 0 | 0 | 0 | 0 | 359410100 | 0 | 359410100 | 3594.101 | 105307.1593 | 0 | 151.4723 | 103.2491 | 44380.1252
MsrNResSpltPkgAC-65to134-S13 | PreNResSpltPkgAC-65to-PEYes | Rt3 | 2007 | CZ02 | cDXGF | 0 | DXSZCap | 236.7943 | 120000.5 | 1378863 | 1434302.1746 | 754922.6 | 0 | 410310 | 0 | 130897.4 | 0 | 4630.431 | 78100.96 | 4967.483 | 48580.25 | 0 | 0 | 0 | 0 | 189212200 | 0 | 189212200 | 1892.122 | 55439.1746 | 0 | 151.4723 | 103.2491 | 44380.1256
MsrNResSpltPkgAC-65to134-S13 | PreNResSpltPkgAC-65to-PEYes | Rt3 | 2007 | CZ03 | cDXGF | 0 | DXSZCap | 219.2324 | 120000.5 | 1326886 | 1357403.1806 | 754922.6 | 0 | 410310 | 0 | 86242.29 | 0 | 2379.209 | 73031.45 | 3061.066 | 45639.47 | 0 | 0 | 0 | 0 | 104154200 | 0 | 104154200 | 1041.542 | 30517.1806 | 0 | 151.4723 | 103.2491 | 44380.1261
MsrNResSpltPkgAC-65to134-S13 | PreNResSpltPkgAC-65to-PEYes | Rt3 | 2007 | CZ04 | cDXGF | 0 | DXSZCap | 240.2506 | 120000.5 | 1418056 | 1443348.5951 | 754922.6 | 0 | 410310 | 0 | 167147.8 | 0 | 2655.64 | 83019.63 | 2588.342 | 59762.72 | 0 | 0 | 0 | 0 | 86322850 | 0 | 86322850 | 863.2285 | 25292.5951 | 0 | 151.4723 | 103.2491 | 44380.1265
MsrNResSpltPkgAC-65to134-S13 | PreNResSpltPkgAC-65to-PEYes | Rt3 | 2007 | CZ05 | cDXGF | 0 | DXSZCap | 219.2279 | 120000.5 | 1343925 | 1362128.3048 | 754922.6 | 0 | 410310 | 0 | 102151.5 | 0 | 2738.667 | 73801.91 | 1975.225 | 49947.62 | 0 | 0 | 0 | 0 | 62127320 | 0 | 62127320 | 621.2732 | 18203.3048 | 0 | 151.4723 | 103.2491 | 44380.1269
MsrNResSpltPkgAC-65to134-S13 | PreNResSpltPkgAC-65to-PEYes | Rt3 | 2007 | CZ06 | cDXGF | 0 | DXSZCap | 236.4705 | 120000.5 | 1445078 | 1449440.3334 | 754922.6 | 0 | 410310 | 0 | 199984.7 | 0 | 965.7851 | 78894.38 | 654.9933 | 64430.65 | 0 | 0 | 0 | 0 | 14888510 | 0 | 14888510 | 148.8851 | 4362.3334 | 0 | 151.4723 | 103.2491 | 44380.1273
MsrNResSpltPkgAC-65to134-S13 | PreNResSpltPkgAC-65to-PEYes | Rt3 | 2007 | CZ07 | cDXGF | 0 | DXSZCap | 230.2764 | 120000.5 | 1425037 | 1426616.3597 | 754922.6 | 0 | 410310 | 0 | 179300.8 | 0 | 466.6834 | 80036.28 | 282.3794 | 67073.05 | 0 | 0 | 0 | 0 | 5390306 | 0 | 5390306 | 53.9031 | 1579.3597 | 0 | 151.4723 | 103.2491 | 44380.1278
MsrNResSpltPkgAC-65to134-S13 | PreNResSpltPkgAC-65to-PEYes | Rt3 | 2007 | CZ08 | cDXGF | 0 | DXSZCap | 260.3168 | 120000.5 | 1501541 | 1504819.5616 | 754922.6 | 0 | 410310 | 0 | 247450.3 | 0 | 1145.739 | 87711.58 | 470.3154 | 73098.44 | 0 | 0 | 0 | 0 | 11189630 | 0 | 11189630 | 111.8963 | 3278.5616 | 0 | 151.4723 | 103.2491 | 44380.1282
MsrNResSpltPkgAC-65to134-S13 | PreNResSpltPkgAC-65to-PEYes | Rt3 | 2007 | CZ09 | cDXGF | 0 | DXSZCap | 325.8816 | 120000.5 | 1495694 | 1505564.8506 | 754922.6 | 0 | 410310 | 0 | 228984.9 | 0 | 2056.936 | 99418.5 | 1475.458 | 72197.86 | 0 | 0 | 0 | 0 | 33688910 | 0 | 33688910 | 336.8891 | 9870.8506 | 0 | 151.4723 | 103.2491 | 44380.1286
MsrNResSpltPkgAC-65to134-S13 | PreNResSpltPkgAC-65to-PEYes | Rt3 | 2007 | CZ10 | cDXGF | 0 | DXSZCap | 294.9498 | 120000.5 | 1517554 | 1531635.5741 | 754922.6 | 0 | 410310 | 0 | 254550.3 | 0 | 2733.23 | 95037.51 | 1792.737 | 72344.49 | 0 | 0 | 0 | 0 | 48059980 | 0 | 48059980 | 480.5998 | 14081.5741 | 0 | 151.4723 | 103.2491 | 44380.129
MsrNResSpltPkgAC-65to134-S13 | PreNResSpltPkgAC-65to-PEYes | Rt3 | 2007 | CZ11 | cDXGF | 0 | DXSZCap | 326.8985 | 120000.5 | 1515497 | 1604836.6555 | 754922.6 | 0 | 410310 | 0 | 242191.5 | 0 | 5565.485 | 102506.3 | 9205.731 | 64151.36 | 0 | 0 | 0 | 0 | 304913500 | 0 | 304913500 | 3049.135 | 89339.6555 | 0 | 151.4723 | 103.2491 | 44380.1294
MsrNResSpltPkgAC-65to134-S13 | PreNResSpltPkgAC-65to-PEYes | Rt3 | 2007 | CZ12 | cDXGF | 0 | DXSZCap | 293.0187 | 120000.5 | 1459729 | 1527239.5988 | 754922.6 | 0 | 410310 | 0 | 193928.4 | 0 | 4630.579 | 95936.45 | 6751.839 | 62975.2 | 0 | 0 | 0 | 0 | 230411600 | 0 | 230411600 | 2304.116 | 67510.5988 | 0 | 151.4723 | 103.2491 | 44380.1298
MsrNResSpltPkgAC-65to134-S13 | PreNResSpltPkgAC-65to-PEYes | Rt3 | 2007 | CZ13 | cDXGF | 0 | DXSZCap | 328.0433 | 120000.5 | 1547647 | 1613928.8447 | 754922.6 | 0 | 410310 | 0 | 271536.1 | 0 | 4861.806 | 106015.8 | 7179.774 | 72791.91 | 0 | 0 | 0 | 0 | 226217900 | 0 | 226217900 | 2262.179 | 66281.8447 | 0 | 151.4723 | 103.2491 | 44380.1303
MsrNResSpltPkgAC-65to134-S13 | PreNResSpltPkgAC-65to-PEYes | Rt3 | 2007 | CZ14 | cDXGF | 0 | DXSZCap | 330.6486 | 120000.5 | 1508446 | 1572739.576 | 754922.6 | 0 | 410310 | 0 | 236007.3 | 0 | 5841.626 | 101362.1 | 6967.7 | 64994.5 | 0 | 0 | 0 | 0 | 219432000 | 0 | 219432000 | 2194.32 | 64293.576 | 0 | 151.4723 | 103.2491 | 44380.1307
MsrNResSpltPkgAC-65to134-S13 | PreNResSpltPkgAC-65to-PEYes | Rt3 | 2007 | CZ15 | cDXGF | 0 | DXSZCap | 424.0519 | 120000.5 | 1761892 | 1764273.4343 | 754922.6 | 0 | 410310 | 0 | 463463 | 0 | 1590.86 | 131604.1 | 488.8004 | 109326.6 | 0 | 0 | 0 | 0 | 8127762 | 0 | 8127762 | 81.2776 | 2381.4343 | 0 | 151.4723 | 103.2491 | 44380.1311
MsrNResSpltPkgAC-65to134-S13 | PreNResSpltPkgAC-65to-PEYes | Rt3 | 2007 | CZ16 | cDXGF | 0 | DXSZCap | 239.3683 | 120000.5 | 1342392 | 1672961.339 | 754922.6 | 0 | 410310 | 0 | 90573.16 | 0 | 7528.426 | 79057.16 | 17927.71 | 39505.18 | 0 | 0 | 0 | 0 | 1128223000 | 0 | 1128223000 | 11282.23 | 330569.339 | 0 | 151.4723 | 103.2491 | 44380.1315
MsrNResSpltPkgAC-65to134-S13 | PreNResSpltPkgAC-65to-PEYes | Rt3 | 2011 | CZ01 | cDXGF | 0 | DXSZCap | 204.9308 | 120000.5 | 1250980 | 1329834.9142 | 754922.6 | 0 | 410310 | 0 | 19733.72 | 0 | 5541.739 | 60472.19 | 7055.466 | 18493.76 | 0 | 0 | 0 | 0 | 269129400 | 0 | 269129400 | 2691.294 | 78854.9142 | 0 | 151.4723 | 103.2491 | 44380.1319
MsrNResSpltPkgAC-65to134-S13 | PreNResSpltPkgAC-65to-PEYes | Rt3 | 2011 | CZ02 | cDXGF | 0 | DXSZCap | 235.9873 | 120000.5 | 1378616 | 1431369.1557 | 754922.6 | 0 | 410310 | 0 | 130849.7 | 0 | 4614.616 | 77917.04 | 4778.961 | 48592.64 | 0 | 0 | 0 | 0 | 180044900 | 0 | 180044900 | 1800.449 | 52753.1557 | 0 | 151.4723 | 103.2491 | 44380.1323
MsrNResSpltPkgAC-65to134-S13 | PreNResSpltPkgAC-65to-PEYes | Rt3 | 2011 | CZ03 | cDXGF | 0 | DXSZCap | 219.1701 | 120000.5 | 1326953 | 1355863.269 | 754922.6 | 0 | 410310 | 0 | 86308.35 | 0 | 2378.531 | 73033.26 | 2901.44 | 45715.97 | 0 | 0 | 0 | 0 | 98669860 | 0 | 98669860 | 986.6986 | 28910.269 | 0 | 151.4723 | 103.2491 | 44380.1327
MsrNResSpltPkgAC-65to134-S13 | PreNResSpltPkgAC-65to-PEYes | Rt3 | 2011 | CZ04 | cDXGF | 0 | DXSZCap | 239.3721 | 120000.5 | 1417764 | 1441602.9195 | 754922.6 | 0 | 410310 | 0 | 167056.6 | 0 | 2645.919 | 82828.15 | 2445.747 | 59783.66 | 0 | 0 | 0 | 0 | 81361500 | 0 | 81361500 | 813.615 | 23838.9195 | 0 | 151.4723 | 103.2491 | 44380.1332
MsrNResSpltPkgAC-65to134-S13 | PreNResSpltPkgAC-65to-PEYes | Rt3 | 2011 | CZ05 | cDXGF | 0 | DXSZCap | 219.2279 | 120000.5 | 1343925 | 1362128.3048 | 754922.6 | 0 | 410310 | 0 | 102151.5 | 0 | 2738.667 | 73801.91 | 1975.225 | 49947.62 | 0 | 0 | 0 | 0 | 62127320 | 0 | 62127320 | 621.2732 | 18203.3048 | 0 | 151.4723 | 103.2491 | 44380.1336
MsrNResSpltPkgAC-65to134-S13 | PreNResSpltPkgAC-65to-PEYes | Rt3 | 2011 | CZ06 | cDXGF | 0 | DXSZCap | 236.4705 | 120000.5 | 1445078 | 1449440.3334 | 754922.6 | 0 | 410310 | 0 | 199984.7 | 0 | 965.7851 | 78894.38 | 654.9933 | 64430.65 | 0 | 0 | 0 | 0 | 14888510 | 0 | 14888510 | 148.8851 | 4362.3334 | 0 | 151.4723 | 103.2491 | 44380.134
MsrNResSpltPkgAC-65to134-S13 | PreNResSpltPkgAC-65to-PEYes | Rt3 | 2011 | CZ07 | cDXGF | 0 | DXSZCap | 230.2111 | 120000.5 | 1425006 | 1426452.7364 | 754922.6 | 0 | 410310 | 0 | 179279.4 | 0 | 466.5512 | 80026.81 | 261.2679 | 67126.05 | 0 | 0 | 0 | 0 | 4937667 | 0 | 4937667 | 49.3767 | 1446.7364 | 0 | 151.4723 | 103.2491 | 44380.1344
MsrNResSpltPkgAC-65to134-S13 | PreNResSpltPkgAC-65to-PEYes | Rt3 | 2011 | CZ08 | cDXGF | 0 | DXSZCap | 259.4871 | 120000.5 | 1500989 | 1503979.4811 | 754922.6 | 0 | 410310 | 0 | 247106.1 | 0 | 1142.087 | 87507.92 | 434.8569 | 73045.12 | 0 | 0 | 0 | 0 | 10206420 | 0 | 10206420 | 102.0642 | 2990.4811 | 0 | 151.4723 | 103.2491 | 44380.1348
MsrNResSpltPkgAC-65to134-S13 | PreNResSpltPkgAC-65to-PEYes | Rt3 | 2011 | CZ09 | cDXGF | 0 | DXSZCap | 321.7406 | 120000.5 | 1493006 | 1500130.3184 | 754922.6 | 0 | 410310 | 0 | 227391 | 0 | 2030.804 | 98350.66 | 1117.933 | 71899.81 | 0 | 0 | 0 | 0 | 24315080 | 0 | 24315080 | 243.1508 | 7124.3184 | 0 | 151.4723 | 103.2491 | 44380.1352
MsrNResSpltPkgAC-65to134-S13 | PreNResSpltPkgAC-65to-PEYes | Rt3 | 2011 | CZ10 | cDXGF | 0 | DXSZCap | 293.8692 | 120000.5 | 1516738 | 1529933.715 | 754922.6 | 0 | 410310 | 0 | 254024.6 | 0 | 2723.215 | 94756.25 | 1683.359 | 72240.47 | 0 | 0 | 0 | 0 | 45036570 | 0 | 45036570 | 450.3657 | 13195.715 | 0 | 151.4723 | 103.2491 | 44380.1357
MsrNResSpltPkgAC-65to134-S13 | PreNResSpltPkgAC-65to-PEYes | Rt3 | 2011 | CZ11 | cDXGF | 0 | DXSZCap | 305.7389 | 120000.5 | 1499311 | 1534062.7631 | 754922.6 | 0 | 410310 | 0 | 232315.2 | 0 | 5205.255 | 96556.78 | 4312.733 | 62960.93 | 0 | 0 | 0 | 0 | 118606700 | 0 | 118606700 | 1186.067 | 34751.7631 | 0 | 151.4723 | 103.2491 | 44380.1361
MsrNResSpltPkgAC-65to134-S13 | PreNResSpltPkgAC-65to-PEYes | Rt3 | 2011 | CZ12 | cDXGF | 0 | DXSZCap | 285.7884 | 120000.5 | 1456056 | 1504231.0307 | 754922.6 | 0 | 410310 | 0 | 192161.1 | 0 | 4516.313 | 94145.27 | 5094.238 | 62757 | 0 | 0 | 0 | 0 | 164419900 | 0 | 164419900 | 1644.199 | 48175.0307 | 0 | 151.4723 | 103.2491 | 44380.1365
MsrNResSpltPkgAC-65to134-S13 | PreNResSpltPkgAC-65to-PEYes | Rt3 | 2011 | CZ13 | cDXGF | 0 | DXSZCap | 312.1147 | 120000.5 | 1533187 | 1567508.6391 | 754922.6 | 0 | 410310 | 0 | 261927.7 | 0 | 4625.744 | 101401.1 | 4158.777 | 71116.4 | 0 | 0 | 0 | 0 | 117138700 | 0 | 117138700 | 1171.387 | 34321.6391 | 0 | 151.4723 | 103.2491 | 44380.137
MsrNResSpltPkgAC-65to134-S13 | PreNResSpltPkgAC-65to-PEYes | Rt3 | 2011 | CZ14 | cDXGF | 0 | DXSZCap | 308.7078 | 120000.5 | 1494204 | 1518141.0276 | 754922.6 | 0 | 410310 | 0 | 227784.5 | 0 | 5454.016 | 95731.65 | 3121.514 | 64221.53 | 0 | 0 | 0 | 0 | 81696340 | 0 | 81696340 | 816.9634 | 23937.0276 | 0 | 151.4723 | 103.2491 | 44380.1374
MsrNResSpltPkgAC-65to134-S13 | PreNResSpltPkgAC-65to-PEYes | Rt3 | 2011 | CZ15 | cDXGF | 0 | DXSZCap | 397.6591 | 120000.5 | 1722635 | 1723099.4053 | 754922.6 | 0 | 410310 | 0 | 432709.9 | 0 | 1491.844 | 123199.2 | 108.5647 | 103850.4 | 0 | 0 | 0 | 0 | 1585001 | 0 | 1585001 | 15.85 | 464.4053 | 0 | 151.4723 | 103.2491 | 44380.1378
MsrNResSpltPkgAC-65to134-S13 | PreNResSpltPkgAC-65to-PEYes | Rt3 | 2011 | CZ16 | cDXGF | 0 | DXSZCap | 221.6859 | 120000.5 | 1336383 | 1498614.2579 | 754922.6 | 0 | 410310 | 0 | 89749.53 | 0 | 6972.146 | 74426.99 | 11284.8 | 39821.11 | 0 | 0 | 0 | 0 | 553690300 | 0 | 553690300 | 5536.903 | 162231.2579 | 0 | 151.4723 | 103.2491 | 44380.1382
MsrNResSpltPkgAC-65to134-S13 | PreNResSpltPkgAC-65to-PEYes | Rt3 | 2015 | CZ01 | cDXGF | 0 | DXSZCap | 192.9598 | 120000.5 | 1125817 | 1233403.4649 | 638134.9 | 0 | 410310 | 0 | 15868.16 | 0 | 5218.021 | 56284.21 | 9013.848 | 15029.22 | 0 | 0 | 0 | 0 | 367189300 | 0 | 367189300 | 3671.893 | 107586.4649 | 0 | 128.9326 | 103.2491 | 44380.1386
MsrNResSpltPkgAC-65to134-S13 | PreNResSpltPkgAC-65to-PEYes | Rt3 | 2015 | CZ02 | cDXGF | 0 | DXSZCap | 226.6595 | 120000.5 | 1245991 | 1316087.8512 | 638134.9 | 0 | 410310 | 0 | 119605.1 | 0 | 4432.226 | 73507.37 | 6140.13 | 44200.72 | 0 | 0 | 0 | 0 | 239238400 | 0 | 239238400 | 2392.384 | 70096.8512 | 0 | 128.9326 | 103.2491 | 44380.1391
MsrNResSpltPkgAC-65to134-S13 | PreNResSpltPkgAC-65to-PEYes | Rt3 | 2015 | CZ03 | cDXGF | 0 | DXSZCap | 206.3658 | 120000.5 | 1194127 | 1234548.9284 | 638134.9 | 0 | 410310 | 0 | 75971.97 | 0 | 2239.581 | 67468.96 | 3818.374 | 40249.58 | 0 | 0 | 0 | 0 | 137958800 | 0 | 137958800 | 1379.588 | 40421.9284 | 0 | 128.9326 | 103.2491 | 44380.1395
MsrNResSpltPkgAC-65to134-S13 | PreNResSpltPkgAC-65to-PEYes | Rt3 | 2015 | CZ04 | cDXGF | 0 | DXSZCap | 228.8645 | 120000.5 | 1281322 | 1314007.8787 | 638134.9 | 0 | 410310 | 0 | 152784.3 | 0 | 2529.782 | 77562.16 | 3283.927 | 54384.29 | 0 | 0 | 0 | 0 | 111555900 | 0 | 111555900 | 1115.559 | 32685.8787 | 0 | 128.9326 | 103.2491 | 44380.1399
MsrNResSpltPkgAC-65to134-S13 | PreNResSpltPkgAC-65to-PEYes | Rt3 | 2015 | CZ05 | cDXGF | 0 | DXSZCap | 206.2608 | 120000.5 | 1209501 | 1235225.0991 | 638134.9 | 0 | 410310 | 0 | 90327.02 | 0 | 2576.674 | 68151.12 | 2606.158 | 44371.24 | 0 | 0 | 0 | 0 | 87795560 | 0 | 87795560 | 877.9556 | 25724.0991 | 0 | 128.9326 | 103.2491 | 44380.1403
MsrNResSpltPkgAC-65to134-S13 | PreNResSpltPkgAC-65to-PEYes | Rt3 | 2015 | CZ06 | cDXGF | 0 | DXSZCap | 223.5824 | 120000.5 | 1304831 | 1311449.6092 | 638134.9 | 0 | 410310 | 0 | 182244.9 | 0 | 913.1522 | 73226.96 | 915.9813 | 58648.42 | 0 | 0 | 0 | 0 | 22589110 | 0 | 22589110 | 225.8911 | 6618.6092 | 0 | 128.9326 | 103.2491 | 44380.1408
MsrNResSpltPkgAC-65to134-S13 | PreNResSpltPkgAC-65to-PEYes | Rt3 | 2015 | CZ07 | cDXGF | 0 | DXSZCap | 217.3082 | 120000.5 | 1285940 | 1288318.6522 | 638134.9 | 0 | 410310 | 0 | 162973.7 | 0 | 440.4019 | 74080.13 | 396.8116 | 60931.34 | 0 | 0 | 0 | 0 | 8118267 | 0 | 8118267 | 81.1827 | 2378.6522 | 0 | 128.9326 | 103.2491 | 44380.1412
MsrNResSpltPkgAC-65to134-S13 | PreNResSpltPkgAC-65to-PEYes | Rt3 | 2015 | CZ08 | cDXGF | 0 | DXSZCap | 249.8509 | 120000.5 | 1360483 | 1364835.5941 | 638134.9 | 0 | 410310 | 0 | 228511.2 | 0 | 1099.676 | 82426.77 | 633.0577 | 67518.73 | 0 | 0 | 0 | 0 | 14855270 | 0 | 14855270 | 148.5527 | 4352.5941 | 0 | 128.9326 | 103.2491 | 44380.1417
MsrNResSpltPkgAC-65to134-S13 | PreNResSpltPkgAC-65to-PEYes | Rt3 | 2015 | CZ09 | cDXGF | 0 | DXSZCap | 311.0995 | 120000.5 | 1355084 | 1364683.2133 | 638134.9 | 0 | 410310 | 0 | 210875.5 | 0 | 1963.633 | 93799.03 | 1534.734 | 67023.15 | 0 | 0 | 0 | 0 | 32761820 | 0 | 32761820 | 327.6182 | 9599.2133 | 0 | 128.9326 | 103.2491 | 44380.1421
MsrNResSpltPkgAC-65to134-S13 | PreNResSpltPkgAC-65to-PEYes | Rt3 | 2015 | CZ10 | cDXGF | 0 | DXSZCap | 285.0823 | 120000.5 | 1379174 | 1397198.9264 | 638134.9 | 0 | 410310 | 0 | 237676.9 | 0 | 2641.784 | 90409.23 | 2344.743 | 67684.48 | 0 | 0 | 0 | 0 | 61518520 | 0 | 61518520 | 615.1852 | 18024.9264 | 0 | 128.9326 | 103.2491 | 44380.1425
MsrNResSpltPkgAC-65to134-S13 | PreNResSpltPkgAC-65to-PEYes | Rt3 | 2015 | CZ11 | cDXGF | 0 | DXSZCap | 296.4078 | 120000.5 | 1363660 | 1409853.7061 | 638134.9 | 0 | 410310 | 0 | 217867.3 | 0 | 5046.396 | 92300.38 | 5824.663 | 58892.13 | 0 | 0 | 0 | 0 | 157657700 | 0 | 157657700 | 1576.577 | 46193.7061 | 0 | 128.9326 | 103.2491 | 44380.1429
MsrNResSpltPkgAC-65to134-S13 | PreNResSpltPkgAC-65to-PEYes | Rt3 | 2015 | CZ12 | cDXGF | 0 | DXSZCap | 276.9419 | 120000.5 | 1321407 | 1384297.6334 | 638134.9 | 0 | 410310 | 0 | 178863.9 | 0 | 4376.528 | 89721.52 | 6673.622 | 58453.91 | 0 | 0 | 0 | 0 | 214643800 | 0 | 214643800 | 2146.438 | 62890.6334 | 0 | 128.9326 | 103.2491 | 44380.1433
MsrNResSpltPkgAC-65to134-S13 | PreNResSpltPkgAC-65to-PEYes | Rt3 | 2015 | CZ13 | cDXGF | 0 | DXSZCap | 302.9633 | 120000.5 | 1396342 | 1441388.5818 | 638134.9 | 0 | 410310 | 0 | 246463.5 | 0 | 4490.128 | 96942.53 | 5620.508 | 66916.73 | 0 | 0 | 0 | 0 | 153742600 | 0 | 153742600 | 1537.426 | 45046.5818 | 0 | 128.9326 | 103.2491 | 44380.1437
MsrNResSpltPkgAC-65to134-S13 | PreNResSpltPkgAC-65to-PEYes | Rt3 | 2015 | CZ14 | cDXGF | 0 | DXSZCap | 299.6303 | 120000.5 | 1358116 | 1390467.6829 | 638134.9 | 0 | 410310 | 0 | 212835 | 0 | 5293.622 | 91541.18 | 4334.548 | 59961.3 | 0 | 0 | 0 | 0 | 110415300 | 0 | 110415300 | 1104.153 | 32351.6829 | 0 | 128.9326 | 103.2491 | 44380.1442
MsrNResSpltPkgAC-65to134-S13 | PreNResSpltPkgAC-65to-PEYes | Rt3 | 2015 | CZ15 | cDXGF | 0 | DXSZCap | 388.1819 | 120000.5 | 1579657 | 1580278.9098 | 638134.9 | 0 | 410310 | 0 | 410930.2 | 0 | 1456.291 | 118825 | 178.8823 | 99261.87 | 0 | 0 | 0 | 0 | 2122559 | 0 | 2122559 | 21.2256 | 621.9098 | 0 | 128.9326 | 103.2491 | 44380.1446
MsrNResSpltPkgAC-65to134-S13 | PreNResSpltPkgAC-65to-PEYes | Rt3 | 2015 | CZ16 | cDXGF | 0 | DXSZCap | 209.767 | 120000.5 | 1206671 | 1410378.5175 | 638134.9 | 0 | 410310 | 0 | 82040.84 | 0 | 6597.385 | 69586.48 | 12988.07 | 36214.16 | 0 | 0 | 0 | 0 | 695247500 | 0 | 695247500 | 6952.475 | 203707.5175 | 0 | 128.9326 | 103.2491 | 44380.145
MsrNResSpltPkgAC-65to134-S13 | PreNResSpltPkgAC-65to-PEYes | Rt3 | 2017 | CZ01 | cDXGF | 0 | DXSZCap | 192.5281 | 120000.5 | 1122203 | 1222670.649 | 634628.3 | 0 | 410310 | 0 | 15890.9 | 0 | 5206.381 | 56166.55 | 8572.406 | 15090.26 | 0 | 0 | 0 | 0 | 342893000 | 0 | 342893000 | 3428.93 | 100467.649 | 0 | 128.1949 | 103.2491 | 44380.1454
MsrNResSpltPkgAC-65to134-S13 | PreNResSpltPkgAC-65to-PEYes | Rt3 | 2017 | CZ02 | cDXGF | 0 | DXSZCap | 225.4908 | 120000.5 | 1241748 | 1309492.7937 | 634628.3 | 0 | 410310 | 0 | 119226.3 | 0 | 4409.361 | 73171.66 | 5971.901 | 44084.07 | 0 | 0 | 0 | 0 | 231210900 | 0 | 231210900 | 2312.109 | 67744.7937 | 0 | 128.1949 | 103.2491 | 44380.1458
MsrNResSpltPkgAC-65to134-S13 | PreNResSpltPkgAC-65to-PEYes | Rt3 | 2017 | CZ03 | cDXGF | 0 | DXSZCap | 205.9826 | 120000.5 | 1190242 | 1229159.5199 | 634628.3 | 0 | 410310 | 0 | 75745.64 | 0 | 2235.428 | 67320.36 | 3674.148 | 40176.67 | 0 | 0 | 0 | 0 | 132824300 | 0 | 132824300 | 1328.243 | 38917.5199 | 0 | 128.1949 | 103.2491 | 44380.1462
MsrNResSpltPkgAC-65to134-S13 | PreNResSpltPkgAC-65to-PEYes | Rt3 | 2017 | CZ04 | cDXGF | 0 | DXSZCap | 227.6926 | 120000.5 | 1276969 | 1308299.783 | 634628.3 | 0 | 410310 | 0 | 152290.7 | 0 | 2516.825 | 77221.14 | 3148.71 | 54243.73 | 0 | 0 | 0 | 0 | 106931000 | 0 | 106931000 | 1069.31 | 31330.783 | 0 | 128.1949 | 103.2491 | 44380.1467
MsrNResSpltPkgAC-65to134-S13 | PreNResSpltPkgAC-65to-PEYes | Rt3 | 2017 | CZ05 | cDXGF | 0 | DXSZCap | 205.8211 | 120000.5 | 1205746 | 1229562.9357 | 634628.3 | 0 | 410310 | 0 | 90227.34 | 0 | 2571.186 | 68006.53 | 2426.776 | 44380.59 | 0 | 0 | 0 | 0 | 81286470 | 0 | 81286470 | 812.8647 | 23816.9357 | 0 | 128.1949 | 103.2491 | 44380.1471
MsrNResSpltPkgAC-65to134-S13 | PreNResSpltPkgAC-65to-PEYes | Rt3 | 2017 | CZ06 | cDXGF | 0 | DXSZCap | 222.9223 | 120000.5 | 1300324 | 1305868.5093 | 634628.3 | 0 | 410310 | 0 | 181488.3 | 0 | 910.4542 | 72984.03 | 783.7659 | 58575.59 | 0 | 0 | 0 | 0 | 18923240 | 0 | 18923240 | 189.2324 | 5544.5093 | 0 | 128.1949 | 103.2491 | 44380.1475
MsrNResSpltPkgAC-65to134-S13 | PreNResSpltPkgAC-65to-PEYes | Rt3 | 2017 | CZ07 | cDXGF | 0 | DXSZCap | 216.8371 | 120000.5 | 1281741 | 1283874.8718 | 634628.3 | 0 | 410310 | 0 | 162464.6 | 0 | 439.4467 | 73896.44 | 361.7412 | 60874.71 | 0 | 0 | 0 | 0 | 7282839 | 0 | 7282839 | 72.8284 | 2133.8718 | 0 | 128.1949 | 103.2491 | 44380.1479
MsrNResSpltPkgAC-65to134-S13 | PreNResSpltPkgAC-65to-PEYes | Rt3 | 2017 | CZ08 | cDXGF | 0 | DXSZCap | 247.7794 | 120000.5 | 1355177 | 1358952.4486 | 634628.3 | 0 | 410310 | 0 | 227294.9 | 0 | 1090.559 | 81850.11 | 562.8237 | 67238.71 | 0 | 0 | 0 | 0 | 12885490 | 0 | 12885490 | 128.8549 | 3775.4486 | 0 | 128.1949 | 103.2491 | 44380.1484
MsrNResSpltPkgAC-65to134-S13 | PreNResSpltPkgAC-65to-PEYes | Rt3 | 2017 | CZ09 | cDXGF | 0 | DXSZCap | 309.6455 | 120000.5 | 1350290 | 1359345.5459 | 634628.3 | 0 | 410310 | 0 | 210015.1 | 0 | 1954.458 | 93379.6 | 1461.797 | 66816.42 | 0 | 0 | 0 | 0 | 30906300 | 0 | 30906300 | 309.063 | 9055.5459 | 0 | 128.1949 | 103.2491 | 44380.1488
MsrNResSpltPkgAC-65to134-S13 | PreNResSpltPkgAC-65to-PEYes | Rt3 | 2017 | CZ10 | cDXGF | 0 | DXSZCap | 283.6809 | 120000.5 | 1374210 | 1391425.5842 | 634628.3 | 0 | 410310 | 0 | 236652.4 | 0 | 2628.812 | 89987.55 | 2251.877 | 67459.37 | 0 | 0 | 0 | 0 | 58756260 | 0 | 58756260 | 587.5626 | 17215.5842 | 0 | 128.1949 | 103.2491 | 44380.1492
MsrNResSpltPkgAC-65to134-S13 | PreNResSpltPkgAC-65to-PEYes | Rt3 | 2017 | CZ11 | cDXGF | 0 | DXSZCap | 294.5737 | 120000.5 | 1358418 | 1401686.3941 | 634628.3 | 0 | 410310 | 0 | 216705.2 | 0 | 5015.15 | 91757.12 | 5532.545 | 58634.28 | 0 | 0 | 0 | 0 | 147673700 | 0 | 147673700 | 1476.737 | 43268.3941 | 0 | 128.1949 | 103.2491 | 44380.1496
MsrNResSpltPkgAC-65to134-S13 | PreNResSpltPkgAC-65to-PEYes | Rt3 | 2017 | CZ12 | cDXGF | 0 | DXSZCap | 275.3344 | 120000.5 | 1316632 | 1376648.7722 | 634628.3 | 0 | 410310 | 0 | 178090.7 | 0 | 4351.104 | 89249.88 | 6405.284 | 58236.65 | 0 | 0 | 0 | 0 | 204835400 | 0 | 204835400 | 2048.354 | 60016.7722 | 0 | 128.1949 | 103.2491 | 44380.1501
MsrNResSpltPkgAC-65to134-S13 | PreNResSpltPkgAC-65to-PEYes | Rt3 | 2017 | CZ13 | cDXGF | 0 | DXSZCap | 301.1374 | 120000.5 | 1390763 | 1433243.1069 | 634628.3 | 0 | 410310 | 0 | 244979.8 | 0 | 4463.035 | 96379.14 | 5344.574 | 66600.05 | 0 | 0 | 0 | 0 | 144983300 | 0 | 144983300 | 1449.833 | 42480.1069 | 0 | 128.1949 | 103.2491 | 44380.1505
MsrNResSpltPkgAC-65to134-S13 | PreNResSpltPkgAC-65to-PEYes | Rt3 | 2017 | CZ14 | cDXGF | 0 | DXSZCap | 297.8591 | 120000.5 | 1352868 | 1382974.4532 | 634628.3 | 0 | 410310 | 0 | 211639.4 | 0 | 5262.331 | 91025.06 | 4070.3 | 59728.25 | 0 | 0 | 0 | 0 | 102752400 | 0 | 102752400 | 1027.524 | 30106.4532 | 0 | 128.1949 | 103.2491 | 44380.1509
MsrNResSpltPkgAC-65to134-S13 | PreNResSpltPkgAC-65to-PEYes | Rt3 | 2017 | CZ15 | cDXGF | 0 | DXSZCap | 386.083 | 120000.5 | 1572687 | 1573211.526 | 634628.3 | 0 | 410310 | 0 | 408135 | 0 | 1448.417 | 118162.6 | 149.5882 | 98771.04 | 0 | 0 | 0 | 0 | 1790191 | 0 | 1790191 | 17.9019 | 524.526 | 0 | 128.1949 | 103.2491 | 44380.1513
MsrNResSpltPkgAC-65to134-S13 | PreNResSpltPkgAC-65to-PEYes | Rt3 | 2017 | CZ16 | cDXGF | 0 | DXSZCap | 209.3447 | 120000.5 | 1202667 | 1400259.7833 | 634628.3 | 0 | 410310 | 0 | 81726.71 | 0 | 6584.057 | 69415.28 | 12767.5 | 36134.52 | 0 | 0 | 0 | 0 | 674378100 | 0 | 674378100 | 6743.781 | 197592.7833 | 0 | 128.1949 | 103.2491 | 44380.1517
MsrNResSpltPkgAC-65to134-S13 | PreNResSpltPkgAC-65to-PEYes | Rt3 | 2020 | CZ01 | cDXGF | 0 | DXSZCap | 183.2832 | 120000.5 | 995013.8 | 1136237.8955 | 514297.2 | 0 | 410310 | 0 | 12567.15 | 0 | 4956.355 | 52882.68 | 11145 | 12037.85 | 0 | 0 | 0 | 0 | 481993500 | 0 | 481993500 | 4819.935 | 141224.0955 | 0 | 103.2249 | 103.2491 | 44380.1521
MsrNResSpltPkgAC-65to134-S13 | PreNResSpltPkgAC-65to-PEYes | Rt3 | 2020 | CZ02 | cDXGF | 0 | DXSZCap | 216.6909 | 120000.5 | 1106932 | 1198483.9813 | 514297.2 | 0 | 410310 | 0 | 108938.8 | 0 | 4237.302 | 69148.14 | 7445.533 | 40047.16 | 0 | 0 | 0 | 0 | 312464100 | 0 | 312464100 | 3124.641 | 91551.9813 | 0 | 103.2249 | 103.2491 | 44380.1525
MsrNResSpltPkgAC-65to134-S13 | PreNResSpltPkgAC-65to-PEYes | Rt3 | 2020 | CZ03 | cDXGF | 0 | DXSZCap | 196.4645 | 120000.5 | 1056792 | 1113475.3698 | 514297.2 | 0 | 410310 | 0 | 66994.62 | 0 | 2132.127 | 63057.09 | 5097.862 | 35362.62 | 0 | 0 | 0 | 0 | 193458600 | 0 | 193458600 | 1934.586 | 56683.3698 | 0 | 103.2249 | 103.2491 | 44380.1529
MsrNResSpltPkgAC-65to134-S13 | PreNResSpltPkgAC-65to-PEYes | Rt3 | 2020 | CZ04 | cDXGF | 0 | DXSZCap | 218.8477 | 120000.5 | 1139996 | 1184723.7392 | 514297.2 | 0 | 410310 | 0 | 140147.9 | 0 | 2419.056 | 72821.39 | 4158.529 | 49530.85 | 0 | 0 | 0 | 0 | 152654400 | 0 | 152654400 | 1526.544 | 44727.7392 | 0 | 103.2249 | 103.2491 | 44380.1533
MsrNResSpltPkgAC-65to134-S13 | PreNResSpltPkgAC-65to-PEYes | Rt3 | 2020 | CZ05 | cDXGF | 0 | DXSZCap | 196.2452 | 120000.5 | 1070746 | 1105886.4569 | 514297.2 | 0 | 410310 | 0 | 80040.14 | 0 | 2451.566 | 63645.43 | 3346.854 | 39453.05 | 0 | 0 | 0 | 0 | 119933300 | 0 | 119933300 | 1199.333 | 35140.4569 | 0 | 103.2249 | 103.2491 | 44380.1538
MsrNResSpltPkgAC-65to134-S13 | PreNResSpltPkgAC-65to-PEYes | Rt3 | 2020 | CZ06 | cDXGF | 0 | DXSZCap | 213.6132 | 120000.5 | 1160464 | 1169586.3001 | 514297.2 | 0 | 410310 | 0 | 166293.8 | 0 | 872.4364 | 68689.8 | 1158.284 | 53697.25 | 0 | 0 | 0 | 0 | 31134130 | 0 | 31134130 | 311.3413 | 9122.3001 | 0 | 103.2249 | 103.2491 | 44380.1542
MsrNResSpltPkgAC-65to134-S13 | PreNResSpltPkgAC-65to-PEYes | Rt3 | 2020 | CZ07 | cDXGF | 0 | DXSZCap | 207.4575 | 120000.5 | 1142533 | 1146487.8818 | 514297.2 | 0 | 410310 | 0 | 148196.9 | 0 | 420.4382 | 69307.73 | 600.7828 | 55507.97 | 0 | 0 | 0 | 0 | 13497890 | 0 | 13497890 | 134.9789 | 3954.8818 | 0 | 103.2249 | 103.2491 | 44380.1546
MsrNResSpltPkgAC-65to134-S13 | PreNResSpltPkgAC-65to-PEYes | Rt3 | 2020 | CZ08 | cDXGF | 0 | DXSZCap | 238.4913 | 120000.5 | 1214359 | 1220528.909 | 514297.2 | 0 | 410310 | 0 | 211332.5 | 0 | 1049.678 | 77368.68 | 836.7146 | 62411.63 | 0 | 0 | 0 | 0 | 21057710 | 0 | 21057710 | 210.5771 | 6169.909 | 0 | 103.2249 | 103.2491 | 44380.155
MsrNResSpltPkgAC-65to134-S13 | PreNResSpltPkgAC-65to-PEYes | Rt3 | 2020 | CZ09 | cDXGF | 0 | DXSZCap | 300.4501 | 120000.5 | 1212044 | 1225675.4793 | 514297.2 | 0 | 410310 | 0 | 196007.5 | 0 | 1896.415 | 89531.04 | 2045.157 | 62558.37 | 0 | 0 | 0 | 0 | 46523820 | 0 | 46523820 | 465.2382 | 13631.4793 | 0 | 103.2249 | 103.2491 | 44380.1554
MsrNResSpltPkgAC-65to134-S13 | PreNResSpltPkgAC-65to-PEYes | Rt3 | 2020 | CZ10 | cDXGF | 0 | DXSZCap | 274.4497 | 120000.5 | 1234569 | 1259505.2221 | 514297.2 | 0 | 410310 | 0 | 221601 | 0 | 2543.264 | 85815.95 | 3036.44 | 63083.47 | 0 | 0 | 0 | 0 | 85106560 | 0 | 85106560 | 851.0656 | 24936.2221 | 0 | 103.2249 | 103.2491 | 44380.1558
MsrNResSpltPkgAC-65to134-S13 | PreNResSpltPkgAC-65to-PEYes | Rt3 | 2020 | CZ11 | cDXGF | 0 | DXSZCap | 284.7825 | 120000.5 | 1220678 | 1282371.2889 | 514297.2 | 0 | 410310 | 0 | 203549.1 | 0 | 4848.458 | 87672 | 7224.757 | 54806.13 | 0 | 0 | 0 | 0 | 210557300 | 0 | 210557300 | 2105.573 | 61693.2889 | 0 | 103.2249 | 103.2491 | 44380.1562
MsrNResSpltPkgAC-65to134-S13 | PreNResSpltPkgAC-65to-PEYes | Rt3 | 2020 | CZ12 | cDXGF | 0 | DXSZCap | 265.8926 | 120000.5 | 1179738 | 1261005.5641 | 514297.2 | 0 | 410310 | 0 | 165948.5 | 0 | 4201.927 | 84979.15 | 8064.392 | 54114.24 | 0 | 0 | 0 | 0 | 277363700 | 0 | 277363700 | 2773.637 | 81267.5641 | 0 | 103.2249 | 103.2491 | 44380.1567
MsrNResSpltPkgAC-65to134-S13 | PreNResSpltPkgAC-65to-PEYes | Rt3 | 2020 | CZ13 | cDXGF | 0 | DXSZCap | 291.5044 | 120000.5 | 1251784 | 1311362.6493 | 514297.2 | 0 | 410310 | 0 | 230741.6 | 0 | 4320.281 | 92113.8 | 6912.126 | 62594.68 | 0 | 0 | 0 | 0 | 203340100 | 0 | 203340100 | 2033.401 | 59578.6493 | 0 | 103.2249 | 103.2491 | 44380.1571
MsrNResSpltPkgAC-65to134-S13 | PreNResSpltPkgAC-65to-PEYes | Rt3 | 2020 | CZ14 | cDXGF | 0 | DXSZCap | 287.8143 | 120000.5 | 1214777 | 1258884.0773 | 514297.2 | 0 | 410310 | 0 | 198163.3 | 0 | 5084.88 | 86920.65 | 5435.499 | 55631.7 | 0 | 0 | 0 | 0 | 150536100 | 0 | 150536100 | 1505.361 | 44107.0773 | 0 | 103.2249 | 103.2491 | 44380.1575
MsrNResSpltPkgAC-65to134-S13 | PreNResSpltPkgAC-65to-PEYes | Rt3 | 2020 | CZ15 | cDXGF | 0 | DXSZCap | 376.1739 | 120000.5 | 1428026 | 1429020.7866 | 514297.2 | 0 | 410310 | 0 | 388063.9 | 0 | 1411.245 | 113942.4 | 283.2621 | 94463.71 | 0 | 0 | 0 | 0 | 3395176 | 0 | 3395176 | 33.9518 | 994.7866 | 0 | 103.2249 | 103.2491 | 44380.1579
MsrNResSpltPkgAC-65to134-S13 | PreNResSpltPkgAC-65to-PEYes | Rt3 | 2020 | CZ16 | cDXGF | 0 | DXSZCap | 199.8842 | 120000.5 | 1071256 | 1315360.1307 | 514297.2 | 0 | 410310 | 0 | 74881.79 | 0 | 6286.57 | 65479.85 | 14476.25 | 33008.59 | 0 | 0 | 0 | 0 | 833119900 | 0 | 833119900 | 8331.199 | 244104.1307 | 0 | 103.2249 | 103.2491 | 44380.1583
MsrNResSpltPkgAC-65to134-S13 | PreNResSpltPkgAC-65to-PEYes | RtL | 1975 | CZ01 | cDXGF | 0 | DXSZCap | 187.9948 | 129997 | 1292926 | 1511532.5089 | 550930.6 | 0 | 639589.4 | 0 | 31920.78 | 0 | 5081.894 | 65404.04 | 13113.84 | 26413.66 | 0 | 0 | 0 | 0 | 746097300 | 0 | 746097300 | 7460.973 | 218606.5089 | 0 | 167.0825 | 133.6737 | 44380.1587
MsrNResSpltPkgAC-65to134-S13 | PreNResSpltPkgAC-65to-PEYes | RtL | 1975 | CZ02 | cDXGF | 0 | DXSZCap | 217.6892 | 129997 | 1407424 | 1528438.4791 | 550930.6 | 0 | 639589.4 | 0 | 131068.7 | 0 | 4256.671 | 81578.96 | 7935.951 | 50912.01 | 0 | 0 | 0 | 0 | 413018700 | 0 | 413018700 | 4130.187 | 121014.4791 | 0 | 167.0825 | 133.6737 | 44380.159
MsrNResSpltPkgAC-65to134-S13 | PreNResSpltPkgAC-65to-PEYes | RtL | 1975 | CZ03 | cDXGF | 0 | DXSZCap | 194.7665 | 129997 | 1367099 | 1464531.2569 | 550930.6 | 0 | 639589.4 | 0 | 97279.91 | 0 | 2113.224 | 77186.43 | 7016.607 | 50709 | 0 | 0 | 0 | 0 | 332533300 | 0 | 332533300 | 3325.333 | 97432.2569 | 0 | 167.0825 | 133.6737 | 44380.1594
MsrNResSpltPkgAC-65to134-S13 | PreNResSpltPkgAC-65to-PEYes | RtL | 1975 | CZ04 | cDXGF | 0 | DXSZCap | 213.8308 | 129997 | 1443868 | 1520992.7492 | 550930.6 | 0 | 639589.4 | 0 | 166226.3 | 0 | 2363.471 | 84758.17 | 5300.768 | 61532.91 | 0 | 0 | 0 | 0 | 263224400 | 0 | 263224400 | 2632.244 | 77124.7492 | 0 | 167.0825 | 133.6737 | 44380.1597
MsrNResSpltPkgAC-65to134-S13 | PreNResSpltPkgAC-65to-PEYes | RtL | 1975 | CZ05 | cDXGF | 0 | DXSZCap | 194.793 | 129997 | 1380348 | 1468215.0082 | 550930.6 | 0 | 639589.4 | 0 | 110070.2 | 0 | 2433.218 | 77324.98 | 6406.953 | 52856.67 | 0 | 0 | 0 | 0 | 299887400 | 0 | 299887400 | 2998.874 | 87867.0082 | 0 | 167.0825 | 133.6737 | 44380.1601
MsrNResSpltPkgAC-65to134-S13 | PreNResSpltPkgAC-65to-PEYes | RtL | 1975 | CZ06 | cDXGF | 0 | DXSZCap | 203.7033 | 129997 | 1475731 | 1511977.8835 | 550930.6 | 0 | 639589.4 | 0 | 202497.3 | 0 | 831.8733 | 81882.74 | 3107.156 | 66684.26 | 0 | 0 | 0 | 0 | 123709500 | 0 | 123709500 | 1237.095 | 36246.8835 | 0 | 167.0825 | 133.6737 | 44380.1604
MsrNResSpltPkgAC-65to134-S13 | PreNResSpltPkgAC-65to-PEYes | RtL | 1975 | CZ07 | cDXGF | 0 | DXSZCap | 200.145 | 129997 | 1454242 | 1483916.2489 | 550930.6 | 0 | 639589.4 | 0 | 180802 | 0 | 405.6183 | 82514.47 | 2790.347 | 67807.84 | 0 | 0 | 0 | 0 | 101277300 | 0 | 101277300 | 1012.773 | 29674.2489 | 0 | 167.0825 | 133.6737 | 44380.1608
MsrNResSpltPkgAC-65to134-S13 | PreNResSpltPkgAC-65to-PEYes | RtL | 1975 | CZ08 | cDXGF | 0 | DXSZCap | 235.8912 | 129997 | 1515598 | 1544477.9523 | 550930.6 | 0 | 639589.4 | 0 | 235235.2 | 0 | 1038.235 | 88804.95 | 2690.507 | 72255.84 | 0 | 0 | 0 | 0 | 98566390 | 0 | 98566390 | 985.6639 | 28879.9523 | 0 | 167.0825 | 133.6737 | 44380.1611
MsrNResSpltPkgAC-65to134-S13 | PreNResSpltPkgAC-65to-PEYes | RtL | 1975 | CZ09 | cDXGF | 0 | DXSZCap | 292.0654 | 129997 | 1509682 | 1550786.5598 | 550930.6 | 0 | 639589.4 | 0 | 217354 | 0 | 1843.495 | 99964.72 | 4357.585 | 71274.09 | 0 | 0 | 0 | 0 | 140288600 | 0 | 140288600 | 1402.886 | 41104.5598 | 0 | 167.0825 | 133.6737 | 44380.1615
MsrNResSpltPkgAC-65to134-S13 | PreNResSpltPkgAC-65to-PEYes | RtL | 1975 | CZ10 | cDXGF | 0 | DXSZCap | 270.1415 | 129997 | 1534796 | 1587532.6012 | 550930.6 | 0 | 639589.4 | 0 | 244744.5 | 0 | 2503.34 | 97027.95 | 4750.2 | 72142.16 | 0 | 0 | 0 | 0 | 179988400 | 0 | 179988400 | 1799.884 | 52736.6012 | 0 | 167.0825 | 133.6737 | 44380.1618
MsrNResSpltPkgAC-65to134-S13 | PreNResSpltPkgAC-65to-PEYes | RtL | 1975 | CZ11 | cDXGF | 0 | DXSZCap | 297.1654 | 129997 | 1536305 | 1676412.5018 | 550930.6 | 0 | 639589.4 | 0 | 237169.5 | 0 | 5059.294 | 103557.2 | 11302.51 | 65072.88 | 0 | 0 | 0 | 0 | 478182600 | 0 | 478182600 | 4781.826 | 140107.5018 | 0 | 167.0825 | 133.6737 | 44380.1622
MsrNResSpltPkgAC-65to134-S13 | PreNResSpltPkgAC-65to-PEYes | RtL | 1975 | CZ12 | cDXGF | 0 | DXSZCap | 266.6053 | 129997 | 1481383 | 1598191.3762 | 550930.6 | 0 | 639589.4 | 0 | 188848.7 | 0 | 4213.179 | 97801.34 | 9077.592 | 63182.24 | 0 | 0 | 0 | 0 | 398663400 | 0 | 398663400 | 3986.634 | 116808.3762 | 0 | 167.0825 | 133.6737 | 44380.1625
MsrNResSpltPkgAC-65to134-S13 | PreNResSpltPkgAC-65to-PEYes | RtL | 1975 | CZ13 | cDXGF | 0 | DXSZCap | 298.9354 | 129997 | 1568112 | 1675927.3858 | 550930.6 | 0 | 639589.4 | 0 | 266244.8 | 0 | 4430.425 | 106917.1 | 9041.157 | 72845.82 | 0 | 0 | 0 | 0 | 367970600 | 0 | 367970600 | 3679.706 | 107815.3858 | 0 | 167.0825 | 133.6737 | 44380.1629
MsrNResSpltPkgAC-65to134-S13 | PreNResSpltPkgAC-65to-PEYes | RtL | 1975 | CZ14 | cDXGF | 0 | DXSZCap | 300.6809 | 129997 | 1530627 | 1659905.4562 | 550930.6 | 0 | 639589.4 | 0 | 231455 | 0 | 5312.173 | 103339.9 | 10533.14 | 65955.35 | 0 | 0 | 0 | 0 | 441223400 | 0 | 441223400 | 4412.234 | 129278.4562 | 0 | 167.0825 | 133.6737 | 44380.1632
MsrNResSpltPkgAC-65to134-S13 | PreNResSpltPkgAC-65to-PEYes | RtL | 1975 | CZ15 | cDXGF | 0 | DXSZCap | 390.9888 | 129997 | 1773615 | 1794353.2411 | 550930.6 | 0 | 639589.4 | 0 | 448379.2 | 0 | 1466.825 | 133249.1 | 2999.229 | 108959.1 | 0 | 0 | 0 | 0 | 70778980 | 0 | 70778980 | 707.7898 | 20738.2411 | 0 | 167.0825 | 133.6737 | 44380.1636
MsrNResSpltPkgAC-65to134-S13 | PreNResSpltPkgAC-65to-PEYes | RtL | 1975 | CZ16 | cDXGF | 0 | DXSZCap | 204.9767 | 129997 | 1360400 | 1747642.864 | 550930.6 | 0 | 639589.4 | 0 | 87021.45 | 0 | 6446 | 76413.01 | 18249.71 | 39020.9 | 0 | 0 | 0 | 0 | 1321648000 | 0 | 1321648000 | 13216.48 | 387242.864 | 0 | 167.0825 | 133.6737 | 44380.1639
MsrNResSpltPkgAC-65to134-S13 | PreNResSpltPkgAC-65to-PEYes | RtL | 1985 | CZ01 | cDXGF | 0 | DXSZCap | 185.2658 | 129997 | 1263012 | 1486404.1658 | 550930.6 | 0 | 612101.3 | 0 | 30707.42 | 0 | 5008.368 | 64264.86 | 13337.7 | 25453.06 | 0 | 0 | 0 | 0 | 762430600 | 0 | 762430600 | 7624.306 | 223392.1658 | 0 | 167.0825 | 127.9743 | 44380.1643
MsrNResSpltPkgAC-65to134-S13 | PreNResSpltPkgAC-65to-PEYes | RtL | 1985 | CZ02 | cDXGF | 0 | DXSZCap | 215.426 | 129997 | 1375868 | 1499907.9092 | 550930.6 | 0 | 612101.3 | 0 | 128219.8 | 0 | 4212.451 | 80404.23 | 8097.834 | 49735.88 | 0 | 0 | 0 | 0 | 423344400 | 0 | 423344400 | 4233.444 | 124039.9092 | 0 | 167.0825 | 127.9743 | 44380.1646
MsrNResSpltPkgAC-65to134-S13 | PreNResSpltPkgAC-65to-PEYes | RtL | 1985 | CZ03 | cDXGF | 0 | DXSZCap | 192.0612 | 129997 | 1335724 | 1435138.7242 | 550930.6 | 0 | 612101.3 | 0 | 94766.04 | 0 | 2083.905 | 75843.05 | 7104.844 | 49364.32 | 0 | 0 | 0 | 0 | 339299400 | 0 | 339299400 | 3392.994 | 99414.7242 | 0 | 167.0825 | 127.9743 | 44380.165
MsrNResSpltPkgAC-65to134-S13 | PreNResSpltPkgAC-65to-PEYes | RtL | 1985 | CZ04 | cDXGF | 0 | DXSZCap | 211.5659 | 129997 | 1411690 | 1490584.0004 | 550930.6 | 0 | 612101.3 | 0 | 162832.8 | 0 | 2338.468 | 83487.34 | 5401.704 | 60236.3 | 0 | 0 | 0 | 0 | 269262800 | 0 | 269262800 | 2692.628 | 78894.0004 | 0 | 167.0825 | 127.9743 | 44380.1653
MsrNResSpltPkgAC-65to134-S13 | PreNResSpltPkgAC-65to-PEYes | RtL | 1985 | CZ05 | cDXGF | 0 | DXSZCap | 192.0694 | 129997 | 1348735 | 1438339.0294 | 550930.6 | 0 | 612101.3 | 0 | 107321.6 | 0 | 2399.22 | 75982.51 | 6506.434 | 51542.22 | 0 | 0 | 0 | 0 | 305815800 | 0 | 305815800 | 3058.158 | 89604.0294 | 0 | 167.0825 | 127.9743 | 44380.1656
MsrNResSpltPkgAC-65to134-S13 | PreNResSpltPkgAC-65to-PEYes | RtL | 1985 | CZ06 | cDXGF | 0 | DXSZCap | 200.9988 | 129997 | 1442892 | 1479846.8887 | 550930.6 | 0 | 612101.3 | 0 | 198486.1 | 0 | 820.8431 | 80554.32 | 3155.463 | 65333.37 | 0 | 0 | 0 | 0 | 126125900 | 0 | 126125900 | 1261.259 | 36954.8887 | 0 | 167.0825 | 127.9743 | 44380.166
MsrNResSpltPkgAC-65to134-S13 | PreNResSpltPkgAC-65to-PEYes | RtL | 1985 | CZ07 | cDXGF | 0 | DXSZCap | 197.4411 | 129997 | 1421569 | 1451856.9081 | 550930.6 | 0 | 612101.3 | 0 | 177013.4 | 0 | 400.1384 | 81124.24 | 2832.756 | 66418.22 | 0 | 0 | 0 | 0 | 103371700 | 0 | 103371700 | 1033.717 | 30287.9081 | 0 | 167.0825 | 127.9743 | 44380.1663
MsrNResSpltPkgAC-65to134-S13 | PreNResSpltPkgAC-65to-PEYes | RtL | 1985 | CZ08 | cDXGF | 0 | DXSZCap | 233.6323 | 129997 | 1482578 | 1512063.0588 | 550930.6 | 0 | 612101.3 | 0 | 230939.5 | 0 | 1028.292 | 87579.38 | 2723.431 | 70947.8 | 0 | 0 | 0 | 0 | 100631600 | 0 | 100631600 | 1006.316 | 29485.0588 | 0 | 167.0825 | 127.9743 | 44380.1667
MsrNResSpltPkgAC-65to134-S13 | PreNResSpltPkgAC-65to-PEYes | RtL | 1985 | CZ09 | cDXGF | 0 | DXSZCap | 289.736 | 129997 | 1477335 | 1519404.3502 | 550930.6 | 0 | 612101.3 | 0 | 213578.4 | 0 | 1828.795 | 98897.13 | 4442.731 | 70100.32 | 0 | 0 | 0 | 0 | 143581400 | 0 | 143581400 | 1435.814 | 42069.3502 | 0 | 167.0825 | 127.9743 | 44380.1671
MsrNResSpltPkgAC-65to134-S13 | PreNResSpltPkgAC-65to-PEYes | RtL | 1985 | CZ10 | cDXGF | 0 | DXSZCap | 267.7739 | 129997 | 1502066 | 1556074.2798 | 550930.6 | 0 | 612101.3 | 0 | 240683.7 | 0 | 2481.402 | 95869.98 | 4854.362 | 70938.45 | 0 | 0 | 0 | 0 | 184328600 | 0 | 184328600 | 1843.286 | 54008.2798 | 0 | 167.0825 | 127.9743 | 44380.1674
MsrNResSpltPkgAC-65to134-S13 | PreNResSpltPkgAC-65to-PEYes | RtL | 1985 | CZ11 | cDXGF | 0 | DXSZCap | 294.7934 | 129997 | 1504266 | 1648562.9916 | 550930.6 | 0 | 612101.3 | 0 | 233730.8 | 0 | 5018.893 | 102485.3 | 11592.5 | 64126.78 | 0 | 0 | 0 | 0 | 492481200 | 0 | 492481200 | 4924.812 | 144296.9916 | 0 | 167.0825 | 127.9743 | 44380.1678
MsrNResSpltPkgAC-65to134-S13 | PreNResSpltPkgAC-65to-PEYes | RtL | 1985 | CZ12 | cDXGF | 0 | DXSZCap | 264.2197 | 129997 | 1449428 | 1569473.616 | 550930.6 | 0 | 612101.3 | 0 | 185608.4 | 0 | 4175.452 | 96612.85 | 9281.093 | 62086.34 | 0 | 0 | 0 | 0 | 409712000 | 0 | 409712000 | 4097.12 | 120045.616 | 0 | 167.0825 | 127.9743 | 44380.1681
MsrNResSpltPkgAC-65to134-S13 | PreNResSpltPkgAC-65to-PEYes | RtL | 1985 | CZ13 | cDXGF | 0 | DXSZCap | 296.4732 | 129997 | 1535651 | 1646621.4684 | 550930.6 | 0 | 612101.3 | 0 | 262466.7 | 0 | 4393.934 | 105759.2 | 9255.943 | 71759.1 | 0 | 0 | 0 | 0 | 378738800 | 0 | 378738800 | 3787.388 | 110970.4684 | 0 | 167.0825 | 127.9743 | 44380.1685
MsrNResSpltPkgAC-65to134-S13 | PreNResSpltPkgAC-65to-PEYes | RtL | 1985 | CZ14 | cDXGF | 0 | DXSZCap | 298.2698 | 129997 | 1498600 | 1631351.268 | 550930.6 | 0 | 612101.3 | 0 | 228026.1 | 0 | 5269.598 | 102273.1 | 10752.37 | 64922.89 | 0 | 0 | 0 | 0 | 453076000 | 0 | 453076000 | 4530.76 | 132751.268 | 0 | 167.0825 | 127.9743 | 44380.1688
MsrNResSpltPkgAC-65to134-S13 | PreNResSpltPkgAC-65to-PEYes | RtL | 1985 | CZ15 | cDXGF | 0 | DXSZCap | 388.4298 | 129997 | 1739851 | 1761079.9605 | 550930.6 | 0 | 612101.3 | 0 | 443227.8 | 0 | 1457.221 | 132134.6 | 3062.007 | 107737 | 0 | 0 | 0 | 0 | 72453790 | 0 | 72453790 | 724.5379 | 21228.9605 | 0 | 167.0825 | 127.9743 | 44380.1692
MsrNResSpltPkgAC-65to134-S13 | PreNResSpltPkgAC-65to-PEYes | RtL | 1985 | CZ16 | cDXGF | 0 | DXSZCap | 202.2817 | 129997 | 1329870 | 1726174.475 | 550930.6 | 0 | 612101.3 | 0 | 85224.73 | 0 | 6361.389 | 75252.36 | 18479.2 | 38175.4 | 0 | 0 | 0 | 0 | 1352575000 | 0 | 1352575000 | 13525.75 | 396304.475 | 0 | 167.0825 | 127.9743 | 44380.1696
MsrNResSpltPkgAC-65to134-S13 | PreNResSpltPkgAC-65to-PEYes | RtL | 1996 | CZ01 | cDXGF | 0 | DXSZCap | 181.5352 | 129997 | 1232817 | 1460310.7263 | 550930.6 | 0 | 584609.5 | 0 | 29533.73 | 0 | 4907.681 | 62832.71 | 13506.06 | 24529 | 0 | 0 | 0 | 0 | 776429100 | 0 | 776429100 | 7764.291 | 227493.7263 | 0 | 167.0825 | 122.275 | 44380.1699
MsrNResSpltPkgAC-65to134-S13 | PreNResSpltPkgAC-65to-PEYes | RtL | 1996 | CZ02 | cDXGF | 0 | DXSZCap | 212.7713 | 129997 | 1343640 | 1471811.5608 | 550930.6 | 0 | 584609.5 | 0 | 124895.7 | 0 | 4160.552 | 79040.1 | 8277.822 | 48362.54 | 0 | 0 | 0 | 0 | 437445600 | 0 | 437445600 | 4374.456 | 128171.5608 | 0 | 167.0825 | 122.275 | 44380.1703
MsrNResSpltPkgAC-65to134-S13 | PreNResSpltPkgAC-65to-PEYes | RtL | 1996 | CZ03 | cDXGF | 0 | DXSZCap | 188.9125 | 129997 | 1303701 | 1406356.5386 | 550930.6 | 0 | 584609.5 | 0 | 91825.29 | 0 | 2049.779 | 74282.26 | 7276.188 | 47829.87 | 0 | 0 | 0 | 0 | 350360200 | 0 | 350360200 | 3503.602 | 102655.5386 | 0 | 167.0825 | 122.275 | 44380.1706
MsrNResSpltPkgAC-65to134-S13 | PreNResSpltPkgAC-65to-PEYes | RtL | 1996 | CZ04 | cDXGF | 0 | DXSZCap | 208.9007 | 129997 | 1378673 | 1460172.8545 | 550930.6 | 0 | 584609.5 | 0 | 158826.6 | 0 | 2309.035 | 81993.76 | 5523.891 | 58719.53 | 0 | 0 | 0 | 0 | 278156500 | 0 | 278156500 | 2781.565 | 81499.8545 | 0 | 167.0825 | 122.275 | 44380.171
MsrNResSpltPkgAC-65to134-S13 | PreNResSpltPkgAC-65to-PEYes | RtL | 1996 | CZ05 | cDXGF | 0 | DXSZCap | 188.8702 | 129997 | 1316425 | 1408903.2422 | 550930.6 | 0 | 584609.5 | 0 | 104109.3 | 0 | 2359.279 | 74412.76 | 6671.478 | 49985.78 | 0 | 0 | 0 | 0 | 315625400 | 0 | 315625400 | 3156.254 | 92478.2422 | 0 | 167.0825 | 122.275 | 44380.1713
MsrNResSpltPkgAC-65to134-S13 | PreNResSpltPkgAC-65to-PEYes | RtL | 1996 | CZ06 | cDXGF | 0 | DXSZCap | 200.7891 | 129997 | 1409159 | 1454653.9011 | 550930.6 | 0 | 584609.5 | 0 | 193268.2 | 0 | 820.0271 | 79526.57 | 3601.071 | 63412.75 | 0 | 0 | 0 | 0 | 155272700 | 0 | 155272700 | 1552.727 | 45494.9011 | 0 | 167.0825 | 122.275 | 44380.1717
MsrNResSpltPkgAC-65to134-S13 | PreNResSpltPkgAC-65to-PEYes | RtL | 1996 | CZ07 | cDXGF | 0 | DXSZCap | 196.9536 | 129997 | 1387562 | 1425787.3953 | 550930.6 | 0 | 584609.5 | 0 | 171698.4 | 0 | 399.1504 | 79920.08 | 3307.151 | 64253.36 | 0 | 0 | 0 | 0 | 130462100 | 0 | 130462100 | 1304.621 | 38225.3953 | 0 | 167.0825 | 122.275 | 44380.172
MsrNResSpltPkgAC-65to134-S13 | PreNResSpltPkgAC-65to-PEYes | RtL | 1996 | CZ08 | cDXGF | 0 | DXSZCap | 238.1099 | 129997 | 1452459 | 1490194.47 | 550930.6 | 0 | 584609.5 | 0 | 227892.7 | 0 | 1048 | 87973.6 | 3389.686 | 69825.2 | 0 | 0 | 0 | 0 | 128790000 | 0 | 128790000 | 1287.9 | 37735.47 | 0 | 167.0825 | 122.275 | 44380.1724
MsrNResSpltPkgAC-65to134-S13 | PreNResSpltPkgAC-65to-PEYes | RtL | 1996 | CZ09 | cDXGF | 0 | DXSZCap | 294.2785 | 129997 | 1448414 | 1502028.1069 | 550930.6 | 0 | 584609.5 | 0 | 211391.8 | 0 | 1857.465 | 99621.25 | 5365.802 | 69278.72 | 0 | 0 | 0 | 0 | 182983300 | 0 | 182983300 | 1829.833 | 53614.1069 | 0 | 167.0825 | 122.275 | 44380.1727
MsrNResSpltPkgAC-65to134-S13 | PreNResSpltPkgAC-65to-PEYes | RtL | 1996 | CZ10 | cDXGF | 0 | DXSZCap | 272.3951 | 129997 | 1473657 | 1540876.4154 | 550930.6 | 0 | 584609.5 | 0 | 239016.4 | 0 | 2524.226 | 96572.25 | 5848.212 | 70290.21 | 0 | 0 | 0 | 0 | 229417800 | 0 | 229417800 | 2294.178 | 67219.4154 | 0 | 167.0825 | 122.275 | 44380.1731
MsrNResSpltPkgAC-65to134-S13 | PreNResSpltPkgAC-65to-PEYes | RtL | 1996 | CZ11 | cDXGF | 0 | DXSZCap | 290.9572 | 129997 | 1470166 | 1617769.9654 | 550930.6 | 0 | 584609.5 | 0 | 228808.4 | 0 | 4953.594 | 100860.4 | 11799.32 | 62778.97 | 0 | 0 | 0 | 0 | 503767800 | 0 | 503767800 | 5037.678 | 147603.9654 | 0 | 167.0825 | 122.275 | 44380.1734
MsrNResSpltPkgAC-65to134-S13 | PreNResSpltPkgAC-65to-PEYes | RtL | 1996 | CZ12 | cDXGF | 0 | DXSZCap | 260.63 | 129997 | 1415767 | 1538363.0931 | 550930.6 | 0 | 584609.5 | 0 | 181164.3 | 0 | 4118.75 | 94940.68 | 9391.951 | 60650.71 | 0 | 0 | 0 | 0 | 418416700 | 0 | 418416700 | 4184.167 | 122596.0931 | 0 | 167.0825 | 122.275 | 44380.1738
MsrNResSpltPkgAC-65to134-S13 | PreNResSpltPkgAC-65to-PEYes | RtL | 1996 | CZ13 | cDXGF | 0 | DXSZCap | 292.6643 | 129997 | 1501056 | 1614610.1424 | 550930.6 | 0 | 584609.5 | 0 | 257112.2 | 0 | 4337.458 | 104063 | 9377.979 | 70319.61 | 0 | 0 | 0 | 0 | 387556800 | 0 | 387556800 | 3875.568 | 113554.1424 | 0 | 167.0825 | 122.275 | 44380.1741
MsrNResSpltPkgAC-65to134-S13 | PreNResSpltPkgAC-65to-PEYes | RtL | 1996 | CZ14 | cDXGF | 0 | DXSZCap | 294.4414 | 129997 | 1464390 | 1600775.6107 | 550930.6 | 0 | 584609.5 | 0 | 222978.4 | 0 | 5201.971 | 100666.4 | 10987.99 | 63557.76 | 0 | 0 | 0 | 0 | 465479900 | 0 | 465479900 | 4654.799 | 136385.6107 | 0 | 167.0825 | 122.275 | 44380.1745
MsrNResSpltPkgAC-65to134-S13 | PreNResSpltPkgAC-65to-PEYes | RtL | 1996 | CZ15 | cDXGF | 0 | DXSZCap | 384.2378 | 129997 | 1702749 | 1724657.0261 | 550930.6 | 0 | 584609.5 | 0 | 435382.6 | 0 | 1441.497 | 130381.6 | 3130.843 | 106026.7 | 0 | 0 | 0 | 0 | 74771420 | 0 | 74771420 | 747.7142 | 21908.0261 | 0 | 167.0825 | 122.275 | 44380.1748
MsrNResSpltPkgAC-65to134-S13 | PreNResSpltPkgAC-65to-PEYes | RtL | 1996 | CZ16 | cDXGF | 0 | DXSZCap | 198.4543 | 129997 | 1298275 | 1701491.931 | 550930.6 | 0 | 584609.5 | 0 | 82832.83 | 0 | 6241.09 | 73658.69 | 18623.66 | 37132.46 | 0 | 0 | 0 | 0 | 1376167000 | 0 | 1376167000 | 13761.67 | 403216.931 | 0 | 167.0825 | 122.275 | 44380.1752
MsrNResSpltPkgAC-65to134-S13 | PreNResSpltPkgAC-65to-PEYes | RtL | 2003 | CZ01 | cDXGF | 0 | DXSZCap | 178.7272 | 129997 | 1202938 | 1434910.1141 | 550930.6 | 0 | 557123.7 | 0 | 28362.23 | 0 | 4831.938 | 61689.2 | 13721.02 | 23628.55 | 0 | 0 | 0 | 0 | 791713700 | 0 | 791713700 | 7917.137 | 231972.1141 | 0 | 167.0825 | 116.5756 | 44380.1755
MsrNResSpltPkgAC-65to134-S13 | PreNResSpltPkgAC-65to-PEYes | RtL | 2003 | CZ02 | cDXGF | 0 | DXSZCap | 209.3256 | 129997 | 1311324 | 1440927.1588 | 550930.6 | 0 | 557123.7 | 0 | 121659.9 | 0 | 4093.225 | 77517.58 | 8313.179 | 47138.08 | 0 | 0 | 0 | 0 | 442331600 | 0 | 442331600 | 4423.316 | 129603.1588 | 0 | 167.0825 | 116.5756 | 44380.1759
MsrNResSpltPkgAC-65to134-S13 | PreNResSpltPkgAC-65to-PEYes | RtL | 2003 | CZ03 | cDXGF | 0 | DXSZCap | 186.1882 | 129997 | 1272793 | 1376068.1164 | 550930.6 | 0 | 557123.7 | 0 | 89685.94 | 0 | 2020.249 | 73032.54 | 7316.468 | 46769.07 | 0 | 0 | 0 | 0 | 352474800 | 0 | 352474800 | 3524.748 | 103275.1164 | 0 | 167.0825 | 116.5756 | 44380.1762
MsrNResSpltPkgAC-65to134-S13 | PreNResSpltPkgAC-65to-PEYes | RtL | 2003 | CZ04 | cDXGF | 0 | DXSZCap | 206.3305 | 129997 | 1346696 | 1428918.1288 | 550930.6 | 0 | 557123.7 | 0 | 155647.4 | 0 | 2280.65 | 80714.16 | 5539.625 | 57516.6 | 0 | 0 | 0 | 0 | 280621600 | 0 | 280621600 | 2806.216 | 82222.1288 | 0 | 167.0825 | 116.5756 | 44380.1766
MsrNResSpltPkgAC-65to134-S13 | PreNResSpltPkgAC-65to-PEYes | RtL | 2003 | CZ05 | cDXGF | 0 | DXSZCap | 186.09 | 129997 | 1285266 | 1378355.0886 | 550930.6 | 0 | 557123.7 | 0 | 101737 | 0 | 2324.567 | 73150.59 | 6704.404 | 48858.45 | 0 | 0 | 0 | 0 | 317710200 | 0 | 317710200 | 3177.102 | 93089.0886 | 0 | 167.0825 | 116.5756 | 44380.1769
MsrNResSpltPkgAC-65to134-S13 | PreNResSpltPkgAC-65to-PEYes | RtL | 2003 | CZ06 | cDXGF | 0 | DXSZCap | 197.9129 | 129997 | 1376760 | 1422538.2614 | 550930.6 | 0 | 557123.7 | 0 | 189645.7 | 0 | 808.2847 | 78252.15 | 3616.629 | 62237.56 | 0 | 0 | 0 | 0 | 156239800 | 0 | 156239800 | 1562.398 | 45778.2614 | 0 | 167.0825 | 116.5756 | 44380.1773
MsrNResSpltPkgAC-65to134-S13 | PreNResSpltPkgAC-65to-PEYes | RtL | 2003 | CZ07 | cDXGF | 0 | DXSZCap | 194.12 | 129997 | 1355330 | 1393903.9774 | 550930.6 | 0 | 557123.7 | 0 | 168283.2 | 0 | 393.4078 | 78599.38 | 3341.878 | 62973.43 | 0 | 0 | 0 | 0 | 131651800 | 0 | 131651800 | 1316.518 | 38573.9774 | 0 | 167.0825 | 116.5756 | 44380.1776
MsrNResSpltPkgAC-65to134-S13 | PreNResSpltPkgAC-65to-PEYes | RtL | 2003 | CZ08 | cDXGF | 0 | DXSZCap | 235.6132 | 129997 | 1419586 | 1457674.5643 | 550930.6 | 0 | 557123.7 | 0 | 223741.2 | 0 | 1037.01 | 86754.22 | 3410.772 | 68654.04 | 0 | 0 | 0 | 0 | 129995100 | 0 | 129995100 | 1299.951 | 38088.5643 | 0 | 167.0825 | 116.5756 | 44380.178
MsrNResSpltPkgAC-65to134-S13 | PreNResSpltPkgAC-65to-PEYes | RtL | 2003 | CZ09 | cDXGF | 0 | DXSZCap | 291.4533 | 129997 | 1416055 | 1470250.8877 | 550930.6 | 0 | 557123.7 | 0 | 207695 | 0 | 1839.634 | 98466.47 | 5427.419 | 68137.07 | 0 | 0 | 0 | 0 | 184968900 | 0 | 184968900 | 1849.689 | 54195.8877 | 0 | 167.0825 | 116.5756 | 44380.1783
MsrNResSpltPkgAC-65to134-S13 | PreNResSpltPkgAC-65to-PEYes | RtL | 2003 | CZ10 | cDXGF | 0 | DXSZCap | 261.3909 | 129997 | 1434242 | 1490976.6741 | 550930.6 | 0 | 557123.7 | 0 | 230814.9 | 0 | 2422.25 | 92950.45 | 5007.233 | 68155.88 | 0 | 0 | 0 | 0 | 193633700 | 0 | 193633700 | 1936.337 | 56734.6741 | 0 | 167.0825 | 116.5756 | 44380.1787
MsrNResSpltPkgAC-65to134-S13 | PreNResSpltPkgAC-65to-PEYes | RtL | 2003 | CZ11 | cDXGF | 0 | DXSZCap | 288.056 | 129997 | 1437568 | 1588848.7931 | 550930.6 | 0 | 557123.7 | 0 | 224991.1 | 0 | 4904.188 | 99619.48 | 12031.65 | 61643.55 | 0 | 0 | 0 | 0 | 516316700 | 0 | 516316700 | 5163.167 | 151280.7931 | 0 | 167.0825 | 116.5756 | 44380.179
MsrNResSpltPkgAC-65to134-S13 | PreNResSpltPkgAC-65to-PEYes | RtL | 2003 | CZ12 | cDXGF | 0 | DXSZCap | 257.8758 | 129997 | 1383407 | 1508956.4159 | 550930.6 | 0 | 557123.7 | 0 | 177646.7 | 0 | 4075.236 | 93630.98 | 9559.582 | 59451.52 | 0 | 0 | 0 | 0 | 428496300 | 0 | 428496300 | 4284.963 | 125549.4159 | 0 | 167.0825 | 116.5756 | 44380.1794
MsrNResSpltPkgAC-65to134-S13 | PreNResSpltPkgAC-65to-PEYes | RtL | 2003 | CZ13 | cDXGF | 0 | DXSZCap | 289.7487 | 129997 | 1468023 | 1584779.105 | 550930.6 | 0 | 557123.7 | 0 | 252908.3 | 0 | 4294.257 | 102766.8 | 9632.803 | 69193.41 | 0 | 0 | 0 | 0 | 398485000 | 0 | 398485000 | 3984.85 | 116756.105 | 0 | 167.0825 | 116.5756 | 44380.1797
MsrNResSpltPkgAC-65to134-S13 | PreNResSpltPkgAC-65to-PEYes | RtL | 2003 | CZ14 | cDXGF | 0 | DXSZCap | 291.7046 | 129997 | 1431996 | 1571771.7379 | 550930.6 | 0 | 557123.7 | 0 | 219295.6 | 0 | 5153.614 | 99492.66 | 11192.31 | 62536.55 | 0 | 0 | 0 | 0 | 477050300 | 0 | 477050300 | 4770.503 | 139775.7379 | 0 | 167.0825 | 116.5756 | 44380.1801
MsrNResSpltPkgAC-65to134-S13 | PreNResSpltPkgAC-65to-PEYes | RtL | 2003 | CZ15 | cDXGF | 0 | DXSZCap | 381.2251 | 129997 | 1668264 | 1690711.9723 | 550930.6 | 0 | 557123.7 | 0 | 429660.6 | 0 | 1430.193 | 129119.2 | 3204.665 | 104686.9 | 0 | 0 | 0 | 0 | 76614240 | 0 | 76614240 | 766.1424 | 22447.9723 | 0 | 167.0825 | 116.5756 | 44380.1804
MsrNResSpltPkgAC-65to134-S13 | PreNResSpltPkgAC-65to-PEYes | RtL | 2003 | CZ16 | cDXGF | 0 | DXSZCap | 195.4043 | 129997 | 1267513 | 1678857.458 | 550930.6 | 0 | 557123.7 | 0 | 80917.98 | 0 | 6145.195 | 72395.95 | 18906.75 | 36232.74 | 0 | 0 | 0 | 0 | 1403906000 | 0 | 1403906000 | 14039.06 | 411344.458 | 0 | 167.0825 | 116.5756 | 44380.1808
MsrNResSpltPkgAC-65to134-S13 | PreNResSpltPkgAC-65to-PEYes | RtL | 2007 | CZ01 | cDXGF | 0 | DXSZCap | 177.6364 | 129997 | 1203460 | 1420212.317 | 550930.6 | 0 | 557123.7 | 0 | 29072.43 | 0 | 4802.171 | 61530.84 | 13114.22 | 24135.16 | 0 | 0 | 0 | 0 | 739769000 | 0 | 739769000 | 7397.69 | 216752.317 | 0 | 167.0825 | 116.5756 | 44380.1811
MsrNResSpltPkgAC-65to134-S13 | PreNResSpltPkgAC-65to-PEYes | RtL | 2007 | CZ02 | cDXGF | 0 | DXSZCap | 206.1368 | 129997 | 1310437 | 1429715.5713 | 550930.6 | 0 | 557123.7 | 0 | 121609.5 | 0 | 4030.807 | 76742.55 | 7686.685 | 47288.24 | 0 | 0 | 0 | 0 | 407094100 | 0 | 407094100 | 4070.941 | 119278.5713 | 0 | 167.0825 | 116.5756 | 44380.1815
MsrNResSpltPkgAC-65to134-S13 | PreNResSpltPkgAC-65to-PEYes | RtL | 2007 | CZ03 | cDXGF | 0 | DXSZCap | 184.951 | 129997 | 1273383 | 1368614.1237 | 550930.6 | 0 | 557123.7 | 0 | 90438.47 | 0 | 2006.767 | 72883.98 | 6982.051 | 47218.25 | 0 | 0 | 0 | 0 | 325020900 | 0 | 325020900 | 3250.209 | 95231.1237 | 0 | 167.0825 | 116.5756 | 44380.1819
MsrNResSpltPkgAC-65to134-S13 | PreNResSpltPkgAC-65to-PEYes | RtL | 2007 | CZ04 | cDXGF | 0 | DXSZCap | 203.3018 | 129997 | 1345923 | 1421055.9352 | 550930.6 | 0 | 557123.7 | 0 | 155594.7 | 0 | 2247.127 | 80027.04 | 5114.139 | 57687.39 | 0 | 0 | 0 | 0 | 256426400 | 0 | 256426400 | 2564.264 | 75132.9352 | 0 | 167.0825 | 116.5756 | 44380.1822
MsrNResSpltPkgAC-65to134-S13 | PreNResSpltPkgAC-65to-PEYes | RtL | 2007 | CZ05 | cDXGF | 0 | DXSZCap | 184.8337 | 129997 | 1285796 | 1371552.5292 | 550930.6 | 0 | 557123.7 | 0 | 102441.8 | 0 | 2308.841 | 72991.53 | 6391.872 | 49266.23 | 0 | 0 | 0 | 0 | 292684400 | 0 | 292684400 | 2926.844 | 85756.5292 | 0 | 167.0825 | 116.5756 | 44380.1826
MsrNResSpltPkgAC-65to134-S13 | PreNResSpltPkgAC-65to-PEYes | RtL | 2007 | CZ06 | cDXGF | 0 | DXSZCap | 197.9129 | 129997 | 1376760 | 1422538.2614 | 550930.6 | 0 | 557123.7 | 0 | 189645.7 | 0 | 808.2847 | 78252.15 | 3616.629 | 62237.56 | 0 | 0 | 0 | 0 | 156239800 | 0 | 156239800 | 1562.398 | 45778.2614 | 0 | 167.0825 | 116.5756 | 44380.1829
MsrNResSpltPkgAC-65to134-S13 | PreNResSpltPkgAC-65to-PEYes | RtL | 2007 | CZ07 | cDXGF | 0 | DXSZCap | 194.12 | 129997 | 1355330 | 1393903.9774 | 550930.6 | 0 | 557123.7 | 0 | 168283.2 | 0 | 393.4078 | 78599.38 | 3341.878 | 62973.43 | 0 | 0 | 0 | 0 | 131651800 | 0 | 131651800 | 1316.518 | 38573.9774 | 0 | 167.0825 | 116.5756 | 44380.1833
MsrNResSpltPkgAC-65to134-S13 | PreNResSpltPkgAC-65to-PEYes | RtL | 2007 | CZ08 | cDXGF | 0 | DXSZCap | 235.6132 | 129997 | 1419586 | 1457674.5643 | 550930.6 | 0 | 557123.7 | 0 | 223741.2 | 0 | 1037.01 | 86754.22 | 3410.772 | 68654.04 | 0 | 0 | 0 | 0 | 129995100 | 0 | 129995100 | 1299.951 | 38088.5643 | 0 | 167.0825 | 116.5756 | 44380.1836
MsrNResSpltPkgAC-65to134-S13 | PreNResSpltPkgAC-65to-PEYes | RtL | 2007 | CZ09 | cDXGF | 0 | DXSZCap | 291.4533 | 129997 | 1416055 | 1470250.8877 | 550930.6 | 0 | 557123.7 | 0 | 207695 | 0 | 1839.634 | 98466.47 | 5427.419 | 68137.07 | 0 | 0 | 0 | 0 | 184968900 | 0 | 184968900 | 1849.689 | 54195.8877 | 0 | 167.0825 | 116.5756 | 44380.184
MsrNResSpltPkgAC-65to134-S13 | PreNResSpltPkgAC-65to-PEYes | RtL | 2007 | CZ10 | cDXGF | 0 | DXSZCap | 257.1912 | 129997 | 1431497 | 1482730.7456 | 550930.6 | 0 | 557123.7 | 0 | 229263.5 | 0 | 2383.341 | 91795.4 | 4560.97 | 67786.36 | 0 | 0 | 0 | 0 | 174859200 | 0 | 174859200 | 1748.592 | 51233.7456 | 0 | 167.0825 | 116.5756 | 44380.1843
MsrNResSpltPkgAC-65to134-S13 | PreNResSpltPkgAC-65to-PEYes | RtL | 2007 | CZ11 | cDXGF | 0 | DXSZCap | 283.3505 | 129997 | 1433914 | 1571376.9131 | 550930.6 | 0 | 557123.7 | 0 | 222774.3 | 0 | 4824.091 | 98261.21 | 11014.41 | 61315.86 | 0 | 0 | 0 | 0 | 469156700 | 0 | 469156700 | 4691.567 | 137462.9131 | 0 | 167.0825 | 116.5756 | 44380.1847
MsrNResSpltPkgAC-65to134-S13 | PreNResSpltPkgAC-65to-PEYes | RtL | 2007 | CZ12 | cDXGF | 0 | DXSZCap | 253.3329 | 129997 | 1380933 | 1495145.4255 | 550930.6 | 0 | 557123.7 | 0 | 176490.4 | 0 | 4003.439 | 92384.34 | 8760.251 | 59203.75 | 0 | 0 | 0 | 0 | 389803500 | 0 | 389803500 | 3898.035 | 114212.4255 | 0 | 167.0825 | 116.5756 | 44380.185
MsrNResSpltPkgAC-65to134-S13 | PreNResSpltPkgAC-65to-PEYes | RtL | 2007 | CZ13 | cDXGF | 0 | DXSZCap | 285.1481 | 129997 | 1463526 | 1569205.6209 | 550930.6 | 0 | 557123.7 | 0 | 249878 | 0 | 4226.091 | 101367.5 | 8801.463 | 68591.7 | 0 | 0 | 0 | 0 | 360681300 | 0 | 360681300 | 3606.813 | 105679.6209 | 0 | 167.0825 | 116.5756 | 44380.1854
MsrNResSpltPkgAC-65to134-S13 | PreNResSpltPkgAC-65to-PEYes | RtL | 2007 | CZ14 | cDXGF | 0 | DXSZCap | 287.1488 | 129997 | 1428450 | 1555499.9568 | 550930.6 | 0 | 557123.7 | 0 | 217133.1 | 0 | 5073.11 | 98189.47 | 10342.68 | 62129.89 | 0 | 0 | 0 | 0 | 433617600 | 0 | 433617600 | 4336.176 | 127049.9568 | 0 | 167.0825 | 116.5756 | 44380.1857
MsrNResSpltPkgAC-65to134-S13 | PreNResSpltPkgAC-65to-PEYes | RtL | 2007 | CZ15 | cDXGF | 0 | DXSZCap | 375.8983 | 129997 | 1660155 | 1679867.5653 | 550930.6 | 0 | 557123.7 | 0 | 423255.1 | 0 | 1410.211 | 127436.3 | 2849.596 | 103708.5 | 0 | 0 | 0 | 0 | 67278380 | 0 | 67278380 | 672.7838 | 19712.5653 | 0 | 167.0825 | 116.5756 | 44380.1861
MsrNResSpltPkgAC-65to134-S13 | PreNResSpltPkgAC-65to-PEYes | RtL | 2007 | CZ16 | cDXGF | 0 | DXSZCap | 193.914 | 129997 | 1266907 | 1650867.971 | 550930.6 | 0 | 557123.7 | 0 | 80806.56 | 0 | 6098.219 | 71949.25 | 17945.13 | 36335.67 | 0 | 0 | 0 | 0 | 1310447000 | 0 | 1310447000 | 13104.47 | 383960.971 | 0 | 167.0825 | 116.5756 | 44380.1864
MsrNResSpltPkgAC-65to134-S13 | PreNResSpltPkgAC-65to-PEYes | RtL | 2011 | CZ01 | cDXGF | 0 | DXSZCap | 176.4967 | 129997 | 1204981 | 1404326.2456 | 550930.6 | 0 | 557123.7 | 0 | 30576.95 | 0 | 4770.908 | 61578.88 | 12287.28 | 25284.56 | 0 | 0 | 0 | 0 | 680359200 | 0 | 680359200 | 6803.592 | 199345.2456 | 0 | 167.0825 | 116.5756 | 44380.1868
MsrNResSpltPkgAC-65to134-S13 | PreNResSpltPkgAC-65to-PEYes | RtL | 2011 | CZ02 | cDXGF | 0 | DXSZCap | 202.8794 | 129997 | 1309655 | 1418934.7998 | 550930.6 | 0 | 557123.7 | 0 | 121667.7 | 0 | 3967.034 | 75966.2 | 7092.652 | 47517.1 | 0 | 0 | 0 | 0 | 372968600 | 0 | 372968600 | 3729.686 | 109279.7998 | 0 | 167.0825 | 116.5756 | 44380.1871
MsrNResSpltPkgAC-65to134-S13 | PreNResSpltPkgAC-65to-PEYes | RtL | 2011 | CZ03 | cDXGF | 0 | DXSZCap | 183.6892 | 129997 | 1274120 | 1361469.2479 | 550930.6 | 0 | 557123.7 | 0 | 91307.02 | 0 | 1993.009 | 72765.87 | 6720.499 | 47745.97 | 0 | 0 | 0 | 0 | 298120300 | 0 | 298120300 | 2981.203 | 87349.2479 | 0 | 167.0825 | 116.5756 | 44380.1875
MsrNResSpltPkgAC-65to134-S13 | PreNResSpltPkgAC-65to-PEYes | RtL | 2011 | CZ04 | cDXGF | 0 | DXSZCap | 200.3692 | 129997 | 1345308 | 1413453.4712 | 550930.6 | 0 | 557123.7 | 0 | 155638.1 | 0 | 2214.648 | 79401.48 | 4677.729 | 57866.89 | 0 | 0 | 0 | 0 | 232578400 | 0 | 232578400 | 2325.784 | 68145.4712 | 0 | 167.0825 | 116.5756 | 44380.1878
MsrNResSpltPkgAC-65to134-S13 | PreNResSpltPkgAC-65to-PEYes | RtL | 2011 | CZ05 | cDXGF | 0 | DXSZCap | 184.8337 | 129997 | 1285796 | 1371552.5292 | 550930.6 | 0 | 557123.7 | 0 | 102441.8 | 0 | 2308.841 | 72991.53 | 6391.872 | 49266.23 | 0 | 0 | 0 | 0 | 292684400 | 0 | 292684400 | 2926.844 | 85756.5292 | 0 | 167.0825 | 116.5756 | 44380.1882
MsrNResSpltPkgAC-65to134-S13 | PreNResSpltPkgAC-65to-PEYes | RtL | 2011 | CZ06 | cDXGF | 0 | DXSZCap | 197.9129 | 129997 | 1376760 | 1422538.2614 | 550930.6 | 0 | 557123.7 | 0 | 189645.7 | 0 | 808.2847 | 78252.15 | 3616.629 | 62237.56 | 0 | 0 | 0 | 0 | 156239800 | 0 | 156239800 | 1562.398 | 45778.2614 | 0 | 167.0825 | 116.5756 | 44380.1885
MsrNResSpltPkgAC-65to134-S13 | PreNResSpltPkgAC-65to-PEYes | RtL | 2011 | CZ07 | cDXGF | 0 | DXSZCap | 192.797 | 129997 | 1355509 | 1390607.7923 | 550930.6 | 0 | 557123.7 | 0 | 168685.4 | 0 | 390.7269 | 78379.32 | 3133.165 | 63226.71 | 0 | 0 | 0 | 0 | 119791100 | 0 | 119791100 | 1197.911 | 35098.7923 | 0 | 167.0825 | 116.5756 | 44380.1889
MsrNResSpltPkgAC-65to134-S13 | PreNResSpltPkgAC-65to-PEYes | RtL | 2011 | CZ08 | cDXGF | 0 | DXSZCap | 232.0808 | 129997 | 1417652 | 1452010.4399 | 550930.6 | 0 | 557123.7 | 0 | 222738.9 | 0 | 1021.465 | 85837.2 | 3106.458 | 68386.09 | 0 | 0 | 0 | 0 | 117264300 | 0 | 117264300 | 1172.643 | 34358.4399 | 0 | 167.0825 | 116.5756 | 44380.1892
MsrNResSpltPkgAC-65to134-S13 | PreNResSpltPkgAC-65to-PEYes | RtL | 2011 | CZ09 | cDXGF | 0 | DXSZCap | 276.0526 | 129997 | 1407329 | 1441752.5445 | 550930.6 | 0 | 557123.7 | 0 | 203238 | 0 | 1742.419 | 94295.18 | 3684.764 | 67213.27 | 0 | 0 | 0 | 0 | 117486500 | 0 | 117486500 | 1174.865 | 34423.5445 | 0 | 167.0825 | 116.5756 | 44380.1896
MsrNResSpltPkgAC-65to134-S13 | PreNResSpltPkgAC-65to-PEYes | RtL | 2011 | CZ10 | cDXGF | 0 | DXSZCap | 252.9469 | 129997 | 1428791 | 1474756.0782 | 550930.6 | 0 | 557123.7 | 0 | 227748.3 | 0 | 2344.005 | 90643.98 | 4129.973 | 67469.66 | 0 | 0 | 0 | 0 | 156877400 | 0 | 156877400 | 1568.774 | 45965.0782 | 0 | 167.0825 | 116.5756 | 44380.19
MsrNResSpltPkgAC-65to134-S13 | PreNResSpltPkgAC-65to-PEYes | RtL | 2011 | CZ11 | cDXGF | 0 | DXSZCap | 268.8956 | 129997 | 1424495 | 1515824.9459 | 550930.6 | 0 | 557123.7 | 0 | 217490.9 | 0 | 4577.987 | 94372.37 | 7638.004 | 60711.07 | 0 | 0 | 0 | 0 | 311706300 | 0 | 311706300 | 3117.063 | 91329.9459 | 0 | 167.0825 | 116.5756 | 44380.1903
MsrNResSpltPkgAC-65to134-S13 | PreNResSpltPkgAC-65to-PEYes | RtL | 2011 | CZ12 | cDXGF | 0 | DXSZCap | 245.6494 | 129997 | 1377626 | 1470752.534 | 550930.6 | 0 | 557123.7 | 0 | 175255.8 | 0 | 3882 | 90434.95 | 7200.513 | 59092.49 | 0 | 0 | 0 | 0 | 317838000 | 0 | 317838000 | 3178.38 | 93126.534 | 0 | 167.0825 | 116.5756 | 44380.1907
MsrNResSpltPkgAC-65to134-S13 | PreNResSpltPkgAC-65to-PEYes | RtL | 2011 | CZ13 | cDXGF | 0 | DXSZCap | 272.9647 | 129997 | 1453895 | 1530709.7552 | 550930.6 | 0 | 557123.7 | 0 | 243827.5 | 0 | 4045.528 | 97968.01 | 6496.642 | 67613.79 | 0 | 0 | 0 | 0 | 262166400 | 0 | 262166400 | 2621.664 | 76814.7552 | 0 | 167.0825 | 116.5756 | 44380.1911
MsrNResSpltPkgAC-65to134-S13 | PreNResSpltPkgAC-65to-PEYes | RtL | 2011 | CZ14 | cDXGF | 0 | DXSZCap | 272.9504 | 129997 | 1420048 | 1506207.4628 | 550930.6 | 0 | 557123.7 | 0 | 212699 | 0 | 4822.273 | 94473.63 | 7189.072 | 61771.5 | 0 | 0 | 0 | 0 | 294059600 | 0 | 294059600 | 2940.596 | 86159.4628 | 0 | 167.0825 | 116.5756 | 44380.1914
MsrNResSpltPkgAC-65to134-S13 | PreNResSpltPkgAC-65to-PEYes | RtL | 2011 | CZ15 | cDXGF | 0 | DXSZCap | 359.507 | 129997 | 1637728 | 1651075.6472 | 550930.6 | 0 | 557123.7 | 0 | 405858.8 | 0 | 1348.715 | 122466.7 | 2067.514 | 100777.1 | 0 | 0 | 0 | 0 | 45555110 | 0 | 45555110 | 455.5511 | 13347.6472 | 0 | 167.0825 | 116.5756 | 44380.1917
MsrNResSpltPkgAC-65to134-S13 | PreNResSpltPkgAC-65to-PEYes | RtL | 2011 | CZ16 | cDXGF | 0 | DXSZCap | 185.4385 | 129997 | 1266526 | 1534455.2206 | 550930.6 | 0 | 557123.7 | 0 | 82377.73 | 0 | 5830.09 | 70263.88 | 14092.85 | 37716.66 | 0 | 0 | 0 | 0 | 914434200 | 0 | 914434200 | 9144.342 | 267929.2206 | 0 | 167.0825 | 116.5756 | 44380.1921
MsrNResSpltPkgAC-65to134-S13 | PreNResSpltPkgAC-65to-PEYes | RtL | 2015 | CZ01 | cDXGF | 0 | DXSZCap | 168.4332 | 129997 | 1122086 | 1336913.4242 | 474706.8 | 0 | 557123.7 | 0 | 27455.77 | 0 | 4553.435 | 58247.14 | 12951.48 | 22751.12 | 0 | 0 | 0 | 0 | 733199400 | 0 | 733199400 | 7331.994 | 214827.4242 | 0 | 144.4917 | 116.5756 | 44380.1924
MsrNResSpltPkgAC-65to134-S13 | PreNResSpltPkgAC-65to-PEYes | RtL | 2015 | CZ02 | cDXGF | 0 | DXSZCap | 195.498 | 129997 | 1222130 | 1340164.4347 | 474706.8 | 0 | 557123.7 | 0 | 114031.7 | 0 | 3822.716 | 72446.24 | 7604.459 | 44378.23 | 0 | 0 | 0 | 0 | 402847900 | 0 | 402847900 | 4028.479 | 118034.4347 | 0 | 144.4917 | 116.5756 | 44380.1928
MsrNResSpltPkgAC-65to134-S13 | PreNResSpltPkgAC-65to-PEYes | RtL | 2015 | CZ03 | cDXGF | 0 | DXSZCap | 174.4119 | 129997 | 1186695 | 1281077.0683 | 474706.8 | 0 | 557123.7 | 0 | 84463.81 | 0 | 1892.427 | 68508.87 | 7085.314 | 44074.59 | 0 | 0 | 0 | 0 | 322123100 | 0 | 322123100 | 3221.231 | 94382.0683 | 0 | 144.4917 | 116.5756 | 44380.1931
MsrNResSpltPkgAC-65to134-S13 | PreNResSpltPkgAC-65to-PEYes | RtL | 2015 | CZ04 | cDXGF | 0 | DXSZCap | 192.0486 | 129997 | 1255206 | 1328658.17 | 474706.8 | 0 | 557123.7 | 0 | 145993.4 | 0 | 2122.702 | 75260.27 | 5036.013 | 54067.52 | 0 | 0 | 0 | 0 | 250690000 | 0 | 250690000 | 2506.9 | 73452.17 | 0 | 144.4917 | 116.5756 | 44380.1935
MsrNResSpltPkgAC-65to134-S13 | PreNResSpltPkgAC-65to-PEYes | RtL | 2015 | CZ05 | cDXGF | 0 | DXSZCap | 175.2735 | 129997 | 1197599 | 1289903.2588 | 474706.8 | 0 | 557123.7 | 0 | 94882.91 | 0 | 2189.412 | 68697.28 | 6791.306 | 45642.12 | 0 | 0 | 0 | 0 | 315031600 | 0 | 315031600 | 3150.316 | 92304.2588 | 0 | 144.4917 | 116.5756 | 44380.1938
MsrNResSpltPkgAC-65to134-S13 | PreNResSpltPkgAC-65to-PEYes | RtL | 2015 | CZ06 | cDXGF | 0 | DXSZCap | 188.7596 | 129997 | 1284403 | 1333029.7781 | 474706.8 | 0 | 557123.7 | 0 | 177715.7 | 0 | 770.895 | 74086.72 | 3806.001 | 58364.71 | 0 | 0 | 0 | 0 | 165961700 | 0 | 165961700 | 1659.617 | 48626.7781 | 0 | 144.4917 | 116.5756 | 44380.1942
MsrNResSpltPkgAC-65to134-S13 | PreNResSpltPkgAC-65to-PEYes | RtL | 2015 | CZ07 | cDXGF | 0 | DXSZCap | 183.8718 | 129997 | 1264167 | 1301488.0508 | 474706.8 | 0 | 557123.7 | 0 | 157829.5 | 0 | 372.6387 | 74135.07 | 3341.701 | 59137.95 | 0 | 0 | 0 | 0 | 127375600 | 0 | 127375600 | 1273.756 | 37321.0508 | 0 | 144.4917 | 116.5756 | 44380.1945
MsrNResSpltPkgAC-65to134-S13 | PreNResSpltPkgAC-65to-PEYes | RtL | 2015 | CZ08 | cDXGF | 0 | DXSZCap | 223.9228 | 129997 | 1324957 | 1360972.4135 | 474706.8 | 0 | 557123.7 | 0 | 210248 | 0 | 985.5571 | 81893.94 | 3341.322 | 64546.16 | 0 | 0 | 0 | 0 | 122919500 | 0 | 122919500 | 1229.195 | 36015.4135 | 0 | 144.4917 | 116.5756 | 44380.1949
MsrNResSpltPkgAC-65to134-S13 | PreNResSpltPkgAC-65to-PEYes | RtL | 2015 | CZ09 | cDXGF | 0 | DXSZCap | 267.8928 | 129997 | 1316259 | 1351997.4992 | 474706.8 | 0 | 557123.7 | 0 | 192036.2 | 0 | 1690.919 | 90701.88 | 4073.225 | 63867.52 | 0 | 0 | 0 | 0 | 121974400 | 0 | 121974400 | 1219.744 | 35738.4992 | 0 | 144.4917 | 116.5756 | 44380.1952
MsrNResSpltPkgAC-65to134-S13 | PreNResSpltPkgAC-65to-PEYes | RtL | 2015 | CZ10 | cDXGF | 0 | DXSZCap | 245.9464 | 129997 | 1338120 | 1386558.7014 | 474706.8 | 0 | 557123.7 | 0 | 216729.3 | 0 | 2279.129 | 87281.23 | 4485.605 | 64258.48 | 0 | 0 | 0 | 0 | 165319800 | 0 | 165319800 | 1653.198 | 48438.7014 | 0 | 144.4917 | 116.5756 | 44380.1956
MsrNResSpltPkgAC-65to134-S13 | PreNResSpltPkgAC-65to-PEYes | RtL | 2015 | CZ11 | cDXGF | 0 | DXSZCap | 261.1293 | 129997 | 1334983 | 1431506.6932 | 474706.8 | 0 | 557123.7 | 0 | 207786.7 | 0 | 4445.785 | 90920.17 | 8516.129 | 57804.12 | 0 | 0 | 0 | 0 | 329432400 | 0 | 329432400 | 3294.324 | 96523.6932 | 0 | 144.4917 | 116.5756 | 44380.1959
MsrNResSpltPkgAC-65to134-S13 | PreNResSpltPkgAC-65to-PEYes | RtL | 2015 | CZ12 | cDXGF | 0 | DXSZCap | 238.3928 | 129997 | 1288970 | 1388795.1 | 474706.8 | 0 | 557123.7 | 0 | 166437.9 | 0 | 3767.314 | 86935.16 | 7924.354 | 56028.48 | 0 | 0 | 0 | 0 | 340700000 | 0 | 340700000 | 3407 | 99825.1 | 0 | 144.4917 | 116.5756 | 44380.1963
MsrNResSpltPkgAC-65to134-S13 | PreNResSpltPkgAC-65to-PEYes | RtL | 2015 | CZ13 | cDXGF | 0 | DXSZCap | 265.304 | 129997 | 1363562 | 1444569.4094 | 474706.8 | 0 | 557123.7 | 0 | 233358.1 | 0 | 3931.971 | 94442.28 | 7218.263 | 64605.34 | 0 | 0 | 0 | 0 | 276475800 | 0 | 276475800 | 2764.758 | 81007.4094 | 0 | 144.4917 | 116.5756 | 44380.1967
MsrNResSpltPkgAC-65to134-S13 | PreNResSpltPkgAC-65to-PEYes | RtL | 2015 | CZ14 | cDXGF | 0 | DXSZCap | 265.3721 | 129997 | 1330325 | 1420535.891 | 474706.8 | 0 | 557123.7 | 0 | 202728.4 | 0 | 4688.4 | 91078.56 | 7983.705 | 58713.87 | 0 | 0 | 0 | 0 | 307887000 | 0 | 307887000 | 3078.87 | 90210.891 | 0 | 144.4917 | 116.5756 | 44380.197
MsrNResSpltPkgAC-65to134-S13 | PreNResSpltPkgAC-65to-PEYes | RtL | 2015 | CZ15 | cDXGF | 0 | DXSZCap | 351.2435 | 129997 | 1543050 | 1555473.159 | 474706.8 | 0 | 557123.7 | 0 | 391043.4 | 0 | 1317.717 | 118858.3 | 2240.057 | 97201.67 | 0 | 0 | 0 | 0 | 42399860 | 0 | 42399860 | 423.9986 | 12423.159 | 0 | 144.4917 | 116.5756 | 44380.1973
MsrNResSpltPkgAC-65to134-S13 | PreNResSpltPkgAC-65to-PEYes | RtL | 2015 | CZ16 | cDXGF | 0 | DXSZCap | 176.8285 | 129997 | 1181232 | 1474577.447 | 474706.8 | 0 | 557123.7 | 0 | 77287.27 | 0 | 5560.004 | 66554.3 | 14826.45 | 35147.55 | 0 | 0 | 0 | 0 | 1001179000 | 0 | 1001179000 | 10011.79 | 293345.447 | 0 | 144.4917 | 116.5756 | 44380.1977
MsrNResSpltPkgAC-65to134-S13 | PreNResSpltPkgAC-65to-PEYes | RtL | 2017 | CZ01 | cDXGF | 0 | DXSZCap | 166.1497 | 129997 | 1121855 | 1309130.4036 | 473124.1 | 0 | 557123.7 | 0 | 29170.62 | 0 | 4491.053 | 57944.99 | 12064.58 | 24051.06 | 0 | 0 | 0 | 0 | 639165200 | 0 | 639165200 | 6391.652 | 187275.4036 | 0 | 143.9042 | 116.5756 | 44380.1981
MsrNResSpltPkgAC-65to134-S13 | PreNResSpltPkgAC-65to-PEYes | RtL | 2017 | CZ02 | cDXGF | 0 | DXSZCap | 192.0712 | 129997 | 1219599 | 1327966.8373 | 473124.1 | 0 | 557123.7 | 0 | 113982 | 0 | 3755.604 | 71612.97 | 7034.308 | 44525.73 | 0 | 0 | 0 | 0 | 369856100 | 0 | 369856100 | 3698.561 | 108367.8373 | 0 | 143.9042 | 116.5756 | 44380.1984
MsrNResSpltPkgAC-65to134-S13 | PreNResSpltPkgAC-65to-PEYes | RtL | 2017 | CZ03 | cDXGF | 0 | DXSZCap | 173.1027 | 129997 | 1185744 | 1272983.0506 | 473124.1 | 0 | 557123.7 | 0 | 85248.87 | 0 | 1878.159 | 68368.63 | 6798.977 | 44541.18 | 0 | 0 | 0 | 0 | 297744200 | 0 | 297744200 | 2977.442 | 87239.0506 | 0 | 143.9042 | 116.5756 | 44380.1988
MsrNResSpltPkgAC-65to134-S13 | PreNResSpltPkgAC-65to-PEYes | RtL | 2017 | CZ04 | cDXGF | 0 | DXSZCap | 189.0823 | 129997 | 1252845 | 1319424.269 | 473124.1 | 0 | 557123.7 | 0 | 145908.3 | 0 | 2089.824 | 74599.01 | 4584.126 | 54262.38 | 0 | 0 | 0 | 0 | 227233000 | 0 | 227233000 | 2272.33 | 66579.269 | 0 | 143.9042 | 116.5756 | 44380.1991
MsrNResSpltPkgAC-65to134-S13 | PreNResSpltPkgAC-65to-PEYes | RtL | 2017 | CZ05 | cDXGF | 0 | DXSZCap | 172.642 | 129997 | 1197285 | 1275646.5901 | 473124.1 | 0 | 557123.7 | 0 | 96475.65 | 0 | 2156.458 | 68404.58 | 6213.663 | 46452.25 | 0 | 0 | 0 | 0 | 267445700 | 0 | 267445700 | 2674.457 | 78361.5901 | 0 | 143.9042 | 116.5756 | 44380.1995
MsrNResSpltPkgAC-65to134-S13 | PreNResSpltPkgAC-65to-PEYes | RtL | 2017 | CZ06 | cDXGF | 0 | DXSZCap | 184.2086 | 129997 | 1282416 | 1320426.0403 | 473124.1 | 0 | 557123.7 | 0 | 178174.4 | 0 | 752.2708 | 73241.73 | 3302.295 | 58790.07 | 0 | 0 | 0 | 0 | 129727100 | 0 | 129727100 | 1297.271 | 38010.0403 | 0 | 143.9042 | 116.5756 | 44380.1998
MsrNResSpltPkgAC-65to134-S13 | PreNResSpltPkgAC-65to-PEYes | RtL | 2017 | CZ07 | cDXGF | 0 | DXSZCap | 180.993 | 129997 | 1262893 | 1293797.0871 | 473124.1 | 0 | 557123.7 | 0 | 158595.1 | 0 | 366.8045 | 73683.17 | 2974.192 | 59593.75 | 0 | 0 | 0 | 0 | 105474700 | 0 | 105474700 | 1054.747 | 30904.0871 | 0 | 143.9042 | 116.5756 | 44380.2002
MsrNResSpltPkgAC-65to134-S13 | PreNResSpltPkgAC-65to-PEYes | RtL | 2017 | CZ08 | cDXGF | 0 | DXSZCap | 216.958 | 129997 | 1319397 | 1348847.2211 | 473124.1 | 0 | 557123.7 | 0 | 208105.4 | 0 | 954.9031 | 80088.7 | 2723.701 | 64211.7 | 0 | 0 | 0 | 0 | 100512700 | 0 | 100512700 | 1005.127 | 29450.2211 | 0 | 143.9042 | 116.5756 | 44380.2005
MsrNResSpltPkgAC-65to134-S13 | PreNResSpltPkgAC-65to-PEYes | RtL | 2017 | CZ09 | cDXGF | 0 | DXSZCap | 263.818 | 129997 | 1312327 | 1343882.1038 | 473124.1 | 0 | 557123.7 | 0 | 190815.4 | 0 | 1665.197 | 89598.34 | 3622.597 | 63598.6 | 0 | 0 | 0 | 0 | 107696600 | 0 | 107696600 | 1076.966 | 31555.1038 | 0 | 143.9042 | 116.5756 | 44380.2009
MsrNResSpltPkgAC-65to134-S13 | PreNResSpltPkgAC-65to-PEYes | RtL | 2017 | CZ10 | cDXGF | 0 | DXSZCap | 241.6539 | 129997 | 1333640 | 1377304.9989 | 473124.1 | 0 | 557123.7 | 0 | 215049 | 0 | 2239.352 | 86103.89 | 4056.444 | 63900.32 | 0 | 0 | 0 | 0 | 149027300 | 0 | 149027300 | 1490.273 | 43664.9989 | 0 | 143.9042 | 116.5756 | 44380.2012
MsrNResSpltPkgAC-65to134-S13 | PreNResSpltPkgAC-65to-PEYes | RtL | 2017 | CZ11 | cDXGF | 0 | DXSZCap | 255.7458 | 129997 | 1329391 | 1414906.6832 | 473124.1 | 0 | 557123.7 | 0 | 205429.8 | 0 | 4354.134 | 89359.18 | 7558.056 | 57336.98 | 0 | 0 | 0 | 0 | 291862400 | 0 | 291862400 | 2918.624 | 85515.6832 | 0 | 143.9042 | 116.5756 | 44380.2016
MsrNResSpltPkgAC-65to134-S13 | PreNResSpltPkgAC-65to-PEYes | RtL | 2017 | CZ12 | cDXGF | 0 | DXSZCap | 233.6145 | 129997 | 1284763 | 1374709.2534 | 473124.1 | 0 | 557123.7 | 0 | 165206.7 | 0 | 3691.825 | 85617.28 | 7119.923 | 55838.18 | 0 | 0 | 0 | 0 | 306983800 | 0 | 306983800 | 3069.838 | 89946.2534 | 0 | 143.9042 | 116.5756 | 44380.2019
MsrNResSpltPkgAC-65to134-S13 | PreNResSpltPkgAC-65to-PEYes | RtL | 2017 | CZ13 | cDXGF | 0 | DXSZCap | 260.0317 | 129997 | 1357023 | 1428958.7485 | 473124.1 | 0 | 557123.7 | 0 | 230082.6 | 0 | 3853.834 | 92838.73 | 6394.933 | 63931.51 | 0 | 0 | 0 | 0 | 245514500 | 0 | 245514500 | 2455.145 | 71935.7485 | 0 | 143.9042 | 116.5756 | 44380.2023
MsrNResSpltPkgAC-65to134-S13 | PreNResSpltPkgAC-65to-PEYes | RtL | 2017 | CZ14 | cDXGF | 0 | DXSZCap | 260.2103 | 129997 | 1324849 | 1404762.2302 | 473124.1 | 0 | 557123.7 | 0 | 200414.7 | 0 | 4597.175 | 89588.18 | 7053.922 | 58345.11 | 0 | 0 | 0 | 0 | 272741400 | 0 | 272741400 | 2727.414 | 79913.2302 | 0 | 143.9042 | 116.5756 | 44380.2027
MsrNResSpltPkgAC-65to134-S13 | PreNResSpltPkgAC-65to-PEYes | RtL | 2017 | CZ15 | cDXGF | 0 | DXSZCap | 345.1355 | 129997 | 1532659 | 1543071.5109 | 473124.1 | 0 | 557123.7 | 0 | 384154.2 | 0 | 1294.799 | 116961 | 1913.193 | 96013.36 | 0 | 0 | 0 | 0 | 35537580 | 0 | 35537580 | 355.3758 | 10412.5109 | 0 | 143.9042 | 116.5756 | 44380.203
MsrNResSpltPkgAC-65to134-S13 | PreNResSpltPkgAC-65to-PEYes | RtL | 2017 | CZ16 | cDXGF | 0 | DXSZCap | 175.1536 | 129997 | 1179115 | 1449521.5942 | 473124.1 | 0 | 557123.7 | 0 | 77234.76 | 0 | 5507.038 | 66124.41 | 13923.36 | 35305.3 | 0 | 0 | 0 | 0 | 922889400 | 0 | 922889400 | 9228.894 | 270406.5942 | 0 | 143.9042 | 116.5756 | 44380.2034
MsrNResSpltPkgAC-65to134-S13 | PreNResSpltPkgAC-65to-PEYes | RtL | 2020 | CZ01 | cDXGF | 0 | DXSZCap | 157.004 | 129997 | 1014320 | 1227057.8654 | 373221 | 0 | 557123.7 | 0 | 25639.22 | 0 | 4244.346 | 54091.68 | 12895.74 | 21104.41 | 0 | 0 | 0 | 0 | 726067800 | 0 | 726067800 | 7260.678 | 212737.8654 | 0 | 113.151 | 116.5756 | 44380.2037
MsrNResSpltPkgAC-65to134-S13 | PreNResSpltPkgAC-65to-PEYes | RtL | 2020 | CZ02 | cDXGF | 0 | DXSZCap | 183.158 | 129997 | 1106878 | 1230441.2568 | 373221 | 0 | 557123.7 | 0 | 105439.1 | 0 | 3581.509 | 67513.11 | 7601.971 | 41009.88 | 0 | 0 | 0 | 0 | 421717600 | 0 | 421717600 | 4217.176 | 123563.2568 | 0 | 113.151 | 116.5756 | 44380.2041
MsrNResSpltPkgAC-65to134-S13 | PreNResSpltPkgAC-65to-PEYes | RtL | 2020 | CZ03 | cDXGF | 0 | DXSZCap | 163.4674 | 129997 | 1074118 | 1175741.2117 | 373221 | 0 | 557123.7 | 0 | 78290.48 | 0 | 1773.707 | 63709.13 | 7533.453 | 40442.96 | 0 | 0 | 0 | 0 | 346836900 | 0 | 346836900 | 3468.369 | 101623.2117 | 0 | 113.151 | 116.5756 | 44380.2044
MsrNResSpltPkgAC-65to134-S13 | PreNResSpltPkgAC-65to-PEYes | RtL | 2020 | CZ04 | cDXGF | 0 | DXSZCap | 180.4299 | 129997 | 1138288 | 1215232.0854 | 373221 | 0 | 557123.7 | 0 | 135665.5 | 0 | 1994.336 | 70283.56 | 5049.74 | 50176.99 | 0 | 0 | 0 | 0 | 262607800 | 0 | 262607800 | 2626.078 | 76944.0854 | 0 | 113.151 | 116.5756 | 44380.2048
MsrNResSpltPkgAC-65to134-S13 | PreNResSpltPkgAC-65to-PEYes | RtL | 2020 | CZ05 | cDXGF | 0 | DXSZCap | 162.922 | 129997 | 1084575 | 1176079.5446 | 373221 | 0 | 557123.7 | 0 | 88507.73 | 0 | 2035.034 | 63688.82 | 6898.08 | 42383.41 | 0 | 0 | 0 | 0 | 312302200 | 0 | 312302200 | 3123.022 | 91504.5446 | 0 | 113.151 | 116.5756 | 44380.2051
MsrNResSpltPkgAC-65to134-S13 | PreNResSpltPkgAC-65to-PEYes | RtL | 2020 | CZ06 | cDXGF | 0 | DXSZCap | 174.4976 | 129997 | 1165522 | 1210257.3572 | 373221 | 0 | 557123.7 | 0 | 165770.2 | 0 | 712.6063 | 68695.27 | 3739.073 | 54431.92 | 0 | 0 | 0 | 0 | 152680400 | 0 | 152680400 | 1526.804 | 44735.3572 | 0 | 113.151 | 116.5756 | 44380.2055
MsrNResSpltPkgAC-65to134-S13 | PreNResSpltPkgAC-65to-PEYes | RtL | 2020 | CZ07 | cDXGF | 0 | DXSZCap | 171.1061 | 129997 | 1146914 | 1184215.0096 | 373221 | 0 | 557123.7 | 0 | 147314.2 | 0 | 346.7675 | 68909.22 | 3485.22 | 55041.23 | 0 | 0 | 0 | 0 | 127307200 | 0 | 127307200 | 1273.072 | 37301.0096 | 0 | 113.151 | 116.5756 | 44380.2059
MsrNResSpltPkgAC-65to134-S13 | PreNResSpltPkgAC-65to-PEYes | RtL | 2020 | CZ08 | cDXGF | 0 | DXSZCap | 208.0831 | 129997 | 1201981 | 1236772.8455 | 373221 | 0 | 557123.7 | 0 | 194837.1 | 0 | 915.8408 | 75883.48 | 3082.091 | 60049.98 | 0 | 0 | 0 | 0 | 118743500 | 0 | 118743500 | 1187.435 | 34791.8455 | 0 | 113.151 | 116.5756 | 44380.2062
MsrNResSpltPkgAC-65to134-S13 | PreNResSpltPkgAC-65to-PEYes | RtL | 2020 | CZ09 | cDXGF | 0 | DXSZCap | 254.6086 | 129997 | 1196412 | 1234040.7887 | 373221 | 0 | 557123.7 | 0 | 178801.1 | 0 | 1607.072 | 85659.54 | 4121.557 | 59906.69 | 0 | 0 | 0 | 0 | 128425900 | 0 | 128425900 | 1284.259 | 37628.7887 | 0 | 113.151 | 116.5756 | 44380.2066
MsrNResSpltPkgAC-65to134-S13 | PreNResSpltPkgAC-65to-PEYes | RtL | 2020 | CZ10 | cDXGF | 0 | DXSZCap | 232.5705 | 129997 | 1216706 | 1267407.0716 | 373221 | 0 | 557123.7 | 0 | 202216.1 | 0 | 2155.174 | 81991.04 | 4491.609 | 60121.8 | 0 | 0 | 0 | 0 | 173041200 | 0 | 173041200 | 1730.412 | 50701.0716 | 0 | 113.151 | 116.5756 | 44380.2069
MsrNResSpltPkgAC-65to134-S13 | PreNResSpltPkgAC-65to-PEYes | RtL | 2020 | CZ11 | cDXGF | 0 | DXSZCap | 245.9736 | 129997 | 1214087 | 1312733.068 | 373221 | 0 | 557123.7 | 0 | 194348.4 | 0 | 4187.74 | 85206.96 | 8314.726 | 53942.88 | 0 | 0 | 0 | 0 | 336676000 | 0 | 336676000 | 3366.76 | 98646.068 | 0 | 113.151 | 116.5756 | 44380.2072
MsrNResSpltPkgAC-65to134-S13 | PreNResSpltPkgAC-65to-PEYes | RtL | 2020 | CZ12 | cDXGF | 0 | DXSZCap | 224.2521 | 129997 | 1170307 | 1273313.4647 | 373221 | 0 | 557123.7 | 0 | 155064.8 | 0 | 3543.858 | 81354.59 | 7790.368 | 52208.32 | 0 | 0 | 0 | 0 | 351557900 | 0 | 351557900 | 3515.579 | 103006.4647 | 0 | 113.151 | 116.5756 | 44380.2076
MsrNResSpltPkgAC-65to134-S13 | PreNResSpltPkgAC-65to-PEYes | RtL | 2020 | CZ13 | cDXGF | 0 | DXSZCap | 250.6021 | 129997 | 1240797 | 1323867.5982 | 373221 | 0 | 557123.7 | 0 | 218097.9 | 0 | 3714.094 | 88640.95 | 7084.087 | 60376.18 | 0 | 0 | 0 | 0 | 283517400 | 0 | 283517400 | 2835.174 | 83070.5982 | 0 | 113.151 | 116.5756 | 44380.208
MsrNResSpltPkgAC-65to134-S13 | PreNResSpltPkgAC-65to-PEYes | RtL | 2020 | CZ14 | cDXGF | 0 | DXSZCap | 250.5728 | 129997 | 1209422 | 1301346.1499 | 373221 | 0 | 557123.7 | 0 | 189132.1 | 0 | 4426.922 | 85519.03 | 7805.37 | 54787.65 | 0 | 0 | 0 | 0 | 313734300 | 0 | 313734300 | 3137.343 | 91924.1499 | 0 | 113.151 | 116.5756 | 44380.2083
MsrNResSpltPkgAC-65to134-S13 | PreNResSpltPkgAC-65to-PEYes | RtL | 2020 | CZ15 | cDXGF | 0 | DXSZCap | 334.9276 | 129997 | 1411192 | 1424132.7464 | 373221 | 0 | 557123.7 | 0 | 366921.3 | 0 | 1256.504 | 112670.6 | 2232.392 | 91950.24 | 0 | 0 | 0 | 0 | 44166370 | 0 | 44166370 | 441.6637 | 12940.7464 | 0 | 113.151 | 116.5756 | 44380.2087
MsrNResSpltPkgAC-65to134-S13 | PreNResSpltPkgAC-65to-PEYes | RtL | 2020 | CZ16 | cDXGF | 0 | DXSZCap | 165.3557 | 129997 | 1069040 | 1372132.092 | 373221 | 0 | 557123.7 | 0 | 71672.45 | 0 | 5199.423 | 61823.78 | 14886.95 | 32292.92 | 0 | 0 | 0 | 0 | 1034444000 | 0 | 1034444000 | 10344.44 | 303092.092 | 0 | 113.151 | 116.5756 | 44380.209
MsrNResSpltPkgAC-65to134-S13 | PreNResSpltPkgAC-65to-PEYes | RtS | 1975 | CZ01 | cDXGF | 0 | DXSZCap | 16.1551 | 7999.929 | 56447.41 | 95275.1254 | 26261.42 | 0 | 24619.78 | 0 | 655.4481 | 0 | 436.8699 | 4473.995 | 2059.568 | 613.2626 | 0 | 0 | 0 | 0 | 132517800 | 0 | 132517800 | 1325.178 | 38827.7154 | 0 | 9.0014 | 6.8431 | 44380.2094
MsrNResSpltPkgAC-65to134-S13 | PreNResSpltPkgAC-65to-PEYes | RtS | 1975 | CZ02 | cDXGF | 0 | DXSZCap | 18.5618 | 7999.929 | 65831.85 | 87261.8378 | 26261.42 | 0 | 24619.78 | 0 | 8877.38 | 0 | 362.9672 | 5710.412 | 1286.335 | 3088.27 | 0 | 0 | 0 | 0 | 73139890 | 0 | 73139890 | 731.3989 | 21429.9878 | 0 | 9.0014 | 6.8431 | 44380.2097
MsrNResSpltPkgAC-65to134-S13 | PreNResSpltPkgAC-65to-PEYes | RtS | 1975 | CZ03 | cDXGF | 0 | DXSZCap | 17.5239 | 7999.929 | 61356.57 | 77697.2503 | 26261.42 | 0 | 24619.78 | 0 | 4974.737 | 0 | 190.1785 | 5310.586 | 1087.284 | 2539.77 | 0 | 0 | 0 | 0 | 55770240 | 0 | 55770240 | 557.7024 | 16340.6803 | 0 | 9.0014 | 6.8431 | 44380.2101
MsrNResSpltPkgAC-65to134-S13 | PreNResSpltPkgAC-65to-PEYes | RtS | 1975 | CZ04 | cDXGF | 0 | DXSZCap | 18.8985 | 7999.929 | 68414.55 | 81664.9681 | 26261.42 | 0 | 24619.78 | 0 | 11303.31 | 0 | 208.8957 | 6021.247 | 909.2413 | 3799.36 | 0 | 0 | 0 | 0 | 45223270 | 0 | 45223270 | 452.2327 | 13250.4181 | 0 | 9.0014 | 6.8431 | 44380.2104
MsrNResSpltPkgAC-65to134-S13 | PreNResSpltPkgAC-65to-PEYes | RtS | 1975 | CZ05 | cDXGF | 0 | DXSZCap | 17.2177 | 7999.929 | 62434.61 | 74119.1629 | 26261.42 | 0 | 24619.78 | 0 | 6074.005 | 0 | 215.0898 | 5264.447 | 790.1251 | 2884.763 | 0 | 0 | 0 | 0 | 39879020 | 0 | 39879020 | 398.7902 | 11684.5529 | 0 | 9.0014 | 6.8431 | 44380.2107
MsrNResSpltPkgAC-65to134-S13 | PreNResSpltPkgAC-65to-PEYes | RtS | 1975 | CZ06 | cDXGF | 0 | DXSZCap | 19.1761 | 7999.929 | 69488.56 | 73940.4547 | 26261.42 | 0 | 24619.78 | 0 | 12743.91 | 0 | 78.3187 | 5785.248 | 392.838 | 4117.723 | 0 | 0 | 0 | 0 | 15194180 | 0 | 15194180 | 151.9418 | 4451.8947 | 0 | 9.0014 | 6.8431 | 44380.2111
MsrNResSpltPkgAC-65to134-S13 | PreNResSpltPkgAC-65to-PEYes | RtS | 1975 | CZ07 | cDXGF | 0 | DXSZCap | 18.5831 | 7999.929 | 67333.98 | 70618.8294 | 26261.42 | 0 | 24619.78 | 0 | 10717.45 | 0 | 37.6608 | 5697.794 | 321.3806 | 3987.434 | 0 | 0 | 0 | 0 | 11211090 | 0 | 11211090 | 112.1109 | 3284.8494 | 0 | 9.0014 | 6.8431 | 44380.2114
MsrNResSpltPkgAC-65to134-S13 | PreNResSpltPkgAC-65to-PEYes | RtS | 1975 | CZ08 | cDXGF | 0 | DXSZCap | 19.8579 | 7999.929 | 73759.62 | 77397.1183 | 26261.42 | 0 | 24619.78 | 0 | 16597.54 | 0 | 87.401 | 6193.613 | 338.517 | 4686.462 | 0 | 0 | 0 | 0 | 12414670 | 0 | 12414670 | 124.1467 | 3637.4983 | 0 | 9.0014 | 6.8431 | 44380.2118
MsrNResSpltPkgAC-65to134-S13 | PreNResSpltPkgAC-65to-PEYes | RtS | 1975 | CZ09 | cDXGF | 0 | DXSZCap | 24.9186 | 7999.929 | 74258.39 | 80078.583 | 26261.42 | 0 | 24619.78 | 0 | 16003.8 | 0 | 157.2843 | 7216.219 | 588.824 | 4837.236 | 0 | 0 | 0 | 0 | 19864140 | 0 | 19864140 | 198.6414 | 5820.193 | 0 | 9.0014 | 6.8431 | 44380.2121
MsrNResSpltPkgAC-65to134-S13 | PreNResSpltPkgAC-65to-PEYes | RtS | 1975 | CZ10 | cDXGF | 0 | DXSZCap | 23.2729 | 7999.929 | 76409.69 | 83961.5804 | 26261.42 | 0 | 24619.78 | 0 | 18252.86 | 0 | 215.6638 | 7060.089 | 659.3107 | 4985.753 | 0 | 0 | 0 | 0 | 25774370 | 0 | 25774370 | 257.7437 | 7551.8904 | 0 | 9.0014 | 6.8431 | 44380.2124
MsrNResSpltPkgAC-65to134-S13 | PreNResSpltPkgAC-65to-PEYes | RtS | 1975 | CZ11 | cDXGF | 0 | DXSZCap | 25.4844 | 7999.929 | 77284.17 | 102577.562 | 26261.42 | 0 | 24619.78 | 0 | 18257.63 | 0 | 433.878 | 7711.58 | 1765.338 | 4553.673 | 0 | 0 | 0 | 0 | 86325570 | 0 | 86325570 | 863.2557 | 25293.392 | 0 | 9.0014 | 6.8431 | 44380.2128
MsrNResSpltPkgAC-65to134-S13 | PreNResSpltPkgAC-65to-PEYes | RtS | 1975 | CZ12 | cDXGF | 0 | DXSZCap | 22.8046 | 7999.929 | 72325.04 | 93755.5229 | 26261.42 | 0 | 24619.78 | 0 | 14008.98 | 0 | 360.3821 | 7074.594 | 1441.525 | 4273.44 | 0 | 0 | 0 | 0 | 73141580 | 0 | 73141580 | 731.4158 | 21430.4829 | 0 | 9.0014 | 6.8431 | 44380.2131
MsrNResSpltPkgAC-65to134-S13 | PreNResSpltPkgAC-65to-PEYes | RtS | 1975 | CZ13 | cDXGF | 0 | DXSZCap | 25.8241 | 7999.929 | 79694.59 | 99181.1732 | 26261.42 | 0 | 24619.78 | 0 | 20426.68 | 0 | 382.7299 | 8004.102 | 1434.382 | 5200.188 | 0 | 0 | 0 | 0 | 66507110 | 0 | 66507110 | 665.0711 | 19486.5832 | 0 | 9.0014 | 6.8431 | 44380.2134
MsrNResSpltPkgAC-65to134-S13 | PreNResSpltPkgAC-65to-PEYes | RtS | 1975 | CZ14 | cDXGF | 0 | DXSZCap | 25.6959 | 7999.929 | 76993.13 | 95193.6044 | 26261.42 | 0 | 24619.78 | 0 | 17991.3 | 0 | 453.9721 | 7666.781 | 1334.5 | 4717.956 | 0 | 0 | 0 | 0 | 62117660 | 0 | 62117660 | 621.1766 | 18200.4744 | 0 | 9.0014 | 6.8431 | 44380.2138
MsrNResSpltPkgAC-65to134-S13 | PreNResSpltPkgAC-65to-PEYes | RtS | 1975 | CZ15 | cDXGF | 0 | DXSZCap | 32.7979 | 7999.929 | 97167.27 | 99746.815 | 26261.42 | 0 | 24619.78 | 0 | 36197.39 | 0 | 123.0435 | 9965.73 | 363.8569 | 8104.565 | 0 | 0 | 0 | 0 | 8803908 | 0 | 8803908 | 88.0391 | 2579.545 | 0 | 9.0014 | 6.8431 | 44380.2141
MsrNResSpltPkgAC-65to134-S13 | PreNResSpltPkgAC-65to-PEYes | RtS | 1975 | CZ16 | cDXGF | 0 | DXSZCap | 18.9962 | 7999.929 | 63748.02 | 119623.9404 | 26261.42 | 0 | 24619.78 | 0 | 6293.991 | 0 | 597.4576 | 5975.492 | 2191.254 | 2663.984 | 0 | 0 | 0 | 0 | 190702800 | 0 | 190702800 | 1907.028 | 55875.9204 | 0 | 9.0014 | 6.8431 | 44380.2145
MsrNResSpltPkgAC-65to134-S13 | PreNResSpltPkgAC-65to-PEYes | RtS | 1985 | CZ01 | cDXGF | 0 | DXSZCap | 16.0432 | 7999.929 | 55349.66 | 94724.5529 | 26261.42 | 0 | 23576.54 | 0 | 637.2565 | 0 | 433.8432 | 4440.514 | 2076.756 | 597.2421 | 0 | 0 | 0 | 0 | 134385300 | 0 | 134385300 | 1343.853 | 39374.8929 | 0 | 9.0014 | 6.5532 | 44380.2148
MsrNResSpltPkgAC-65to134-S13 | PreNResSpltPkgAC-65to-PEYes | RtS | 1985 | CZ02 | cDXGF | 0 | DXSZCap | 18.4654 | 7999.929 | 64651.33 | 86385.6862 | 26261.42 | 0 | 23576.54 | 0 | 8780.274 | 0 | 361.0827 | 5671.926 | 1296.189 | 3052.342 | 0 | 0 | 0 | 0 | 74178690 | 0 | 74178690 | 741.7869 | 21734.3562 | 0 | 9.0014 | 6.5532 | 44380.2151
MsrNResSpltPkgAC-65to134-S13 | PreNResSpltPkgAC-65to-PEYes | RtS | 1985 | CZ03 | cDXGF | 0 | DXSZCap | 17.3998 | 7999.929 | 60192.7 | 76805.1613 | 26261.42 | 0 | 23576.54 | 0 | 4900.04 | 0 | 188.8306 | 5265.762 | 1099.029 | 2500.747 | 0 | 0 | 0 | 0 | 56697820 | 0 | 56697820 | 566.9782 | 16612.4613 | 0 | 9.0014 | 6.5532 | 44380.2155
MsrNResSpltPkgAC-65to134-S13 | PreNResSpltPkgAC-65to-PEYes | RtS | 1985 | CZ04 | cDXGF | 0 | DXSZCap | 18.8004 | 7999.929 | 67217.1 | 80691.0009 | 26261.42 | 0 | 23576.54 | 0 | 11191.31 | 0 | 207.8113 | 5979.906 | 919.2769 | 3758.4 | 0 | 0 | 0 | 0 | 45986010 | 0 | 45986010 | 459.8601 | 13473.9009 | 0 | 9.0014 | 6.5532 | 44380.2158
MsrNResSpltPkgAC-65to134-S13 | PreNResSpltPkgAC-65to-PEYes | RtS | 1985 | CZ05 | cDXGF | 0 | DXSZCap | 17.0959 | 7999.929 | 61253.13 | 73135.0565 | 26261.42 | 0 | 23576.54 | 0 | 5982.59 | 0 | 213.5682 | 5218.918 | 800.235 | 2841.873 | 0 | 0 | 0 | 0 | 40552650 | 0 | 40552650 | 405.5265 | 11881.9265 | 0 | 9.0014 | 6.5532 | 44380.2161
MsrNResSpltPkgAC-65to134-S13 | PreNResSpltPkgAC-65to-PEYes | RtS | 1985 | CZ06 | cDXGF | 0 | DXSZCap | 19.0519 | 7999.929 | 68266.44 | 72807.2163 | 26261.42 | 0 | 23576.54 | 0 | 12609.98 | 0 | 77.8117 | 5740.568 | 398.0805 | 4071.19 | 0 | 0 | 0 | 0 | 15497530 | 0 | 15497530 | 154.9753 | 4540.7763 | 0 | 9.0014 | 6.5532 | 44380.2165
MsrNResSpltPkgAC-65to134-S13 | PreNResSpltPkgAC-65to-PEYes | RtS | 1985 | CZ07 | cDXGF | 0 | DXSZCap | 18.4596 | 7999.929 | 66118.88 | 69473.0825 | 26261.42 | 0 | 23576.54 | 0 | 10592.34 | 0 | 37.4106 | 5651.059 | 327.0394 | 3938.66 | 0 | 0 | 0 | 0 | 11447790 | 0 | 11447790 | 114.4779 | 3354.2025 | 0 | 9.0014 | 6.5532 | 44380.2168
MsrNResSpltPkgAC-65to134-S13 | PreNResSpltPkgAC-65to-PEYes | RtS | 1985 | CZ08 | cDXGF | 0 | DXSZCap | 19.7613 | 7999.929 | 72527.77 | 76237.6159 | 26261.42 | 0 | 23576.54 | 0 | 16449.88 | 0 | 86.9758 | 6152.827 | 343.5321 | 4640.5 | 0 | 0 | 0 | 0 | 12661590 | 0 | 12661590 | 126.6159 | 3709.8459 | 0 | 9.0014 | 6.5532 | 44380.2171
MsrNResSpltPkgAC-65to134-S13 | PreNResSpltPkgAC-65to-PEYes | RtS | 1985 | CZ09 | cDXGF | 0 | DXSZCap | 24.8162 | 7999.929 | 73043.33 | 78974.2126 | 26261.42 | 0 | 23576.54 | 0 | 15869.75 | 0 | 156.6379 | 7178.859 | 598.1683 | 4798.119 | 0 | 0 | 0 | 0 | 20241920 | 0 | 20241920 | 202.4192 | 5930.8826 | 0 | 9.0014 | 6.5532 | 44380.2175
MsrNResSpltPkgAC-65to134-S13 | PreNResSpltPkgAC-65to-PEYes | RtS | 1985 | CZ10 | cDXGF | 0 | DXSZCap | 23.1712 | 7999.929 | 75181.08 | 82867.2758 | 26261.42 | 0 | 23576.54 | 0 | 18107.8 | 0 | 214.7216 | 7020.491 | 669.7919 | 4946.866 | 0 | 0 | 0 | 0 | 26232750 | 0 | 26232750 | 262.3275 | 7686.1957 | 0 | 9.0014 | 6.5532 | 44380.2178
MsrNResSpltPkgAC-65to134-S13 | PreNResSpltPkgAC-65to-PEYes | RtS | 1985 | CZ11 | cDXGF | 0 | DXSZCap | 25.3781 | 7999.929 | 76078.36 | 101692.921 | 26261.42 | 0 | 23576.54 | 0 | 18135.66 | 0 | 432.066 | 7672.589 | 1777.347 | 4522.399 | 0 | 0 | 0 | 0 | 87421710 | 0 | 87421710 | 874.2171 | 25614.561 | 0 | 9.0014 | 6.5532 | 44380.2181
MsrNResSpltPkgAC-65to134-S13 | PreNResSpltPkgAC-65to-PEYes | RtS | 1985 | CZ12 | cDXGF | 0 | DXSZCap | 22.7011 | 7999.929 | 71123.25 | 92836.5219 | 26261.42 | 0 | 23576.54 | 0 | 13893.07 | 0 | 358.7465 | 7033.379 | 1447.824 | 4238.293 | 0 | 0 | 0 | 0 | 74106730 | 0 | 74106730 | 741.0673 | 21713.2719 | 0 | 9.0014 | 6.5532 | 44380.2185
MsrNResSpltPkgAC-65to134-S13 | PreNResSpltPkgAC-65to-PEYes | RtS | 1985 | CZ13 | cDXGF | 0 | DXSZCap | 25.7207 | 7999.929 | 78475.41 | 98214.4831 | 26261.42 | 0 | 23576.54 | 0 | 20293.19 | 0 | 381.1965 | 7962.973 | 1441.201 | 5162.054 | 0 | 0 | 0 | 0 | 67368850 | 0 | 67368850 | 673.6885 | 19739.073 | 0 | 9.0014 | 6.5532 | 44380.2188
MsrNResSpltPkgAC-65to134-S13 | PreNResSpltPkgAC-65to-PEYes | RtS | 1985 | CZ14 | cDXGF | 0 | DXSZCap | 25.5927 | 7999.929 | 75784.91 | 94228.8176 | 26261.42 | 0 | 23576.54 | 0 | 17866.27 | 0 | 452.1516 | 7628.432 | 1345.067 | 4680.766 | 0 | 0 | 0 | 0 | 62948490 | 0 | 62948490 | 629.4849 | 18443.9076 | 0 | 9.0014 | 6.5532 | 44380.2192
MsrNResSpltPkgAC-65to134-S13 | PreNResSpltPkgAC-65to-PEYes | RtS | 1985 | CZ15 | cDXGF | 0 | DXSZCap | 32.6891 | 7999.929 | 95891.66 | 98527.5516 | 26261.42 | 0 | 23576.54 | 0 | 36006.2 | 0 | 122.6357 | 9924.781 | 371.2072 | 8061.758 | 0 | 0 | 0 | 0 | 8996217 | 0 | 8996217 | 89.9622 | 2635.8916 | 0 | 9.0014 | 6.5532 | 44380.2195
MsrNResSpltPkgAC-65to134-S13 | PreNResSpltPkgAC-65to-PEYes | RtS | 1985 | CZ16 | cDXGF | 0 | DXSZCap | 18.8753 | 7999.929 | 62598.66 | 118946.369 | 26261.42 | 0 | 23576.54 | 0 | 6233.604 | 0 | 593.652 | 5933.338 | 2192.78 | 2637.077 | 0 | 0 | 0 | 0 | 192313000 | 0 | 192313000 | 1923.13 | 56347.709 | 0 | 9.0014 | 6.5532 | 44380.2198
MsrNResSpltPkgAC-65to134-S13 | PreNResSpltPkgAC-65to-PEYes | RtS | 1996 | CZ01 | cDXGF | 0 | DXSZCap | 14.5634 | 7999.929 | 53783 | 89689.5933 | 26261.42 | 0 | 22533.54 | 0 | 569.7258 | 0 | 393.8269 | 4024.497 | 1932.626 | 544.2371 | 0 | 0 | 0 | 0 | 122548100 | 0 | 122548100 | 1225.481 | 35906.5933 | 0 | 9.0014 | 6.2632 | 44380.2202
MsrNResSpltPkgAC-65to134-S13 | PreNResSpltPkgAC-65to-PEYes | RtS | 1996 | CZ02 | cDXGF | 0 | DXSZCap | 17.7002 | 7999.929 | 62634.26 | 84701.2503 | 26261.42 | 0 | 22533.54 | 0 | 8115.41 | 0 | 346.1196 | 5377.781 | 1294.036 | 2820.311 | 0 | 0 | 0 | 0 | 75313960 | 0 | 75313960 | 753.1396 | 22066.9903 | 0 | 9.0014 | 6.2632 | 44380.2205
MsrNResSpltPkgAC-65to134-S13 | PreNResSpltPkgAC-65to-PEYes | RtS | 1996 | CZ03 | cDXGF | 0 | DXSZCap | 16.5937 | 7999.929 | 58307.21 | 75522.5012 | 26261.42 | 0 | 22533.54 | 0 | 4377.308 | 0 | 180.0832 | 4954.868 | 1115.547 | 2250.97 | 0 | 0 | 0 | 0 | 58755260 | 0 | 58755260 | 587.5526 | 17215.2912 | 0 | 9.0014 | 6.2632 | 44380.2208
MsrNResSpltPkgAC-65to134-S13 | PreNResSpltPkgAC-65to-PEYes | RtS | 1996 | CZ04 | cDXGF | 0 | DXSZCap | 18.0827 | 7999.929 | 65048.67 | 78802.2951 | 26261.42 | 0 | 22533.54 | 0 | 10383.74 | 0 | 199.8791 | 5670.112 | 929.2773 | 3492.412 | 0 | 0 | 0 | 0 | 46940700 | 0 | 46940700 | 469.407 | 13753.6251 | 0 | 9.0014 | 6.2632 | 44380.2212
MsrNResSpltPkgAC-65to134-S13 | PreNResSpltPkgAC-65to-PEYes | RtS | 1996 | CZ05 | cDXGF | 0 | DXSZCap | 16.2794 | 7999.929 | 59284.77 | 71734.6799 | 26261.42 | 0 | 22533.54 | 0 | 5380.796 | 0 | 203.3678 | 4905.654 | 827.8391 | 2573.689 | 0 | 0 | 0 | 0 | 42491160 | 0 | 42491160 | 424.9116 | 12449.9099 | 0 | 9.0014 | 6.2632 | 44380.2215
MsrNResSpltPkgAC-65to134-S13 | PreNResSpltPkgAC-65to-PEYes | RtS | 1996 | CZ06 | cDXGF | 0 | DXSZCap | 18.5485 | 7999.929 | 66077.69 | 71694.4561 | 26261.42 | 0 | 22533.54 | 0 | 11699.81 | 0 | 75.7556 | 5507.162 | 465.1734 | 3789.786 | 0 | 0 | 0 | 0 | 19169850 | 0 | 19169850 | 191.6985 | 5616.7661 | 0 | 9.0014 | 6.2632 | 44380.2219
MsrNResSpltPkgAC-65to134-S13 | PreNResSpltPkgAC-65to-PEYes | RtS | 1996 | CZ07 | cDXGF | 0 | DXSZCap | 17.973 | 7999.929 | 64072.53 | 68380.0255 | 26261.42 | 0 | 22533.54 | 0 | 9819.887 | 0 | 36.4245 | 5421.257 | 401.7463 | 3657.609 | 0 | 0 | 0 | 0 | 14701350 | 0 | 14701350 | 147.0135 | 4307.4955 | 0 | 9.0014 | 6.2632 | 44380.2222
MsrNResSpltPkgAC-65to134-S13 | PreNResSpltPkgAC-65to-PEYes | RtS | 1996 | CZ08 | cDXGF | 0 | DXSZCap | 19.5119 | 7999.929 | 70477.63 | 75067.0414 | 26261.42 | 0 | 22533.54 | 0 | 15627.25 | 0 | 85.8783 | 5969.546 | 401.7099 | 4404.868 | 0 | 0 | 0 | 0 | 15663520 | 0 | 15663520 | 156.6352 | 4589.4114 | 0 | 9.0014 | 6.2632 | 44380.2225
MsrNResSpltPkgAC-65to134-S13 | PreNResSpltPkgAC-65to-PEYes | RtS | 1996 | CZ09 | cDXGF | 0 | DXSZCap | 24.5581 | 7999.929 | 71057.38 | 78234.9072 | 26261.42 | 0 | 22533.54 | 0 | 15084.29 | 0 | 155.0086 | 7023.141 | 688.1139 | 4583.396 | 0 | 0 | 0 | 0 | 24496680 | 0 | 24496680 | 244.9668 | 7177.5272 | 0 | 9.0014 | 6.2632 | 44380.2229
MsrNResSpltPkgAC-65to134-S13 | PreNResSpltPkgAC-65to-PEYes | RtS | 1996 | CZ10 | cDXGF | 0 | DXSZCap | 22.9283 | 7999.929 | 73134.05 | 82262.3859 | 26261.42 | 0 | 22533.54 | 0 | 17278.24 | 0 | 212.4702 | 6848.373 | 762.4632 | 4727.123 | 0 | 0 | 0 | 0 | 31154730 | 0 | 31154730 | 311.5473 | 9128.3359 | 0 | 9.0014 | 6.2632 | 44380.2232
MsrNResSpltPkgAC-65to134-S13 | PreNResSpltPkgAC-65to-PEYes | RtS | 1996 | CZ11 | cDXGF | 0 | DXSZCap | 23.4066 | 7999.929 | 72434.24 | 95208.8516 | 26261.42 | 0 | 22533.54 | 0 | 16247.11 | 0 | 398.5 | 6993.67 | 1615.135 | 4085.014 | 0 | 0 | 0 | 0 | 77729050 | 0 | 77729050 | 777.2905 | 22774.6116 | 0 | 9.0014 | 6.2632 | 44380.2236
MsrNResSpltPkgAC-65to134-S13 | PreNResSpltPkgAC-65to-PEYes | RtS | 1996 | CZ12 | cDXGF | 0 | DXSZCap | 20.8409 | 7999.929 | 67910.85 | 87375.0978 | 26261.42 | 0 | 22533.54 | 0 | 12398.92 | 0 | 329.3496 | 6387.626 | 1328.024 | 3814.261 | 0 | 0 | 0 | 0 | 66430880 | 0 | 66430880 | 664.3088 | 19464.2478 | 0 | 9.0014 | 6.2632 | 44380.2239
MsrNResSpltPkgAC-65to134-S13 | PreNResSpltPkgAC-65to-PEYes | RtS | 1996 | CZ13 | cDXGF | 0 | DXSZCap | 23.7588 | 7999.929 | 74657.9 | 92384.441 | 26261.42 | 0 | 22533.54 | 0 | 18244.42 | 0 | 352.1203 | 7266.422 | 1327.812 | 4672.218 | 0 | 0 | 0 | 0 | 60500140 | 0 | 60500140 | 605.0014 | 17726.541 | 0 | 9.0014 | 6.2632 | 44380.2242
MsrNResSpltPkgAC-65to134-S13 | PreNResSpltPkgAC-65to-PEYes | RtS | 1996 | CZ14 | cDXGF | 0 | DXSZCap | 23.5225 | 7999.929 | 71930.15 | 88566.1362 | 26261.42 | 0 | 22533.54 | 0 | 15808.16 | 0 | 415.5764 | 6911.456 | 1256.497 | 4178.308 | 0 | 0 | 0 | 0 | 56778110 | 0 | 56778110 | 567.7811 | 16635.9862 | 0 | 9.0014 | 6.2632 | 44380.2246
MsrNResSpltPkgAC-65to134-S13 | PreNResSpltPkgAC-65to-PEYes | RtS | 1996 | CZ15 | cDXGF | 0 | DXSZCap | 30.299 | 7999.929 | 90415.88 | 92663.7016 | 26261.42 | 0 | 22533.54 | 0 | 32426.39 | 0 | 113.6688 | 9080.831 | 323.2563 | 7353.422 | 0 | 0 | 0 | 0 | 7671746 | 0 | 7671746 | 76.7175 | 2247.8216 | 0 | 9.0014 | 6.2632 | 44380.2249
MsrNResSpltPkgAC-65to134-S13 | PreNResSpltPkgAC-65to-PEYes | RtS | 1996 | CZ16 | cDXGF | 0 | DXSZCap | 16.8366 | 7999.929 | 60046.39 | 111193.8764 | 26261.42 | 0 | 22533.54 | 0 | 5468.488 | 0 | 529.5333 | 5253.4 | 1984.257 | 2319.62 | 0 | 0 | 0 | 0 | 174564800 | 0 | 174564800 | 1745.648 | 51147.4864 | 0 | 9.0014 | 6.2632 | 44380.2252
MsrNResSpltPkgAC-65to134-S13 | PreNResSpltPkgAC-65to-PEYes | RtS | 2003 | CZ01 | cDXGF | 0 | DXSZCap | 13.0266 | 7999.929 | 52178.55 | 88689.6609 | 26261.42 | 0 | 21490.53 | 0 | 479.2687 | 0 | 352.267 | 3595.128 | 1892.142 | 462.464 | 0 | 0 | 0 | 0 | 124611300 | 0 | 124611300 | 1246.113 | 36511.1109 | 0 | 9.0014 | 5.9733 | 44380.2256
MsrNResSpltPkgAC-65to134-S13 | PreNResSpltPkgAC-65to-PEYes | RtS | 2003 | CZ02 | cDXGF | 0 | DXSZCap | 15.4798 | 7999.929 | 59493.23 | 79304.2463 | 26261.42 | 0 | 21490.53 | 0 | 6792.766 | 0 | 302.7007 | 4645.915 | 1161.474 | 2395.575 | 0 | 0 | 0 | 0 | 67614390 | 0 | 67614390 | 676.1439 | 19811.0163 | 0 | 9.0014 | 5.9733 | 44380.2259
MsrNResSpltPkgAC-65to134-S13 | PreNResSpltPkgAC-65to-PEYes | RtS | 2003 | CZ03 | cDXGF | 0 | DXSZCap | 14.641 | 7999.929 | 55920.3 | 72898.0649 | 26261.42 | 0 | 21490.53 | 0 | 3670.366 | 0 | 158.891 | 4339.171 | 1074.448 | 1904.761 | 0 | 0 | 0 | 0 | 57944590 | 0 | 57944590 | 579.4459 | 16977.7649 | 0 | 9.0014 | 5.9733 | 44380.2262
MsrNResSpltPkgAC-65to134-S13 | PreNResSpltPkgAC-65to-PEYes | RtS | 2003 | CZ04 | cDXGF | 0 | DXSZCap | 16.3781 | 7999.929 | 61923.86 | 75381.725 | 26261.42 | 0 | 21490.53 | 0 | 8946.789 | 0 | 181.0377 | 5044.166 | 898.4843 | 3029.385 | 0 | 0 | 0 | 0 | 45931280 | 0 | 45931280 | 459.3128 | 13457.865 | 0 | 9.0014 | 5.9733 | 44380.2266
MsrNResSpltPkgAC-65to134-S13 | PreNResSpltPkgAC-65to-PEYes | RtS | 2003 | CZ05 | cDXGF | 0 | DXSZCap | 14.497 | 7999.929 | 56767.1 | 69509.5938 | 26261.42 | 0 | 21490.53 | 0 | 4505.739 | 0 | 181.1012 | 4328.387 | 838.5648 | 2189.922 | 0 | 0 | 0 | 0 | 43489740 | 0 | 43489740 | 434.8974 | 12742.4938 | 0 | 9.0014 | 5.9733 | 44380.2269
MsrNResSpltPkgAC-65to134-S13 | PreNResSpltPkgAC-65to-PEYes | RtS | 2003 | CZ06 | cDXGF | 0 | DXSZCap | 16.242 | 7999.929 | 62754.71 | 68572.8608 | 26261.42 | 0 | 21490.53 | 0 | 10134.07 | 0 | 66.3354 | 4802.475 | 457.295 | 3277.546 | 0 | 0 | 0 | 0 | 19857170 | 0 | 19857170 | 198.5717 | 5818.1508 | 0 | 9.0014 | 5.9733 | 44380.2273
MsrNResSpltPkgAC-65to134-S13 | PreNResSpltPkgAC-65to-PEYes | RtS | 2003 | CZ07 | cDXGF | 0 | DXSZCap | 15.7701 | 7999.929 | 61107.4 | 65815.0017 | 26261.42 | 0 | 21490.53 | 0 | 8575.42 | 0 | 31.9601 | 4748.175 | 402.443 | 3193.761 | 0 | 0 | 0 | 0 | 16066900 | 0 | 16066900 | 160.669 | 4707.6017 | 0 | 9.0014 | 5.9733 | 44380.2276
MsrNResSpltPkgAC-65to134-S13 | PreNResSpltPkgAC-65to-PEYes | RtS | 2003 | CZ08 | cDXGF | 0 | DXSZCap | 17.9741 | 7999.929 | 67019.05 | 71749.2332 | 26261.42 | 0 | 21490.53 | 0 | 13787.58 | 0 | 79.1102 | 5400.504 | 404.8464 | 3914.7 | 0 | 0 | 0 | 0 | 16143970 | 0 | 16143970 | 161.4397 | 4730.1832 | 0 | 9.0014 | 5.9733 | 44380.2279
MsrNResSpltPkgAC-65to134-S13 | PreNResSpltPkgAC-65to-PEYes | RtS | 2003 | CZ09 | cDXGF | 0 | DXSZCap | 22.6832 | 7999.929 | 67562.07 | 74915.8133 | 26261.42 | 0 | 21490.53 | 0 | 13256.73 | 0 | 143.175 | 6410.323 | 693.8687 | 4092.417 | 0 | 0 | 0 | 0 | 25098100 | 0 | 25098100 | 250.981 | 7353.7433 | 0 | 9.0014 | 5.9733 | 44380.2283
MsrNResSpltPkgAC-65to134-S13 | PreNResSpltPkgAC-65to-PEYes | RtS | 2003 | CZ10 | cDXGF | 0 | DXSZCap | 19.8699 | 7999.929 | 68454.27 | 75807.2632 | 26261.42 | 0 | 21490.53 | 0 | 14640.13 | 0 | 184.1301 | 5878.15 | 631.4698 | 4045.004 | 0 | 0 | 0 | 0 | 25095540 | 0 | 25095540 | 250.9554 | 7352.9932 | 0 | 9.0014 | 5.9733 | 44380.2286
MsrNResSpltPkgAC-65to134-S13 | PreNResSpltPkgAC-65to-PEYes | RtS | 2003 | CZ11 | cDXGF | 0 | DXSZCap | 21.9308 | 7999.929 | 69325 | 92261.3887 | 26261.42 | 0 | 21490.53 | 0 | 14724.75 | 0 | 373.3763 | 6475.004 | 1587.297 | 3708.259 | 0 | 0 | 0 | 0 | 78281190 | 0 | 78281190 | 782.8119 | 22936.3887 | 0 | 9.0014 | 5.9733 | 44380.229
MsrNResSpltPkgAC-65to134-S13 | PreNResSpltPkgAC-65to-PEYes | RtS | 2003 | CZ12 | cDXGF | 0 | DXSZCap | 19.4141 | 7999.929 | 65016.89 | 84697.741 | 26261.42 | 0 | 21490.53 | 0 | 11092.21 | 0 | 306.801 | 5866.025 | 1307.844 | 3419.832 | 0 | 0 | 0 | 0 | 67170140 | 0 | 67170140 | 671.7014 | 19680.851 | 0 | 9.0014 | 5.9733 | 44380.2293
MsrNResSpltPkgAC-65to134-S13 | PreNResSpltPkgAC-65to-PEYes | RtS | 2003 | CZ13 | cDXGF | 0 | DXSZCap | 22.2217 | 7999.929 | 71372.38 | 89375.6654 | 26261.42 | 0 | 21490.53 | 0 | 16580.62 | 0 | 329.3405 | 6710.589 | 1309.724 | 4245.034 | 0 | 0 | 0 | 0 | 61444660 | 0 | 61444660 | 614.4466 | 18003.2854 | 0 | 9.0014 | 5.9733 | 44380.2296
MsrNResSpltPkgAC-65to134-S13 | PreNResSpltPkgAC-65to-PEYes | RtS | 2003 | CZ14 | cDXGF | 0 | DXSZCap | 22.1604 | 7999.929 | 68960.97 | 86631.6535 | 26261.42 | 0 | 21490.53 | 0 | 14385.11 | 0 | 391.512 | 6432.475 | 1302.986 | 3791.925 | 0 | 0 | 0 | 0 | 60309500 | 0 | 60309500 | 603.095 | 17670.6835 | 0 | 9.0014 | 5.9733 | 44380.23
MsrNResSpltPkgAC-65to134-S13 | PreNResSpltPkgAC-65to-PEYes | RtS | 2003 | CZ15 | cDXGF | 0 | DXSZCap | 28.862 | 7999.929 | 86491.29 | 88965.4573 | 26261.42 | 0 | 21490.53 | 0 | 30081.29 | 0 | 108.2779 | 8549.84 | 342.7675 | 6861.638 | 0 | 0 | 0 | 0 | 8444257 | 0 | 8444257 | 84.4426 | 2474.1673 | 0 | 9.0014 | 5.9733 | 44380.2303
MsrNResSpltPkgAC-65to134-S13 | PreNResSpltPkgAC-65to-PEYes | RtS | 2003 | CZ16 | cDXGF | 0 | DXSZCap | 14.8909 | 7999.929 | 57610.65 | 108564.522 | 26261.42 | 0 | 21490.53 | 0 | 4765.849 | 0 | 468.3391 | 4624.598 | 1856.234 | 2004.976 | 0 | 0 | 0 | 0 | 173904000 | 0 | 173904000 | 1739.04 | 50953.872 | 0 | 9.0014 | 5.9733 | 44380.2306
MsrNResSpltPkgAC-65to134-S13 | PreNResSpltPkgAC-65to-PEYes | RtS | 2007 | CZ01 | cDXGF | 0 | DXSZCap | 13.0183 | 7999.929 | 52177.71 | 87047.3763 | 26261.42 | 0 | 21490.53 | 0 | 482.9616 | 0 | 352.0438 | 3590.805 | 1866.517 | 465.0292 | 0 | 0 | 0 | 0 | 119009100 | 0 | 119009100 | 1190.091 | 34869.6663 | 0 | 9.0014 | 5.9733 | 44380.231
MsrNResSpltPkgAC-65to134-S13 | PreNResSpltPkgAC-65to-PEYes | RtS | 2007 | CZ02 | cDXGF | 0 | DXSZCap | 15.22 | 7999.929 | 59376.42 | 78042.8318 | 26261.42 | 0 | 21490.53 | 0 | 6748.45 | 0 | 297.6205 | 4578.484 | 1108.434 | 2380.448 | 0 | 0 | 0 | 0 | 63707890 | 0 | 63707890 | 637.0789 | 18666.4118 | 0 | 9.0014 | 5.9733 | 44380.2313
MsrNResSpltPkgAC-65to134-S13 | PreNResSpltPkgAC-65to-PEYes | RtS | 2007 | CZ03 | cDXGF | 0 | DXSZCap | 14.6319 | 7999.929 | 55913.06 | 71887.3087 | 26261.42 | 0 | 21490.53 | 0 | 3666.471 | 0 | 158.7923 | 4335.95 | 1048.166 | 1909.706 | 0 | 0 | 0 | 0 | 54519620 | 0 | 54519620 | 545.1962 | 15974.2487 | 0 | 9.0014 | 5.9733 | 44380.2317
MsrNResSpltPkgAC-65to134-S13 | PreNResSpltPkgAC-65to-PEYes | RtS | 2007 | CZ04 | cDXGF | 0 | DXSZCap | 16.1662 | 7999.929 | 61818.9 | 74382.0485 | 26261.42 | 0 | 21490.53 | 0 | 8898.229 | 0 | 178.6953 | 4990.111 | 854.7556 | 3017.251 | 0 | 0 | 0 | 0 | 42877640 | 0 | 42877640 | 428.7764 | 12563.1485 | 0 | 9.0014 | 5.9733 | 44380.232
MsrNResSpltPkgAC-65to134-S13 | PreNResSpltPkgAC-65to-PEYes | RtS | 2007 | CZ05 | cDXGF | 0 | DXSZCap | 14.4893 | 7999.929 | 56764.19 | 68640.9069 | 26261.42 | 0 | 21490.53 | 0 | 4505.82 | 0 | 181.005 | 4325.492 | 809.4579 | 2193.755 | 0 | 0 | 0 | 0 | 40534870 | 0 | 40534870 | 405.3487 | 11876.7169 | 0 | 9.0014 | 5.9733 | 44380.2323
MsrNResSpltPkgAC-65to134-S13 | PreNResSpltPkgAC-65to-PEYes | RtS | 2007 | CZ06 | cDXGF | 0 | DXSZCap | 16.242 | 7999.929 | 62754.71 | 68572.8608 | 26261.42 | 0 | 21490.53 | 0 | 10134.07 | 0 | 66.3354 | 4802.475 | 457.295 | 3277.546 | 0 | 0 | 0 | 0 | 19857170 | 0 | 19857170 | 198.5717 | 5818.1508 | 0 | 9.0014 | 5.9733 | 44380.2327
MsrNResSpltPkgAC-65to134-S13 | PreNResSpltPkgAC-65to-PEYes | RtS | 2007 | CZ07 | cDXGF | 0 | DXSZCap | 15.7701 | 7999.929 | 61107.4 | 65815.0017 | 26261.42 | 0 | 21490.53 | 0 | 8575.42 | 0 | 31.9601 | 4748.175 | 402.443 | 3193.761 | 0 | 0 | 0 | 0 | 16066900 | 0 | 16066900 | 160.669 | 4707.6017 | 0 | 9.0014 | 5.9733 | 44380.233
MsrNResSpltPkgAC-65to134-S13 | PreNResSpltPkgAC-65to-PEYes | RtS | 2007 | CZ08 | cDXGF | 0 | DXSZCap | 17.9741 | 7999.929 | 67019.05 | 71749.2332 | 26261.42 | 0 | 21490.53 | 0 | 13787.58 | 0 | 79.1102 | 5400.504 | 404.8464 | 3914.7 | 0 | 0 | 0 | 0 | 16143970 | 0 | 16143970 | 161.4397 | 4730.1832 | 0 | 9.0014 | 5.9733 | 44380.2333
MsrNResSpltPkgAC-65to134-S13 | PreNResSpltPkgAC-65to-PEYes | RtS | 2007 | CZ09 | cDXGF | 0 | DXSZCap | 22.6832 | 7999.929 | 67562.07 | 74915.8133 | 26261.42 | 0 | 21490.53 | 0 | 13256.73 | 0 | 143.175 | 6410.323 | 693.8687 | 4092.417 | 0 | 0 | 0 | 0 | 25098100 | 0 | 25098100 | 250.981 | 7353.7433 | 0 | 9.0014 | 5.9733 | 44380.2337
MsrNResSpltPkgAC-65to134-S13 | PreNResSpltPkgAC-65to-PEYes | RtS | 2007 | CZ10 | cDXGF | 0 | DXSZCap | 19.5856 | 7999.929 | 68255.39 | 75009.8721 | 26261.42 | 0 | 21490.53 | 0 | 14517.28 | 0 | 181.4949 | 5804.76 | 587.5108 | 4015.395 | 0 | 0 | 0 | 0 | 23052840 | 0 | 23052840 | 230.5284 | 6754.4821 | 0 | 9.0014 | 5.9733 | 44380.234
MsrNResSpltPkgAC-65to134-S13 | PreNResSpltPkgAC-65to-PEYes | RtS | 2007 | CZ11 | cDXGF | 0 | DXSZCap | 21.5809 | 7999.929 | 69065.62 | 90699.9489 | 26261.42 | 0 | 21490.53 | 0 | 14565.38 | 0 | 367.4171 | 6380.976 | 1523.427 | 3670.469 | 0 | 0 | 0 | 0 | 73837300 | 0 | 73837300 | 738.373 | 21634.3289 | 0 | 9.0014 | 5.9733 | 44380.2343
MsrNResSpltPkgAC-65to134-S13 | PreNResSpltPkgAC-65to-PEYes | RtS | 2007 | CZ12 | cDXGF | 0 | DXSZCap | 19.1113 | 7999.929 | 64831.17 | 83388.3895 | 26261.42 | 0 | 21490.53 | 0 | 10991.42 | 0 | 302.0163 | 5785.872 | 1251.635 | 3394.815 | 0 | 0 | 0 | 0 | 63335220 | 0 | 63335220 | 633.3522 | 18557.2195 | 0 | 9.0014 | 5.9733 | 44380.2347
MsrNResSpltPkgAC-65to134-S13 | PreNResSpltPkgAC-65to-PEYes | RtS | 2007 | CZ13 | cDXGF | 0 | DXSZCap | 21.8864 | 7999.929 | 71066.94 | 88014.5259 | 26261.42 | 0 | 21490.53 | 0 | 16373.69 | 0 | 324.3712 | 6617.008 | 1259.374 | 4203.402 | 0 | 0 | 0 | 0 | 57841590 | 0 | 57841590 | 578.4159 | 16947.5859 | 0 | 9.0014 | 5.9733 | 44380.235
MsrNResSpltPkgAC-65to134-S13 | PreNResSpltPkgAC-65to-PEYes | RtS | 2007 | CZ14 | cDXGF | 0 | DXSZCap | 21.8376 | 7999.929 | 68712.42 | 85214.7572 | 26261.42 | 0 | 21490.53 | 0 | 14229.53 | 0 | 385.8086 | 6345.213 | 1239.535 | 3757.657 | 0 | 0 | 0 | 0 | 56321970 | 0 | 56321970 | 563.2197 | 16502.3372 | 0 | 9.0014 | 5.9733 | 44380.2354
MsrNResSpltPkgAC-65to134-S13 | PreNResSpltPkgAC-65to-PEYes | RtS | 2007 | CZ15 | cDXGF | 0 | DXSZCap | 28.4687 | 7999.929 | 85985.32 | 88151.2554 | 26261.42 | 0 | 21490.53 | 0 | 29687.77 | 0 | 106.8023 | 8438.91 | 310.397 | 6788.773 | 0 | 0 | 0 | 0 | 7392271 | 0 | 7392271 | 73.9227 | 2165.9354 | 0 | 9.0014 | 5.9733 | 44380.2357
MsrNResSpltPkgAC-65to134-S13 | PreNResSpltPkgAC-65to-PEYes | RtS | 2007 | CZ16 | cDXGF | 0 | DXSZCap | 14.6956 | 7999.929 | 57521.11 | 106478.9781 | 26261.42 | 0 | 21490.53 | 0 | 4738.532 | 0 | 462.1971 | 4568.529 | 1804.407 | 1995.579 | 0 | 0 | 0 | 0 | 167091700 | 0 | 167091700 | 1670.917 | 48957.8681 | 0 | 9.0014 | 5.9733 | 44380.236
MsrNResSpltPkgAC-65to134-S13 | PreNResSpltPkgAC-65to-PEYes | RtS | 2011 | CZ01 | cDXGF | 0 | DXSZCap | 12.9589 | 7999.929 | 52188.6 | 84964.6641 | 26261.42 | 0 | 21490.53 | 0 | 508.4262 | 0 | 350.436 | 3577.878 | 1801.163 | 487.2484 | 0 | 0 | 0 | 0 | 111863700 | 0 | 111863700 | 1118.637 | 32776.0641 | 0 | 9.0014 | 5.9733 | 44380.2364
MsrNResSpltPkgAC-65to134-S13 | PreNResSpltPkgAC-65to-PEYes | RtS | 2011 | CZ02 | cDXGF | 0 | DXSZCap | 14.8974 | 7999.929 | 59243.83 | 76804.9754 | 26261.42 | 0 | 21490.53 | 0 | 6704.602 | 0 | 291.3125 | 4496.068 | 1047.077 | 2362.811 | 0 | 0 | 0 | 0 | 59935650 | 0 | 59935650 | 599.3565 | 17561.1454 | 0 | 9.0014 | 5.9733 | 44380.2367
MsrNResSpltPkgAC-65to134-S13 | PreNResSpltPkgAC-65to-PEYes | RtS | 2011 | CZ03 | cDXGF | 0 | DXSZCap | 14.6224 | 7999.929 | 55907.88 | 70861.4749 | 26261.42 | 0 | 21490.53 | 0 | 3664.36 | 0 | 158.6895 | 4332.972 | 1014.342 | 1914.632 | 0 | 0 | 0 | 0 | 51036160 | 0 | 51036160 | 510.3616 | 14953.5949 | 0 | 9.0014 | 5.9733 | 44380.237
MsrNResSpltPkgAC-65to134-S13 | PreNResSpltPkgAC-65to-PEYes | RtS | 2011 | CZ04 | cDXGF | 0 | DXSZCap | 15.9387 | 7999.929 | 61712.65 | 73372.6114 | 26261.42 | 0 | 21490.53 | 0 | 8851.345 | 0 | 176.1795 | 4933.251 | 804.3721 | 3006.874 | 0 | 0 | 0 | 0 | 39795090 | 0 | 39795090 | 397.9509 | 11659.9614 | 0 | 9.0014 | 5.9733 | 44380.2374
MsrNResSpltPkgAC-65to134-S13 | PreNResSpltPkgAC-65to-PEYes | RtS | 2011 | CZ05 | cDXGF | 0 | DXSZCap | 14.4893 | 7999.929 | 56764.19 | 68640.9069 | 26261.42 | 0 | 21490.53 | 0 | 4505.82 | 0 | 181.005 | 4325.492 | 809.4579 | 2193.755 | 0 | 0 | 0 | 0 | 40534870 | 0 | 40534870 | 405.3487 | 11876.7169 | 0 | 9.0014 | 5.9733 | 44380.2377
MsrNResSpltPkgAC-65to134-S13 | PreNResSpltPkgAC-65to-PEYes | RtS | 2011 | CZ06 | cDXGF | 0 | DXSZCap | 16.242 | 7999.929 | 62754.71 | 68572.8608 | 26261.42 | 0 | 21490.53 | 0 | 10134.07 | 0 | 66.3354 | 4802.475 | 457.295 | 3277.546 | 0 | 0 | 0 | 0 | 19857170 | 0 | 19857170 | 198.5717 | 5818.1508 | 0 | 9.0014 | 5.9733 | 44380.238
MsrNResSpltPkgAC-65to134-S13 | PreNResSpltPkgAC-65to-PEYes | RtS | 2011 | CZ07 | cDXGF | 0 | DXSZCap | 15.5996 | 7999.929 | 61045.97 | 65332.0385 | 26261.42 | 0 | 21490.53 | 0 | 8558.969 | 0 | 31.6146 | 4703.515 | 371.6755 | 3188.332 | 0 | 0 | 0 | 0 | 14628220 | 0 | 14628220 | 146.2822 | 4286.0685 | 0 | 9.0014 | 5.9733 | 44380.2384
MsrNResSpltPkgAC-65to134-S13 | PreNResSpltPkgAC-65to-PEYes | RtS | 2011 | CZ08 | cDXGF | 0 | DXSZCap | 17.7352 | 7999.929 | 66863.72 | 71177.1371 | 26261.42 | 0 | 21490.53 | 0 | 13694.47 | 0 | 78.0588 | 5339.352 | 376.9473 | 3893.718 | 0 | 0 | 0 | 0 | 14721560 | 0 | 14721560 | 147.2156 | 4313.4171 | 0 | 9.0014 | 5.9733 | 44380.2387
MsrNResSpltPkgAC-65to134-S13 | PreNResSpltPkgAC-65to-PEYes | RtS | 2011 | CZ09 | cDXGF | 0 | DXSZCap | 21.5828 | 7999.929 | 66881.99 | 71941.2825 | 26261.42 | 0 | 21490.53 | 0 | 12868.27 | 0 | 136.2284 | 6125.637 | 524.4162 | 3991.064 | 0 | 0 | 0 | 0 | 17267210 | 0 | 17267210 | 172.6721 | 5059.2925 | 0 | 9.0014 | 5.9733 | 44380.239
MsrNResSpltPkgAC-65to134-S13 | PreNResSpltPkgAC-65to-PEYes | RtS | 2011 | CZ10 | cDXGF | 0 | DXSZCap | 19.2949 | 7999.929 | 68055.63 | 74229.7905 | 26261.42 | 0 | 21490.53 | 0 | 14395.02 | 0 | 178.8014 | 5729.958 | 550.0492 | 3986.491 | 0 | 0 | 0 | 0 | 21072220 | 0 | 21072220 | 210.7222 | 6174.1605 | 0 | 9.0014 | 5.9733 | 44380.2394
MsrNResSpltPkgAC-65to134-S13 | PreNResSpltPkgAC-65to-PEYes | RtS | 2011 | CZ11 | cDXGF | 0 | DXSZCap | 20.1814 | 7999.929 | 67876.33 | 83973.9639 | 26261.42 | 0 | 21490.53 | 0 | 13792.91 | 0 | 343.5926 | 5987.964 | 1243.068 | 3531.269 | 0 | 0 | 0 | 0 | 54940730 | 0 | 54940730 | 549.4073 | 16097.6339 | 0 | 9.0014 | 5.9733 | 44380.2397
MsrNResSpltPkgAC-65to134-S13 | PreNResSpltPkgAC-65to-PEYes | RtS | 2011 | CZ12 | cDXGF | 0 | DXSZCap | 18.4588 | 7999.929 | 64439.78 | 80604.3673 | 26261.42 | 0 | 21490.53 | 0 | 10780.09 | 0 | 291.7057 | 5616.104 | 1142.599 | 3346.313 | 0 | 0 | 0 | 0 | 55169240 | 0 | 55169240 | 551.6924 | 16164.5873 | 0 | 9.0014 | 5.9733 | 44380.24
MsrNResSpltPkgAC-65to134-S13 | PreNResSpltPkgAC-65to-PEYes | RtS | 2011 | CZ13 | cDXGF | 0 | DXSZCap | 20.8026 | 7999.929 | 70004.51 | 83523.9431 | 26261.42 | 0 | 21490.53 | 0 | 15638.46 | 0 | 308.307 | 6305.856 | 1081.24 | 4065.242 | 0 | 0 | 0 | 0 | 46141410 | 0 | 46141410 | 461.4141 | 13519.4331 | 0 | 9.0014 | 5.9733 | 44380.2404
MsrNResSpltPkgAC-65to134-S13 | PreNResSpltPkgAC-65to-PEYes | RtS | 2011 | CZ14 | cDXGF | 0 | DXSZCap | 20.4692 | 7999.929 | 67647.08 | 79618.6029 | 26261.42 | 0 | 21490.53 | 0 | 13553.1 | 0 | 361.6328 | 5980.469 | 969.2301 | 3640.964 | 0 | 0 | 0 | 0 | 40858440 | 0 | 40858440 | 408.5844 | 11971.5229 | 0 | 9.0014 | 5.9733 | 44380.2407
MsrNResSpltPkgAC-65to134-S13 | PreNResSpltPkgAC-65to-PEYes | RtS | 2011 | CZ15 | cDXGF | 0 | DXSZCap | 26.8679 | 7999.929 | 83382.58 | 84766.6806 | 26261.42 | 0 | 21490.53 | 0 | 27593.4 | 0 | 100.7968 | 7936.563 | 213.6356 | 6435.598 | 0 | 0 | 0 | 0 | 4723893 | 0 | 4723893 | 47.2389 | 1384.1006 | 0 | 9.0014 | 5.9733 | 44380.241
MsrNResSpltPkgAC-65to134-S13 | PreNResSpltPkgAC-65to-PEYes | RtS | 2011 | CZ16 | cDXGF | 0 | DXSZCap | 14.2571 | 7999.929 | 57191.83 | 95424.0229 | 26261.42 | 0 | 21490.53 | 0 | 4570.083 | 0 | 448.4063 | 4421.476 | 1618.331 | 1975.408 | 0 | 0 | 0 | 0 | 130485300 | 0 | 130485300 | 1304.853 | 38232.1929 | 0 | 9.0014 | 5.9733 | 44380.2414
MsrNResSpltPkgAC-65to134-S13 | PreNResSpltPkgAC-65to-PEYes | RtS | 2015 | CZ01 | cDXGF | 0 | DXSZCap | 12.565 | 7999.929 | 48057.95 | 87653.1789 | 22467.66 | 0 | 21490.53 | 0 | 320.2606 | 0 | 339.7842 | 3439.713 | 2034.507 | 315.7813 | 0 | 0 | 0 | 0 | 135137300 | 0 | 135137300 | 1351.373 | 39595.2289 | 0 | 7.8295 | 5.9733 | 44380.2417
MsrNResSpltPkgAC-65to134-S13 | PreNResSpltPkgAC-65to-PEYes | RtS | 2015 | CZ02 | cDXGF | 0 | DXSZCap | 14.6052 | 7999.929 | 54538.23 | 75338.051 | 22467.66 | 0 | 21490.53 | 0 | 5983.526 | 0 | 285.5977 | 4311.017 | 1172.76 | 2109.988 | 0 | 0 | 0 | 0 | 70989150 | 0 | 70989150 | 709.8915 | 20799.8209 | 0 | 7.8295 | 5.9733 | 44380.242
MsrNResSpltPkgAC-65to134-S13 | PreNResSpltPkgAC-65to-PEYes | RtS | 2015 | CZ03 | cDXGF | 0 | DXSZCap | 13.5128 | 7999.929 | 51080.49 | 68084.704 | 22467.66 | 0 | 21490.53 | 0 | 3034.006 | 0 | 146.6476 | 3941.678 | 1091.336 | 1597.668 | 0 | 0 | 0 | 0 | 58034860 | 0 | 58034860 | 580.3486 | 17004.214 | 0 | 7.8295 | 5.9733 | 44380.2424
MsrNResSpltPkgAC-65to134-S13 | PreNResSpltPkgAC-65to-PEYes | RtS | 2015 | CZ04 | cDXGF | 0 | DXSZCap | 15.002 | 7999.929 | 56506.94 | 69681.2924 | 22467.66 | 0 | 21490.53 | 0 | 7832.455 | 0 | 165.8258 | 4550.533 | 868.8949 | 2651.797 | 0 | 0 | 0 | 0 | 44963660 | 0 | 44963660 | 449.6366 | 13174.3524 | 0 | 7.8295 | 5.9733 | 44380.2427
MsrNResSpltPkgAC-65to134-S13 | PreNResSpltPkgAC-65to-PEYes | RtS | 2015 | CZ05 | cDXGF | 0 | DXSZCap | 13.3935 | 7999.929 | 51809.39 | 65642.5558 | 22467.66 | 0 | 21490.53 | 0 | 3750.677 | 0 | 167.3167 | 3933.301 | 905.7103 | 1845.533 | 0 | 0 | 0 | 0 | 47212170 | 0 | 47212170 | 472.1217 | 13833.1658 | 0 | 7.8295 | 5.9733 | 44380.243
MsrNResSpltPkgAC-65to134-S13 | PreNResSpltPkgAC-65to-PEYes | RtS | 2015 | CZ06 | cDXGF | 0 | DXSZCap | 15.0166 | 7999.929 | 57298.5 | 64023.9107 | 22467.66 | 0 | 21490.53 | 0 | 8901.014 | 0 | 61.3306 | 4378.035 | 508.1381 | 2888.331 | 0 | 0 | 0 | 0 | 22953620 | 0 | 22953620 | 229.5362 | 6725.4107 | 0 | 7.8295 | 5.9733 | 44380.2433
MsrNResSpltPkgAC-65to134-S13 | PreNResSpltPkgAC-65to-PEYes | RtS | 2015 | CZ07 | cDXGF | 0 | DXSZCap | 14.3913 | 7999.929 | 55732.19 | 60824.8435 | 22467.66 | 0 | 21490.53 | 0 | 7474.021 | 0 | 29.1656 | 4270.87 | 422.2769 | 2790.756 | 0 | 0 | 0 | 0 | 17381070 | 0 | 17381070 | 173.8107 | 5092.6535 | 0 | 7.8295 | 5.9733 | 44380.2437
MsrNResSpltPkgAC-65to134-S13 | PreNResSpltPkgAC-65to-PEYes | RtS | 2015 | CZ08 | cDXGF | 0 | DXSZCap | 16.8833 | 7999.929 | 61395.61 | 66309.0559 | 22467.66 | 0 | 21490.53 | 0 | 12380.91 | 0 | 74.3089 | 4982.25 | 421.4451 | 3534.052 | 0 | 0 | 0 | 0 | 16769440 | 0 | 16769440 | 167.6944 | 4913.4459 | 0 | 7.8295 | 5.9733 | 44380.244
MsrNResSpltPkgAC-65to134-S13 | PreNResSpltPkgAC-65to-PEYes | RtS | 2015 | CZ09 | cDXGF | 0 | DXSZCap | 20.6779 | 7999.929 | 61535.23 | 67251.8475 | 22467.66 | 0 | 21490.53 | 0 | 11649.74 | 0 | 130.5174 | 5796.824 | 601.1766 | 3660.959 | 0 | 0 | 0 | 0 | 19510640 | 0 | 19510640 | 195.1064 | 5716.6175 | 0 | 7.8295 | 5.9733 | 44380.2443
MsrNResSpltPkgAC-65to134-S13 | PreNResSpltPkgAC-65to-PEYes | RtS | 2015 | CZ10 | cDXGF | 0 | DXSZCap | 19.0643 | 7999.929 | 63079.08 | 70679.2217 | 22467.66 | 0 | 21490.53 | 0 | 13394.24 | 0 | 176.664 | 5550.032 | 658.8599 | 3729.595 | 0 | 0 | 0 | 0 | 25939050 | 0 | 25939050 | 259.3905 | 7600.1416 | 0 | 7.8295 | 5.9733 | 44380.2447
MsrNResSpltPkgAC-65to134-S13 | PreNResSpltPkgAC-65to-PEYes | RtS | 2015 | CZ11 | cDXGF | 0 | DXSZCap | 19.9582 | 7999.929 | 63040.58 | 81833.266 | 22467.66 | 0 | 21490.53 | 0 | 12922.19 | 0 | 339.7922 | 5820.482 | 1403.021 | 3298.047 | 0 | 0 | 0 | 0 | 64138860 | 0 | 64138860 | 641.3886 | 18792.686 | 0 | 7.8295 | 5.9733 | 44380.245
MsrNResSpltPkgAC-65to134-S13 | PreNResSpltPkgAC-65to-PEYes | RtS | 2015 | CZ12 | cDXGF | 0 | DXSZCap | 18.193 | 7999.929 | 59607.07 | 78261.9757 | 22467.66 | 0 | 21490.53 | 0 | 9941.688 | 0 | 287.5044 | 5419.741 | 1262.213 | 3072.704 | 0 | 0 | 0 | 0 | 63668620 | 0 | 63668620 | 636.6862 | 18654.9057 | 0 | 7.8295 | 5.9733 | 44380.2453
MsrNResSpltPkgAC-65to134-S13 | PreNResSpltPkgAC-65to-PEYes | RtS | 2015 | CZ13 | cDXGF | 0 | DXSZCap | 20.5619 | 7999.929 | 65147.93 | 80650.2113 | 22467.66 | 0 | 21490.53 | 0 | 14761.66 | 0 | 304.7399 | 6123.4 | 1207.521 | 3830.966 | 0 | 0 | 0 | 0 | 52908810 | 0 | 52908810 | 529.0881 | 15502.2813 | 0 | 7.8295 | 5.9733 | 44380.2457
MsrNResSpltPkgAC-65to134-S13 | PreNResSpltPkgAC-65to-PEYes | RtS | 2015 | CZ14 | cDXGF | 0 | DXSZCap | 20.2176 | 7999.929 | 62683.77 | 77303.9309 | 22467.66 | 0 | 21490.53 | 0 | 12568.3 | 0 | 357.1886 | 5800.152 | 1173.765 | 3369.541 | 0 | 0 | 0 | 0 | 49898160 | 0 | 49898160 | 498.9816 | 14620.1609 | 0 | 7.8295 | 5.9733 | 44380.246
MsrNResSpltPkgAC-65to134-S13 | PreNResSpltPkgAC-65to-PEYes | RtS | 2015 | CZ15 | cDXGF | 0 | DXSZCap | 26.7352 | 7999.929 | 78291.2 | 80001.8916 | 22467.66 | 0 | 21490.53 | 0 | 26450.21 | 0 | 100.2991 | 7782.558 | 285.4731 | 6215.428 | 0 | 0 | 0 | 0 | 5838538 | 0 | 5838538 | 58.3854 | 1710.6916 | 0 | 7.8295 | 5.9733 | 44380.2463
MsrNResSpltPkgAC-65to134-S13 | PreNResSpltPkgAC-65to-PEYes | RtS | 2015 | CZ16 | cDXGF | 0 | DXSZCap | 13.9105 | 7999.929 | 52650.23 | 97229.0373 | 22467.66 | 0 | 21490.53 | 0 | 4028.786 | 0 | 437.5045 | 4225.831 | 1729.115 | 1749.415 | 0 | 0 | 0 | 0 | 152146100 | 0 | 152146100 | 1521.461 | 44578.8073 | 0 | 7.8295 | 5.9733 | 44380.2467
MsrNResSpltPkgAC-65to134-S13 | PreNResSpltPkgAC-65to-PEYes | RtS | 2017 | CZ01 | cDXGF | 0 | DXSZCap | 12.541 | 7999.929 | 47971.11 | 84145.8862 | 22391.06 | 0 | 21490.53 | 0 | 322.6329 | 0 | 339.1388 | 3427.798 | 1980.552 | 317.9198 | 0 | 0 | 0 | 0 | 123463400 | 0 | 123463400 | 1234.634 | 36174.7762 | 0 | 7.7922 | 5.9733 | 44380.247
MsrNResSpltPkgAC-65to134-S13 | PreNResSpltPkgAC-65to-PEYes | RtS | 2017 | CZ02 | cDXGF | 0 | DXSZCap | 14.2981 | 7999.929 | 54322.52 | 74007.6195 | 22391.06 | 0 | 21490.53 | 0 | 5931.088 | 0 | 279.5947 | 4230.285 | 1117.556 | 2091.168 | 0 | 0 | 0 | 0 | 67184640 | 0 | 67184640 | 671.8464 | 19685.0995 | 0 | 7.7922 | 5.9733 | 44380.2473
MsrNResSpltPkgAC-65to134-S13 | PreNResSpltPkgAC-65to-PEYes | RtS | 2017 | CZ03 | cDXGF | 0 | DXSZCap | 13.4946 | 7999.929 | 50985.05 | 66966.7995 | 22391.06 | 0 | 21490.53 | 0 | 3022.321 | 0 | 146.4497 | 3934.748 | 1062.662 | 1595.591 | 0 | 0 | 0 | 0 | 54545220 | 0 | 54545220 | 545.4522 | 15981.7495 | 0 | 7.7922 | 5.9733 | 44380.2476
MsrNResSpltPkgAC-65to134-S13 | PreNResSpltPkgAC-65to-PEYes | RtS | 2017 | CZ04 | cDXGF | 0 | DXSZCap | 14.7472 | 7999.929 | 56304.68 | 68588.3827 | 22391.06 | 0 | 21490.53 | 0 | 7775.8 | 0 | 163.0096 | 4484.302 | 821.2755 | 2637.381 | 0 | 0 | 0 | 0 | 41923900 | 0 | 41923900 | 419.239 | 12283.7027 | 0 | 7.7922 | 5.9733 | 44380.248
MsrNResSpltPkgAC-65to134-S13 | PreNResSpltPkgAC-65to-PEYes | RtS | 2017 | CZ05 | cDXGF | 0 | DXSZCap | 13.3719 | 7999.929 | 51717.64 | 63777.6138 | 22391.06 | 0 | 21490.53 | 0 | 3744.069 | 0 | 167.0462 | 3924.969 | 850.6353 | 1847.521 | 0 | 0 | 0 | 0 | 41160320 | 0 | 41160320 | 411.6032 | 12059.9738 | 0 | 7.7922 | 5.9733 | 44380.2483
MsrNResSpltPkgAC-65to134-S13 | PreNResSpltPkgAC-65to-PEYes | RtS | 2017 | CZ06 | cDXGF | 0 | DXSZCap | 14.5407 | 7999.929 | 56992.19 | 62333.8496 | 22391.06 | 0 | 21490.53 | 0 | 8802.055 | 0 | 59.3869 | 4249.178 | 422.3672 | 2851.835 | 0 | 0 | 0 | 0 | 18230920 | 0 | 18230920 | 182.3092 | 5341.6596 | 0 | 7.7922 | 5.9733 | 44380.2486
MsrNResSpltPkgAC-65to134-S13 | PreNResSpltPkgAC-65to-PEYes | RtS | 2017 | CZ07 | cDXGF | 0 | DXSZCap | 14.2475 | 7999.929 | 55576.32 | 59798.0691 | 22391.06 | 0 | 21490.53 | 0 | 7434.998 | 0 | 28.8744 | 4230.886 | 372.2198 | 2788.072 | 0 | 0 | 0 | 0 | 14408700 | 0 | 14408700 | 144.087 | 4221.7491 | 0 | 7.7922 | 5.9733 | 44380.249
MsrNResSpltPkgAC-65to134-S13 | PreNResSpltPkgAC-65to-PEYes | RtS | 2017 | CZ08 | cDXGF | 0 | DXSZCap | 16.4045 | 7999.929 | 60993.53 | 65060.7069 | 22391.06 | 0 | 21490.53 | 0 | 12182.31 | 0 | 72.2016 | 4857.449 | 365.2699 | 3482.429 | 0 | 0 | 0 | 0 | 13881150 | 0 | 13881150 | 138.8115 | 4067.177 | 0 | 7.7922 | 5.9733 | 44380.2493
MsrNResSpltPkgAC-65to134-S13 | PreNResSpltPkgAC-65to-PEYes | RtS | 2017 | CZ09 | cDXGF | 0 | DXSZCap | 20.3885 | 7999.929 | 61276.63 | 66418.0621 | 22391.06 | 0 | 21490.53 | 0 | 11545.06 | 0 | 128.6909 | 5721.31 | 556.2094 | 3632.882 | 0 | 0 | 0 | 0 | 17547550 | 0 | 17547550 | 175.4755 | 5141.4322 | 0 | 7.7922 | 5.9733 | 44380.2496
MsrNResSpltPkgAC-65to134-S13 | PreNResSpltPkgAC-65to-PEYes | RtS | 2017 | CZ10 | cDXGF | 0 | DXSZCap | 18.7673 | 7999.929 | 62787.25 | 69783.5567 | 22391.06 | 0 | 21490.53 | 0 | 13259.74 | 0 | 173.912 | 5472.032 | 620.9273 | 3698.114 | 0 | 0 | 0 | 0 | 23878180 | 0 | 23878180 | 238.7818 | 6996.3067 | 0 | 7.7922 | 5.9733 | 44380.25
MsrNResSpltPkgAC-65to134-S13 | PreNResSpltPkgAC-65to-PEYes | RtS | 2017 | CZ11 | cDXGF | 0 | DXSZCap | 19.5738 | 7999.929 | 62677.16 | 80111.9785 | 22391.06 | 0 | 21490.53 | 0 | 12745.46 | 0 | 333.2455 | 5716.886 | 1333.811 | 3258.614 | 0 | 0 | 0 | 0 | 59504500 | 0 | 59504500 | 595.045 | 17434.8185 | 0 | 7.7922 | 5.9733 | 44380.2503
MsrNResSpltPkgAC-65to134-S13 | PreNResSpltPkgAC-65to-PEYes | RtS | 2017 | CZ12 | cDXGF | 0 | DXSZCap | 17.8691 | 7999.929 | 59325.46 | 76832.6319 | 22391.06 | 0 | 21490.53 | 0 | 9828.26 | 0 | 282.3865 | 5333.242 | 1209.971 | 3043.913 | 0 | 0 | 0 | 0 | 59751440 | 0 | 59751440 | 597.5144 | 17507.1719 | 0 | 7.7922 | 5.9733 | 44380.2507
MsrNResSpltPkgAC-65to134-S13 | PreNResSpltPkgAC-65to-PEYes | RtS | 2017 | CZ13 | cDXGF | 0 | DXSZCap | 20.1948 | 7999.929 | 64736.67 | 79145.197 | 22391.06 | 0 | 21490.53 | 0 | 14534.45 | 0 | 299.3015 | 6021.335 | 1147.71 | 3785.234 | 0 | 0 | 0 | 0 | 49175860 | 0 | 49175860 | 491.7586 | 14408.527 | 0 | 7.7922 | 5.9733 | 44380.251
MsrNResSpltPkgAC-65to134-S13 | PreNResSpltPkgAC-65to-PEYes | RtS | 2017 | CZ14 | cDXGF | 0 | DXSZCap | 19.8534 | 7999.929 | 62328.8 | 75731.4316 | 22391.06 | 0 | 21490.53 | 0 | 12395.22 | 0 | 350.7534 | 5701.278 | 1105.251 | 3331.647 | 0 | 0 | 0 | 0 | 45742770 | 0 | 45742770 | 457.4277 | 13402.6316 | 0 | 7.7922 | 5.9733 | 44380.2513
MsrNResSpltPkgAC-65to134-S13 | PreNResSpltPkgAC-65to-PEYes | RtS | 2017 | CZ15 | cDXGF | 0 | DXSZCap | 26.2971 | 7999.929 | 77660.49 | 79082.1702 | 22391.06 | 0 | 21490.53 | 0 | 26018.97 | 0 | 98.6555 | 7661.301 | 249.1742 | 6140.568 | 0 | 0 | 0 | 0 | 4852151 | 0 | 4852151 | 48.5215 | 1421.6802 | 0 | 7.7922 | 5.9733 | 44380.2517
MsrNResSpltPkgAC-65to134-S13 | PreNResSpltPkgAC-65to-PEYes | RtS | 2017 | CZ16 | cDXGF | 0 | DXSZCap | 13.8861 | 7999.929 | 52529.91 | 94970.9307 | 22391.06 | 0 | 21490.53 | 0 | 3997.736 | 0 | 436.7357 | 4213.886 | 1701.893 | 1745.295 | 0 | 0 | 0 | 0 | 144849900 | 0 | 144849900 | 1448.499 | 42441.0207 | 0 | 7.7922 | 5.9733 | 44380.252
MsrNResSpltPkgAC-65to134-S13 | PreNResSpltPkgAC-65to-PEYes | RtS | 2020 | CZ01 | cDXGF | 0 | DXSZCap | 12.2437 | 7999.929 | 43460.49 | 82754.6028 | 18024.85 | 0 | 21490.53 | 0 | 272.7355 | 0 | 331.0975 | 3341.31 | 2063.799 | 268.1604 | 0 | 0 | 0 | 0 | 134109600 | 0 | 134109600 | 1341.096 | 39294.1128 | 0 | 6.2396 | 5.9733 | 44380.2523
MsrNResSpltPkgAC-65to134-S13 | PreNResSpltPkgAC-65to-PEYes | RtS | 2020 | CZ02 | cDXGF | 0 | DXSZCap | 13.9022 | 7999.929 | 49483.66 | 70764.3174 | 18024.85 | 0 | 21490.53 | 0 | 5606.441 | 0 | 271.8519 | 4090.069 | 1149.698 | 1975.552 | 0 | 0 | 0 | 0 | 72630230 | 0 | 72630230 | 726.3023 | 21280.6574 | 0 | 6.2396 | 5.9733 | 44380.2527
MsrNResSpltPkgAC-65to134-S13 | PreNResSpltPkgAC-65to-PEYes | RtS | 2020 | CZ03 | cDXGF | 0 | DXSZCap | 13.1434 | 7999.929 | 46251.46 | 63869.5617 | 18024.85 | 0 | 21490.53 | 0 | 2784.363 | 0 | 142.6386 | 3809.137 | 1124.867 | 1473.702 | 0 | 0 | 0 | 0 | 60130040 | 0 | 60130040 | 601.3004 | 17618.1017 | 0 | 6.2396 | 5.9733 | 44380.253
MsrNResSpltPkgAC-65to134-S13 | PreNResSpltPkgAC-65to-PEYes | RtS | 2020 | CZ04 | cDXGF | 0 | DXSZCap | 14.3381 | 7999.929 | 51400.48 | 64927.9501 | 18024.85 | 0 | 21490.53 | 0 | 7393.773 | 0 | 158.488 | 4332.898 | 865.392 | 2495.006 | 0 | 0 | 0 | 0 | 46168840 | 0 | 46168840 | 461.6884 | 13527.4701 | 0 | 6.2396 | 5.9733 | 44380.2534
MsrNResSpltPkgAC-65to134-S13 | PreNResSpltPkgAC-65to-PEYes | RtS | 2020 | CZ05 | cDXGF | 0 | DXSZCap | 13.0152 | 7999.929 | 46924.5 | 60358.3332 | 18024.85 | 0 | 21490.53 | 0 | 3451.984 | 0 | 162.5902 | 3794.6 | 914.829 | 1710.72 | 0 | 0 | 0 | 0 | 45849260 | 0 | 45849260 | 458.4926 | 13433.8332 | 0 | 6.2396 | 5.9733 | 44380.2537
MsrNResSpltPkgAC-65to134-S13 | PreNResSpltPkgAC-65to-PEYes | RtS | 2020 | CZ06 | cDXGF | 0 | DXSZCap | 14.1948 | 7999.929 | 52015.83 | 58046.8863 | 18024.85 | 0 | 21490.53 | 0 | 8320.151 | 0 | 57.9742 | 4122.389 | 466.2621 | 2706.519 | 0 | 0 | 0 | 0 | 20583810 | 0 | 20583810 | 205.8381 | 6031.0563 | 0 | 6.2396 | 5.9733 | 44380.254
MsrNResSpltPkgAC-65to134-S13 | PreNResSpltPkgAC-65to-PEYes | RtS | 2020 | CZ07 | cDXGF | 0 | DXSZCap | 13.9158 | 7999.929 | 50639.49 | 55507.7729 | 18024.85 | 0 | 21490.53 | 0 | 6995.508 | 0 | 28.2022 | 4100.454 | 422.8458 | 2632.154 | 0 | 0 | 0 | 0 | 16615300 | 0 | 16615300 | 166.153 | 4868.2829 | 0 | 6.2396 | 5.9733 | 44380.2544
MsrNResSpltPkgAC-65to134-S13 | PreNResSpltPkgAC-65to-PEYes | RtS | 2020 | CZ08 | cDXGF | 0 | DXSZCap | 16.0267 | 7999.929 | 55963.45 | 60553.0606 | 18024.85 | 0 | 21490.53 | 0 | 11662.17 | 0 | 70.5389 | 4715.417 | 396.7695 | 3336.688 | 0 | 0 | 0 | 0 | 15664200 | 0 | 15664200 | 156.642 | 4589.6106 | 0 | 6.2396 | 5.9733 | 44380.2547
MsrNResSpltPkgAC-65to134-S13 | PreNResSpltPkgAC-65to-PEYes | RtS | 2020 | CZ09 | cDXGF | 0 | DXSZCap | 19.9987 | 7999.929 | 56305.26 | 62109.8361 | 18024.85 | 0 | 21490.53 | 0 | 11072.54 | 0 | 126.23 | 5591.161 | 609.9412 | 3497.673 | 0 | 0 | 0 | 0 | 19810840 | 0 | 19810840 | 198.1084 | 5804.5761 | 0 | 6.2396 | 5.9733 | 44380.255
MsrNResSpltPkgAC-65to134-S13 | PreNResSpltPkgAC-65to-PEYes | RtS | 2020 | CZ10 | cDXGF | 0 | DXSZCap | 18.3641 | 7999.929 | 57762.45 | 65505.8276 | 18024.85 | 0 | 21490.53 | 0 | 12748.14 | 0 | 170.175 | 5328.808 | 657.1143 | 3552.917 | 0 | 0 | 0 | 0 | 26427910 | 0 | 26427910 | 264.2791 | 7743.3776 | 0 | 6.2396 | 5.9733 | 44380.2554
MsrNResSpltPkgAC-65to134-S13 | PreNResSpltPkgAC-65to-PEYes | RtS | 2020 | CZ11 | cDXGF | 0 | DXSZCap | 19.1584 | 7999.929 | 57723.67 | 76578.847 | 18024.85 | 0 | 21490.53 | 0 | 12308.03 | 0 | 326.1738 | 5574.141 | 1382.227 | 3138.743 | 0 | 0 | 0 | 0 | 64352140 | 0 | 64352140 | 643.5214 | 18855.177 | 0 | 6.2396 | 5.9733 | 44380.2557
MsrNResSpltPkgAC-65to134-S13 | PreNResSpltPkgAC-65to-PEYes | RtS | 2020 | CZ12 | cDXGF | 0 | DXSZCap | 17.4503 | 7999.929 | 54399.34 | 73261.7277 | 18024.85 | 0 | 21490.53 | 0 | 9426.206 | 0 | 275.7677 | 5182.052 | 1240.979 | 2910.863 | 0 | 0 | 0 | 0 | 64376750 | 0 | 64376750 | 643.7675 | 18862.3878 | 0 | 6.2396 | 5.9733 | 44380.2561
MsrNResSpltPkgAC-65to134-S13 | PreNResSpltPkgAC-65to-PEYes | RtS | 2020 | CZ13 | cDXGF | 0 | DXSZCap | 19.8007 | 7999.929 | 59737.05 | 75296.7037 | 18024.85 | 0 | 21490.53 | 0 | 14053.7 | 0 | 293.4589 | 5874.582 | 1188.306 | 3652.978 | 0 | 0 | 0 | 0 | 53104620 | 0 | 53104620 | 531.0462 | 15559.6537 | 0 | 6.2396 | 5.9733 | 44380.2564
MsrNResSpltPkgAC-65to134-S13 | PreNResSpltPkgAC-65to-PEYes | RtS | 2020 | CZ14 | cDXGF | 0 | DXSZCap | 19.4239 | 7999.929 | 57361.86 | 72022.1003 | 18024.85 | 0 | 21490.53 | 0 | 11945.54 | 0 | 343.1669 | 5557.821 | 1157.685 | 3203.714 | 0 | 0 | 0 | 0 | 50034950 | 0 | 50034950 | 500.3495 | 14660.2404 | 0 | 6.2396 | 5.9733 | 44380.2567
MsrNResSpltPkgAC-65to134-S13 | PreNResSpltPkgAC-65to-PEYes | RtS | 2020 | CZ15 | cDXGF | 0 | DXSZCap | 25.8874 | 7999.929 | 72438.89 | 74122.4692 | 18024.85 | 0 | 21490.53 | 0 | 25314.13 | 0 | 97.1186 | 7512.319 | 284.9616 | 5984.327 | 0 | 0 | 0 | 0 | 5746004 | 0 | 5746004 | 57.46 | 1683.5792 | 0 | 6.2396 | 5.9733 | 44380.257
MsrNResSpltPkgAC-65to134-S13 | PreNResSpltPkgAC-65to-PEYes | RtS | 2020 | CZ16 | cDXGF | 0 | DXSZCap | 13.5334 | 7999.929 | 47815.11 | 92572.7059 | 18024.85 | 0 | 21490.53 | 0 | 3785.39 | 0 | 425.644 | 4088.746 | 1725.135 | 1657.195 | 0 | 0 | 0 | 0 | 152756300 | 0 | 152756300 | 1527.563 | 44757.5959 | 0 | 6.2396 | 5.9733 | 44380.2574
MsrNResSpltPkgAC-65to134-S13 | PreNResSpltPkgAC-65to-PEYes | SCn | 1975 | CZ01 | cDXGF | 0 | DXSZCap | 323.9708 | 250000.3 | 809607.8 | 2230971.31 | 353206.1 | 0 | 356446.5 | 0 | 2699.44 | 0 | 8760.843 | 88495.55 | 63015.51 | 2109.676 | 0 | 0 | 0 | 0 | 4851070000 | 0 | 4851070000 | 48510.7 | 1421363.51 | 0 | 163.5851 | 85.6634 | 44380.2577
MsrNResSpltPkgAC-65to134-S13 | PreNResSpltPkgAC-65to-PEYes | SCn | 1975 | CZ02 | cDXGF | 0 | DXSZCap | 260.8157 | 250000.3 | 824507.9 | 1568670.765 | 353206.1 | 0 | 356446.5 | 0 | 38375.41 | 0 | 5100.124 | 71380.77 | 24072.22 | 13118.21 | 0 | 0 | 0 | 0 | 2539805000 | 0 | 2539805000 | 25398.05 | 744162.865 | 0 | 163.5851 | 85.6634 | 44380.258
MsrNResSpltPkgAC-65to134-S13 | PreNResSpltPkgAC-65to-PEYes | SCn | 1975 | CZ03 | cDXGF | 0 | DXSZCap | 325.1039 | 250000.3 | 812801.3 | 1472139.2 | 353206.1 | 0 | 356446.5 | 0 | 13560.68 | 0 | 3528.16 | 86060.76 | 32764.63 | 6551.756 | 0 | 0 | 0 | 0 | 2250300000 | 0 | 2250300000 | 22503 | 659337.9 | 0 | 163.5851 | 85.6634 | 44380.2583
MsrNResSpltPkgAC-65to134-S13 | PreNResSpltPkgAC-65to-PEYes | SCn | 1975 | CZ04 | cDXGF | 0 | DXSZCap | 251.6093 | 250000.3 | 839739.5 | 1370849.466 | 353206.1 | 0 | 356446.5 | 0 | 57468.72 | 0 | 2781.186 | 69837.9 | 18349.83 | 18520.78 | 0 | 0 | 0 | 0 | 1812662000 | 0 | 1812662000 | 18126.62 | 531109.966 | 0 | 163.5851 | 85.6634 | 44380.2587
MsrNResSpltPkgAC-65to134-S13 | PreNResSpltPkgAC-65to-PEYes | SCn | 1975 | CZ05 | cDXGF | 0 | DXSZCap | 320.5144 | 250000.3 | 814830.3 | 1377431.906 | 353206.1 | 0 | 356446.5 | 0 | 15823.55 | 0 | 4003.947 | 85351.34 | 26391.36 | 7363.358 | 0 | 0 | 0 | 0 | 1920142000 | 0 | 1920142000 | 19201.42 | 562601.606 | 0 | 163.5851 | 85.6634 | 44380.259
MsrNResSpltPkgAC-65to134-S13 | PreNResSpltPkgAC-65to-PEYes | SCn | 1975 | CZ06 | cDXGF | 0 | DXSZCap | 325.021 | 250000.3 | 849968.3 | 1093203.0411 | 353206.1 | 0 | 356446.5 | 0 | 50878.36 | 0 | 1327.443 | 88110.89 | 13216.55 | 22488.04 | 0 | 0 | 0 | 0 | 830152700 | 0 | 830152700 | 8301.527 | 243234.7411 | 0 | 163.5851 | 85.6634 | 44380.2593
MsrNResSpltPkgAC-65to134-S13 | PreNResSpltPkgAC-65to-PEYes | SCn | 1975 | CZ07 | cDXGF | 0 | DXSZCap | 315.841 | 250000.3 | 835205.4 | 1043374.6043 | 353206.1 | 0 | 356446.5 | 0 | 39088.61 | 0 | 640.0908 | 85825 | 12376.04 | 18367.73 | 0 | 0 | 0 | 0 | 710475100 | 0 | 710475100 | 7104.751 | 208169.2043 | 0 | 163.5851 | 85.6634 | 44380.2597
MsrNResSpltPkgAC-65to134-S13 | PreNResSpltPkgAC-65to-PEYes | SCn | 1975 | CZ08 | cDXGF | 0 | DXSZCap | 279.544 | 250000.3 | 891082.3 | 1088450.1472 | 353206.1 | 0 | 356446.5 | 0 | 103734.1 | 0 | 1230.363 | 76466.34 | 8788.246 | 30680.95 | 0 | 0 | 0 | 0 | 673610400 | 0 | 673610400 | 6736.104 | 197367.8472 | 0 | 163.5851 | 85.6634 | 44380.26
MsrNResSpltPkgAC-65to134-S13 | PreNResSpltPkgAC-65to-PEYes | SCn | 1975 | CZ09 | cDXGF | 0 | DXSZCap | 376.6175 | 250000.3 | 915937.7 | 1193079.8661 | 353206.1 | 0 | 356446.5 | 0 | 102754.9 | 0 | 2377.178 | 101154.4 | 15024.88 | 35861.89 | 0 | 0 | 0 | 0 | 945877700 | 0 | 945877700 | 9458.777 | 277142.1661 | 0 | 163.5851 | 85.6634 | 44380.2603
MsrNResSpltPkgAC-65to134-S13 | PreNResSpltPkgAC-65to-PEYes | SCn | 1975 | CZ10 | cDXGF | 0 | DXSZCap | 342.6753 | 250000.3 | 936929.2 | 1261574.958 | 353206.1 | 0 | 356446.5 | 0 | 131684.5 | 0 | 3175.484 | 92417.99 | 14471.06 | 36922.5 | 0 | 0 | 0 | 0 | 1108006000 | 0 | 1108006000 | 11080.06 | 324645.758 | 0 | 163.5851 | 85.6634 | 44380.2606
MsrNResSpltPkgAC-65to134-S13 | PreNResSpltPkgAC-65to-PEYes | SCn | 1975 | CZ11 | cDXGF | 0 | DXSZCap | 395.4445 | 250000.3 | 978443.5 | 1729394.882 | 353206.1 | 0 | 356446.5 | 0 | 153613.2 | 0 | 6732.504 | 108446.2 | 33065.66 | 39166.45 | 0 | 0 | 0 | 0 | 2562974000 | 0 | 2562974000 | 25629.74 | 750951.382 | 0 | 163.5851 | 85.6634 | 44380.261
MsrNResSpltPkgAC-65to134-S13 | PreNResSpltPkgAC-65to-PEYes | SCn | 1975 | CZ12 | cDXGF | 0 | DXSZCap | 340.3982 | 250000.3 | 901474.7 | 1566160.729 | 353206.1 | 0 | 356446.5 | 0 | 93125.16 | 0 | 5379.327 | 93318.7 | 26221.67 | 26684.14 | 0 | 0 | 0 | 0 | 2268553000 | 0 | 2268553000 | 22685.53 | 664686.029 | 0 | 163.5851 | 85.6634 | 44380.2613
MsrNResSpltPkgAC-65to134-S13 | PreNResSpltPkgAC-65to-PEYes | SCn | 1975 | CZ13 | cDXGF | 0 | DXSZCap | 402.8263 | 250000.3 | 1004957 | 1599285.232 | 353206.1 | 0 | 356446.5 | 0 | 177927.3 | 0 | 5970.168 | 111407.8 | 26670.58 | 44858.95 | 0 | 0 | 0 | 0 | 2028424000 | 0 | 2028424000 | 20284.24 | 594328.232 | 0 | 163.5851 | 85.6634 | 44380.2616
MsrNResSpltPkgAC-65to134-S13 | PreNResSpltPkgAC-65to-PEYes | SCn | 1975 | CZ14 | cDXGF | 0 | DXSZCap | 401.886 | 250000.3 | 983180 | 1682657.728 | 353206.1 | 0 | 356446.5 | 0 | 156769.1 | 0 | 7100.171 | 109659.3 | 29210.88 | 41123.72 | 0 | 0 | 0 | 0 | 2387296000 | 0 | 2387296000 | 23872.96 | 699477.728 | 0 | 163.5851 | 85.6634 | 44380.2619
MsrNResSpltPkgAC-65to134-S13 | PreNResSpltPkgAC-65to-PEYes | SCn | 1975 | CZ15 | cDXGF | 0 | DXSZCap | 549.897 | 250000.3 | 1241564 | 1378593.9763 | 353206.1 | 0 | 356446.5 | 0 | 379810.5 | 0 | 2062.978 | 150038.9 | 10195.96 | 93513.5 | 0 | 0 | 0 | 0 | 467679100 | 0 | 467679100 | 4676.791 | 137029.9763 | 0 | 163.5851 | 85.6634 | 44380.2623
MsrNResSpltPkgAC-65to134-S13 | PreNResSpltPkgAC-65to-PEYes | SCn | 1975 | CZ16 | cDXGF | 0 | DXSZCap | 362.0719 | 250000.3 | 854119.1 | 2494861.965 | 353206.1 | 0 | 356446.5 | 0 | 32785.14 | 0 | 11387.53 | 100294.9 | 52178.16 | 15437.99 | 0 | 0 | 0 | 0 | 5599805000 | 0 | 5599805000 | 55998.05 | 1640742.865 | 0 | 163.5851 | 85.6634 | 44380.2626
MsrNResSpltPkgAC-65to134-S13 | PreNResSpltPkgAC-65to-PEYes | SCn | 1985 | CZ01 | cDXGF | 0 | DXSZCap | 323.8538 | 250000.3 | 794222.5 | 2227145.153 | 353206.1 | 0 | 341463.9 | 0 | 2401.325 | 0 | 8757.729 | 88392.9 | 63412.9 | 1908.083 | 0 | 0 | 0 | 0 | 4890521000 | 0 | 4890521000 | 48905.21 | 1432922.653 | 0 | 163.5851 | 82.063 | 44380.2629
MsrNResSpltPkgAC-65to134-S13 | PreNResSpltPkgAC-65to-PEYes | SCn | 1985 | CZ02 | cDXGF | 0 | DXSZCap | 259.395 | 250000.3 | 808241.3 | 1559095.699 | 353206.1 | 0 | 341463.9 | 0 | 37530.61 | 0 | 5072.349 | 70968.23 | 24191.67 | 12819.68 | 0 | 0 | 0 | 0 | 2562643000 | 0 | 2562643000 | 25626.43 | 750854.399 | 0 | 163.5851 | 82.063 | 44380.2633
MsrNResSpltPkgAC-65to134-S13 | PreNResSpltPkgAC-65to-PEYes | SCn | 1985 | CZ03 | cDXGF | 0 | DXSZCap | 324.8738 | 250000.3 | 798528.4 | 1468091.707 | 353206.1 | 0 | 341463.9 | 0 | 12968.24 | 0 | 3525.663 | 87364.43 | 33374.05 | 6299.559 | 0 | 0 | 0 | 0 | 2285199000 | 0 | 2285199000 | 22851.99 | 669563.307 | 0 | 163.5851 | 82.063 | 44380.2636
MsrNResSpltPkgAC-65to134-S13 | PreNResSpltPkgAC-65to-PEYes | SCn | 1985 | CZ04 | cDXGF | 0 | DXSZCap | 250.2112 | 250000.3 | 823197.1 | 1359584.582 | 353206.1 | 0 | 341463.9 | 0 | 56379.77 | 0 | 2765.73 | 69381.79 | 18427.97 | 18161.93 | 0 | 0 | 0 | 0 | 1830674000 | 0 | 1830674000 | 18306.74 | 536387.482 | 0 | 163.5851 | 82.063 | 44380.2639
MsrNResSpltPkgAC-65to134-S13 | PreNResSpltPkgAC-65to-PEYes | SCn | 1985 | CZ05 | cDXGF | 0 | DXSZCap | 320.3076 | 250000.3 | 799288.9 | 1369563.297 | 353206.1 | 0 | 341463.9 | 0 | 15131.73 | 0 | 4001.378 | 85485.86 | 26771.12 | 7076.042 | 0 | 0 | 0 | 0 | 1946329000 | 0 | 1946329000 | 19463.29 | 570274.397 | 0 | 163.5851 | 82.063 | 44380.2642
MsrNResSpltPkgAC-65to134-S13 | PreNResSpltPkgAC-65to-PEYes | SCn | 1985 | CZ06 | cDXGF | 0 | DXSZCap | 324.5503 | 250000.3 | 832547.6 | 1078939.211 | 353206.1 | 0 | 341463.9 | 0 | 49468.5 | 0 | 1325.525 | 87083.76 | 13369.79 | 22048 | 0 | 0 | 0 | 0 | 840927000 | 0 | 840927000 | 8409.27 | 246391.611 | 0 | 163.5851 | 82.063 | 44380.2646
MsrNResSpltPkgAC-65to134-S13 | PreNResSpltPkgAC-65to-PEYes | SCn | 1985 | CZ07 | cDXGF | 0 | DXSZCap | 315.4029 | 250000.3 | 818645.8 | 1029683.8259 | 353206.1 | 0 | 341463.9 | 0 | 37867.16 | 0 | 639.202 | 85469.56 | 12519.09 | 17854.36 | 0 | 0 | 0 | 0 | 720266300 | 0 | 720266300 | 7202.663 | 211038.0259 | 0 | 163.5851 | 82.063 | 44380.2649
MsrNResSpltPkgAC-65to134-S13 | PreNResSpltPkgAC-65to-PEYes | SCn | 1985 | CZ08 | cDXGF | 0 | DXSZCap | 277.9989 | 250000.3 | 873442.6 | 1073503.4395 | 353206.1 | 0 | 341463.9 | 0 | 102095 | 0 | 1223.566 | 75454.19 | 8895.253 | 30205.17 | 0 | 0 | 0 | 0 | 682801500 | 0 | 682801500 | 6828.015 | 200060.8395 | 0 | 163.5851 | 82.063 | 44380.2652
MsrNResSpltPkgAC-65to134-S13 | PreNResSpltPkgAC-65to-PEYes | SCn | 1985 | CZ09 | cDXGF | 0 | DXSZCap | 375.0771 | 250000.3 | 898978.4 | 1179583.0057 | 353206.1 | 0 | 341463.9 | 0 | 101241.2 | 0 | 2367.461 | 100699.9 | 15169.9 | 35436.08 | 0 | 0 | 0 | 0 | 957694900 | 0 | 957694900 | 9576.949 | 280604.6057 | 0 | 163.5851 | 82.063 | 44380.2656
MsrNResSpltPkgAC-65to134-S13 | PreNResSpltPkgAC-65to-PEYes | SCn | 1985 | CZ10 | cDXGF | 0 | DXSZCap | 341.0149 | 250000.3 | 920195 | 1248754.945 | 353206.1 | 0 | 341463.9 | 0 | 130007.9 | 0 | 3160.106 | 92357.25 | 14692.73 | 36499.95 | 0 | 0 | 0 | 0 | 1121365000 | 0 | 1121365000 | 11213.65 | 328559.945 | 0 | 163.5851 | 82.063 | 44380.2659
MsrNResSpltPkgAC-65to134-S13 | PreNResSpltPkgAC-65to-PEYes | SCn | 1985 | CZ11 | cDXGF | 0 | DXSZCap | 394.1914 | 250000.3 | 961729 | 1718382.748 | 353206.1 | 0 | 341463.9 | 0 | 152283 | 0 | 6711.184 | 108065.1 | 33222.52 | 38850.09 | 0 | 0 | 0 | 0 | 2582436000 | 0 | 2582436000 | 25824.36 | 756653.748 | 0 | 163.5851 | 82.063 | 44380.2662
MsrNResSpltPkgAC-65to134-S13 | PreNResSpltPkgAC-65to-PEYes | SCn | 1985 | CZ12 | cDXGF | 0 | DXSZCap | 338.9221 | 250000.3 | 884614.6 | 1554246.176 | 353206.1 | 0 | 341463.9 | 0 | 91936.02 | 0 | 5355.989 | 92652.41 | 26293.65 | 26354.72 | 0 | 0 | 0 | 0 | 2285432000 | 0 | 2285432000 | 22854.32 | 669631.576 | 0 | 163.5851 | 82.063 | 44380.2665
MsrNResSpltPkgAC-65to134-S13 | PreNResSpltPkgAC-65to-PEYes | SCn | 1985 | CZ13 | cDXGF | 0 | DXSZCap | 401.1316 | 250000.3 | 987990.6 | 1587145.714 | 353206.1 | 0 | 341463.9 | 0 | 176447.2 | 0 | 5945.01 | 110928 | 26870.16 | 44428.04 | 0 | 0 | 0 | 0 | 2044898000 | 0 | 2044898000 | 20448.98 | 599155.114 | 0 | 163.5851 | 82.063 | 44380.2669
MsrNResSpltPkgAC-65to134-S13 | PreNResSpltPkgAC-65to-PEYes | SCn | 1985 | CZ14 | cDXGF | 0 | DXSZCap | 400.2084 | 250000.3 | 966281 | 1671360.302 | 353206.1 | 0 | 341463.9 | 0 | 155336.8 | 0 | 7070.577 | 109203.2 | 29430.2 | 40773.04 | 0 | 0 | 0 | 0 | 2406414000 | 0 | 2406414000 | 24064.14 | 705079.302 | 0 | 163.5851 | 82.063 | 44380.2672
MsrNResSpltPkgAC-65to134-S13 | PreNResSpltPkgAC-65to-PEYes | SCn | 1985 | CZ15 | cDXGF | 0 | DXSZCap | 548.2314 | 250000.3 | 1223691 | 1362576.0472 | 353206.1 | 0 | 341463.9 | 0 | 377422.2 | 0 | 2056.73 | 149542.6 | 10308.29 | 92869.28 | 0 | 0 | 0 | 0 | 474010400 | 0 | 474010400 | 4740.104 | 138885.0472 | 0 | 163.5851 | 82.063 | 44380.2675
MsrNResSpltPkgAC-65to134-S13 | PreNResSpltPkgAC-65to-PEYes | SCn | 1985 | CZ16 | cDXGF | 0 | DXSZCap | 361.6636 | 250000.3 | 837979.8 | 2487319.285 | 353206.1 | 0 | 341463.9 | 0 | 32180.54 | 0 | 11374.69 | 99754.84 | 52355.75 | 15222.06 | 0 | 0 | 0 | 0 | 5629145000 | 0 | 5629145000 | 56291.45 | 1649339.485 | 0 | 163.5851 | 82.063 | 44380.2678
MsrNResSpltPkgAC-65to134-S13 | PreNResSpltPkgAC-65to-PEYes | SCn | 1996 | CZ01 | cDXGF | 0 | DXSZCap | 323.2482 | 250000.3 | 778878.8 | 2227055.912 | 353206.1 | 0 | 326484.5 | 0 | 2113.068 | 0 | 8741.336 | 88335.8 | 63999.82 | 1719.132 | 0 | 0 | 0 | 0 | 4942584000 | 0 | 4942584000 | 49425.84 | 1448177.112 | 0 | 163.5851 | 78.4626 | 44380.2682
MsrNResSpltPkgAC-65to134-S13 | PreNResSpltPkgAC-65to-PEYes | SCn | 1996 | CZ02 | cDXGF | 0 | DXSZCap | 257.4773 | 250000.3 | 791740.7 | 1553460.418 | 353206.1 | 0 | 326484.5 | 0 | 36462.23 | 0 | 5034.853 | 70554.97 | 24404.65 | 12400.21 | 0 | 0 | 0 | 0 | 2599726000 | 0 | 2599726000 | 25997.26 | 761719.718 | 0 | 163.5851 | 78.4626 | 44380.2685
MsrNResSpltPkgAC-65to134-S13 | PreNResSpltPkgAC-65to-PEYes | SCn | 1996 | CZ03 | cDXGF | 0 | DXSZCap | 324.6093 | 250000.3 | 782870 | 1463576.097 | 353206.1 | 0 | 326484.5 | 0 | 12289.01 | 0 | 3522.816 | 87368.97 | 33875.04 | 6006.858 | 0 | 0 | 0 | 0 | 2323229000 | 0 | 2323229000 | 23232.29 | 680706.097 | 0 | 163.5851 | 78.4626 | 44380.2688
MsrNResSpltPkgAC-65to134-S13 | PreNResSpltPkgAC-65to-PEYes | SCn | 1996 | CZ04 | cDXGF | 0 | DXSZCap | 248.2629 | 250000.3 | 806285.3 | 1351052.289 | 353206.1 | 0 | 326484.5 | 0 | 54957.01 | 0 | 2744.189 | 68894.94 | 18620.5 | 17654.32 | 0 | 0 | 0 | 0 | 1859273000 | 0 | 1859273000 | 18592.73 | 544766.989 | 0 | 163.5851 | 78.4626 | 44380.2691
MsrNResSpltPkgAC-65to134-S13 | PreNResSpltPkgAC-65to-PEYes | SCn | 1996 | CZ05 | cDXGF | 0 | DXSZCap | 319.9925 | 250000.3 | 784195.2 | 1366657.225 | 353206.1 | 0 | 326484.5 | 0 | 14356.12 | 0 | 3997.46 | 86152.78 | 27433.77 | 6701.748 | 0 | 0 | 0 | 0 | 1987925000 | 0 | 1987925000 | 19879.25 | 582462.025 | 0 | 163.5851 | 78.4626 | 44380.2695
MsrNResSpltPkgAC-65to134-S13 | PreNResSpltPkgAC-65to-PEYes | SCn | 1996 | CZ06 | cDXGF | 0 | DXSZCap | 326.9185 | 250000.3 | 818604.9 | 1116860.148 | 353206.1 | 0 | 326484.5 | 0 | 48941.56 | 0 | 1335.195 | 88639.32 | 15081.58 | 21355.02 | 0 | 0 | 0 | 0 | 1017936000 | 0 | 1017936000 | 10179.36 | 298255.248 | 0 | 163.5851 | 78.4626 | 44380.2698
MsrNResSpltPkgAC-65to134-S13 | PreNResSpltPkgAC-65to-PEYes | SCn | 1996 | CZ07 | cDXGF | 0 | DXSZCap | 316.9024 | 250000.3 | 803505.9 | 1066863.2365 | 353206.1 | 0 | 326484.5 | 0 | 37340.7 | 0 | 642.2417 | 85834.18 | 14586.56 | 17126.93 | 0 | 0 | 0 | 0 | 898830500 | 0 | 898830500 | 8988.305 | 263357.3365 | 0 | 163.5851 | 78.4626 | 44380.2701
MsrNResSpltPkgAC-65to134-S13 | PreNResSpltPkgAC-65to-PEYes | SCn | 1996 | CZ08 | cDXGF | 0 | DXSZCap | 309.521 | 250000.3 | 872988.7 | 1119554.8511 | 353206.1 | 0 | 326484.5 | 0 | 107898.8 | 0 | 1362.303 | 84038.61 | 11141.6 | 32319.01 | 0 | 0 | 0 | 0 | 841522700 | 0 | 841522700 | 8415.227 | 246566.1511 | 0 | 163.5851 | 78.4626 | 44380.2704
MsrNResSpltPkgAC-65to134-S13 | PreNResSpltPkgAC-65to-PEYes | SCn | 1996 | CZ09 | cDXGF | 0 | DXSZCap | 411.2965 | 250000.3 | 898976.4 | 1238332.223 | 353206.1 | 0 | 326484.5 | 0 | 106796.9 | 0 | 2596.07 | 109894.5 | 18146.26 | 37976.29 | 0 | 0 | 0 | 0 | 1158211000 | 0 | 1158211000 | 11582.11 | 339355.823 | 0 | 163.5851 | 78.4626 | 44380.2708
MsrNResSpltPkgAC-65to134-S13 | PreNResSpltPkgAC-65to-PEYes | SCn | 1996 | CZ10 | cDXGF | 0 | DXSZCap | 377.5125 | 250000.3 | 923212.3 | 1312611.937 | 353206.1 | 0 | 326484.5 | 0 | 137700.3 | 0 | 3498.312 | 102324.8 | 17645.42 | 39132.83 | 0 | 0 | 0 | 0 | 1329009000 | 0 | 1329009000 | 13290.09 | 389399.637 | 0 | 163.5851 | 78.4626 | 44380.2711
MsrNResSpltPkgAC-65to134-S13 | PreNResSpltPkgAC-65to-PEYes | SCn | 1996 | CZ11 | cDXGF | 0 | DXSZCap | 391.0295 | 250000.3 | 943545.1 | 1707289.155 | 353206.1 | 0 | 326484.5 | 0 | 149741.1 | 0 | 6657.344 | 107457.5 | 33384.22 | 38233.86 | 0 | 0 | 0 | 0 | 2606635000 | 0 | 2606635000 | 26066.35 | 763744.055 | 0 | 163.5851 | 78.4626 | 44380.2714
MsrNResSpltPkgAC-65to134-S13 | PreNResSpltPkgAC-65to-PEYes | SCn | 1996 | CZ12 | cDXGF | 0 | DXSZCap | 336.5057 | 250000.3 | 866934.6 | 1543449.332 | 353206.1 | 0 | 326484.5 | 0 | 89858.22 | 0 | 5317.81 | 92069.76 | 26545.07 | 25812.15 | 0 | 0 | 0 | 0 | 2308924000 | 0 | 2308924000 | 23089.24 | 676514.732 | 0 | 163.5851 | 78.4626 | 44380.2717
MsrNResSpltPkgAC-65to134-S13 | PreNResSpltPkgAC-65to-PEYes | SCn | 1996 | CZ13 | cDXGF | 0 | DXSZCap | 398.0567 | 250000.3 | 969274.2 | 1573520.482 | 353206.1 | 0 | 326484.5 | 0 | 173723.4 | 0 | 5899.477 | 109962.4 | 26987.12 | 43701.91 | 0 | 0 | 0 | 0 | 2062274000 | 0 | 2062274000 | 20622.74 | 604246.282 | 0 | 163.5851 | 78.4626 | 44380.2721
MsrNResSpltPkgAC-65to134-S13 | PreNResSpltPkgAC-65to-PEYes | SCn | 1996 | CZ14 | cDXGF | 0 | DXSZCap | 397.0249 | 250000.3 | 947466.1 | 1659684.347 | 353206.1 | 0 | 326484.5 | 0 | 152646.1 | 0 | 7014.294 | 108116.4 | 29597.12 | 40084.96 | 0 | 0 | 0 | 0 | 2430779000 | 0 | 2430779000 | 24307.79 | 712218.247 | 0 | 163.5851 | 78.4626 | 44380.2724
MsrNResSpltPkgAC-65to134-S13 | PreNResSpltPkgAC-65to-PEYes | SCn | 1996 | CZ15 | cDXGF | 0 | DXSZCap | 545.1236 | 250000.3 | 1203641 | 1345640.9302 | 353206.1 | 0 | 326484.5 | 0 | 372718.8 | 0 | 2045.069 | 149188.1 | 10577.66 | 91847.2 | 0 | 0 | 0 | 0 | 484641400 | 0 | 484641400 | 4846.414 | 141999.9302 | 0 | 163.5851 | 78.4626 | 44380.2727
MsrNResSpltPkgAC-65to134-S13 | PreNResSpltPkgAC-65to-PEYes | SCn | 1996 | CZ16 | cDXGF | 0 | DXSZCap | 360.7419 | 250000.3 | 821570.4 | 2480002.261 | 353206.1 | 0 | 326484.5 | 0 | 31135.09 | 0 | 11345.78 | 99400.3 | 52536.69 | 14821.06 | 0 | 0 | 0 | 0 | 5660177000 | 0 | 5660177000 | 56601.77 | 1658431.861 | 0 | 163.5851 | 78.4626 | 44380.2731
MsrNResSpltPkgAC-65to134-S13 | PreNResSpltPkgAC-65to-PEYes | SCn | 2003 | CZ01 | cDXGF | 0 | DXSZCap | 322.9226 | 250000.3 | 763339.3 | 2221525.292 | 353206.1 | 0 | 311499.4 | 0 | 1851.979 | 0 | 8732.556 | 88046.55 | 64246.89 | 1537.45 | 0 | 0 | 0 | 0 | 4976744000 | 0 | 4976744000 | 49767.44 | 1458185.992 | 0 | 163.5851 | 74.8622 | 44380.2734
MsrNResSpltPkgAC-65to134-S13 | PreNResSpltPkgAC-65to-PEYes | SCn | 2003 | CZ02 | cDXGF | 0 | DXSZCap | 254.7524 | 250000.3 | 774735.4 | 1541983.442 | 353206.1 | 0 | 311499.4 | 0 | 35274.83 | 0 | 4981.577 | 69771.13 | 24458.27 | 11989.31 | 0 | 0 | 0 | 0 | 2618594000 | 0 | 2618594000 | 26185.94 | 767248.042 | 0 | 163.5851 | 74.8622 | 44380.2737
MsrNResSpltPkgAC-65to134-S13 | PreNResSpltPkgAC-65to-PEYes | SCn | 2003 | CZ03 | cDXGF | 0 | DXSZCap | 323.8474 | 250000.3 | 767130.1 | 1452520.681 | 353206.1 | 0 | 311499.4 | 0 | 11703.61 | 0 | 3514.542 | 87204.67 | 34101.09 | 5750.646 | 0 | 0 | 0 | 0 | 2339217000 | 0 | 2339217000 | 23392.17 | 685390.581 | 0 | 163.5851 | 74.8622 | 44380.2741
MsrNResSpltPkgAC-65to134-S13 | PreNResSpltPkgAC-65to-PEYes | SCn | 2003 | CZ04 | cDXGF | 0 | DXSZCap | 246.6025 | 250000.3 | 789669.4 | 1337510.252 | 353206.1 | 0 | 311499.4 | 0 | 53866.17 | 0 | 2725.851 | 68369.65 | 18649.24 | 17304.65 | 0 | 0 | 0 | 0 | 1869764000 | 0 | 1869764000 | 18697.64 | 547840.852 | 0 | 163.5851 | 74.8622 | 44380.2744
MsrNResSpltPkgAC-65to134-S13 | PreNResSpltPkgAC-65to-PEYes | SCn | 2003 | CZ05 | cDXGF | 0 | DXSZCap | 319.2432 | 250000.3 | 768189.6 | 1354545.888 | 353206.1 | 0 | 311499.4 | 0 | 13688.12 | 0 | 3988.102 | 85806.07 | 27618.02 | 6410.795 | 0 | 0 | 0 | 0 | 2001216000 | 0 | 2001216000 | 20012.16 | 586356.288 | 0 | 163.5851 | 74.8622 | 44380.2747
MsrNResSpltPkgAC-65to134-S13 | PreNResSpltPkgAC-65to-PEYes | SCn | 2003 | CZ06 | cDXGF | 0 | DXSZCap | 326.2755 | 250000.3 | 801985 | 1102600.949 | 353206.1 | 0 | 311499.4 | 0 | 47561.56 | 0 | 1332.569 | 88383.33 | 15199.26 | 20851.63 | 0 | 0 | 0 | 0 | 1025993000 | 0 | 1025993000 | 10259.93 | 300615.949 | 0 | 163.5851 | 74.8622 | 44380.275
MsrNResSpltPkgAC-65to134-S13 | PreNResSpltPkgAC-65to-PEYes | SCn | 2003 | CZ07 | cDXGF | 0 | DXSZCap | 316.3555 | 250000.3 | 787182.4 | 1053342.1643 | 353206.1 | 0 | 311499.4 | 0 | 36146.41 | 0 | 641.1327 | 85687.34 | 14809.4 | 16648.61 | 0 | 0 | 0 | 0 | 908395100 | 0 | 908395100 | 9083.951 | 266159.7643 | 0 | 163.5851 | 74.8622 | 44380.2753
MsrNResSpltPkgAC-65to134-S13 | PreNResSpltPkgAC-65to-PEYes | SCn | 2003 | CZ08 | cDXGF | 0 | DXSZCap | 307.6911 | 250000.3 | 855724.1 | 1104271.3999 | 353206.1 | 0 | 311499.4 | 0 | 106194.8 | 0 | 1354.251 | 83467.31 | 11194.51 | 31805.92 | 0 | 0 | 0 | 0 | 848284300 | 0 | 848284300 | 8482.843 | 248547.2999 | 0 | 163.5851 | 74.8622 | 44380.2757
MsrNResSpltPkgAC-65to134-S13 | PreNResSpltPkgAC-65to-PEYes | SCn | 2003 | CZ09 | cDXGF | 0 | DXSZCap | 409.2152 | 250000.3 | 881815.2 | 1223529.673 | 353206.1 | 0 | 311499.4 | 0 | 105219 | 0 | 2582.935 | 109305.1 | 18323.16 | 37476.09 | 0 | 0 | 0 | 0 | 1166261000 | 0 | 1166261000 | 11662.61 | 341714.473 | 0 | 163.5851 | 74.8622 | 44380.276
MsrNResSpltPkgAC-65to134-S13 | PreNResSpltPkgAC-65to-PEYes | SCn | 2003 | CZ10 | cDXGF | 0 | DXSZCap | 336.1231 | 250000.3 | 884331.2 | 1223928.748 | 353206.1 | 0 | 311499.4 | 0 | 125291.6 | 0 | 3114.771 | 91217.13 | 15140.03 | 35174.23 | 0 | 0 | 0 | 0 | 1159036000 | 0 | 1159036000 | 11590.36 | 339597.548 | 0 | 163.5851 | 74.8622 | 44380.2763
MsrNResSpltPkgAC-65to134-S13 | PreNResSpltPkgAC-65to-PEYes | SCn | 2003 | CZ11 | cDXGF | 0 | DXSZCap | 388.7503 | 250000.3 | 924945.8 | 1689131.992 | 353206.1 | 0 | 311499.4 | 0 | 148080.1 | 0 | 6618.56 | 105539 | 33062.23 | 37848.35 | 0 | 0 | 0 | 0 | 2608144000 | 0 | 2608144000 | 26081.44 | 764186.192 | 0 | 163.5851 | 74.8622 | 44380.2766
MsrNResSpltPkgAC-65to134-S13 | PreNResSpltPkgAC-65to-PEYes | SCn | 2003 | CZ12 | cDXGF | 0 | DXSZCap | 334.761 | 250000.3 | 850020.4 | 1531655.014 | 353206.1 | 0 | 311499.4 | 0 | 88474.61 | 0 | 5290.227 | 91547.95 | 26667.02 | 25436.45 | 0 | 0 | 0 | 0 | 2326398000 | 0 | 2326398000 | 23263.98 | 681634.614 | 0 | 163.5851 | 74.8622 | 44380.277
MsrNResSpltPkgAC-65to134-S13 | PreNResSpltPkgAC-65to-PEYes | SCn | 2003 | CZ13 | cDXGF | 0 | DXSZCap | 395.8628 | 250000.3 | 951658.8 | 1559589.264 | 353206.1 | 0 | 311499.4 | 0 | 171920.5 | 0 | 5866.965 | 109163.1 | 27001.18 | 43259.55 | 0 | 0 | 0 | 0 | 2074848000 | 0 | 2074848000 | 20748.48 | 607930.464 | 0 | 163.5851 | 74.8622 | 44380.2773
MsrNResSpltPkgAC-65to134-S13 | PreNResSpltPkgAC-65to-PEYes | SCn | 2003 | CZ14 | cDXGF | 0 | DXSZCap | 395.1987 | 250000.3 | 930333.2 | 1647797.905 | 353206.1 | 0 | 311499.4 | 0 | 151070.2 | 0 | 6982.031 | 107572.9 | 29775.22 | 39667.39 | 0 | 0 | 0 | 0 | 2448685000 | 0 | 2448685000 | 24486.85 | 717464.705 | 0 | 163.5851 | 74.8622 | 44380.2776
MsrNResSpltPkgAC-65to134-S13 | PreNResSpltPkgAC-65to-PEYes | SCn | 2003 | CZ15 | cDXGF | 0 | DXSZCap | 543.0965 | 250000.3 | 1185762 | 1329791.717 | 353206.1 | 0 | 311499.4 | 0 | 369918.5 | 0 | 2037.467 | 149098.4 | 10738.7 | 91266.06 | 0 | 0 | 0 | 0 | 491569000 | 0 | 491569000 | 4915.69 | 144029.717 | 0 | 163.5851 | 74.8622 | 44380.278
MsrNResSpltPkgAC-65to134-S13 | PreNResSpltPkgAC-65to-PEYes | SCn | 2003 | CZ16 | cDXGF | 0 | DXSZCap | 360.2091 | 250000.3 | 805482 | 2470843.311 | 353206.1 | 0 | 311499.4 | 0 | 30427.5 | 0 | 11329.03 | 99017.57 | 52651.6 | 14566.45 | 0 | 0 | 0 | 0 | 5683827000 | 0 | 5683827000 | 56838.27 | 1665361.311 | 0 | 163.5851 | 74.8622 | 44380.2783
MsrNResSpltPkgAC-65to134-S13 | PreNResSpltPkgAC-65to-PEYes | SCn | 2007 | CZ01 | cDXGF | 0 | DXSZCap | 321.1616 | 250000.3 | 762187.5 | 2141278.435 | 353206.1 | 0 | 311499.4 | 0 | 1885.808 | 0 | 8684.947 | 86908.69 | 63396.88 | 1559.33 | 0 | 0 | 0 | 0 | 4706795000 | 0 | 4706795000 | 47067.95 | 1379090.935 | 0 | 163.5851 | 74.8622 | 44380.2786
MsrNResSpltPkgAC-65to134-S13 | PreNResSpltPkgAC-65to-PEYes | SCn | 2007 | CZ02 | cDXGF | 0 | DXSZCap | 242.6643 | 250000.3 | 769724.2 | 1488390.205 | 353206.1 | 0 | 311499.4 | 0 | 33614.77 | 0 | 4745.187 | 66656.05 | 22708.53 | 11535 | 0 | 0 | 0 | 0 | 2452785000 | 0 | 2452785000 | 24527.85 | 718666.005 | 0 | 163.5851 | 74.8622 | 44380.2789
MsrNResSpltPkgAC-65to134-S13 | PreNResSpltPkgAC-65to-PEYes | SCn | 2007 | CZ03 | cDXGF | 0 | DXSZCap | 322.1544 | 250000.3 | 766479.1 | 1403155.208 | 353206.1 | 0 | 311499.4 | 0 | 11530.43 | 0 | 3496.184 | 86744.74 | 32997.81 | 5735.499 | 0 | 0 | 0 | 0 | 2172956000 | 0 | 2172956000 | 21729.56 | 636676.108 | 0 | 163.5851 | 74.8622 | 44380.2793
MsrNResSpltPkgAC-65to134-S13 | PreNResSpltPkgAC-65to-PEYes | SCn | 2007 | CZ04 | cDXGF | 0 | DXSZCap | 236.735 | 250000.3 | 784908.5 | 1292903.989 | 353206.1 | 0 | 311499.4 | 0 | 51931.45 | 0 | 2616.776 | 65652.34 | 17364.34 | 16871.21 | 0 | 0 | 0 | 0 | 1733773000 | 0 | 1733773000 | 17337.73 | 507995.489 | 0 | 163.5851 | 74.8622 | 44380.2796
MsrNResSpltPkgAC-65to134-S13 | PreNResSpltPkgAC-65to-PEYes | SCn | 2007 | CZ05 | cDXGF | 0 | DXSZCap | 317.9295 | 250000.3 | 767359.8 | 1305610.176 | 353206.1 | 0 | 311499.4 | 0 | 13592.21 | 0 | 3971.68 | 85088.3 | 26143.14 | 6398.336 | 0 | 0 | 0 | 0 | 1837032000 | 0 | 1837032000 | 18370.32 | 538250.376 | 0 | 163.5851 | 74.8622 | 44380.2799
MsrNResSpltPkgAC-65to134-S13 | PreNResSpltPkgAC-65to-PEYes | SCn | 2007 | CZ06 | cDXGF | 0 | DXSZCap | 326.2755 | 250000.3 | 801985 | 1102600.949 | 353206.1 | 0 | 311499.4 | 0 | 47561.56 | 0 | 1332.569 | 88383.33 | 15199.26 | 20851.63 | 0 | 0 | 0 | 0 | 1025993000 | 0 | 1025993000 | 10259.93 | 300615.949 | 0 | 163.5851 | 74.8622 | 44380.2802
MsrNResSpltPkgAC-65to134-S13 | PreNResSpltPkgAC-65to-PEYes | SCn | 2007 | CZ07 | cDXGF | 0 | DXSZCap | 316.3555 | 250000.3 | 787182.4 | 1053342.1643 | 353206.1 | 0 | 311499.4 | 0 | 36146.41 | 0 | 641.1327 | 85687.34 | 14809.4 | 16648.61 | 0 | 0 | 0 | 0 | 908395100 | 0 | 908395100 | 9083.951 | 266159.7643 | 0 | 163.5851 | 74.8622 | 44380.2806
MsrNResSpltPkgAC-65to134-S13 | PreNResSpltPkgAC-65to-PEYes | SCn | 2007 | CZ08 | cDXGF | 0 | DXSZCap | 307.6911 | 250000.3 | 855724.1 | 1104271.3999 | 353206.1 | 0 | 311499.4 | 0 | 106194.8 | 0 | 1354.251 | 83467.31 | 11194.51 | 31805.92 | 0 | 0 | 0 | 0 | 848284300 | 0 | 848284300 | 8482.843 | 248547.2999 | 0 | 163.5851 | 74.8622 | 44380.2809
MsrNResSpltPkgAC-65to134-S13 | PreNResSpltPkgAC-65to-PEYes | SCn | 2007 | CZ09 | cDXGF | 0 | DXSZCap | 409.2152 | 250000.3 | 881815.2 | 1223529.673 | 353206.1 | 0 | 311499.4 | 0 | 105219 | 0 | 2582.935 | 109305.1 | 18323.16 | 37476.09 | 0 | 0 | 0 | 0 | 1166261000 | 0 | 1166261000 | 11662.61 | 341714.473 | 0 | 163.5851 | 74.8622 | 44380.2812
MsrNResSpltPkgAC-65to134-S13 | PreNResSpltPkgAC-65to-PEYes | SCn | 2007 | CZ10 | cDXGF | 0 | DXSZCap | 316.0016 | 250000.3 | 873543.7 | 1186124.011 | 353206.1 | 0 | 311499.4 | 0 | 120496.1 | 0 | 2928.314 | 85411.66 | 13689.18 | 33551.34 | 0 | 0 | 0 | 0 | 1066827000 | 0 | 1066827000 | 10668.27 | 312580.311 | 0 | 163.5851 | 74.8622 | 44380.2816
MsrNResSpltPkgAC-65to134-S13 | PreNResSpltPkgAC-65to-PEYes | SCn | 2007 | CZ11 | cDXGF | 0 | DXSZCap | 369.2917 | 250000.3 | 914866.9 | 1633160.795 | 353206.1 | 0 | 311499.4 | 0 | 142616.5 | 0 | 6287.278 | 101255.4 | 31174.5 | 36320.21 | 0 | 0 | 0 | 0 | 2451515000 | 0 | 2451515000 | 24515.15 | 718293.895 | 0 | 163.5851 | 74.8622 | 44380.2819
MsrNResSpltPkgAC-65to134-S13 | PreNResSpltPkgAC-65to-PEYes | SCn | 2007 | CZ12 | cDXGF | 0 | DXSZCap | 319.7882 | 250000.3 | 842093.9 | 1480399.674 | 353206.1 | 0 | 311499.4 | 0 | 84770.12 | 0 | 5053.628 | 87562.35 | 24866.67 | 24476.86 | 0 | 0 | 0 | 0 | 2178518000 | 0 | 2178518000 | 21785.18 | 638305.774 | 0 | 163.5851 | 74.8622 | 44380.2823
MsrNResSpltPkgAC-65to134-S13 | PreNResSpltPkgAC-65to-PEYes | SCn | 2007 | CZ13 | cDXGF | 0 | DXSZCap | 372.0235 | 250000.3 | 937959.9 | 1505710.688 | 353206.1 | 0 | 311499.4 | 0 | 164691.8 | 0 | 5513.639 | 103046.8 | 24952.62 | 41273.04 | 0 | 0 | 0 | 0 | 1937716000 | 0 | 1937716000 | 19377.16 | 567750.788 | 0 | 163.5851 | 74.8622 | 44380.2826
MsrNResSpltPkgAC-65to134-S13 | PreNResSpltPkgAC-65to-PEYes | SCn | 2007 | CZ14 | cDXGF | 0 | DXSZCap | 372.1815 | 250000.3 | 916961.6 | 1581261.748 | 353206.1 | 0 | 311499.4 | 0 | 145513.3 | 0 | 6575.415 | 100164.9 | 27165.92 | 37850.71 | 0 | 0 | 0 | 0 | 2267236000 | 0 | 2267236000 | 22672.36 | 664300.148 | 0 | 163.5851 | 74.8622 | 44380.2829
MsrNResSpltPkgAC-65to134-S13 | PreNResSpltPkgAC-65to-PEYes | SCn | 2007 | CZ15 | cDXGF | 0 | DXSZCap | 518.2445 | 250000.3 | 1165263 | 1292796.3189 | 353206.1 | 0 | 311499.4 | 0 | 356780.1 | 0 | 1944.233 | 141830.9 | 9580.135 | 87673.57 | 0 | 0 | 0 | 0 | 435267300 | 0 | 435267300 | 4352.673 | 127533.3189 | 0 | 163.5851 | 74.8622 | 44380.2833
MsrNResSpltPkgAC-65to134-S13 | PreNResSpltPkgAC-65to-PEYes | SCn | 2007 | CZ16 | cDXGF | 0 | DXSZCap | 358.5013 | 250000.3 | 804357.4 | 2381492.309 | 353206.1 | 0 | 311499.4 | 0 | 29493.23 | 0 | 11275.31 | 98881.66 | 51835.41 | 14458.62 | 0 | 0 | 0 | 0 | 5382713000 | 0 | 5382713000 | 53827.13 | 1577134.909 | 0 | 163.5851 | 74.8622 | 44380.2836
MsrNResSpltPkgAC-65to134-S13 | PreNResSpltPkgAC-65to-PEYes | SCn | 2011 | CZ01 | cDXGF | 0 | DXSZCap | 313.9556 | 250000.3 | 760180.5 | 2061812.783 | 353206.1 | 0 | 311499.4 | 0 | 2000.25 | 0 | 8490.068 | 84982.27 | 61152.87 | 1654.703 | 0 | 0 | 0 | 0 | 4442431000 | 0 | 4442431000 | 44424.31 | 1301632.283 | 0 | 163.5851 | 74.8622 | 44380.2839
MsrNResSpltPkgAC-65to134-S13 | PreNResSpltPkgAC-65to-PEYes | SCn | 2011 | CZ02 | cDXGF | 0 | DXSZCap | 230.4167 | 250000.3 | 763730.6 | 1432004.707 | 353206.1 | 0 | 311499.4 | 0 | 32092.58 | 0 | 4505.686 | 62424.66 | 20893.14 | 11033.59 | 0 | 0 | 0 | 0 | 2280799000 | 0 | 2280799000 | 22807.99 | 668274.107 | 0 | 163.5851 | 74.8622 | 44380.2843
MsrNResSpltPkgAC-65to134-S13 | PreNResSpltPkgAC-65to-PEYes | SCn | 2011 | CZ03 | cDXGF | 0 | DXSZCap | 320.6556 | 250000.3 | 759951.8 | 1340844.81 | 353206.1 | 0 | 311499.4 | 0 | 11474.56 | 0 | 3479.915 | 80290.22 | 30907.28 | 5685.637 | 0 | 0 | 0 | 0 | 1982570000 | 0 | 1982570000 | 19825.7 | 580893.01 | 0 | 163.5851 | 74.8622 | 44380.2846
MsrNResSpltPkgAC-65to134-S13 | PreNResSpltPkgAC-65to-PEYes | SCn | 2011 | CZ04 | cDXGF | 0 | DXSZCap | 226.9193 | 250000.3 | 777978.4 | 1238787.704 | 353206.1 | 0 | 311499.4 | 0 | 50087.71 | 0 | 2508.272 | 60674.5 | 15673.35 | 16400.13 | 0 | 0 | 0 | 0 | 1572728000 | 0 | 1572728000 | 15727.28 | 460809.304 | 0 | 163.5851 | 74.8622 | 44380.2849
MsrNResSpltPkgAC-65to134-S13 | PreNResSpltPkgAC-65to-PEYes | SCn | 2011 | CZ05 | cDXGF | 0 | DXSZCap | 317.9295 | 250000.3 | 767359.8 | 1305610.176 | 353206.1 | 0 | 311499.4 | 0 | 13592.21 | 0 | 3971.68 | 85088.3 | 26143.14 | 6398.336 | 0 | 0 | 0 | 0 | 1837032000 | 0 | 1837032000 | 18370.32 | 538250.376 | 0 | 163.5851 | 74.8622 | 44380.2853
MsrNResSpltPkgAC-65to134-S13 | PreNResSpltPkgAC-65to-PEYes | SCn | 2011 | CZ06 | cDXGF | 0 | DXSZCap | 326.2755 | 250000.3 | 801985 | 1102600.949 | 353206.1 | 0 | 311499.4 | 0 | 47561.56 | 0 | 1332.569 | 88383.33 | 15199.26 | 20851.63 | 0 | 0 | 0 | 0 | 1025993000 | 0 | 1025993000 | 10259.93 | 300615.949 | 0 | 163.5851 | 74.8622 | 44380.2856
MsrNResSpltPkgAC-65to134-S13 | PreNResSpltPkgAC-65to-PEYes | SCn | 2011 | CZ07 | cDXGF | 0 | DXSZCap | 315.3119 | 250000.3 | 786252.7 | 1028914.4796 | 353206.1 | 0 | 311499.4 | 0 | 35597.79 | 0 | 639.0178 | 85308.45 | 13886.72 | 16612.71 | 0 | 0 | 0 | 0 | 828197200 | 0 | 828197200 | 8281.972 | 242661.7796 | 0 | 163.5851 | 74.8622 | 44380.2859
MsrNResSpltPkgAC-65to134-S13 | PreNResSpltPkgAC-65to-PEYes | SCn | 2011 | CZ08 | cDXGF | 0 | DXSZCap | 291.5937 | 250000.3 | 847670.8 | 1075322.9514 | 353206.1 | 0 | 311499.4 | 0 | 102226 | 0 | 1283.399 | 79453.78 | 10205.78 | 30560.18 | 0 | 0 | 0 | 0 | 776969800 | 0 | 776969800 | 7769.698 | 227652.1514 | 0 | 163.5851 | 74.8622 | 44380.2862
MsrNResSpltPkgAC-65to134-S13 | PreNResSpltPkgAC-65to-PEYes | SCn | 2011 | CZ09 | cDXGF | 0 | DXSZCap | 333.2517 | 250000.3 | 843332.3 | 1072623.845 | 353206.1 | 0 | 311499.4 | 0 | 90481.35 | 0 | 2103.456 | 86040.3 | 12141.31 | 31384.57 | 0 | 0 | 0 | 0 | 782565000 | 0 | 782565000 | 7825.65 | 229291.545 | 0 | 163.5851 | 74.8622 | 44380.2866
MsrNResSpltPkgAC-65to134-S13 | PreNResSpltPkgAC-65to-PEYes | SCn | 2011 | CZ10 | cDXGF | 0 | DXSZCap | 302.0666 | 250000.3 | 864636.3 | 1147852.4733 | 353206.1 | 0 | 311499.4 | 0 | 116035.8 | 0 | 2799.184 | 81093.47 | 12358.62 | 32492.18 | 0 | 0 | 0 | 0 | 966608100 | 0 | 966608100 | 9666.081 | 283216.1733 | 0 | 163.5851 | 74.8622 | 44380.2869
MsrNResSpltPkgAC-65to134-S13 | PreNResSpltPkgAC-65to-PEYes | SCn | 2011 | CZ11 | cDXGF | 0 | DXSZCap | 321.3149 | 250000.3 | 887307.7 | 1433513.612 | 353206.1 | 0 | 311499.4 | 0 | 128653.3 | 0 | 5470.44 | 88476.5 | 24936.32 | 33157.49 | 0 | 0 | 0 | 0 | 1864184000 | 0 | 1864184000 | 18641.84 | 546205.912 | 0 | 163.5851 | 74.8622 | 44380.2872
MsrNResSpltPkgAC-65to134-S13 | PreNResSpltPkgAC-65to-PEYes | SCn | 2011 | CZ12 | cDXGF | 0 | DXSZCap | 294.5679 | 250000.3 | 829467.3 | 1384407.542 | 353206.1 | 0 | 311499.4 | 0 | 79823.49 | 0 | 4655.072 | 80280.59 | 21745.13 | 23215.5 | 0 | 0 | 0 | 0 | 1893994000 | 0 | 1893994000 | 18939.94 | 554940.242 | 0 | 163.5851 | 74.8622 | 44380.2876
MsrNResSpltPkgAC-65to134-S13 | PreNResSpltPkgAC-65to-PEYes | SCn | 2011 | CZ13 | cDXGF | 0 | DXSZCap | 329.201 | 250000.3 | 910616.8 | 1372406.482 | 353206.1 | 0 | 311499.4 | 0 | 149809.9 | 0 | 4878.961 | 91220.33 | 20606.69 | 37638.46 | 0 | 0 | 0 | 0 | 1576074000 | 0 | 1576074000 | 15760.74 | 461789.682 | 0 | 163.5851 | 74.8622 | 44380.2879
MsrNResSpltPkgAC-65to134-S13 | PreNResSpltPkgAC-65to-PEYes | SCn | 2011 | CZ14 | cDXGF | 0 | DXSZCap | 315.4968 | 250000.3 | 888355.9 | 1391368.924 | 353206.1 | 0 | 311499.4 | 0 | 131548.7 | 0 | 5573.942 | 86525.88 | 21190.15 | 33605.77 | 0 | 0 | 0 | 0 | 1716768000 | 0 | 1716768000 | 17167.68 | 503013.024 | 0 | 163.5851 | 74.8622 | 44380.2882
MsrNResSpltPkgAC-65to134-S13 | PreNResSpltPkgAC-65to-PEYes | SCn | 2011 | CZ15 | cDXGF | 0 | DXSZCap | 455.8183 | 250000.3 | 1106532 | 1187650.5443 | 353206.1 | 0 | 311499.4 | 0 | 317335.7 | 0 | 1710.035 | 122778 | 6697.134 | 78743.47 | 0 | 0 | 0 | 0 | 276855100 | 0 | 276855100 | 2768.551 | 81118.5443 | 0 | 163.5851 | 74.8622 | 44380.2886
MsrNResSpltPkgAC-65to134-S13 | PreNResSpltPkgAC-65to-PEYes | SCn | 2011 | CZ16 | cDXGF | 0 | DXSZCap | 323.2617 | 250000.3 | 790349.9 | 2000946.497 | 353206.1 | 0 | 311499.4 | 0 | 27072 | 0 | 10166.96 | 88403.02 | 44151.48 | 13897.65 | 0 | 0 | 0 | 0 | 4131729000 | 0 | 4131729000 | 41317.29 | 1210596.597 | 0 | 163.5851 | 74.8622 | 44380.2889
MsrNResSpltPkgAC-65to134-S13 | PreNResSpltPkgAC-65to-PEYes | SCn | 2015 | CZ01 | cDXGF | 0 | DXSZCap | 313.8042 | 250000.3 | 760099.6 | 2068031.09 | 353206.1 | 0 | 311499.4 | 0 | 1983.126 | 0 | 8486.015 | 84922.67 | 61363.56 | 1640.019 | 0 | 0 | 0 | 0 | 4463930000 | 0 | 4463930000 | 44639.3 | 1307931.49 | 0 | 163.5851 | 74.8622 | 44380.2892
MsrNResSpltPkgAC-65to134-S13 | PreNResSpltPkgAC-65to-PEYes | SCn | 2015 | CZ02 | cDXGF | 0 | DXSZCap | 227.3828 | 250000.3 | 762384.6 | 1435391.243 | 353206.1 | 0 | 311499.4 | 0 | 31493.34 | 0 | 4446.321 | 61737.01 | 20825.08 | 10824.25 | 0 | 0 | 0 | 0 | 2296951000 | 0 | 2296951000 | 22969.51 | 673006.643 | 0 | 163.5851 | 74.8622 | 44380.2895
MsrNResSpltPkgAC-65to134-S13 | PreNResSpltPkgAC-65to-PEYes | SCn | 2015 | CZ03 | cDXGF | 0 | DXSZCap | 319.694 | 250000.3 | 759713.5 | 1347864.999 | 353206.1 | 0 | 311499.4 | 0 | 11298.32 | 0 | 3469.474 | 80238.24 | 31319.06 | 5645.882 | 0 | 0 | 0 | 0 | 2007343000 | 0 | 2007343000 | 20073.43 | 588151.499 | 0 | 163.5851 | 74.8622 | 44380.2898
MsrNResSpltPkgAC-65to134-S13 | PreNResSpltPkgAC-65to-PEYes | SCn | 2015 | CZ04 | cDXGF | 0 | DXSZCap | 222.9461 | 250000.3 | 775903.3 | 1241701.515 | 353206.1 | 0 | 311499.4 | 0 | 48857.42 | 0 | 2464.338 | 59873.76 | 15564.77 | 16023.35 | 0 | 0 | 0 | 0 | 1589755000 | 0 | 1589755000 | 15897.55 | 465798.215 | 0 | 163.5851 | 74.8622 | 44380.2902
MsrNResSpltPkgAC-65to134-S13 | PreNResSpltPkgAC-65to-PEYes | SCn | 2015 | CZ05 | cDXGF | 0 | DXSZCap | 316.6625 | 250000.3 | 766836.4 | 1314569.135 | 353206.1 | 0 | 311499.4 | 0 | 13300.35 | 0 | 3955.868 | 84872.82 | 26628.75 | 6230.014 | 0 | 0 | 0 | 0 | 1869395000 | 0 | 1869395000 | 18693.95 | 547732.735 | 0 | 163.5851 | 74.8622 | 44380.2905
MsrNResSpltPkgAC-65to134-S13 | PreNResSpltPkgAC-65to-PEYes | SCn | 2015 | CZ06 | cDXGF | 0 | DXSZCap | 323.8836 | 250000.3 | 799994.1 | 1104973.698 | 353206.1 | 0 | 311499.4 | 0 | 46212.57 | 0 | 1322.802 | 87750.93 | 15341.13 | 20360.04 | 0 | 0 | 0 | 0 | 1040886000 | 0 | 1040886000 | 10408.86 | 304979.598 | 0 | 163.5851 | 74.8622 | 44380.2908
MsrNResSpltPkgAC-65to134-S13 | PreNResSpltPkgAC-65to-PEYes | SCn | 2015 | CZ07 | cDXGF | 0 | DXSZCap | 313.3875 | 250000.3 | 784664.8 | 1031665.7631 | 353206.1 | 0 | 311499.4 | 0 | 34634.84 | 0 | 635.1185 | 84687.22 | 14024.7 | 16096.44 | 0 | 0 | 0 | 0 | 843006700 | 0 | 843006700 | 8430.067 | 247000.9631 | 0 | 163.5851 | 74.8622 | 44380.2912
MsrNResSpltPkgAC-65to134-S13 | PreNResSpltPkgAC-65to-PEYes | SCn | 2015 | CZ08 | cDXGF | 0 | DXSZCap | 296.5164 | 250000.3 | 847442.6 | 1077346.1634 | 353206.1 | 0 | 311499.4 | 0 | 100774.5 | 0 | 1305.065 | 80655.23 | 10492.17 | 30606.05 | 0 | 0 | 0 | 0 | 784653800 | 0 | 784653800 | 7846.538 | 229903.5634 | 0 | 163.5851 | 74.8622 | 44380.2915
MsrNResSpltPkgAC-65to134-S13 | PreNResSpltPkgAC-65to-PEYes | SCn | 2015 | CZ09 | cDXGF | 0 | DXSZCap | 339.4329 | 250000.3 | 845813.3 | 1078997.4086 | 353206.1 | 0 | 311499.4 | 0 | 88984.8 | 0 | 2142.476 | 89978.37 | 12807.26 | 31461.32 | 0 | 0 | 0 | 0 | 795850200 | 0 | 795850200 | 7958.502 | 233184.1086 | 0 | 163.5851 | 74.8622 | 44380.2918
MsrNResSpltPkgAC-65to134-S13 | PreNResSpltPkgAC-65to-PEYes | SCn | 2015 | CZ10 | cDXGF | 0 | DXSZCap | 305.6864 | 250000.3 | 865154.1 | 1151807.9837 | 353206.1 | 0 | 311499.4 | 0 | 115053.6 | 0 | 2832.728 | 82560.22 | 12738.44 | 32487.9 | 0 | 0 | 0 | 0 | 978340900 | 0 | 978340900 | 9783.409 | 286653.8837 | 0 | 163.5851 | 74.8622 | 44380.2922
MsrNResSpltPkgAC-65to134-S13 | PreNResSpltPkgAC-65to-PEYes | SCn | 2015 | CZ11 | cDXGF | 0 | DXSZCap | 319.5442 | 250000.3 | 885525.4 | 1431309.685 | 353206.1 | 0 | 311499.4 | 0 | 127315.9 | 0 | 5440.282 | 88061.52 | 25027.24 | 32833.83 | 0 | 0 | 0 | 0 | 1862745000 | 0 | 1862745000 | 18627.45 | 545784.285 | 0 | 163.5851 | 74.8622 | 44380.2925
MsrNResSpltPkgAC-65to134-S13 | PreNResSpltPkgAC-65to-PEYes | SCn | 2015 | CZ12 | cDXGF | 0 | DXSZCap | 292.5056 | 250000.3 | 828192.8 | 1385985.397 | 353206.1 | 0 | 311499.4 | 0 | 78796.04 | 0 | 4622.46 | 80066.5 | 21845 | 22958.02 | 0 | 0 | 0 | 0 | 1903729000 | 0 | 1903729000 | 19037.29 | 557792.597 | 0 | 163.5851 | 74.8622 | 44380.2928
MsrNResSpltPkgAC-65to134-S13 | PreNResSpltPkgAC-65to-PEYes | SCn | 2015 | CZ13 | cDXGF | 0 | DXSZCap | 332.5114 | 250000.3 | 910407.4 | 1371157.225 | 353206.1 | 0 | 311499.4 | 0 | 148621.7 | 0 | 4928.016 | 92149.35 | 20998.78 | 37701.68 | 0 | 0 | 0 | 0 | 1572525000 | 0 | 1572525000 | 15725.25 | 460749.825 | 0 | 163.5851 | 74.8622 | 44380.2932
MsrNResSpltPkgAC-65to134-S13 | PreNResSpltPkgAC-65to-PEYes | SCn | 2015 | CZ14 | cDXGF | 0 | DXSZCap | 324.2492 | 250000.3 | 889272.8 | 1388150.715 | 353206.1 | 0 | 311499.4 | 0 | 130795.6 | 0 | 5728.569 | 88041.13 | 21745.32 | 34141.78 | 0 | 0 | 0 | 0 | 1702655000 | 0 | 1702655000 | 17026.55 | 498877.915 | 0 | 163.5851 | 74.8622 | 44380.2935
MsrNResSpltPkgAC-65to134-S13 | PreNResSpltPkgAC-65to-PEYes | SCn | 2015 | CZ15 | cDXGF | 0 | DXSZCap | 459.98 | 250000.3 | 1105938 | 1184512.0151 | 353206.1 | 0 | 311499.4 | 0 | 315589.2 | 0 | 1725.65 | 123914.7 | 7003.945 | 79064.01 | 0 | 0 | 0 | 0 | 268170700 | 0 | 268170700 | 2681.707 | 78574.0151 | 0 | 163.5851 | 74.8622 | 44380.2938
MsrNResSpltPkgAC-65to134-S13 | PreNResSpltPkgAC-65to-PEYes | SCn | 2015 | CZ16 | cDXGF | 0 | DXSZCap | 322.9057 | 250000.3 | 789726.1 | 2004522.852 | 353206.1 | 0 | 311499.4 | 0 | 26573.2 | 0 | 10155.72 | 88289 | 44290.31 | 13759.64 | 0 | 0 | 0 | 0 | 4146064000 | 0 | 4146064000 | 41460.64 | 1214796.752 | 0 | 163.5851 | 74.8622 | 44380.2941
MsrNResSpltPkgAC-65to134-S13 | PreNResSpltPkgAC-65to-PEYes | SCn | 2017 | CZ01 | cDXGF | 0 | DXSZCap | 310.1938 | 250000.3 | 747969.8 | 1848098.951 | 351295.6 | 0 | 311499.4 | 0 | 1910.759 | 0 | 8388.35 | 74874.17 | 54894.24 | 1626.026 | 0 | 0 | 0 | 0 | 3754707000 | 0 | 3754707000 | 37547.07 | 1100129.151 | 0 | 163.0142 | 74.8622 | 44380.2945
MsrNResSpltPkgAC-65to134-S13 | PreNResSpltPkgAC-65to-PEYes | SCn | 2017 | CZ02 | cDXGF | 0 | DXSZCap | 214.7513 | 250000.3 | 754539.1 | 1372376.48 | 351295.6 | 0 | 311499.4 | 0 | 29812.8 | 0 | 4199.284 | 57730.97 | 18766.15 | 10291.89 | 0 | 0 | 0 | 0 | 2108660000 | 0 | 2108660000 | 21086.6 | 617837.38 | 0 | 163.0142 | 74.8622 | 44380.2948
MsrNResSpltPkgAC-65to134-S13 | PreNResSpltPkgAC-65to-PEYes | SCn | 2017 | CZ03 | cDXGF | 0 | DXSZCap | 318.025 | 250000.3 | 760539.1 | 1296056.079 | 351295.6 | 0 | 311499.4 | 0 | 10556.86 | 0 | 3451.348 | 83734.76 | 29345.3 | 5356.596 | 0 | 0 | 0 | 0 | 1827703000 | 0 | 1827703000 | 18277.03 | 535516.979 | 0 | 163.0142 | 74.8622 | 44380.2951
MsrNResSpltPkgAC-65to134-S13 | PreNResSpltPkgAC-65to-PEYes | SCn | 2017 | CZ04 | cDXGF | 0 | DXSZCap | 212.1737 | 250000.3 | 770436.8 | 1210662.854 | 351295.6 | 0 | 311499.4 | 0 | 46578.46 | 0 | 2345.248 | 58717.2 | 14704.91 | 15384.58 | 0 | 0 | 0 | 0 | 1502478000 | 0 | 1502478000 | 15024.78 | 440226.054 | 0 | 163.0142 | 74.8622 | 44380.2955
MsrNResSpltPkgAC-65to134-S13 | PreNResSpltPkgAC-65to-PEYes | SCn | 2017 | CZ05 | cDXGF | 0 | DXSZCap | 314.2501 | 250000.3 | 758030.4 | 1202160.093 | 351295.6 | 0 | 311499.4 | 0 | 12891.67 | 0 | 3925.716 | 78416.85 | 22958.86 | 6131.911 | 0 | 0 | 0 | 0 | 1515801000 | 0 | 1515801000 | 15158.01 | 444129.693 | 0 | 163.0142 | 74.8622 | 44380.2958
MsrNResSpltPkgAC-65to134-S13 | PreNResSpltPkgAC-65to-PEYes | SCn | 2017 | CZ06 | cDXGF | 0 | DXSZCap | 319.1385 | 250000.3 | 793886.6 | 1028428.8808 | 351295.6 | 0 | 311499.4 | 0 | 43703.01 | 0 | 1303.42 | 86083.95 | 13159.77 | 20176.28 | 0 | 0 | 0 | 0 | 800485600 | 0 | 800485600 | 8004.856 | 234542.2808 | 0 | 163.0142 | 74.8622 | 44380.2961
MsrNResSpltPkgAC-65to134-S13 | PreNResSpltPkgAC-65to-PEYes | SCn | 2017 | CZ07 | cDXGF | 0 | DXSZCap | 310.7155 | 250000.3 | 780681.9 | 981031.1687 | 351295.6 | 0 | 311499.4 | 0 | 33269.16 | 0 | 629.7023 | 83987.11 | 12334.65 | 15978.43 | 0 | 0 | 0 | 0 | 683785900 | 0 | 683785900 | 6837.859 | 200349.2687 | 0 | 163.0142 | 74.8622 | 44380.2965
MsrNResSpltPkgAC-65to134-S13 | PreNResSpltPkgAC-65to-PEYes | SCn | 2017 | CZ08 | cDXGF | 0 | DXSZCap | 264.2573 | 250000.3 | 828825.9 | 1016963.4854 | 351295.6 | 0 | 311499.4 | 0 | 92792.95 | 0 | 1163.085 | 72073.91 | 8438.477 | 27980.6 | 0 | 0 | 0 | 0 | 642107800 | 0 | 642107800 | 6421.078 | 188137.5854 | 0 | 163.0142 | 74.8622 | 44380.2968
MsrNResSpltPkgAC-65to134-S13 | PreNResSpltPkgAC-65to-PEYes | SCn | 2017 | CZ09 | cDXGF | 0 | DXSZCap | 320.8023 | 250000.3 | 836230.8 | 1047967.4551 | 351295.6 | 0 | 311499.4 | 0 | 85391.34 | 0 | 2024.88 | 86018.46 | 11669.26 | 30023.14 | 0 | 0 | 0 | 0 | 722650700 | 0 | 722650700 | 7226.507 | 211736.6551 | 0 | 163.0142 | 74.8622 | 44380.2971
MsrNResSpltPkgAC-65to134-S13 | PreNResSpltPkgAC-65to-PEYes | SCn | 2017 | CZ10 | cDXGF | 0 | DXSZCap | 286.9132 | 250000.3 | 851751.4 | 1103556.9771 | 351295.6 | 0 | 311499.4 | 0 | 110231.7 | 0 | 2658.765 | 76064.8 | 11046.34 | 30951.52 | 0 | 0 | 0 | 0 | 859404700 | 0 | 859404700 | 8594.047 | 251805.5771 | 0 | 163.0142 | 74.8622 | 44380.2975
MsrNResSpltPkgAC-65to134-S13 | PreNResSpltPkgAC-65to-PEYes | SCn | 2017 | CZ11 | cDXGF | 0 | DXSZCap | 301.5214 | 250000.3 | 873002.6 | 1367535.911 | 351295.6 | 0 | 311499.4 | 0 | 121791.8 | 0 | 5133.447 | 83281.34 | 22635.54 | 31610.05 | 0 | 0 | 0 | 0 | 1687827000 | 0 | 1687827000 | 16878.27 | 494533.311 | 0 | 163.0142 | 74.8622 | 44380.2978
MsrNResSpltPkgAC-65to134-S13 | PreNResSpltPkgAC-65to-PEYes | SCn | 2017 | CZ12 | cDXGF | 0 | DXSZCap | 276.8138 | 250000.3 | 814340.3 | 1316784.318 | 351295.6 | 0 | 311499.4 | 0 | 75132.09 | 0 | 4374.501 | 72037.81 | 19332.35 | 22060.12 | 0 | 0 | 0 | 0 | 1714826000 | 0 | 1714826000 | 17148.26 | 502444.018 | 0 | 163.0142 | 74.8622 | 44380.2981
MsrNResSpltPkgAC-65to134-S13 | PreNResSpltPkgAC-65to-PEYes | SCn | 2017 | CZ13 | cDXGF | 0 | DXSZCap | 309.6944 | 250000.3 | 893888.9 | 1312902.926 | 351295.6 | 0 | 311499.4 | 0 | 141246.2 | 0 | 4589.865 | 85256.55 | 18739.19 | 35727.53 | 0 | 0 | 0 | 0 | 1430082000 | 0 | 1430082000 | 14300.82 | 419014.026 | 0 | 163.0142 | 74.8622 | 44380.2984
MsrNResSpltPkgAC-65to134-S13 | PreNResSpltPkgAC-65to-PEYes | SCn | 2017 | CZ14 | cDXGF | 0 | DXSZCap | 301.1618 | 250000.3 | 875829.9 | 1329671.078 | 351295.6 | 0 | 311499.4 | 0 | 125146.8 | 0 | 5320.687 | 82565.96 | 19757.71 | 32289.77 | 0 | 0 | 0 | 0 | 1548946000 | 0 | 1548946000 | 15489.46 | 453841.178 | 0 | 163.0142 | 74.8622 | 44380.2988
MsrNResSpltPkgAC-65to134-S13 | PreNResSpltPkgAC-65to-PEYes | SCn | 2017 | CZ15 | cDXGF | 0 | DXSZCap | 434.7244 | 250000.3 | 1085303 | 1150529.1657 | 351295.6 | 0 | 311499.4 | 0 | 301896.2 | 0 | 1630.898 | 118979.4 | 6038.216 | 75472.13 | 0 | 0 | 0 | 0 | 222614900 | 0 | 222614900 | 2226.149 | 65226.1657 | 0 | 163.0142 | 74.8622 | 44380.2991
MsrNResSpltPkgAC-65to134-S13 | PreNResSpltPkgAC-65to-PEYes | SCn | 2017 | CZ16 | cDXGF | 0 | DXSZCap | 320.0848 | 250000.3 | 785712.8 | 1907089.432 | 351295.6 | 0 | 311499.4 | 0 | 25550.92 | 0 | 10067.06 | 87298.36 | 43082.53 | 13617.84 | 0 | 0 | 0 | 0 | 3827224000 | 0 | 3827224000 | 38272.24 | 1121376.632 | 0 | 163.0142 | 74.8622 | 44380.2995
MsrNResSpltPkgAC-65to134-S13 | PreNResSpltPkgAC-65to-PEYes | SCn | 2020 | CZ01 | cDXGF | 0 | DXSZCap | 310.218 | 250000.3 | 668076.1 | 1897103.276 | 262734.3 | 0 | 311499.4 | 0 | 1234.141 | 0 | 8389.008 | 84217.2 | 62516.28 | 1284.232 | 0 | 0 | 0 | 0 | 4194632000 | 0 | 4194632000 | 41946.32 | 1229027.176 | 0 | 121.9894 | 74.8622 | 44380.2998
MsrNResSpltPkgAC-65to134-S13 | PreNResSpltPkgAC-65to-PEYes | SCn | 2020 | CZ02 | cDXGF | 0 | DXSZCap | 205.1262 | 250000.3 | 658875.7 | 1339333.919 | 262734.3 | 0 | 311499.4 | 0 | 26150.71 | 0 | 4011.069 | 54477.66 | 19573.28 | 8928.204 | 0 | 0 | 0 | 0 | 2322383000 | 0 | 2322383000 | 23223.83 | 680458.219 | 0 | 121.9894 | 74.8622 | 44380.3001
MsrNResSpltPkgAC-65to134-S13 | PreNResSpltPkgAC-65to-PEYes | SCn | 2020 | CZ03 | cDXGF | 0 | DXSZCap | 317.3705 | 250000.3 | 671845.3 | 1273226.335 | 262734.3 | 0 | 311499.4 | 0 | 8700.076 | 0 | 3444.248 | 85464.43 | 33465.63 | 4552.302 | 0 | 0 | 0 | 0 | 2052495000 | 0 | 2052495000 | 20524.95 | 601381.035 | 0 | 121.9894 | 74.8622 | 44380.3004
MsrNResSpltPkgAC-65to134-S13 | PreNResSpltPkgAC-65to-PEYes | SCn | 2020 | CZ04 | cDXGF | 0 | DXSZCap | 203.823 | 250000.3 | 674439.6 | 1169272.65 | 262734.3 | 0 | 311499.4 | 0 | 41290.75 | 0 | 2252.933 | 56659.6 | 15769.05 | 13518.71 | 0 | 0 | 0 | 0 | 1688850000 | 0 | 1688850000 | 16888.5 | 494833.05 | 0 | 121.9894 | 74.8622 | 44380.3008
MsrNResSpltPkgAC-65to134-S13 | PreNResSpltPkgAC-65to-PEYes | SCn | 2020 | CZ05 | cDXGF | 0 | DXSZCap | 313.4003 | 250000.3 | 662298.8 | 1159407.288 | 262734.3 | 0 | 311499.4 | 0 | 10601.87 | 0 | 3915.103 | 73545.8 | 25812.96 | 5097.69 | 0 | 0 | 0 | 0 | 1696616000 | 0 | 1696616000 | 16966.16 | 497108.488 | 0 | 121.9894 | 74.8622 | 44380.3011
MsrNResSpltPkgAC-65to134-S13 | PreNResSpltPkgAC-65to-PEYes | SCn | 2020 | CZ06 | cDXGF | 0 | DXSZCap | 317.6572 | 250000.3 | 698034.1 | 959046.4403 | 262734.3 | 0 | 311499.4 | 0 | 36851.23 | 0 | 1297.372 | 85648.98 | 14573.1 | 17287.09 | 0 | 0 | 0 | 0 | 890827100 | 0 | 890827100 | 8908.271 | 261012.3403 | 0 | 121.9894 | 74.8622 | 44380.3014
MsrNResSpltPkgAC-65to134-S13 | PreNResSpltPkgAC-65to-PEYes | SCn | 2020 | CZ07 | cDXGF | 0 | DXSZCap | 309.1921 | 250000.3 | 686041.1 | 913029.6357 | 262734.3 | 0 | 311499.4 | 0 | 27899.68 | 0 | 626.6156 | 83278.27 | 14018.25 | 13619.79 | 0 | 0 | 0 | 0 | 774704900 | 0 | 774704900 | 7747.049 | 226988.5357 | 0 | 121.9894 | 74.8622 | 44380.3018
MsrNResSpltPkgAC-65to134-S13 | PreNResSpltPkgAC-65to-PEYes | SCn | 2020 | CZ08 | cDXGF | 0 | DXSZCap | 253.2835 | 250000.3 | 728116 | 938446.1086 | 262734.3 | 0 | 311499.4 | 0 | 84312.95 | 0 | 1114.784 | 68451.66 | 9097.252 | 25445.87 | 0 | 0 | 0 | 0 | 717850200 | 0 | 717850200 | 7178.502 | 210330.1086 | 0 | 121.9894 | 74.8622 | 44380.3021
MsrNResSpltPkgAC-65to134-S13 | PreNResSpltPkgAC-65to-PEYes | SCn | 2020 | CZ09 | cDXGF | 0 | DXSZCap | 309.5501 | 250000.3 | 734575.7 | 967141.2856 | 262734.3 | 0 | 311499.4 | 0 | 77491.14 | 0 | 1953.857 | 80894.02 | 12213.58 | 27358.42 | 0 | 0 | 0 | 0 | 793739200 | 0 | 793739200 | 7937.392 | 232565.5856 | 0 | 121.9894 | 74.8622 | 44380.3024
MsrNResSpltPkgAC-65to134-S13 | PreNResSpltPkgAC-65to-PEYes | SCn | 2020 | CZ10 | cDXGF | 0 | DXSZCap | 278.1138 | 250000.3 | 753087.9 | 1035330.7859 | 262734.3 | 0 | 311499.4 | 0 | 101759.1 | 0 | 2577.212 | 74515.02 | 12001.92 | 28686.19 | 0 | 0 | 0 | 0 | 963286300 | 0 | 963286300 | 9632.863 | 282242.8859 | 0 | 121.9894 | 74.8622 | 44380.3028
MsrNResSpltPkgAC-65to134-S13 | PreNResSpltPkgAC-65to-PEYes | SCn | 2020 | CZ11 | cDXGF | 0 | DXSZCap | 291.5926 | 250000.3 | 774103.5 | 1308052.929 | 262734.3 | 0 | 311499.4 | 0 | 114615.4 | 0 | 4964.422 | 80287.7 | 23436.82 | 29673.85 | 0 | 0 | 0 | 0 | 1822353000 | 0 | 1822353000 | 18223.53 | 533949.429 | 0 | 121.9894 | 74.8622 | 44380.3031
MsrNResSpltPkgAC-65to134-S13 | PreNResSpltPkgAC-65to-PEYes | SCn | 2020 | CZ12 | cDXGF | 0 | DXSZCap | 267.9905 | 250000.3 | 720723.1 | 1271474.907 | 262734.3 | 0 | 311499.4 | 0 | 69090.75 | 0 | 4235.045 | 73161.05 | 20727.37 | 20379.42 | 0 | 0 | 0 | 0 | 1879699000 | 0 | 1879699000 | 18796.99 | 550751.807 | 0 | 121.9894 | 74.8622 | 44380.3034
MsrNResSpltPkgAC-65to134-S13 | PreNResSpltPkgAC-65to-PEYes | SCn | 2020 | CZ13 | cDXGF | 0 | DXSZCap | 300.5129 | 250000.3 | 795567.2 | 1249292.643 | 262734.3 | 0 | 311499.4 | 0 | 133487 | 0 | 4453.808 | 83390.61 | 19613.47 | 33669.85 | 0 | 0 | 0 | 0 | 1548551000 | 0 | 1548551000 | 15485.51 | 453725.443 | 0 | 121.9894 | 74.8622 | 44380.3038
MsrNResSpltPkgAC-65to134-S13 | PreNResSpltPkgAC-65to-PEYes | SCn | 2020 | CZ14 | cDXGF | 0 | DXSZCap | 289.282 | 250000.3 | 776275.6 | 1269290.292 | 262734.3 | 0 | 311499.4 | 0 | 117597.4 | 0 | 5110.809 | 79331.2 | 20577.44 | 30356.72 | 0 | 0 | 0 | 0 | 1682644000 | 0 | 1682644000 | 16826.44 | 493014.692 | 0 | 121.9894 | 74.8622 | 44380.3041
MsrNResSpltPkgAC-65to134-S13 | PreNResSpltPkgAC-65to-PEYes | SCn | 2020 | CZ15 | cDXGF | 0 | DXSZCap | 422.8583 | 250000.3 | 978643.3 | 1056265.3874 | 262734.3 | 0 | 311499.4 | 0 | 288541.6 | 0 | 1586.385 | 114279.5 | 6793.222 | 72068.15 | 0 | 0 | 0 | 0 | 264921800 | 0 | 264921800 | 2649.218 | 77622.0874 | 0 | 121.9894 | 74.8622 | 44380.3044
MsrNResSpltPkgAC-65to134-S13 | PreNResSpltPkgAC-65to-PEYes | SCn | 2020 | CZ16 | cDXGF | 0 | DXSZCap | 319.9169 | 250000.3 | 693687.1 | 1876640.319 | 262734.3 | 0 | 311499.4 | 0 | 22379.57 | 0 | 10061.78 | 87009.4 | 44667.08 | 12357.68 | 0 | 0 | 0 | 0 | 4037383000 | 0 | 4037383000 | 40373.83 | 1182953.219 | 0 | 121.9894 | 74.8622 | 44380.3048
MsrNResSpltPkgAC-65to134-S13 | PreNResSpltPkgAC-65to-PEYes | WRf | 1975 | CZ01 | cDXGF | 0 | DXSZCap | 12.232 | 99998.18 | 3802201 | 3819695.7692 | 380066.7 | 0 | 60898.55 | 0 | 1590.682 | 147968.5 | 0 | 1318126 | 861.0218 | 1315860 | 1893545 | 0 | 0 | 0 | 59709120 | 0 | 59709110 | 597.0911 | 17494.7692 | 0 | 80.8888 | 30.6072 | 44380.305
MsrNResSpltPkgAC-65to134-S13 | PreNResSpltPkgAC-65to-PEYes | WRf | 1975 | CZ02 | cDXGF | 0 | DXSZCap | 16.0934 | 99998.18 | 3986979 | 4000676.5508 | 380066.7 | 0 | 60898.55 | 0 | 8005.553 | 160464.7 | 0 | 1318904 | 973.8354 | 1316874 | 2058641 | 0 | 0 | 0 | 46749320 | 0 | 46749320 | 467.4932 | 13697.5508 | 0 | 80.8888 | 30.6072 | 44380.3053
MsrNResSpltPkgAC-65to134-S13 | PreNResSpltPkgAC-65to-PEYes | WRf | 1975 | CZ03 | cDXGF | 0 | DXSZCap | 13.696 | 99998.18 | 4000878 | 4015307.4911 | 380066.7 | 0 | 60898.55 | 0 | 5981.856 | 162585.5 | 0 | 1318565 | 938.9861 | 1316788 | 2072779 | 0 | 0 | 0 | 49247410 | 0 | 49247410 | 492.4741 | 14429.4911 | 0 | 80.8888 | 30.6072 | 44380.3055
MsrNResSpltPkgAC-65to134-S13 | PreNResSpltPkgAC-65to-PEYes | WRf | 1975 | CZ04 | cDXGF | 0 | DXSZCap | 16.4002 | 99998.18 | 4085136 | 4098336.0075 | 380066.7 | 0 | 60898.55 | 0 | 9789.77 | 169168.3 | 0 | 1319319 | 1212.786 | 1317232 | 2145894 | 0 | 0 | 0 | 45051220 | 0 | 45051220 | 450.5122 | 13200.0075 | 0 | 80.8888 | 30.6072 | 44380.3058
MsrNResSpltPkgAC-65to134-S13 | PreNResSpltPkgAC-65to-PEYes | WRf | 1975 | CZ05 | cDXGF | 0 | DXSZCap | 14.717 | 99998.18 | 4010608 | 4024201.2926 | 380066.7 | 0 | 60898.55 | 0 | 7286.503 | 161955.2 | 0 | 1318529 | 895.5004 | 1316997 | 2081872 | 0 | 0 | 0 | 46393490 | 0 | 46393490 | 463.9349 | 13593.2926 | 0 | 80.8888 | 30.6072 | 44380.3061
MsrNResSpltPkgAC-65to134-S13 | PreNResSpltPkgAC-65to-PEYes | WRf | 1975 | CZ06 | cDXGF | 0 | DXSZCap | 14.3901 | 99998.18 | 4220020 | 4232049.909 | 380066.7 | 0 | 60898.55 | 0 | 12764.32 | 184036.1 | 0 | 1319199 | 1281.372 | 1317642 | 2263057 | 0 | 0 | 0 | 41057710 | 0 | 41057710 | 410.5771 | 12029.909 | 0 | 80.8888 | 30.6072 | 44380.3063
MsrNResSpltPkgAC-65to134-S13 | PreNResSpltPkgAC-65to-PEYes | WRf | 1975 | CZ07 | cDXGF | 0 | DXSZCap | 11.742 | 99998.18 | 4144500 | 4156900.1292 | 380066.7 | 0 | 60898.55 | 0 | 11091.04 | 177235.7 | 0 | 1319390 | 1290.403 | 1317886 | 2195818 | 0 | 0 | 0 | 42321260 | 0 | 42321260 | 423.2126 | 12400.1292 | 0 | 80.8888 | 30.6072 | 44380.3066
MsrNResSpltPkgAC-65to134-S13 | PreNResSpltPkgAC-65to-PEYes | WRf | 1975 | CZ08 | cDXGF | 0 | DXSZCap | 16.501 | 99998.18 | 4169642 | 4180480.6941 | 380066.7 | 0 | 60898.55 | 0 | 14321.96 | 178791.5 | 0 | 1319732 | 1426.135 | 1317954 | 2215826 | 0 | 0 | 0 | 36992130 | 0 | 36992130 | 369.9213 | 10838.6941 | 0 | 80.8888 | 30.6072 | 44380.3068
MsrNResSpltPkgAC-65to134-S13 | PreNResSpltPkgAC-65to-PEYes | WRf | 1975 | CZ09 | cDXGF | 0 | DXSZCap | 15.1009 | 99998.18 | 4141260 | 4152504.1035 | 380066.7 | 0 | 60898.55 | 0 | 13362 | 172478.8 | 0 | 1319647 | 1247.827 | 1317978 | 2194805 | 0 | 0 | 0 | 38375780 | 0 | 38375780 | 383.7578 | 11244.1035 | 0 | 80.8888 | 30.6072 | 44380.3071
MsrNResSpltPkgAC-65to134-S13 | PreNResSpltPkgAC-65to-PEYes | WRf | 1975 | CZ10 | cDXGF | 0 | DXSZCap | 15.765 | 99998.18 | 4165872 | 4176593.664 | 380066.7 | 0 | 60898.55 | 0 | 14674.19 | 175227.8 | 0 | 1319957 | 1212.687 | 1318248 | 2215050 | 0 | 0 | 0 | 36592710 | 0 | 36592710 | 365.9271 | 10721.664 | 0 | 80.8888 | 30.6072 | 44380.3074
MsrNResSpltPkgAC-65to134-S13 | PreNResSpltPkgAC-65to-PEYes | WRf | 1975 | CZ11 | cDXGF | 0 | DXSZCap | 18.2883 | 99998.18 | 4102369 | 4114968.7472 | 380066.7 | 0 | 60898.55 | 0 | 13373.2 | 169204.1 | 0 | 1320178 | 1243.584 | 1317778 | 2158651 | 0 | 0 | 0 | 43002550 | 0 | 43002550 | 430.0255 | 12599.7472 | 0 | 80.8888 | 30.6072 | 44380.3076
MsrNResSpltPkgAC-65to134-S13 | PreNResSpltPkgAC-65to-PEYes | WRf | 1975 | CZ12 | cDXGF | 0 | DXSZCap | 16.2462 | 99998.18 | 4070039 | 4082939.286 | 380066.7 | 0 | 60898.55 | 0 | 11095.28 | 167902.6 | 0 | 1319402 | 1171.815 | 1317259 | 2130673 | 0 | 0 | 0 | 44028280 | 0 | 44028280 | 440.2828 | 12900.286 | 0 | 80.8888 | 30.6072 | 44380.3079
MsrNResSpltPkgAC-65to134-S13 | PreNResSpltPkgAC-65to-PEYes | WRf | 1975 | CZ13 | cDXGF | 0 | DXSZCap | 17.0644 | 99998.18 | 4159511 | 4170680.5936 | 380066.7 | 0 | 60898.55 | 0 | 14871.41 | 174765.4 | 0 | 1320014 | 1060.626 | 1317917 | 2208889 | 0 | 0 | 0 | 38121480 | 0 | 38121480 | 381.2148 | 11169.5936 | 0 | 80.8888 | 30.6072 | 44380.3082
MsrNResSpltPkgAC-65to134-S13 | PreNResSpltPkgAC-65to-PEYes | WRf | 1975 | CZ14 | cDXGF | 0 | DXSZCap | 17.0823 | 99998.18 | 4112555 | 4124617.7719 | 380066.7 | 0 | 60898.55 | 0 | 14066.33 | 163174 | 0 | 1319890 | 1113.26 | 1317975 | 2174455 | 0 | 0 | 0 | 41169880 | 0 | 41169870 | 411.6987 | 12062.7719 | 0 | 80.8888 | 30.6072 | 44380.3084
MsrNResSpltPkgAC-65to134-S13 | PreNResSpltPkgAC-65to-PEYes | WRf | 1975 | CZ15 | cDXGF | 0 | DXSZCap | 21.0768 | 99998.18 | 4378972 | 4386577.8932 | 380066.7 | 0 | 60898.55 | 0 | 25645.21 | 189077.1 | 0 | 1322393 | 1226.155 | 1320493 | 2400882 | 0 | 0 | 0 | 25958680 | 0 | 25958680 | 259.5868 | 7605.8932 | 0 | 80.8888 | 30.6072 | 44380.3087
MsrNResSpltPkgAC-65to134-S13 | PreNResSpltPkgAC-65to-PEYes | WRf | 1975 | CZ16 | cDXGF | 0 | DXSZCap | 12.5349 | 99998.18 | 3784318 | 3804180.1477 | 380066.7 | 0 | 60898.55 | 0 | 5621.586 | 140561.5 | 0 | 1318764 | 1456.416 | 1316397 | 1878400 | 0 | 0 | 0 | 67788900 | 0 | 67788900 | 677.889 | 19862.1477 | 0 | 80.8888 | 30.6072 | 44380.309
MsrNResSpltPkgAC-65to134-S13 | PreNResSpltPkgAC-65to-PEYes | WRf | 1985 | CZ01 | cDXGF | 0 | DXSZCap | 10.0294 | 99998.18 | 3736170 | 3753662.0473 | 380066.7 | 0 | 58250.43 | 0 | 1588.243 | 146051 | 0 | 1318055 | 843.9854 | 1315886 | 1832158 | 0 | 0 | 0 | 59699820 | 0 | 59699820 | 596.9982 | 17492.0473 | 0 | 80.8888 | 29.2764 | 44380.3092
MsrNResSpltPkgAC-65to134-S13 | PreNResSpltPkgAC-65to-PEYes | WRf | 1985 | CZ02 | cDXGF | 0 | DXSZCap | 15.5944 | 99998.18 | 3918721 | 3932385.348 | 380066.7 | 0 | 58250.43 | 0 | 7788.114 | 158102.2 | 0 | 1318766 | 946.6152 | 1316806 | 1995746 | 0 | 0 | 0 | 46636000 | 0 | 46636000 | 466.36 | 13664.348 | 0 | 80.8888 | 29.2764 | 44380.3095
MsrNResSpltPkgAC-65to134-S13 | PreNResSpltPkgAC-65to-PEYes | WRf | 1985 | CZ03 | cDXGF | 0 | DXSZCap | 13.268 | 99998.18 | 3924345 | 3938740.0519 | 380066.7 | 0 | 58250.43 | 0 | 5891.912 | 160125.2 | 0 | 1318450 | 909.648 | 1316788 | 2001557 | 0 | 0 | 0 | 49129880 | 0 | 49129870 | 491.2987 | 14395.0519 | 0 | 80.8888 | 29.2764 | 44380.3098
MsrNResSpltPkgAC-65to134-S13 | PreNResSpltPkgAC-65to-PEYes | WRf | 1985 | CZ04 | cDXGF | 0 | DXSZCap | 15.9254 | 99998.18 | 4006360 | 4019524.4109 | 380066.7 | 0 | 58250.43 | 0 | 9519.665 | 166447.7 | 0 | 1319167 | 1177.3 | 1317202 | 2072908 | 0 | 0 | 0 | 44929730 | 0 | 44929730 | 449.2973 | 13164.4109 | 0 | 80.8888 | 29.2764 | 44380.31
MsrNResSpltPkgAC-65to134-S13 | PreNResSpltPkgAC-65to-PEYes | WRf | 1985 | CZ05 | cDXGF | 0 | DXSZCap | 14.2429 | 99998.18 | 3930961 | 3944531.5821 | 380066.7 | 0 | 58250.43 | 0 | 7158.673 | 159447.5 | 0 | 1318426 | 870.7536 | 1316984 | 2007613 | 0 | 0 | 0 | 46315980 | 0 | 46315980 | 463.1598 | 13570.5821 | 0 | 80.8888 | 29.2764 | 44380.3103
MsrNResSpltPkgAC-65to134-S13 | PreNResSpltPkgAC-65to-PEYes | WRf | 1985 | CZ06 | cDXGF | 0 | DXSZCap | 13.9408 | 99998.18 | 4128418 | 4140362.6577 | 380066.7 | 0 | 58250.43 | 0 | 12466.58 | 180816.1 | 0 | 1319061 | 1232.908 | 1317602 | 2177757 | 0 | 0 | 0 | 40766750 | 0 | 40766750 | 407.6675 | 11944.6578 | 0 | 80.8888 | 29.2764 | 44380.3105
MsrNResSpltPkgAC-65to134-S13 | PreNResSpltPkgAC-65to-PEYes | WRf | 1985 | CZ07 | cDXGF | 0 | DXSZCap | 11.351 | 99998.18 | 4054000 | 4066297.3213 | 380066.7 | 0 | 58250.43 | 0 | 10811.61 | 174119.5 | 0 | 1319269 | 1233.327 | 1317865 | 2111483 | 0 | 0 | 0 | 41970380 | 0 | 41970380 | 419.7038 | 12297.3213 | 0 | 80.8888 | 29.2764 | 44380.3108
MsrNResSpltPkgAC-65to134-S13 | PreNResSpltPkgAC-65to-PEYes | WRf | 1985 | CZ08 | cDXGF | 0 | DXSZCap | 15.9728 | 99998.18 | 4085365 | 4096113.4823 | 380066.7 | 0 | 58250.43 | 0 | 13906.75 | 175611 | 0 | 1319530 | 1361.742 | 1317812 | 2137995 | 0 | 0 | 0 | 36684240 | 0 | 36684240 | 366.8424 | 10748.4823 | 0 | 80.8888 | 29.2764 | 44380.3111
MsrNResSpltPkgAC-65to134-S13 | PreNResSpltPkgAC-65to-PEYes | WRf | 1985 | CZ09 | cDXGF | 0 | DXSZCap | 14.6201 | 99998.18 | 4059058 | 4070258.5286 | 380066.7 | 0 | 58250.43 | 0 | 12957.06 | 169513.3 | 0 | 1319485 | 1198.599 | 1317877 | 2118786 | 0 | 0 | 0 | 38227060 | 0 | 38227060 | 382.2706 | 11200.5286 | 0 | 80.8888 | 29.2764 | 44380.3113
MsrNResSpltPkgAC-65to134-S13 | PreNResSpltPkgAC-65to-PEYes | WRf | 1985 | CZ10 | cDXGF | 0 | DXSZCap | 15.2264 | 99998.18 | 4085703 | 4096362.6887 | 380066.7 | 0 | 58250.43 | 0 | 14217.24 | 172256.5 | 0 | 1319760 | 1169.904 | 1318133 | 2141145 | 0 | 0 | 0 | 36381190 | 0 | 36381190 | 363.8119 | 10659.6887 | 0 | 80.8888 | 29.2764 | 44380.3116
MsrNResSpltPkgAC-65to134-S13 | PreNResSpltPkgAC-65to-PEYes | WRf | 1985 | CZ11 | cDXGF | 0 | DXSZCap | 17.6926 | 99998.18 | 4026662 | 4039205.9922 | 380066.7 | 0 | 58250.43 | 0 | 12899.15 | 166417 | 0 | 1319974 | 1205.938 | 1317619 | 2089054 | 0 | 0 | 0 | 42812260 | 0 | 42812260 | 428.1226 | 12543.9922 | 0 | 80.8888 | 29.2764 | 44380.3119
MsrNResSpltPkgAC-65to134-S13 | PreNResSpltPkgAC-65to-PEYes | WRf | 1985 | CZ12 | cDXGF | 0 | DXSZCap | 15.7149 | 99998.18 | 3995061 | 4007893.4917 | 380066.7 | 0 | 58250.43 | 0 | 10751.43 | 165193.4 | 0 | 1319237 | 1132.038 | 1317174 | 2061564 | 0 | 0 | 0 | 43796900 | 0 | 43796900 | 437.969 | 12832.4917 | 0 | 80.8888 | 29.2764 | 44380.3121
MsrNResSpltPkgAC-65to134-S13 | PreNResSpltPkgAC-65to-PEYes | WRf | 1985 | CZ13 | cDXGF | 0 | DXSZCap | 16.498 | 99998.18 | 4081393 | 4092518.7638 | 380066.7 | 0 | 58250.43 | 0 | 14337.24 | 171752.8 | 0 | 1319808 | 1024.396 | 1317767 | 2137174 | 0 | 0 | 0 | 37971890 | 0 | 37971890 | 379.7189 | 11125.7638 | 0 | 80.8888 | 29.2764 | 44380.3124
MsrNResSpltPkgAC-65to134-S13 | PreNResSpltPkgAC-65to-PEYes | WRf | 1985 | CZ14 | cDXGF | 0 | DXSZCap | 15.7695 | 99998.18 | 4029453 | 4041291.2958 | 380066.7 | 0 | 58250.43 | 0 | 13628.28 | 160482.1 | 0 | 1319562 | 1019.415 | 1317816 | 2097466 | 0 | 0 | 0 | 40403740 | 0 | 40403740 | 404.0374 | 11838.2958 | 0 | 80.8888 | 29.2764 | 44380.3127
MsrNResSpltPkgAC-65to134-S13 | PreNResSpltPkgAC-65to-PEYes | WRf | 1985 | CZ15 | cDXGF | 0 | DXSZCap | 18.6622 | 99998.18 | 4283857 | 4291239.8558 | 380066.7 | 0 | 58250.43 | 0 | 24545.6 | 185486.3 | 0 | 1321624 | 1069.223 | 1320097 | 2313880 | 0 | 0 | 0 | 25197460 | 0 | 25197460 | 251.9746 | 7382.8558 | 0 | 80.8888 | 29.2764 | 44380.3129
MsrNResSpltPkgAC-65to134-S13 | PreNResSpltPkgAC-65to-PEYes | WRf | 1985 | CZ16 | cDXGF | 0 | DXSZCap | 12.1445 | 99998.18 | 3722787 | 3742255.1272 | 380066.7 | 0 | 58250.43 | 0 | 5451.233 | 138738 | 0 | 1318655 | 1391.818 | 1316385 | 1821625 | 0 | 0 | 0 | 66444120 | 0 | 66444120 | 664.4412 | 19468.1272 | 0 | 80.8888 | 29.2764 | 44380.3132
MsrNResSpltPkgAC-65to134-S13 | PreNResSpltPkgAC-65to-PEYes | WRf | 1996 | CZ01 | cDXGF | 0 | DXSZCap | 9.5029 | 99998.18 | 3729310 | 3746747.9653 | 380066.7 | 0 | 55602.78 | 0 | 1617.931 | 155267.2 | 0 | 1317876 | 809.3136 | 1315875 | 1818878 | 0 | 0 | 0 | 59515240 | 0 | 59515240 | 595.1524 | 17437.9653 | 0 | 80.8888 | 27.9457 | 44380.3134
MsrNResSpltPkgAC-65to134-S13 | PreNResSpltPkgAC-65to-PEYes | WRf | 1996 | CZ02 | cDXGF | 0 | DXSZCap | 15.2097 | 99998.18 | 3908982 | 3922417.7201 | 380066.7 | 0 | 55602.78 | 0 | 7447.905 | 167181 | 0 | 1318573 | 879.4319 | 1316751 | 1980104 | 0 | 0 | 0 | 45855700 | 0 | 45855700 | 458.557 | 13435.7201 | 0 | 80.8888 | 27.9457 | 44380.3137
MsrNResSpltPkgAC-65to134-S13 | PreNResSpltPkgAC-65to-PEYes | WRf | 1996 | CZ03 | cDXGF | 0 | DXSZCap | 12.9813 | 99998.18 | 3930923 | 3944998.6731 | 380066.7 | 0 | 55602.78 | 0 | 5609.272 | 169802.5 | 0 | 1318260 | 847.4777 | 1316744 | 2001573 | 0 | 0 | 0 | 48039840 | 0 | 48039840 | 480.3984 | 14075.6731 | 0 | 80.8888 | 27.9457 | 44380.314
MsrNResSpltPkgAC-65to134-S13 | PreNResSpltPkgAC-65to-PEYes | WRf | 1996 | CZ04 | cDXGF | 0 | DXSZCap | 15.6273 | 99998.18 | 4012767 | 4025501.8817 | 380066.7 | 0 | 55602.78 | 0 | 9122.907 | 176152.1 | 0 | 1318924 | 1057.724 | 1317085 | 2072897 | 0 | 0 | 0 | 43463760 | 0 | 43463760 | 434.6376 | 12734.8817 | 0 | 80.8888 | 27.9457 | 44380.3142
MsrNResSpltPkgAC-65to134-S13 | PreNResSpltPkgAC-65to-PEYes | WRf | 1996 | CZ05 | cDXGF | 0 | DXSZCap | 13.9547 | 99998.18 | 3937477 | 3950747.2864 | 380066.7 | 0 | 55602.78 | 0 | 6812.075 | 169122.4 | 0 | 1318235 | 812.9409 | 1316919 | 2007631 | 0 | 0 | 0 | 45291080 | 0 | 45291080 | 452.9108 | 13270.2864 | 0 | 80.8888 | 27.9457 | 44380.3145
MsrNResSpltPkgAC-65to134-S13 | PreNResSpltPkgAC-65to-PEYes | WRf | 1996 | CZ06 | cDXGF | 0 | DXSZCap | 14.0935 | 99998.18 | 4277801 | 4289452.1274 | 380066.7 | 0 | 55602.78 | 0 | 12037 | 195584.9 | 0 | 1318765 | 1084.869 | 1317526 | 2315738 | 0 | 0 | 0 | 39764940 | 0 | 39764940 | 397.6494 | 11651.1274 | 0 | 80.8888 | 27.9457 | 44380.3148
MsrNResSpltPkgAC-65to134-S13 | PreNResSpltPkgAC-65to-PEYes | WRf | 1996 | CZ07 | cDXGF | 0 | DXSZCap | 11.4708 | 99998.18 | 4202923 | 4215005.4264 | 380066.7 | 0 | 55602.78 | 0 | 10441.07 | 188613.3 | 0 | 1318970 | 1103.507 | 1317764 | 2249224 | 0 | 0 | 0 | 41236950 | 0 | 41236950 | 412.3695 | 12082.4264 | 0 | 80.8888 | 27.9457 | 44380.3151
MsrNResSpltPkgAC-65to134-S13 | PreNResSpltPkgAC-65to-PEYes | WRf | 1996 | CZ08 | cDXGF | 0 | DXSZCap | 16.2415 | 99998.18 | 4223662 | 4234317.1179 | 380066.7 | 0 | 55602.78 | 0 | 13571.77 | 190271.2 | 0 | 1319426 | 1242.882 | 1317758 | 2264724 | 0 | 0 | 0 | 36365590 | 0 | 36365590 | 363.6559 | 10655.1179 | 0 | 80.8888 | 27.9457 | 44380.3153
MsrNResSpltPkgAC-65to134-S13 | PreNResSpltPkgAC-65to-PEYes | WRf | 1996 | CZ09 | cDXGF | 0 | DXSZCap | 14.9007 | 99998.18 | 4192372 | 4203639.5025 | 380066.7 | 0 | 55602.78 | 0 | 12561.43 | 183773 | 0 | 1319347 | 1113.098 | 1317761 | 2241017 | 0 | 0 | 0 | 38455640 | 0 | 38455640 | 384.5564 | 11267.5025 | 0 | 80.8888 | 27.9457 | 44380.3156
MsrNResSpltPkgAC-65to134-S13 | PreNResSpltPkgAC-65to-PEYes | WRf | 1996 | CZ10 | cDXGF | 0 | DXSZCap | 15.5053 | 99998.18 | 4218935 | 4229665.8994 | 380066.7 | 0 | 55602.78 | 0 | 13873.37 | 186769.3 | 0 | 1319685 | 1084.629 | 1318088 | 2262930 | 0 | 0 | 0 | 36624230 | 0 | 36624230 | 366.2423 | 10730.8994 | 0 | 80.8888 | 27.9457 | 44380.3159
MsrNResSpltPkgAC-65to134-S13 | PreNResSpltPkgAC-65to-PEYes | WRf | 1996 | CZ11 | cDXGF | 0 | DXSZCap | 16.8562 | 99998.18 | 4014638 | 4027122.4634 | 380066.7 | 0 | 55602.78 | 0 | 12175.99 | 175419.2 | 0 | 1319682 | 1157.268 | 1317553 | 2071690 | 0 | 0 | 0 | 42609100 | 0 | 42609090 | 426.0909 | 12484.4634 | 0 | 80.8888 | 27.9457 | 44380.3161
MsrNResSpltPkgAC-65to134-S13 | PreNResSpltPkgAC-65to-PEYes | WRf | 1996 | CZ12 | cDXGF | 0 | DXSZCap | 15.0144 | 99998.18 | 3983248 | 3995954.95 | 380066.7 | 0 | 55602.78 | 0 | 10166.19 | 174214.5 | 0 | 1318961 | 1066.661 | 1317029 | 2044234 | 0 | 0 | 0 | 43368430 | 0 | 43368430 | 433.6843 | 12706.95 | 0 | 80.8888 | 27.9457 | 44380.3164
MsrNResSpltPkgAC-65to134-S13 | PreNResSpltPkgAC-65to-PEYes | WRf | 1996 | CZ13 | cDXGF | 0 | DXSZCap | 15.7546 | 99998.18 | 4067617 | 4078635.7455 | 380066.7 | 0 | 55602.78 | 0 | 13555.64 | 180710.3 | 0 | 1319525 | 973.2797 | 1317645 | 2118158 | 0 | 0 | 0 | 37606640 | 0 | 37606640 | 376.0664 | 11018.7455 | 0 | 80.8888 | 27.9457 | 44380.3167
MsrNResSpltPkgAC-65to134-S13 | PreNResSpltPkgAC-65to-PEYes | WRf | 1996 | CZ14 | cDXGF | 0 | DXSZCap | 15.0394 | 99998.18 | 4013912 | 4025757.2897 | 380066.7 | 0 | 55602.78 | 0 | 12832.56 | 169513.3 | 0 | 1319284 | 988.1157 | 1317651 | 2076607 | 0 | 0 | 0 | 40427610 | 0 | 40427610 | 404.2761 | 11845.2897 | 0 | 80.8888 | 27.9457 | 44380.3169
MsrNResSpltPkgAC-65to134-S13 | PreNResSpltPkgAC-65to-PEYes | WRf | 1996 | CZ15 | cDXGF | 0 | DXSZCap | 17.7947 | 99998.18 | 4263456 | 4270707.958 | 380066.7 | 0 | 55602.78 | 0 | 23206.4 | 194922.3 | 0 | 1321250 | 996.2817 | 1319819 | 2288407 | 0 | 0 | 0 | 24750710 | 0 | 24750710 | 247.5071 | 7251.958 | 0 | 80.8888 | 27.9457 | 44380.3172
MsrNResSpltPkgAC-65to134-S13 | PreNResSpltPkgAC-65to-PEYes | WRf | 1996 | CZ16 | cDXGF | 0 | DXSZCap | 11.5686 | 99998.18 | 3714144 | 3733268.403 | 380066.7 | 0 | 55602.78 | 0 | 5151.885 | 147938.5 | 0 | 1318403 | 1298.403 | 1316318 | 1806976 | 0 | 0 | 0 | 65271000 | 0 | 65271000 | 652.71 | 19124.403 | 0 | 80.8888 | 27.9457 | 44380.3174
MsrNResSpltPkgAC-65to134-S13 | PreNResSpltPkgAC-65to-PEYes | WRf | 2003 | CZ01 | cDXGF | 0 | DXSZCap | 9.2748 | 99998.18 | 3563390 | 3580788.5041 | 380066.7 | 0 | 52954.79 | 0 | 1582.549 | 127027.8 | 0 | 1317764 | 784.6193 | 1315868 | 1683986 | 0 | 0 | 0 | 59380560 | 0 | 59380560 | 593.8056 | 17398.5041 | 0 | 80.8888 | 26.6149 | 44380.3177
MsrNResSpltPkgAC-65to134-S13 | PreNResSpltPkgAC-65to-PEYes | WRf | 2003 | CZ02 | cDXGF | 0 | DXSZCap | 14.6021 | 99998.18 | 3727984 | 3741427.5139 | 380066.7 | 0 | 52954.79 | 0 | 7127.114 | 138542.9 | 0 | 1318399 | 852.2565 | 1316645 | 1830884 | 0 | 0 | 0 | 45882300 | 0 | 45882300 | 458.823 | 13443.5139 | 0 | 80.8888 | 26.6149 | 44380.318
MsrNResSpltPkgAC-65to134-S13 | PreNResSpltPkgAC-65to-PEYes | WRf | 2003 | CZ03 | cDXGF | 0 | DXSZCap | 12.7262 | 99998.18 | 3744077 | 3758169.3155 | 380066.7 | 0 | 52954.79 | 0 | 5558.704 | 140644.8 | 0 | 1318180 | 826.1594 | 1316695 | 1846668 | 0 | 0 | 0 | 48096640 | 0 | 48096640 | 480.9664 | 14092.3155 | 0 | 80.8888 | 26.6149 | 44380.3182
MsrNResSpltPkgAC-65to134-S13 | PreNResSpltPkgAC-65to-PEYes | WRf | 2003 | CZ04 | cDXGF | 0 | DXSZCap | 15.3347 | 99998.18 | 3824444 | 3837169.7254 | 380066.7 | 0 | 52954.79 | 0 | 8927.961 | 147153.1 | 0 | 1318808 | 1025.593 | 1317053 | 1916526 | 0 | 0 | 0 | 43432510 | 0 | 43432510 | 434.3251 | 12725.7254 | 0 | 80.8888 | 26.6149 | 44380.3185
MsrNResSpltPkgAC-65to134-S13 | PreNResSpltPkgAC-65to-PEYes | WRf | 2003 | CZ05 | cDXGF | 0 | DXSZCap | 13.6941 | 99998.18 | 3750371 | 3763681.2897 | 380066.7 | 0 | 52954.79 | 0 | 6719.905 | 139960.7 | 0 | 1318165 | 798.4881 | 1316870 | 1852502 | 0 | 0 | 0 | 45427610 | 0 | 45427610 | 454.2761 | 13310.2897 | 0 | 80.8888 | 26.6149 | 44380.3187
MsrNResSpltPkgAC-65to134-S13 | PreNResSpltPkgAC-65to-PEYes | WRf | 2003 | CZ06 | cDXGF | 0 | DXSZCap | 13.8459 | 99998.18 | 4069836 | 4081414.7213 | 380066.7 | 0 | 52954.79 | 0 | 11833.79 | 166032.4 | 0 | 1318662 | 1039.254 | 1317457 | 2140280 | 0 | 0 | 0 | 39517820 | 0 | 39517820 | 395.1782 | 11578.7213 | 0 | 80.8888 | 26.6149 | 44380.319
MsrNResSpltPkgAC-65to134-S13 | PreNResSpltPkgAC-65to-PEYes | WRf | 2003 | CZ07 | cDXGF | 0 | DXSZCap | 11.261 | 99998.18 | 3999154 | 4011135.0278 | 380066.7 | 0 | 52954.79 | 0 | 10242.41 | 159216.5 | 0 | 1318865 | 1052.753 | 1317710 | 2077802 | 0 | 0 | 0 | 40890880 | 0 | 40890880 | 408.9088 | 11981.0278 | 0 | 80.8888 | 26.6149 | 44380.3193
MsrNResSpltPkgAC-65to134-S13 | PreNResSpltPkgAC-65to-PEYes | WRf | 2003 | CZ08 | cDXGF | 0 | DXSZCap | 15.9317 | 99998.18 | 4023675 | 4034241.5147 | 380066.7 | 0 | 52954.79 | 0 | 13273.88 | 161263.3 | 0 | 1319268 | 1175.076 | 1317655 | 2096846 | 0 | 0 | 0 | 36063190 | 0 | 36063190 | 360.6319 | 10566.5147 | 0 | 80.8888 | 26.6149 | 44380.3195
MsrNResSpltPkgAC-65to134-S13 | PreNResSpltPkgAC-65to-PEYes | WRf | 2003 | CZ09 | cDXGF | 0 | DXSZCap | 14.5861 | 99998.18 | 3993981 | 4005144.552 | 380066.7 | 0 | 52954.79 | 0 | 12277.32 | 154259.1 | 0 | 1319215 | 1055.673 | 1317714 | 2075203 | 0 | 0 | 0 | 38100860 | 0 | 38100860 | 381.0086 | 11163.552 | 0 | 80.8888 | 26.6149 | 44380.3198
MsrNResSpltPkgAC-65to134-S13 | PreNResSpltPkgAC-65to-PEYes | WRf | 2003 | CZ10 | cDXGF | 0 | DXSZCap | 14.1921 | 99998.18 | 3879378 | 3889720.4517 | 380066.7 | 0 | 52954.79 | 0 | 13020.41 | 152433.4 | 0 | 1319330 | 1019.368 | 1317938 | 1961573 | 0 | 0 | 0 | 35298470 | 0 | 35298470 | 352.9847 | 10342.4517 | 0 | 80.8888 | 26.6149 | 44380.32
MsrNResSpltPkgAC-65to134-S13 | PreNResSpltPkgAC-65to-PEYes | WRf | 2003 | CZ11 | cDXGF | 0 | DXSZCap | 16.5232 | 99998.18 | 3827424 | 3839902.7675 | 380066.7 | 0 | 52954.79 | 0 | 11800.02 | 146758.8 | 0 | 1319528 | 1135.119 | 1317396 | 1916316 | 0 | 0 | 0 | 42589650 | 0 | 42589650 | 425.8965 | 12478.7675 | 0 | 80.8888 | 26.6149 | 44380.3203
MsrNResSpltPkgAC-65to134-S13 | PreNResSpltPkgAC-65to-PEYes | WRf | 2003 | CZ12 | cDXGF | 0 | DXSZCap | 14.7179 | 99998.18 | 3799401 | 3811996.2965 | 380066.7 | 0 | 52954.79 | 0 | 9840.758 | 145623.2 | 0 | 1318802 | 1024.123 | 1316963 | 1892107 | 0 | 0 | 0 | 42987360 | 0 | 42987360 | 429.8736 | 12595.2965 | 0 | 80.8888 | 26.6149 | 44380.3206
MsrNResSpltPkgAC-65to134-S13 | PreNResSpltPkgAC-65to-PEYes | WRf | 2003 | CZ13 | cDXGF | 0 | DXSZCap | 15.4437 | 99998.18 | 3878176 | 3889149.3979 | 380066.7 | 0 | 52954.79 | 0 | 13143.96 | 152155.6 | 0 | 1319370 | 950.4421 | 1317576 | 1960483 | 0 | 0 | 0 | 37451870 | 0 | 37451870 | 374.5187 | 10973.3979 | 0 | 80.8888 | 26.6149 | 44380.3208
MsrNResSpltPkgAC-65to134-S13 | PreNResSpltPkgAC-65to-PEYes | WRf | 2003 | CZ14 | cDXGF | 0 | DXSZCap | 14.7691 | 99998.18 | 3824561 | 3836397.5701 | 380066.7 | 0 | 52954.79 | 0 | 12458.31 | 140195.4 | 0 | 1319158 | 971.614 | 1317514 | 1919729 | 0 | 0 | 0 | 40397850 | 0 | 40397850 | 403.9785 | 11836.5701 | 0 | 80.8888 | 26.6149 | 44380.3211
MsrNResSpltPkgAC-65to134-S13 | PreNResSpltPkgAC-65to-PEYes | WRf | 2003 | CZ15 | cDXGF | 0 | DXSZCap | 17.4842 | 99998.18 | 4062334 | 4069517.9088 | 380066.7 | 0 | 52954.79 | 0 | 22600.93 | 165147.1 | 0 | 1321054 | 960.6453 | 1319740 | 2120512 | 0 | 0 | 0 | 24518460 | 0 | 24518460 | 245.1846 | 7183.9088 | 0 | 80.8888 | 26.6149 | 44380.3214
MsrNResSpltPkgAC-65to134-S13 | PreNResSpltPkgAC-65to-PEYes | WRf | 2003 | CZ16 | cDXGF | 0 | DXSZCap | 11.3205 | 99998.18 | 3550013 | 3569135.3579 | 380066.7 | 0 | 52954.79 | 0 | 4983.845 | 120092.5 | 0 | 1318269 | 1260.443 | 1316274 | 1673644 | 0 | 0 | 0 | 65264030 | 0 | 65264020 | 652.6402 | 19122.3579 | 0 | 80.8888 | 26.6149 | 44380.3216
MsrNResSpltPkgAC-65to134-S13 | PreNResSpltPkgAC-65to-PEYes | WRf | 2007 | CZ01 | cDXGF | 0 | DXSZCap | 10.932 | 99998.18 | 3510076 | 3526891.3403 | 380066.7 | 0 | 52954.79 | 0 | 1605.892 | 104916.5 | 0 | 1317765 | 771.1238 | 1315871 | 1652759 | 0 | 0 | 0 | 57390240 | 0 | 57390240 | 573.9024 | 16815.3403 | 0 | 80.8888 | 26.6149 | 44380.3219
MsrNResSpltPkgAC-65to134-S13 | PreNResSpltPkgAC-65to-PEYes | WRf | 2007 | CZ02 | cDXGF | 0 | DXSZCap | 14.2876 | 99998.18 | 3604016 | 3617131.0902 | 380066.7 | 0 | 52954.79 | 0 | 7132.597 | 113453.7 | 0 | 1318332 | 837.0424 | 1316671 | 1732068 | 0 | 0 | 0 | 44761400 | 0 | 44761400 | 447.614 | 13115.0902 | 0 | 80.8888 | 26.6149 | 44380.3222
MsrNResSpltPkgAC-65to134-S13 | PreNResSpltPkgAC-65to-PEYes | WRf | 2007 | CZ03 | cDXGF | 0 | DXSZCap | 12.512 | 99998.18 | 3636015 | 3649780.5356 | 380066.7 | 0 | 52954.79 | 0 | 5557.623 | 115451.2 | 0 | 1318178 | 810.5829 | 1316697 | 1763801 | 0 | 0 | 0 | 46981350 | 0 | 46981350 | 469.8135 | 13765.5356 | 0 | 80.8888 | 26.6149 | 44380.3224
MsrNResSpltPkgAC-65to134-S13 | PreNResSpltPkgAC-65to-PEYes | WRf | 2007 | CZ04 | cDXGF | 0 | DXSZCap | 15.0223 | 99998.18 | 3686137 | 3698599.2686 | 380066.7 | 0 | 52954.79 | 0 | 8922.125 | 120378.3 | 0 | 1318734 | 1009.54 | 1316987 | 1805076 | 0 | 0 | 0 | 42533340 | 0 | 42533340 | 425.3334 | 12462.2686 | 0 | 80.8888 | 26.6149 | 44380.3227
MsrNResSpltPkgAC-65to134-S13 | PreNResSpltPkgAC-65to-PEYes | WRf | 2007 | CZ05 | cDXGF | 0 | DXSZCap | 13.4838 | 99998.18 | 3628253 | 3641284.3742 | 380066.7 | 0 | 52954.79 | 0 | 6731.999 | 114718.3 | 0 | 1318164 | 785.7249 | 1316872 | 1755615 | 0 | 0 | 0 | 44475680 | 0 | 44475680 | 444.7568 | 13031.3742 | 0 | 80.8888 | 26.6149 | 44380.3229
MsrNResSpltPkgAC-65to134-S13 | PreNResSpltPkgAC-65to-PEYes | WRf | 2007 | CZ06 | cDXGF | 0 | DXSZCap | 13.8459 | 99998.18 | 3968654 | 3980232.7213 | 380066.7 | 0 | 52954.79 | 0 | 11833.79 | 137536.8 | 0 | 1318662 | 1039.254 | 1317457 | 2067594 | 0 | 0 | 0 | 39517820 | 0 | 39517820 | 395.1782 | 11578.7213 | 0 | 80.8888 | 26.6149 | 44380.3232
MsrNResSpltPkgAC-65to134-S13 | PreNResSpltPkgAC-65to-PEYes | WRf | 2007 | CZ07 | cDXGF | 0 | DXSZCap | 11.261 | 99998.18 | 3889891 | 3901872.0278 | 380066.7 | 0 | 52954.79 | 0 | 10242.41 | 131774.8 | 0 | 1318865 | 1052.753 | 1317710 | 1995980 | 0 | 0 | 0 | 40890880 | 0 | 40890880 | 408.9088 | 11981.0278 | 0 | 80.8888 | 26.6149 | 44380.3235
MsrNResSpltPkgAC-65to134-S13 | PreNResSpltPkgAC-65to-PEYes | WRf | 2007 | CZ08 | cDXGF | 0 | DXSZCap | 15.9317 | 99998.18 | 3931624 | 3942190.5147 | 380066.7 | 0 | 52954.79 | 0 | 13273.88 | 133661 | 0 | 1319268 | 1175.076 | 1317655 | 2032398 | 0 | 0 | 0 | 36063190 | 0 | 36063190 | 360.6319 | 10566.5147 | 0 | 80.8888 | 26.6149 | 44380.3237
MsrNResSpltPkgAC-65to134-S13 | PreNResSpltPkgAC-65to-PEYes | WRf | 2007 | CZ09 | cDXGF | 0 | DXSZCap | 14.5861 | 99998.18 | 3906687 | 3917850.552 | 380066.7 | 0 | 52954.79 | 0 | 12277.32 | 127916.1 | 0 | 1319215 | 1055.673 | 1317714 | 2014252 | 0 | 0 | 0 | 38100860 | 0 | 38100860 | 381.0086 | 11163.552 | 0 | 80.8888 | 26.6149 | 44380.324
MsrNResSpltPkgAC-65to134-S13 | PreNResSpltPkgAC-65to-PEYes | WRf | 2007 | CZ10 | cDXGF | 0 | DXSZCap | 13.908 | 99998.18 | 3723736 | 3733966.7953 | 380066.7 | 0 | 52954.79 | 0 | 12942.97 | 124428.6 | 0 | 1319247 | 1018.126 | 1317909 | 1834095 | 0 | 0 | 0 | 34917390 | 0 | 34917390 | 349.1739 | 10230.7953 | 0 | 80.8888 | 26.6149 | 44380.3243
MsrNResSpltPkgAC-65to134-S13 | PreNResSpltPkgAC-65to-PEYes | WRf | 2007 | CZ11 | cDXGF | 0 | DXSZCap | 16.1849 | 99998.18 | 3698434 | 3710570.6255 | 380066.7 | 0 | 52954.79 | 0 | 11654.18 | 120091.4 | 0 | 1319430 | 1132.841 | 1317358 | 1814229 | 0 | 0 | 0 | 41421930 | 0 | 41421930 | 414.2193 | 12136.6255 | 0 | 80.8888 | 26.6149 | 44380.3245
MsrNResSpltPkgAC-65to134-S13 | PreNResSpltPkgAC-65to-PEYes | WRf | 2007 | CZ12 | cDXGF | 0 | DXSZCap | 14.392 | 99998.18 | 3667393 | 3679694.2358 | 380066.7 | 0 | 52954.79 | 0 | 9781.795 | 119117.3 | 0 | 1318732 | 1005.186 | 1316977 | 1786734 | 0 | 0 | 0 | 41983740 | 0 | 41983740 | 419.8374 | 12301.2358 | 0 | 80.8888 | 26.6149 | 44380.3248
MsrNResSpltPkgAC-65to134-S13 | PreNResSpltPkgAC-65to-PEYes | WRf | 2007 | CZ13 | cDXGF | 0 | DXSZCap | 15.0873 | 99998.18 | 3736178 | 3746915.4626 | 380066.7 | 0 | 52954.79 | 0 | 12953.2 | 124304.1 | 0 | 1319290 | 943.2267 | 1317482 | 1846613 | 0 | 0 | 0 | 36646630 | 0 | 36646630 | 366.4663 | 10737.4626 | 0 | 80.8888 | 26.6149 | 44380.325
MsrNResSpltPkgAC-65to134-S13 | PreNResSpltPkgAC-65to-PEYes | WRf | 2007 | CZ14 | cDXGF | 0 | DXSZCap | 14.442 | 99998.18 | 3690193 | 3701685.131 | 380066.7 | 0 | 52954.79 | 0 | 12326.88 | 114743.2 | 0 | 1319073 | 961.499 | 1317500 | 1811022 | 0 | 0 | 0 | 39222290 | 0 | 39222290 | 392.2229 | 11492.131 | 0 | 80.8888 | 26.6149 | 44380.3253
MsrNResSpltPkgAC-65to134-S13 | PreNResSpltPkgAC-65to-PEYes | WRf | 2007 | CZ15 | cDXGF | 0 | DXSZCap | 17.1024 | 99998.18 | 3888376 | 3895466.5443 | 380066.7 | 0 | 52954.79 | 0 | 22188.65 | 134785.6 | 0 | 1320940 | 951.4554 | 1319701 | 1977440 | 0 | 0 | 0 | 24199810 | 0 | 24199810 | 241.9981 | 7090.5443 | 0 | 80.8888 | 26.6149 | 44380.3256
MsrNResSpltPkgAC-65to134-S13 | PreNResSpltPkgAC-65to-PEYes | WRf | 2007 | CZ16 | cDXGF | 0 | DXSZCap | 11.0874 | 99998.18 | 3458444 | 3476596.0122 | 380066.7 | 0 | 52954.79 | 0 | 4960.34 | 98798.6 | 0 | 1318266 | 1212.151 | 1316268 | 1603395 | 0 | 0 | 0 | 61952260 | 0 | 61952260 | 619.5226 | 18152.0122 | 0 | 80.8888 | 26.6149 | 44380.3259
MsrNResSpltPkgAC-65to134-S13 | PreNResSpltPkgAC-65to-PEYes | WRf | 2011 | CZ01 | cDXGF | 0 | DXSZCap | 8.9627 | 99998.18 | 3480201 | 3497018.1979 | 372306.4 | 0 | 52954.79 | 0 | 1660.503 | 104034.4 | 0 | 1317787 | 765.9335 | 1315925 | 1631459 | 0 | 0 | 0 | 57396580 | 0 | 57396580 | 573.9658 | 16817.1979 | 0 | 79.2848 | 26.6149 | 44380.3261
MsrNResSpltPkgAC-65to134-S13 | PreNResSpltPkgAC-65to-PEYes | WRf | 2011 | CZ02 | cDXGF | 0 | DXSZCap | 13.3264 | 99998.18 | 3502334 | 3515475.5979 | 372306.4 | 0 | 52954.79 | 0 | 7193.185 | 109451.6 | 0 | 1318282 | 867.2905 | 1316701 | 1642139 | 0 | 0 | 0 | 44851870 | 0 | 44851870 | 448.5187 | 13141.5979 | 0 | 79.2848 | 26.6149 | 44380.3264
MsrNResSpltPkgAC-65to134-S13 | PreNResSpltPkgAC-65to-PEYes | WRf | 2011 | CZ03 | cDXGF | 0 | DXSZCap | 11.8553 | 99998.18 | 3554557 | 3568252.5378 | 372306.4 | 0 | 52954.79 | 0 | 5699.475 | 112117.4 | 0 | 1318210 | 826.445 | 1316784 | 1693262 | 0 | 0 | 0 | 46742450 | 0 | 46742450 | 467.4245 | 13695.5379 | 0 | 79.2848 | 26.6149 | 44380.3267
MsrNResSpltPkgAC-65to134-S13 | PreNResSpltPkgAC-65to-PEYes | WRf | 2011 | CZ04 | cDXGF | 0 | DXSZCap | 14.024 | 99998.18 | 3566136 | 3578818.0538 | 372306.4 | 0 | 52954.79 | 0 | 8908.169 | 115432.4 | 0 | 1318696 | 1087.888 | 1317028 | 1697840 | 0 | 0 | 0 | 43283460 | 0 | 43283460 | 432.8346 | 12682.0538 | 0 | 79.2848 | 26.6149 | 44380.3269
MsrNResSpltPkgAC-65to134-S13 | PreNResSpltPkgAC-65to-PEYes | WRf | 2011 | CZ05 | cDXGF | 0 | DXSZCap | 11.5587 | 99998.18 | 3553185 | 3566593.1078 | 372306.4 | 0 | 52954.79 | 0 | 6873.342 | 111678.9 | 0 | 1318246 | 833.8531 | 1316966 | 1691121 | 0 | 0 | 0 | 45761460 | 0 | 45761460 | 457.6146 | 13408.1078 | 0 | 79.2848 | 26.6149 | 44380.3272
MsrNResSpltPkgAC-65to134-S13 | PreNResSpltPkgAC-65to-PEYes | WRf | 2011 | CZ06 | cDXGF | 0 | DXSZCap | 13.5266 | 99998.18 | 3878102 | 3889924.6145 | 372306.4 | 0 | 52954.79 | 0 | 11828.02 | 135074.5 | 0 | 1318736 | 1102.277 | 1317497 | 1987201 | 0 | 0 | 0 | 40350220 | 0 | 40350220 | 403.5022 | 11822.6145 | 0 | 79.2848 | 26.6149 | 44380.3275
MsrNResSpltPkgAC-65to134-S13 | PreNResSpltPkgAC-65to-PEYes | WRf | 2011 | CZ07 | cDXGF | 0 | DXSZCap | 10.809 | 99998.18 | 3734848 | 3746960.1043 | 372306.4 | 0 | 52954.79 | 0 | 10205.85 | 127544.9 | 0 | 1318955 | 1095.405 | 1317753 | 1852881 | 0 | 0 | 0 | 41338240 | 0 | 41338240 | 413.3824 | 12112.1043 | 0 | 79.2848 | 26.6149 | 44380.3277
MsrNResSpltPkgAC-65to134-S13 | PreNResSpltPkgAC-65to-PEYes | WRf | 2011 | CZ08 | cDXGF | 0 | DXSZCap | 14.8646 | 99998.18 | 3712671 | 3723414.8881 | 372306.4 | 0 | 52954.79 | 0 | 12995.69 | 126854.7 | 0 | 1319137 | 1248.329 | 1317533 | 1828421 | 0 | 0 | 0 | 36668560 | 0 | 36668560 | 366.6856 | 10743.8881 | 0 | 79.2848 | 26.6149 | 44380.328
MsrNResSpltPkgAC-65to134-S13 | PreNResSpltPkgAC-65to-PEYes | WRf | 2011 | CZ09 | cDXGF | 0 | DXSZCap | 12.7226 | 99998.18 | 3576198 | 3587131.714 | 372306.4 | 0 | 52954.79 | 0 | 11889.82 | 117010.9 | 0 | 1319081 | 1087.084 | 1317774 | 1702953 | 0 | 0 | 0 | 37316430 | 0 | 37316430 | 373.1643 | 10933.714 | 0 | 79.2848 | 26.6149 | 44380.3283
MsrNResSpltPkgAC-65to134-S13 | PreNResSpltPkgAC-65to-PEYes | WRf | 2011 | CZ10 | cDXGF | 0 | DXSZCap | 12.914 | 99998.18 | 3590380 | 3600709.3663 | 372306.4 | 0 | 52954.79 | 0 | 12627.52 | 119101.3 | 0 | 1319201 | 1060.594 | 1317874 | 1714191 | 0 | 0 | 0 | 35253810 | 0 | 35253810 | 352.5381 | 10329.3663 | 0 | 79.2848 | 26.6149 | 44380.3285
MsrNResSpltPkgAC-65to134-S13 | PreNResSpltPkgAC-65to-PEYes | WRf | 2011 | CZ11 | cDXGF | 0 | DXSZCap | 15.0262 | 99998.18 | 3564683 | 3576567.4668 | 372306.4 | 0 | 52954.79 | 0 | 11181.85 | 115012.4 | 0 | 1319206 | 1125.303 | 1317192 | 1694015 | 0 | 0 | 0 | 40561320 | 0 | 40561320 | 405.6132 | 11884.4668 | 0 | 79.2848 | 26.6149 | 44380.3288
MsrNResSpltPkgAC-65to134-S13 | PreNResSpltPkgAC-65to-PEYes | WRf | 2011 | CZ12 | cDXGF | 0 | DXSZCap | 13.6332 | 99998.18 | 3546387 | 3558735.2447 | 372306.4 | 0 | 52954.79 | 0 | 9547.487 | 114326.5 | 0 | 1318696 | 1055.921 | 1316937 | 1678552 | 0 | 0 | 0 | 42144180 | 0 | 42144180 | 421.4418 | 12348.2447 | 0 | 79.2848 | 26.6149 | 44380.3291
MsrNResSpltPkgAC-65to134-S13 | PreNResSpltPkgAC-65to-PEYes | WRf | 2011 | CZ13 | cDXGF | 0 | DXSZCap | 13.9675 | 99998.18 | 3583574 | 3594206.7766 | 372306.4 | 0 | 52954.79 | 0 | 12359.76 | 118543.4 | 0 | 1319101 | 941.3057 | 1317486 | 1708304 | 0 | 0 | 0 | 36289340 | 0 | 36289340 | 362.8934 | 10632.7766 | 0 | 79.2848 | 26.6149 | 44380.3293
MsrNResSpltPkgAC-65to134-S13 | PreNResSpltPkgAC-65to-PEYes | WRf | 2011 | CZ14 | cDXGF | 0 | DXSZCap | 13.3913 | 99998.18 | 3563393 | 3574686.5912 | 372306.4 | 0 | 52954.79 | 0 | 11917.63 | 110200.4 | 0 | 1318959 | 942.6238 | 1317481 | 1697054 | 0 | 0 | 0 | 38544680 | 0 | 38544680 | 385.4468 | 11293.5912 | 0 | 79.2848 | 26.6149 | 44380.3296
MsrNResSpltPkgAC-65to134-S13 | PreNResSpltPkgAC-65to-PEYes | WRf | 2011 | CZ15 | cDXGF | 0 | DXSZCap | 15.8309 | 99998.18 | 3688808 | 3696019.8053 | 372306.4 | 0 | 52954.79 | 0 | 20815.25 | 127946.2 | 0 | 1320595 | 961.7339 | 1319333 | 1794190 | 0 | 0 | 0 | 24613670 | 0 | 24613670 | 246.1367 | 7211.8053 | 0 | 79.2848 | 26.6149 | 44380.3298
MsrNResSpltPkgAC-65to134-S13 | PreNResSpltPkgAC-65to-PEYes | WRf | 2011 | CZ16 | cDXGF | 0 | DXSZCap | 10.3874 | 99998.18 | 3373227 | 3390031.0481 | 372306.4 | 0 | 52954.79 | 0 | 4844.011 | 95936.53 | 0 | 1318318 | 1090.096 | 1316314 | 1528864 | 0 | 0 | 0 | 57351710 | 0 | 57351700 | 573.517 | 16804.0481 | 0 | 79.2848 | 26.6149 | 44380.3301
MsrNResSpltPkgAC-65to134-S13 | PreNResSpltPkgAC-65to-PEYes | WRf | 2015 | CZ01 | cDXGF | 0 | DXSZCap | 8.6217 | 99998.18 | 3480123 | 3496854.3343 | 372306.4 | 0 | 52954.79 | 0 | 1681.741 | 104031.6 | 0 | 1317681 | 740.8933 | 1315942 | 1631462 | 0 | 0 | 0 | 57103530 | 0 | 57103530 | 571.0353 | 16731.3343 | 0 | 79.2848 | 26.6149 | 44380.3304
MsrNResSpltPkgAC-65to134-S13 | PreNResSpltPkgAC-65to-PEYes | WRf | 2015 | CZ02 | cDXGF | 0 | DXSZCap | 12.8837 | 99998.18 | 3501962 | 3515031.4613 | 372306.4 | 0 | 52954.79 | 0 | 6948.221 | 109452.8 | 0 | 1318158 | 841.659 | 1316628 | 1642141 | 0 | 0 | 0 | 44605670 | 0 | 44605670 | 446.0567 | 13069.4613 | 0 | 79.2848 | 26.6149 | 44380.3306
MsrNResSpltPkgAC-65to134-S13 | PreNResSpltPkgAC-65to-PEYes | WRf | 2015 | CZ03 | cDXGF | 0 | DXSZCap | 11.1649 | 99998.18 | 3554208 | 3567896.8985 | 372306.4 | 0 | 52954.79 | 0 | 5506.166 | 112114 | 0 | 1318056 | 806.9078 | 1316758 | 1693267 | 0 | 0 | 0 | 46719790 | 0 | 46719790 | 467.1979 | 13688.8985 | 0 | 79.2848 | 26.6149 | 44380.3309
MsrNResSpltPkgAC-65to134-S13 | PreNResSpltPkgAC-65to-PEYes | WRf | 2015 | CZ04 | cDXGF | 0 | DXSZCap | 13.2839 | 99998.18 | 3565430 | 3577972.3074 | 372306.4 | 0 | 52954.79 | 0 | 8426.496 | 115435.8 | 0 | 1318458 | 1037.401 | 1316913 | 1697843 | 0 | 0 | 0 | 42806520 | 0 | 42806510 | 428.0651 | 12542.3074 | 0 | 79.2848 | 26.6149 | 44380.3311
MsrNResSpltPkgAC-65to134-S13 | PreNResSpltPkgAC-65to-PEYes | WRf | 2015 | CZ05 | cDXGF | 0 | DXSZCap | 10.8887 | 99998.18 | 3552754 | 3566154.144 | 372306.4 | 0 | 52954.79 | 0 | 6557.854 | 111680.7 | 0 | 1318124 | 816.9826 | 1316962 | 1691126 | 0 | 0 | 0 | 45734280 | 0 | 45734280 | 457.3428 | 13400.144 | 0 | 79.2848 | 26.6149 | 44380.3314
MsrNResSpltPkgAC-65to134-S13 | PreNResSpltPkgAC-65to-PEYes | WRf | 2015 | CZ06 | cDXGF | 0 | DXSZCap | 12.8376 | 99998.18 | 3877387 | 3888983.5151 | 372306.4 | 0 | 52954.79 | 0 | 11299.82 | 135076.1 | 0 | 1318542 | 1040.744 | 1317414 | 1987204 | 0 | 0 | 0 | 39578550 | 0 | 39578550 | 395.7855 | 11596.5152 | 0 | 79.2848 | 26.6149 | 44380.3317
MsrNResSpltPkgAC-65to134-S13 | PreNResSpltPkgAC-65to-PEYes | WRf | 2015 | CZ07 | cDXGF | 0 | DXSZCap | 10.2137 | 99998.18 | 3734232 | 3746147.2728 | 372306.4 | 0 | 52954.79 | 0 | 9721.821 | 127544.8 | 0 | 1318816 | 1047.876 | 1317698 | 1852884 | 0 | 0 | 0 | 40666460 | 0 | 40666460 | 406.6646 | 11915.2728 | 0 | 79.2848 | 26.6149 | 44380.332
MsrNResSpltPkgAC-65to134-S13 | PreNResSpltPkgAC-65to-PEYes | WRf | 2015 | CZ08 | cDXGF | 0 | DXSZCap | 14.0901 | 99998.18 | 3711753 | 3722300.2704 | 372306.4 | 0 | 52954.79 | 0 | 12341.23 | 126852.1 | 0 | 1318870 | 1182.091 | 1317470 | 1828423 | 0 | 0 | 0 | 35997510 | 0 | 35997510 | 359.9751 | 10547.2704 | 0 | 79.2848 | 26.6149 | 44380.3322
MsrNResSpltPkgAC-65to134-S13 | PreNResSpltPkgAC-65to-PEYes | WRf | 2015 | CZ09 | cDXGF | 0 | DXSZCap | 10.6517 | 99998.18 | 3575241 | 3585819.5511 | 372306.4 | 0 | 52954.79 | 0 | 11226.75 | 117013 | 0 | 1318787 | 917.1536 | 1317780 | 1702954 | 0 | 0 | 0 | 36104270 | 0 | 36104270 | 361.0427 | 10578.5511 | 0 | 79.2848 | 26.6149 | 44380.3325
MsrNResSpltPkgAC-65to134-S13 | PreNResSpltPkgAC-65to-PEYes | WRf | 2015 | CZ10 | cDXGF | 0 | DXSZCap | 12.4606 | 99998.18 | 3589776 | 3599986.505 | 372306.4 | 0 | 52954.79 | 0 | 12152.68 | 119102.5 | 0 | 1319066 | 1024.138 | 1317798 | 1714194 | 0 | 0 | 0 | 34848140 | 0 | 34848140 | 348.4814 | 10210.505 | 0 | 79.2848 | 26.6149 | 44380.3327
MsrNResSpltPkgAC-65to134-S13 | PreNResSpltPkgAC-65to-PEYes | WRf | 2015 | CZ11 | cDXGF | 0 | DXSZCap | 14.5505 | 99998.18 | 3564097 | 3575933.6316 | 372306.4 | 0 | 52954.79 | 0 | 10747.13 | 115012.6 | 0 | 1319034 | 1102.588 | 1317152 | 1694039 | 0 | 0 | 0 | 40398060 | 0 | 40398060 | 403.9806 | 11836.6316 | 0 | 79.2848 | 26.6149 | 44380.333
MsrNResSpltPkgAC-65to134-S13 | PreNResSpltPkgAC-65to-PEYes | WRf | 2015 | CZ12 | cDXGF | 0 | DXSZCap | 13.2023 | 99998.18 | 3545871 | 3558136.8209 | 372306.4 | 0 | 52954.79 | 0 | 9184.481 | 114330.3 | 0 | 1318541 | 1024.302 | 1316880 | 1678554 | 0 | 0 | 0 | 41862870 | 0 | 41862870 | 418.6287 | 12265.8209 | 0 | 79.2848 | 26.6149 | 44380.3333
MsrNResSpltPkgAC-65to134-S13 | PreNResSpltPkgAC-65to-PEYes | WRf | 2015 | CZ13 | cDXGF | 0 | DXSZCap | 13.5186 | 99998.18 | 3582938 | 3593554.4038 | 372306.4 | 0 | 52954.79 | 0 | 11890.62 | 118542.1 | 0 | 1318938 | 927.8291 | 1317347 | 1708305 | 0 | 0 | 0 | 36233460 | 0 | 36233460 | 362.3346 | 10616.4038 | 0 | 79.2848 | 26.6149 | 44380.3336
MsrNResSpltPkgAC-65to134-S13 | PreNResSpltPkgAC-65to-PEYes | WRf | 2015 | CZ14 | cDXGF | 0 | DXSZCap | 12.9696 | 99998.18 | 3562751 | 3574019.8591 | 372306.4 | 0 | 52954.79 | 0 | 11439.85 | 110197.2 | 0 | 1318795 | 922.1424 | 1317394 | 1697055 | 0 | 0 | 0 | 38460270 | 0 | 38460270 | 384.6027 | 11268.8591 | 0 | 79.2848 | 26.6149 | 44380.3338
MsrNResSpltPkgAC-65to134-S13 | PreNResSpltPkgAC-65to-PEYes | WRf | 2015 | CZ15 | cDXGF | 0 | DXSZCap | 15.3216 | 99998.18 | 3687882 | 3695045.932 | 372306.4 | 0 | 52954.79 | 0 | 20075.37 | 127945 | 0 | 1320409 | 946.4415 | 1319144 | 1794190 | 0 | 0 | 0 | 24450280 | 0 | 24450280 | 244.5028 | 7163.932 | 0 | 79.2848 | 26.6149 | 44380.3341
MsrNResSpltPkgAC-65to134-S13 | PreNResSpltPkgAC-65to-PEYes | WRf | 2015 | CZ16 | cDXGF | 0 | DXSZCap | 10.0171 | 99998.18 | 3372901 | 3389585.8586 | 372306.4 | 0 | 52954.79 | 0 | 4637.744 | 95939.45 | 0 | 1318194 | 1052.223 | 1316280 | 1528867 | 0 | 0 | 0 | 56944910 | 0 | 56944910 | 569.4491 | 16684.8586 | 0 | 79.2848 | 26.6149 | 44380.3344
MsrNResSpltPkgAC-65to134-S13 | PreNResSpltPkgAC-65to-PEYes | WRf | 2017 | CZ01 | cDXGF | 0 | DXSZCap | 9.9295 | 99998.18 | 3417452 | 3433892.7984 | 371531.8 | 0 | 52954.79 | 0 | 1770.142 | 101532.9 | 0 | 1317723 | 709.3119 | 1316007 | 1571934 | 0 | 0 | 0 | 56111950 | 0 | 56111940 | 561.1194 | 16440.7984 | 0 | 79.0666 | 26.6149 | 44380.3346
MsrNResSpltPkgAC-65to134-S13 | PreNResSpltPkgAC-65to-PEYes | WRf | 2017 | CZ02 | cDXGF | 0 | DXSZCap | 12.5707 | 99998.18 | 3475360 | 3488996.3958 | 371531.8 | 0 | 52954.79 | 0 | 6971.705 | 108272.5 | 0 | 1318125 | 831.0838 | 1316656 | 1617504 | 0 | 0 | 0 | 46540600 | 0 | 46540600 | 465.406 | 13636.3958 | 0 | 79.0666 | 26.6149 | 44380.3349
MsrNResSpltPkgAC-65to134-S13 | PreNResSpltPkgAC-65to-PEYes | WRf | 2017 | CZ03 | cDXGF | 0 | DXSZCap | 10.955 | 99998.18 | 3529366 | 3543633.3127 | 371531.8 | 0 | 52954.79 | 0 | 5505.626 | 111023.3 | 0 | 1318063 | 800.7106 | 1316760 | 1670283 | 0 | 0 | 0 | 48693900 | 0 | 48693900 | 486.939 | 14267.3127 | 0 | 79.0666 | 26.6149 | 44380.3352
MsrNResSpltPkgAC-65to134-S13 | PreNResSpltPkgAC-65to-PEYes | WRf | 2017 | CZ04 | cDXGF | 0 | DXSZCap | 12.9764 | 99998.18 | 3537528 | 3550671.1596 | 371531.8 | 0 | 52954.79 | 0 | 8445.859 | 114137.2 | 0 | 1318415 | 1022.957 | 1316881 | 1672038 | 0 | 0 | 0 | 44857200 | 0 | 44857200 | 448.572 | 13143.1596 | 0 | 79.0666 | 26.6149 | 44380.3354
MsrNResSpltPkgAC-65to134-S13 | PreNResSpltPkgAC-65to-PEYes | WRf | 2017 | CZ05 | cDXGF | 0 | DXSZCap | 10.6703 | 99998.18 | 3502966 | 3516686.8208 | 371531.8 | 0 | 52954.79 | 0 | 6588.435 | 109461.4 | 0 | 1318106 | 798.8707 | 1316947 | 1644317 | 0 | 0 | 0 | 46828740 | 0 | 46828740 | 468.2874 | 13720.8208 | 0 | 79.0666 | 26.6149 | 44380.3357
MsrNResSpltPkgAC-65to134-S13 | PreNResSpltPkgAC-65to-PEYes | WRf | 2017 | CZ06 | cDXGF | 0 | DXSZCap | 11.9698 | 99998.18 | 3687363 | 3699695.4315 | 371531.8 | 0 | 52954.79 | 0 | 11198.01 | 128437.8 | 0 | 1318638 | 1064.707 | 1317437 | 1804599 | 0 | 0 | 0 | 42090210 | 0 | 42090210 | 420.9021 | 12332.4315 | 0 | 79.0666 | 26.6149 | 44380.336
MsrNResSpltPkgAC-65to134-S13 | PreNResSpltPkgAC-65to-PEYes | WRf | 2017 | CZ07 | cDXGF | 0 | DXSZCap | 11.5834 | 99998.18 | 3632895 | 3645588.4017 | 371531.8 | 0 | 52954.79 | 0 | 9923.748 | 123134.4 | 0 | 1318627 | 1054.974 | 1317462 | 1756719 | 0 | 0 | 0 | 43322190 | 0 | 43322190 | 433.2219 | 12693.4017 | 0 | 79.0666 | 26.6149 | 44380.3362
MsrNResSpltPkgAC-65to134-S13 | PreNResSpltPkgAC-65to-PEYes | WRf | 2017 | CZ08 | cDXGF | 0 | DXSZCap | 13.5522 | 99998.18 | 3619574 | 3630713.9127 | 371531.8 | 0 | 52954.79 | 0 | 12207.64 | 123299.9 | 0 | 1318775 | 1184.513 | 1317395 | 1740805 | 0 | 0 | 0 | 38020180 | 0 | 38020180 | 380.2018 | 11139.9127 | 0 | 79.0666 | 26.6149 | 44380.3365
MsrNResSpltPkgAC-65to134-S13 | PreNResSpltPkgAC-65to-PEYes | WRf | 2017 | CZ09 | cDXGF | 0 | DXSZCap | 11.6736 | 99998.18 | 3545175 | 3556604.9886 | 371531.8 | 0 | 52954.79 | 0 | 11133.19 | 115565.8 | 0 | 1318890 | 1004.386 | 1317708 | 1675094 | 0 | 0 | 0 | 39010200 | 0 | 39010200 | 390.102 | 11429.9886 | 0 | 79.0666 | 26.6149 | 44380.3368
MsrNResSpltPkgAC-65to134-S13 | PreNResSpltPkgAC-65to-PEYes | WRf | 2017 | CZ10 | cDXGF | 0 | DXSZCap | 12.1777 | 99998.18 | 3558916 | 3569801.9755 | 371531.8 | 0 | 52954.79 | 0 | 12075.2 | 117597.2 | 0 | 1319023 | 1010.11 | 1317800 | 1685730 | 0 | 0 | 0 | 37153500 | 0 | 37153500 | 371.535 | 10885.9755 | 0 | 79.0666 | 26.6149 | 44380.337
MsrNResSpltPkgAC-65to134-S13 | PreNResSpltPkgAC-65to-PEYes | WRf | 2017 | CZ11 | cDXGF | 0 | DXSZCap | 14.2139 | 99998.18 | 3534709 | 3547023.6435 | 371531.8 | 0 | 52954.79 | 0 | 10603.94 | 113626.2 | 0 | 1318966 | 1100.097 | 1317108 | 1667024 | 0 | 0 | 0 | 42029500 | 0 | 42029500 | 420.295 | 12314.6435 | 0 | 79.0666 | 26.6149 | 44380.3373
MsrNResSpltPkgAC-65to134-S13 | PreNResSpltPkgAC-65to-PEYes | WRf | 2017 | CZ12 | cDXGF | 0 | DXSZCap | 12.6018 | 99998.18 | 3517384 | 3530211.3525 | 371531.8 | 0 | 52954.79 | 0 | 9161.107 | 112980.9 | 0 | 1318488 | 1000.692 | 1316920 | 1652266 | 0 | 0 | 0 | 43779360 | 0 | 43779360 | 437.7936 | 12827.3525 | 0 | 79.0666 | 26.6149 | 44380.3376
MsrNResSpltPkgAC-65to134-S13 | PreNResSpltPkgAC-65to-PEYes | WRf | 2017 | CZ13 | cDXGF | 0 | DXSZCap | 13.1627 | 99998.18 | 3550563 | 3561780.0186 | 371531.8 | 0 | 52954.79 | 0 | 11693.61 | 116969.2 | 0 | 1318887 | 951.4317 | 1317332 | 1678523 | 0 | 0 | 0 | 38283340 | 0 | 38283340 | 382.8334 | 11217.0186 | 0 | 79.0666 | 26.6149 | 44380.3378
MsrNResSpltPkgAC-65to134-S13 | PreNResSpltPkgAC-65to-PEYes | WRf | 2017 | CZ14 | cDXGF | 0 | DXSZCap | 12.6454 | 99998.18 | 3532888 | 3544616.1952 | 371531.8 | 0 | 52954.79 | 0 | 11302.16 | 108930.7 | 0 | 1318746 | 924.8595 | 1317335 | 1669420 | 0 | 0 | 0 | 40027970 | 0 | 40027970 | 400.2797 | 11728.1952 | 0 | 79.0666 | 26.6149 | 44380.3381
MsrNResSpltPkgAC-65to134-S13 | PreNResSpltPkgAC-65to-PEYes | WRf | 2017 | CZ15 | cDXGF | 0 | DXSZCap | 14.9422 | 99998.18 | 3649747 | 3657492.5253 | 371531.8 | 0 | 52954.79 | 0 | 19600.69 | 126121.3 | 0 | 1320292 | 957.7497 | 1319036 | 1759247 | 0 | 0 | 0 | 26435240 | 0 | 26435240 | 264.3524 | 7745.5253 | 0 | 79.0666 | 26.6149 | 44380.3384
MsrNResSpltPkgAC-65to134-S13 | PreNResSpltPkgAC-65to-PEYes | WRf | 2017 | CZ16 | cDXGF | 0 | DXSZCap | 9.7871 | 99998.18 | 3350267 | 3367126.9173 | 371531.8 | 0 | 52954.79 | 0 | 4613.422 | 95114.34 | 0 | 1318195 | 1008.953 | 1316276 | 1507853 | 0 | 0 | 0 | 57542380 | 0 | 57542380 | 575.4238 | 16859.9173 | 0 | 79.0666 | 26.6149 | 44380.3386
MsrNResSpltPkgAC-65to134-S13 | PreNResSpltPkgAC-65to-PEYes | WRf | 2020 | CZ01 | cDXGF | 0 | DXSZCap | 9.4835 | 99998.18 | 3246800 | 3263297.45 | 237523.4 | 0 | 52954.79 | 0 | 1615.641 | 100178.8 | 0 | 1317521 | 679.3403 | 1315922 | 1537009 | 0 | 0 | 0 | 56305290 | 0 | 56305290 | 563.0529 | 16497.45 | 0 | 50.7909 | 26.6149 | 44380.3389
MsrNResSpltPkgAC-65to134-S13 | PreNResSpltPkgAC-65to-PEYes | WRf | 2020 | CZ02 | cDXGF | 0 | DXSZCap | 12.1218 | 99998.18 | 3306204 | 3319684.3206 | 237523.4 | 0 | 52954.79 | 0 | 6476.066 | 106835.6 | 0 | 1317875 | 749.6903 | 1316519 | 1584542 | 0 | 0 | 0 | 46007920 | 0 | 46007920 | 460.0792 | 13480.3206 | 0 | 50.7909 | 26.6149 | 44380.3392
MsrNResSpltPkgAC-65to134-S13 | PreNResSpltPkgAC-65to-PEYes | WRf | 2020 | CZ03 | cDXGF | 0 | DXSZCap | 10.5269 | 99998.18 | 3361749 | 3375886.4903 | 237523.4 | 0 | 52954.79 | 0 | 5120.019 | 109569 | 0 | 1317821 | 729.6107 | 1316641 | 1638763 | 0 | 0 | 0 | 48250820 | 0 | 48250820 | 482.5082 | 14137.4903 | 0 | 50.7909 | 26.6149 | 44380.3395
MsrNResSpltPkgAC-65to134-S13 | PreNResSpltPkgAC-65to-PEYes | WRf | 2020 | CZ04 | cDXGF | 0 | DXSZCap | 12.5255 | 99998.18 | 3368790 | 3381808.3416 | 237523.4 | 0 | 52954.79 | 0 | 7878.496 | 112620.4 | 0 | 1318146 | 925.1113 | 1316770 | 1639663 | 0 | 0 | 0 | 44431200 | 0 | 44431200 | 444.312 | 13018.3416 | 0 | 50.7909 | 26.6149 | 44380.3397
MsrNResSpltPkgAC-65to134-S13 | PreNResSpltPkgAC-65to-PEYes | WRf | 2020 | CZ05 | cDXGF | 0 | DXSZCap | 10.2444 | 99998.18 | 3334747 | 3348292.8031 | 237523.4 | 0 | 52954.79 | 0 | 6134.21 | 108017.3 | 0 | 1317851 | 721.9329 | 1316813 | 1612268 | 0 | 0 | 0 | 46231410 | 0 | 46231410 | 462.3141 | 13545.8031 | 0 | 50.7909 | 26.6149 | 44380.34
MsrNResSpltPkgAC-65to134-S13 | PreNResSpltPkgAC-65to-PEYes | WRf | 2020 | CZ06 | cDXGF | 0 | DXSZCap | 11.5321 | 99998.18 | 3517737 | 3529920.0396 | 237523.4 | 0 | 52954.79 | 0 | 10556.55 | 126763.1 | 0 | 1318324 | 947.8478 | 1317306 | 1771614 | 0 | 0 | 0 | 41580340 | 0 | 41580340 | 415.8034 | 12183.0396 | 0 | 50.7909 | 26.6149 | 44380.3403
MsrNResSpltPkgAC-65to134-S13 | PreNResSpltPkgAC-65to-PEYes | WRf | 2020 | CZ07 | cDXGF | 0 | DXSZCap | 11.1564 | 99998.18 | 3465399 | 3477897.2314 | 237523.4 | 0 | 52954.79 | 0 | 9331.244 | 121502.7 | 0 | 1318318 | 938.461 | 1317330 | 1725769 | 0 | 0 | 0 | 42656090 | 0 | 42656080 | 426.5608 | 12498.2314 | 0 | 50.7909 | 26.6149 | 44380.3406
MsrNResSpltPkgAC-65to134-S13 | PreNResSpltPkgAC-65to-PEYes | WRf | 2020 | CZ08 | cDXGF | 0 | DXSZCap | 13.0915 | 99998.18 | 3451555 | 3462569.8721 | 237523.4 | 0 | 52954.79 | 0 | 11475.26 | 121651.7 | 0 | 1318494 | 1082.807 | 1317211 | 1709458 | 0 | 0 | 0 | 37593420 | 0 | 37593420 | 375.9342 | 11014.8721 | 0 | 50.7909 | 26.6149 | 44380.3408
MsrNResSpltPkgAC-65to134-S13 | PreNResSpltPkgAC-65to-PEYes | WRf | 2020 | CZ09 | cDXGF | 0 | DXSZCap | 11.2365 | 99998.18 | 3377522 | 3388948.3495 | 237523.4 | 0 | 52954.79 | 0 | 10459.43 | 114022.8 | 0 | 1318576 | 930.7653 | 1317534 | 1643986 | 0 | 0 | 0 | 38997780 | 0 | 38997780 | 389.9778 | 11426.3495 | 0 | 50.7909 | 26.6149 | 44380.3411
MsrNResSpltPkgAC-65to134-S13 | PreNResSpltPkgAC-65to-PEYes | WRf | 2020 | CZ10 | cDXGF | 0 | DXSZCap | 11.7351 | 99998.18 | 3391244 | 3402117.9127 | 237523.4 | 0 | 52954.79 | 0 | 11352.19 | 116038 | 0 | 1318718 | 943.1717 | 1317590 | 1654655 | 0 | 0 | 0 | 37112330 | 0 | 37112330 | 371.1233 | 10873.9127 | 0 | 50.7909 | 26.6149 | 44380.3414
MsrNResSpltPkgAC-65to134-S13 | PreNResSpltPkgAC-65to-PEYes | WRf | 2020 | CZ11 | cDXGF | 0 | DXSZCap | 13.7343 | 99998.18 | 3365788 | 3378116.3793 | 237523.4 | 0 | 52954.79 | 0 | 9975.589 | 112126.2 | 0 | 1318714 | 1052.611 | 1316940 | 1634495 | 0 | 0 | 0 | 42076380 | 0 | 42076380 | 420.7638 | 12328.3793 | 0 | 50.7909 | 26.6149 | 44380.3416
MsrNResSpltPkgAC-65to134-S13 | PreNResSpltPkgAC-65to-PEYes | WRf | 2020 | CZ12 | cDXGF | 0 | DXSZCap | 12.1472 | 99998.18 | 3348241 | 3360966.7459 | 237523.4 | 0 | 52954.79 | 0 | 8599.046 | 111469.4 | 0 | 1318208 | 912.2186 | 1316758 | 1619487 | 0 | 0 | 0 | 43432580 | 0 | 43432580 | 434.3258 | 12725.7459 | 0 | 50.7909 | 26.6149 | 44380.3419
MsrNResSpltPkgAC-65to134-S13 | PreNResSpltPkgAC-65to-PEYes | WRf | 2020 | CZ13 | cDXGF | 0 | DXSZCap | 12.7008 | 99998.18 | 3380408 | 3391655.1683 | 237523.4 | 0 | 52954.79 | 0 | 11029.37 | 115384.9 | 0 | 1318627 | 911.8644 | 1317142 | 1644887 | 0 | 0 | 0 | 38386240 | 0 | 38386240 | 383.8624 | 11247.1683 | 0 | 50.7909 | 26.6149 | 44380.3422
MsrNResSpltPkgAC-65to134-S13 | PreNResSpltPkgAC-65to-PEYes | WRf | 2020 | CZ14 | cDXGF | 0 | DXSZCap | 12.1977 | 99998.18 | 3364167 | 3375877.583 | 237523.4 | 0 | 52954.79 | 0 | 10637.84 | 107560.7 | 0 | 1318491 | 884.6918 | 1317130 | 1636998 | 0 | 0 | 0 | 39967860 | 0 | 39967860 | 399.6786 | 11710.583 | 0 | 50.7909 | 26.6149 | 44380.3424
MsrNResSpltPkgAC-65to134-S13 | PreNResSpltPkgAC-65to-PEYes | WRf | 2020 | CZ15 | cDXGF | 0 | DXSZCap | 14.4557 | 99998.18 | 3479408 | 3487106.9998 | 237523.4 | 0 | 52954.79 | 0 | 18619.24 | 124489.7 | 0 | 1320002 | 908.9459 | 1318907 | 1725823 | 0 | 0 | 0 | 26276450 | 0 | 26276450 | 262.7645 | 7698.9999 | 0 | 50.7909 | 26.6149 | 44380.3427
MsrNResSpltPkgAC-65to134-S13 | PreNResSpltPkgAC-65to-PEYes | WRf | 2020 | CZ16 | cDXGF | 0 | DXSZCap | 9.3788 | 99998.18 | 3181090 | 3197992.5078 | 237523.4 | 0 | 52954.79 | 0 | 4326.207 | 93905.75 | 0 | 1317939 | 957.1155 | 1316194 | 1474438 | 0 | 0 | 0 | 57687750 | 0 | 57687740 | 576.8774 | 16902.5078 | 0 | 50.7909 | 26.6149 | 44380.343
PreNResSpltPkgAC-65to-PEYes | None | Asm | New | CZ01 | cDXGF | 0 | None | 1 | 100002.1 | 590433.9 |  | 101546.3 | 0 | 373293.5 | 0 | 6842.415 | 0 | 9357.106 | 99395.68 | 81861.84 | 5363.462 | 0 | 0 | 0 | 0 | 4410586000 | 0 | 4410586000 | 44105.86 | 1292301.698 | 0 | 75.7163 | 88.3374 | 2021-07-03 08:15
PreNResSpltPkgAC-65to-PEYes | None | Asm | New | CZ02 | cDXGF | 0 | None | 1 | 100002.1 | 708263.2 |  | 101546.3 | 0 | 373293.5 | 0 | 164928.6 | 0 | 6652.958 | 61842.65 | 20494.94 | 31929.04 | 0 | 0 | 0 | 0 | 1632144000 | 0 | 1632144000 | 16321.44 | 478218.192 | 0 | 75.7163 | 88.3374 | 2021-07-03 08:15
PreNResSpltPkgAC-65to-PEYes | None | Asm | New | CZ03 | cDXGF | 0 | None | 1 | 100002.1 | 611752.6 |  | 101546.3 | 0 | 373293.5 | 0 | 67137.4 | 0 | 4015.965 | 65759.98 | 29531.35 | 20948.17 | 0 | 0 | 0 | 0 | 2182835000 | 0 | 2182835000 | 21828.35 | 639570.655 | 0 | 75.7163 | 88.3374 | 2021-07-03 08:16
PreNResSpltPkgAC-65to-PEYes | None | Asm | New | CZ04 | cDXGF | 0 | None | 1 | 100002.1 | 752747.8 |  | 101546.3 | 0 | 373293.5 | 0 | 210861.8 | 0 | 3767.247 | 63279.7 | 14634.56 | 39123.28 | 0 | 0 | 0 | 0 | 1001825000 | 0 | 1001825000 | 10018.25 | 293534.725 | 0 | 75.7163 | 88.3374 | 2021-07-03 08:17
PreNResSpltPkgAC-65to-PEYes | None | Asm | New | CZ05 | cDXGF | 0 | None | 1 | 100002.1 | 644988.3 |  | 101546.3 | 0 | 373293.5 | 0 | 84037.91 | 0 | 4493.195 | 81618.02 | 34311.27 | 30947.53 | 0 | 0 | 0 | 0 | 1929297000 | 0 | 1929297000 | 19292.97 | 565284.021 | 0 | 75.7163 | 88.3374 | 2021-07-03 08:17
PreNResSpltPkgAC-65to-PEYes | None | Asm | New | CZ06 | cDXGF | 0 | None | 1 | 100002.1 | 746951.4 |  | 101546.3 | 0 | 373293.5 | 0 | 199093.9 | 0 | 1634.43 | 71383.89 | 15082.76 | 43195.53 | 0 | 0 | 0 | 0 | 829582800 | 0 | 829582800 | 8295.828 | 243067.7604 | 0 | 75.7163 | 88.3374 | 2021-07-03 08:18
PreNResSpltPkgAC-65to-PEYes | None | Asm | New | CZ07 | cDXGF | 0 | None | 1 | 100002.1 | 705629.3 |  | 101546.3 | 0 | 373293.5 | 0 | 160258.4 | 0 | 788.2017 | 69743.52 | 14664.95 | 40119 | 0 | 0 | 0 | 0 | 733830500 | 0 | 733830500 | 7338.305 | 215012.3365 | 0 | 75.7163 | 88.3374 | 2021-07-03 08:19
PreNResSpltPkgAC-65to-PEYes | None | Asm | New | CZ08 | cDXGF | 0 | None | 1 | 100002.1 | 822604.8 |  | 101546.3 | 0 | 373293.5 | 0 | 275804 | 0 | 1694.775 | 70267.06 | 11751.1 | 48440.12 | 0 | 0 | 0 | 0 | 689126300 | 0 | 689126300 | 6891.263 | 201914.0059 | 0 | 75.7163 | 88.3374 | 2021-07-03 08:20
PreNResSpltPkgAC-65to-PEYes | None | Asm | New | CZ09 | cDXGF | 0 | None | 1 | 100002.1 | 840305.6 |  | 101546.3 | 0 | 373293.5 | 0 | 272970.5 | 0 | 3165.253 | 89330.75 | 15305.63 | 58019.55 | 0 | 0 | 0 | 0 | 645934800 | 0 | 645934800 | 6459.348 | 189258.8964 | 0 | 75.7163 | 88.3374 | 2021-07-03 08:20
PreNResSpltPkgAC-65to-PEYes | None | Asm | New | CZ10 | cDXGF | 0 | None | 1 | 100002.1 | 877843.6 |  | 101546.3 | 0 | 373293.5 | 0 | 315042.9 | 0 | 4184.226 | 83777.57 | 15458.51 | 56803.63 | 0 | 0 | 0 | 0 | 885079200 | 0 | 885079200 | 8850.792 | 259328.2056 | 0 | 75.7163 | 88.3374 | 2021-07-03 08:21
PreNResSpltPkgAC-65to-PEYes | None | Asm | New | CZ11 | cDXGF | 0 | None | 1 | 100002.1 | 882730.3 |  | 101546.3 | 0 | 373293.5 | 0 | 310708.1 | 0 | 8230.555 | 88953.01 | 24519.57 | 52428.58 | 0 | 0 | 0 | 0 | 1482935000 | 0 | 1482935000 | 14829.35 | 434499.955 | 0 | 75.7163 | 88.3374 | 2021-07-03 08:22
PreNResSpltPkgAC-65to-PEYes | None | Asm | New | CZ12 | cDXGF | 0 | None | 1 | 100002.1 | 807029.4 |  | 101546.3 | 0 | 373293.5 | 0 | 242556.9 | 0 | 6888.418 | 82745.03 | 24169.17 | 47616.13 | 0 | 0 | 0 | 0 | 1725296000 | 0 | 1725296000 | 17252.96 | 505511.728 | 0 | 75.7163 | 88.3374 | 2021-07-03 08:22
PreNResSpltPkgAC-65to-PEYes | None | Asm | New | CZ13 | cDXGF | 0 | None | 1 | 100002.1 | 925968 |  | 101546.3 | 0 | 373293.5 | 0 | 351270.5 | 0 | 7318.314 | 92540.2 | 21797.24 | 59346.24 | 0 | 0 | 0 | 0 | 1273550000 | 0 | 1273550000 | 12735.5 | 373150.15 | 0 | 75.7163 | 88.3374 | 2021-07-03 08:23
PreNResSpltPkgAC-65to-PEYes | None | Asm | New | CZ14 | cDXGF | 0 | None | 1 | 100002.1 | 871801.3 |  | 101546.3 | 0 | 373293.5 | 0 | 298720.6 | 0 | 8730.592 | 89511.3 | 21947.41 | 54192.36 | 0 | 0 | 0 | 0 | 1265177000 | 0 | 1265177000 | 12651.77 | 370696.861 | 0 | 75.7163 | 88.3374 | 2021-07-03 08:24
PreNResSpltPkgAC-65to-PEYes | None | Asm | New | CZ15 | cDXGF | 0 | None | 1 | 100002.1 | 1199208 |  | 101546.3 | 0 | 373293.5 | 0 | 602317.6 | 0 | 2488.27 | 119563 | 7941.429 | 96018.67 | 0 | 0 | 0 | 0 | 213422600 | 0 | 213422600 | 2134.226 | 62532.8218 | 0 | 75.7163 | 88.3374 | 2021-07-03 08:25
PreNResSpltPkgAC-65to-PEYes | None | Asm | New | CZ16 | cDXGF | 0 | None | 1 | 100002.1 | 647174.2 |  | 101546.3 | 0 | 373293.5 | 0 | 91017.27 | 0 | 11930.62 | 69387.19 | 35760.81 | 24073.38 | 0 | 0 | 0 | 0 | 4564433000 | 0 | 4564433000 | 45644.33 | 1337378.869 | 0 | 75.7163 | 88.3374 | 2021-07-03 08:25
PreNResSpltPkgAC-65to-PEYes | None | ECC | New | CZ01 | cDXGF | 0 | None | 1 | 299999.6 | 1524513 |  | 498675.5 | 0 | 838537.6 | 0 | 24034.96 | 0 | 22360.33 | 140903.9 | 72211.9 | 15941.77 | 0 | 0 | 0 | 0 | 4123361000 | 9738741 | 4113624000 | 41136.24 | 1205291.832 | 0 | 213.3853 | 304.5976 | 2021-07-03 08:26
PreNResSpltPkgAC-65to-PEYes | None | ECC | New | CZ02 | cDXGF | 0 | None | 1 | 299999.6 | 1759796 |  | 498675.5 | 0 | 838537.6 | 0 | 257498.1 | 0 | 16047.1 | 149036.8 | 32819.14 | 77533.18 | 0 | 0 | 0 | 0 | 2025557000 | 9738741 | 2015818000 | 20158.18 | 590634.674 | 0 | 213.3853 | 304.5976 | 2021-07-03 08:27
PreNResSpltPkgAC-65to-PEYes | None | ECC | New | CZ03 | cDXGF | 0 | None | 1 | 299999.6 | 1650990 |  | 498675.5 | 0 | 838537.6 | 0 | 146189.7 | 0 | 9790.455 | 157795.3 | 35266.53 | 64900.58 | 0 | 0 | 0 | 0 | 1688743000 | 9738741 | 1679004000 | 16790.04 | 491948.172 | 0 | 213.3853 | 304.5976 | 2021-07-03 08:28
PreNResSpltPkgAC-65to-PEYes | None | ECC | New | CZ04 | cDXGF | 0 | None | 1 | 299999.6 | 1842134 |  | 498675.5 | 0 | 838537.6 | 0 | 338194.4 | 0 | 9241.047 | 157484.2 | 22919.29 | 98825.99 | 0 | 0 | 0 | 0 | 1184481000 | 9738741 | 1174742000 | 11747.42 | 344199.406 | 0 | 213.3853 | 304.5976 | 2021-07-03 08:28
PreNResSpltPkgAC-65to-PEYes | None | ECC | New | CZ05 | cDXGF | 0 | None | 1 | 299999.6 | 1692668 |  | 498675.5 | 0 | 838537.6 | 0 | 186094.1 | 0 | 11008.14 | 158351.7 | 30674.28 | 74206.2 | 0 | 0 | 0 | 0 | 1367964000 | 9738741 | 1358225000 | 13582.25 | 397959.925 | 0 | 213.3853 | 304.5976 | 2021-07-03 08:29
PreNResSpltPkgAC-65to-PEYes | None | ECC | New | CZ06 | cDXGF | 0 | None | 1 | 299999.6 | 1928031 |  | 498675.5 | 0 | 838537.6 | 0 | 418575.1 | 0 | 3939.904 | 168301.9 | 12989.89 | 117539.1 | 0 | 0 | 0 | 0 | 460708800 | 9738741 | 450970200 | 4509.702 | 132134.2686 | 0 | 213.3853 | 304.5976 | 2021-07-03 08:30
PreNResSpltPkgAC-65to-PEYes | None | ECC | New | CZ07 | cDXGF | 0 | None | 1 | 299999.6 | 1863661 |  | 498675.5 | 0 | 838537.6 | 0 | 354735.3 | 0 | 1933.872 | 169777.8 | 12101.3 | 114208.2 | 0 | 0 | 0 | 0 | 362466900 | 9738741 | 352728400 | 3527.284 | 103349.4212 | 0 | 213.3853 | 304.5976 | 2021-07-03 08:31
PreNResSpltPkgAC-65to-PEYes | None | ECC | New | CZ08 | cDXGF | 0 | None | 1 | 299999.6 | 2053874 |  | 498675.5 | 0 | 838537.6 | 0 | 542239.1 | 0 | 4120.325 | 170299.5 | 9637.772 | 129579.2 | 0 | 0 | 0 | 0 | 331050800 | 9738741 | 321312100 | 3213.121 | 94144.4453 | 0 | 213.3853 | 304.5976 | 2021-07-03 08:31
PreNResSpltPkgAC-65to-PEYes | None | ECC | New | CZ09 | cDXGF | 0 | None | 1 | 299999.6 | 2040771 |  | 498675.5 | 0 | 838537.6 | 0 | 498714.3 | 0 | 7297.334 | 197545.3 | 15361.75 | 131953.1 | 0 | 0 | 0 | 0 | 494151600 | 9738741 | 484412700 | 4844.127 | 141932.9211 | 0 | 213.3853 | 304.5976 | 2021-07-03 08:32
PreNResSpltPkgAC-65to-PEYes | None | ECC | New | CZ10 | cDXGF | 0 | None | 1 | 299999.6 | 2098762 |  | 498675.5 | 0 | 838537.6 | 0 | 564217.3 | 0 | 9784.025 | 187547 | 17606.08 | 131018.7 | 0 | 0 | 0 | 0 | 722442500 | 9738741 | 712703700 | 7127.037 | 208822.1841 | 0 | 213.3853 | 304.5976 | 2021-07-03 08:33
PreNResSpltPkgAC-65to-PEYes | None | ECC | New | CZ11 | cDXGF | 0 | None | 1 | 299999.6 | 2042467 |  | 498675.5 | 0 | 838537.6 | 0 | 505063.1 | 0 | 17132.53 | 183057.5 | 30783.55 | 112815.4 | 0 | 0 | 0 | 0 | 1625914000 | 9738741 | 1616174000 | 16161.74 | 473538.982 | 0 | 213.3853 | 304.5976 | 2021-07-03 08:34
PreNResSpltPkgAC-65to-PEYes | None | ECC | New | CZ12 | cDXGF | 0 | None | 1 | 299999.6 | 1929017 |  | 498675.5 | 0 | 838537.6 | 0 | 405345.8 | 0 | 14507.58 | 171949 | 28183.09 | 106651.7 | 0 | 0 | 0 | 0 | 1686000000 | 9738741 | 1676261000 | 16762.61 | 491144.473 | 0 | 213.3853 | 304.5976 | 2021-07-03 08:35
PreNResSpltPkgAC-65to-PEYes | None | ECC | New | CZ13 | cDXGF | 0 | None | 1 | 299999.6 | 2134657 |  | 498675.5 | 0 | 838537.6 | 0 | 588101.7 | 0 | 15406.22 | 193934 | 25521 | 132313 | 0 | 0 | 0 | 0 | 1323752000 | 9738741 | 1314014000 | 13140.14 | 385006.102 | 0 | 213.3853 | 304.5976 | 2021-07-03 08:35
PreNResSpltPkgAC-65to-PEYes | None | ECC | New | CZ14 | cDXGF | 0 | None | 1 | 299999.6 | 2057312 |  | 498675.5 | 0 | 838537.6 | 0 | 509620.7 | 0 | 19244.55 | 191232.7 | 27489.63 | 121204.9 | 0 | 0 | 0 | 0 | 1312206000 | 9738741 | 1302467000 | 13024.67 | 381622.831 | 0 | 213.3853 | 304.5976 | 2021-07-03 08:36
PreNResSpltPkgAC-65to-PEYes | None | ECC | New | CZ15 | cDXGF | 0 | None | 1 | 299999.6 | 2683585 |  | 498675.5 | 0 | 838537.6 | 0 | 1083989 | 0 | 5526.88 | 256854 | 6487.566 | 211956.2 | 0 | 0 | 0 | 0 | 133375000 | 9738741 | 123636200 | 1236.362 | 36225.4066 | 0 | 213.3853 | 304.5976 | 2021-07-03 08:37
PreNResSpltPkgAC-65to-PEYes | None | ECC | New | CZ16 | cDXGF | 0 | None | 1 | 299999.6 | 1698592 |  | 498675.5 | 0 | 838537.6 | 0 | 162219.2 | 0 | 29613.33 | 169545.3 | 59729.38 | 66429.03 | 0 | 0 | 0 | 0 | 4370324000 | 9738741 | 4360583000 | 43605.83 | 1277650.819 | 0 | 213.3853 | 304.5976 | 2021-07-03 08:38
PreNResSpltPkgAC-65to-PEYes | None | EPr | New | CZ01 | cDXGF | 0 | None | 1 | 50000.14 | 168373.3 |  | 48511.89 | 0 | 98033.33 | 0 | 2135.071 | 0 | 3379.005 | 16314.09 | 11978.24 | 1335.707 | 0 | 0 | 0 | 0 | 880797900 | 1761412 | 879036000 | 8790.36 | 257557.548 | 0 | 34.7432 | 53.8851 | 2021-07-03 08:38
PreNResSpltPkgAC-65to-PEYes | None | EPr | New | CZ02 | cDXGF | 0 | None | 1 | 50000.14 | 189901.3 |  | 48511.89 | 0 | 98033.33 | 0 | 25022.61 | 0 | 2394.514 | 15939.06 | 5395.524 | 7765.695 | 0 | 0 | 0 | 0 | 368505200 | 1761412 | 366743900 | 3667.439 | 107455.9627 | 0 | 34.7432 | 53.8851 | 2021-07-03 08:39
PreNResSpltPkgAC-65to-PEYes | None | EPr | New | CZ03 | cDXGF | 0 | None | 1 | 50000.14 | 180666.8 |  | 48511.89 | 0 | 98033.33 | 0 | 14414.54 | 0 | 1499.283 | 18207.9 | 7580.813 | 6323.31 | 0 | 0 | 0 | 0 | 399156400 | 1761412 | 397395000 | 3973.95 | 116436.735 | 0 | 34.7432 | 53.8851 | 2021-07-03 08:40
PreNResSpltPkgAC-65to-PEYes | None | EPr | New | CZ04 | cDXGF | 0 | None | 1 | 50000.14 | 198390.7 |  | 48511.89 | 0 | 98033.33 | 0 | 33305.25 | 0 | 1420.749 | 17119.63 | 4032.443 | 9916.384 | 0 | 0 | 0 | 0 | 223627800 | 1761412 | 221866200 | 2218.662 | 65006.7966 | 0 | 34.7432 | 53.8851 | 2021-07-03 08:40
PreNResSpltPkgAC-65to-PEYes | None | EPr | New | CZ05 | cDXGF | 0 | None | 1 | 50000.14 | 187480.6 |  | 48511.89 | 0 | 98033.33 | 0 | 20008.71 | 0 | 1691.042 | 19235.68 | 7337.967 | 7667.325 | 0 | 0 | 0 | 0 | 333401100 | 1761412 | 331639600 | 3316.396 | 97170.4028 | 0 | 34.7432 | 53.8851 | 2021-07-03 08:41
PreNResSpltPkgAC-65to-PEYes | None | EPr | New | CZ06 | cDXGF | 0 | None | 1 | 50000.14 | 208108.7 |  | 48511.89 | 0 | 98033.33 | 0 | 40914.68 | 0 | 626.8784 | 20022.11 | 3870.375 | 12047.06 | 0 | 0 | 0 | 0 | 139925500 | 1761412 | 138164000 | 1381.64 | 40482.052 | 0 | 34.7432 | 53.8851 | 2021-07-03 08:41
PreNResSpltPkgAC-65to-PEYes | None | EPr | New | CZ07 | cDXGF | 0 | None | 1 | 50000.14 | 199340.1 |  | 48511.89 | 0 | 98033.33 | 0 | 32661.96 | 0 | 306.1391 | 19826.96 | 4148.683 | 11140.25 | 0 | 0 | 0 | 0 | 133483600 | 1761412 | 131722100 | 1317.221 | 38594.5753 | 0 | 34.7432 | 53.8851 | 2021-07-03 08:42
PreNResSpltPkgAC-65to-PEYes | None | EPr | New | CZ08 | cDXGF | 0 | None | 1 | 50000.14 | 222013.5 |  | 48511.89 | 0 | 98033.33 | 0 | 55011.89 | 0 | 678.2169 | 19778.3 | 2574.999 | 13817.07 | 0 | 0 | 0 | 0 | 96996010 | 1761412 | 95234670 | 952.3467 | 27903.7583 | 0 | 34.7432 | 53.8851 | 2021-07-03 08:43
PreNResSpltPkgAC-65to-PEYes | None | EPr | New | CZ09 | cDXGF | 0 | None | 1 | 50000.14 | 221508.1 |  | 48511.89 | 0 | 98033.33 | 0 | 49972.56 | 0 | 1213.193 | 23777.35 | 3962.096 | 14541.26 | 0 | 0 | 0 | 0 | 121645900 | 1761412 | 119884500 | 1198.845 | 35126.1585 | 0 | 34.7432 | 53.8851 | 2021-07-03 08:43
PreNResSpltPkgAC-65to-PEYes | None | EPr | New | CZ10 | cDXGF | 0 | None | 1 | 50000.14 | 228384.6 |  | 48511.89 | 0 | 98033.33 | 0 | 58146.5 | 0 | 1606.591 | 22086.43 | 3631.328 | 14571.29 | 0 | 0 | 0 | 0 | 141104800 | 1761412 | 139343200 | 1393.432 | 40827.5576 | 0 | 34.7432 | 53.8851 | 2021-07-03 08:44
PreNResSpltPkgAC-65to-PEYes | None | EPr | New | CZ11 | cDXGF | 0 | None | 1 | 50000.14 | 223200.1 |  | 48511.89 | 0 | 98033.33 | 0 | 51718.45 | 0 | 2871.128 | 22065.38 | 6441.069 | 11991.2 | 0 | 0 | 0 | 0 | 344686800 | 1761412 | 342925600 | 3429.256 | 100477.2008 | 0 | 34.7432 | 53.8851 | 2021-07-03 08:45
PreNResSpltPkgAC-65to-PEYes | None | EPr | New | CZ12 | cDXGF | 0 | None | 1 | 50000.14 | 207197.9 |  | 48511.89 | 0 | 98033.33 | 0 | 39179.13 | 0 | 2275.831 | 19197.79 | 5141.371 | 10887.43 | 0 | 0 | 0 | 0 | 312344100 | 1761412 | 310582700 | 3105.827 | 91000.7311 | 0 | 34.7432 | 53.8851 | 2021-07-03 08:45
PreNResSpltPkgAC-65to-PEYes | None | EPr | New | CZ13 | cDXGF | 0 | None | 1 | 50000.14 | 232344.6 |  | 48511.89 | 0 | 98033.33 | 0 | 59915.97 | 0 | 2587.317 | 23296.19 | 5332.75 | 14202.24 | 0 | 0 | 0 | 0 | 275205900 | 1761412 | 273444400 | 2734.444 | 80119.2092 | 0 | 34.7432 | 53.8851 | 2021-07-03 08:46
PreNResSpltPkgAC-65to-PEYes | None | EPr | New | CZ14 | cDXGF | 0 | None | 1 | 50000.14 | 226207 |  | 48511.89 | 0 | 98033.33 | 0 | 52629.95 | 0 | 3300.791 | 23731.19 | 5956.514 | 13308.12 | 0 | 0 | 0 | 0 | 294990100 | 1761412 | 293228500 | 2932.285 | 85915.9505 | 0 | 34.7432 | 53.8851 | 2021-07-03 08:46
PreNResSpltPkgAC-65to-PEYes | None | EPr | New | CZ15 | cDXGF | 0 | None | 1 | 50000.14 | 306270 |  | 48511.89 | 0 | 98033.33 | 0 | 127275.8 | 0 | 991.6392 | 31457.51 | 1750.521 | 25386.55 | 0 | 0 | 0 | 0 | 46110440 | 1761412 | 44349180 | 443.4918 | 12994.3097 | 0 | 34.7432 | 53.8851 | 2021-07-03 08:47
PreNResSpltPkgAC-65to-PEYes | None | EPr | New | CZ16 | cDXGF | 0 | None | 1 | 50000.14 | 183794 |  | 48511.89 | 0 | 98033.33 | 0 | 13734.33 | 0 | 4533.187 | 18981.38 | 10610.08 | 5550.25 | 0 | 0 | 0 | 0 | 997158100 | 1761412 | 995396700 | 9953.967 | 291651.2331 | 0 | 34.7432 | 53.8851 | 2021-07-03 08:48
PreNResSpltPkgAC-65to-PEYes | None | ERC | New | CZ01 | cDXGF | 0 | None | 1 | 1920.017 | 6041.002 |  | 1538.168 | 0 | 3720.005 | 0 | 128.2695 | 0 | 149.1873 | 505.3832 | 340.9091 | 70.1235 | 0 | 0 | 0 | 0 | 59225440 | 0 | 59225440 | 592.2544 | 17353.0539 | 0 | 1.344 | 1.92 | 2021-07-03 08:48
PreNResSpltPkgAC-65to-PEYes | None | ERC | New | CZ02 | cDXGF | 0 | None | 1 | 1920.017 | 7057.257 |  | 1538.168 | 0 | 3720.005 | 0 | 1118.363 | 0 | 117.7222 | 563.0101 | 214.2817 | 278.8954 | 0 | 0 | 0 | 0 | 34468960 | 0 | 34468960 | 344.6896 | 10099.4053 | 0 | 1.344 | 1.92 | 2021-07-03 08:48
PreNResSpltPkgAC-65to-PEYes | None | ERC | New | CZ03 | cDXGF | 0 | None | 1 | 1920.017 | 6610.903 |  | 1538.168 | 0 | 3720.005 | 0 | 711.7264 | 0 | 69.843 | 571.1715 | 220.9111 | 251.9885 | 0 | 0 | 0 | 0 | 30734060 | 0 | 30734060 | 307.3406 | 9005.0796 | 0 | 1.344 | 1.92 | 2021-07-03 08:49
PreNResSpltPkgAC-65to-PEYes | None | ERC | New | CZ04 | cDXGF | 0 | None | 1 | 1920.017 | 7396.146 |  | 1538.168 | 0 | 3720.005 | 0 | 1475.383 | 0 | 70.5001 | 592.0985 | 154.9354 | 354.6099 | 0 | 0 | 0 | 0 | 21818920 | 0 | 21818920 | 218.1892 | 6392.9436 | 0 | 1.344 | 1.92 | 2021-07-03 08:49
PreNResSpltPkgAC-65to-PEYes | None | ERC | New | CZ05 | cDXGF | 0 | None | 1 | 1920.017 | 6960.282 |  | 1538.168 | 0 | 3720.005 | 0 | 1075.608 | 0 | 75.9068 | 550.6041 | 179.431 | 296.0728 | 0 | 0 | 0 | 0 | 29064750 | 0 | 29064750 | 290.6475 | 8515.9717 | 0 | 1.344 | 1.92 | 2021-07-03 08:50
PreNResSpltPkgAC-65to-PEYes | None | ERC | New | CZ06 | cDXGF | 0 | None | 1 | 1920.017 | 7811.057 |  | 1538.168 | 0 | 3720.005 | 0 | 1917.169 | 0 | 28.9946 | 606.7288 | 102.1094 | 430.3384 | 0 | 0 | 0 | 0 | 12553340 | 0 | 12553340 | 125.5334 | 3678.1286 | 0 | 1.344 | 1.92 | 2021-07-03 08:50
PreNResSpltPkgAC-65to-PEYes | None | ERC | New | CZ07 | cDXGF | 0 | None | 1 | 1920.017 | 7374.171 |  | 1538.168 | 0 | 3720.005 | 0 | 1519.925 | 0 | 13.8605 | 582.2228 | 100.7654 | 400.015 | 0 | 0 | 0 | 0 | 10582310 | 0 | 10582310 | 105.8231 | 3100.6168 | 0 | 1.344 | 1.92 | 2021-07-03 08:50
PreNResSpltPkgAC-65to-PEYes | None | ERC | New | CZ08 | cDXGF | 0 | None | 1 | 1920.017 | 8492.495 |  | 1538.168 | 0 | 3720.005 | 0 | 2555.289 | 0 | 32.1551 | 646.8885 | 92.1085 | 485.4909 | 0 | 0 | 0 | 0 | 11855760 | 0 | 11855760 | 118.5576 | 3473.7377 | 0 | 1.344 | 1.92 | 2021-07-03 08:51
PreNResSpltPkgAC-65to-PEYes | None | ERC | New | CZ09 | cDXGF | 0 | None | 1 | 1920.017 | 8318.714 |  | 1538.168 | 0 | 3720.005 | 0 | 2247.369 | 0 | 58.6943 | 754.4878 | 120.1121 | 495.4258 | 0 | 0 | 0 | 0 | 11994920 | 0 | 11994920 | 119.9492 | 3514.5116 | 0 | 1.344 | 1.92 | 2021-07-03 08:51
PreNResSpltPkgAC-65to-PEYes | None | ERC | New | CZ10 | cDXGF | 0 | None | 1 | 1920.017 | 8751.745 |  | 1538.168 | 0 | 3720.005 | 0 | 2693.372 | 0 | 76.8369 | 723.3723 | 119.5827 | 508.2259 | 0 | 0 | 0 | 0 | 14682980 | 0 | 14682980 | 146.8298 | 4302.1131 | 0 | 1.344 | 1.92 | 2021-07-03 08:52
PreNResSpltPkgAC-65to-PEYes | None | ERC | New | CZ11 | cDXGF | 0 | None | 1 | 1920.017 | 8582.183 |  | 1538.168 | 0 | 3720.005 | 0 | 2428.459 | 0 | 138.5458 | 757.0176 | 222.5703 | 433.6832 | 0 | 0 | 0 | 0 | 28804650 | 0 | 28804650 | 288.0465 | 8439.7625 | 0 | 1.344 | 1.92 | 2021-07-03 08:52
PreNResSpltPkgAC-65to-PEYes | None | ERC | New | CZ12 | cDXGF | 0 | None | 1 | 1920.017 | 7814.93 |  | 1538.168 | 0 | 3720.005 | 0 | 1773.462 | 0 | 112.1055 | 671.202 | 199.9261 | 391.4436 | 0 | 0 | 0 | 0 | 28584920 | 0 | 28584920 | 285.8492 | 8375.3816 | 0 | 1.344 | 1.92 | 2021-07-03 08:53
PreNResSpltPkgAC-65to-PEYes | None | ERC | New | CZ13 | cDXGF | 0 | None | 1 | 1920.017 | 9106.262 |  | 1538.168 | 0 | 3720.005 | 0 | 2905.49 | 0 | 125.9629 | 816.6503 | 196.1204 | 522.5938 | 0 | 0 | 0 | 0 | 24692950 | 0 | 24692950 | 246.9295 | 7235.0343 | 0 | 1.344 | 1.92 | 2021-07-03 08:53
PreNResSpltPkgAC-65to-PEYes | None | ERC | New | CZ14 | cDXGF | 0 | None | 1 | 1920.017 | 8781.482 |  | 1538.168 | 0 | 3720.005 | 0 | 2554.632 | 0 | 160.1031 | 808.5875 | 200.1942 | 491.6536 | 0 | 0 | 0 | 0 | 27089120 | 0 | 27089120 | 270.8912 | 7937.1122 | 0 | 1.344 | 1.92 | 2021-07-03 08:53
PreNResSpltPkgAC-65to-PEYes | None | ERC | New | CZ15 | cDXGF | 0 | None | 1 | 1920.017 | 12600.48 |  | 1538.168 | 0 | 3720.005 | 0 | 6166.559 | 0 | 46.3152 | 1129.447 | 62.1209 | 940.0733 | 0 | 0 | 0 | 0 | 4157862 | 0 | 4157862 | 41.5786 | 1218.2536 | 0 | 1.344 | 1.92 | 2021-07-03 08:54
PreNResSpltPkgAC-65to-PEYes | None | ERC | New | CZ16 | cDXGF | 0 | None | 1 | 1920.017 | 6688.352 |  | 1538.168 | 0 | 3720.005 | 0 | 613.7562 | 0 | 205.7423 | 610.6882 | 342.9464 | 200.8165 | 0 | 0 | 0 | 0 | 63428040 | 0 | 63428040 | 634.2804 | 18584.4157 | 0 | 1.344 | 1.92 | 2021-07-03 08:54
PreNResSpltPkgAC-65to-PEYes | None | ESe | New | CZ01 | cDXGF | 0 | None | 1 | 149998.6 | 550685.8 |  | 195048.5 | 0 | 287781.7 | 0 | 8130.582 | 0 | 10754.29 | 48971.17 | 29466.68 | 5146.208 | 0 | 0 | 0 | 0 | 2416889000 | 2641667 | 2414247000 | 24142.47 | 707374.371 | 0 | 101.1762 | 150.6356 | 2021-07-03 08:55
PreNResSpltPkgAC-65to-PEYes | None | ESe | New | CZ02 | cDXGF | 0 | None | 1 | 149998.6 | 628269.3 |  | 195048.5 | 0 | 287781.7 | 0 | 83757.55 | 0 | 8005.105 | 53677.28 | 17291.28 | 24559.98 | 0 | 0 | 0 | 0 | 1282443000 | 2641667 | 1279801000 | 12798.01 | 374981.693 | 0 | 101.1762 | 150.6356 | 2021-07-03 08:56
PreNResSpltPkgAC-65to-PEYes | None | ESe | New | CZ03 | cDXGF | 0 | None | 1 | 149998.6 | 592564.9 |  | 195048.5 | 0 | 287781.7 | 0 | 48897.91 | 0 | 4779.216 | 56058.22 | 17863 | 20625.93 | 0 | 0 | 0 | 0 | 1160134000 | 2641667 | 1157493000 | 11574.93 | 339145.449 | 0 | 101.1762 | 150.6356 | 2021-07-03 08:56
PreNResSpltPkgAC-65to-PEYes | None | ESe | New | CZ04 | cDXGF | 0 | None | 1 | 149998.6 | 658154.1 |  | 195048.5 | 0 | 287781.7 | 0 | 113476.5 | 0 | 4657.345 | 57190.65 | 12689.26 | 31735.45 | 0 | 0 | 0 | 0 | 809373500 | 2641667 | 806731300 | 8067.313 | 236372.2709 | 0 | 101.1762 | 150.6356 | 2021-07-03 08:57
PreNResSpltPkgAC-65to-PEYes | None | ESe | New | CZ05 | cDXGF | 0 | None | 1 | 149998.6 | 609685.9 |  | 195048.5 | 0 | 287781.7 | 0 | 67019.99 | 0 | 5326.44 | 54509.83 | 14424.83 | 23984.77 | 0 | 0 | 0 | 0 | 974358400 | 2641667 | 971715600 | 9717.156 | 284712.6708 | 0 | 101.1762 | 150.6356 | 2021-07-03 08:58
PreNResSpltPkgAC-65to-PEYes | None | ESe | New | CZ06 | cDXGF | 0 | None | 1 | 149998.6 | 682562.4 |  | 195048.5 | 0 | 287781.7 | 0 | 136424.5 | 0 | 1965.025 | 61343.25 | 8560.823 | 37470.09 | 0 | 0 | 0 | 0 | 408551300 | 2641667 | 405910000 | 4059.1 | 118931.63 | 0 | 101.1762 | 150.6356 | 2021-07-03 08:59
PreNResSpltPkgAC-65to-PEYes | None | ESe | New | CZ07 | cDXGF | 0 | None | 1 | 149998.6 | 659374.4 |  | 195048.5 | 0 | 287781.7 | 0 | 114536.2 | 0 | 958.9366 | 61050.03 | 8012.707 | 36246.93 | 0 | 0 | 0 | 0 | 348342000 | 2641667 | 345700400 | 3457.004 | 101290.2172 | 0 | 101.1762 | 150.6356 | 2021-07-03 08:59
PreNResSpltPkgAC-65to-PEYes | None | ESe | New | CZ08 | cDXGF | 0 | None | 1 | 149998.6 | 742196.1 |  | 195048.5 | 0 | 287781.7 | 0 | 192620.9 | 0 | 2112.967 | 64632.74 | 6885.015 | 44975.26 | 0 | 0 | 0 | 0 | 287783500 | 2641667 | 285141800 | 2851.418 | 83546.5474 | 0 | 101.1762 | 150.6356 | 2021-07-03 09:00
PreNResSpltPkgAC-65to-PEYes | None | ESe | New | CZ09 | cDXGF | 0 | None | 1 | 149998.6 | 736014.6 |  | 195048.5 | 0 | 287781.7 | 0 | 173547.7 | 0 | 3793.822 | 75843.47 | 10587.23 | 45339.27 | 0 | 0 | 0 | 0 | 404600000 | 2641667 | 401959100 | 4019.591 | 117774.0163 | 0 | 101.1762 | 150.6356 | 2021-07-03 09:01
PreNResSpltPkgAC-65to-PEYes | None | ESe | New | CZ10 | cDXGF | 0 | None | 1 | 149998.6 | 762292.9 |  | 195048.5 | 0 | 287781.7 | 0 | 202483.4 | 0 | 5035.204 | 71944.88 | 10851.1 | 45928.52 | 0 | 0 | 0 | 0 | 521140300 | 2641667 | 518499000 | 5184.99 | 151920.207 | 0 | 101.1762 | 150.6356 | 2021-07-03 09:02
PreNResSpltPkgAC-65to-PEYes | None | ESe | New | CZ11 | cDXGF | 0 | None | 1 | 149998.6 | 738038.1 |  | 195048.5 | 0 | 287781.7 | 0 | 176254.6 | 0 | 8781.26 | 70172.51 | 17772.34 | 37987.72 | 0 | 0 | 0 | 0 | 1074653000 | 2641667 | 1072012000 | 10720.12 | 314099.516 | 0 | 101.1762 | 150.6356 | 2021-07-03 09:02
PreNResSpltPkgAC-65to-PEYes | None | ESe | New | CZ12 | cDXGF | 0 | None | 1 | 149998.6 | 689672 |  | 195048.5 | 0 | 287781.7 | 0 | 135405 | 0 | 7288.375 | 64149.23 | 15945.21 | 35071.08 | 0 | 0 | 0 | 0 | 1102371000 | 2641667 | 1099730000 | 10997.3 | 322220.89 | 0 | 101.1762 | 150.6356 | 2021-07-03 09:03
PreNResSpltPkgAC-65to-PEYes | None | ESe | New | CZ13 | cDXGF | 0 | None | 1 | 149998.6 | 772028.7 |  | 195048.5 | 0 | 287781.7 | 0 | 206265.5 | 0 | 7896.664 | 75037.16 | 14876.07 | 45750.62 | 0 | 0 | 0 | 0 | 881125400 | 2641667 | 878484900 | 8784.849 | 257396.0757 | 0 | 101.1762 | 150.6356 | 2021-07-03 09:04
PreNResSpltPkgAC-65to-PEYes | None | ESe | New | CZ14 | cDXGF | 0 | None | 1 | 149998.6 | 741341.1 |  | 195048.5 | 0 | 287781.7 | 0 | 174531.3 | 0 | 10010.56 | 73969.67 | 16299.4 | 41082.96 | 0 | 0 | 0 | 0 | 888612200 | 2641667 | 885969500 | 8859.695 | 259589.0635 | 0 | 101.1762 | 150.6356 | 2021-07-03 09:05
PreNResSpltPkgAC-65to-PEYes | None | ESe | New | CZ15 | cDXGF | 0 | None | 1 | 149998.6 | 1005134 |  | 195048.5 | 0 | 287781.7 | 0 | 416069.6 | 0 | 2907.402 | 103327.7 | 5339.022 | 81235.38 | 0 | 0 | 0 | 0 | 133155300 | 2641667 | 130513000 | 1305.13 | 38240.309 | 0 | 101.1762 | 150.6356 | 2021-07-03 09:05
PreNResSpltPkgAC-65to-PEYes | None | ESe | New | CZ16 | cDXGF | 0 | None | 1 | 149998.6 | 609116.9 |  | 195048.5 | 0 | 287781.7 | 0 | 51041.88 | 0 | 14550.26 | 60695.38 | 27766.49 | 19361.63 | 0 | 0 | 0 | 0 | 2606659000 | 2641667 | 2604018000 | 26040.18 | 762977.274 | 0 | 101.1762 | 150.6356 | 2021-07-03 09:06
PreNResSpltPkgAC-65to-PEYes | None | EUn | New | CZ01 | cDXGF | 0 | None | 1 | 930201.4 | 5087840 |  | 1432632 | 0 | 2778924 | 211066.5 | 114053.6 | 0 | 60300.12 | 463188.3 | 231552.8 | 57181.88 | 0 | 27671.33 | 0 | 0 | 14613910000 | 18157230 | 14595760000 | 145957.6 | 4276557.68 | 0 | 653.0144 | 839.4667 | 2021-07-03 09:07
PreNResSpltPkgAC-65to-PEYes | None | EUn | New | CZ02 | cDXGF | 0 | None | 1 | 930201.4 | 5784359 |  | 1432632 | 0 | 2778924 | 122131.4 | 934621 | 0 | 41320.27 | 449929.9 | 107831.7 | 234826.8 | 0 | 24794.06 | 0 | 0 | 8071526000 | 18157230 | 8053368000 | 80533.68 | 2359636.824 | 0 | 653.0144 | 839.4667 | 2021-07-03 09:08
PreNResSpltPkgAC-65to-PEYes | None | EUn | New | CZ03 | cDXGF | 0 | None | 1 | 930201.4 | 5371328 |  | 1432632 | 0 | 2778924 | 78084.62 | 552880.8 | 0 | 25721.83 | 498882.9 | 127156.1 | 201804.1 | 0 | 4197.865 | 0 | 0 | 7057593000 | 18157230 | 7039435000 | 70394.35 | 2062554.455 | 0 | 653.0144 | 839.4667 | 2021-07-03 09:10
PreNResSpltPkgAC-65to-PEYes | None | EUn | New | CZ04 | cDXGF | 0 | None | 1 | 930201.4 | 5978196 |  | 1432632 | 0 | 2778924 | 64996.88 | 1201360 | 0 | 23807.37 | 470573.1 | 75763.99 | 292937 | 0 | 5895.926 | 0 | 0 | 5025708000 | 18157230 | 5007550000 | 50075.5 | 1467212.15 | 0 | 653.0144 | 839.4667 | 2021-07-03 09:11
PreNResSpltPkgAC-65to-PEYes | None | EUn | New | CZ05 | cDXGF | 0 | None | 1 | 930201.4 | 5496694 |  | 1432632 | 0 | 2778924 | 75989.09 | 670919.2 | 0 | 28984.78 | 500392.2 | 115832.9 | 227890.5 | 0 | 8847.119 | 0 | 0 | 6130426000 | 18157230 | 6112271000 | 61122.71 | 1790895.403 | 0 | 653.0144 | 839.4667 | 2021-07-03 09:12
PreNResSpltPkgAC-65to-PEYes | None | EUn | New | CZ06 | cDXGF | 0 | None | 1 | 930201.4 | 6157020 |  | 1432632 | 0 | 2778924 | 22051.44 | 1409317 | 0 | 10204.37 | 503649.3 | 46988.34 | 345094.1 | 0 | 236.475 | 0 | 0 | 2587174000 | 18157230 | 2569016000 | 25690.16 | 752721.688 | 0 | 653.0144 | 839.4667 | 2021-07-03 09:13
PreNResSpltPkgAC-65to-PEYes | None | EUn | New | CZ07 | cDXGF | 0 | None | 1 | 930201.4 | 5918373 |  | 1432632 | 0 | 2778924 | 15781.45 | 1186313 | 0 | 4986.208 | 499732.4 | 46042.14 | 329053.1 | 0 | 0 | 0 | 0 | 2361840000 | 18157230 | 2343683000 | 23436.83 | 686699.119 | 0 | 653.0144 | 839.4667 | 2021-07-03 09:15
PreNResSpltPkgAC-65to-PEYes | None | EUn | New | CZ08 | cDXGF | 0 | None | 1 | 930201.4 | 6556829 |  | 1432632 | 0 | 2778924 | 19621.71 | 1813141 | 0 | 10417.02 | 501632.8 | 40916.8 | 374170.8 | 0 | 455.5357 | 0 | 0 | 2004627000 | 18157230 | 1986469000 | 19864.69 | 582035.417 | 0 | 653.0144 | 839.4667 | 2021-07-03 09:16
PreNResSpltPkgAC-65to-PEYes | None | EUn | New | CZ09 | cDXGF | 0 | None | 1 | 930201.4 | 6568273 |  | 1432632 | 0 | 2778924 | 27740.31 | 1722745 | 0 | 18650.25 | 586722.8 | 60768.71 | 390481.8 | 0 | 853.6136 | 0 | 0 | 2446874000 | 18157230 | 2428717000 | 24287.17 | 711614.081 | 0 | 653.0144 | 839.4667 | 2021-07-03 09:17
PreNResSpltPkgAC-65to-PEYes | None | EUn | New | CZ10 | cDXGF | 0 | None | 1 | 930201.4 | 6779737 |  | 1432632 | 0 | 2778924 | 44417.26 | 1929604 | 0 | 25108.52 | 560414.5 | 64672.71 | 387628.4 | 0 | 8632.247 | 0 | 0 | 3167581000 | 18157230 | 3149423000 | 31494.23 | 922780.939 | 0 | 653.0144 | 839.4667 | 2021-07-03 09:18
PreNResSpltPkgAC-65to-PEYes | None | EUn | New | CZ11 | cDXGF | 0 | None | 1 | 930201.4 | 6766793 |  | 1432632 | 0 | 2778924 | 111444.8 | 1823441 | 0 | 44352.33 | 558197.4 | 99812.86 | 345641.3 | 0 | 17796.5 | 0 | 0 | 5793280000 | 18157230 | 5775120000 | 57751.2 | 1692110.16 | 0 | 653.0144 | 839.4667 | 2021-07-03 09:20
PreNResSpltPkgAC-65to-PEYes | None | EUn | New | CZ12 | cDXGF | 0 | None | 1 | 930201.4 | 6349244 |  | 1432632 | 0 | 2778924 | 99514.5 | 1460924 | 0 | 37571.55 | 521821.3 | 94315.91 | 322035 | 0 | 17852.28 | 0 | 0 | 6224860000 | 18157230 | 6206702000 | 62067.02 | 1818563.686 | 0 | 653.0144 | 839.4667 | 2021-07-03 09:21
PreNResSpltPkgAC-65to-PEYes | None | EUn | New | CZ13 | cDXGF | 0 | None | 1 | 930201.4 | 7027356 |  | 1432632 | 0 | 2778924 | 82317.28 | 2092868 | 0 | 39959.37 | 588436.8 | 82807.63 | 399699.2 | 0 | 12211.85 | 0 | 0 | 4765273000 | 18157230 | 4747117000 | 47471.17 | 1390905.281 | 0 | 653.0144 | 839.4667 | 2021-07-03 09:22
PreNResSpltPkgAC-65to-PEYes | None | EUn | New | CZ14 | cDXGF | 0 | None | 1 | 930201.4 | 6784245 |  | 1432632 | 0 | 2778924 | 102810.4 | 1822885 | 0 | 49178.16 | 577923.4 | 87728.83 | 368408.7 | 0 | 19888.67 | 0 | 0 | 4788698000 | 18157230 | 4770542000 | 47705.42 | 1397768.806 | 0 | 653.0144 | 839.4667 | 2021-07-03 09:23
PreNResSpltPkgAC-65to-PEYes | None | EUn | New | CZ15 | cDXGF | 0 | None | 1 | 930201.4 | 8672301 |  | 1432632 | 0 | 2778924 | 10010.93 | 3668979 | 0 | 14122.58 | 767542.4 | 28956.15 | 631415.8 | 0 | 85.0063 | 0 | 0 | 766105100 | 18157230 | 747948000 | 7479.48 | 219148.764 | 0 | 653.0144 | 839.4667 | 2021-07-03 09:24
PreNResSpltPkgAC-65to-PEYes | None | EUn | New | CZ16 | cDXGF | 0 | None | 1 | 930201.4 | 5861553 |  | 1432632 | 0 | 2778924 | 285434.8 | 626485.9 | 0 | 76049.79 | 533168.1 | 191092.7 | 206541.1 | 0 | 128853.2 | 0 | 0 | 14774160000 | 18157230 | 14756000000 | 147560 | 4323508 | 0 | 653.0144 | 839.4667 | 2021-07-03 09:26
PreNResSpltPkgAC-65to-PEYes | None | Gro | New | CZ01 | cDXGF | 0 | None | 1 | 50001 | 1338413 |  | 232299.7 | 0 | 248013.8 | 0 | 351.2171 | 31550.54 | 219.2551 | 41410.19 | 25952.36 | 14383 | 784568.9 | 0 | 0 | 0 | 2729293000 | 0 | 2260670000 | 22606.7 | 662376.31 | 468622800 | 44.3053 | 42.0065 | 2021-07-03 09:26
PreNResSpltPkgAC-65to-PEYes | None | Gro | New | CZ02 | cDXGF | 0 | None | 1 | 50001 | 1399421 |  | 232299.7 | 0 | 248013.8 | 0 | 19341.47 | 57542.94 | 219.3302 | 47709.72 | 25128.42 | 20736.56 | 794294.5 | 0 | 0 | 0 | 2021329000 | 0 | 1587507000 | 15875.07 | 465139.551 | 433821400 | 44.3053 | 42.0065 | 2021-07-03 09:27
PreNResSpltPkgAC-65to-PEYes | None | Gro | New | CZ03 | cDXGF | 0 | None | 1 | 50001 | 1383362 |  | 232299.7 | 0 | 248013.8 | 0 | 6077.889 | 50209.76 | 219.3648 | 44522.8 | 25280.03 | 17262.06 | 802018.6 | 0 | 0 | 0 | 1939854000 | 0 | 1506810000 | 15068.1 | 441495.33 | 433044600 | 44.3053 | 42.0065 | 2021-07-03 09:27
PreNResSpltPkgAC-65to-PEYes | None | Gro | New | CZ04 | cDXGF | 0 | None | 1 | 50001 | 1429037 |  | 232299.7 | 0 | 248013.8 | 0 | 26394.74 | 69254.62 | 219.4102 | 47781.27 | 22697.92 | 22926.41 | 805073.1 | 0 | 0 | 0 | 1620833000 | 0 | 1208461000 | 12084.61 | 354079.073 | 412371800 | 44.3053 | 42.0065 | 2021-07-03 09:28
PreNResSpltPkgAC-65to-PEYes | None | Gro | New | CZ05 | cDXGF | 0 | None | 1 | 50001 | 1385136 |  | 232299.7 | 0 | 248013.8 | 0 | 7211.594 | 53491.44 | 219.3469 | 45421.68 | 25212.11 | 18046.33 | 798479.1 | 0 | 0 | 0 | 1882254000 | 0 | 1449071000 | 14490.71 | 424577.803 | 433183000 | 44.3053 | 42.0065 | 2021-07-03 09:28
PreNResSpltPkgAC-65to-PEYes | None | Gro | New | CZ06 | cDXGF | 0 | None | 1 | 50001 | 1472222 |  | 232299.7 | 0 | 248013.8 | 0 | 27109.4 | 78613.86 | 219.4325 | 45280.69 | 19577.55 | 23894.09 | 840686.2 | 0 | 0 | 0 | 1259270000 | 0 | 859535200 | 8595.352 | 251843.8136 | 399735500 | 44.3053 | 42.0065 | 2021-07-03 09:29
PreNResSpltPkgAC-65to-PEYes | None | Gro | New | CZ07 | cDXGF | 0 | None | 1 | 50001 | 1454280 |  | 232299.7 | 0 | 248013.8 | 0 | 20641.2 | 76675.11 | 219.4084 | 44754.2 | 19948.58 | 22781.69 | 831676.7 | 0 | 0 | 0 | 1222609000 | 0 | 823943300 | 8239.433 | 241415.3869 | 398665100 | 44.3053 | 42.0065 | 2021-07-03 09:29
PreNResSpltPkgAC-65to-PEYes | None | Gro | New | CZ08 | cDXGF | 0 | None | 1 | 50001 | 1491834 |  | 232299.7 | 0 | 248013.8 | 0 | 45650.18 | 86943.46 | 219.4439 | 48871.98 | 18833.9 | 27871.52 | 829835.6 | 0 | 0 | 0 | 1141822000 | 0 | 753043500 | 7530.435 | 220641.7455 | 388778200 | 44.3053 | 42.0065 | 2021-07-03 09:30
PreNResSpltPkgAC-65to-PEYes | None | Gro | New | CZ09 | cDXGF | 0 | None | 1 | 50001 | 1464909 |  | 232299.7 | 0 | 248013.8 | 0 | 40940.05 | 83677.35 | 219.4351 | 48540.57 | 19150.72 | 27319.39 | 811218.1 | 0 | 0 | 0 | 1216962000 | 0 | 825045600 | 8250.456 | 241738.3608 | 391917000 | 44.3053 | 42.0065 | 2021-07-03 09:30
PreNResSpltPkgAC-65to-PEYes | None | Gro | New | CZ10 | cDXGF | 0 | None | 1 | 50001 | 1485792 |  | 232299.7 | 0 | 248013.8 | 0 | 51594.35 | 85788.52 | 219.4314 | 48716.18 | 18586.48 | 28124.34 | 819160.3 | 0 | 0 | 0 | 1279511000 | 0 | 888833300 | 8888.333 | 260428.1569 | 390678000 | 44.3053 | 42.0065 | 2021-07-03 09:31
PreNResSpltPkgAC-65to-PEYes | None | Gro | New | CZ11 | cDXGF | 0 | None | 1 | 50001 | 1461571 |  | 232299.7 | 0 | 248013.8 | 0 | 52656.16 | 80487 | 219.4145 | 47900.07 | 19866.94 | 26380.2 | 799994.8 | 0 | 0 | 0 | 1573787000 | 0 | 1175197000 | 11751.97 | 344332.721 | 398589800 | 44.3053 | 42.0065 | 2021-07-03 09:31
PreNResSpltPkgAC-65to-PEYes | None | Gro | New | CZ12 | cDXGF | 0 | None | 1 | 50001 | 1441400 |  | 232299.7 | 0 | 248013.8 | 0 | 37474.2 | 70863.99 | 219.3884 | 48449.15 | 22067.39 | 24332.2 | 804080.8 | 0 | 0 | 0 | 1681418000 | 0 | 1268916000 | 12689.16 | 371792.388 | 412501200 | 44.3053 | 42.0065 | 2021-07-03 09:32
PreNResSpltPkgAC-65to-PEYes | None | Gro | New | CZ13 | cDXGF | 0 | None | 1 | 50001 | 1492252 |  | 232299.7 | 0 | 248013.8 | 0 | 62604.8 | 87548.33 | 219.3908 | 48090.63 | 18245.47 | 28197.37 | 813476.1 | 0 | 0 | 0 | 1421640000 | 0 | 1033211000 | 10332.11 | 302730.823 | 388429400 | 44.3053 | 42.0065 | 2021-07-03 09:32
PreNResSpltPkgAC-65to-PEYes | None | Gro | New | CZ14 | cDXGF | 0 | None | 1 | 50001 | 1435453 |  | 232299.7 | 0 | 248013.8 | 0 | 51336.75 | 80916.15 | 219.369 | 47718.57 | 19162.05 | 26815.47 | 774949.1 | 0 | 0 | 0 | 1562996000 | 0 | 1162167000 | 11621.67 | 340514.931 | 400829100 | 44.3053 | 42.0065 | 2021-07-03 09:33
PreNResSpltPkgAC-65to-PEYes | None | Gro | New | CZ15 | cDXGF | 0 | None | 1 | 50001 | 1458500 |  | 232299.7 | 0 | 248013.8 | 0 | 120000 | 43066.32 | 219.4129 | 49686.87 | 11210.99 | 36682.09 | 765214.1 | 0 | 0 | 0 | 740273400 | 0 | 408431100 | 4084.311 | 119670.3123 | 331842400 | 44.3053 | 42.0065 | 2021-07-03 09:34
PreNResSpltPkgAC-65to-PEYes | None | Gro | New | CZ16 | cDXGF | 0 | None | 1 | 50001 | 1329966 |  | 232299.7 | 0 | 248013.8 | 0 | 12211.89 | 48818.66 | 219.2762 | 44990.07 | 23510.24 | 19690.47 | 743412.8 | 0 | 0 | 0 | 2478860000 | 0 | 2017167000 | 20171.67 | 591029.931 | 461693500 | 44.3053 | 42.0065 | 2021-07-03 09:34
PreNResSpltPkgAC-65to-PEYes | None | Hsp | New | CZ01 | cDXGF | 0 | None | 1 | 235501 | 2484418 |  | 848496.8 | 0 | 1266427 | 0 | 5899.766 | 0 | 22583.17 | 341013.7 | 136174 | 5532.323 | 0 | 0 | 0 | 0 | 3455879000 | 8136039 | 3447744000 | 34477.44 | 1010188.992 | 0 | 168.5133 | 248.1984 | 2021-07-03 09:35
PreNResSpltPkgAC-65to-PEYes | None | Hsp | New | CZ02 | cDXGF | 0 | None | 1 | 235501 | 2668651 |  | 848496.8 | 0 | 1266427 | 0 | 189245.9 | 0 | 16330.16 | 348153.7 | 80980.38 | 80205.76 | 0 | 0 | 0 | 0 | 2218650000 | 8136039 | 2210514000 | 22105.14 | 647680.602 | 0 | 168.5133 | 248.1984 | 2021-07-03 09:36
PreNResSpltPkgAC-65to-PEYes | None | Hsp | New | CZ03 | cDXGF | 0 | None | 1 | 235501 | 2560524 |  | 848496.8 | 0 | 1266427 | 0 | 91192.71 | 0 | 9062.981 | 345347.2 | 67571.53 | 53539.46 | 0 | 0 | 0 | 0 | 1600251000 | 8136039 | 1592115000 | 15921.15 | 466489.695 | 0 | 168.5133 | 248.1984 | 2021-07-03 09:37
PreNResSpltPkgAC-65to-PEYes | None | Hsp | New | CZ04 | cDXGF | 0 | None | 1 | 235501 | 2737024 |  | 848496.8 | 0 | 1266427 | 0 | 261775.6 | 0 | 9230.934 | 351096.4 | 54596.41 | 107974.3 | 0 | 0 | 0 | 0 | 1360000000 | 8136039 | 1351864000 | 13518.64 | 396096.152 | 0 | 168.5133 | 248.1984 | 2021-07-03 09:38
PreNResSpltPkgAC-65to-PEYes | None | Hsp | New | CZ05 | cDXGF | 0 | None | 1 | 235501 | 2583326 |  | 848496.8 | 0 | 1266427 | 0 | 112074.7 | 0 | 10432.44 | 345897.6 | 62303.15 | 65138.07 | 0 | 0 | 0 | 0 | 1520634000 | 8136039 | 1512499000 | 15124.99 | 443162.207 | 0 | 168.5133 | 248.1984 | 2021-07-03 09:39
PreNResSpltPkgAC-65to-PEYes | None | Hsp | New | CZ06 | cDXGF | 0 | None | 1 | 235501 | 2802889 |  | 848496.8 | 0 | 1266427 | 0 | 338177.4 | 0 | 3410.73 | 346380.3 | 28379.18 | 144009.8 | 0 | 0 | 0 | 0 | 593003600 | 8136039 | 584867600 | 5848.676 | 171366.2068 | 0 | 168.5133 | 248.1984 | 2021-07-03 09:40
PreNResSpltPkgAC-65to-PEYes | None | Hsp | New | CZ07 | cDXGF | 0 | None | 1 | 235501 | 2750862 |  | 848496.8 | 0 | 1266427 | 0 | 286636.2 | 0 | 1692.446 | 347613.6 | 22139.51 | 135956.2 | 0 | 0 | 0 | 0 | 398008000 | 8136039 | 389872100 | 3898.721 | 114232.5253 | 0 | 168.5133 | 248.1984 | 2021-07-03 09:41
PreNResSpltPkgAC-65to-PEYes | None | Hsp | New | CZ08 | cDXGF | 0 | None | 1 | 235501 | 2897456 |  | 848496.8 | 0 | 1266427 | 0 | 429801.5 | 0 | 3675.579 | 349058.4 | 23963.34 | 159230.8 | 0 | 0 | 0 | 0 | 496656400 | 8136039 | 488520200 | 4885.202 | 143136.4186 | 0 | 168.5133 | 248.1984 | 2021-07-03 09:42
PreNResSpltPkgAC-65to-PEYes | None | Hsp | New | CZ09 | cDXGF | 0 | None | 1 | 235501 | 2866712 |  | 848496.8 | 0 | 1266427 | 0 | 398137.9 | 0 | 5273.815 | 348379.8 | 31527.5 | 145926 | 0 | 0 | 0 | 0 | 701132900 | 8136039 | 692996400 | 6929.964 | 203047.9452 | 0 | 168.5133 | 248.1984 | 2021-07-03 09:43
PreNResSpltPkgAC-65to-PEYes | None | Hsp | New | CZ10 | cDXGF | 0 | None | 1 | 235501 | 2925868 |  | 848496.8 | 0 | 1266427 | 0 | 452383.1 | 0 | 7740.504 | 350820.9 | 39082.31 | 153330.5 | 0 | 0 | 0 | 0 | 986644700 | 8136039 | 978508400 | 9785.084 | 286702.9612 | 0 | 168.5133 | 248.1984 | 2021-07-03 09:44
PreNResSpltPkgAC-65to-PEYes | None | Hsp | New | CZ11 | cDXGF | 0 | None | 1 | 235501 | 2924617 |  | 848496.8 | 0 | 1266427 | 0 | 443754.5 | 0 | 14217.83 | 351723.3 | 65900.88 | 139975 | 0 | 0 | 0 | 0 | 1765766000 | 8136039 | 1757629000 | 17576.29 | 514985.297 | 0 | 168.5133 | 248.1984 | 2021-07-03 09:45
PreNResSpltPkgAC-65to-PEYes | None | Hsp | New | CZ12 | cDXGF | 0 | None | 1 | 235501 | 2803742 |  | 848496.8 | 0 | 1266427 | 0 | 322024.5 | 0 | 13197.2 | 353598.8 | 66605.93 | 118373 | 0 | 0 | 0 | 0 | 1838220000 | 8136039 | 1830083000 | 18300.83 | 536214.319 | 0 | 168.5133 | 248.1984 | 2021-07-03 09:46
PreNResSpltPkgAC-65to-PEYes | None | Hsp | New | CZ13 | cDXGF | 0 | None | 1 | 235501 | 2989874 |  | 848496.8 | 0 | 1266427 | 0 | 507533.5 | 0 | 12376.82 | 355041.4 | 56796.49 | 159823.2 | 0 | 0 | 0 | 0 | 1505606000 | 8136039 | 1497469000 | 14974.69 | 438758.417 | 0 | 168.5133 | 248.1984 | 2021-07-03 09:47
PreNResSpltPkgAC-65to-PEYes | None | Hsp | New | CZ14 | cDXGF | 0 | None | 1 | 235501 | 2913086 |  | 848496.8 | 0 | 1266427 | 0 | 432202.3 | 0 | 14753.99 | 351208.1 | 64009.82 | 143378.9 | 0 | 0 | 0 | 0 | 1838662000 | 8136039 | 1830525000 | 18305.25 | 536343.825 | 0 | 168.5133 | 248.1984 | 2021-07-03 09:48
PreNResSpltPkgAC-65to-PEYes | None | Hsp | New | CZ15 | cDXGF | 0 | None | 1 | 235501 | 3382127 |  | 848496.8 | 0 | 1266427 | 0 | 908430.9 | 0 | 3281.587 | 355493.8 | 14592.53 | 230349.7 | 0 | 0 | 0 | 0 | 286849400 | 8136039 | 278713400 | 2787.134 | 81663.0262 | 0 | 168.5133 | 248.1984 | 2021-07-03 09:49
PreNResSpltPkgAC-65to-PEYes | None | Hsp | New | CZ16 | cDXGF | 0 | None | 1 | 235501 | 2635418 |  | 848496.8 | 0 | 1266427 | 0 | 141444.2 | 0 | 26265.18 | 352786.5 | 123479.7 | 78804.38 | 0 | 0 | 0 | 0 | 4288613000 | 8136039 | 4280476000 | 42804.76 | 1254179.468 | 0 | 168.5133 | 248.1984 | 2021-07-03 09:50
PreNResSpltPkgAC-65to-PEYes | None | Htl | New | CZ01 | cDXGF | 0 | None | 1 | 139998.9 | 653078.5 |  | 162049.9 | 0 | 293493.5 | 90034.83 | 50748.07 | 0 | 1867.228 | 40969.11 | 29923.57 | 3668.912 | 0 | 13915.38 | 0 | 0 | 1163043000 | 0 | 1163043000 | 11630.43 | 340771.599 | 0 | 108.0721 | 76.7125 | 2021-07-03 09:50
PreNResSpltPkgAC-65to-PEYes | None | Htl | New | CZ02 | cDXGF | 0 | None | 1 | 139998.9 | 729985.8 |  | 162049.9 | 0 | 293493.5 | 64689.42 | 154879.4 | 0 | 1177.51 | 37012.41 | 15096.26 | 16160.89 | 0 | 16683.14 | 0 | 0 | 628096900 | 0 | 628096900 | 6280.969 | 184032.3917 | 0 | 108.0721 | 76.7125 | 2021-07-03 09:51
PreNResSpltPkgAC-65to-PEYes | None | Htl | New | CZ03 | cDXGF | 0 | None | 1 | 139998.9 | 656520.4 |  | 162049.9 | 0 | 293493.5 | 37239.95 | 117831.5 | 0 | 786.0858 | 42350.52 | 19305.1 | 12463.23 | 0 | 2768.592 | 0 | 0 | 615703200 | 0 | 615703200 | 6157.032 | 180401.0376 | 0 | 108.0721 | 76.7125 | 2021-07-03 09:52
PreNResSpltPkgAC-65to-PEYes | None | Htl | New | CZ04 | cDXGF | 0 | None | 1 | 139998.9 | 727897.1 |  | 162049.9 | 0 | 293493.5 | 36060.75 | 193690.2 | 0 | 668.7385 | 37494.25 | 10325.49 | 20558.89 | 0 | 4439.197 | 0 | 0 | 405051100 | 0 | 405051100 | 4050.511 | 118679.9723 | 0 | 108.0721 | 76.7125 | 2021-07-03 09:53
PreNResSpltPkgAC-65to-PEYes | None | Htl | New | CZ05 | cDXGF | 0 | None | 1 | 139998.9 | 670498.1 |  | 162049.9 | 0 | 293493.5 | 38544.4 | 127327.5 | 0 | 897.6903 | 42731.51 | 17975.83 | 14357.8 | 0 | 5453.061 | 0 | 0 | 590757800 | 0 | 590757800 | 5907.578 | 173092.0354 | 0 | 108.0721 | 76.7125 | 2021-07-03 09:54
PreNResSpltPkgAC-65to-PEYes | None | Htl | New | CZ06 | cDXGF | 0 | None | 1 | 139998.9 | 732787.6 |  | 162049.9 | 0 | 293493.5 | 13399.18 | 217323.3 | 0 | 309.4555 | 46111.03 | 9935.3 | 25858.42 | 0 | 100.8785 | 0 | 0 | 261903100 | 0 | 261903100 | 2619.031 | 76737.6083 | 0 | 108.0721 | 76.7125 | 2021-07-03 09:55
PreNResSpltPkgAC-65to-PEYes | None | Htl | New | CZ07 | cDXGF | 0 | None | 1 | 139998.9 | 705205.9 |  | 162049.9 | 0 | 293493.5 | 9189.803 | 195223.1 | 0 | 151.5741 | 45097.73 | 9487.542 | 24044.12 | 0 | 0 | 0 | 0 | 211188700 | 0 | 211188700 | 2111.887 | 61878.2891 | 0 | 108.0721 | 76.7125 | 2021-07-03 09:55
PreNResSpltPkgAC-65to-PEYes | None | Htl | New | CZ08 | cDXGF | 0 | None | 1 | 139998.9 | 774320.6 |  | 162049.9 | 0 | 293493.5 | 13940.53 | 263832.7 | 0 | 286.5538 | 40312.94 | 5514.435 | 28024.95 | 0 | 403.8417 | 0 | 0 | 172318600 | 0 | 172318600 | 1723.186 | 50489.3498 | 0 | 108.0721 | 76.7125 | 2021-07-03 09:56
PreNResSpltPkgAC-65to-PEYes | None | Htl | New | CZ09 | cDXGF | 0 | None | 1 | 139998.9 | 783598.2 |  | 162049.9 | 0 | 293493.5 | 17687.34 | 260632.9 | 0 | 548.2963 | 48493.05 | 9392.898 | 28921.36 | 0 | 692.6986 | 0 | 0 | 248699800 | 0 | 248699800 | 2486.998 | 72869.0414 | 0 | 108.0721 | 76.7125 | 2021-07-03 09:57
PreNResSpltPkgAC-65to-PEYes | None | Htl | New | CZ10 | cDXGF | 0 | None | 1 | 139998.9 | 818514.9 |  | 162049.9 | 0 | 293493.5 | 26736.81 | 282836 | 0 | 724.2145 | 46903.29 | 9237.956 | 29726.61 | 0 | 5770.424 | 0 | 0 | 291052300 | 0 | 291052300 | 2910.523 | 85278.3239 | 0 | 108.0721 | 76.7125 | 2021-07-03 09:58
PreNResSpltPkgAC-65to-PEYes | None | Htl | New | CZ11 | cDXGF | 0 | None | 1 | 139998.9 | 861318.4 |  | 162049.9 | 0 | 293493.5 | 60980.41 | 281430.4 | 0 | 1411.384 | 50644.13 | 15239.45 | 28367.59 | 0 | 11308.07 | 0 | 0 | 510562200 | 0 | 510562200 | 5105.622 | 149594.7246 | 0 | 108.0721 | 76.7125 | 2021-07-03 09:59
PreNResSpltPkgAC-65to-PEYes | None | Htl | New | CZ12 | cDXGF | 0 | None | 1 | 139998.9 | 797398.8 |  | 162049.9 | 0 | 293493.5 | 55233.07 | 227900.6 | 0 | 1178.705 | 45323.28 | 14076.08 | 23873.06 | 0 | 12219.18 | 0 | 0 | 500138100 | 0 | 500138100 | 5001.381 | 146540.4633 | 0 | 108.0721 | 76.7125 | 2021-07-03 09:59
PreNResSpltPkgAC-65to-PEYes | None | Htl | New | CZ13 | cDXGF | 0 | None | 1 | 139998.9 | 881379.9 |  | 162049.9 | 0 | 293493.5 | 46216.67 | 317398.1 | 0 | 1263.149 | 52521.23 | 13047.79 | 32345.7 | 0 | 8436.961 | 0 | 0 | 433332600 | 0 | 433332600 | 4333.326 | 126966.4518 | 0 | 108.0721 | 76.7125 | 2021-07-03 10:00
PreNResSpltPkgAC-65to-PEYes | None | Htl | New | CZ14 | cDXGF | 0 | None | 1 | 139998.9 | 866753.4 |  | 162049.9 | 0 | 293493.5 | 61570.81 | 282513.6 | 0 | 1496.901 | 51577.34 | 14624.91 | 29369.25 | 0 | 14050.82 | 0 | 0 | 483121400 | 0 | 483121400 | 4831.214 | 141554.5702 | 0 | 108.0721 | 76.7125 | 2021-07-03 10:01
PreNResSpltPkgAC-65to-PEYes | None | Htl | New | CZ15 | cDXGF | 0 | None | 1 | 139998.9 | 1046174 |  | 162049.9 | 0 | 293493.5 | 8731.304 | 517166.5 | 0 | 436.8397 | 64233.4 | 5166.531 | 50195.57 | 0 | 61.7585 | 0 | 0 | 123322700 | 0 | 123322700 | 1233.227 | 36133.5511 | 0 | 108.0721 | 76.7125 | 2021-07-03 10:02
PreNResSpltPkgAC-65to-PEYes | None | Htl | New | CZ16 | cDXGF | 0 | None | 1 | 139998.9 | 881885.8 |  | 162049.9 | 0 | 293493.5 | 159983.5 | 134311.7 | 0 | 2311.802 | 52004.55 | 28719.22 | 16151.67 | 0 | 77730.54 | 0 | 0 | 1173042000 | 0 | 1173042000 | 11730.42 | 343701.306 | 0 | 108.0721 | 76.7125 | 2021-07-03 10:03
PreNResSpltPkgAC-65to-PEYes | None | MBT | New | CZ01 | cDXGF | 0 | None | 1 | 199999.2 | 1204984 |  | 366189 | 0 | 737073.3 | 0 | 26872.08 | 0 | 9372.873 | 65471.62 | 22823.64 | 18623.58 | 0 | 0 | 0 | 0 | 1317760000 | 0 | 1317760000 | 13177.6 | 386103.68 | 0 | 154.0824 | 225.6398 | 2021-07-03 10:03
PreNResSpltPkgAC-65to-PEYes | None | MBT | New | CZ02 | cDXGF | 0 | None | 1 | 199999.2 | 1302888 |  | 366189 | 0 | 737073.3 | 0 | 122572.2 | 0 | 6664.608 | 70383.57 | 11023.81 | 41903.52 | 0 | 0 | 0 | 0 | 614719000 | 0 | 614719000 | 6147.19 | 180112.667 | 0 | 154.0824 | 225.6398 | 2021-07-03 10:04
PreNResSpltPkgAC-65to-PEYes | None | MBT | New | CZ03 | cDXGF | 0 | None | 1 | 199999.2 | 1264549 |  | 366189 | 0 | 737073.3 | 0 | 83360.95 | 0 | 3930.143 | 73989.68 | 13517.45 | 38604.6 | 0 | 0 | 0 | 0 | 585063900 | 0 | 585063900 | 5850.639 | 171423.7227 | 0 | 154.0824 | 225.6398 | 2021-07-03 10:05
PreNResSpltPkgAC-65to-PEYes | None | MBT | New | CZ04 | cDXGF | 0 | None | 1 | 199999.2 | 1333015 |  | 366189 | 0 | 737073.3 | 0 | 152879 | 0 | 3740.993 | 73126.9 | 7948.662 | 50163.39 | 0 | 0 | 0 | 0 | 384674900 | 0 | 384674900 | 3846.749 | 112709.7457 | 0 | 154.0824 | 225.6398 | 2021-07-03 10:05
PreNResSpltPkgAC-65to-PEYes | None | MBT | New | CZ05 | cDXGF | 0 | None | 1 | 199999.2 | 1284522 |  | 366189 | 0 | 737073.3 | 0 | 102842.7 | 0 | 4482.623 | 73929.23 | 11420.19 | 42247.19 | 0 | 0 | 0 | 0 | 495616600 | 0 | 495616600 | 4956.166 | 145215.6638 | 0 | 154.0824 | 225.6398 | 2021-07-03 10:06
PreNResSpltPkgAC-65to-PEYes | None | MBT | New | CZ06 | cDXGF | 0 | None | 1 | 199999.2 | 1374494 |  | 366189 | 0 | 737073.3 | 0 | 191348.2 | 0 | 1589.639 | 78288.11 | 6392.759 | 56157.08 | 0 | 0 | 0 | 0 | 223508000 | 0 | 223508000 | 2235.08 | 65487.844 | 0 | 154.0824 | 225.6398 | 2021-07-03 10:07
PreNResSpltPkgAC-65to-PEYes | None | MBT | New | CZ07 | cDXGF | 0 | None | 1 | 199999.2 | 1345713 |  | 366189 | 0 | 737073.3 | 0 | 162733.5 | 0 | 779.006 | 78932.3 | 6150.733 | 55958.84 | 0 | 0 | 0 | 0 | 185772200 | 0 | 185772200 | 1857.722 | 54431.2546 | 0 | 154.0824 | 225.6398 | 2021-07-03 10:07
PreNResSpltPkgAC-65to-PEYes | None | MBT | New | CZ08 | cDXGF | 0 | None | 1 | 199999.2 | 1414001 |  | 366189 | 0 | 737073.3 | 0 | 229550.1 | 0 | 1709.829 | 79472.7 | 4794.665 | 61058.07 | 0 | 0 | 0 | 0 | 160390500 | 0 | 160390500 | 1603.905 | 46994.4165 | 0 | 154.0824 | 225.6398 | 2021-07-03 10:08
PreNResSpltPkgAC-65to-PEYes | None | MBT | New | CZ09 | cDXGF | 0 | None | 1 | 199999.2 | 1396669 |  | 366189 | 0 | 737073.3 | 0 | 207738.5 | 0 | 2910.671 | 82751.8 | 4935.016 | 58294.72 | 0 | 0 | 0 | 0 | 167871000 | 0 | 167871000 | 1678.71 | 49186.203 | 0 | 154.0824 | 225.6398 | 2021-07-03 10:08
PreNResSpltPkgAC-65to-PEYes | None | MBT | New | CZ10 | cDXGF | 0 | None | 1 | 199999.2 | 1421845 |  | 366189 | 0 | 737073.3 | 0 | 234542.2 | 0 | 3955.532 | 80079.57 | 5078.055 | 58837.74 | 0 | 0 | 0 | 0 | 220651700 | 0 | 220651700 | 2206.517 | 64650.9481 | 0 | 154.0824 | 225.6398 | 2021-07-03 10:09
PreNResSpltPkgAC-65to-PEYes | None | MBT | New | CZ11 | cDXGF | 0 | None | 1 | 199999.2 | 1412928 |  | 366189 | 0 | 737073.3 | 0 | 216477.8 | 0 | 7936.89 | 85245.88 | 10929.48 | 52649.84 | 0 | 0 | 0 | 0 | 513304400 | 0 | 513304400 | 5133.044 | 150398.1892 | 0 | 154.0824 | 225.6398 | 2021-07-03 10:10
PreNResSpltPkgAC-65to-PEYes | None | MBT | New | CZ12 | cDXGF | 0 | None | 1 | 199999.2 | 1361266 |  | 366189 | 0 | 737073.3 | 0 | 172562.5 | 0 | 6575.089 | 78860.35 | 9242.13 | 49638.6 | 0 | 0 | 0 | 0 | 508222300 | 0 | 508222300 | 5082.223 | 148909.1339 | 0 | 154.0824 | 225.6398 | 2021-07-03 10:10
PreNResSpltPkgAC-65to-PEYes | None | MBT | New | CZ13 | cDXGF | 0 | None | 1 | 199999.2 | 1437916 |  | 366189 | 0 | 737073.3 | 0 | 239508.5 | 0 | 6977.423 | 88162.47 | 9209.726 | 58045.75 | 0 | 0 | 0 | 0 | 427347800 | 0 | 427347800 | 4273.478 | 125212.9054 | 0 | 154.0824 | 225.6398 | 2021-07-03 10:11
PreNResSpltPkgAC-65to-PEYes | None | MBT | New | CZ14 | cDXGF | 0 | None | 1 | 199999.2 | 1418643 |  | 366189 | 0 | 737073.3 | 0 | 221762 | 0 | 8360.079 | 85252.72 | 10233.93 | 54115.14 | 0 | 0 | 0 | 0 | 487705600 | 0 | 487705600 | 4877.056 | 142897.7408 | 0 | 154.0824 | 225.6398 | 2021-07-03 10:11
PreNResSpltPkgAC-65to-PEYes | None | MBT | New | CZ15 | cDXGF | 0 | None | 1 | 199999.2 | 1650653 |  | 366189 | 0 | 737073.3 | 0 | 433350.7 | 0 | 2338.611 | 111695.2 | 2886.462 | 90904.39 | 0 | 0 | 0 | 0 | 61877440 | 0 | 61877440 | 618.7744 | 18130.0899 | 0 | 154.0824 | 225.6398 | 2021-07-03 10:12
PreNResSpltPkgAC-65to-PEYes | None | MBT | New | CZ16 | cDXGF | 0 | None | 1 | 199999.2 | 1267389 |  | 366189 | 0 | 737073.3 | 0 | 78298.27 | 0 | 11681.92 | 74140.14 | 20837.67 | 32722.85 | 0 | 0 | 0 | 0 | 1558024000 | 0 | 1558024000 | 15580.24 | 456501.032 | 0 | 154.0824 | 225.6398 | 2021-07-03 10:13
PreNResSpltPkgAC-65to-PEYes | None | MLI | New | CZ01 | cDXGF | 0 | None | 1 | 100001.1 | 529891.3 |  | 207088.4 | 0 | 280500.8 | 0 | 1529.576 | 0 | 5496.49 | 35276.04 | 19277.53 | 1064.973 | 0 | 0 | 0 | 0 | 1634853000 | 0 | 1634853000 | 16348.53 | 479011.929 | 0 | 79.8759 | 89.751 | 2021-07-03 10:13
PreNResSpltPkgAC-65to-PEYes | None | MLI | New | CZ02 | cDXGF | 0 | None | 1 | 100001.1 | 568494.4 |  | 207088.4 | 0 | 280500.8 | 0 | 38690.09 | 0 | 4330.917 | 37884.48 | 12164.52 | 11002.23 | 0 | 0 | 0 | 0 | 1096665000 | 0 | 1096665000 | 10966.65 | 321322.845 | 0 | 79.8759 | 89.751 | 2021-07-03 10:14
PreNResSpltPkgAC-65to-PEYes | None | MLI | New | CZ03 | cDXGF | 0 | None | 1 | 100001.1 | 543522.9 |  | 207088.4 | 0 | 280500.8 | 0 | 14784.5 | 0 | 2504.867 | 38644.8 | 12667.9 | 6131.149 | 0 | 0 | 0 | 0 | 877273200 | 0 | 877273200 | 8772.732 | 257041.0476 | 0 | 79.8759 | 89.751 | 2021-07-03 10:14
PreNResSpltPkgAC-65to-PEYes | None | MLI | New | CZ04 | cDXGF | 0 | None | 1 | 100001.1 | 580487.8 |  | 207088.4 | 0 | 280500.8 | 0 | 51715.14 | 0 | 2482.596 | 38701.5 | 9042.21 | 14234.56 | 0 | 0 | 0 | 0 | 703284500 | 0 | 703284500 | 7032.845 | 206062.3585 | 0 | 79.8759 | 89.751 | 2021-07-03 10:15
PreNResSpltPkgAC-65to-PEYes | None | MLI | New | CZ05 | cDXGF | 0 | None | 1 | 100001.1 | 549755.1 |  | 207088.4 | 0 | 280500.8 | 0 | 20959.59 | 0 | 2852.918 | 38353.91 | 10945.47 | 8035.901 | 0 | 0 | 0 | 0 | 839870300 | 0 | 839870300 | 8398.703 | 246081.9979 | 0 | 79.8759 | 89.751 | 2021-07-03 10:15
PreNResSpltPkgAC-65to-PEYes | None | MLI | New | CZ06 | cDXGF | 0 | None | 1 | 100001.1 | 591188.4 |  | 207088.4 | 0 | 280500.8 | 0 | 59460.43 | 0 | 1060.868 | 43078.35 | 6412.082 | 18155.05 | 0 | 0 | 0 | 0 | 377532600 | 0 | 377532600 | 3775.326 | 110617.0518 | 0 | 79.8759 | 89.751 | 2021-07-03 10:16
PreNResSpltPkgAC-65to-PEYes | None | MLI | New | CZ07 | cDXGF | 0 | None | 1 | 100001.1 | 575877.9 |  | 207088.4 | 0 | 280500.8 | 0 | 46847.35 | 0 | 499.1412 | 40942.83 | 5653.638 | 15571.03 | 0 | 0 | 0 | 0 | 304002900 | 0 | 304002900 | 3040.029 | 89072.8497 | 0 | 79.8759 | 89.751 | 2021-07-03 10:17
PreNResSpltPkgAC-65to-PEYes | None | MLI | New | CZ08 | cDXGF | 0 | None | 1 | 100001.1 | 624873.5 |  | 207088.4 | 0 | 280500.8 | 0 | 93196.36 | 0 | 1123.325 | 42965.26 | 5217.913 | 22231.73 | 0 | 0 | 0 | 0 | 334303400 | 0 | 334303400 | 3343.034 | 97950.8962 | 0 | 79.8759 | 89.751 | 2021-07-03 10:17
PreNResSpltPkgAC-65to-PEYes | None | MLI | New | CZ09 | cDXGF | 0 | None | 1 | 100001.1 | 627064.6 |  | 207088.4 | 0 | 280500.8 | 0 | 86515.6 | 0 | 1954.678 | 51006.04 | 6975.944 | 23539.94 | 0 | 0 | 0 | 0 | 382715700 | 0 | 382715700 | 3827.157 | 112135.7001 | 0 | 79.8759 | 89.751 | 2021-07-03 10:18
PreNResSpltPkgAC-65to-PEYes | None | MLI | New | CZ10 | cDXGF | 0 | None | 1 | 100001.1 | 640918 |  | 207088.4 | 0 | 280500.8 | 0 | 102387.7 | 0 | 2655.116 | 48286.63 | 7192.428 | 23890.18 | 0 | 0 | 0 | 0 | 478656300 | 0 | 478656300 | 4786.563 | 140246.2959 | 0 | 79.8759 | 89.751 | 2021-07-03 10:18
PreNResSpltPkgAC-65to-PEYes | None | MLI | New | CZ11 | cDXGF | 0 | None | 1 | 100001.1 | 635512.2 |  | 207088.4 | 0 | 280500.8 | 0 | 95169.59 | 0 | 4782.169 | 47972 | 10543.35 | 20879.78 | 0 | 0 | 0 | 0 | 666936100 | 0 | 666936100 | 6669.361 | 195412.2773 | 0 | 79.8759 | 89.751 | 2021-07-03 10:19
PreNResSpltPkgAC-65to-PEYes | None | MLI | New | CZ12 | cDXGF | 0 | None | 1 | 100001.1 | 607520.5 |  | 207088.4 | 0 | 280500.8 | 0 | 69366.4 | 0 | 4282.02 | 46283.54 | 11133.91 | 17632.08 | 0 | 0 | 0 | 0 | 810041900 | 0 | 810041900 | 8100.419 | 237342.2767 | 0 | 79.8759 | 89.751 | 2021-07-03 10:19
PreNResSpltPkgAC-65to-PEYes | None | MLI | New | CZ13 | cDXGF | 0 | None | 1 | 100001.1 | 655007.7 |  | 207088.4 | 0 | 280500.8 | 0 | 112087.2 | 0 | 4361.255 | 50970.64 | 9733.335 | 24602.06 | 0 | 0 | 0 | 0 | 604995600 | 0 | 604995600 | 6049.956 | 177263.7108 | 0 | 79.8759 | 89.751 | 2021-07-03 10:20
PreNResSpltPkgAC-65to-PEYes | None | MLI | New | CZ14 | cDXGF | 0 | None | 1 | 100001.1 | 636912.3 |  | 207088.4 | 0 | 280500.8 | 0 | 96202.77 | 0 | 5029.559 | 48091.35 | 9475.273 | 21384.86 | 0 | 0 | 0 | 0 | 658533300 | 0 | 658533300 | 6585.333 | 192950.2569 | 0 | 79.8759 | 89.751 | 2021-07-03 10:20
PreNResSpltPkgAC-65to-PEYes | None | MLI | New | CZ15 | cDXGF | 0 | None | 1 | 100001.1 | 775941.7 |  | 207088.4 | 0 | 280500.8 | 0 | 223356.7 | 0 | 1385.016 | 63611.23 | 2592.144 | 44790.16 | 0 | 0 | 0 | 0 | 94277680 | 0 | 94277680 | 942.7768 | 27623.3602 | 0 | 79.8759 | 89.751 | 2021-07-03 10:21
PreNResSpltPkgAC-65to-PEYes | None | MLI | New | CZ16 | cDXGF | 0 | None | 1 | 100001.1 | 555966.4 |  | 207088.4 | 0 | 280500.8 | 0 | 24395.03 | 0 | 6712.473 | 37270.14 | 15627.77 | 9139.953 | 0 | 0 | 0 | 0 | 1542202000 | 0 | 1542202000 | 15422.02 | 451865.186 | 0 | 79.8759 | 89.751 | 2021-07-03 10:22
PreNResSpltPkgAC-65to-PEYes | None | Mtl | New | CZ01 | cDXGF | 0 | None | 1 | 30000.07 | 114165.2 |  | 24477.74 | 0 | 54573.23 | 18813.72 | 8373.317 | 0 | 267.2767 | 5459.051 | 2361.049 | 672.6483 | 0 | 2200.88 | 0 | 0 | 43767770 | 0 | 43767770 | 437.6777 | 12823.9566 | 0 | 22.9621 | 15.915 | 2021-07-03 10:22
PreNResSpltPkgAC-65to-PEYes | None | Mtl | New | CZ02 | cDXGF | 0 | None | 1 | 30000.07 | 127074.8 |  | 24477.74 | 0 | 54573.23 | 12426.94 | 27436.16 | 0 | 141.74 | 5237.012 | 1308.802 | 2484.65 | 0 | 2781.969 | 0 | 0 | 28825860 | 0 | 28825860 | 288.2586 | 8445.977 | 0 | 22.9621 | 15.915 | 2021-07-03 10:23
PreNResSpltPkgAC-65to-PEYes | None | Mtl | New | CZ03 | cDXGF | 0 | None | 1 | 30000.07 | 114132.5 |  | 24477.74 | 0 | 54573.23 | 7252.38 | 21534.45 | 0 | 111.8894 | 5803.455 | 917.2452 | 2094.731 | 0 | 379.314 | 0 | 0 | 14613970 | 0 | 14613970 | 146.1397 | 4281.8932 | 0 | 22.9621 | 15.915 | 2021-07-03 10:24
PreNResSpltPkgAC-65to-PEYes | None | Mtl | New | CZ04 | cDXGF | 0 | None | 1 | 30000.07 | 126973.5 |  | 24477.74 | 0 | 54573.23 | 6642.179 | 35126.55 | 0 | 81.5458 | 5405.522 | 706.9209 | 3256.323 | 0 | 666.6758 | 0 | 0 | 14399400 | 0 | 14399400 | 143.994 | 4219.0242 | 0 | 22.9621 | 15.915 | 2021-07-03 10:24
PreNResSpltPkgAC-65to-PEYes | None | Mtl | New | CZ05 | cDXGF | 0 | None | 1 | 30000.07 | 116000.8 |  | 24477.74 | 0 | 54573.23 | 6971.76 | 23248.13 | 0 | 127.9655 | 5863.449 | 910.9249 | 2297.86 | 0 | 738.541 | 0 | 0 | 15341150 | 0 | 15341150 | 153.4115 | 4494.9569 | 0 | 22.9621 | 15.915 | 2021-07-03 10:25
PreNResSpltPkgAC-65to-PEYes | None | Mtl | New | CZ06 | cDXGF | 0 | None | 1 | 30000.07 | 128689.7 |  | 24477.74 | 0 | 54573.23 | 2305.607 | 40747.61 | 0 | 43.3352 | 6529.516 | 281.1132 | 4057.085 | 0 | 12.6252 | 0 | 0 | 3648226 | 0 | 3648226 | 36.4823 | 1068.9302 | 0 | 22.9621 | 15.915 | 2021-07-03 10:25
PreNResSpltPkgAC-65to-PEYes | None | Mtl | New | CZ07 | cDXGF | 0 | None | 1 | 30000.07 | 123881.7 |  | 24477.74 | 0 | 54573.23 | 2018.261 | 36464.05 | 0 | 21.3625 | 6327.059 | 206.5066 | 3772.531 | 0 | 0 | 0 | 0 | 2243569 | 0 | 2243569 | 22.4357 | 657.3657 | 0 | 22.9621 | 15.915 | 2021-07-03 10:26
PreNResSpltPkgAC-65to-PEYes | None | Mtl | New | CZ08 | cDXGF | 0 | None | 1 | 30000.07 | 136098.9 |  | 24477.74 | 0 | 54573.23 | 2384.42 | 48662.16 | 0 | 34.1075 | 5909.309 | 250.8752 | 4366.759 | 0 | 57.8809 | 0 | 0 | 3816821 | 0 | 3816821 | 38.1682 | 1118.3286 | 0 | 22.9621 | 15.915 | 2021-07-03 10:27
PreNResSpltPkgAC-65to-PEYes | None | Mtl | New | CZ09 | cDXGF | 0 | None | 1 | 30000.07 | 136343.2 |  | 24477.74 | 0 | 54573.23 | 3079.734 | 47538.57 | 0 | 60.3471 | 6500.204 | 376.7463 | 4268.426 | 0 | 113.3509 | 0 | 0 | 5995115 | 0 | 5995115 | 59.9511 | 1756.5687 | 0 | 22.9621 | 15.915 | 2021-07-03 10:27
PreNResSpltPkgAC-65to-PEYes | None | Mtl | New | CZ10 | cDXGF | 0 | None | 1 | 30000.07 | 142567.3 |  | 24477.74 | 0 | 54573.23 | 4506.388 | 51435.38 | 0 | 83.1212 | 6586.872 | 547.7527 | 4470.765 | 0 | 904.4589 | 0 | 0 | 10314810 | 0 | 10314810 | 103.1481 | 3022.2393 | 0 | 22.9621 | 15.915 | 2021-07-03 10:28
PreNResSpltPkgAC-65to-PEYes | None | Mtl | New | CZ11 | cDXGF | 0 | None | 1 | 30000.07 | 147045.5 |  | 24477.74 | 0 | 54573.23 | 9704.413 | 49621.09 | 0 | 161.009 | 6912.328 | 1151.489 | 4217.619 | 0 | 1595.609 | 0 | 0 | 22728400 | 0 | 22728400 | 227.284 | 6659.4212 | 0 | 22.9621 | 15.915 | 2021-07-03 10:29
PreNResSpltPkgAC-65to-PEYes | None | Mtl | New | CZ12 | cDXGF | 0 | None | 1 | 30000.07 | 138186.3 |  | 24477.74 | 0 | 54573.23 | 10042.13 | 40790.76 | 0 | 136.326 | 6325.445 | 1119.767 | 3601.82 | 0 | 1840.639 | 0 | 0 | 23138180 | 0 | 23138180 | 231.3818 | 6779.4867 | 0 | 22.9621 | 15.915 | 2021-07-03 10:29
PreNResSpltPkgAC-65to-PEYes | None | Mtl | New | CZ13 | cDXGF | 0 | None | 1 | 30000.07 | 152707.4 |  | 24477.74 | 0 | 54573.23 | 8020.948 | 56903.34 | 0 | 143.4736 | 7315.694 | 970.0439 | 4852.196 | 0 | 1272.969 | 0 | 0 | 19128500 | 0 | 19128500 | 191.285 | 5604.6505 | 0 | 22.9621 | 15.915 | 2021-07-03 10:30
PreNResSpltPkgAC-65to-PEYes | None | Mtl | New | CZ14 | cDXGF | 0 | None | 1 | 30000.07 | 147958.8 |  | 24477.74 | 0 | 54573.23 | 9352.896 | 50245.05 | 0 | 167.159 | 6986.452 | 1124.482 | 4346.089 | 0 | 2156.188 | 0 | 0 | 23584630 | 0 | 23584630 | 235.8463 | 6910.2966 | 0 | 22.9621 | 15.915 | 2021-07-03 10:30
PreNResSpltPkgAC-65to-PEYes | None | Mtl | New | CZ15 | cDXGF | 0 | None | 1 | 30000.07 | 181705.6 |  | 24477.74 | 0 | 54573.23 | 968.967 | 92149.48 | 0 | 47.6511 | 9482.429 | 137.0656 | 7688.297 | 0 | 6.0594 | 0 | 0 | 1557516 | 0 | 1557516 | 15.5752 | 456.3522 | 0 | 22.9621 | 15.915 | 2021-07-03 10:31
PreNResSpltPkgAC-65to-PEYes | None | Mtl | New | CZ16 | cDXGF | 0 | None | 1 | 30000.07 | 155471.3 |  | 24477.74 | 0 | 54573.23 | 31014.54 | 23531.12 | 0 | 323.9002 | 7555.038 | 3330.731 | 2428.891 | 0 | 13995.62 | 0 | 0 | 64075420 | 0 | 64075420 | 640.7542 | 18774.0981 | 0 | 22.9621 | 15.915 | 2021-07-03 10:32
PreNResSpltPkgAC-65to-PEYes | None | Nrs | New | CZ01 | cDXGF | 0 | None | 1 | 60654.58 | 659192.8 |  | 124089.5 | 0 | 419568.6 | 52.1306 | 54094.47 | 0 | 3182.51 | 58181.26 | 28707.62 | 3864.159 | 0 | 24.1814 | 0 | 0 | 1005899000 | 11722490 | 994176300 | 9941.763 | 291293.6559 | 0 | 37.7404 | 77.7135 | 2021-07-03 10:32
PreNResSpltPkgAC-65to-PEYes | None | Nrs | New | CZ02 | cDXGF | 0 | None | 1 | 60654.58 | 722960.7 |  | 124089.5 | 0 | 419568.6 | 0.24248 | 116116.7 | 0 | 2301.31 | 60883.89 | 19354.01 | 16386.9 | 0 | 0.091573 | 0 | 0 | 674277600 | 11722490 | 662554800 | 6625.548 | 194128.5564 | 0 | 37.7404 | 77.7135 | 2021-07-03 10:33
PreNResSpltPkgAC-65to-PEYes | None | Nrs | New | CZ03 | cDXGF | 0 | None | 1 | 60654.58 | 696117.7 |  | 124089.5 | 0 | 419568.6 | 2.0919 | 91067.12 | 0 | 1277.189 | 60111.89 | 20094.36 | 11217.92 | 0 | 0.96473 | 0 | 0 | 573599200 | 11722490 | 561876500 | 5618.765 | 164629.8145 | 0 | 37.7404 | 77.7135 | 2021-07-03 10:34
PreNResSpltPkgAC-65to-PEYes | None | Nrs | New | CZ04 | cDXGF | 0 | None | 1 | 60654.58 | 745112.8 |  | 124089.5 | 0 | 419568.6 | 0 | 138318.7 | 0 | 1300.857 | 61834.79 | 15301.63 | 20415.96 | 0 | 0 | 0 | 0 | 451277600 | 11722490 | 439554800 | 4395.548 | 128789.5564 | 0 | 37.7404 | 77.7135 | 2021-07-03 10:35
PreNResSpltPkgAC-65to-PEYes | None | Nrs | New | CZ05 | cDXGF | 0 | None | 1 | 60654.58 | 702502.8 |  | 124089.5 | 0 | 419568.6 | 0.47031 | 97056.63 | 0 | 1470.177 | 60316.86 | 19224.52 | 13317.72 | 0 | 0.14197 | 0 | 0 | 596730000 | 11722490 | 585007100 | 5850.071 | 171407.0803 | 0 | 37.7404 | 77.7135 | 2021-07-03 10:36
PreNResSpltPkgAC-65to-PEYes | None | Nrs | New | CZ06 | cDXGF | 0 | None | 1 | 60654.58 | 759672.9 |  | 124089.5 | 0 | 419568.6 | 0 | 153654.5 | 0 | 480.7065 | 61879.09 | 11830.1 | 24896.73 | 0 | 0 | 0 | 0 | 285689300 | 11722490 | 273966600 | 2739.666 | 80272.2138 | 0 | 37.7404 | 77.7135 | 2021-07-03 10:36
PreNResSpltPkgAC-65to-PEYes | None | Nrs | New | CZ07 | cDXGF | 0 | None | 1 | 60654.58 | 746552.1 |  | 124089.5 | 0 | 419568.6 | 0 | 140926.6 | 0 | 238.5057 | 61728.61 | 11254.53 | 22944.05 | 0 | 0 | 0 | 0 | 233492100 | 11722490 | 221769300 | 2217.693 | 64978.4049 | 0 | 37.7404 | 77.7135 | 2021-07-03 10:37
PreNResSpltPkgAC-65to-PEYes | None | Nrs | New | CZ08 | cDXGF | 0 | None | 1 | 60654.58 | 785174.1 |  | 124089.5 | 0 | 419568.6 | 0 | 178338.8 | 0 | 518.4399 | 62658.88 | 10517.16 | 28231.54 | 0 | 0 | 0 | 0 | 266200000 | 11722490 | 254477200 | 2544.772 | 74561.8196 | 0 | 37.7404 | 77.7135 | 2021-07-03 10:38
PreNResSpltPkgAC-65to-PEYes | None | Nrs | New | CZ09 | cDXGF | 0 | None | 1 | 60654.58 | 780128.1 |  | 124089.5 | 0 | 419568.6 | 0 | 173312.1 | 0 | 751.1084 | 62406.71 | 11240.85 | 26680.07 | 0 | 0 | 0 | 0 | 295311500 | 11722490 | 283588600 | 2835.886 | 83091.4598 | 0 | 37.7404 | 77.7135 | 2021-07-03 10:39
PreNResSpltPkgAC-65to-PEYes | None | Nrs | New | CZ10 | cDXGF | 0 | None | 1 | 60654.58 | 793694.5 |  | 124089.5 | 0 | 419568.6 | 0 | 186081.1 | 0 | 1094.644 | 62860.75 | 11661.97 | 28192.81 | 0 | 0 | 0 | 0 | 350022300 | 11722490 | 338299500 | 3382.995 | 99121.7535 | 0 | 37.7404 | 77.7135 | 2021-07-03 10:40
PreNResSpltPkgAC-65to-PEYes | None | Nrs | New | CZ11 | cDXGF | 0 | None | 1 | 60654.58 | 788954.2 |  | 124089.5 | 0 | 419568.6 | 0 | 180777.7 | 0 | 2018.107 | 62500.21 | 14568.84 | 26155.58 | 0 | 0 | 0 | 0 | 521194500 | 11722490 | 509471800 | 5094.718 | 149275.2374 | 0 | 37.7404 | 77.7135 | 2021-07-03 10:40
PreNResSpltPkgAC-65to-PEYes | None | Nrs | New | CZ12 | cDXGF | 0 | None | 1 | 60654.58 | 759518.9 |  | 124089.5 | 0 | 419568.6 | 0 | 151784.6 | 0 | 1864.249 | 62211.95 | 15838.7 | 22007.15 | 0 | 0 | 0 | 0 | 539226600 | 11722490 | 527503700 | 5275.037 | 154558.5841 | 0 | 37.7404 | 77.7135 | 2021-07-03 10:41
PreNResSpltPkgAC-65to-PEYes | None | Nrs | New | CZ13 | cDXGF | 0 | None | 1 | 60654.58 | 807866.1 |  | 124089.5 | 0 | 419568.6 | 0 | 199119.9 | 0 | 1762.115 | 63326.05 | 12815.49 | 29233.34 | 0 | 0 | 0 | 0 | 449816800 | 11722490 | 438094200 | 4380.942 | 128361.6006 | 0 | 37.7404 | 77.7135 | 2021-07-03 10:42
PreNResSpltPkgAC-65to-PEYes | None | Nrs | New | CZ14 | cDXGF | 0 | None | 1 | 60654.58 | 785795.8 |  | 124089.5 | 0 | 419568.6 | 1.782 | 177618.5 | 0 | 2104.31 | 62412.22 | 14283.22 | 26932.96 | 0 | 0.36792 | 0 | 0 | 564701000 | 11722490 | 552978300 | 5529.783 | 162022.6419 | 0 | 37.7404 | 77.7135 | 2021-07-03 10:43
PreNResSpltPkgAC-65to-PEYes | None | Nrs | New | CZ15 | cDXGF | 0 | None | 1 | 60654.58 | 919217.2 |  | 124089.5 | 0 | 419568.6 | 0 | 309632 | 0 | 486.3661 | 65440.77 | 5858.752 | 43057.68 | 0 | 0 | 0 | 0 | 156276500 | 11722490 | 144553800 | 1445.538 | 42354.2634 | 0 | 37.7404 | 77.7135 | 2021-07-03 10:44
PreNResSpltPkgAC-65to-PEYes | None | Nrs | New | CZ16 | cDXGF | 0 | None | 1 | 60654.58 | 696691.4 |  | 124089.5 | 0 | 419568.6 | 1838.85 | 86644.03 | 0 | 3701.406 | 60147.49 | 23232.41 | 13760.09 | 0 | 701.266 | 0 | 0 | 1066311000 | 11722490 | 1054588000 | 10545.88 | 308994.284 | 0 | 37.7404 | 77.7135 | 2021-07-03 10:44
PreNResSpltPkgAC-65to-PEYes | None | OfL | New | CZ01 | cDXGF | 0 | None | 1 | 174998.9 | 1302992 |  | 289618.8 | 0 | 892052.4 | 0 | 19400.29 | 0 | 14955.18 | 86963.89 | 10742.62 | 15297.03 | 0 | 0 | 0 | 0 | 356062900 | 0 | 356062900 | 3560.629 | 104326.4297 | 0 | 131.4698 | 198.3774 | 2021-07-03 10:45
PreNResSpltPkgAC-65to-PEYes | None | OfL | New | CZ02 | cDXGF | 0 | None | 1 | 174998.9 | 1461952 |  | 289618.8 | 0 | 892052.4 | 0 | 181344 | 0 | 9493.558 | 89443.96 | 5053.522 | 56690.97 | 0 | 0 | 0 | 0 | 187120300 | 0 | 187120300 | 1871.203 | 54826.2479 | 0 | 131.4698 | 198.3774 | 2021-07-03 10:46
PreNResSpltPkgAC-65to-PEYes | None | OfL | New | CZ03 | cDXGF | 0 | None | 1 | 174998.9 | 1395112 |  | 289618.8 | 0 | 892052.4 | 0 | 107857.4 | 0 | 6313.886 | 99269.27 | 4162.154 | 50145.2 | 0 | 0 | 0 | 0 | 117793800 | 0 | 117793800 | 1177.938 | 34513.5834 | 0 | 131.4698 | 198.3774 | 2021-07-03 10:47
PreNResSpltPkgAC-65to-PEYes | None | OfL | New | CZ04 | cDXGF | 0 | None | 1 | 174998.9 | 1501491 |  | 289618.8 | 0 | 892052.4 | 0 | 220332.3 | 0 | 5423.854 | 94063.62 | 2532.539 | 67291.27 | 0 | 0 | 0 | 0 | 80873180 | 0 | 80873180 | 808.7318 | 23695.8417 | 0 | 131.4698 | 198.3774 | 2021-07-03 10:47
PreNResSpltPkgAC-65to-PEYes | None | OfL | New | CZ05 | cDXGF | 0 | None | 1 | 174998.9 | 1431889 |  | 289618.8 | 0 | 892052.4 | 0 | 143780.5 | 0 | 7168.726 | 99268.24 | 2351.226 | 59865.91 | 0 | 0 | 0 | 0 | 66038420 | 0 | 66038420 | 660.3842 | 19349.2571 | 0 | 131.4698 | 198.3774 | 2021-07-03 10:48
PreNResSpltPkgAC-65to-PEYes | None | OfL | New | CZ06 | cDXGF | 0 | None | 1 | 174998.9 | 1561538 |  | 289618.8 | 0 | 892052.4 | 0 | 271823.1 | 0 | 2528.145 | 105516.5 | 870.5076 | 79094.13 | 0 | 0 | 0 | 0 | 17290780 | 0 | 17290780 | 172.9078 | 5066.1985 | 0 | 131.4698 | 198.3774 | 2021-07-03 10:49
PreNResSpltPkgAC-65to-PEYes | None | OfL | New | CZ07 | cDXGF | 0 | None | 1 | 174998.9 | 1515046 |  | 289618.8 | 0 | 892052.4 | 0 | 226845 | 0 | 1230.182 | 105299.8 | 518.1194 | 76597.93 | 0 | 0 | 0 | 0 | 8748376 | 0 | 8748376 | 87.4838 | 2563.2742 | 0 | 131.4698 | 198.3774 | 2021-07-03 10:50
PreNResSpltPkgAC-65to-PEYes | None | OfL | New | CZ08 | cDXGF | 0 | None | 1 | 174998.9 | 1608974 |  | 289618.8 | 0 | 892052.4 | 0 | 326306.3 | 0 | 2354.992 | 98642.82 | 593.8136 | 81578.2 | 0 | 0 | 0 | 0 | 12819610 | 0 | 12819610 | 128.1961 | 3756.1457 | 0 | 131.4698 | 198.3774 | 2021-07-03 10:50
PreNResSpltPkgAC-65to-PEYes | None | OfL | New | CZ09 | cDXGF | 0 | None | 1 | 174998.9 | 1595023 |  | 289618.8 | 0 | 892052.4 | 0 | 302156.1 | 0 | 3907.584 | 107289.1 | 1107.837 | 80347.45 | 0 | 0 | 0 | 0 | 22432590 | 0 | 22432590 | 224.3259 | 6572.7489 | 0 | 131.4698 | 198.3774 | 2021-07-03 10:51
PreNResSpltPkgAC-65to-PEYes | None | OfL | New | CZ10 | cDXGF | 0 | None | 1 | 174998.9 | 1627259 |  | 289618.8 | 0 | 892052.4 | 0 | 336284.1 | 0 | 5305.091 | 103999.2 | 1623.066 | 81350.27 | 0 | 0 | 0 | 0 | 42823020 | 0 | 42823020 | 428.2302 | 12547.1449 | 0 | 131.4698 | 198.3774 | 2021-07-03 10:52
PreNResSpltPkgAC-65to-PEYes | None | OfL | New | CZ11 | cDXGF | 0 | None | 1 | 174998.9 | 1605338 |  | 289618.8 | 0 | 892052.4 | 0 | 304460.4 | 0 | 10278.07 | 108928.8 | 7525.887 | 71315.74 | 0 | 0 | 0 | 0 | 243986600 | 0 | 243986600 | 2439.866 | 71488.0738 | 0 | 131.4698 | 198.3774 | 2021-07-03 10:53
PreNResSpltPkgAC-65to-PEYes | None | OfL | New | CZ12 | cDXGF | 0 | None | 1 | 174998.9 | 1544603 |  | 289618.8 | 0 | 892052.4 | 0 | 249931.2 | 0 | 8876.188 | 104124.7 | 5900.613 | 69689.21 | 0 | 0 | 0 | 0 | 197407600 | 0 | 197407600 | 1974.076 | 57840.4268 | 0 | 131.4698 | 198.3774 | 2021-07-03 10:53
PreNResSpltPkgAC-65to-PEYes | None | OfL | New | CZ13 | cDXGF | 0 | None | 1 | 174998.9 | 1639337 |  | 289618.8 | 0 | 892052.4 | 0 | 334916.6 | 0 | 9102.486 | 113647.2 | 5643.956 | 79553.96 | 0 | 0 | 0 | 0 | 174756200 | 0 | 174756200 | 1747.562 | 51203.5666 | 0 | 131.4698 | 198.3774 | 2021-07-03 10:54
PreNResSpltPkgAC-65to-PEYes | None | OfL | New | CZ14 | cDXGF | 0 | None | 1 | 174998.9 | 1619213 |  | 289618.8 | 0 | 892052.4 | 0 | 317058.9 | 0 | 10941.49 | 109541.1 | 4816.245 | 75775.48 | 0 | 0 | 0 | 0 | 166074400 | 0 | 166074400 | 1660.744 | 48659.7992 | 0 | 131.4698 | 198.3774 | 2021-07-03 10:55
PreNResSpltPkgAC-65to-PEYes | None | OfL | New | CZ15 | cDXGF | 0 | None | 1 | 174998.9 | 1901589 |  | 289618.8 | 0 | 892052.4 | 0 | 582377.3 | 0 | 2826.67 | 134714.4 | 568.4298 | 115480 | 0 | 0 | 0 | 0 | 8620112 | 0 | 8620112 | 86.2011 | 2525.6928 | 0 | 131.4698 | 198.3774 | 2021-07-03 10:56
PreNResSpltPkgAC-65to-PEYes | None | OfL | New | CZ16 | cDXGF | 0 | None | 1 | 174998.9 | 1428203 |  | 289618.8 | 0 | 892052.4 | 0 | 118313.5 | 0 | 19533.66 | 108684.9 | 18624.16 | 48670.82 | 0 | 0 | 0 | 0 | 843237600 | 0 | 843237600 | 8432.376 | 247068.6168 | 0 | 131.4698 | 198.3774 | 2021-07-03 10:56
PreNResSpltPkgAC-65to-PEYes | None | OfS | New | CZ01 | cDXGF | 0 | None | 1 | 10000.08 | 63636.06 |  | 13865.43 | 0 | 42917.13 | 0 | 965.572 | 0 | 865.9745 | 5021.872 | 1689.28 | 706.944 | 0 | 0 | 0 | 0 | 97348060 | 0 | 97348060 | 973.4806 | 28522.9816 | 0 | 7.5278 | 11.5223 | 2021-07-03 10:57
PreNResSpltPkgAC-65to-PEYes | None | OfS | New | CZ02 | cDXGF | 0 | None | 1 | 10000.08 | 72665.48 |  | 13865.43 | 0 | 42917.13 | 0 | 9943.731 | 0 | 593.1098 | 5345.989 | 778.8297 | 3045.767 | 0 | 0 | 0 | 0 | 46854880 | 0 | 46854880 | 468.5488 | 13728.4798 | 0 | 7.5278 | 11.5223 | 2021-07-03 10:58
PreNResSpltPkgAC-65to-PEYes | None | OfS | New | CZ03 | cDXGF | 0 | None | 1 | 10000.08 | 68620.1 |  | 13865.43 | 0 | 42917.13 | 0 | 5718.268 | 0 | 372.5648 | 5746.605 | 842.6117 | 2570.271 | 0 | 0 | 0 | 0 | 41375580 | 0 | 41375580 | 413.7558 | 12123.0449 | 0 | 7.5278 | 11.5223 | 2021-07-03 10:59
PreNResSpltPkgAC-65to-PEYes | None | OfS | New | CZ04 | cDXGF | 0 | None | 1 | 10000.08 | 75076.3 |  | 13865.43 | 0 | 42917.13 | 0 | 12325.1 | 0 | 342.3401 | 5626.226 | 504.1323 | 3661.775 | 0 | 0 | 0 | 0 | 26947240 | 0 | 26947240 | 269.4724 | 7895.5413 | 0 | 7.5278 | 11.5223 | 2021-07-03 10:59
PreNResSpltPkgAC-65to-PEYes | None | OfS | New | CZ05 | cDXGF | 0 | None | 1 | 10000.08 | 70391.18 |  | 13865.43 | 0 | 42917.13 | 0 | 7453.211 | 0 | 424.8124 | 5730.519 | 686.3865 | 3035.584 | 0 | 0 | 0 | 0 | 35411310 | 0 | 35411310 | 354.1131 | 10375.5138 | 0 | 7.5278 | 11.5223 | 2021-07-03 11:00
PreNResSpltPkgAC-65to-PEYes | None | OfS | New | CZ06 | cDXGF | 0 | None | 1 | 10000.08 | 77991.05 |  | 13865.43 | 0 | 42917.13 | 0 | 14952.83 | 0 | 149.9044 | 6105.647 | 323.2623 | 4317.529 | 0 | 0 | 0 | 0 | 13069040 | 0 | 13069040 | 130.6904 | 3829.2287 | 0 | 7.5278 | 11.5223 | 2021-07-03 11:01
PreNResSpltPkgAC-65to-PEYes | None | OfS | New | CZ07 | cDXGF | 0 | None | 1 | 10000.08 | 75191.02 |  | 13865.43 | 0 | 42917.13 | 0 | 12295.6 | 0 | 72.79 | 6039.971 | 285.9669 | 4068.11 | 0 | 0 | 0 | 0 | 10307790 | 0 | 10307790 | 103.0779 | 3020.1825 | 0 | 7.5278 | 11.5223 | 2021-07-03 11:01
PreNResSpltPkgAC-65to-PEYes | None | OfS | New | CZ08 | cDXGF | 0 | None | 1 | 10000.08 | 81481.77 |  | 13865.43 | 0 | 42917.13 | 0 | 18612.35 | 0 | 150.284 | 5936.493 | 272.1664 | 4557.429 | 0 | 0 | 0 | 0 | 11570410 | 0 | 11570410 | 115.7041 | 3390.1301 | 0 | 7.5278 | 11.5223 | 2021-07-03 11:02
PreNResSpltPkgAC-65to-PEYes | None | OfS | New | CZ09 | cDXGF | 0 | None | 1 | 10000.08 | 81034.1 |  | 13865.43 | 0 | 42917.13 | 0 | 17451 | 0 | 248.4031 | 6552.04 | 314.9399 | 4615.612 | 0 | 0 | 0 | 0 | 11285950 | 0 | 11285950 | 112.8595 | 3306.7834 | 0 | 7.5278 | 11.5223 | 2021-07-03 11:03
PreNResSpltPkgAC-65to-PEYes | None | OfS | New | CZ10 | cDXGF | 0 | None | 1 | 10000.08 | 83085 |  | 13865.43 | 0 | 42917.13 | 0 | 19596.35 | 0 | 340.4443 | 6365.557 | 345.2558 | 4692.602 | 0 | 0 | 0 | 0 | 15205080 | 0 | 15205080 | 152.0508 | 4455.0884 | 0 | 7.5278 | 11.5223 | 2021-07-03 11:03
PreNResSpltPkgAC-65to-PEYes | None | OfS | New | CZ11 | cDXGF | 0 | None | 1 | 10000.08 | 82278.52 |  | 13865.43 | 0 | 42917.13 | 0 | 18111.75 | 0 | 657.347 | 6726.803 | 911.9985 | 4159.472 | 0 | 0 | 0 | 0 | 42173440 | 0 | 42173440 | 421.7344 | 12356.8179 | 0 | 7.5278 | 11.5223 | 2021-07-03 11:04
PreNResSpltPkgAC-65to-PEYes | None | OfS | New | CZ12 | cDXGF | 0 | None | 1 | 10000.08 | 78194.3 |  | 13865.43 | 0 | 42917.13 | 0 | 14474.74 | 0 | 567.3365 | 6369.552 | 790.3405 | 3945.416 | 0 | 0 | 0 | 0 | 41118890 | 0 | 41118890 | 411.1889 | 12047.8348 | 0 | 7.5278 | 11.5223 | 2021-07-03 11:05
PreNResSpltPkgAC-65to-PEYes | None | OfS | New | CZ13 | cDXGF | 0 | None | 1 | 10000.08 | 84603.01 |  | 13865.43 | 0 | 42917.13 | 0 | 20160.21 | 0 | 589.4869 | 7070.648 | 753.2244 | 4686.753 | 0 | 0 | 0 | 0 | 35012990 | 0 | 35012990 | 350.1299 | 10258.8061 | 0 | 7.5278 | 11.5223 | 2021-07-03 11:05
PreNResSpltPkgAC-65to-PEYes | None | OfS | New | CZ14 | cDXGF | 0 | None | 1 | 10000.08 | 83223.11 |  | 13865.43 | 0 | 42917.13 | 0 | 18901.23 | 0 | 705.5563 | 6833.68 | 674.5685 | 4480.529 | 0 | 0 | 0 | 0 | 33987440 | 0 | 33987440 | 339.8744 | 9958.3199 | 0 | 7.5278 | 11.5223 | 2021-07-03 11:06
PreNResSpltPkgAC-65to-PEYes | None | OfS | New | CZ15 | cDXGF | 0 | None | 1 | 10000.08 | 100993.3 |  | 13865.43 | 0 | 42917.13 | 0 | 35664.13 | 0 | 180.3815 | 8366.073 | 134.9773 | 7042.71 | 0 | 0 | 0 | 0 | 3108841 | 0 | 3108841 | 31.0884 | 910.8904 | 0 | 7.5278 | 11.5223 | 2021-07-03 11:07
PreNResSpltPkgAC-65to-PEYes | None | OfS | New | CZ16 | cDXGF | 0 | None | 1 | 10000.08 | 70810.56 |  | 13865.43 | 0 | 42917.13 | 0 | 6650.134 | 0 | 1134.561 | 6243.218 | 1698.986 | 2650.594 | 0 | 0 | 0 | 0 | 114394200 | 0 | 114394200 | 1143.942 | 33517.5006 | 0 | 7.5278 | 11.5223 | 2021-07-03 11:08
PreNResSpltPkgAC-65to-PEYes | None | RFF | New | CZ01 | cDXGF | 0 | None | 1 | 2500.053 | 31050.59 |  | 7067.909 | 0 | 21389.11 | 0 | 181.4441 | 0 | 198.226 | 2213.877 | 1398.662 | 149.43 | 0 | 0 | 0 | 0 | 104489100 | 5439761 | 99049360 | 990.4936 | 29021.4625 | 0 | 1.7608 | 5.4628 | 2021-07-03 11:08
PreNResSpltPkgAC-65to-PEYes | None | RFF | New | CZ02 | cDXGF | 0 | None | 1 | 2500.053 | 34723.45 |  | 7067.909 | 0 | 21389.11 | 0 | 3701.456 | 0 | 145.2654 | 2419.667 | 880.2662 | 1012.453 | 0 | 0 | 0 | 0 | 66696070 | 5439761 | 61256300 | 612.563 | 17948.0959 | 0 | 1.7608 | 5.4628 | 2021-07-03 11:09
PreNResSpltPkgAC-65to-PEYes | None | RFF | New | CZ03 | cDXGF | 0 | None | 1 | 2500.053 | 33014.02 |  | 7067.909 | 0 | 21389.11 | 0 | 1883.767 | 0 | 92.8858 | 2580.328 | 817.318 | 845.7841 | 0 | 0 | 0 | 0 | 49707660 | 5439761 | 44267910 | 442.6791 | 12970.4976 | 0 | 1.7608 | 5.4628 | 2021-07-03 11:09
PreNResSpltPkgAC-65to-PEYes | None | RFF | New | CZ04 | cDXGF | 0 | None | 1 | 2500.053 | 36263.24 |  | 7067.909 | 0 | 21389.11 | 0 | 5160.607 | 0 | 84.7751 | 2560.793 | 648.243 | 1357.607 | 0 | 0 | 0 | 0 | 43760420 | 5439761 | 38320680 | 383.2068 | 11227.9592 | 0 | 1.7608 | 5.4628 | 2021-07-03 11:10
PreNResSpltPkgAC-65to-PEYes | None | RFF | New | CZ05 | cDXGF | 0 | None | 1 | 2500.053 | 33323.84 |  | 7067.909 | 0 | 21389.11 | 0 | 2286.796 | 0 | 100.7066 | 2479.284 | 671.2594 | 955.5174 | 0 | 0 | 0 | 0 | 44044190 | 5439761 | 38604440 | 386.0444 | 11311.1009 | 0 | 1.7608 | 5.4628 | 2021-07-03 11:10
PreNResSpltPkgAC-65to-PEYes | None | RFF | New | CZ06 | cDXGF | 0 | None | 1 | 2500.053 | 37109.35 |  | 7067.909 | 0 | 21389.11 | 0 | 5809.208 | 0 | 38.9388 | 2804.141 | 349.6877 | 1648.065 | 0 | 0 | 0 | 0 | 21132660 | 5439761 | 15692890 | 156.9289 | 4598.0168 | 0 | 1.7608 | 5.4628 | 2021-07-03 11:10
PreNResSpltPkgAC-65to-PEYes | None | RFF | New | CZ07 | cDXGF | 0 | None | 1 | 2500.053 | 36334.38 |  | 7067.909 | 0 | 21389.11 | 0 | 5084.127 | 0 | 18.7911 | 2774.405 | 286.5865 | 1651.108 | 0 | 0 | 0 | 0 | 16654660 | 5439761 | 11214880 | 112.1488 | 3285.9598 | 0 | 1.7608 | 5.4628 | 2021-07-03 11:11
PreNResSpltPkgAC-65to-PEYes | None | RFF | New | CZ08 | cDXGF | 0 | None | 1 | 2500.053 | 39529.73 |  | 7067.909 | 0 | 21389.11 | 0 | 8280.217 | 0 | 37.8201 | 2754.629 | 292.7953 | 1892.567 | 0 | 0 | 0 | 0 | 18237450 | 5439761 | 12797670 | 127.9767 | 3749.7173 | 0 | 1.7608 | 5.4628 | 2021-07-03 11:11
PreNResSpltPkgAC-65to-PEYes | None | RFF | New | CZ09 | cDXGF | 0 | None | 1 | 2500.053 | 39436.05 |  | 7067.909 | 0 | 21389.11 | 0 | 7638.744 | 0 | 70.7662 | 3269.5 | 439.1448 | 1910.797 | 0 | 0 | 0 | 0 | 22182700 | 5439761 | 16742930 | 167.4293 | 4905.6785 | 0 | 1.7608 | 5.4628 | 2021-07-03 11:12
PreNResSpltPkgAC-65to-PEYes | None | RFF | New | CZ10 | cDXGF | 0 | None | 1 | 2500.053 | 40442.11 |  | 7067.909 | 0 | 21389.11 | 0 | 8802.032 | 0 | 93.1961 | 3089.816 | 474.9174 | 1916.614 | 0 | 0 | 0 | 0 | 28097280 | 5439761 | 22657520 | 226.5752 | 6638.6534 | 0 | 1.7608 | 5.4628 | 2021-07-03 11:12
PreNResSpltPkgAC-65to-PEYes | None | RFF | New | CZ11 | cDXGF | 0 | None | 1 | 2500.053 | 40438.79 |  | 7067.909 | 0 | 21389.11 | 0 | 8565.68 | 0 | 182.3232 | 3233.74 | 865.8252 | 1707.998 | 0 | 0 | 0 | 0 | 52490940 | 5439761 | 47051200 | 470.512 | 13786.0016 | 0 | 1.7608 | 5.4628 | 2021-07-03 11:13
PreNResSpltPkgAC-65to-PEYes | None | RFF | New | CZ12 | cDXGF | 0 | None | 1 | 2500.053 | 38087.76 |  | 7067.909 | 0 | 21389.11 | 0 | 6448.741 | 0 | 153.0715 | 3028.882 | 806.42 | 1554.085 | 0 | 0 | 0 | 0 | 52179530 | 5439761 | 46739800 | 467.398 | 13694.7614 | 0 | 1.7608 | 5.4628 | 2021-07-03 11:13
PreNResSpltPkgAC-65to-PEYes | None | RFF | New | CZ13 | cDXGF | 0 | None | 1 | 2500.053 | 41962.23 |  | 7067.909 | 0 | 21389.11 | 0 | 9994.735 | 0 | 161.9399 | 3348.515 | 738.6354 | 1983.659 | 0 | 0 | 0 | 0 | 43545130 | 5439761 | 38105390 | 381.0539 | 11164.8793 | 0 | 1.7608 | 5.4628 | 2021-07-03 11:14
PreNResSpltPkgAC-65to-PEYes | None | RFF | New | CZ14 | cDXGF | 0 | None | 1 | 2500.053 | 39901.97 |  | 7067.909 | 0 | 21389.11 | 0 | 8051.381 | 0 | 190.1117 | 3203.406 | 776.3151 | 1717.013 | 0 | 0 | 0 | 0 | 46755060 | 5439761 | 41315340 | 413.1534 | 12105.3946 | 0 | 1.7608 | 5.4628 | 2021-07-03 11:14
PreNResSpltPkgAC-65to-PEYes | None | RFF | New | CZ15 | cDXGF | 0 | None | 1 | 2500.053 | 50394.58 |  | 7067.909 | 0 | 21389.11 | 0 | 17639.63 | 0 | 55.6043 | 4242.319 | 216.0249 | 3179.904 | 0 | 0 | 0 | 0 | 10938040 | 5439761 | 5498281 | 54.9828 | 1610.9963 | 0 | 1.7608 | 5.4628 | 2021-07-03 11:15
PreNResSpltPkgAC-65to-PEYes | None | RFF | New | CZ16 | cDXGF | 0 | None | 1 | 2500.053 | 34125.68 |  | 7067.909 | 0 | 21389.11 | 0 | 2706.755 | 0 | 271.3854 | 2690.5 | 1196.116 | 988.2698 | 0 | 0 | 0 | 0 | 109098400 | 5439761 | 103658700 | 1036.587 | 30371.9991 | 0 | 1.7608 | 5.4628 | 2021-07-03 11:15
PreNResSpltPkgAC-65to-PEYes | None | RSD | New | CZ01 | cDXGF | 0 | None | 1 | 5599.957 | 53763.06 |  | 14258.23 | 0 | 36002.35 | 0 | 284.3366 | 0 | 336.5407 | 2881.618 | 2077.225 | 197.2975 | 0 | 0 | 0 | 0 | 132158800 | 6961006 | 125197600 | 1251.976 | 36682.8968 | 0 | 3.8194 | 7.4558 | 2021-07-03 11:16
PreNResSpltPkgAC-65to-PEYes | None | RSD | New | CZ02 | cDXGF | 0 | None | 1 | 5599.957 | 60185.32 |  | 14258.23 | 0 | 36002.35 | 0 | 6415.534 | 0 | 259.8875 | 3249.344 | 894.3394 | 1682.226 | 0 | 0 | 0 | 0 | 52700190 | 6961006 | 45739100 | 457.391 | 13401.5563 | 0 | 3.8194 | 7.4558 | 2021-07-03 11:16
PreNResSpltPkgAC-65to-PEYes | None | RSD | New | CZ03 | cDXGF | 0 | None | 1 | 5599.957 | 57080.2 |  | 14258.23 | 0 | 36002.35 | 0 | 3422.931 | 0 | 149.241 | 3247.483 | 861.8811 | 1406.18 | 0 | 0 | 0 | 0 | 44353270 | 6961006 | 37392200 | 373.922 | 10955.9146 | 0 | 3.8194 | 7.4558 | 2021-07-03 11:17
PreNResSpltPkgAC-65to-PEYes | None | RSD | New | CZ04 | cDXGF | 0 | None | 1 | 5599.957 | 62369.63 |  | 14258.23 | 0 | 36002.35 | 0 | 8571.577 | 0 | 147.6819 | 3389.82 | 603.2428 | 2160.177 | 0 | 0 | 0 | 0 | 31942840 | 6961006 | 24981800 | 249.818 | 7319.6674 | 0 | 3.8194 | 7.4558 | 2021-07-03 11:17
PreNResSpltPkgAC-65to-PEYes | None | RSD | New | CZ05 | cDXGF | 0 | None | 1 | 5599.957 | 57585.18 |  | 14258.23 | 0 | 36002.35 | 0 | 3949.427 | 0 | 168.7523 | 3206.443 | 748.1603 | 1505.263 | 0 | 0 | 0 | 0 | 38266470 | 6961006 | 31305440 | 313.0544 | 9172.4939 | 0 | 3.8194 | 7.4558 | 2021-07-03 11:18
PreNResSpltPkgAC-65to-PEYes | None | RSD | New | CZ06 | cDXGF | 0 | None | 1 | 5599.957 | 63870.37 |  | 14258.23 | 0 | 36002.35 | 0 | 9907.47 | 0 | 62.5095 | 3639.862 | 251.7085 | 2633.232 | 0 | 0 | 0 | 0 | 14215530 | 6961006 | 7254529 | 72.5453 | 2125.577 | 0 | 3.8194 | 7.4558 | 2021-07-03 11:18
PreNResSpltPkgAC-65to-PEYes | None | RSD | New | CZ07 | cDXGF | 0 | None | 1 | 5599.957 | 62268.4 |  | 14258.23 | 0 | 36002.35 | 0 | 8359.793 | 0 | 30.1562 | 3617.925 | 180.4907 | 2633.397 | 0 | 0 | 0 | 0 | 11699530 | 6961006 | 4738522 | 47.3852 | 1388.3869 | 0 | 3.8194 | 7.4558 | 2021-07-03 11:19
PreNResSpltPkgAC-65to-PEYes | None | RSD | New | CZ08 | cDXGF | 0 | None | 1 | 5599.957 | 67159.39 |  | 14258.23 | 0 | 36002.35 | 0 | 13003.58 | 0 | 69.4135 | 3825.878 | 197.5087 | 2970.719 | 0 | 0 | 0 | 0 | 12064890 | 6961006 | 5103885 | 51.0388 | 1495.4383 | 0 | 3.8194 | 7.4558 | 2021-07-03 11:19
PreNResSpltPkgAC-65to-PEYes | None | RSD | New | CZ09 | cDXGF | 0 | None | 1 | 5599.957 | 67183.34 |  | 14258.23 | 0 | 36002.35 | 0 | 12387.1 | 0 | 125.3646 | 4410.335 | 207.9486 | 3146.885 | 0 | 0 | 0 | 0 | 11646370 | 6961006 | 4685363 | 46.8536 | 1372.8114 | 0 | 3.8194 | 7.4558 | 2021-07-03 11:20
PreNResSpltPkgAC-65to-PEYes | None | RSD | New | CZ10 | cDXGF | 0 | None | 1 | 5599.957 | 68786.88 |  | 14258.23 | 0 | 36002.35 | 0 | 14161.11 | 0 | 166.6042 | 4198.632 | 330.7912 | 3104.787 | 0 | 0 | 0 | 0 | 16799250 | 6961006 | 9838232 | 98.3823 | 2882.602 | 0 | 3.8194 | 7.4558 | 2021-07-03 11:20
PreNResSpltPkgAC-65to-PEYes | None | RSD | New | CZ11 | cDXGF | 0 | None | 1 | 5599.957 | 68995.83 |  | 14258.23 | 0 | 36002.35 | 0 | 13937.1 | 0 | 337.6309 | 4460.539 | 850.3836 | 2719.648 | 0 | 0 | 0 | 0 | 39291920 | 6961006 | 32330860 | 323.3086 | 9472.942 | 0 | 3.8194 | 7.4558 | 2021-07-03 11:21
PreNResSpltPkgAC-65to-PEYes | None | RSD | New | CZ12 | cDXGF | 0 | None | 1 | 5599.957 | 65488.42 |  | 14258.23 | 0 | 36002.35 | 0 | 10794.07 | 0 | 275.5811 | 4158.231 | 808.5756 | 2603.503 | 0 | 0 | 0 | 0 | 39193500 | 6961006 | 32232450 | 322.3245 | 9444.1079 | 0 | 3.8194 | 7.4558 | 2021-07-03 11:21
PreNResSpltPkgAC-65to-PEYes | None | RSD | New | CZ13 | cDXGF | 0 | None | 1 | 5599.957 | 71110.73 |  | 14258.23 | 0 | 36002.35 | 0 | 15931.35 | 0 | 299.0097 | 4619.851 | 763.0447 | 3109.713 | 0 | 0 | 0 | 0 | 34300650 | 6961006 | 27339580 | 273.3958 | 8010.4969 | 0 | 3.8194 | 7.4558 | 2021-07-03 11:22
PreNResSpltPkgAC-65to-PEYes | None | RSD | New | CZ14 | cDXGF | 0 | None | 1 | 5599.957 | 68329.63 |  | 14258.23 | 0 | 36002.35 | 0 | 13214.43 | 0 | 359.0159 | 4495.634 | 785.8948 | 2770.519 | 0 | 0 | 0 | 0 | 35254920 | 6961006 | 28293870 | 282.9387 | 8290.1039 | 0 | 3.8194 | 7.4558 | 2021-07-03 11:22
PreNResSpltPkgAC-65to-PEYes | None | RSD | New | CZ15 | cDXGF | 0 | None | 1 | 5599.957 | 83482.89 |  | 14258.23 | 0 | 36002.35 | 0 | 27188.44 | 0 | 104.0935 | 5929.837 | 64.9282 | 4847.2 | 0 | 0 | 0 | 0 | 7839350 | 6961006 | 878342.8 | 8.7834 | 257.3544 | 0 | 3.8194 | 7.4558 | 2021-07-03 11:23
PreNResSpltPkgAC-65to-PEYes | None | RSD | New | CZ16 | cDXGF | 0 | None | 1 | 5599.957 | 58251.08 |  | 14258.23 | 0 | 36002.35 | 0 | 4049.508 | 0 | 451.4413 | 3489.551 | 1565.015 | 1436.106 | 0 | 0 | 0 | 0 | 142741700 | 6961006 | 135780500 | 1357.805 | 39783.6865 | 0 | 3.8194 | 7.4558 | 2021-07-03 11:23
PreNResSpltPkgAC-65to-PEYes | None | Rt3 | New | CZ01 | cDXGF | 0 | None | 1 | 120000.5 | 998830.9 |  | 514297.2 | 0 | 410310 | 0 | 15257.76 | 0 | 6082.794 | 52882.66 | 11145 | 12037.85 | 0 | 0 | 0 | 0 | 481993700 | 0 | 481993700 | 4819.937 | 141224.1541 | 0 | 103.2249 | 103.2491 | 2021-07-03 11:24
PreNResSpltPkgAC-65to-PEYes | None | Rt3 | New | CZ02 | cDXGF | 0 | None | 1 | 120000.5 | 1131219 |  | 514297.2 | 0 | 410310 | 0 | 132262.3 | 0 | 5200.312 | 69148.15 | 7445.533 | 40047.18 | 0 | 0 | 0 | 0 | 312464100 | 0 | 312464100 | 3124.641 | 91551.9813 | 0 | 103.2249 | 103.2491 | 2021-07-03 11:24
PreNResSpltPkgAC-65to-PEYes | None | Rt3 | New | CZ03 | cDXGF | 0 | None | 1 | 120000.5 | 1071620 |  | 514297.2 | 0 | 410310 | 0 | 81338.05 | 0 | 2616.7 | 63057.09 | 5097.862 | 35362.62 | 0 | 0 | 0 | 0 | 193458600 | 0 | 193458600 | 1934.586 | 56683.3698 | 0 | 103.2249 | 103.2491 | 2021-07-03 11:25
PreNResSpltPkgAC-65to-PEYes | None | Rt3 | New | CZ04 | cDXGF | 0 | None | 1 | 120000.5 | 1170552 |  | 514297.2 | 0 | 410310 | 0 | 170153.2 | 0 | 2968.847 | 72821.4 | 4158.529 | 49530.85 | 0 | 0 | 0 | 0 | 152654400 | 0 | 152654400 | 1526.544 | 44727.7392 | 0 | 103.2249 | 103.2491 | 2021-07-03 11:26
PreNResSpltPkgAC-65to-PEYes | None | Rt3 | New | CZ05 | cDXGF | 0 | None | 1 | 120000.5 | 1088439 |  | 514297.2 | 0 | 410310 | 0 | 97176.58 | 0 | 3008.737 | 63645.46 | 3346.854 | 39453.06 | 0 | 0 | 0 | 0 | 119933300 | 0 | 119933300 | 1199.333 | 35140.4569 | 0 | 103.2249 | 103.2491 | 2021-07-03 11:26
PreNResSpltPkgAC-65to-PEYes | None | Rt3 | New | CZ06 | cDXGF | 0 | None | 1 | 120000.5 | 1196266 |  | 514297.2 | 0 | 410310 | 0 | 201897 | 0 | 1070.716 | 68689.79 | 1158.283 | 53697.24 | 0 | 0 | 0 | 0 | 31134130 | 0 | 31134130 | 311.3413 | 9122.3001 | 0 | 103.2249 | 103.2491 | 2021-07-03 11:27
PreNResSpltPkgAC-65to-PEYes | None | Rt3 | New | CZ07 | cDXGF | 0 | None | 1 | 120000.5 | 1174357 |  | 514297.2 | 0 | 410310 | 0 | 179925.7 | 0 | 515.9923 | 69307.73 | 600.7828 | 55507.97 | 0 | 0 | 0 | 0 | 13497890 | 0 | 13497890 | 134.9789 | 3954.8818 | 0 | 103.2249 | 103.2491 | 2021-07-03 11:28
PreNResSpltPkgAC-65to-PEYes | None | Rt3 | New | CZ08 | cDXGF | 0 | None | 1 | 120000.5 | 1259843 |  | 514297.2 | 0 | 410310 | 0 | 256578.3 | 0 | 1288.242 | 77368.66 | 836.7146 | 62411.61 | 0 | 0 | 0 | 0 | 21057690 | 0 | 21057690 | 210.5769 | 6169.9032 | 0 | 103.2249 | 103.2491 | 2021-07-03 11:28
PreNResSpltPkgAC-65to-PEYes | None | Rt3 | New | CZ09 | cDXGF | 0 | None | 1 | 120000.5 | 1254439 |  | 514297.2 | 0 | 410310 | 0 | 237972.1 | 0 | 2327.423 | 89531.02 | 2045.156 | 62557.59 | 0 | 0 | 0 | 0 | 46523810 | 0 | 46523810 | 465.2381 | 13631.4763 | 0 | 103.2249 | 103.2491 | 2021-07-03 11:29
PreNResSpltPkgAC-65to-PEYes | None | Rt3 | New | CZ10 | cDXGF | 0 | None | 1 | 120000.5 | 1282591 |  | 514297.2 | 0 | 410310 | 0 | 269045.2 | 0 | 3121.277 | 85815.92 | 3036.44 | 63083.45 | 0 | 0 | 0 | 0 | 85106570 | 0 | 85106570 | 851.0657 | 24936.225 | 0 | 103.2249 | 103.2491 | 2021-07-03 11:29
PreNResSpltPkgAC-65to-PEYes | None | Rt3 | New | CZ11 | cDXGF | 0 | None | 1 | 120000.5 | 1265359 |  | 514297.2 | 0 | 410310 | 0 | 247128.4 | 0 | 5950.387 | 87672.01 | 7224.761 | 54806.13 | 0 | 0 | 0 | 0 | 210557200 | 0 | 210557200 | 2105.572 | 61693.2596 | 0 | 103.2249 | 103.2491 | 2021-07-03 11:30
PreNResSpltPkgAC-65to-PEYes | None | Rt3 | New | CZ12 | cDXGF | 0 | None | 1 | 120000.5 | 1216222 |  | 514297.2 | 0 | 410310 | 0 | 201477.6 | 0 | 5156.879 | 84979.11 | 8064.392 | 54114.22 | 0 | 0 | 0 | 0 | 277363600 | 0 | 277363600 | 2773.636 | 81267.5348 | 0 | 103.2249 | 103.2491 | 2021-07-03 11:31
PreNResSpltPkgAC-65to-PEYes | None | Rt3 | New | CZ13 | cDXGF | 0 | None | 1 | 120000.5 | 1302167 |  | 514297.2 | 0 | 410310 | 0 | 280142.4 | 0 | 5302.186 | 92113.77 | 6912.126 | 62594.65 | 0 | 0 | 0 | 0 | 203340100 | 0 | 203340100 | 2033.401 | 59578.6493 | 0 | 103.2249 | 103.2491 | 2021-07-03 11:31
PreNResSpltPkgAC-65to-PEYes | None | Rt3 | New | CZ14 | cDXGF | 0 | None | 1 | 120000.5 | 1258359 |  | 514297.2 | 0 | 410310 | 0 | 240589.5 | 0 | 6240.543 | 86920.64 | 5435.499 | 55631.69 | 0 | 0 | 0 | 0 | 150536000 | 0 | 150536000 | 1505.36 | 44107.048 | 0 | 103.2249 | 103.2491 | 2021-07-03 11:32
PreNResSpltPkgAC-65to-PEYes | None | Rt3 | New | CZ15 | cDXGF | 0 | None | 1 | 120000.5 | 1511429 |  | 514297.2 | 0 | 410310 | 0 | 471147.3 | 0 | 1731.983 | 113942.4 | 283.2621 | 94463.7 | 0 | 0 | 0 | 0 | 3395173 | 0 | 3395173 | 33.9517 | 994.7857 | 0 | 103.2249 | 103.2491 | 2021-07-03 11:33
PreNResSpltPkgAC-65to-PEYes | None | Rt3 | New | CZ16 | cDXGF | 0 | None | 1 | 120000.5 | 1088717 |  | 514297.2 | 0 | 410310 | 0 | 90913.84 | 0 | 7715.34 | 65479.84 | 14476.25 | 33008.59 | 0 | 0 | 0 | 0 | 833119900 | 0 | 833119900 | 8331.199 | 244104.1307 | 0 | 103.2249 | 103.2491 | 2021-07-03 11:33
PreNResSpltPkgAC-65to-PEYes | None | RtL | New | CZ01 | cDXGF | 0 | None | 1 | 129997 | 1020773 |  | 373221 | 0 | 557123.7 | 0 | 31128.54 | 0 | 5208.992 | 54091.68 | 12895.74 | 21104.41 | 0 | 0 | 0 | 0 | 726068000 | 0 | 726068000 | 7260.68 | 212737.924 | 0 | 113.151 | 116.5756 | 2021-07-03 11:34
PreNResSpltPkgAC-65to-PEYes | None | RtL | New | CZ02 | cDXGF | 0 | None | 1 | 129997 | 1130266 |  | 373221 | 0 | 557123.7 | 0 | 128013.5 | 0 | 4395.498 | 67513.11 | 7601.953 | 41009.86 | 0 | 0 | 0 | 0 | 421717600 | 0 | 421717600 | 4217.176 | 123563.2568 | 0 | 113.151 | 116.5756 | 2021-07-03 11:34
PreNResSpltPkgAC-65to-PEYes | None | RtL | New | CZ03 | cDXGF | 0 | None | 1 | 129997 | 1091282 |  | 373221 | 0 | 557123.7 | 0 | 95052.3 | 0 | 2176.814 | 63709.13 | 7533.453 | 40442.96 | 0 | 0 | 0 | 0 | 346836900 | 0 | 346836900 | 3468.369 | 101623.2117 | 0 | 113.151 | 116.5756 | 2021-07-03 11:35
PreNResSpltPkgAC-65to-PEYes | None | RtL | New | CZ04 | cDXGF | 0 | None | 1 | 129997 | 1167787 |  | 373221 | 0 | 557123.7 | 0 | 164711.4 | 0 | 2447.595 | 70283.59 | 5049.746 | 50177.77 | 0 | 0 | 0 | 0 | 262607900 | 0 | 262607900 | 2626.079 | 76944.1147 | 0 | 113.151 | 116.5756 | 2021-07-03 11:35
PreNResSpltPkgAC-65to-PEYes | None | RtL | New | CZ05 | cDXGF | 0 | None | 1 | 129997 | 1103987 |  | 373221 | 0 | 557123.7 | 0 | 107457 | 0 | 2497.547 | 63688.83 | 6898.08 | 42383.41 | 0 | 0 | 0 | 0 | 312302300 | 0 | 312302300 | 3123.023 | 91504.5739 | 0 | 113.151 | 116.5756 | 2021-07-03 11:36
PreNResSpltPkgAC-65to-PEYes | None | RtL | New | CZ06 | cDXGF | 0 | None | 1 | 129997 | 1201174 |  | 373221 | 0 | 557123.7 | 0 | 201261 | 0 | 874.561 | 68695.27 | 3739.073 | 54431.92 | 0 | 0 | 0 | 0 | 152680400 | 0 | 152680400 | 1526.804 | 44735.3572 | 0 | 113.151 | 116.5756 | 2021-07-03 11:36
PreNResSpltPkgAC-65to-PEYes | None | RtL | New | CZ07 | cDXGF | 0 | None | 1 | 129997 | 1178533 |  | 373221 | 0 | 557123.7 | 0 | 178853.8 | 0 | 425.5782 | 68909.23 | 3485.22 | 55041.24 | 0 | 0 | 0 | 0 | 127307200 | 0 | 127307200 | 1273.072 | 37301.0096 | 0 | 113.151 | 116.5756 | 2021-07-03 11:37
PreNResSpltPkgAC-65to-PEYes | None | RtL | New | CZ08 | cDXGF | 0 | None | 1 | 129997 | 1243898 |  | 373221 | 0 | 557123.7 | 0 | 236547 | 0 | 1123.987 | 75883.16 | 3082.09 | 60049.66 | 0 | 0 | 0 | 0 | 118743600 | 0 | 118743600 | 1187.436 | 34791.8748 | 0 | 113.151 | 116.5756 | 2021-07-03 11:37
PreNResSpltPkgAC-65to-PEYes | None | RtL | New | CZ09 | cDXGF | 0 | None | 1 | 129997 | 1235055 |  | 373221 | 0 | 557123.7 | 0 | 217079.2 | 0 | 1972.315 | 85659.24 | 4121.555 | 59905.41 | 0 | 0 | 0 | 0 | 128425700 | 0 | 128425700 | 1284.257 | 37628.7301 | 0 | 113.151 | 116.5756 | 2021-07-03 11:38
PreNResSpltPkgAC-65to-PEYes | None | RtL | New | CZ10 | cDXGF | 0 | None | 1 | 129997 | 1260488 |  | 373221 | 0 | 557123.7 | 0 | 245508 | 0 | 2644.982 | 81990.73 | 4491.608 | 60121.51 | 0 | 0 | 0 | 0 | 173041100 | 0 | 173041100 | 1730.411 | 50701.0423 | 0 | 113.151 | 116.5756 | 2021-07-03 11:38
PreNResSpltPkgAC-65to-PEYes | None | RtL | New | CZ11 | cDXGF | 0 | None | 1 | 129997 | 1256646 |  | 373221 | 0 | 557123.7 | 0 | 235955.6 | 0 | 5139.514 | 85206.74 | 8314.726 | 53942.66 | 0 | 0 | 0 | 0 | 336677300 | 0 | 336677300 | 3366.773 | 98646.4489 | 0 | 113.151 | 116.5756 | 2021-07-03 11:39
PreNResSpltPkgAC-65to-PEYes | None | RtL | New | CZ12 | cDXGF | 0 | None | 1 | 129997 | 1204310 |  | 373221 | 0 | 557123.7 | 0 | 188262 | 0 | 4349.273 | 81354.29 | 7790.362 | 52208.05 | 0 | 0 | 0 | 0 | 351558600 | 0 | 351558600 | 3515.586 | 103006.6698 | 0 | 113.151 | 116.5756 | 2021-07-03 11:39
PreNResSpltPkgAC-65to-PEYes | None | RtL | New | CZ13 | cDXGF | 0 | None | 1 | 129997 | 1288332 |  | 373221 | 0 | 557123.7 | 0 | 264789.7 | 0 | 4558.209 | 88640.62 | 7083.103 | 60375.86 | 0 | 0 | 0 | 0 | 283513200 | 0 | 283513200 | 2835.132 | 83069.3676 | 0 | 113.151 | 116.5756 | 2021-07-03 11:40
PreNResSpltPkgAC-65to-PEYes | None | RtL | New | CZ14 | cDXGF | 0 | None | 1 | 129997 | 1250918 |  | 373221 | 0 | 557123.7 | 0 | 229622.1 | 0 | 5433.028 | 85518.78 | 7805.371 | 54787.43 | 0 | 0 | 0 | 0 | 313735200 | 0 | 313735200 | 3137.352 | 91924.4136 | 0 | 113.151 | 116.5756 | 2021-07-03 11:40
PreNResSpltPkgAC-65to-PEYes | None | RtL | New | CZ15 | cDXGF | 0 | None | 1 | 129997 | 1490031 |  | 373221 | 0 | 557123.7 | 0 | 445474.7 | 0 | 1542.074 | 112670.3 | 2232.392 | 91948.89 | 0 | 0 | 0 | 0 | 44166230 | 0 | 44166230 | 441.6623 | 12940.7054 | 0 | 113.151 | 116.5756 | 2021-07-03 11:41
PreNResSpltPkgAC-65to-PEYes | None | RtL | New | CZ16 | cDXGF | 0 | None | 1 | 129997 | 1085567 |  | 373221 | 0 | 557123.7 | 0 | 87017.43 | 0 | 6381.148 | 61823.77 | 14886.95 | 32292.91 | 0 | 0 | 0 | 0 | 1034444000 | 0 | 1034444000 | 10344.44 | 303092.092 | 0 | 113.151 | 116.5756 | 2021-07-03 11:42
PreNResSpltPkgAC-65to-PEYes | None | RtS | New | CZ01 | cDXGF | 0 | None | 1 | 7999.929 | 43594.13 |  | 18024.85 | 0 | 21490.53 | 0 | 331.1278 | 0 | 406.3488 | 3341.31 | 2063.799 | 268.1604 | 0 | 0 | 0 | 0 | 134109600 | 0 | 134109600 | 1341.096 | 39294.1128 | 0 | 6.2396 | 5.9733 | 2021-07-03 11:42
PreNResSpltPkgAC-65to-PEYes | None | RtS | New | CZ02 | cDXGF | 0 | None | 1 | 7999.929 | 50745.75 |  | 18024.85 | 0 | 21490.53 | 0 | 6806.769 | 0 | 333.6377 | 4090.068 | 1149.698 | 1975.552 | 0 | 0 | 0 | 0 | 72630190 | 0 | 72630190 | 726.3019 | 21280.6457 | 0 | 6.2396 | 5.9733 | 2021-07-03 11:43
PreNResSpltPkgAC-65to-PEYes | None | RtS | New | CZ03 | cDXGF | 0 | None | 1 | 7999.929 | 46880.03 |  | 18024.85 | 0 | 21490.53 | 0 | 3380.49 | 0 | 175.056 | 3809.137 | 1124.867 | 1473.702 | 0 | 0 | 0 | 0 | 60130020 | 0 | 60130020 | 601.3002 | 17618.0959 | 0 | 6.2396 | 5.9733 | 2021-07-03 11:43
PreNResSpltPkgAC-65to-PEYes | None | RtS | New | CZ04 | cDXGF | 0 | None | 1 | 7999.929 | 53019.5 |  | 18024.85 | 0 | 21490.53 | 0 | 8976.764 | 0 | 194.5078 | 4332.898 | 865.392 | 2495.006 | 0 | 0 | 0 | 0 | 46168820 | 0 | 46168820 | 461.6882 | 13527.4643 | 0 | 6.2396 | 5.9733 | 2021-07-03 11:44
PreNResSpltPkgAC-65to-PEYes | None | RtS | New | CZ05 | cDXGF | 0 | None | 1 | 7999.929 | 47700.52 |  | 18024.85 | 0 | 21490.53 | 0 | 4191.046 | 0 | 199.5421 | 3794.6 | 914.829 | 1710.72 | 0 | 0 | 0 | 0 | 45849260 | 0 | 45849260 | 458.4926 | 13433.8332 | 0 | 6.2396 | 5.9733 | 2021-07-03 11:44
PreNResSpltPkgAC-65to-PEYes | None | RtS | New | CZ06 | cDXGF | 0 | None | 1 | 7999.929 | 53810.34 |  | 18024.85 | 0 | 21490.53 | 0 | 10101.48 | 0 | 71.1502 | 4122.389 | 466.262 | 2706.519 | 0 | 0 | 0 | 0 | 20583810 | 0 | 20583810 | 205.8381 | 6031.0563 | 0 | 6.2396 | 5.9733 | 2021-07-03 11:44
PreNResSpltPkgAC-65to-PEYes | None | RtS | New | CZ07 | cDXGF | 0 | None | 1 | 7999.929 | 52143.61 |  | 18024.85 | 0 | 21490.53 | 0 | 8493.231 | 0 | 34.6117 | 4100.454 | 422.8458 | 2632.154 | 0 | 0 | 0 | 0 | 16615300 | 0 | 16615300 | 166.153 | 4868.2829 | 0 | 6.2396 | 5.9733 | 2021-07-03 11:45
PreNResSpltPkgAC-65to-PEYes | None | RtS | New | CZ08 | cDXGF | 0 | None | 1 | 7999.929 | 58476.34 |  | 18024.85 | 0 | 21490.53 | 0 | 14159.02 | 0 | 86.5704 | 4715.417 | 396.7695 | 3336.689 | 0 | 0 | 0 | 0 | 15664200 | 0 | 15664200 | 156.642 | 4589.6106 | 0 | 6.2396 | 5.9733 | 2021-07-03 11:45
PreNResSpltPkgAC-65to-PEYes | None | RtS | New | CZ09 | cDXGF | 0 | None | 1 | 7999.929 | 58704.54 |  | 18024.85 | 0 | 21490.53 | 0 | 13443.14 | 0 | 154.9186 | 5591.16 | 609.9412 | 3497.672 | 0 | 0 | 0 | 0 | 19810830 | 0 | 19810830 | 198.1083 | 5804.5732 | 0 | 6.2396 | 5.9733 | 2021-07-03 11:46
PreNResSpltPkgAC-65to-PEYes | None | RtS | New | CZ10 | cDXGF | 0 | None | 1 | 7999.929 | 60530.49 |  | 18024.85 | 0 | 21490.53 | 0 | 15477.48 | 0 | 208.8523 | 5328.806 | 657.1143 | 3552.915 | 0 | 0 | 0 | 0 | 26427890 | 0 | 26427890 | 264.2789 | 7743.3718 | 0 | 6.2396 | 5.9733 | 2021-07-03 11:46
PreNResSpltPkgAC-65to-PEYes | None | RtS | New | CZ11 | cDXGF | 0 | None | 1 | 7999.929 | 60432.91 |  | 18024.85 | 0 | 21490.53 | 0 | 14943.15 | 0 | 400.3056 | 5574.141 | 1382.227 | 3138.743 | 0 | 0 | 0 | 0 | 64352140 | 0 | 64352140 | 643.5214 | 18855.177 | 0 | 6.2396 | 5.9733 | 2021-07-03 11:47
PreNResSpltPkgAC-65to-PEYes | None | RtS | New | CZ12 | cDXGF | 0 | None | 1 | 7999.929 | 56480.12 |  | 18024.85 | 0 | 21490.53 | 0 | 11444.33 | 0 | 338.4419 | 5182.05 | 1240.979 | 2910.862 | 0 | 0 | 0 | 0 | 64376750 | 0 | 64376750 | 643.7675 | 18862.3878 | 0 | 6.2396 | 5.9733 | 2021-07-03 11:47
PreNResSpltPkgAC-65to-PEYes | None | RtS | New | CZ13 | cDXGF | 0 | None | 1 | 7999.929 | 62812.63 |  | 18024.85 | 0 | 21490.53 | 0 | 17062.57 | 0 | 360.1551 | 5874.582 | 1188.306 | 3652.978 | 0 | 0 | 0 | 0 | 53104600 | 0 | 53104600 | 531.046 | 15559.6478 | 0 | 6.2396 | 5.9733 | 2021-07-03 11:48
PreNResSpltPkgAC-65to-PEYes | None | RtS | New | CZ14 | cDXGF | 0 | None | 1 | 7999.929 | 59997.35 |  | 18024.85 | 0 | 21490.53 | 0 | 14503.05 | 0 | 421.1583 | 5557.821 | 1157.685 | 3203.713 | 0 | 0 | 0 | 0 | 50034930 | 0 | 50034930 | 500.3493 | 14660.2345 | 0 | 6.2396 | 5.9733 | 2021-07-03 11:48
PreNResSpltPkgAC-65to-PEYes | None | RtS | New | CZ15 | cDXGF | 0 | None | 1 | 7999.929 | 77880.66 |  | 18024.85 | 0 | 21490.53 | 0 | 30733.82 | 0 | 119.1908 | 7512.318 | 284.9616 | 5984.327 | 0 | 0 | 0 | 0 | 5746003 | 0 | 5746003 | 57.46 | 1683.5789 | 0 | 6.2396 | 5.9733 | 2021-07-03 11:49
PreNResSpltPkgAC-65to-PEYes | None | RtS | New | CZ16 | cDXGF | 0 | None | 1 | 7999.929 | 48722.29 |  | 18024.85 | 0 | 21490.53 | 0 | 4595.836 | 0 | 522.3832 | 4088.745 | 1725.135 | 1657.195 | 0 | 0 | 0 | 0 | 152756300 | 0 | 152756300 | 1527.563 | 44757.5959 | 0 | 6.2396 | 5.9733 | 2021-07-03 11:49
PreNResSpltPkgAC-65to-PEYes | None | SCn | New | CZ01 | cDXGF | 0 | None | 1 | 250000.3 | 670246.9 |  | 262734.3 | 0 | 311499.4 | 0 | 1498.368 | 0 | 10295.57 | 84217.2 | 62516.28 | 1284.232 | 0 | 0 | 0 | 0 | 4194632000 | 0 | 4194632000 | 41946.32 | 1229027.176 | 0 | 121.9894 | 74.8622 | 2021-07-03 11:50
PreNResSpltPkgAC-65to-PEYes | None | SCn | New | CZ02 | cDXGF | 0 | None | 1 | 250000.3 | 665386.1 |  | 262734.3 | 0 | 311499.4 | 0 | 31749.65 | 0 | 4922.696 | 54477.67 | 19573.28 | 8928.225 | 0 | 0 | 0 | 0 | 2322384000 | 0 | 2322384000 | 23223.84 | 680458.512 | 0 | 121.9894 | 74.8622 | 2021-07-03 11:50
PreNResSpltPkgAC-65to-PEYes | None | SCn | New | CZ03 | cDXGF | 0 | None | 1 | 250000.3 | 674490.7 |  | 262734.3 | 0 | 311499.4 | 0 | 10562.74 | 0 | 4227.047 | 85464.43 | 33465.63 | 4552.302 | 0 | 0 | 0 | 0 | 2052495000 | 0 | 2052495000 | 20524.95 | 601381.035 | 0 | 121.9894 | 74.8622 | 2021-07-03 11:51
PreNResSpltPkgAC-65to-PEYes | None | SCn | New | CZ04 | cDXGF | 0 | None | 1 | 250000.3 | 683792.1 |  | 262734.3 | 0 | 311499.4 | 0 | 50131.23 | 0 | 2764.972 | 56659.64 | 15769.05 | 13518.82 | 0 | 0 | 0 | 0 | 1688850000 | 0 | 1688850000 | 16888.5 | 494833.05 | 0 | 121.9894 | 74.8622 | 2021-07-03 11:51
PreNResSpltPkgAC-65to-PEYes | None | SCn | New | CZ05 | cDXGF | 0 | None | 1 | 250000.3 | 665458.4 |  | 262734.3 | 0 | 311499.4 | 0 | 12871.71 | 0 | 4804.894 | 73545.81 | 25813.04 | 5097.69 | 0 | 0 | 0 | 0 | 1696616000 | 0 | 1696616000 | 16966.16 | 497108.488 | 0 | 121.9894 | 74.8622 | 2021-07-03 11:52
PreNResSpltPkgAC-65to-PEYes | None | SCn | New | CZ06 | cDXGF | 0 | None | 1 | 250000.3 | 706218.9 |  | 262734.3 | 0 | 311499.4 | 0 | 44741.02 | 0 | 1592.23 | 85648.95 | 14573.1 | 17287.09 | 0 | 0 | 0 | 0 | 890827000 | 0 | 890827000 | 8908.27 | 261012.311 | 0 | 121.9894 | 74.8622 | 2021-07-03 11:52
PreNResSpltPkgAC-65to-PEYes | None | SCn | New | CZ07 | cDXGF | 0 | None | 1 | 250000.3 | 692156.9 |  | 262734.3 | 0 | 311499.4 | 0 | 33872.88 | 0 | 769.0282 | 83278.27 | 14018.25 | 13619.79 | 0 | 0 | 0 | 0 | 774705000 | 0 | 774705000 | 7747.05 | 226988.565 | 0 | 121.9894 | 74.8622 | 2021-07-03 11:53
PreNResSpltPkgAC-65to-PEYes | None | SCn | New | CZ08 | cDXGF | 0 | None | 1 | 250000.3 | 746420.6 |  | 262734.3 | 0 | 311499.4 | 0 | 102364.3 | 0 | 1368.145 | 68451.66 | 9097.253 | 25445.88 | 0 | 0 | 0 | 0 | 717850200 | 0 | 717850200 | 7178.502 | 210330.1086 | 0 | 121.9894 | 74.8622 | 2021-07-03 11:53
PreNResSpltPkgAC-65to-PEYes | None | SCn | New | CZ09 | cDXGF | 0 | None | 1 | 250000.3 | 751610.3 |  | 262734.3 | 0 | 311499.4 | 0 | 94081.93 | 0 | 2397.913 | 80894 | 12213.58 | 27358.51 | 0 | 0 | 0 | 0 | 793739300 | 0 | 793739300 | 7937.393 | 232565.6149 | 0 | 121.9894 | 74.8622 | 2021-07-03 11:54
PreNResSpltPkgAC-65to-PEYes | None | SCn | New | CZ10 | cDXGF | 0 | None | 1 | 250000.3 | 775459.9 |  | 262734.3 | 0 | 311499.4 | 0 | 123545.6 | 0 | 3162.948 | 74514.99 | 12001.92 | 28686.2 | 0 | 0 | 0 | 0 | 963286300 | 0 | 963286300 | 9632.863 | 282242.8859 | 0 | 121.9894 | 74.8622 | 2021-07-03 11:54
PreNResSpltPkgAC-65to-PEYes | None | SCn | New | CZ11 | cDXGF | 0 | None | 1 | 250000.3 | 799770.6 |  | 262734.3 | 0 | 311499.4 | 0 | 139154.3 | 0 | 6092.699 | 80287.77 | 23436.83 | 29673.95 | 0 | 0 | 0 | 0 | 1822352000 | 0 | 1822352000 | 18223.52 | 533949.136 | 0 | 121.9894 | 74.8622 | 2021-07-03 11:55
PreNResSpltPkgAC-65to-PEYes | None | SCn | New | CZ12 | cDXGF | 0 | None | 1 | 250000.3 | 736477.5 |  | 262734.3 | 0 | 311499.4 | 0 | 83882.97 | 0 | 5197.546 | 73161.04 | 20727.36 | 20379.43 | 0 | 0 | 0 | 0 | 1879699000 | 0 | 1879699000 | 18796.99 | 550751.807 | 0 | 121.9894 | 74.8622 | 2021-07-03 11:55
PreNResSpltPkgAC-65to-PEYes | None | SCn | New | CZ13 | cDXGF | 0 | None | 1 | 250000.3 | 825158.7 |  | 262734.3 | 0 | 311499.4 | 0 | 162066.3 | 0 | 5466 | 83390.59 | 19613.47 | 33669.84 | 0 | 0 | 0 | 0 | 1548551000 | 0 | 1548551000 | 15485.51 | 453725.443 | 0 | 121.9894 | 74.8622 | 2021-07-03 11:56
PreNResSpltPkgAC-65to-PEYes | None | SCn | New | CZ14 | cDXGF | 0 | None | 1 | 250000.3 | 802614.4 |  | 262734.3 | 0 | 311499.4 | 0 | 142774.8 | 0 | 6272.354 | 79331.2 | 20577.44 | 30356.71 | 0 | 0 | 0 | 0 | 1682644000 | 0 | 1682644000 | 16826.44 | 493014.692 | 0 | 121.9894 | 74.8622 | 2021-07-03 11:56
PreNResSpltPkgAC-65to-PEYes | None | SCn | New | CZ15 | cDXGF | 0 | None | 1 | 250000.3 | 1040780 |  | 262734.3 | 0 | 311499.4 | 0 | 350317.7 | 0 | 1946.926 | 114279.5 | 6793.224 | 72068.13 | 0 | 0 | 0 | 0 | 264921900 | 0 | 264921900 | 2649.219 | 77622.1167 | 0 | 121.9894 | 74.8622 | 2021-07-03 11:57
PreNResSpltPkgAC-65to-PEYes | None | SCn | New | CZ16 | cDXGF | 0 | None | 1 | 250000.3 | 700765.2 |  | 262734.3 | 0 | 311499.4 | 0 | 27171.02 | 0 | 12348.54 | 87009.38 | 44667.08 | 12357.68 | 0 | 0 | 0 | 0 | 4037383000 | 0 | 4037383000 | 40373.83 | 1182953.219 | 0 | 121.9894 | 74.8622 | 2021-07-03 11:57
PreNResSpltPkgAC-65to-PEYes | None | WRf | New | CZ01 | cDXGF | 0 | None | 1 | 99998.18 | 3247145 |  | 237523.4 | 0 | 52954.79 | 0 | 1961.547 | 100177 | 0 | 1317521 | 679.3403 | 1315922 | 1537009 | 0 | 0 | 0 | 56305300 | 0 | 56305300 | 563.053 | 16497.4529 | 0 | 50.7909 | 26.6149 | 2021-07-03 11:58
PreNResSpltPkgAC-65to-PEYes | None | WRf | New | CZ02 | cDXGF | 0 | None | 1 | 99998.18 | 3307786 |  | 237523.4 | 0 | 52954.79 | 0 | 7995.583 | 106836.5 | 0 | 1317931 | 766.9923 | 1316628 | 1584547 | 0 | 0 | 0 | 45739170 | 0 | 45739170 | 457.3917 | 13401.5768 | 0 | 50.7909 | 26.6149 | 2021-07-03 11:58
PreNResSpltPkgAC-65to-PEYes | None | WRf | New | CZ03 | cDXGF | 0 | None | 1 | 99998.18 | 3362848 |  | 237523.4 | 0 | 52954.79 | 0 | 6216.208 | 109571.4 | 0 | 1317821 | 729.6107 | 1316641 | 1638763 | 0 | 0 | 0 | 48250890 | 0 | 48250890 | 482.5089 | 14137.5108 | 0 | 50.7909 | 26.6149 | 2021-07-03 11:58
PreNResSpltPkgAC-65to-PEYes | None | WRf | New | CZ04 | cDXGF | 0 | None | 1 | 99998.18 | 3370715 |  | 237523.4 | 0 | 52954.79 | 0 | 9783.32 | 112620.4 | 0 | 1318163 | 906.3665 | 1316889 | 1639668 | 0 | 0 | 0 | 43914210 | 0 | 43914210 | 439.1421 | 12866.8635 | 0 | 50.7909 | 26.6149 | 2021-07-03 11:59
PreNResSpltPkgAC-65to-PEYes | None | WRf | New | CZ05 | cDXGF | 0 | None | 1 | 99998.18 | 3336059 |  | 237523.4 | 0 | 52954.79 | 0 | 7447.543 | 108015.9 | 0 | 1317851 | 721.9329 | 1316813 | 1612268 | 0 | 0 | 0 | 46231280 | 0 | 46231280 | 462.3128 | 13545.765 | 0 | 50.7909 | 26.6149 | 2021-07-03 11:59
PreNResSpltPkgAC-65to-PEYes | None | WRf | New | CZ06 | cDXGF | 0 | None | 1 | 99998.18 | 3519997 |  | 237523.4 | 0 | 52954.79 | 0 | 12816.67 | 126763.8 | 0 | 1318324 | 947.8478 | 1317306 | 1771614 | 0 | 0 | 0 | 41580340 | 0 | 41580340 | 415.8034 | 12183.0396 | 0 | 50.7909 | 26.6149 | 2021-07-03 12:00
PreNResSpltPkgAC-65to-PEYes | None | WRf | New | CZ07 | cDXGF | 0 | None | 1 | 99998.18 | 3467396 |  | 237523.4 | 0 | 52954.79 | 0 | 11329.04 | 121503 | 0 | 1318318 | 938.4611 | 1317330 | 1725769 | 0 | 0 | 0 | 42656100 | 0 | 42656100 | 426.561 | 12498.2373 | 0 | 50.7909 | 26.6149 | 2021-07-03 12:00
PreNResSpltPkgAC-65to-PEYes | None | WRf | New | CZ08 | cDXGF | 0 | None | 1 | 99998.18 | 3454262 |  | 237523.4 | 0 | 52954.79 | 0 | 14201.89 | 121653.4 | 0 | 1318463 | 1028.158 | 1317355 | 1709464 | 0 | 0 | 0 | 36828820 | 0 | 36828820 | 368.2882 | 10790.8443 | 0 | 50.7909 | 26.6149 | 2021-07-03 12:00
PreNResSpltPkgAC-65to-PEYes | None | WRf | New | CZ09 | cDXGF | 0 | None | 1 | 99998.18 | 3379837 |  | 237523.4 | 0 | 52954.79 | 0 | 12636.42 | 114021.6 | 0 | 1318712 | 1001.257 | 1317508 | 1643989 | 0 | 0 | 0 | 39138680 | 0 | 39138680 | 391.3868 | 11467.6332 | 0 | 50.7909 | 26.6149 | 2021-07-03 12:01
PreNResSpltPkgAC-65to-PEYes | None | WRf | New | CZ10 | cDXGF | 0 | None | 1 | 99998.18 | 3393787 |  | 237523.4 | 0 | 52954.79 | 0 | 13794.28 | 116040.6 | 0 | 1318816 | 983.4099 | 1317594 | 1654658 | 0 | 0 | 0 | 37125970 | 0 | 37125970 | 371.2597 | 10877.9092 | 0 | 50.7909 | 26.6149 | 2021-07-03 12:01
PreNResSpltPkgAC-65to-PEYes | None | WRf | New | CZ11 | cDXGF | 0 | None | 1 | 99998.18 | 3368005 |  | 237523.4 | 0 | 52954.79 | 0 | 12422.05 | 112125.7 | 0 | 1318477 | 929.0469 | 1317019 | 1634499 | 0 | 0 | 0 | 41154950 | 0 | 41154950 | 411.5495 | 12058.4004 | 0 | 50.7909 | 26.6149 | 2021-07-03 12:02
PreNResSpltPkgAC-65to-PEYes | None | WRf | New | CZ12 | cDXGF | 0 | None | 1 | 99998.18 | 3350213 |  | 237523.4 | 0 | 52954.79 | 0 | 10510.81 | 111471.6 | 0 | 1318260 | 928.9623 | 1316830 | 1619490 | 0 | 0 | 0 | 43184950 | 0 | 43184950 | 431.8495 | 12653.1903 | 0 | 50.7909 | 26.6149 | 2021-07-03 12:02
PreNResSpltPkgAC-65to-PEYes | None | WRf | New | CZ13 | cDXGF | 0 | None | 1 | 99998.18 | 3382899 |  | 237523.4 | 0 | 52954.79 | 0 | 13527.64 | 115387 | 0 | 1318614 | 881.5224 | 1317242 | 1644891 | 0 | 0 | 0 | 37924520 | 0 | 37924520 | 379.2452 | 11111.8844 | 0 | 50.7909 | 26.6149 | 2021-07-03 12:02
PreNResSpltPkgAC-65to-PEYes | None | WRf | New | CZ14 | cDXGF | 0 | None | 1 | 99998.18 | 3366570 |  | 237523.4 | 0 | 52954.79 | 0 | 12988.65 | 107559.6 | 0 | 1318545 | 889.6362 | 1317221 | 1637001 | 0 | 0 | 0 | 39760780 | 0 | 39760780 | 397.6078 | 11649.9085 | 0 | 50.7909 | 26.6149 | 2021-07-03 12:03
PreNResSpltPkgAC-65to-PEYes | None | WRf | New | CZ15 | cDXGF | 0 | None | 1 | 99998.18 | 3483143 |  | 237523.4 | 0 | 52954.79 | 0 | 22854.04 | 124491.5 | 0 | 1319495 | 775.1673 | 1318579 | 1725826 | 0 | 0 | 0 | 25248180 | 0 | 25248170 | 252.4817 | 7397.7138 | 0 | 50.7909 | 26.6149 | 2021-07-03 12:03
PreNResSpltPkgAC-65to-PEYes | None | WRf | New | CZ16 | cDXGF | 0 | None | 1 | 99998.18 | 3182015 |  | 237523.4 | 0 | 52954.79 | 0 | 5252.441 | 93904.73 | 0 | 1317939 | 957.1155 | 1316194 | 1474438 | 0 | 0 | 0 | 57687700 | 0 | 57687700 | 576.877 | 16902.4961 | 0 | 50.7909 | 26.6149 | 2021-07-03 12:04
StdNResSpltPkgAC-65to134 | None | Asm | New | CZ01 | cDXGF | 0 | None | 1 | 100002.1 | 590433.9 |  | 101546.3 | 0 | 373293.5 | 0 | 6842.415 | 0 | 9357.106 | 99395.68 | 81861.84 | 5363.462 | 0 | 0 | 0 | 0 | 4410586000 | 0 | 4410586000 | 44105.86 | 1292301.698 | 0 | 75.7163 | 88.3374 | 2021-07-03 12:04
StdNResSpltPkgAC-65to134 | None | Asm | New | CZ02 | cDXGF | 0 | None | 1 | 100002.1 | 708263.2 |  | 101546.3 | 0 | 373293.5 | 0 | 164928.6 | 0 | 6652.958 | 61842.65 | 20494.94 | 31929.04 | 0 | 0 | 0 | 0 | 1632144000 | 0 | 1632144000 | 16321.44 | 478218.192 | 0 | 75.7163 | 88.3374 | 2021-07-03 12:05
StdNResSpltPkgAC-65to134 | None | Asm | New | CZ03 | cDXGF | 0 | None | 1 | 100002.1 | 611752.6 |  | 101546.3 | 0 | 373293.5 | 0 | 67137.4 | 0 | 4015.965 | 65759.98 | 29531.35 | 20948.17 | 0 | 0 | 0 | 0 | 2182835000 | 0 | 2182835000 | 21828.35 | 639570.655 | 0 | 75.7163 | 88.3374 | 2021-07-03 12:06
StdNResSpltPkgAC-65to134 | None | Asm | New | CZ04 | cDXGF | 0 | None | 1 | 100002.1 | 752747.8 |  | 101546.3 | 0 | 373293.5 | 0 | 210861.8 | 0 | 3767.247 | 63279.7 | 14634.56 | 39123.28 | 0 | 0 | 0 | 0 | 1001825000 | 0 | 1001825000 | 10018.25 | 293534.725 | 0 | 75.7163 | 88.3374 | 2021-07-03 12:07
StdNResSpltPkgAC-65to134 | None | Asm | New | CZ05 | cDXGF | 0 | None | 1 | 100002.1 | 644988.3 |  | 101546.3 | 0 | 373293.5 | 0 | 84037.91 | 0 | 4493.195 | 81618.02 | 34311.27 | 30947.53 | 0 | 0 | 0 | 0 | 1929297000 | 0 | 1929297000 | 19292.97 | 565284.021 | 0 | 75.7163 | 88.3374 | 2021-07-03 12:07
StdNResSpltPkgAC-65to134 | None | Asm | New | CZ06 | cDXGF | 0 | None | 1 | 100002.1 | 746951.4 |  | 101546.3 | 0 | 373293.5 | 0 | 199093.9 | 0 | 1634.43 | 71383.89 | 15082.76 | 43195.53 | 0 | 0 | 0 | 0 | 829582800 | 0 | 829582800 | 8295.828 | 243067.7604 | 0 | 75.7163 | 88.3374 | 2021-07-03 12:08
StdNResSpltPkgAC-65to134 | None | Asm | New | CZ07 | cDXGF | 0 | None | 1 | 100002.1 | 705629.3 |  | 101546.3 | 0 | 373293.5 | 0 | 160258.4 | 0 | 788.2017 | 69743.52 | 14664.95 | 40119 | 0 | 0 | 0 | 0 | 733830500 | 0 | 733830500 | 7338.305 | 215012.3365 | 0 | 75.7163 | 88.3374 | 2021-07-03 12:09
StdNResSpltPkgAC-65to134 | None | Asm | New | CZ08 | cDXGF | 0 | None | 1 | 100002.1 | 822604.8 |  | 101546.3 | 0 | 373293.5 | 0 | 275804 | 0 | 1694.775 | 70267.06 | 11751.1 | 48440.12 | 0 | 0 | 0 | 0 | 689126300 | 0 | 689126300 | 6891.263 | 201914.0059 | 0 | 75.7163 | 88.3374 | 2021-07-03 12:09
StdNResSpltPkgAC-65to134 | None | Asm | New | CZ09 | cDXGF | 0 | None | 1 | 100002.1 | 840305.6 |  | 101546.3 | 0 | 373293.5 | 0 | 272970.5 | 0 | 3165.253 | 89330.75 | 15305.63 | 58019.55 | 0 | 0 | 0 | 0 | 645934800 | 0 | 645934800 | 6459.348 | 189258.8964 | 0 | 75.7163 | 88.3374 | 2021-07-03 12:10
StdNResSpltPkgAC-65to134 | None | Asm | New | CZ10 | cDXGF | 0 | None | 1 | 100002.1 | 877843.6 |  | 101546.3 | 0 | 373293.5 | 0 | 315042.9 | 0 | 4184.226 | 83777.57 | 15458.51 | 56803.63 | 0 | 0 | 0 | 0 | 885079200 | 0 | 885079200 | 8850.792 | 259328.2056 | 0 | 75.7163 | 88.3374 | 2021-07-03 12:11
StdNResSpltPkgAC-65to134 | None | Asm | New | CZ11 | cDXGF | 0 | None | 1 | 100002.1 | 882730.3 |  | 101546.3 | 0 | 373293.5 | 0 | 310708.1 | 0 | 8230.555 | 88953.01 | 24519.57 | 52428.58 | 0 | 0 | 0 | 0 | 1482935000 | 0 | 1482935000 | 14829.35 | 434499.955 | 0 | 75.7163 | 88.3374 | 2021-07-03 12:12
StdNResSpltPkgAC-65to134 | None | Asm | New | CZ12 | cDXGF | 0 | None | 1 | 100002.1 | 807029.4 |  | 101546.3 | 0 | 373293.5 | 0 | 242556.9 | 0 | 6888.418 | 82745.03 | 24169.17 | 47616.13 | 0 | 0 | 0 | 0 | 1725296000 | 0 | 1725296000 | 17252.96 | 505511.728 | 0 | 75.7163 | 88.3374 | 2021-07-03 12:12
StdNResSpltPkgAC-65to134 | None | Asm | New | CZ13 | cDXGF | 0 | None | 1 | 100002.1 | 925968 |  | 101546.3 | 0 | 373293.5 | 0 | 351270.5 | 0 | 7318.314 | 92540.2 | 21797.24 | 59346.24 | 0 | 0 | 0 | 0 | 1273550000 | 0 | 1273550000 | 12735.5 | 373150.15 | 0 | 75.7163 | 88.3374 | 2021-07-03 12:13
StdNResSpltPkgAC-65to134 | None | Asm | New | CZ14 | cDXGF | 0 | None | 1 | 100002.1 | 871801.3 |  | 101546.3 | 0 | 373293.5 | 0 | 298720.6 | 0 | 8730.592 | 89511.3 | 21947.41 | 54192.36 | 0 | 0 | 0 | 0 | 1265177000 | 0 | 1265177000 | 12651.77 | 370696.861 | 0 | 75.7163 | 88.3374 | 2021-07-03 12:14
StdNResSpltPkgAC-65to134 | None | Asm | New | CZ15 | cDXGF | 0 | None | 1 | 100002.1 | 1199208 |  | 101546.3 | 0 | 373293.5 | 0 | 602317.6 | 0 | 2488.27 | 119563 | 7941.429 | 96018.67 | 0 | 0 | 0 | 0 | 213422600 | 0 | 213422600 | 2134.226 | 62532.8218 | 0 | 75.7163 | 88.3374 | 2021-07-03 12:14
StdNResSpltPkgAC-65to134 | None | Asm | New | CZ16 | cDXGF | 0 | None | 1 | 100002.1 | 647174.2 |  | 101546.3 | 0 | 373293.5 | 0 | 91017.27 | 0 | 11930.62 | 69387.19 | 35760.81 | 24073.38 | 0 | 0 | 0 | 0 | 4564433000 | 0 | 4564433000 | 45644.33 | 1337378.869 | 0 | 75.7163 | 88.3374 | 2021-07-03 12:15
StdNResSpltPkgAC-65to134 | None | ECC | New | CZ01 | cDXGF | 0 | None | 1 | 299999.6 | 1524513 |  | 498675.5 | 0 | 838537.6 | 0 | 24034.96 | 0 | 22360.33 | 140903.9 | 72211.9 | 15941.77 | 0 | 0 | 0 | 0 | 4123361000 | 9738741 | 4113624000 | 41136.24 | 1205291.832 | 0 | 213.3853 | 304.5976 | 2021-07-03 12:16
StdNResSpltPkgAC-65to134 | None | ECC | New | CZ02 | cDXGF | 0 | None | 1 | 299999.6 | 1759796 |  | 498675.5 | 0 | 838537.6 | 0 | 257498.1 | 0 | 16047.1 | 149036.8 | 32819.14 | 77533.18 | 0 | 0 | 0 | 0 | 2025557000 | 9738741 | 2015818000 | 20158.18 | 590634.674 | 0 | 213.3853 | 304.5976 | 2021-07-03 12:17
StdNResSpltPkgAC-65to134 | None | ECC | New | CZ03 | cDXGF | 0 | None | 1 | 299999.6 | 1650990 |  | 498675.5 | 0 | 838537.6 | 0 | 146189.7 | 0 | 9790.455 | 157795.3 | 35266.53 | 64900.58 | 0 | 0 | 0 | 0 | 1688743000 | 9738741 | 1679004000 | 16790.04 | 491948.172 | 0 | 213.3853 | 304.5976 | 2021-07-03 12:18
StdNResSpltPkgAC-65to134 | None | ECC | New | CZ04 | cDXGF | 0 | None | 1 | 299999.6 | 1842134 |  | 498675.5 | 0 | 838537.6 | 0 | 338194.4 | 0 | 9241.047 | 157484.2 | 22919.29 | 98825.99 | 0 | 0 | 0 | 0 | 1184481000 | 9738741 | 1174742000 | 11747.42 | 344199.406 | 0 | 213.3853 | 304.5976 | 2021-07-03 12:18
StdNResSpltPkgAC-65to134 | None | ECC | New | CZ05 | cDXGF | 0 | None | 1 | 299999.6 | 1692668 |  | 498675.5 | 0 | 838537.6 | 0 | 186094.1 | 0 | 11008.14 | 158351.7 | 30674.28 | 74206.2 | 0 | 0 | 0 | 0 | 1367964000 | 9738741 | 1358225000 | 13582.25 | 397959.925 | 0 | 213.3853 | 304.5976 | 2021-07-03 12:19
StdNResSpltPkgAC-65to134 | None | ECC | New | CZ06 | cDXGF | 0 | None | 1 | 299999.6 | 1928031 |  | 498675.5 | 0 | 838537.6 | 0 | 418575.1 | 0 | 3939.904 | 168301.9 | 12989.89 | 117539.1 | 0 | 0 | 0 | 0 | 460708800 | 9738741 | 450970200 | 4509.702 | 132134.2686 | 0 | 213.3853 | 304.5976 | 2021-07-03 12:20
StdNResSpltPkgAC-65to134 | None | ECC | New | CZ07 | cDXGF | 0 | None | 1 | 299999.6 | 1863661 |  | 498675.5 | 0 | 838537.6 | 0 | 354735.3 | 0 | 1933.872 | 169777.8 | 12101.3 | 114208.2 | 0 | 0 | 0 | 0 | 362466900 | 9738741 | 352728400 | 3527.284 | 103349.4212 | 0 | 213.3853 | 304.5976 | 2021-07-03 12:21
StdNResSpltPkgAC-65to134 | None | ECC | New | CZ08 | cDXGF | 0 | None | 1 | 299999.6 | 2053874 |  | 498675.5 | 0 | 838537.6 | 0 | 542239.1 | 0 | 4120.325 | 170299.5 | 9637.772 | 129579.2 | 0 | 0 | 0 | 0 | 331050800 | 9738741 | 321312100 | 3213.121 | 94144.4453 | 0 | 213.3853 | 304.5976 | 2021-07-03 12:21
StdNResSpltPkgAC-65to134 | None | ECC | New | CZ09 | cDXGF | 0 | None | 1 | 299999.6 | 2040771 |  | 498675.5 | 0 | 838537.6 | 0 | 498714.3 | 0 | 7297.334 | 197545.3 | 15361.75 | 131953.1 | 0 | 0 | 0 | 0 | 494151600 | 9738741 | 484412700 | 4844.127 | 141932.9211 | 0 | 213.3853 | 304.5976 | 2021-07-03 12:22
StdNResSpltPkgAC-65to134 | None | ECC | New | CZ10 | cDXGF | 0 | None | 1 | 299999.6 | 2098762 |  | 498675.5 | 0 | 838537.6 | 0 | 564217.3 | 0 | 9784.025 | 187547 | 17606.08 | 131018.7 | 0 | 0 | 0 | 0 | 722442500 | 9738741 | 712703700 | 7127.037 | 208822.1841 | 0 | 213.3853 | 304.5976 | 2021-07-03 12:23
StdNResSpltPkgAC-65to134 | None | ECC | New | CZ11 | cDXGF | 0 | None | 1 | 299999.6 | 2042467 |  | 498675.5 | 0 | 838537.6 | 0 | 505063.1 | 0 | 17132.53 | 183057.5 | 30783.55 | 112815.4 | 0 | 0 | 0 | 0 | 1625914000 | 9738741 | 1616174000 | 16161.74 | 473538.982 | 0 | 213.3853 | 304.5976 | 2021-07-03 12:24
StdNResSpltPkgAC-65to134 | None | ECC | New | CZ12 | cDXGF | 0 | None | 1 | 299999.6 | 1929017 |  | 498675.5 | 0 | 838537.6 | 0 | 405345.8 | 0 | 14507.58 | 171949 | 28183.09 | 106651.7 | 0 | 0 | 0 | 0 | 1686000000 | 9738741 | 1676261000 | 16762.61 | 491144.473 | 0 | 213.3853 | 304.5976 | 2021-07-03 12:24
StdNResSpltPkgAC-65to134 | None | ECC | New | CZ13 | cDXGF | 0 | None | 1 | 299999.6 | 2134657 |  | 498675.5 | 0 | 838537.6 | 0 | 588101.7 | 0 | 15406.22 | 193934 | 25521 | 132313 | 0 | 0 | 0 | 0 | 1323752000 | 9738741 | 1314014000 | 13140.14 | 385006.102 | 0 | 213.3853 | 304.5976 | 2021-07-03 12:25
StdNResSpltPkgAC-65to134 | None | ECC | New | CZ14 | cDXGF | 0 | None | 1 | 299999.6 | 2057312 |  | 498675.5 | 0 | 838537.6 | 0 | 509620.7 | 0 | 19244.55 | 191232.7 | 27489.63 | 121204.9 | 0 | 0 | 0 | 0 | 1312206000 | 9738741 | 1302467000 | 13024.67 | 381622.831 | 0 | 213.3853 | 304.5976 | 2021-07-03 12:26
StdNResSpltPkgAC-65to134 | None | ECC | New | CZ15 | cDXGF | 0 | None | 1 | 299999.6 | 2683585 |  | 498675.5 | 0 | 838537.6 | 0 | 1083989 | 0 | 5526.88 | 256854 | 6487.566 | 211956.2 | 0 | 0 | 0 | 0 | 133375000 | 9738741 | 123636200 | 1236.362 | 36225.4066 | 0 | 213.3853 | 304.5976 | 2021-07-03 12:27
StdNResSpltPkgAC-65to134 | None | ECC | New | CZ16 | cDXGF | 0 | None | 1 | 299999.6 | 1698592 |  | 498675.5 | 0 | 838537.6 | 0 | 162219.2 | 0 | 29613.33 | 169545.3 | 59729.38 | 66429.03 | 0 | 0 | 0 | 0 | 4370324000 | 9738741 | 4360583000 | 43605.83 | 1277650.819 | 0 | 213.3853 | 304.5976 | 2021-07-03 12:28
StdNResSpltPkgAC-65to134 | None | EPr | New | CZ01 | cDXGF | 0 | None | 1 | 50000.14 | 168373.3 |  | 48511.89 | 0 | 98033.33 | 0 | 2135.071 | 0 | 3379.005 | 16314.09 | 11978.24 | 1335.707 | 0 | 0 | 0 | 0 | 880797900 | 1761412 | 879036000 | 8790.36 | 257557.548 | 0 | 34.7432 | 53.8851 | 2021-07-03 12:28
StdNResSpltPkgAC-65to134 | None | EPr | New | CZ02 | cDXGF | 0 | None | 1 | 50000.14 | 189901.3 |  | 48511.89 | 0 | 98033.33 | 0 | 25022.61 | 0 | 2394.514 | 15939.06 | 5395.524 | 7765.695 | 0 | 0 | 0 | 0 | 368505200 | 1761412 | 366743900 | 3667.439 | 107455.9627 | 0 | 34.7432 | 53.8851 | 2021-07-03 12:29
StdNResSpltPkgAC-65to134 | None | EPr | New | CZ03 | cDXGF | 0 | None | 1 | 50000.14 | 180666.8 |  | 48511.89 | 0 | 98033.33 | 0 | 14414.54 | 0 | 1499.283 | 18207.9 | 7580.813 | 6323.31 | 0 | 0 | 0 | 0 | 399156400 | 1761412 | 397395000 | 3973.95 | 116436.735 | 0 | 34.7432 | 53.8851 | 2021-07-03 12:30
StdNResSpltPkgAC-65to134 | None | EPr | New | CZ04 | cDXGF | 0 | None | 1 | 50000.14 | 198390.7 |  | 48511.89 | 0 | 98033.33 | 0 | 33305.25 | 0 | 1420.749 | 17119.63 | 4032.443 | 9916.384 | 0 | 0 | 0 | 0 | 223627800 | 1761412 | 221866200 | 2218.662 | 65006.7966 | 0 | 34.7432 | 53.8851 | 2021-07-03 12:30
StdNResSpltPkgAC-65to134 | None | EPr | New | CZ05 | cDXGF | 0 | None | 1 | 50000.14 | 187480.6 |  | 48511.89 | 0 | 98033.33 | 0 | 20008.71 | 0 | 1691.042 | 19235.68 | 7337.967 | 7667.325 | 0 | 0 | 0 | 0 | 333401100 | 1761412 | 331639600 | 3316.396 | 97170.4028 | 0 | 34.7432 | 53.8851 | 2021-07-03 12:31
StdNResSpltPkgAC-65to134 | None | EPr | New | CZ06 | cDXGF | 0 | None | 1 | 50000.14 | 208108.7 |  | 48511.89 | 0 | 98033.33 | 0 | 40914.68 | 0 | 626.8784 | 20022.11 | 3870.375 | 12047.06 | 0 | 0 | 0 | 0 | 139925500 | 1761412 | 138164000 | 1381.64 | 40482.052 | 0 | 34.7432 | 53.8851 | 2021-07-03 12:31
StdNResSpltPkgAC-65to134 | None | EPr | New | CZ07 | cDXGF | 0 | None | 1 | 50000.14 | 199340.1 |  | 48511.89 | 0 | 98033.33 | 0 | 32661.96 | 0 | 306.1391 | 19826.96 | 4148.683 | 11140.25 | 0 | 0 | 0 | 0 | 133483600 | 1761412 | 131722100 | 1317.221 | 38594.5753 | 0 | 34.7432 | 53.8851 | 2021-07-03 12:32
StdNResSpltPkgAC-65to134 | None | EPr | New | CZ08 | cDXGF | 0 | None | 1 | 50000.14 | 222013.5 |  | 48511.89 | 0 | 98033.33 | 0 | 55011.89 | 0 | 678.2169 | 19778.3 | 2574.999 | 13817.07 | 0 | 0 | 0 | 0 | 96996010 | 1761412 | 95234670 | 952.3467 | 27903.7583 | 0 | 34.7432 | 53.8851 | 2021-07-03 12:33
StdNResSpltPkgAC-65to134 | None | EPr | New | CZ09 | cDXGF | 0 | None | 1 | 50000.14 | 221508.1 |  | 48511.89 | 0 | 98033.33 | 0 | 49972.56 | 0 | 1213.193 | 23777.35 | 3962.096 | 14541.26 | 0 | 0 | 0 | 0 | 121645900 | 1761412 | 119884500 | 1198.845 | 35126.1585 | 0 | 34.7432 | 53.8851 | 2021-07-03 12:33
StdNResSpltPkgAC-65to134 | None | EPr | New | CZ10 | cDXGF | 0 | None | 1 | 50000.14 | 228384.6 |  | 48511.89 | 0 | 98033.33 | 0 | 58146.5 | 0 | 1606.591 | 22086.43 | 3631.328 | 14571.29 | 0 | 0 | 0 | 0 | 141104800 | 1761412 | 139343200 | 1393.432 | 40827.5576 | 0 | 34.7432 | 53.8851 | 2021-07-03 12:34
StdNResSpltPkgAC-65to134 | None | EPr | New | CZ11 | cDXGF | 0 | None | 1 | 50000.14 | 223200.1 |  | 48511.89 | 0 | 98033.33 | 0 | 51718.45 | 0 | 2871.128 | 22065.38 | 6441.069 | 11991.2 | 0 | 0 | 0 | 0 | 344686800 | 1761412 | 342925600 | 3429.256 | 100477.2008 | 0 | 34.7432 | 53.8851 | 2021-07-03 12:35
StdNResSpltPkgAC-65to134 | None | EPr | New | CZ12 | cDXGF | 0 | None | 1 | 50000.14 | 207197.9 |  | 48511.89 | 0 | 98033.33 | 0 | 39179.13 | 0 | 2275.831 | 19197.79 | 5141.371 | 10887.43 | 0 | 0 | 0 | 0 | 312344100 | 1761412 | 310582700 | 3105.827 | 91000.7311 | 0 | 34.7432 | 53.8851 | 2021-07-03 12:35
StdNResSpltPkgAC-65to134 | None | EPr | New | CZ13 | cDXGF | 0 | None | 1 | 50000.14 | 232344.6 |  | 48511.89 | 0 | 98033.33 | 0 | 59915.97 | 0 | 2587.317 | 23296.19 | 5332.75 | 14202.24 | 0 | 0 | 0 | 0 | 275205900 | 1761412 | 273444400 | 2734.444 | 80119.2092 | 0 | 34.7432 | 53.8851 | 2021-07-03 12:36
StdNResSpltPkgAC-65to134 | None | EPr | New | CZ14 | cDXGF | 0 | None | 1 | 50000.14 | 226207 |  | 48511.89 | 0 | 98033.33 | 0 | 52629.95 | 0 | 3300.791 | 23731.19 | 5956.514 | 13308.12 | 0 | 0 | 0 | 0 | 294990100 | 1761412 | 293228500 | 2932.285 | 85915.9505 | 0 | 34.7432 | 53.8851 | 2021-07-03 12:36
StdNResSpltPkgAC-65to134 | None | EPr | New | CZ15 | cDXGF | 0 | None | 1 | 50000.14 | 306270 |  | 48511.89 | 0 | 98033.33 | 0 | 127275.8 | 0 | 991.6392 | 31457.51 | 1750.521 | 25386.55 | 0 | 0 | 0 | 0 | 46110440 | 1761412 | 44349180 | 443.4918 | 12994.3097 | 0 | 34.7432 | 53.8851 | 2021-07-03 12:37
StdNResSpltPkgAC-65to134 | None | EPr | New | CZ16 | cDXGF | 0 | None | 1 | 50000.14 | 183794 |  | 48511.89 | 0 | 98033.33 | 0 | 13734.33 | 0 | 4533.187 | 18981.38 | 10610.08 | 5550.25 | 0 | 0 | 0 | 0 | 997158100 | 1761412 | 995396700 | 9953.967 | 291651.2331 | 0 | 34.7432 | 53.8851 | 2021-07-03 12:38
StdNResSpltPkgAC-65to134 | None | ERC | New | CZ01 | cDXGF | 0 | None | 1 | 1920.017 | 6041.002 |  | 1538.168 | 0 | 3720.005 | 0 | 128.2695 | 0 | 149.1873 | 505.3832 | 340.9091 | 70.1235 | 0 | 0 | 0 | 0 | 59225440 | 0 | 59225440 | 592.2544 | 17353.0539 | 0 | 1.344 | 1.92 | 2021-07-03 12:38
StdNResSpltPkgAC-65to134 | None | ERC | New | CZ02 | cDXGF | 0 | None | 1 | 1920.017 | 7057.257 |  | 1538.168 | 0 | 3720.005 | 0 | 1118.363 | 0 | 117.7222 | 563.0101 | 214.2817 | 278.8954 | 0 | 0 | 0 | 0 | 34468960 | 0 | 34468960 | 344.6896 | 10099.4053 | 0 | 1.344 | 1.92 | 2021-07-03 12:39
StdNResSpltPkgAC-65to134 | None | ERC | New | CZ03 | cDXGF | 0 | None | 1 | 1920.017 | 6610.903 |  | 1538.168 | 0 | 3720.005 | 0 | 711.7264 | 0 | 69.843 | 571.1715 | 220.9111 | 251.9885 | 0 | 0 | 0 | 0 | 30734060 | 0 | 30734060 | 307.3406 | 9005.0796 | 0 | 1.344 | 1.92 | 2021-07-03 12:39
StdNResSpltPkgAC-65to134 | None | ERC | New | CZ04 | cDXGF | 0 | None | 1 | 1920.017 | 7396.146 |  | 1538.168 | 0 | 3720.005 | 0 | 1475.383 | 0 | 70.5001 | 592.0985 | 154.9354 | 354.6099 | 0 | 0 | 0 | 0 | 21818920 | 0 | 21818920 | 218.1892 | 6392.9436 | 0 | 1.344 | 1.92 | 2021-07-03 12:39
StdNResSpltPkgAC-65to134 | None | ERC | New | CZ05 | cDXGF | 0 | None | 1 | 1920.017 | 6960.282 |  | 1538.168 | 0 | 3720.005 | 0 | 1075.608 | 0 | 75.9068 | 550.6041 | 179.431 | 296.0728 | 0 | 0 | 0 | 0 | 29064750 | 0 | 29064750 | 290.6475 | 8515.9717 | 0 | 1.344 | 1.92 | 2021-07-03 12:40
StdNResSpltPkgAC-65to134 | None | ERC | New | CZ06 | cDXGF | 0 | None | 1 | 1920.017 | 7811.057 |  | 1538.168 | 0 | 3720.005 | 0 | 1917.169 | 0 | 28.9946 | 606.7288 | 102.1094 | 430.3384 | 0 | 0 | 0 | 0 | 12553340 | 0 | 12553340 | 125.5334 | 3678.1286 | 0 | 1.344 | 1.92 | 2021-07-03 12:40
StdNResSpltPkgAC-65to134 | None | ERC | New | CZ07 | cDXGF | 0 | None | 1 | 1920.017 | 7374.171 |  | 1538.168 | 0 | 3720.005 | 0 | 1519.925 | 0 | 13.8605 | 582.2228 | 100.7654 | 400.015 | 0 | 0 | 0 | 0 | 10582310 | 0 | 10582310 | 105.8231 | 3100.6168 | 0 | 1.344 | 1.92 | 2021-07-03 12:41
StdNResSpltPkgAC-65to134 | None | ERC | New | CZ08 | cDXGF | 0 | None | 1 | 1920.017 | 8492.495 |  | 1538.168 | 0 | 3720.005 | 0 | 2555.289 | 0 | 32.1551 | 646.8885 | 92.1085 | 485.4909 | 0 | 0 | 0 | 0 | 11855760 | 0 | 11855760 | 118.5576 | 3473.7377 | 0 | 1.344 | 1.92 | 2021-07-03 12:41
StdNResSpltPkgAC-65to134 | None | ERC | New | CZ09 | cDXGF | 0 | None | 1 | 1920.017 | 8318.714 |  | 1538.168 | 0 | 3720.005 | 0 | 2247.369 | 0 | 58.6943 | 754.4878 | 120.1121 | 495.4258 | 0 | 0 | 0 | 0 | 11994920 | 0 | 11994920 | 119.9492 | 3514.5116 | 0 | 1.344 | 1.92 | 2021-07-03 12:41
StdNResSpltPkgAC-65to134 | None | ERC | New | CZ10 | cDXGF | 0 | None | 1 | 1920.017 | 8751.745 |  | 1538.168 | 0 | 3720.005 | 0 | 2693.372 | 0 | 76.8369 | 723.3723 | 119.5827 | 508.2259 | 0 | 0 | 0 | 0 | 14682980 | 0 | 14682980 | 146.8298 | 4302.1131 | 0 | 1.344 | 1.92 | 2021-07-03 12:42
StdNResSpltPkgAC-65to134 | None | ERC | New | CZ11 | cDXGF | 0 | None | 1 | 1920.017 | 8582.183 |  | 1538.168 | 0 | 3720.005 | 0 | 2428.459 | 0 | 138.5458 | 757.0176 | 222.5703 | 433.6832 | 0 | 0 | 0 | 0 | 28804650 | 0 | 28804650 | 288.0465 | 8439.7625 | 0 | 1.344 | 1.92 | 2021-07-03 12:42
StdNResSpltPkgAC-65to134 | None | ERC | New | CZ12 | cDXGF | 0 | None | 1 | 1920.017 | 7814.93 |  | 1538.168 | 0 | 3720.005 | 0 | 1773.462 | 0 | 112.1055 | 671.202 | 199.9261 | 391.4436 | 0 | 0 | 0 | 0 | 28584920 | 0 | 28584920 | 285.8492 | 8375.3816 | 0 | 1.344 | 1.92 | 2021-07-03 12:43
StdNResSpltPkgAC-65to134 | None | ERC | New | CZ13 | cDXGF | 0 | None | 1 | 1920.017 | 9106.262 |  | 1538.168 | 0 | 3720.005 | 0 | 2905.49 | 0 | 125.9629 | 816.6503 | 196.1204 | 522.5938 | 0 | 0 | 0 | 0 | 24692950 | 0 | 24692950 | 246.9295 | 7235.0343 | 0 | 1.344 | 1.92 | 2021-07-03 12:43
StdNResSpltPkgAC-65to134 | None | ERC | New | CZ14 | cDXGF | 0 | None | 1 | 1920.017 | 8781.482 |  | 1538.168 | 0 | 3720.005 | 0 | 2554.632 | 0 | 160.1031 | 808.5875 | 200.1942 | 491.6536 | 0 | 0 | 0 | 0 | 27089120 | 0 | 27089120 | 270.8912 | 7937.1122 | 0 | 1.344 | 1.92 | 2021-07-03 12:44
StdNResSpltPkgAC-65to134 | None | ERC | New | CZ15 | cDXGF | 0 | None | 1 | 1920.017 | 12600.48 |  | 1538.168 | 0 | 3720.005 | 0 | 6166.559 | 0 | 46.3152 | 1129.447 | 62.1209 | 940.0733 | 0 | 0 | 0 | 0 | 4157862 | 0 | 4157862 | 41.5786 | 1218.2536 | 0 | 1.344 | 1.92 | 2021-07-03 12:44
StdNResSpltPkgAC-65to134 | None | ERC | New | CZ16 | cDXGF | 0 | None | 1 | 1920.017 | 6688.352 |  | 1538.168 | 0 | 3720.005 | 0 | 613.7562 | 0 | 205.7423 | 610.6882 | 342.9464 | 200.8165 | 0 | 0 | 0 | 0 | 63428040 | 0 | 63428040 | 634.2804 | 18584.4157 | 0 | 1.344 | 1.92 | 2021-07-03 12:44
StdNResSpltPkgAC-65to134 | None | ESe | New | CZ01 | cDXGF | 0 | None | 1 | 149998.6 | 550685.8 |  | 195048.5 | 0 | 287781.7 | 0 | 8130.582 | 0 | 10754.29 | 48971.17 | 29466.68 | 5146.208 | 0 | 0 | 0 | 0 | 2416889000 | 2641667 | 2414247000 | 24142.47 | 707374.371 | 0 | 101.1762 | 150.6356 | 2021-07-03 12:45
StdNResSpltPkgAC-65to134 | None | ESe | New | CZ02 | cDXGF | 0 | None | 1 | 149998.6 | 628269.3 |  | 195048.5 | 0 | 287781.7 | 0 | 83757.55 | 0 | 8005.105 | 53677.28 | 17291.28 | 24559.98 | 0 | 0 | 0 | 0 | 1282443000 | 2641667 | 1279801000 | 12798.01 | 374981.693 | 0 | 101.1762 | 150.6356 | 2021-07-03 12:46
StdNResSpltPkgAC-65to134 | None | ESe | New | CZ03 | cDXGF | 0 | None | 1 | 149998.6 | 592564.9 |  | 195048.5 | 0 | 287781.7 | 0 | 48897.91 | 0 | 4779.216 | 56058.22 | 17863 | 20625.93 | 0 | 0 | 0 | 0 | 1160134000 | 2641667 | 1157493000 | 11574.93 | 339145.449 | 0 | 101.1762 | 150.6356 | 2021-07-03 12:47
StdNResSpltPkgAC-65to134 | None | ESe | New | CZ04 | cDXGF | 0 | None | 1 | 149998.6 | 658154.1 |  | 195048.5 | 0 | 287781.7 | 0 | 113476.5 | 0 | 4657.345 | 57190.65 | 12689.26 | 31735.45 | 0 | 0 | 0 | 0 | 809373500 | 2641667 | 806731300 | 8067.313 | 236372.2709 | 0 | 101.1762 | 150.6356 | 2021-07-03 12:47
StdNResSpltPkgAC-65to134 | None | ESe | New | CZ05 | cDXGF | 0 | None | 1 | 149998.6 | 609685.9 |  | 195048.5 | 0 | 287781.7 | 0 | 67019.99 | 0 | 5326.44 | 54509.83 | 14424.83 | 23984.77 | 0 | 0 | 0 | 0 | 974358400 | 2641667 | 971715600 | 9717.156 | 284712.6708 | 0 | 101.1762 | 150.6356 | 2021-07-03 12:48
StdNResSpltPkgAC-65to134 | None | ESe | New | CZ06 | cDXGF | 0 | None | 1 | 149998.6 | 682562.4 |  | 195048.5 | 0 | 287781.7 | 0 | 136424.5 | 0 | 1965.025 | 61343.25 | 8560.823 | 37470.09 | 0 | 0 | 0 | 0 | 408551300 | 2641667 | 405910000 | 4059.1 | 118931.63 | 0 | 101.1762 | 150.6356 | 2021-07-03 12:49
StdNResSpltPkgAC-65to134 | None | ESe | New | CZ07 | cDXGF | 0 | None | 1 | 149998.6 | 659374.4 |  | 195048.5 | 0 | 287781.7 | 0 | 114536.2 | 0 | 958.9366 | 61050.03 | 8012.707 | 36246.93 | 0 | 0 | 0 | 0 | 348342000 | 2641667 | 345700400 | 3457.004 | 101290.2172 | 0 | 101.1762 | 150.6356 | 2021-07-03 12:50
StdNResSpltPkgAC-65to134 | None | ESe | New | CZ08 | cDXGF | 0 | None | 1 | 149998.6 | 742196.1 |  | 195048.5 | 0 | 287781.7 | 0 | 192620.9 | 0 | 2112.967 | 64632.74 | 6885.015 | 44975.26 | 0 | 0 | 0 | 0 | 287783500 | 2641667 | 285141800 | 2851.418 | 83546.5474 | 0 | 101.1762 | 150.6356 | 2021-07-03 12:50
StdNResSpltPkgAC-65to134 | None | ESe | New | CZ09 | cDXGF | 0 | None | 1 | 149998.6 | 736014.6 |  | 195048.5 | 0 | 287781.7 | 0 | 173547.7 | 0 | 3793.822 | 75843.47 | 10587.23 | 45339.27 | 0 | 0 | 0 | 0 | 404600000 | 2641667 | 401959100 | 4019.591 | 117774.0163 | 0 | 101.1762 | 150.6356 | 2021-07-03 12:51
StdNResSpltPkgAC-65to134 | None | ESe | New | CZ10 | cDXGF | 0 | None | 1 | 149998.6 | 762292.9 |  | 195048.5 | 0 | 287781.7 | 0 | 202483.4 | 0 | 5035.204 | 71944.88 | 10851.1 | 45928.52 | 0 | 0 | 0 | 0 | 521140300 | 2641667 | 518499000 | 5184.99 | 151920.207 | 0 | 101.1762 | 150.6356 | 2021-07-03 12:52
StdNResSpltPkgAC-65to134 | None | ESe | New | CZ11 | cDXGF | 0 | None | 1 | 149998.6 | 738038.1 |  | 195048.5 | 0 | 287781.7 | 0 | 176254.6 | 0 | 8781.26 | 70172.51 | 17772.34 | 37987.72 | 0 | 0 | 0 | 0 | 1074653000 | 2641667 | 1072012000 | 10720.12 | 314099.516 | 0 | 101.1762 | 150.6356 | 2021-07-03 12:52
StdNResSpltPkgAC-65to134 | None | ESe | New | CZ12 | cDXGF | 0 | None | 1 | 149998.6 | 689672 |  | 195048.5 | 0 | 287781.7 | 0 | 135405 | 0 | 7288.375 | 64149.23 | 15945.21 | 35071.08 | 0 | 0 | 0 | 0 | 1102371000 | 2641667 | 1099730000 | 10997.3 | 322220.89 | 0 | 101.1762 | 150.6356 | 2021-07-03 12:53
StdNResSpltPkgAC-65to134 | None | ESe | New | CZ13 | cDXGF | 0 | None | 1 | 149998.6 | 772028.7 |  | 195048.5 | 0 | 287781.7 | 0 | 206265.5 | 0 | 7896.664 | 75037.16 | 14876.07 | 45750.62 | 0 | 0 | 0 | 0 | 881125400 | 2641667 | 878484900 | 8784.849 | 257396.0757 | 0 | 101.1762 | 150.6356 | 2021-07-03 12:54
StdNResSpltPkgAC-65to134 | None | ESe | New | CZ14 | cDXGF | 0 | None | 1 | 149998.6 | 741341.1 |  | 195048.5 | 0 | 287781.7 | 0 | 174531.3 | 0 | 10010.56 | 73969.67 | 16299.4 | 41082.96 | 0 | 0 | 0 | 0 | 888612200 | 2641667 | 885969500 | 8859.695 | 259589.0635 | 0 | 101.1762 | 150.6356 | 2021-07-03 12:55
StdNResSpltPkgAC-65to134 | None | ESe | New | CZ15 | cDXGF | 0 | None | 1 | 149998.6 | 1005134 |  | 195048.5 | 0 | 287781.7 | 0 | 416069.6 | 0 | 2907.402 | 103327.7 | 5339.022 | 81235.38 | 0 | 0 | 0 | 0 | 133155300 | 2641667 | 130513000 | 1305.13 | 38240.309 | 0 | 101.1762 | 150.6356 | 2021-07-03 12:55
StdNResSpltPkgAC-65to134 | None | ESe | New | CZ16 | cDXGF | 0 | None | 1 | 149998.6 | 609116.9 |  | 195048.5 | 0 | 287781.7 | 0 | 51041.88 | 0 | 14550.26 | 60695.38 | 27766.49 | 19361.63 | 0 | 0 | 0 | 0 | 2606659000 | 2641667 | 2604018000 | 26040.18 | 762977.274 | 0 | 101.1762 | 150.6356 | 2021-07-03 12:56
StdNResSpltPkgAC-65to134 | None | EUn | New | CZ01 | cDXGF | 0 | None | 1 | 930201.4 | 5087840 |  | 1432632 | 0 | 2778924 | 211066.5 | 114053.6 | 0 | 60300.12 | 463188.3 | 231552.8 | 57181.88 | 0 | 27671.33 | 0 | 0 | 14613910000 | 18157230 | 14595760000 | 145957.6 | 4276557.68 | 0 | 653.0144 | 839.4667 | 2021-07-03 12:57
StdNResSpltPkgAC-65to134 | None | EUn | New | CZ02 | cDXGF | 0 | None | 1 | 930201.4 | 5784359 |  | 1432632 | 0 | 2778924 | 122131.4 | 934621 | 0 | 41320.27 | 449929.9 | 107831.7 | 234826.8 | 0 | 24794.06 | 0 | 0 | 8071526000 | 18157230 | 8053368000 | 80533.68 | 2359636.824 | 0 | 653.0144 | 839.4667 | 2021-07-03 12:59
StdNResSpltPkgAC-65to134 | None | EUn | New | CZ03 | cDXGF | 0 | None | 1 | 930201.4 | 5371328 |  | 1432632 | 0 | 2778924 | 78084.62 | 552880.8 | 0 | 25721.83 | 498882.9 | 127156.1 | 201804.1 | 0 | 4197.865 | 0 | 0 | 7057593000 | 18157230 | 7039435000 | 70394.35 | 2062554.455 | 0 | 653.0144 | 839.4667 | 2021-07-03 13:00
StdNResSpltPkgAC-65to134 | None | EUn | New | CZ04 | cDXGF | 0 | None | 1 | 930201.4 | 5978196 |  | 1432632 | 0 | 2778924 | 64996.88 | 1201360 | 0 | 23807.37 | 470573.1 | 75763.99 | 292937 | 0 | 5895.926 | 0 | 0 | 5025708000 | 18157230 | 5007550000 | 50075.5 | 1467212.15 | 0 | 653.0144 | 839.4667 | 2021-07-03 13:01
StdNResSpltPkgAC-65to134 | None | EUn | New | CZ05 | cDXGF | 0 | None | 1 | 930201.4 | 5496694 |  | 1432632 | 0 | 2778924 | 75989.09 | 670919.2 | 0 | 28984.78 | 500392.2 | 115832.9 | 227890.5 | 0 | 8847.119 | 0 | 0 | 6130426000 | 18157230 | 6112271000 | 61122.71 | 1790895.403 | 0 | 653.0144 | 839.4667 | 2021-07-03 13:02
StdNResSpltPkgAC-65to134 | None | EUn | New | CZ06 | cDXGF | 0 | None | 1 | 930201.4 | 6157020 |  | 1432632 | 0 | 2778924 | 22051.44 | 1409317 | 0 | 10204.37 | 503649.3 | 46988.34 | 345094.1 | 0 | 236.475 | 0 | 0 | 2587174000 | 18157230 | 2569016000 | 25690.16 | 752721.688 | 0 | 653.0144 | 839.4667 | 2021-07-03 13:04
StdNResSpltPkgAC-65to134 | None | EUn | New | CZ07 | cDXGF | 0 | None | 1 | 930201.4 | 5918373 |  | 1432632 | 0 | 2778924 | 15781.45 | 1186313 | 0 | 4986.208 | 499732.4 | 46042.14 | 329053.1 | 0 | 0 | 0 | 0 | 2361840000 | 18157230 | 2343683000 | 23436.83 | 686699.119 | 0 | 653.0144 | 839.4667 | 2021-07-03 13:05
StdNResSpltPkgAC-65to134 | None | EUn | New | CZ08 | cDXGF | 0 | None | 1 | 930201.4 | 6556829 |  | 1432632 | 0 | 2778924 | 19621.71 | 1813141 | 0 | 10417.02 | 501632.8 | 40916.8 | 374170.8 | 0 | 455.5357 | 0 | 0 | 2004627000 | 18157230 | 1986469000 | 19864.69 | 582035.417 | 0 | 653.0144 | 839.4667 | 2021-07-03 13:06
StdNResSpltPkgAC-65to134 | None | EUn | New | CZ09 | cDXGF | 0 | None | 1 | 930201.4 | 6568273 |  | 1432632 | 0 | 2778924 | 27740.31 | 1722745 | 0 | 18650.25 | 586722.8 | 60768.71 | 390481.8 | 0 | 853.6136 | 0 | 0 | 2446874000 | 18157230 | 2428717000 | 24287.17 | 711614.081 | 0 | 653.0144 | 839.4667 | 2021-07-03 13:07
StdNResSpltPkgAC-65to134 | None | EUn | New | CZ10 | cDXGF | 0 | None | 1 | 930201.4 | 6779737 |  | 1432632 | 0 | 2778924 | 44417.26 | 1929604 | 0 | 25108.52 | 560414.5 | 64672.71 | 387628.4 | 0 | 8632.247 | 0 | 0 | 3167581000 | 18157230 | 3149423000 | 31494.23 | 922780.939 | 0 | 653.0144 | 839.4667 | 2021-07-03 13:08
StdNResSpltPkgAC-65to134 | None | EUn | New | CZ11 | cDXGF | 0 | None | 1 | 930201.4 | 6766793 |  | 1432632 | 0 | 2778924 | 111444.8 | 1823441 | 0 | 44352.33 | 558197.4 | 99812.86 | 345641.3 | 0 | 17796.5 | 0 | 0 | 5793280000 | 18157230 | 5775120000 | 57751.2 | 1692110.16 | 0 | 653.0144 | 839.4667 | 2021-07-03 13:10
StdNResSpltPkgAC-65to134 | None | EUn | New | CZ12 | cDXGF | 0 | None | 1 | 930201.4 | 6349244 |  | 1432632 | 0 | 2778924 | 99514.5 | 1460924 | 0 | 37571.55 | 521821.3 | 94315.91 | 322035 | 0 | 17852.28 | 0 | 0 | 6224860000 | 18157230 | 6206702000 | 62067.02 | 1818563.686 | 0 | 653.0144 | 839.4667 | 2021-07-03 13:11
StdNResSpltPkgAC-65to134 | None | EUn | New | CZ13 | cDXGF | 0 | None | 1 | 930201.4 | 7027356 |  | 1432632 | 0 | 2778924 | 82317.28 | 2092868 | 0 | 39959.37 | 588436.8 | 82807.63 | 399699.2 | 0 | 12211.85 | 0 | 0 | 4765273000 | 18157230 | 4747117000 | 47471.17 | 1390905.281 | 0 | 653.0144 | 839.4667 | 2021-07-03 13:12
StdNResSpltPkgAC-65to134 | None | EUn | New | CZ14 | cDXGF | 0 | None | 1 | 930201.4 | 6784245 |  | 1432632 | 0 | 2778924 | 102810.4 | 1822885 | 0 | 49178.16 | 577923.4 | 87728.83 | 368408.7 | 0 | 19888.67 | 0 | 0 | 4788698000 | 18157230 | 4770542000 | 47705.42 | 1397768.806 | 0 | 653.0144 | 839.4667 | 2021-07-03 13:13
StdNResSpltPkgAC-65to134 | None | EUn | New | CZ15 | cDXGF | 0 | None | 1 | 930201.4 | 8672301 |  | 1432632 | 0 | 2778924 | 10010.93 | 3668979 | 0 | 14122.58 | 767542.4 | 28956.15 | 631415.8 | 0 | 85.0063 | 0 | 0 | 766105100 | 18157230 | 747948000 | 7479.48 | 219148.764 | 0 | 653.0144 | 839.4667 | 2021-07-03 13:15
StdNResSpltPkgAC-65to134 | None | EUn | New | CZ16 | cDXGF | 0 | None | 1 | 930201.4 | 5861553 |  | 1432632 | 0 | 2778924 | 285434.8 | 626485.9 | 0 | 76049.79 | 533168.1 | 191092.7 | 206541.1 | 0 | 128853.2 | 0 | 0 | 14774160000 | 18157230 | 14756000000 | 147560 | 4323508 | 0 | 653.0144 | 839.4667 | 2021-07-03 13:16
StdNResSpltPkgAC-65to134 | None | Gro | New | CZ01 | cDXGF | 0 | None | 1 | 50001 | 1338413 |  | 232299.7 | 0 | 248013.8 | 0 | 351.2171 | 31550.54 | 219.2551 | 41410.19 | 25952.36 | 14383 | 784568.9 | 0 | 0 | 0 | 2729293000 | 0 | 2260670000 | 22606.7 | 662376.31 | 468622800 | 44.3053 | 42.0065 | 2021-07-03 13:16
StdNResSpltPkgAC-65to134 | None | Gro | New | CZ02 | cDXGF | 0 | None | 1 | 50001 | 1399421 |  | 232299.7 | 0 | 248013.8 | 0 | 19341.47 | 57542.94 | 219.3302 | 47709.72 | 25128.42 | 20736.56 | 794294.5 | 0 | 0 | 0 | 2021329000 | 0 | 1587507000 | 15875.07 | 465139.551 | 433821400 | 44.3053 | 42.0065 | 2021-07-03 13:17
StdNResSpltPkgAC-65to134 | None | Gro | New | CZ03 | cDXGF | 0 | None | 1 | 50001 | 1383362 |  | 232299.7 | 0 | 248013.8 | 0 | 6077.889 | 50209.76 | 219.3648 | 44522.8 | 25280.03 | 17262.06 | 802018.6 | 0 | 0 | 0 | 1939854000 | 0 | 1506810000 | 15068.1 | 441495.33 | 433044600 | 44.3053 | 42.0065 | 2021-07-03 13:17
StdNResSpltPkgAC-65to134 | None | Gro | New | CZ04 | cDXGF | 0 | None | 1 | 50001 | 1429037 |  | 232299.7 | 0 | 248013.8 | 0 | 26394.74 | 69254.62 | 219.4102 | 47781.27 | 22697.92 | 22926.41 | 805073.1 | 0 | 0 | 0 | 1620833000 | 0 | 1208461000 | 12084.61 | 354079.073 | 412371800 | 44.3053 | 42.0065 | 2021-07-03 13:18
StdNResSpltPkgAC-65to134 | None | Gro | New | CZ05 | cDXGF | 0 | None | 1 | 50001 | 1385136 |  | 232299.7 | 0 | 248013.8 | 0 | 7211.594 | 53491.44 | 219.3469 | 45421.68 | 25212.11 | 18046.33 | 798479.1 | 0 | 0 | 0 | 1882254000 | 0 | 1449071000 | 14490.71 | 424577.803 | 433183000 | 44.3053 | 42.0065 | 2021-07-03 13:18
StdNResSpltPkgAC-65to134 | None | Gro | New | CZ06 | cDXGF | 0 | None | 1 | 50001 | 1472222 |  | 232299.7 | 0 | 248013.8 | 0 | 27109.4 | 78613.86 | 219.4325 | 45280.69 | 19577.55 | 23894.09 | 840686.2 | 0 | 0 | 0 | 1259270000 | 0 | 859535200 | 8595.352 | 251843.8136 | 399735500 | 44.3053 | 42.0065 | 2021-07-03 13:19
StdNResSpltPkgAC-65to134 | None | Gro | New | CZ07 | cDXGF | 0 | None | 1 | 50001 | 1454280 |  | 232299.7 | 0 | 248013.8 | 0 | 20641.2 | 76675.11 | 219.4084 | 44754.2 | 19948.58 | 22781.69 | 831676.7 | 0 | 0 | 0 | 1222609000 | 0 | 823943300 | 8239.433 | 241415.3869 | 398665100 | 44.3053 | 42.0065 | 2021-07-03 13:19
StdNResSpltPkgAC-65to134 | None | Gro | New | CZ08 | cDXGF | 0 | None | 1 | 50001 | 1491834 |  | 232299.7 | 0 | 248013.8 | 0 | 45650.18 | 86943.46 | 219.4439 | 48871.98 | 18833.9 | 27871.52 | 829835.6 | 0 | 0 | 0 | 1141822000 | 0 | 753043500 | 7530.435 | 220641.7455 | 388778200 | 44.3053 | 42.0065 | 2021-07-03 13:20
StdNResSpltPkgAC-65to134 | None | Gro | New | CZ09 | cDXGF | 0 | None | 1 | 50001 | 1464909 |  | 232299.7 | 0 | 248013.8 | 0 | 40940.05 | 83677.35 | 219.4351 | 48540.57 | 19150.72 | 27319.39 | 811218.1 | 0 | 0 | 0 | 1216962000 | 0 | 825045600 | 8250.456 | 241738.3608 | 391917000 | 44.3053 | 42.0065 | 2021-07-03 13:21
StdNResSpltPkgAC-65to134 | None | Gro | New | CZ10 | cDXGF | 0 | None | 1 | 50001 | 1485792 |  | 232299.7 | 0 | 248013.8 | 0 | 51594.35 | 85788.52 | 219.4314 | 48716.18 | 18586.48 | 28124.34 | 819160.3 | 0 | 0 | 0 | 1279511000 | 0 | 888833300 | 8888.333 | 260428.1569 | 390678000 | 44.3053 | 42.0065 | 2021-07-03 13:21
StdNResSpltPkgAC-65to134 | None | Gro | New | CZ11 | cDXGF | 0 | None | 1 | 50001 | 1461571 |  | 232299.7 | 0 | 248013.8 | 0 | 52656.16 | 80487 | 219.4145 | 47900.07 | 19866.94 | 26380.2 | 799994.8 | 0 | 0 | 0 | 1573787000 | 0 | 1175197000 | 11751.97 | 344332.721 | 398589800 | 44.3053 | 42.0065 | 2021-07-03 13:22
StdNResSpltPkgAC-65to134 | None | Gro | New | CZ12 | cDXGF | 0 | None | 1 | 50001 | 1441400 |  | 232299.7 | 0 | 248013.8 | 0 | 37474.2 | 70863.99 | 219.3884 | 48449.15 | 22067.39 | 24332.2 | 804080.8 | 0 | 0 | 0 | 1681418000 | 0 | 1268916000 | 12689.16 | 371792.388 | 412501200 | 44.3053 | 42.0065 | 2021-07-03 13:22
StdNResSpltPkgAC-65to134 | None | Gro | New | CZ13 | cDXGF | 0 | None | 1 | 50001 | 1492252 |  | 232299.7 | 0 | 248013.8 | 0 | 62604.8 | 87548.33 | 219.3908 | 48090.63 | 18245.47 | 28197.37 | 813476.1 | 0 | 0 | 0 | 1421640000 | 0 | 1033211000 | 10332.11 | 302730.823 | 388429400 | 44.3053 | 42.0065 | 2021-07-03 13:23
StdNResSpltPkgAC-65to134 | None | Gro | New | CZ14 | cDXGF | 0 | None | 1 | 50001 | 1435453 |  | 232299.7 | 0 | 248013.8 | 0 | 51336.75 | 80916.15 | 219.369 | 47718.57 | 19162.05 | 26815.47 | 774949.1 | 0 | 0 | 0 | 1562996000 | 0 | 1162167000 | 11621.67 | 340514.931 | 400829100 | 44.3053 | 42.0065 | 2021-07-03 13:23
StdNResSpltPkgAC-65to134 | None | Gro | New | CZ15 | cDXGF | 0 | None | 1 | 50001 | 1458500 |  | 232299.7 | 0 | 248013.8 | 0 | 120000 | 43066.32 | 219.4129 | 49686.87 | 11210.99 | 36682.09 | 765214.1 | 0 | 0 | 0 | 740273400 | 0 | 408431100 | 4084.311 | 119670.3123 | 331842400 | 44.3053 | 42.0065 | 2021-07-03 13:24
StdNResSpltPkgAC-65to134 | None | Gro | New | CZ16 | cDXGF | 0 | None | 1 | 50001 | 1329966 |  | 232299.7 | 0 | 248013.8 | 0 | 12211.89 | 48818.66 | 219.2762 | 44990.07 | 23510.24 | 19690.47 | 743412.8 | 0 | 0 | 0 | 2478860000 | 0 | 2017167000 | 20171.67 | 591029.931 | 461693500 | 44.3053 | 42.0065 | 2021-07-03 13:24
StdNResSpltPkgAC-65to134 | None | Hsp | New | CZ01 | cDXGF | 0 | None | 1 | 235501 | 2484418 |  | 848496.8 | 0 | 1266427 | 0 | 5899.766 | 0 | 22583.17 | 341013.7 | 136174 | 5532.323 | 0 | 0 | 0 | 0 | 3455879000 | 8136039 | 3447744000 | 34477.44 | 1010188.992 | 0 | 168.5133 | 248.1984 | 2021-07-03 13:25
StdNResSpltPkgAC-65to134 | None | Hsp | New | CZ02 | cDXGF | 0 | None | 1 | 235501 | 2668651 |  | 848496.8 | 0 | 1266427 | 0 | 189245.9 | 0 | 16330.16 | 348153.7 | 80980.38 | 80205.76 | 0 | 0 | 0 | 0 | 2218650000 | 8136039 | 2210514000 | 22105.14 | 647680.602 | 0 | 168.5133 | 248.1984 | 2021-07-03 13:26
StdNResSpltPkgAC-65to134 | None | Hsp | New | CZ03 | cDXGF | 0 | None | 1 | 235501 | 2560524 |  | 848496.8 | 0 | 1266427 | 0 | 91192.71 | 0 | 9062.981 | 345347.2 | 67571.53 | 53539.46 | 0 | 0 | 0 | 0 | 1600251000 | 8136039 | 1592115000 | 15921.15 | 466489.695 | 0 | 168.5133 | 248.1984 | 2021-07-03 13:27
StdNResSpltPkgAC-65to134 | None | Hsp | New | CZ04 | cDXGF | 0 | None | 1 | 235501 | 2737024 |  | 848496.8 | 0 | 1266427 | 0 | 261775.6 | 0 | 9230.934 | 351096.4 | 54596.41 | 107974.3 | 0 | 0 | 0 | 0 | 1360000000 | 8136039 | 1351864000 | 13518.64 | 396096.152 | 0 | 168.5133 | 248.1984 | 2021-07-03 13:28
StdNResSpltPkgAC-65to134 | None | Hsp | New | CZ05 | cDXGF | 0 | None | 1 | 235501 | 2583326 |  | 848496.8 | 0 | 1266427 | 0 | 112074.7 | 0 | 10432.44 | 345897.6 | 62303.15 | 65138.07 | 0 | 0 | 0 | 0 | 1520634000 | 8136039 | 1512499000 | 15124.99 | 443162.207 | 0 | 168.5133 | 248.1984 | 2021-07-03 13:29
StdNResSpltPkgAC-65to134 | None | Hsp | New | CZ06 | cDXGF | 0 | None | 1 | 235501 | 2802889 |  | 848496.8 | 0 | 1266427 | 0 | 338177.4 | 0 | 3410.73 | 346380.3 | 28379.18 | 144009.8 | 0 | 0 | 0 | 0 | 593003600 | 8136039 | 584867600 | 5848.676 | 171366.2068 | 0 | 168.5133 | 248.1984 | 2021-07-03 13:30
StdNResSpltPkgAC-65to134 | None | Hsp | New | CZ07 | cDXGF | 0 | None | 1 | 235501 | 2750862 |  | 848496.8 | 0 | 1266427 | 0 | 286636.2 | 0 | 1692.446 | 347613.6 | 22139.51 | 135956.2 | 0 | 0 | 0 | 0 | 398008000 | 8136039 | 389872100 | 3898.721 | 114232.5253 | 0 | 168.5133 | 248.1984 | 2021-07-03 13:31
StdNResSpltPkgAC-65to134 | None | Hsp | New | CZ08 | cDXGF | 0 | None | 1 | 235501 | 2897456 |  | 848496.8 | 0 | 1266427 | 0 | 429801.5 | 0 | 3675.579 | 349058.4 | 23963.34 | 159230.8 | 0 | 0 | 0 | 0 | 496656400 | 8136039 | 488520200 | 4885.202 | 143136.4186 | 0 | 168.5133 | 248.1984 | 2021-07-03 13:32
StdNResSpltPkgAC-65to134 | None | Hsp | New | CZ09 | cDXGF | 0 | None | 1 | 235501 | 2866712 |  | 848496.8 | 0 | 1266427 | 0 | 398137.9 | 0 | 5273.815 | 348379.8 | 31527.5 | 145926 | 0 | 0 | 0 | 0 | 701132900 | 8136039 | 692996400 | 6929.964 | 203047.9452 | 0 | 168.5133 | 248.1984 | 2021-07-03 13:33
StdNResSpltPkgAC-65to134 | None | Hsp | New | CZ10 | cDXGF | 0 | None | 1 | 235501 | 2925868 |  | 848496.8 | 0 | 1266427 | 0 | 452383.1 | 0 | 7740.504 | 350820.9 | 39082.31 | 153330.5 | 0 | 0 | 0 | 0 | 986644700 | 8136039 | 978508400 | 9785.084 | 286702.9612 | 0 | 168.5133 | 248.1984 | 2021-07-03 13:34
StdNResSpltPkgAC-65to134 | None | Hsp | New | CZ11 | cDXGF | 0 | None | 1 | 235501 | 2924617 |  | 848496.8 | 0 | 1266427 | 0 | 443754.5 | 0 | 14217.83 | 351723.3 | 65900.88 | 139975 | 0 | 0 | 0 | 0 | 1765766000 | 8136039 | 1757629000 | 17576.29 | 514985.297 | 0 | 168.5133 | 248.1984 | 2021-07-03 13:35
StdNResSpltPkgAC-65to134 | None | Hsp | New | CZ12 | cDXGF | 0 | None | 1 | 235501 | 2803742 |  | 848496.8 | 0 | 1266427 | 0 | 322024.5 | 0 | 13197.2 | 353598.8 | 66605.93 | 118373 | 0 | 0 | 0 | 0 | 1838220000 | 8136039 | 1830083000 | 18300.83 | 536214.319 | 0 | 168.5133 | 248.1984 | 2021-07-03 13:36
StdNResSpltPkgAC-65to134 | None | Hsp | New | CZ13 | cDXGF | 0 | None | 1 | 235501 | 2989874 |  | 848496.8 | 0 | 1266427 | 0 | 507533.5 | 0 | 12376.82 | 355041.4 | 56796.49 | 159823.2 | 0 | 0 | 0 | 0 | 1505606000 | 8136039 | 1497469000 | 14974.69 | 438758.417 | 0 | 168.5133 | 248.1984 | 2021-07-03 13:37
StdNResSpltPkgAC-65to134 | None | Hsp | New | CZ14 | cDXGF | 0 | None | 1 | 235501 | 2913086 |  | 848496.8 | 0 | 1266427 | 0 | 432202.3 | 0 | 14753.99 | 351208.1 | 64009.82 | 143378.9 | 0 | 0 | 0 | 0 | 1838662000 | 8136039 | 1830525000 | 18305.25 | 536343.825 | 0 | 168.5133 | 248.1984 | 2021-07-03 13:38
StdNResSpltPkgAC-65to134 | None | Hsp | New | CZ15 | cDXGF | 0 | None | 1 | 235501 | 3382127 |  | 848496.8 | 0 | 1266427 | 0 | 908430.9 | 0 | 3281.587 | 355493.8 | 14592.53 | 230349.7 | 0 | 0 | 0 | 0 | 286849400 | 8136039 | 278713400 | 2787.134 | 81663.0262 | 0 | 168.5133 | 248.1984 | 2021-07-03 13:39
StdNResSpltPkgAC-65to134 | None | Hsp | New | CZ16 | cDXGF | 0 | None | 1 | 235501 | 2635418 |  | 848496.8 | 0 | 1266427 | 0 | 141444.2 | 0 | 26265.18 | 352786.5 | 123479.7 | 78804.38 | 0 | 0 | 0 | 0 | 4288613000 | 8136039 | 4280476000 | 42804.76 | 1254179.468 | 0 | 168.5133 | 248.1984 | 2021-07-03 13:40
StdNResSpltPkgAC-65to134 | None | Htl | New | CZ01 | cDXGF | 0 | None | 1 | 139998.9 | 653078.5 |  | 162049.9 | 0 | 293493.5 | 90034.83 | 50748.07 | 0 | 1867.228 | 40969.11 | 29923.57 | 3668.912 | 0 | 13915.38 | 0 | 0 | 1163043000 | 0 | 1163043000 | 11630.43 | 340771.599 | 0 | 108.0721 | 76.7125 | 2021-07-03 13:41
StdNResSpltPkgAC-65to134 | None | Htl | New | CZ02 | cDXGF | 0 | None | 1 | 139998.9 | 729985.8 |  | 162049.9 | 0 | 293493.5 | 64689.42 | 154879.4 | 0 | 1177.51 | 37012.41 | 15096.26 | 16160.89 | 0 | 16683.14 | 0 | 0 | 628096900 | 0 | 628096900 | 6280.969 | 184032.3917 | 0 | 108.0721 | 76.7125 | 2021-07-03 13:41
StdNResSpltPkgAC-65to134 | None | Htl | New | CZ03 | cDXGF | 0 | None | 1 | 139998.9 | 656520.4 |  | 162049.9 | 0 | 293493.5 | 37239.95 | 117831.5 | 0 | 786.0858 | 42350.52 | 19305.1 | 12463.23 | 0 | 2768.592 | 0 | 0 | 615703200 | 0 | 615703200 | 6157.032 | 180401.0376 | 0 | 108.0721 | 76.7125 | 2021-07-03 13:42
StdNResSpltPkgAC-65to134 | None | Htl | New | CZ04 | cDXGF | 0 | None | 1 | 139998.9 | 727897.1 |  | 162049.9 | 0 | 293493.5 | 36060.75 | 193690.2 | 0 | 668.7385 | 37494.25 | 10325.49 | 20558.89 | 0 | 4439.197 | 0 | 0 | 405051100 | 0 | 405051100 | 4050.511 | 118679.9723 | 0 | 108.0721 | 76.7125 | 2021-07-03 13:43
StdNResSpltPkgAC-65to134 | None | Htl | New | CZ05 | cDXGF | 0 | None | 1 | 139998.9 | 670498.1 |  | 162049.9 | 0 | 293493.5 | 38544.4 | 127327.5 | 0 | 897.6903 | 42731.51 | 17975.83 | 14357.8 | 0 | 5453.061 | 0 | 0 | 590757800 | 0 | 590757800 | 5907.578 | 173092.0354 | 0 | 108.0721 | 76.7125 | 2021-07-03 13:44
StdNResSpltPkgAC-65to134 | None | Htl | New | CZ06 | cDXGF | 0 | None | 1 | 139998.9 | 732787.6 |  | 162049.9 | 0 | 293493.5 | 13399.18 | 217323.3 | 0 | 309.4555 | 46111.03 | 9935.3 | 25858.42 | 0 | 100.8785 | 0 | 0 | 261903100 | 0 | 261903100 | 2619.031 | 76737.6083 | 0 | 108.0721 | 76.7125 | 2021-07-03 13:45
StdNResSpltPkgAC-65to134 | None | Htl | New | CZ07 | cDXGF | 0 | None | 1 | 139998.9 | 705205.9 |  | 162049.9 | 0 | 293493.5 | 9189.803 | 195223.1 | 0 | 151.5741 | 45097.73 | 9487.542 | 24044.12 | 0 | 0 | 0 | 0 | 211188700 | 0 | 211188700 | 2111.887 | 61878.2891 | 0 | 108.0721 | 76.7125 | 2021-07-03 13:46
StdNResSpltPkgAC-65to134 | None | Htl | New | CZ08 | cDXGF | 0 | None | 1 | 139998.9 | 774320.6 |  | 162049.9 | 0 | 293493.5 | 13940.53 | 263832.7 | 0 | 286.5538 | 40312.94 | 5514.435 | 28024.95 | 0 | 403.8417 | 0 | 0 | 172318600 | 0 | 172318600 | 1723.186 | 50489.3498 | 0 | 108.0721 | 76.7125 | 2021-07-03 13:46
StdNResSpltPkgAC-65to134 | None | Htl | New | CZ09 | cDXGF | 0 | None | 1 | 139998.9 | 783598.2 |  | 162049.9 | 0 | 293493.5 | 17687.34 | 260632.9 | 0 | 548.2963 | 48493.05 | 9392.898 | 28921.36 | 0 | 692.6986 | 0 | 0 | 248699800 | 0 | 248699800 | 2486.998 | 72869.0414 | 0 | 108.0721 | 76.7125 | 2021-07-03 13:47
StdNResSpltPkgAC-65to134 | None | Htl | New | CZ10 | cDXGF | 0 | None | 1 | 139998.9 | 818514.9 |  | 162049.9 | 0 | 293493.5 | 26736.81 | 282836 | 0 | 724.2145 | 46903.29 | 9237.956 | 29726.61 | 0 | 5770.424 | 0 | 0 | 291052300 | 0 | 291052300 | 2910.523 | 85278.3239 | 0 | 108.0721 | 76.7125 | 2021-07-03 13:48
StdNResSpltPkgAC-65to134 | None | Htl | New | CZ11 | cDXGF | 0 | None | 1 | 139998.9 | 861318.4 |  | 162049.9 | 0 | 293493.5 | 60980.41 | 281430.4 | 0 | 1411.384 | 50644.13 | 15239.45 | 28367.59 | 0 | 11308.07 | 0 | 0 | 510562200 | 0 | 510562200 | 5105.622 | 149594.7246 | 0 | 108.0721 | 76.7125 | 2021-07-03 13:49
StdNResSpltPkgAC-65to134 | None | Htl | New | CZ12 | cDXGF | 0 | None | 1 | 139998.9 | 797398.8 |  | 162049.9 | 0 | 293493.5 | 55233.07 | 227900.6 | 0 | 1178.705 | 45323.28 | 14076.08 | 23873.06 | 0 | 12219.18 | 0 | 0 | 500138100 | 0 | 500138100 | 5001.381 | 146540.4633 | 0 | 108.0721 | 76.7125 | 2021-07-03 13:50
StdNResSpltPkgAC-65to134 | None | Htl | New | CZ13 | cDXGF | 0 | None | 1 | 139998.9 | 881379.9 |  | 162049.9 | 0 | 293493.5 | 46216.67 | 317398.1 | 0 | 1263.149 | 52521.23 | 13047.79 | 32345.7 | 0 | 8436.961 | 0 | 0 | 433332600 | 0 | 433332600 | 4333.326 | 126966.4518 | 0 | 108.0721 | 76.7125 | 2021-07-03 13:50
StdNResSpltPkgAC-65to134 | None | Htl | New | CZ14 | cDXGF | 0 | None | 1 | 139998.9 | 866753.4 |  | 162049.9 | 0 | 293493.5 | 61570.81 | 282513.6 | 0 | 1496.901 | 51577.34 | 14624.91 | 29369.25 | 0 | 14050.82 | 0 | 0 | 483121400 | 0 | 483121400 | 4831.214 | 141554.5702 | 0 | 108.0721 | 76.7125 | 2021-07-03 13:51
StdNResSpltPkgAC-65to134 | None | Htl | New | CZ15 | cDXGF | 0 | None | 1 | 139998.9 | 1046174 |  | 162049.9 | 0 | 293493.5 | 8731.304 | 517166.5 | 0 | 436.8397 | 64233.4 | 5166.531 | 50195.57 | 0 | 61.7585 | 0 | 0 | 123322700 | 0 | 123322700 | 1233.227 | 36133.5511 | 0 | 108.0721 | 76.7125 | 2021-07-03 13:52
StdNResSpltPkgAC-65to134 | None | Htl | New | CZ16 | cDXGF | 0 | None | 1 | 139998.9 | 881885.8 |  | 162049.9 | 0 | 293493.5 | 159983.5 | 134311.7 | 0 | 2311.802 | 52004.55 | 28719.22 | 16151.67 | 0 | 77730.54 | 0 | 0 | 1173042000 | 0 | 1173042000 | 11730.42 | 343701.306 | 0 | 108.0721 | 76.7125 | 2021-07-03 13:53
StdNResSpltPkgAC-65to134 | None | MBT | New | CZ01 | cDXGF | 0 | None | 1 | 199999.2 | 1204984 |  | 366189 | 0 | 737073.3 | 0 | 26872.08 | 0 | 9372.873 | 65471.62 | 22823.64 | 18623.58 | 0 | 0 | 0 | 0 | 1317760000 | 0 | 1317760000 | 13177.6 | 386103.68 | 0 | 154.0824 | 225.6398 | 2021-07-03 13:54
StdNResSpltPkgAC-65to134 | None | MBT | New | CZ02 | cDXGF | 0 | None | 1 | 199999.2 | 1302888 |  | 366189 | 0 | 737073.3 | 0 | 122572.2 | 0 | 6664.608 | 70383.57 | 11023.81 | 41903.52 | 0 | 0 | 0 | 0 | 614719000 | 0 | 614719000 | 6147.19 | 180112.667 | 0 | 154.0824 | 225.6398 | 2021-07-03 13:54
StdNResSpltPkgAC-65to134 | None | MBT | New | CZ03 | cDXGF | 0 | None | 1 | 199999.2 | 1264549 |  | 366189 | 0 | 737073.3 | 0 | 83360.95 | 0 | 3930.143 | 73989.68 | 13517.45 | 38604.6 | 0 | 0 | 0 | 0 | 585063900 | 0 | 585063900 | 5850.639 | 171423.7227 | 0 | 154.0824 | 225.6398 | 2021-07-03 13:55
StdNResSpltPkgAC-65to134 | None | MBT | New | CZ04 | cDXGF | 0 | None | 1 | 199999.2 | 1333015 |  | 366189 | 0 | 737073.3 | 0 | 152879 | 0 | 3740.993 | 73126.9 | 7948.662 | 50163.39 | 0 | 0 | 0 | 0 | 384674900 | 0 | 384674900 | 3846.749 | 112709.7457 | 0 | 154.0824 | 225.6398 | 2021-07-03 13:55
StdNResSpltPkgAC-65to134 | None | MBT | New | CZ05 | cDXGF | 0 | None | 1 | 199999.2 | 1284522 |  | 366189 | 0 | 737073.3 | 0 | 102842.7 | 0 | 4482.623 | 73929.23 | 11420.19 | 42247.19 | 0 | 0 | 0 | 0 | 495616600 | 0 | 495616600 | 4956.166 | 145215.6638 | 0 | 154.0824 | 225.6398 | 2021-07-03 13:56
StdNResSpltPkgAC-65to134 | None | MBT | New | CZ06 | cDXGF | 0 | None | 1 | 199999.2 | 1374494 |  | 366189 | 0 | 737073.3 | 0 | 191348.2 | 0 | 1589.639 | 78288.11 | 6392.759 | 56157.08 | 0 | 0 | 0 | 0 | 223508000 | 0 | 223508000 | 2235.08 | 65487.844 | 0 | 154.0824 | 225.6398 | 2021-07-03 13:57
StdNResSpltPkgAC-65to134 | None | MBT | New | CZ07 | cDXGF | 0 | None | 1 | 199999.2 | 1345713 |  | 366189 | 0 | 737073.3 | 0 | 162733.5 | 0 | 779.006 | 78932.3 | 6150.733 | 55958.84 | 0 | 0 | 0 | 0 | 185772200 | 0 | 185772200 | 1857.722 | 54431.2546 | 0 | 154.0824 | 225.6398 | 2021-07-03 13:57
StdNResSpltPkgAC-65to134 | None | MBT | New | CZ08 | cDXGF | 0 | None | 1 | 199999.2 | 1414001 |  | 366189 | 0 | 737073.3 | 0 | 229550.1 | 0 | 1709.829 | 79472.7 | 4794.665 | 61058.07 | 0 | 0 | 0 | 0 | 160390500 | 0 | 160390500 | 1603.905 | 46994.4165 | 0 | 154.0824 | 225.6398 | 2021-07-03 13:58
StdNResSpltPkgAC-65to134 | None | MBT | New | CZ09 | cDXGF | 0 | None | 1 | 199999.2 | 1396669 |  | 366189 | 0 | 737073.3 | 0 | 207738.5 | 0 | 2910.671 | 82751.8 | 4935.016 | 58294.72 | 0 | 0 | 0 | 0 | 167871000 | 0 | 167871000 | 1678.71 | 49186.203 | 0 | 154.0824 | 225.6398 | 2021-07-03 13:58
StdNResSpltPkgAC-65to134 | None | MBT | New | CZ10 | cDXGF | 0 | None | 1 | 199999.2 | 1421845 |  | 366189 | 0 | 737073.3 | 0 | 234542.2 | 0 | 3955.532 | 80079.57 | 5078.055 | 58837.74 | 0 | 0 | 0 | 0 | 220651700 | 0 | 220651700 | 2206.517 | 64650.9481 | 0 | 154.0824 | 225.6398 | 2021-07-03 13:59
StdNResSpltPkgAC-65to134 | None | MBT | New | CZ11 | cDXGF | 0 | None | 1 | 199999.2 | 1412928 |  | 366189 | 0 | 737073.3 | 0 | 216477.8 | 0 | 7936.89 | 85245.88 | 10929.48 | 52649.84 | 0 | 0 | 0 | 0 | 513304400 | 0 | 513304400 | 5133.044 | 150398.1892 | 0 | 154.0824 | 225.6398 | 2021-07-03 14:00
StdNResSpltPkgAC-65to134 | None | MBT | New | CZ12 | cDXGF | 0 | None | 1 | 199999.2 | 1361266 |  | 366189 | 0 | 737073.3 | 0 | 172562.5 | 0 | 6575.089 | 78860.35 | 9242.13 | 49638.6 | 0 | 0 | 0 | 0 | 508222300 | 0 | 508222300 | 5082.223 | 148909.1339 | 0 | 154.0824 | 225.6398 | 2021-07-03 14:00
StdNResSpltPkgAC-65to134 | None | MBT | New | CZ13 | cDXGF | 0 | None | 1 | 199999.2 | 1437916 |  | 366189 | 0 | 737073.3 | 0 | 239508.5 | 0 | 6977.423 | 88162.47 | 9209.726 | 58045.75 | 0 | 0 | 0 | 0 | 427347800 | 0 | 427347800 | 4273.478 | 125212.9054 | 0 | 154.0824 | 225.6398 | 2021-07-03 14:01
StdNResSpltPkgAC-65to134 | None | MBT | New | CZ14 | cDXGF | 0 | None | 1 | 199999.2 | 1418643 |  | 366189 | 0 | 737073.3 | 0 | 221762 | 0 | 8360.079 | 85252.72 | 10233.93 | 54115.14 | 0 | 0 | 0 | 0 | 487705600 | 0 | 487705600 | 4877.056 | 142897.7408 | 0 | 154.0824 | 225.6398 | 2021-07-03 14:01
StdNResSpltPkgAC-65to134 | None | MBT | New | CZ15 | cDXGF | 0 | None | 1 | 199999.2 | 1650653 |  | 366189 | 0 | 737073.3 | 0 | 433350.7 | 0 | 2338.611 | 111695.2 | 2886.462 | 90904.39 | 0 | 0 | 0 | 0 | 61877440 | 0 | 61877440 | 618.7744 | 18130.0899 | 0 | 154.0824 | 225.6398 | 2021-07-03 14:02
StdNResSpltPkgAC-65to134 | None | MBT | New | CZ16 | cDXGF | 0 | None | 1 | 199999.2 | 1267389 |  | 366189 | 0 | 737073.3 | 0 | 78298.27 | 0 | 11681.92 | 74140.14 | 20837.67 | 32722.85 | 0 | 0 | 0 | 0 | 1558024000 | 0 | 1558024000 | 15580.24 | 456501.032 | 0 | 154.0824 | 225.6398 | 2021-07-03 14:03
StdNResSpltPkgAC-65to134 | None | MLI | New | CZ01 | cDXGF | 0 | None | 1 | 100001.1 | 529891.3 |  | 207088.4 | 0 | 280500.8 | 0 | 1529.576 | 0 | 5496.49 | 35276.04 | 19277.53 | 1064.973 | 0 | 0 | 0 | 0 | 1634853000 | 0 | 1634853000 | 16348.53 | 479011.929 | 0 | 79.8759 | 89.751 | 2021-07-03 14:03
StdNResSpltPkgAC-65to134 | None | MLI | New | CZ02 | cDXGF | 0 | None | 1 | 100001.1 | 568494.4 |  | 207088.4 | 0 | 280500.8 | 0 | 38690.09 | 0 | 4330.917 | 37884.48 | 12164.52 | 11002.23 | 0 | 0 | 0 | 0 | 1096665000 | 0 | 1096665000 | 10966.65 | 321322.845 | 0 | 79.8759 | 89.751 | 2021-07-03 14:04
StdNResSpltPkgAC-65to134 | None | MLI | New | CZ03 | cDXGF | 0 | None | 1 | 100001.1 | 543522.9 |  | 207088.4 | 0 | 280500.8 | 0 | 14784.5 | 0 | 2504.867 | 38644.8 | 12667.9 | 6131.149 | 0 | 0 | 0 | 0 | 877273200 | 0 | 877273200 | 8772.732 | 257041.0476 | 0 | 79.8759 | 89.751 | 2021-07-03 14:04
StdNResSpltPkgAC-65to134 | None | MLI | New | CZ04 | cDXGF | 0 | None | 1 | 100001.1 | 580487.8 |  | 207088.4 | 0 | 280500.8 | 0 | 51715.14 | 0 | 2482.596 | 38701.5 | 9042.21 | 14234.56 | 0 | 0 | 0 | 0 | 703284500 | 0 | 703284500 | 7032.845 | 206062.3585 | 0 | 79.8759 | 89.751 | 2021-07-03 14:05
StdNResSpltPkgAC-65to134 | None | MLI | New | CZ05 | cDXGF | 0 | None | 1 | 100001.1 | 549755.1 |  | 207088.4 | 0 | 280500.8 | 0 | 20959.59 | 0 | 2852.918 | 38353.91 | 10945.47 | 8035.901 | 0 | 0 | 0 | 0 | 839870300 | 0 | 839870300 | 8398.703 | 246081.9979 | 0 | 79.8759 | 89.751 | 2021-07-03 14:06
StdNResSpltPkgAC-65to134 | None | MLI | New | CZ06 | cDXGF | 0 | None | 1 | 100001.1 | 591188.4 |  | 207088.4 | 0 | 280500.8 | 0 | 59460.43 | 0 | 1060.868 | 43078.35 | 6412.082 | 18155.05 | 0 | 0 | 0 | 0 | 377532600 | 0 | 377532600 | 3775.326 | 110617.0518 | 0 | 79.8759 | 89.751 | 2021-07-03 14:06
StdNResSpltPkgAC-65to134 | None | MLI | New | CZ07 | cDXGF | 0 | None | 1 | 100001.1 | 575877.9 |  | 207088.4 | 0 | 280500.8 | 0 | 46847.35 | 0 | 499.1412 | 40942.83 | 5653.638 | 15571.03 | 0 | 0 | 0 | 0 | 304002900 | 0 | 304002900 | 3040.029 | 89072.8497 | 0 | 79.8759 | 89.751 | 2021-07-03 14:07
StdNResSpltPkgAC-65to134 | None | MLI | New | CZ08 | cDXGF | 0 | None | 1 | 100001.1 | 624873.5 |  | 207088.4 | 0 | 280500.8 | 0 | 93196.36 | 0 | 1123.325 | 42965.26 | 5217.913 | 22231.73 | 0 | 0 | 0 | 0 | 334303400 | 0 | 334303400 | 3343.034 | 97950.8962 | 0 | 79.8759 | 89.751 | 2021-07-03 14:07
StdNResSpltPkgAC-65to134 | None | MLI | New | CZ09 | cDXGF | 0 | None | 1 | 100001.1 | 627064.6 |  | 207088.4 | 0 | 280500.8 | 0 | 86515.6 | 0 | 1954.678 | 51006.04 | 6975.944 | 23539.94 | 0 | 0 | 0 | 0 | 382715700 | 0 | 382715700 | 3827.157 | 112135.7001 | 0 | 79.8759 | 89.751 | 2021-07-03 14:08
StdNResSpltPkgAC-65to134 | None | MLI | New | CZ10 | cDXGF | 0 | None | 1 | 100001.1 | 640918 |  | 207088.4 | 0 | 280500.8 | 0 | 102387.7 | 0 | 2655.116 | 48286.63 | 7192.428 | 23890.18 | 0 | 0 | 0 | 0 | 478656300 | 0 | 478656300 | 4786.563 | 140246.2959 | 0 | 79.8759 | 89.751 | 2021-07-03 14:08
StdNResSpltPkgAC-65to134 | None | MLI | New | CZ11 | cDXGF | 0 | None | 1 | 100001.1 | 635512.2 |  | 207088.4 | 0 | 280500.8 | 0 | 95169.59 | 0 | 4782.169 | 47972 | 10543.35 | 20879.78 | 0 | 0 | 0 | 0 | 666936100 | 0 | 666936100 | 6669.361 | 195412.2773 | 0 | 79.8759 | 89.751 | 2021-07-03 14:09
StdNResSpltPkgAC-65to134 | None | MLI | New | CZ12 | cDXGF | 0 | None | 1 | 100001.1 | 607520.5 |  | 207088.4 | 0 | 280500.8 | 0 | 69366.4 | 0 | 4282.02 | 46283.54 | 11133.91 | 17632.08 | 0 | 0 | 0 | 0 | 810041900 | 0 | 810041900 | 8100.419 | 237342.2767 | 0 | 79.8759 | 89.751 | 2021-07-03 14:10
StdNResSpltPkgAC-65to134 | None | MLI | New | CZ13 | cDXGF | 0 | None | 1 | 100001.1 | 655007.7 |  | 207088.4 | 0 | 280500.8 | 0 | 112087.2 | 0 | 4361.255 | 50970.64 | 9733.335 | 24602.06 | 0 | 0 | 0 | 0 | 604995600 | 0 | 604995600 | 6049.956 | 177263.7108 | 0 | 79.8759 | 89.751 | 2021-07-03 14:10
StdNResSpltPkgAC-65to134 | None | MLI | New | CZ14 | cDXGF | 0 | None | 1 | 100001.1 | 636912.3 |  | 207088.4 | 0 | 280500.8 | 0 | 96202.77 | 0 | 5029.559 | 48091.35 | 9475.273 | 21384.86 | 0 | 0 | 0 | 0 | 658533300 | 0 | 658533300 | 6585.333 | 192950.2569 | 0 | 79.8759 | 89.751 | 2021-07-03 14:11
StdNResSpltPkgAC-65to134 | None | MLI | New | CZ15 | cDXGF | 0 | None | 1 | 100001.1 | 775941.7 |  | 207088.4 | 0 | 280500.8 | 0 | 223356.7 | 0 | 1385.016 | 63611.23 | 2592.144 | 44790.16 | 0 | 0 | 0 | 0 | 94277680 | 0 | 94277680 | 942.7768 | 27623.3602 | 0 | 79.8759 | 89.751 | 2021-07-03 14:11
StdNResSpltPkgAC-65to134 | None | MLI | New | CZ16 | cDXGF | 0 | None | 1 | 100001.1 | 555966.4 |  | 207088.4 | 0 | 280500.8 | 0 | 24395.03 | 0 | 6712.473 | 37270.14 | 15627.77 | 9139.953 | 0 | 0 | 0 | 0 | 1542202000 | 0 | 1542202000 | 15422.02 | 451865.186 | 0 | 79.8759 | 89.751 | 2021-07-03 14:12
StdNResSpltPkgAC-65to134 | None | Mtl | New | CZ01 | cDXGF | 0 | None | 1 | 30000.07 | 114165.2 |  | 24477.74 | 0 | 54573.23 | 18813.72 | 8373.317 | 0 | 267.2767 | 5459.051 | 2361.049 | 672.6483 | 0 | 2200.88 | 0 | 0 | 43767770 | 0 | 43767770 | 437.6777 | 12823.9566 | 0 | 22.9621 | 15.915 | 2021-07-03 14:12
StdNResSpltPkgAC-65to134 | None | Mtl | New | CZ02 | cDXGF | 0 | None | 1 | 30000.07 | 127074.8 |  | 24477.74 | 0 | 54573.23 | 12426.94 | 27436.16 | 0 | 141.74 | 5237.012 | 1308.802 | 2484.65 | 0 | 2781.969 | 0 | 0 | 28825860 | 0 | 28825860 | 288.2586 | 8445.977 | 0 | 22.9621 | 15.915 | 2021-07-03 14:13
StdNResSpltPkgAC-65to134 | None | Mtl | New | CZ03 | cDXGF | 0 | None | 1 | 30000.07 | 114132.5 |  | 24477.74 | 0 | 54573.23 | 7252.38 | 21534.45 | 0 | 111.8894 | 5803.455 | 917.2452 | 2094.731 | 0 | 379.314 | 0 | 0 | 14613970 | 0 | 14613970 | 146.1397 | 4281.8932 | 0 | 22.9621 | 15.915 | 2021-07-03 14:14
StdNResSpltPkgAC-65to134 | None | Mtl | New | CZ04 | cDXGF | 0 | None | 1 | 30000.07 | 126973.5 |  | 24477.74 | 0 | 54573.23 | 6642.179 | 35126.55 | 0 | 81.5458 | 5405.522 | 706.9209 | 3256.323 | 0 | 666.6758 | 0 | 0 | 14399400 | 0 | 14399400 | 143.994 | 4219.0242 | 0 | 22.9621 | 15.915 | 2021-07-03 14:14
StdNResSpltPkgAC-65to134 | None | Mtl | New | CZ05 | cDXGF | 0 | None | 1 | 30000.07 | 116000.8 |  | 24477.74 | 0 | 54573.23 | 6971.76 | 23248.13 | 0 | 127.9655 | 5863.449 | 910.9249 | 2297.86 | 0 | 738.541 | 0 | 0 | 15341150 | 0 | 15341150 | 153.4115 | 4494.9569 | 0 | 22.9621 | 15.915 | 2021-07-03 14:15
StdNResSpltPkgAC-65to134 | None | Mtl | New | CZ06 | cDXGF | 0 | None | 1 | 30000.07 | 128689.7 |  | 24477.74 | 0 | 54573.23 | 2305.607 | 40747.61 | 0 | 43.3352 | 6529.516 | 281.1132 | 4057.085 | 0 | 12.6252 | 0 | 0 | 3648226 | 0 | 3648226 | 36.4823 | 1068.9302 | 0 | 22.9621 | 15.915 | 2021-07-03 14:16
StdNResSpltPkgAC-65to134 | None | Mtl | New | CZ07 | cDXGF | 0 | None | 1 | 30000.07 | 123881.7 |  | 24477.74 | 0 | 54573.23 | 2018.261 | 36464.05 | 0 | 21.3625 | 6327.059 | 206.5066 | 3772.531 | 0 | 0 | 0 | 0 | 2243569 | 0 | 2243569 | 22.4357 | 657.3657 | 0 | 22.9621 | 15.915 | 2021-07-03 14:16
StdNResSpltPkgAC-65to134 | None | Mtl | New | CZ08 | cDXGF | 0 | None | 1 | 30000.07 | 136098.9 |  | 24477.74 | 0 | 54573.23 | 2384.42 | 48662.16 | 0 | 34.1075 | 5909.309 | 250.8752 | 4366.759 | 0 | 57.8809 | 0 | 0 | 3816821 | 0 | 3816821 | 38.1682 | 1118.3286 | 0 | 22.9621 | 15.915 | 2021-07-03 14:17
StdNResSpltPkgAC-65to134 | None | Mtl | New | CZ09 | cDXGF | 0 | None | 1 | 30000.07 | 136343.2 |  | 24477.74 | 0 | 54573.23 | 3079.734 | 47538.57 | 0 | 60.3471 | 6500.204 | 376.7463 | 4268.426 | 0 | 113.3509 | 0 | 0 | 5995115 | 0 | 5995115 | 59.9511 | 1756.5687 | 0 | 22.9621 | 15.915 | 2021-07-03 14:18
StdNResSpltPkgAC-65to134 | None | Mtl | New | CZ10 | cDXGF | 0 | None | 1 | 30000.07 | 142567.3 |  | 24477.74 | 0 | 54573.23 | 4506.388 | 51435.38 | 0 | 83.1212 | 6586.872 | 547.7527 | 4470.765 | 0 | 904.4589 | 0 | 0 | 10314810 | 0 | 10314810 | 103.1481 | 3022.2393 | 0 | 22.9621 | 15.915 | 2021-07-03 14:18
StdNResSpltPkgAC-65to134 | None | Mtl | New | CZ11 | cDXGF | 0 | None | 1 | 30000.07 | 147045.5 |  | 24477.74 | 0 | 54573.23 | 9704.413 | 49621.09 | 0 | 161.009 | 6912.328 | 1151.489 | 4217.619 | 0 | 1595.609 | 0 | 0 | 22728400 | 0 | 22728400 | 227.284 | 6659.4212 | 0 | 22.9621 | 15.915 | 2021-07-03 14:19
StdNResSpltPkgAC-65to134 | None | Mtl | New | CZ12 | cDXGF | 0 | None | 1 | 30000.07 | 138186.3 |  | 24477.74 | 0 | 54573.23 | 10042.13 | 40790.76 | 0 | 136.326 | 6325.445 | 1119.767 | 3601.82 | 0 | 1840.639 | 0 | 0 | 23138180 | 0 | 23138180 | 231.3818 | 6779.4867 | 0 | 22.9621 | 15.915 | 2021-07-03 14:19
StdNResSpltPkgAC-65to134 | None | Mtl | New | CZ13 | cDXGF | 0 | None | 1 | 30000.07 | 152707.4 |  | 24477.74 | 0 | 54573.23 | 8020.948 | 56903.34 | 0 | 143.4736 | 7315.694 | 970.0439 | 4852.196 | 0 | 1272.969 | 0 | 0 | 19128500 | 0 | 19128500 | 191.285 | 5604.6505 | 0 | 22.9621 | 15.915 | 2021-07-03 14:20
StdNResSpltPkgAC-65to134 | None | Mtl | New | CZ14 | cDXGF | 0 | None | 1 | 30000.07 | 147958.8 |  | 24477.74 | 0 | 54573.23 | 9352.896 | 50245.05 | 0 | 167.159 | 6986.452 | 1124.482 | 4346.089 | 0 | 2156.188 | 0 | 0 | 23584630 | 0 | 23584630 | 235.8463 | 6910.2966 | 0 | 22.9621 | 15.915 | 2021-07-03 14:21
StdNResSpltPkgAC-65to134 | None | Mtl | New | CZ15 | cDXGF | 0 | None | 1 | 30000.07 | 181705.6 |  | 24477.74 | 0 | 54573.23 | 968.967 | 92149.48 | 0 | 47.6511 | 9482.429 | 137.0656 | 7688.297 | 0 | 6.0594 | 0 | 0 | 1557516 | 0 | 1557516 | 15.5752 | 456.3522 | 0 | 22.9621 | 15.915 | 2021-07-03 14:21
StdNResSpltPkgAC-65to134 | None | Mtl | New | CZ16 | cDXGF | 0 | None | 1 | 30000.07 | 155471.3 |  | 24477.74 | 0 | 54573.23 | 31014.54 | 23531.12 | 0 | 323.9002 | 7555.038 | 3330.731 | 2428.891 | 0 | 13995.62 | 0 | 0 | 64075420 | 0 | 64075420 | 640.7542 | 18774.0981 | 0 | 22.9621 | 15.915 | 2021-07-03 14:22
StdNResSpltPkgAC-65to134 | None | Nrs | New | CZ01 | cDXGF | 0 | None | 1 | 60654.58 | 659192.8 |  | 124089.5 | 0 | 419568.6 | 52.1306 | 54094.47 | 0 | 3182.51 | 58181.26 | 28707.62 | 3864.159 | 0 | 24.1814 | 0 | 0 | 1005899000 | 11722490 | 994176300 | 9941.763 | 291293.6559 | 0 | 37.7404 | 77.7135 | 2021-07-03 14:23
StdNResSpltPkgAC-65to134 | None | Nrs | New | CZ02 | cDXGF | 0 | None | 1 | 60654.58 | 722960.7 |  | 124089.5 | 0 | 419568.6 | 0.24248 | 116116.7 | 0 | 2301.31 | 60883.89 | 19354.01 | 16386.9 | 0 | 0.091573 | 0 | 0 | 674277600 | 11722490 | 662554800 | 6625.548 | 194128.5564 | 0 | 37.7404 | 77.7135 | 2021-07-03 14:24
StdNResSpltPkgAC-65to134 | None | Nrs | New | CZ03 | cDXGF | 0 | None | 1 | 60654.58 | 696117.7 |  | 124089.5 | 0 | 419568.6 | 2.0919 | 91067.12 | 0 | 1277.189 | 60111.89 | 20094.36 | 11217.92 | 0 | 0.96473 | 0 | 0 | 573599200 | 11722490 | 561876500 | 5618.765 | 164629.8145 | 0 | 37.7404 | 77.7135 | 2021-07-03 14:24
StdNResSpltPkgAC-65to134 | None | Nrs | New | CZ04 | cDXGF | 0 | None | 1 | 60654.58 | 745112.8 |  | 124089.5 | 0 | 419568.6 | 0 | 138318.7 | 0 | 1300.857 | 61834.79 | 15301.63 | 20415.96 | 0 | 0 | 0 | 0 | 451277600 | 11722490 | 439554800 | 4395.548 | 128789.5564 | 0 | 37.7404 | 77.7135 | 2021-07-03 14:25
StdNResSpltPkgAC-65to134 | None | Nrs | New | CZ05 | cDXGF | 0 | None | 1 | 60654.58 | 702502.8 |  | 124089.5 | 0 | 419568.6 | 0.47031 | 97056.63 | 0 | 1470.177 | 60316.86 | 19224.52 | 13317.72 | 0 | 0.14197 | 0 | 0 | 596730000 | 11722490 | 585007100 | 5850.071 | 171407.0803 | 0 | 37.7404 | 77.7135 | 2021-07-03 14:26
StdNResSpltPkgAC-65to134 | None | Nrs | New | CZ06 | cDXGF | 0 | None | 1 | 60654.58 | 759672.9 |  | 124089.5 | 0 | 419568.6 | 0 | 153654.5 | 0 | 480.7065 | 61879.09 | 11830.1 | 24896.73 | 0 | 0 | 0 | 0 | 285689300 | 11722490 | 273966600 | 2739.666 | 80272.2138 | 0 | 37.7404 | 77.7135 | 2021-07-03 14:27
StdNResSpltPkgAC-65to134 | None | Nrs | New | CZ07 | cDXGF | 0 | None | 1 | 60654.58 | 746552.1 |  | 124089.5 | 0 | 419568.6 | 0 | 140926.6 | 0 | 238.5057 | 61728.61 | 11254.53 | 22944.05 | 0 | 0 | 0 | 0 | 233492100 | 11722490 | 221769300 | 2217.693 | 64978.4049 | 0 | 37.7404 | 77.7135 | 2021-07-03 14:28
StdNResSpltPkgAC-65to134 | None | Nrs | New | CZ08 | cDXGF | 0 | None | 1 | 60654.58 | 785174.1 |  | 124089.5 | 0 | 419568.6 | 0 | 178338.8 | 0 | 518.4399 | 62658.88 | 10517.16 | 28231.54 | 0 | 0 | 0 | 0 | 266200000 | 11722490 | 254477200 | 2544.772 | 74561.8196 | 0 | 37.7404 | 77.7135 | 2021-07-03 14:28
StdNResSpltPkgAC-65to134 | None | Nrs | New | CZ09 | cDXGF | 0 | None | 1 | 60654.58 | 780128.1 |  | 124089.5 | 0 | 419568.6 | 0 | 173312.1 | 0 | 751.1084 | 62406.71 | 11240.85 | 26680.07 | 0 | 0 | 0 | 0 | 295311500 | 11722490 | 283588600 | 2835.886 | 83091.4598 | 0 | 37.7404 | 77.7135 | 2021-07-03 14:29
StdNResSpltPkgAC-65to134 | None | Nrs | New | CZ10 | cDXGF | 0 | None | 1 | 60654.58 | 793694.5 |  | 124089.5 | 0 | 419568.6 | 0 | 186081.1 | 0 | 1094.644 | 62860.75 | 11661.97 | 28192.81 | 0 | 0 | 0 | 0 | 350022300 | 11722490 | 338299500 | 3382.995 | 99121.7535 | 0 | 37.7404 | 77.7135 | 2021-07-03 14:30
StdNResSpltPkgAC-65to134 | None | Nrs | New | CZ11 | cDXGF | 0 | None | 1 | 60654.58 | 788954.2 |  | 124089.5 | 0 | 419568.6 | 0 | 180777.7 | 0 | 2018.107 | 62500.21 | 14568.84 | 26155.58 | 0 | 0 | 0 | 0 | 521194500 | 11722490 | 509471800 | 5094.718 | 149275.2374 | 0 | 37.7404 | 77.7135 | 2021-07-03 14:31
StdNResSpltPkgAC-65to134 | None | Nrs | New | CZ12 | cDXGF | 0 | None | 1 | 60654.58 | 759518.9 |  | 124089.5 | 0 | 419568.6 | 0 | 151784.6 | 0 | 1864.249 | 62211.95 | 15838.7 | 22007.15 | 0 | 0 | 0 | 0 | 539226600 | 11722490 | 527503700 | 5275.037 | 154558.5841 | 0 | 37.7404 | 77.7135 | 2021-07-03 14:32
StdNResSpltPkgAC-65to134 | None | Nrs | New | CZ13 | cDXGF | 0 | None | 1 | 60654.58 | 807866.1 |  | 124089.5 | 0 | 419568.6 | 0 | 199119.9 | 0 | 1762.115 | 63326.05 | 12815.49 | 29233.34 | 0 | 0 | 0 | 0 | 449816800 | 11722490 | 438094200 | 4380.942 | 128361.6006 | 0 | 37.7404 | 77.7135 | 2021-07-03 14:33
StdNResSpltPkgAC-65to134 | None | Nrs | New | CZ14 | cDXGF | 0 | None | 1 | 60654.58 | 785795.8 |  | 124089.5 | 0 | 419568.6 | 1.782 | 177618.5 | 0 | 2104.31 | 62412.22 | 14283.22 | 26932.96 | 0 | 0.36792 | 0 | 0 | 564701000 | 11722490 | 552978300 | 5529.783 | 162022.6419 | 0 | 37.7404 | 77.7135 | 2021-07-03 14:33
StdNResSpltPkgAC-65to134 | None | Nrs | New | CZ15 | cDXGF | 0 | None | 1 | 60654.58 | 919217.2 |  | 124089.5 | 0 | 419568.6 | 0 | 309632 | 0 | 486.3661 | 65440.77 | 5858.752 | 43057.68 | 0 | 0 | 0 | 0 | 156276500 | 11722490 | 144553800 | 1445.538 | 42354.2634 | 0 | 37.7404 | 77.7135 | 2021-07-03 14:34
StdNResSpltPkgAC-65to134 | None | Nrs | New | CZ16 | cDXGF | 0 | None | 1 | 60654.58 | 696691.4 |  | 124089.5 | 0 | 419568.6 | 1838.85 | 86644.03 | 0 | 3701.406 | 60147.49 | 23232.41 | 13760.09 | 0 | 701.266 | 0 | 0 | 1066311000 | 11722490 | 1054588000 | 10545.88 | 308994.284 | 0 | 37.7404 | 77.7135 | 2021-07-03 14:35
StdNResSpltPkgAC-65to134 | None | OfL | New | CZ01 | cDXGF | 0 | None | 1 | 174998.9 | 1302992 |  | 289618.8 | 0 | 892052.4 | 0 | 19400.29 | 0 | 14955.18 | 86963.89 | 10742.62 | 15297.03 | 0 | 0 | 0 | 0 | 356062900 | 0 | 356062900 | 3560.629 | 104326.4297 | 0 | 131.4698 | 198.3774 | 2021-07-03 14:36
StdNResSpltPkgAC-65to134 | None | OfL | New | CZ02 | cDXGF | 0 | None | 1 | 174998.9 | 1461952 |  | 289618.8 | 0 | 892052.4 | 0 | 181344 | 0 | 9493.558 | 89443.96 | 5053.522 | 56690.97 | 0 | 0 | 0 | 0 | 187120300 | 0 | 187120300 | 1871.203 | 54826.2479 | 0 | 131.4698 | 198.3774 | 2021-07-03 14:36
StdNResSpltPkgAC-65to134 | None | OfL | New | CZ03 | cDXGF | 0 | None | 1 | 174998.9 | 1395112 |  | 289618.8 | 0 | 892052.4 | 0 | 107857.4 | 0 | 6313.886 | 99269.27 | 4162.154 | 50145.2 | 0 | 0 | 0 | 0 | 117793800 | 0 | 117793800 | 1177.938 | 34513.5834 | 0 | 131.4698 | 198.3774 | 2021-07-03 14:37
StdNResSpltPkgAC-65to134 | None | OfL | New | CZ04 | cDXGF | 0 | None | 1 | 174998.9 | 1501491 |  | 289618.8 | 0 | 892052.4 | 0 | 220332.3 | 0 | 5423.854 | 94063.62 | 2532.539 | 67291.27 | 0 | 0 | 0 | 0 | 80873180 | 0 | 80873180 | 808.7318 | 23695.8417 | 0 | 131.4698 | 198.3774 | 2021-07-03 14:38
StdNResSpltPkgAC-65to134 | None | OfL | New | CZ05 | cDXGF | 0 | None | 1 | 174998.9 | 1431889 |  | 289618.8 | 0 | 892052.4 | 0 | 143780.5 | 0 | 7168.726 | 99268.24 | 2351.226 | 59865.91 | 0 | 0 | 0 | 0 | 66038420 | 0 | 66038420 | 660.3842 | 19349.2571 | 0 | 131.4698 | 198.3774 | 2021-07-03 14:39
StdNResSpltPkgAC-65to134 | None | OfL | New | CZ06 | cDXGF | 0 | None | 1 | 174998.9 | 1561538 |  | 289618.8 | 0 | 892052.4 | 0 | 271823.1 | 0 | 2528.145 | 105516.5 | 870.5076 | 79094.13 | 0 | 0 | 0 | 0 | 17290780 | 0 | 17290780 | 172.9078 | 5066.1985 | 0 | 131.4698 | 198.3774 | 2021-07-03 14:40
StdNResSpltPkgAC-65to134 | None | OfL | New | CZ07 | cDXGF | 0 | None | 1 | 174998.9 | 1515046 |  | 289618.8 | 0 | 892052.4 | 0 | 226845 | 0 | 1230.182 | 105299.8 | 518.1194 | 76597.93 | 0 | 0 | 0 | 0 | 8748376 | 0 | 8748376 | 87.4838 | 2563.2742 | 0 | 131.4698 | 198.3774 | 2021-07-03 14:40
StdNResSpltPkgAC-65to134 | None | OfL | New | CZ08 | cDXGF | 0 | None | 1 | 174998.9 | 1608974 |  | 289618.8 | 0 | 892052.4 | 0 | 326306.3 | 0 | 2354.992 | 98642.82 | 593.8136 | 81578.2 | 0 | 0 | 0 | 0 | 12819610 | 0 | 12819610 | 128.1961 | 3756.1457 | 0 | 131.4698 | 198.3774 | 2021-07-03 14:41
StdNResSpltPkgAC-65to134 | None | OfL | New | CZ09 | cDXGF | 0 | None | 1 | 174998.9 | 1595023 |  | 289618.8 | 0 | 892052.4 | 0 | 302156.1 | 0 | 3907.584 | 107289.1 | 1107.837 | 80347.45 | 0 | 0 | 0 | 0 | 22432590 | 0 | 22432590 | 224.3259 | 6572.7489 | 0 | 131.4698 | 198.3774 | 2021-07-03 14:42
StdNResSpltPkgAC-65to134 | None | OfL | New | CZ10 | cDXGF | 0 | None | 1 | 174998.9 | 1627259 |  | 289618.8 | 0 | 892052.4 | 0 | 336284.1 | 0 | 5305.091 | 103999.2 | 1623.066 | 81350.27 | 0 | 0 | 0 | 0 | 42823020 | 0 | 42823020 | 428.2302 | 12547.1449 | 0 | 131.4698 | 198.3774 | 2021-07-03 14:43
StdNResSpltPkgAC-65to134 | None | OfL | New | CZ11 | cDXGF | 0 | None | 1 | 174998.9 | 1605338 |  | 289618.8 | 0 | 892052.4 | 0 | 304460.4 | 0 | 10278.07 | 108928.8 | 7525.887 | 71315.74 | 0 | 0 | 0 | 0 | 243986600 | 0 | 243986600 | 2439.866 | 71488.0738 | 0 | 131.4698 | 198.3774 | 2021-07-03 14:44
StdNResSpltPkgAC-65to134 | None | OfL | New | CZ12 | cDXGF | 0 | None | 1 | 174998.9 | 1544603 |  | 289618.8 | 0 | 892052.4 | 0 | 249931.2 | 0 | 8876.188 | 104124.7 | 5900.613 | 69689.21 | 0 | 0 | 0 | 0 | 197407600 | 0 | 197407600 | 1974.076 | 57840.4268 | 0 | 131.4698 | 198.3774 | 2021-07-03 14:44
StdNResSpltPkgAC-65to134 | None | OfL | New | CZ13 | cDXGF | 0 | None | 1 | 174998.9 | 1639337 |  | 289618.8 | 0 | 892052.4 | 0 | 334916.6 | 0 | 9102.486 | 113647.2 | 5643.956 | 79553.96 | 0 | 0 | 0 | 0 | 174756200 | 0 | 174756200 | 1747.562 | 51203.5666 | 0 | 131.4698 | 198.3774 | 2021-07-03 14:45
StdNResSpltPkgAC-65to134 | None | OfL | New | CZ14 | cDXGF | 0 | None | 1 | 174998.9 | 1619213 |  | 289618.8 | 0 | 892052.4 | 0 | 317058.9 | 0 | 10941.49 | 109541.1 | 4816.245 | 75775.48 | 0 | 0 | 0 | 0 | 166074400 | 0 | 166074400 | 1660.744 | 48659.7992 | 0 | 131.4698 | 198.3774 | 2021-07-03 14:46
StdNResSpltPkgAC-65to134 | None | OfL | New | CZ15 | cDXGF | 0 | None | 1 | 174998.9 | 1901589 |  | 289618.8 | 0 | 892052.4 | 0 | 582377.3 | 0 | 2826.67 | 134714.4 | 568.4298 | 115480 | 0 | 0 | 0 | 0 | 8620112 | 0 | 8620112 | 86.2011 | 2525.6928 | 0 | 131.4698 | 198.3774 | 2021-07-03 14:47
StdNResSpltPkgAC-65to134 | None | OfL | New | CZ16 | cDXGF | 0 | None | 1 | 174998.9 | 1428203 |  | 289618.8 | 0 | 892052.4 | 0 | 118313.5 | 0 | 19533.66 | 108684.9 | 18624.16 | 48670.82 | 0 | 0 | 0 | 0 | 843237600 | 0 | 843237600 | 8432.376 | 247068.6168 | 0 | 131.4698 | 198.3774 | 2021-07-03 14:47
StdNResSpltPkgAC-65to134 | None | OfS | New | CZ01 | cDXGF | 0 | None | 1 | 10000.08 | 63636.06 |  | 13865.43 | 0 | 42917.13 | 0 | 965.572 | 0 | 865.9745 | 5021.872 | 1689.28 | 706.944 | 0 | 0 | 0 | 0 | 97348060 | 0 | 97348060 | 973.4806 | 28522.9816 | 0 | 7.5278 | 11.5223 | 2021-07-03 14:48
StdNResSpltPkgAC-65to134 | None | OfS | New | CZ02 | cDXGF | 0 | None | 1 | 10000.08 | 72665.48 |  | 13865.43 | 0 | 42917.13 | 0 | 9943.731 | 0 | 593.1098 | 5345.989 | 778.8297 | 3045.767 | 0 | 0 | 0 | 0 | 46854880 | 0 | 46854880 | 468.5488 | 13728.4798 | 0 | 7.5278 | 11.5223 | 2021-07-03 14:49
StdNResSpltPkgAC-65to134 | None | OfS | New | CZ03 | cDXGF | 0 | None | 1 | 10000.08 | 68620.1 |  | 13865.43 | 0 | 42917.13 | 0 | 5718.268 | 0 | 372.5648 | 5746.605 | 842.6117 | 2570.271 | 0 | 0 | 0 | 0 | 41375580 | 0 | 41375580 | 413.7558 | 12123.0449 | 0 | 7.5278 | 11.5223 | 2021-07-03 14:50
StdNResSpltPkgAC-65to134 | None | OfS | New | CZ04 | cDXGF | 0 | None | 1 | 10000.08 | 75076.3 |  | 13865.43 | 0 | 42917.13 | 0 | 12325.1 | 0 | 342.3401 | 5626.226 | 504.1323 | 3661.775 | 0 | 0 | 0 | 0 | 26947240 | 0 | 26947240 | 269.4724 | 7895.5413 | 0 | 7.5278 | 11.5223 | 2021-07-03 14:50
StdNResSpltPkgAC-65to134 | None | OfS | New | CZ05 | cDXGF | 0 | None | 1 | 10000.08 | 70391.18 |  | 13865.43 | 0 | 42917.13 | 0 | 7453.211 | 0 | 424.8124 | 5730.519 | 686.3865 | 3035.584 | 0 | 0 | 0 | 0 | 35411310 | 0 | 35411310 | 354.1131 | 10375.5138 | 0 | 7.5278 | 11.5223 | 2021-07-03 14:51
StdNResSpltPkgAC-65to134 | None | OfS | New | CZ06 | cDXGF | 0 | None | 1 | 10000.08 | 77991.05 |  | 13865.43 | 0 | 42917.13 | 0 | 14952.83 | 0 | 149.9044 | 6105.647 | 323.2623 | 4317.529 | 0 | 0 | 0 | 0 | 13069040 | 0 | 13069040 | 130.6904 | 3829.2287 | 0 | 7.5278 | 11.5223 | 2021-07-03 14:52
StdNResSpltPkgAC-65to134 | None | OfS | New | CZ07 | cDXGF | 0 | None | 1 | 10000.08 | 75191.02 |  | 13865.43 | 0 | 42917.13 | 0 | 12295.6 | 0 | 72.79 | 6039.971 | 285.9669 | 4068.11 | 0 | 0 | 0 | 0 | 10307790 | 0 | 10307790 | 103.0779 | 3020.1825 | 0 | 7.5278 | 11.5223 | 2021-07-03 14:52
StdNResSpltPkgAC-65to134 | None | OfS | New | CZ08 | cDXGF | 0 | None | 1 | 10000.08 | 81481.77 |  | 13865.43 | 0 | 42917.13 | 0 | 18612.35 | 0 | 150.284 | 5936.493 | 272.1664 | 4557.429 | 0 | 0 | 0 | 0 | 11570410 | 0 | 11570410 | 115.7041 | 3390.1301 | 0 | 7.5278 | 11.5223 | 2021-07-03 14:53
StdNResSpltPkgAC-65to134 | None | OfS | New | CZ09 | cDXGF | 0 | None | 1 | 10000.08 | 81034.1 |  | 13865.43 | 0 | 42917.13 | 0 | 17451 | 0 | 248.4031 | 6552.04 | 314.9399 | 4615.612 | 0 | 0 | 0 | 0 | 11285950 | 0 | 11285950 | 112.8595 | 3306.7834 | 0 | 7.5278 | 11.5223 | 2021-07-03 14:54
StdNResSpltPkgAC-65to134 | None | OfS | New | CZ10 | cDXGF | 0 | None | 1 | 10000.08 | 83085 |  | 13865.43 | 0 | 42917.13 | 0 | 19596.35 | 0 | 340.4443 | 6365.557 | 345.2558 | 4692.602 | 0 | 0 | 0 | 0 | 15205080 | 0 | 15205080 | 152.0508 | 4455.0884 | 0 | 7.5278 | 11.5223 | 2021-07-03 14:54
StdNResSpltPkgAC-65to134 | None | OfS | New | CZ11 | cDXGF | 0 | None | 1 | 10000.08 | 82278.52 |  | 13865.43 | 0 | 42917.13 | 0 | 18111.75 | 0 | 657.347 | 6726.803 | 911.9985 | 4159.472 | 0 | 0 | 0 | 0 | 42173440 | 0 | 42173440 | 421.7344 | 12356.8179 | 0 | 7.5278 | 11.5223 | 2021-07-03 14:55
StdNResSpltPkgAC-65to134 | None | OfS | New | CZ12 | cDXGF | 0 | None | 1 | 10000.08 | 78194.3 |  | 13865.43 | 0 | 42917.13 | 0 | 14474.74 | 0 | 567.3365 | 6369.552 | 790.3405 | 3945.416 | 0 | 0 | 0 | 0 | 41118890 | 0 | 41118890 | 411.1889 | 12047.8348 | 0 | 7.5278 | 11.5223 | 2021-07-03 14:56
StdNResSpltPkgAC-65to134 | None | OfS | New | CZ13 | cDXGF | 0 | None | 1 | 10000.08 | 84603.01 |  | 13865.43 | 0 | 42917.13 | 0 | 20160.21 | 0 | 589.4869 | 7070.648 | 753.2244 | 4686.753 | 0 | 0 | 0 | 0 | 35012990 | 0 | 35012990 | 350.1299 | 10258.8061 | 0 | 7.5278 | 11.5223 | 2021-07-03 14:57
StdNResSpltPkgAC-65to134 | None | OfS | New | CZ14 | cDXGF | 0 | None | 1 | 10000.08 | 83223.11 |  | 13865.43 | 0 | 42917.13 | 0 | 18901.23 | 0 | 705.5563 | 6833.68 | 674.5685 | 4480.529 | 0 | 0 | 0 | 0 | 33987440 | 0 | 33987440 | 339.8744 | 9958.3199 | 0 | 7.5278 | 11.5223 | 2021-07-03 14:57
StdNResSpltPkgAC-65to134 | None | OfS | New | CZ15 | cDXGF | 0 | None | 1 | 10000.08 | 100993.3 |  | 13865.43 | 0 | 42917.13 | 0 | 35664.13 | 0 | 180.3815 | 8366.073 | 134.9773 | 7042.71 | 0 | 0 | 0 | 0 | 3108841 | 0 | 3108841 | 31.0884 | 910.8904 | 0 | 7.5278 | 11.5223 | 2021-07-03 14:58
StdNResSpltPkgAC-65to134 | None | OfS | New | CZ16 | cDXGF | 0 | None | 1 | 10000.08 | 70810.56 |  | 13865.43 | 0 | 42917.13 | 0 | 6650.134 | 0 | 1134.561 | 6243.218 | 1698.986 | 2650.594 | 0 | 0 | 0 | 0 | 114394200 | 0 | 114394200 | 1143.942 | 33517.5006 | 0 | 7.5278 | 11.5223 | 2021-07-03 14:59
StdNResSpltPkgAC-65to134 | None | RFF | New | CZ01 | cDXGF | 0 | None | 1 | 2500.053 | 31050.59 |  | 7067.909 | 0 | 21389.11 | 0 | 181.4441 | 0 | 198.226 | 2213.877 | 1398.662 | 149.43 | 0 | 0 | 0 | 0 | 104489100 | 5439761 | 99049360 | 990.4936 | 29021.4625 | 0 | 1.7608 | 5.4628 | 2021-07-03 14:59
StdNResSpltPkgAC-65to134 | None | RFF | New | CZ02 | cDXGF | 0 | None | 1 | 2500.053 | 34723.45 |  | 7067.909 | 0 | 21389.11 | 0 | 3701.456 | 0 | 145.2654 | 2419.667 | 880.2662 | 1012.453 | 0 | 0 | 0 | 0 | 66696070 | 5439761 | 61256300 | 612.563 | 17948.0959 | 0 | 1.7608 | 5.4628 | 2021-07-03 15:00
StdNResSpltPkgAC-65to134 | None | RFF | New | CZ03 | cDXGF | 0 | None | 1 | 2500.053 | 33014.02 |  | 7067.909 | 0 | 21389.11 | 0 | 1883.767 | 0 | 92.8858 | 2580.328 | 817.318 | 845.7841 | 0 | 0 | 0 | 0 | 49707660 | 5439761 | 44267910 | 442.6791 | 12970.4976 | 0 | 1.7608 | 5.4628 | 2021-07-03 15:00
StdNResSpltPkgAC-65to134 | None | RFF | New | CZ04 | cDXGF | 0 | None | 1 | 2500.053 | 36263.24 |  | 7067.909 | 0 | 21389.11 | 0 | 5160.607 | 0 | 84.7751 | 2560.793 | 648.243 | 1357.607 | 0 | 0 | 0 | 0 | 43760420 | 5439761 | 38320680 | 383.2068 | 11227.9592 | 0 | 1.7608 | 5.4628 | 2021-07-03 15:01
StdNResSpltPkgAC-65to134 | None | RFF | New | CZ05 | cDXGF | 0 | None | 1 | 2500.053 | 33323.84 |  | 7067.909 | 0 | 21389.11 | 0 | 2286.796 | 0 | 100.7066 | 2479.284 | 671.2594 | 955.5174 | 0 | 0 | 0 | 0 | 44044190 | 5439761 | 38604440 | 386.0444 | 11311.1009 | 0 | 1.7608 | 5.4628 | 2021-07-03 15:01
StdNResSpltPkgAC-65to134 | None | RFF | New | CZ06 | cDXGF | 0 | None | 1 | 2500.053 | 37109.35 |  | 7067.909 | 0 | 21389.11 | 0 | 5809.208 | 0 | 38.9388 | 2804.141 | 349.6877 | 1648.065 | 0 | 0 | 0 | 0 | 21132660 | 5439761 | 15692890 | 156.9289 | 4598.0168 | 0 | 1.7608 | 5.4628 | 2021-07-03 15:02
StdNResSpltPkgAC-65to134 | None | RFF | New | CZ07 | cDXGF | 0 | None | 1 | 2500.053 | 36334.38 |  | 7067.909 | 0 | 21389.11 | 0 | 5084.127 | 0 | 18.7911 | 2774.405 | 286.5865 | 1651.108 | 0 | 0 | 0 | 0 | 16654660 | 5439761 | 11214880 | 112.1488 | 3285.9598 | 0 | 1.7608 | 5.4628 | 2021-07-03 15:02
StdNResSpltPkgAC-65to134 | None | RFF | New | CZ08 | cDXGF | 0 | None | 1 | 2500.053 | 39529.73 |  | 7067.909 | 0 | 21389.11 | 0 | 8280.217 | 0 | 37.8201 | 2754.629 | 292.7953 | 1892.567 | 0 | 0 | 0 | 0 | 18237450 | 5439761 | 12797670 | 127.9767 | 3749.7173 | 0 | 1.7608 | 5.4628 | 2021-07-03 15:03
StdNResSpltPkgAC-65to134 | None | RFF | New | CZ09 | cDXGF | 0 | None | 1 | 2500.053 | 39436.05 |  | 7067.909 | 0 | 21389.11 | 0 | 7638.744 | 0 | 70.7662 | 3269.5 | 439.1448 | 1910.797 | 0 | 0 | 0 | 0 | 22182700 | 5439761 | 16742930 | 167.4293 | 4905.6785 | 0 | 1.7608 | 5.4628 | 2021-07-03 15:03
StdNResSpltPkgAC-65to134 | None | RFF | New | CZ10 | cDXGF | 0 | None | 1 | 2500.053 | 40442.11 |  | 7067.909 | 0 | 21389.11 | 0 | 8802.032 | 0 | 93.1961 | 3089.816 | 474.9174 | 1916.614 | 0 | 0 | 0 | 0 | 28097280 | 5439761 | 22657520 | 226.5752 | 6638.6534 | 0 | 1.7608 | 5.4628 | 2021-07-03 15:04
StdNResSpltPkgAC-65to134 | None | RFF | New | CZ11 | cDXGF | 0 | None | 1 | 2500.053 | 40438.79 |  | 7067.909 | 0 | 21389.11 | 0 | 8565.68 | 0 | 182.3232 | 3233.74 | 865.8252 | 1707.998 | 0 | 0 | 0 | 0 | 52490940 | 5439761 | 47051200 | 470.512 | 13786.0016 | 0 | 1.7608 | 5.4628 | 2021-07-03 15:04
StdNResSpltPkgAC-65to134 | None | RFF | New | CZ12 | cDXGF | 0 | None | 1 | 2500.053 | 38087.76 |  | 7067.909 | 0 | 21389.11 | 0 | 6448.741 | 0 | 153.0715 | 3028.882 | 806.42 | 1554.085 | 0 | 0 | 0 | 0 | 52179530 | 5439761 | 46739800 | 467.398 | 13694.7614 | 0 | 1.7608 | 5.4628 | 2021-07-03 15:05
StdNResSpltPkgAC-65to134 | None | RFF | New | CZ13 | cDXGF | 0 | None | 1 | 2500.053 | 41962.23 |  | 7067.909 | 0 | 21389.11 | 0 | 9994.735 | 0 | 161.9399 | 3348.515 | 738.6354 | 1983.659 | 0 | 0 | 0 | 0 | 43545130 | 5439761 | 38105390 | 381.0539 | 11164.8793 | 0 | 1.7608 | 5.4628 | 2021-07-03 15:05
StdNResSpltPkgAC-65to134 | None | RFF | New | CZ14 | cDXGF | 0 | None | 1 | 2500.053 | 39901.97 |  | 7067.909 | 0 | 21389.11 | 0 | 8051.381 | 0 | 190.1117 | 3203.406 | 776.3151 | 1717.013 | 0 | 0 | 0 | 0 | 46755060 | 5439761 | 41315340 | 413.1534 | 12105.3946 | 0 | 1.7608 | 5.4628 | 2021-07-03 15:06
StdNResSpltPkgAC-65to134 | None | RFF | New | CZ15 | cDXGF | 0 | None | 1 | 2500.053 | 50394.58 |  | 7067.909 | 0 | 21389.11 | 0 | 17639.63 | 0 | 55.6043 | 4242.319 | 216.0249 | 3179.904 | 0 | 0 | 0 | 0 | 10938040 | 5439761 | 5498281 | 54.9828 | 1610.9963 | 0 | 1.7608 | 5.4628 | 2021-07-03 15:06
StdNResSpltPkgAC-65to134 | None | RFF | New | CZ16 | cDXGF | 0 | None | 1 | 2500.053 | 34125.68 |  | 7067.909 | 0 | 21389.11 | 0 | 2706.755 | 0 | 271.3854 | 2690.5 | 1196.116 | 988.2698 | 0 | 0 | 0 | 0 | 109098400 | 5439761 | 103658700 | 1036.587 | 30371.9991 | 0 | 1.7608 | 5.4628 | 2021-07-03 15:07
StdNResSpltPkgAC-65to134 | None | RSD | New | CZ01 | cDXGF | 0 | None | 1 | 5599.957 | 53763.06 |  | 14258.23 | 0 | 36002.35 | 0 | 284.3366 | 0 | 336.5407 | 2881.618 | 2077.225 | 197.2975 | 0 | 0 | 0 | 0 | 132158800 | 6961006 | 125197600 | 1251.976 | 36682.8968 | 0 | 3.8194 | 7.4558 | 2021-07-03 15:07
StdNResSpltPkgAC-65to134 | None | RSD | New | CZ02 | cDXGF | 0 | None | 1 | 5599.957 | 60185.32 |  | 14258.23 | 0 | 36002.35 | 0 | 6415.534 | 0 | 259.8875 | 3249.344 | 894.3394 | 1682.226 | 0 | 0 | 0 | 0 | 52700190 | 6961006 | 45739100 | 457.391 | 13401.5563 | 0 | 3.8194 | 7.4558 | 2021-07-03 15:08
StdNResSpltPkgAC-65to134 | None | RSD | New | CZ03 | cDXGF | 0 | None | 1 | 5599.957 | 57080.2 |  | 14258.23 | 0 | 36002.35 | 0 | 3422.931 | 0 | 149.241 | 3247.483 | 861.8811 | 1406.18 | 0 | 0 | 0 | 0 | 44353270 | 6961006 | 37392200 | 373.922 | 10955.9146 | 0 | 3.8194 | 7.4558 | 2021-07-03 15:08
StdNResSpltPkgAC-65to134 | None | RSD | New | CZ04 | cDXGF | 0 | None | 1 | 5599.957 | 62369.63 |  | 14258.23 | 0 | 36002.35 | 0 | 8571.577 | 0 | 147.6819 | 3389.82 | 603.2428 | 2160.177 | 0 | 0 | 0 | 0 | 31942840 | 6961006 | 24981800 | 249.818 | 7319.6674 | 0 | 3.8194 | 7.4558 | 2021-07-03 15:09
StdNResSpltPkgAC-65to134 | None | RSD | New | CZ05 | cDXGF | 0 | None | 1 | 5599.957 | 57585.18 |  | 14258.23 | 0 | 36002.35 | 0 | 3949.427 | 0 | 168.7523 | 3206.443 | 748.1603 | 1505.263 | 0 | 0 | 0 | 0 | 38266470 | 6961006 | 31305440 | 313.0544 | 9172.4939 | 0 | 3.8194 | 7.4558 | 2021-07-03 15:09
StdNResSpltPkgAC-65to134 | None | RSD | New | CZ06 | cDXGF | 0 | None | 1 | 5599.957 | 63870.37 |  | 14258.23 | 0 | 36002.35 | 0 | 9907.47 | 0 | 62.5095 | 3639.862 | 251.7085 | 2633.232 | 0 | 0 | 0 | 0 | 14215530 | 6961006 | 7254529 | 72.5453 | 2125.577 | 0 | 3.8194 | 7.4558 | 2021-07-03 15:10
StdNResSpltPkgAC-65to134 | None | RSD | New | CZ07 | cDXGF | 0 | None | 1 | 5599.957 | 62268.4 |  | 14258.23 | 0 | 36002.35 | 0 | 8359.793 | 0 | 30.1562 | 3617.925 | 180.4907 | 2633.397 | 0 | 0 | 0 | 0 | 11699530 | 6961006 | 4738522 | 47.3852 | 1388.3869 | 0 | 3.8194 | 7.4558 | 2021-07-03 15:10
StdNResSpltPkgAC-65to134 | None | RSD | New | CZ08 | cDXGF | 0 | None | 1 | 5599.957 | 67159.39 |  | 14258.23 | 0 | 36002.35 | 0 | 13003.58 | 0 | 69.4135 | 3825.878 | 197.5087 | 2970.719 | 0 | 0 | 0 | 0 | 12064890 | 6961006 | 5103885 | 51.0388 | 1495.4383 | 0 | 3.8194 | 7.4558 | 2021-07-03 15:11
StdNResSpltPkgAC-65to134 | None | RSD | New | CZ09 | cDXGF | 0 | None | 1 | 5599.957 | 67183.34 |  | 14258.23 | 0 | 36002.35 | 0 | 12387.1 | 0 | 125.3646 | 4410.335 | 207.9486 | 3146.885 | 0 | 0 | 0 | 0 | 11646370 | 6961006 | 4685363 | 46.8536 | 1372.8114 | 0 | 3.8194 | 7.4558 | 2021-07-03 15:11
StdNResSpltPkgAC-65to134 | None | RSD | New | CZ10 | cDXGF | 0 | None | 1 | 5599.957 | 68786.88 |  | 14258.23 | 0 | 36002.35 | 0 | 14161.11 | 0 | 166.6042 | 4198.632 | 330.7912 | 3104.787 | 0 | 0 | 0 | 0 | 16799250 | 6961006 | 9838232 | 98.3823 | 2882.602 | 0 | 3.8194 | 7.4558 | 2021-07-03 15:12
StdNResSpltPkgAC-65to134 | None | RSD | New | CZ11 | cDXGF | 0 | None | 1 | 5599.957 | 68995.83 |  | 14258.23 | 0 | 36002.35 | 0 | 13937.1 | 0 | 337.6309 | 4460.539 | 850.3836 | 2719.648 | 0 | 0 | 0 | 0 | 39291920 | 6961006 | 32330860 | 323.3086 | 9472.942 | 0 | 3.8194 | 7.4558 | 2021-07-03 15:12
StdNResSpltPkgAC-65to134 | None | RSD | New | CZ12 | cDXGF | 0 | None | 1 | 5599.957 | 65488.42 |  | 14258.23 | 0 | 36002.35 | 0 | 10794.07 | 0 | 275.5811 | 4158.231 | 808.5756 | 2603.503 | 0 | 0 | 0 | 0 | 39193500 | 6961006 | 32232450 | 322.3245 | 9444.1079 | 0 | 3.8194 | 7.4558 | 2021-07-03 15:13
StdNResSpltPkgAC-65to134 | None | RSD | New | CZ13 | cDXGF | 0 | None | 1 | 5599.957 | 71110.73 |  | 14258.23 | 0 | 36002.35 | 0 | 15931.35 | 0 | 299.0097 | 4619.851 | 763.0447 | 3109.713 | 0 | 0 | 0 | 0 | 34300650 | 6961006 | 27339580 | 273.3958 | 8010.4969 | 0 | 3.8194 | 7.4558 | 2021-07-03 15:13
StdNResSpltPkgAC-65to134 | None | RSD | New | CZ14 | cDXGF | 0 | None | 1 | 5599.957 | 68329.63 |  | 14258.23 | 0 | 36002.35 | 0 | 13214.43 | 0 | 359.0159 | 4495.634 | 785.8948 | 2770.519 | 0 | 0 | 0 | 0 | 35254920 | 6961006 | 28293870 | 282.9387 | 8290.1039 | 0 | 3.8194 | 7.4558 | 2021-07-03 15:14
StdNResSpltPkgAC-65to134 | None | RSD | New | CZ15 | cDXGF | 0 | None | 1 | 5599.957 | 83482.89 |  | 14258.23 | 0 | 36002.35 | 0 | 27188.44 | 0 | 104.0935 | 5929.837 | 64.9282 | 4847.2 | 0 | 0 | 0 | 0 | 7839350 | 6961006 | 878342.8 | 8.7834 | 257.3544 | 0 | 3.8194 | 7.4558 | 2021-07-03 15:14
StdNResSpltPkgAC-65to134 | None | RSD | New | CZ16 | cDXGF | 0 | None | 1 | 5599.957 | 58251.08 |  | 14258.23 | 0 | 36002.35 | 0 | 4049.508 | 0 | 451.4413 | 3489.551 | 1565.015 | 1436.106 | 0 | 0 | 0 | 0 | 142741700 | 6961006 | 135780500 | 1357.805 | 39783.6865 | 0 | 3.8194 | 7.4558 | 2021-07-03 15:15
StdNResSpltPkgAC-65to134 | None | Rt3 | New | CZ01 | cDXGF | 0 | None | 1 | 120000.5 | 998830.9 |  | 514297.2 | 0 | 410310 | 0 | 15257.76 | 0 | 6082.794 | 52882.66 | 11145 | 12037.85 | 0 | 0 | 0 | 0 | 481993700 | 0 | 481993700 | 4819.937 | 141224.1541 | 0 | 103.2249 | 103.2491 | 2021-07-03 15:15
StdNResSpltPkgAC-65to134 | None | Rt3 | New | CZ02 | cDXGF | 0 | None | 1 | 120000.5 | 1131219 |  | 514297.2 | 0 | 410310 | 0 | 132262.3 | 0 | 5200.312 | 69148.15 | 7445.533 | 40047.18 | 0 | 0 | 0 | 0 | 312464100 | 0 | 312464100 | 3124.641 | 91551.9813 | 0 | 103.2249 | 103.2491 | 2021-07-03 15:16
StdNResSpltPkgAC-65to134 | None | Rt3 | New | CZ03 | cDXGF | 0 | None | 1 | 120000.5 | 1071620 |  | 514297.2 | 0 | 410310 | 0 | 81338.05 | 0 | 2616.7 | 63057.09 | 5097.862 | 35362.62 | 0 | 0 | 0 | 0 | 193458600 | 0 | 193458600 | 1934.586 | 56683.3698 | 0 | 103.2249 | 103.2491 | 2021-07-03 15:17
StdNResSpltPkgAC-65to134 | None | Rt3 | New | CZ04 | cDXGF | 0 | None | 1 | 120000.5 | 1170552 |  | 514297.2 | 0 | 410310 | 0 | 170153.2 | 0 | 2968.847 | 72821.4 | 4158.529 | 49530.85 | 0 | 0 | 0 | 0 | 152654400 | 0 | 152654400 | 1526.544 | 44727.7392 | 0 | 103.2249 | 103.2491 | 2021-07-03 15:17
StdNResSpltPkgAC-65to134 | None | Rt3 | New | CZ05 | cDXGF | 0 | None | 1 | 120000.5 | 1088439 |  | 514297.2 | 0 | 410310 | 0 | 97176.58 | 0 | 3008.737 | 63645.46 | 3346.854 | 39453.06 | 0 | 0 | 0 | 0 | 119933300 | 0 | 119933300 | 1199.333 | 35140.4569 | 0 | 103.2249 | 103.2491 | 2021-07-03 15:18
StdNResSpltPkgAC-65to134 | None | Rt3 | New | CZ06 | cDXGF | 0 | None | 1 | 120000.5 | 1196266 |  | 514297.2 | 0 | 410310 | 0 | 201897 | 0 | 1070.716 | 68689.79 | 1158.283 | 53697.24 | 0 | 0 | 0 | 0 | 31134130 | 0 | 31134130 | 311.3413 | 9122.3001 | 0 | 103.2249 | 103.2491 | 2021-07-03 15:18
StdNResSpltPkgAC-65to134 | None | Rt3 | New | CZ07 | cDXGF | 0 | None | 1 | 120000.5 | 1174357 |  | 514297.2 | 0 | 410310 | 0 | 179925.7 | 0 | 515.9923 | 69307.73 | 600.7828 | 55507.97 | 0 | 0 | 0 | 0 | 13497890 | 0 | 13497890 | 134.9789 | 3954.8818 | 0 | 103.2249 | 103.2491 | 2021-07-03 15:19
StdNResSpltPkgAC-65to134 | None | Rt3 | New | CZ08 | cDXGF | 0 | None | 1 | 120000.5 | 1259843 |  | 514297.2 | 0 | 410310 | 0 | 256578.3 | 0 | 1288.242 | 77368.66 | 836.7146 | 62411.61 | 0 | 0 | 0 | 0 | 21057690 | 0 | 21057690 | 210.5769 | 6169.9032 | 0 | 103.2249 | 103.2491 | 2021-07-03 15:20
StdNResSpltPkgAC-65to134 | None | Rt3 | New | CZ09 | cDXGF | 0 | None | 1 | 120000.5 | 1254439 |  | 514297.2 | 0 | 410310 | 0 | 237972.1 | 0 | 2327.423 | 89531.02 | 2045.156 | 62557.59 | 0 | 0 | 0 | 0 | 46523810 | 0 | 46523810 | 465.2381 | 13631.4763 | 0 | 103.2249 | 103.2491 | 2021-07-03 15:20
StdNResSpltPkgAC-65to134 | None | Rt3 | New | CZ10 | cDXGF | 0 | None | 1 | 120000.5 | 1282591 |  | 514297.2 | 0 | 410310 | 0 | 269045.2 | 0 | 3121.277 | 85815.92 | 3036.44 | 63083.45 | 0 | 0 | 0 | 0 | 85106570 | 0 | 85106570 | 851.0657 | 24936.225 | 0 | 103.2249 | 103.2491 | 2021-07-03 15:21
StdNResSpltPkgAC-65to134 | None | Rt3 | New | CZ11 | cDXGF | 0 | None | 1 | 120000.5 | 1265359 |  | 514297.2 | 0 | 410310 | 0 | 247128.4 | 0 | 5950.387 | 87672.01 | 7224.761 | 54806.13 | 0 | 0 | 0 | 0 | 210557200 | 0 | 210557200 | 2105.572 | 61693.2596 | 0 | 103.2249 | 103.2491 | 2021-07-03 15:22
StdNResSpltPkgAC-65to134 | None | Rt3 | New | CZ12 | cDXGF | 0 | None | 1 | 120000.5 | 1216222 |  | 514297.2 | 0 | 410310 | 0 | 201477.6 | 0 | 5156.879 | 84979.11 | 8064.392 | 54114.22 | 0 | 0 | 0 | 0 | 277363600 | 0 | 277363600 | 2773.636 | 81267.5348 | 0 | 103.2249 | 103.2491 | 2021-07-03 15:22
StdNResSpltPkgAC-65to134 | None | Rt3 | New | CZ13 | cDXGF | 0 | None | 1 | 120000.5 | 1302167 |  | 514297.2 | 0 | 410310 | 0 | 280142.4 | 0 | 5302.186 | 92113.77 | 6912.126 | 62594.65 | 0 | 0 | 0 | 0 | 203340100 | 0 | 203340100 | 2033.401 | 59578.6493 | 0 | 103.2249 | 103.2491 | 2021-07-03 15:23
StdNResSpltPkgAC-65to134 | None | Rt3 | New | CZ14 | cDXGF | 0 | None | 1 | 120000.5 | 1258359 |  | 514297.2 | 0 | 410310 | 0 | 240589.5 | 0 | 6240.543 | 86920.64 | 5435.499 | 55631.69 | 0 | 0 | 0 | 0 | 150536000 | 0 | 150536000 | 1505.36 | 44107.048 | 0 | 103.2249 | 103.2491 | 2021-07-03 15:24
StdNResSpltPkgAC-65to134 | None | Rt3 | New | CZ15 | cDXGF | 0 | None | 1 | 120000.5 | 1511429 |  | 514297.2 | 0 | 410310 | 0 | 471147.3 | 0 | 1731.983 | 113942.4 | 283.2621 | 94463.7 | 0 | 0 | 0 | 0 | 3395173 | 0 | 3395173 | 33.9517 | 994.7857 | 0 | 103.2249 | 103.2491 | 2021-07-03 15:24
StdNResSpltPkgAC-65to134 | None | Rt3 | New | CZ16 | cDXGF | 0 | None | 1 | 120000.5 | 1088717 |  | 514297.2 | 0 | 410310 | 0 | 90913.84 | 0 | 7715.34 | 65479.84 | 14476.25 | 33008.59 | 0 | 0 | 0 | 0 | 833119900 | 0 | 833119900 | 8331.199 | 244104.1307 | 0 | 103.2249 | 103.2491 | 2021-07-03 15:25
StdNResSpltPkgAC-65to134 | None | RtL | New | CZ01 | cDXGF | 0 | None | 1 | 129997 | 1020773 |  | 373221 | 0 | 557123.7 | 0 | 31128.54 | 0 | 5208.992 | 54091.68 | 12895.74 | 21104.41 | 0 | 0 | 0 | 0 | 726068000 | 0 | 726068000 | 7260.68 | 212737.924 | 0 | 113.151 | 116.5756 | 2021-07-03 15:25
StdNResSpltPkgAC-65to134 | None | RtL | New | CZ02 | cDXGF | 0 | None | 1 | 129997 | 1130266 |  | 373221 | 0 | 557123.7 | 0 | 128013.5 | 0 | 4395.498 | 67513.11 | 7601.953 | 41009.86 | 0 | 0 | 0 | 0 | 421717600 | 0 | 421717600 | 4217.176 | 123563.2568 | 0 | 113.151 | 116.5756 | 2021-07-03 15:26
StdNResSpltPkgAC-65to134 | None | RtL | New | CZ03 | cDXGF | 0 | None | 1 | 129997 | 1091282 |  | 373221 | 0 | 557123.7 | 0 | 95052.3 | 0 | 2176.814 | 63709.13 | 7533.453 | 40442.96 | 0 | 0 | 0 | 0 | 346836900 | 0 | 346836900 | 3468.369 | 101623.2117 | 0 | 113.151 | 116.5756 | 2021-07-03 15:26
StdNResSpltPkgAC-65to134 | None | RtL | New | CZ04 | cDXGF | 0 | None | 1 | 129997 | 1167787 |  | 373221 | 0 | 557123.7 | 0 | 164711.4 | 0 | 2447.595 | 70283.59 | 5049.746 | 50177.77 | 0 | 0 | 0 | 0 | 262607900 | 0 | 262607900 | 2626.079 | 76944.1147 | 0 | 113.151 | 116.5756 | 2021-07-03 15:27
StdNResSpltPkgAC-65to134 | None | RtL | New | CZ05 | cDXGF | 0 | None | 1 | 129997 | 1103987 |  | 373221 | 0 | 557123.7 | 0 | 107457 | 0 | 2497.547 | 63688.83 | 6898.08 | 42383.41 | 0 | 0 | 0 | 0 | 312302300 | 0 | 312302300 | 3123.023 | 91504.5739 | 0 | 113.151 | 116.5756 | 2021-07-03 15:27
StdNResSpltPkgAC-65to134 | None | RtL | New | CZ06 | cDXGF | 0 | None | 1 | 129997 | 1201174 |  | 373221 | 0 | 557123.7 | 0 | 201261 | 0 | 874.561 | 68695.27 | 3739.073 | 54431.92 | 0 | 0 | 0 | 0 | 152680400 | 0 | 152680400 | 1526.804 | 44735.3572 | 0 | 113.151 | 116.5756 | 2021-07-03 15:28
StdNResSpltPkgAC-65to134 | None | RtL | New | CZ07 | cDXGF | 0 | None | 1 | 129997 | 1178533 |  | 373221 | 0 | 557123.7 | 0 | 178853.8 | 0 | 425.5782 | 68909.23 | 3485.22 | 55041.24 | 0 | 0 | 0 | 0 | 127307200 | 0 | 127307200 | 1273.072 | 37301.0096 | 0 | 113.151 | 116.5756 | 2021-07-03 15:29
StdNResSpltPkgAC-65to134 | None | RtL | New | CZ08 | cDXGF | 0 | None | 1 | 129997 | 1243898 |  | 373221 | 0 | 557123.7 | 0 | 236547 | 0 | 1123.987 | 75883.16 | 3082.09 | 60049.66 | 0 | 0 | 0 | 0 | 118743600 | 0 | 118743600 | 1187.436 | 34791.8748 | 0 | 113.151 | 116.5756 | 2021-07-03 15:29
StdNResSpltPkgAC-65to134 | None | RtL | New | CZ09 | cDXGF | 0 | None | 1 | 129997 | 1235055 |  | 373221 | 0 | 557123.7 | 0 | 217079.2 | 0 | 1972.315 | 85659.24 | 4121.555 | 59905.41 | 0 | 0 | 0 | 0 | 128425700 | 0 | 128425700 | 1284.257 | 37628.7301 | 0 | 113.151 | 116.5756 | 2021-07-03 15:30
StdNResSpltPkgAC-65to134 | None | RtL | New | CZ10 | cDXGF | 0 | None | 1 | 129997 | 1260488 |  | 373221 | 0 | 557123.7 | 0 | 245508 | 0 | 2644.982 | 81990.73 | 4491.608 | 60121.51 | 0 | 0 | 0 | 0 | 173041100 | 0 | 173041100 | 1730.411 | 50701.0423 | 0 | 113.151 | 116.5756 | 2021-07-03 15:30
StdNResSpltPkgAC-65to134 | None | RtL | New | CZ11 | cDXGF | 0 | None | 1 | 129997 | 1256646 |  | 373221 | 0 | 557123.7 | 0 | 235955.6 | 0 | 5139.514 | 85206.74 | 8314.726 | 53942.66 | 0 | 0 | 0 | 0 | 336677300 | 0 | 336677300 | 3366.773 | 98646.4489 | 0 | 113.151 | 116.5756 | 2021-07-03 15:31
StdNResSpltPkgAC-65to134 | None | RtL | New | CZ12 | cDXGF | 0 | None | 1 | 129997 | 1204310 |  | 373221 | 0 | 557123.7 | 0 | 188262 | 0 | 4349.273 | 81354.29 | 7790.362 | 52208.05 | 0 | 0 | 0 | 0 | 351558600 | 0 | 351558600 | 3515.586 | 103006.6698 | 0 | 113.151 | 116.5756 | 2021-07-03 15:31
StdNResSpltPkgAC-65to134 | None | RtL | New | CZ13 | cDXGF | 0 | None | 1 | 129997 | 1288332 |  | 373221 | 0 | 557123.7 | 0 | 264789.7 | 0 | 4558.209 | 88640.62 | 7083.103 | 60375.86 | 0 | 0 | 0 | 0 | 283513200 | 0 | 283513200 | 2835.132 | 83069.3676 | 0 | 113.151 | 116.5756 | 2021-07-03 15:32
StdNResSpltPkgAC-65to134 | None | RtL | New | CZ14 | cDXGF | 0 | None | 1 | 129997 | 1250918 |  | 373221 | 0 | 557123.7 | 0 | 229622.1 | 0 | 5433.028 | 85518.78 | 7805.371 | 54787.43 | 0 | 0 | 0 | 0 | 313735200 | 0 | 313735200 | 3137.352 | 91924.4136 | 0 | 113.151 | 116.5756 | 2021-07-03 15:32
StdNResSpltPkgAC-65to134 | None | RtL | New | CZ15 | cDXGF | 0 | None | 1 | 129997 | 1490031 |  | 373221 | 0 | 557123.7 | 0 | 445474.7 | 0 | 1542.074 | 112670.3 | 2232.392 | 91948.89 | 0 | 0 | 0 | 0 | 44166230 | 0 | 44166230 | 441.6623 | 12940.7054 | 0 | 113.151 | 116.5756 | 2021-07-03 15:33
StdNResSpltPkgAC-65to134 | None | RtL | New | CZ16 | cDXGF | 0 | None | 1 | 129997 | 1085567 |  | 373221 | 0 | 557123.7 | 0 | 87017.43 | 0 | 6381.148 | 61823.77 | 14886.95 | 32292.91 | 0 | 0 | 0 | 0 | 1034444000 | 0 | 1034444000 | 10344.44 | 303092.092 | 0 | 113.151 | 116.5756 | 2021-07-03 15:33
StdNResSpltPkgAC-65to134 | None | RtS | New | CZ01 | cDXGF | 0 | None | 1 | 7999.929 | 43594.13 |  | 18024.85 | 0 | 21490.53 | 0 | 331.1278 | 0 | 406.3488 | 3341.31 | 2063.799 | 268.1604 | 0 | 0 | 0 | 0 | 134109600 | 0 | 134109600 | 1341.096 | 39294.1128 | 0 | 6.2396 | 5.9733 | 2021-07-03 15:34
StdNResSpltPkgAC-65to134 | None | RtS | New | CZ02 | cDXGF | 0 | None | 1 | 7999.929 | 50745.75 |  | 18024.85 | 0 | 21490.53 | 0 | 6806.769 | 0 | 333.6377 | 4090.068 | 1149.698 | 1975.552 | 0 | 0 | 0 | 0 | 72630190 | 0 | 72630190 | 726.3019 | 21280.6457 | 0 | 6.2396 | 5.9733 | 2021-07-03 15:34
StdNResSpltPkgAC-65to134 | None | RtS | New | CZ03 | cDXGF | 0 | None | 1 | 7999.929 | 46880.03 |  | 18024.85 | 0 | 21490.53 | 0 | 3380.49 | 0 | 175.056 | 3809.137 | 1124.867 | 1473.702 | 0 | 0 | 0 | 0 | 60130020 | 0 | 60130020 | 601.3002 | 17618.0959 | 0 | 6.2396 | 5.9733 | 2021-07-03 15:35
StdNResSpltPkgAC-65to134 | None | RtS | New | CZ04 | cDXGF | 0 | None | 1 | 7999.929 | 53019.5 |  | 18024.85 | 0 | 21490.53 | 0 | 8976.764 | 0 | 194.5078 | 4332.898 | 865.392 | 2495.006 | 0 | 0 | 0 | 0 | 46168820 | 0 | 46168820 | 461.6882 | 13527.4643 | 0 | 6.2396 | 5.9733 | 2021-07-03 15:35
StdNResSpltPkgAC-65to134 | None | RtS | New | CZ05 | cDXGF | 0 | None | 1 | 7999.929 | 47700.52 |  | 18024.85 | 0 | 21490.53 | 0 | 4191.046 | 0 | 199.5421 | 3794.6 | 914.829 | 1710.72 | 0 | 0 | 0 | 0 | 45849260 | 0 | 45849260 | 458.4926 | 13433.8332 | 0 | 6.2396 | 5.9733 | 2021-07-03 15:36
StdNResSpltPkgAC-65to134 | None | RtS | New | CZ06 | cDXGF | 0 | None | 1 | 7999.929 | 53810.34 |  | 18024.85 | 0 | 21490.53 | 0 | 10101.48 | 0 | 71.1502 | 4122.389 | 466.262 | 2706.519 | 0 | 0 | 0 | 0 | 20583810 | 0 | 20583810 | 205.8381 | 6031.0563 | 0 | 6.2396 | 5.9733 | 2021-07-03 15:36
StdNResSpltPkgAC-65to134 | None | RtS | New | CZ07 | cDXGF | 0 | None | 1 | 7999.929 | 52143.61 |  | 18024.85 | 0 | 21490.53 | 0 | 8493.231 | 0 | 34.6117 | 4100.454 | 422.8458 | 2632.154 | 0 | 0 | 0 | 0 | 16615300 | 0 | 16615300 | 166.153 | 4868.2829 | 0 | 6.2396 | 5.9733 | 2021-07-03 15:37
StdNResSpltPkgAC-65to134 | None | RtS | New | CZ08 | cDXGF | 0 | None | 1 | 7999.929 | 58476.34 |  | 18024.85 | 0 | 21490.53 | 0 | 14159.02 | 0 | 86.5704 | 4715.417 | 396.7695 | 3336.689 | 0 | 0 | 0 | 0 | 15664200 | 0 | 15664200 | 156.642 | 4589.6106 | 0 | 6.2396 | 5.9733 | 2021-07-03 15:38
StdNResSpltPkgAC-65to134 | None | RtS | New | CZ09 | cDXGF | 0 | None | 1 | 7999.929 | 58704.54 |  | 18024.85 | 0 | 21490.53 | 0 | 13443.14 | 0 | 154.9186 | 5591.16 | 609.9412 | 3497.672 | 0 | 0 | 0 | 0 | 19810830 | 0 | 19810830 | 198.1083 | 5804.5732 | 0 | 6.2396 | 5.9733 | 2021-07-03 15:38
StdNResSpltPkgAC-65to134 | None | RtS | New | CZ10 | cDXGF | 0 | None | 1 | 7999.929 | 60530.49 |  | 18024.85 | 0 | 21490.53 | 0 | 15477.48 | 0 | 208.8523 | 5328.806 | 657.1143 | 3552.915 | 0 | 0 | 0 | 0 | 26427890 | 0 | 26427890 | 264.2789 | 7743.3718 | 0 | 6.2396 | 5.9733 | 2021-07-03 15:39
StdNResSpltPkgAC-65to134 | None | RtS | New | CZ11 | cDXGF | 0 | None | 1 | 7999.929 | 60432.91 |  | 18024.85 | 0 | 21490.53 | 0 | 14943.15 | 0 | 400.3056 | 5574.141 | 1382.227 | 3138.743 | 0 | 0 | 0 | 0 | 64352140 | 0 | 64352140 | 643.5214 | 18855.177 | 0 | 6.2396 | 5.9733 | 2021-07-03 15:39
StdNResSpltPkgAC-65to134 | None | RtS | New | CZ12 | cDXGF | 0 | None | 1 | 7999.929 | 56480.12 |  | 18024.85 | 0 | 21490.53 | 0 | 11444.33 | 0 | 338.4419 | 5182.05 | 1240.979 | 2910.862 | 0 | 0 | 0 | 0 | 64376750 | 0 | 64376750 | 643.7675 | 18862.3878 | 0 | 6.2396 | 5.9733 | 2021-07-03 15:40
StdNResSpltPkgAC-65to134 | None | RtS | New | CZ13 | cDXGF | 0 | None | 1 | 7999.929 | 62812.63 |  | 18024.85 | 0 | 21490.53 | 0 | 17062.57 | 0 | 360.1551 | 5874.582 | 1188.306 | 3652.978 | 0 | 0 | 0 | 0 | 53104600 | 0 | 53104600 | 531.046 | 15559.6478 | 0 | 6.2396 | 5.9733 | 2021-07-03 15:40
StdNResSpltPkgAC-65to134 | None | RtS | New | CZ14 | cDXGF | 0 | None | 1 | 7999.929 | 59997.35 |  | 18024.85 | 0 | 21490.53 | 0 | 14503.05 | 0 | 421.1583 | 5557.821 | 1157.685 | 3203.713 | 0 | 0 | 0 | 0 | 50034930 | 0 | 50034930 | 500.3493 | 14660.2345 | 0 | 6.2396 | 5.9733 | 2021-07-03 15:41
StdNResSpltPkgAC-65to134 | None | RtS | New | CZ15 | cDXGF | 0 | None | 1 | 7999.929 | 77880.66 |  | 18024.85 | 0 | 21490.53 | 0 | 30733.82 | 0 | 119.1908 | 7512.318 | 284.9616 | 5984.327 | 0 | 0 | 0 | 0 | 5746003 | 0 | 5746003 | 57.46 | 1683.5789 | 0 | 6.2396 | 5.9733 | 2021-07-03 15:41
StdNResSpltPkgAC-65to134 | None | RtS | New | CZ16 | cDXGF | 0 | None | 1 | 7999.929 | 48722.29 |  | 18024.85 | 0 | 21490.53 | 0 | 4595.836 | 0 | 522.3832 | 4088.745 | 1725.135 | 1657.195 | 0 | 0 | 0 | 0 | 152756300 | 0 | 152756300 | 1527.563 | 44757.5959 | 0 | 6.2396 | 5.9733 | 2021-07-03 15:42
StdNResSpltPkgAC-65to134 | None | SCn | New | CZ01 | cDXGF | 0 | None | 1 | 250000.3 | 670246.9 |  | 262734.3 | 0 | 311499.4 | 0 | 1498.368 | 0 | 10295.57 | 84217.2 | 62516.28 | 1284.232 | 0 | 0 | 0 | 0 | 4194632000 | 0 | 4194632000 | 41946.32 | 1229027.176 | 0 | 121.9894 | 74.8622 | 2021-07-03 15:42
StdNResSpltPkgAC-65to134 | None | SCn | New | CZ02 | cDXGF | 0 | None | 1 | 250000.3 | 665386.1 |  | 262734.3 | 0 | 311499.4 | 0 | 31749.65 | 0 | 4922.696 | 54477.67 | 19573.28 | 8928.225 | 0 | 0 | 0 | 0 | 2322384000 | 0 | 2322384000 | 23223.84 | 680458.512 | 0 | 121.9894 | 74.8622 | 2021-07-03 15:43
StdNResSpltPkgAC-65to134 | None | SCn | New | CZ03 | cDXGF | 0 | None | 1 | 250000.3 | 674490.7 |  | 262734.3 | 0 | 311499.4 | 0 | 10562.74 | 0 | 4227.047 | 85464.43 | 33465.63 | 4552.302 | 0 | 0 | 0 | 0 | 2052495000 | 0 | 2052495000 | 20524.95 | 601381.035 | 0 | 121.9894 | 74.8622 | 2021-07-03 15:43
StdNResSpltPkgAC-65to134 | None | SCn | New | CZ04 | cDXGF | 0 | None | 1 | 250000.3 | 683792.1 |  | 262734.3 | 0 | 311499.4 | 0 | 50131.23 | 0 | 2764.972 | 56659.64 | 15769.05 | 13518.82 | 0 | 0 | 0 | 0 | 1688850000 | 0 | 1688850000 | 16888.5 | 494833.05 | 0 | 121.9894 | 74.8622 | 2021-07-03 15:44
StdNResSpltPkgAC-65to134 | None | SCn | New | CZ05 | cDXGF | 0 | None | 1 | 250000.3 | 665458.4 |  | 262734.3 | 0 | 311499.4 | 0 | 12871.71 | 0 | 4804.894 | 73545.81 | 25813.04 | 5097.69 | 0 | 0 | 0 | 0 | 1696616000 | 0 | 1696616000 | 16966.16 | 497108.488 | 0 | 121.9894 | 74.8622 | 2021-07-03 15:44
StdNResSpltPkgAC-65to134 | None | SCn | New | CZ06 | cDXGF | 0 | None | 1 | 250000.3 | 706218.9 |  | 262734.3 | 0 | 311499.4 | 0 | 44741.02 | 0 | 1592.23 | 85648.95 | 14573.1 | 17287.09 | 0 | 0 | 0 | 0 | 890827000 | 0 | 890827000 | 8908.27 | 261012.311 | 0 | 121.9894 | 74.8622 | 2021-07-03 15:45
StdNResSpltPkgAC-65to134 | None | SCn | New | CZ07 | cDXGF | 0 | None | 1 | 250000.3 | 692156.9 |  | 262734.3 | 0 | 311499.4 | 0 | 33872.88 | 0 | 769.0282 | 83278.27 | 14018.25 | 13619.79 | 0 | 0 | 0 | 0 | 774705000 | 0 | 774705000 | 7747.05 | 226988.565 | 0 | 121.9894 | 74.8622 | 2021-07-03 15:45
StdNResSpltPkgAC-65to134 | None | SCn | New | CZ08 | cDXGF | 0 | None | 1 | 250000.3 | 746420.6 |  | 262734.3 | 0 | 311499.4 | 0 | 102364.3 | 0 | 1368.145 | 68451.66 | 9097.253 | 25445.88 | 0 | 0 | 0 | 0 | 717850200 | 0 | 717850200 | 7178.502 | 210330.1086 | 0 | 121.9894 | 74.8622 | 2021-07-03 15:46
StdNResSpltPkgAC-65to134 | None | SCn | New | CZ09 | cDXGF | 0 | None | 1 | 250000.3 | 751610.3 |  | 262734.3 | 0 | 311499.4 | 0 | 94081.93 | 0 | 2397.913 | 80894 | 12213.58 | 27358.51 | 0 | 0 | 0 | 0 | 793739300 | 0 | 793739300 | 7937.393 | 232565.6149 | 0 | 121.9894 | 74.8622 | 2021-07-03 15:46
StdNResSpltPkgAC-65to134 | None | SCn | New | CZ10 | cDXGF | 0 | None | 1 | 250000.3 | 775459.9 |  | 262734.3 | 0 | 311499.4 | 0 | 123545.6 | 0 | 3162.948 | 74514.99 | 12001.92 | 28686.2 | 0 | 0 | 0 | 0 | 963286300 | 0 | 963286300 | 9632.863 | 282242.8859 | 0 | 121.9894 | 74.8622 | 2021-07-03 15:47
StdNResSpltPkgAC-65to134 | None | SCn | New | CZ11 | cDXGF | 0 | None | 1 | 250000.3 | 799770.6 |  | 262734.3 | 0 | 311499.4 | 0 | 139154.3 | 0 | 6092.699 | 80287.77 | 23436.83 | 29673.95 | 0 | 0 | 0 | 0 | 1822352000 | 0 | 1822352000 | 18223.52 | 533949.136 | 0 | 121.9894 | 74.8622 | 2021-07-03 15:47
StdNResSpltPkgAC-65to134 | None | SCn | New | CZ12 | cDXGF | 0 | None | 1 | 250000.3 | 736477.5 |  | 262734.3 | 0 | 311499.4 | 0 | 83882.97 | 0 | 5197.546 | 73161.04 | 20727.36 | 20379.43 | 0 | 0 | 0 | 0 | 1879699000 | 0 | 1879699000 | 18796.99 | 550751.807 | 0 | 121.9894 | 74.8622 | 2021-07-03 15:48
StdNResSpltPkgAC-65to134 | None | SCn | New | CZ13 | cDXGF | 0 | None | 1 | 250000.3 | 825158.7 |  | 262734.3 | 0 | 311499.4 | 0 | 162066.3 | 0 | 5466 | 83390.59 | 19613.47 | 33669.84 | 0 | 0 | 0 | 0 | 1548551000 | 0 | 1548551000 | 15485.51 | 453725.443 | 0 | 121.9894 | 74.8622 | 2021-07-03 15:48
StdNResSpltPkgAC-65to134 | None | SCn | New | CZ14 | cDXGF | 0 | None | 1 | 250000.3 | 802614.4 |  | 262734.3 | 0 | 311499.4 | 0 | 142774.8 | 0 | 6272.354 | 79331.2 | 20577.44 | 30356.71 | 0 | 0 | 0 | 0 | 1682644000 | 0 | 1682644000 | 16826.44 | 493014.692 | 0 | 121.9894 | 74.8622 | 2021-07-03 15:49
StdNResSpltPkgAC-65to134 | None | SCn | New | CZ15 | cDXGF | 0 | None | 1 | 250000.3 | 1040780 |  | 262734.3 | 0 | 311499.4 | 0 | 350317.7 | 0 | 1946.926 | 114279.5 | 6793.224 | 72068.13 | 0 | 0 | 0 | 0 | 264921900 | 0 | 264921900 | 2649.219 | 77622.1167 | 0 | 121.9894 | 74.8622 | 2021-07-03 15:49
StdNResSpltPkgAC-65to134 | None | SCn | New | CZ16 | cDXGF | 0 | None | 1 | 250000.3 | 700765.2 |  | 262734.3 | 0 | 311499.4 | 0 | 27171.02 | 0 | 12348.54 | 87009.38 | 44667.08 | 12357.68 | 0 | 0 | 0 | 0 | 4037383000 | 0 | 4037383000 | 40373.83 | 1182953.219 | 0 | 121.9894 | 74.8622 | 2021-07-03 15:50
StdNResSpltPkgAC-65to134 | None | WRf | New | CZ01 | cDXGF | 0 | None | 1 | 99998.18 | 3247145 |  | 237523.4 | 0 | 52954.79 | 0 | 1961.547 | 100177 | 0 | 1317521 | 679.3403 | 1315922 | 1537009 | 0 | 0 | 0 | 56305300 | 0 | 56305300 | 563.053 | 16497.4529 | 0 | 50.7909 | 26.6149 | 2021-07-03 15:50
StdNResSpltPkgAC-65to134 | None | WRf | New | CZ02 | cDXGF | 0 | None | 1 | 99998.18 | 3307786 |  | 237523.4 | 0 | 52954.79 | 0 | 7995.583 | 106836.5 | 0 | 1317931 | 766.9923 | 1316628 | 1584547 | 0 | 0 | 0 | 45739170 | 0 | 45739170 | 457.3917 | 13401.5768 | 0 | 50.7909 | 26.6149 | 2021-07-03 15:51
StdNResSpltPkgAC-65to134 | None | WRf | New | CZ03 | cDXGF | 0 | None | 1 | 99998.18 | 3362848 |  | 237523.4 | 0 | 52954.79 | 0 | 6216.208 | 109571.4 | 0 | 1317821 | 729.6107 | 1316641 | 1638763 | 0 | 0 | 0 | 48250890 | 0 | 48250890 | 482.5089 | 14137.5108 | 0 | 50.7909 | 26.6149 | 2021-07-03 15:51
StdNResSpltPkgAC-65to134 | None | WRf | New | CZ04 | cDXGF | 0 | None | 1 | 99998.18 | 3370715 |  | 237523.4 | 0 | 52954.79 | 0 | 9783.32 | 112620.4 | 0 | 1318163 | 906.3665 | 1316889 | 1639668 | 0 | 0 | 0 | 43914210 | 0 | 43914210 | 439.1421 | 12866.8635 | 0 | 50.7909 | 26.6149 | 2021-07-03 15:51
StdNResSpltPkgAC-65to134 | None | WRf | New | CZ05 | cDXGF | 0 | None | 1 | 99998.18 | 3336059 |  | 237523.4 | 0 | 52954.79 | 0 | 7447.543 | 108015.9 | 0 | 1317851 | 721.9329 | 1316813 | 1612268 | 0 | 0 | 0 | 46231280 | 0 | 46231280 | 462.3128 | 13545.765 | 0 | 50.7909 | 26.6149 | 2021-07-03 15:52
StdNResSpltPkgAC-65to134 | None | WRf | New | CZ06 | cDXGF | 0 | None | 1 | 99998.18 | 3519997 |  | 237523.4 | 0 | 52954.79 | 0 | 12816.67 | 126763.8 | 0 | 1318324 | 947.8478 | 1317306 | 1771614 | 0 | 0 | 0 | 41580340 | 0 | 41580340 | 415.8034 | 12183.0396 | 0 | 50.7909 | 26.6149 | 2021-07-03 15:52
StdNResSpltPkgAC-65to134 | None | WRf | New | CZ07 | cDXGF | 0 | None | 1 | 99998.18 | 3467396 |  | 237523.4 | 0 | 52954.79 | 0 | 11329.04 | 121503 | 0 | 1318318 | 938.4611 | 1317330 | 1725769 | 0 | 0 | 0 | 42656100 | 0 | 42656100 | 426.561 | 12498.2373 | 0 | 50.7909 | 26.6149 | 2021-07-03 15:53
StdNResSpltPkgAC-65to134 | None | WRf | New | CZ08 | cDXGF | 0 | None | 1 | 99998.18 | 3454262 |  | 237523.4 | 0 | 52954.79 | 0 | 14201.89 | 121653.4 | 0 | 1318463 | 1028.158 | 1317355 | 1709464 | 0 | 0 | 0 | 36828820 | 0 | 36828820 | 368.2882 | 10790.8443 | 0 | 50.7909 | 26.6149 | 2021-07-03 15:53
StdNResSpltPkgAC-65to134 | None | WRf | New | CZ09 | cDXGF | 0 | None | 1 | 99998.18 | 3379837 |  | 237523.4 | 0 | 52954.79 | 0 | 12636.42 | 114021.6 | 0 | 1318712 | 1001.257 | 1317508 | 1643989 | 0 | 0 | 0 | 39138680 | 0 | 39138680 | 391.3868 | 11467.6332 | 0 | 50.7909 | 26.6149 | 2021-07-03 15:53
StdNResSpltPkgAC-65to134 | None | WRf | New | CZ10 | cDXGF | 0 | None | 1 | 99998.18 | 3393787 |  | 237523.4 | 0 | 52954.79 | 0 | 13794.28 | 116040.6 | 0 | 1318816 | 983.4099 | 1317594 | 1654658 | 0 | 0 | 0 | 37125970 | 0 | 37125970 | 371.2597 | 10877.9092 | 0 | 50.7909 | 26.6149 | 2021-07-03 15:54
StdNResSpltPkgAC-65to134 | None | WRf | New | CZ11 | cDXGF | 0 | None | 1 | 99998.18 | 3368005 |  | 237523.4 | 0 | 52954.79 | 0 | 12422.05 | 112125.7 | 0 | 1318477 | 929.0469 | 1317019 | 1634499 | 0 | 0 | 0 | 41154950 | 0 | 41154950 | 411.5495 | 12058.4004 | 0 | 50.7909 | 26.6149 | 2021-07-03 15:54
StdNResSpltPkgAC-65to134 | None | WRf | New | CZ12 | cDXGF | 0 | None | 1 | 99998.18 | 3350213 |  | 237523.4 | 0 | 52954.79 | 0 | 10510.81 | 111471.6 | 0 | 1318260 | 928.9623 | 1316830 | 1619490 | 0 | 0 | 0 | 43184950 | 0 | 43184950 | 431.8495 | 12653.1903 | 0 | 50.7909 | 26.6149 | 2021-07-03 15:55
StdNResSpltPkgAC-65to134 | None | WRf | New | CZ13 | cDXGF | 0 | None | 1 | 99998.18 | 3382899 |  | 237523.4 | 0 | 52954.79 | 0 | 13527.64 | 115387 | 0 | 1318614 | 881.5224 | 1317242 | 1644891 | 0 | 0 | 0 | 37924520 | 0 | 37924520 | 379.2452 | 11111.8844 | 0 | 50.7909 | 26.6149 | 2021-07-03 15:55
StdNResSpltPkgAC-65to134 | None | WRf | New | CZ14 | cDXGF | 0 | None | 1 | 99998.18 | 3366570 |  | 237523.4 | 0 | 52954.79 | 0 | 12988.65 | 107559.6 | 0 | 1318545 | 889.6362 | 1317221 | 1637001 | 0 | 0 | 0 | 39760780 | 0 | 39760780 | 397.6078 | 11649.9085 | 0 | 50.7909 | 26.6149 | 2021-07-03 15:55
StdNResSpltPkgAC-65to134 | None | WRf | New | CZ15 | cDXGF | 0 | None | 1 | 99998.18 | 3483143 |  | 237523.4 | 0 | 52954.79 | 0 | 22854.04 | 124491.5 | 0 | 1319495 | 775.1673 | 1318579 | 1725826 | 0 | 0 | 0 | 25248180 | 0 | 25248170 | 252.4817 | 7397.7138 | 0 | 50.7909 | 26.6149 | 2021-07-03 15:56
StdNResSpltPkgAC-65to134 | None | WRf | New | CZ16 | cDXGF | 0 | None | 1 | 99998.18 | 3182015 |  | 237523.4 | 0 | 52954.79 | 0 | 5252.441 | 93904.73 | 0 | 1317939 | 957.1155 | 1316194 | 1474438 | 0 | 0 | 0 | 57687700 | 0 | 57687700 | 576.877 | 16902.4961 | 0 | 50.7909 | 26.6149 | 2021-07-03 15:56
StdNResSpltPkgAC-65to134 | PreNResSpltPkgAC-65to-PEYes | Asm | 1975 | CZ01 | cDXGF | 0 | None | 1 | 100002.1 | 682225.4 |  | 156215.1 | 0 | 421213.5 | 0 | 13407.97 | 0 | 11888.58 | 79501.11 | 53558.96 | 7519.143 | 0 | 0 | 0 | 0 | 4296361000 | 0 | 4296361000 | 42963.61 | 1258833.773 | 0 | 118.522 | 100.0832 | 2021-07-03 15:57
StdNResSpltPkgAC-65to134 | PreNResSpltPkgAC-65to-PEYes | Asm | 1975 | CZ02 | cDXGF | 0 | None | 1 | 100002.1 | 860047.5 |  | 156215.1 | 0 | 421213.5 | 0 | 194769.7 | 0 | 8094.15 | 79756.21 | 28006.29 | 39230.49 | 0 | 0 | 0 | 0 | 2568505000 | 0 | 2568505000 | 25685.05 | 752571.965 | 0 | 118.522 | 100.0832 | 2021-07-03 15:58
StdNResSpltPkgAC-65to134 | PreNResSpltPkgAC-65to-PEYes | Asm | 1975 | CZ03 | cDXGF | 0 | None | 1 | 100002.1 | 779490.4 |  | 156215.1 | 0 | 421213.5 | 0 | 105862.8 | 0 | 5145.278 | 91054.68 | 30933.21 | 37384.04 | 0 | 0 | 0 | 0 | 1876033000 | 0 | 1876033000 | 18760.33 | 549677.669 | 0 | 118.522 | 100.0832 | 2021-07-03 15:58
StdNResSpltPkgAC-65to134 | PreNResSpltPkgAC-65to-PEYes | Asm | 1975 | CZ04 | cDXGF | 0 | None | 1 | 100002.1 | 906512.9 |  | 156215.1 | 0 | 421213.5 | 0 | 242918.8 | 0 | 4570.028 | 81596.31 | 21288.49 | 47564.25 | 0 | 0 | 0 | 0 | 1685733000 | 0 | 1685733000 | 16857.33 | 493919.769 | 0 | 118.522 | 100.0832 | 2021-07-03 15:59
StdNResSpltPkgAC-65to134 | PreNResSpltPkgAC-65to-PEYes | Asm | 1975 | CZ05 | cDXGF | 0 | None | 1 | 100002.1 | 800555.9 |  | 156215.1 | 0 | 421213.5 | 0 | 129710.8 | 0 | 5757.379 | 87659.95 | 26355.51 | 40021.49 | 0 | 0 | 0 | 0 | 1685417000 | 0 | 1685417000 | 16854.17 | 493827.181 | 0 | 118.522 | 100.0832 | 2021-07-03 16:00
StdNResSpltPkgAC-65to134 | PreNResSpltPkgAC-65to-PEYes | Asm | 1975 | CZ06 | cDXGF | 0 | None | 1 | 100002.1 | 944125.6 |  | 156215.1 | 0 | 421213.5 | 0 | 269256 | 0 | 2042.885 | 95399.04 | 14092.16 | 62646.14 | 0 | 0 | 0 | 0 | 654526800 | 0 | 654526800 | 6545.268 | 191776.3524 | 0 | 118.522 | 100.0832 | 2021-07-03 16:00
StdNResSpltPkgAC-65to134 | PreNResSpltPkgAC-65to-PEYes | Asm | 1975 | CZ07 | cDXGF | 0 | None | 1 | 100002.1 | 894027 |  | 156215.1 | 0 | 421213.5 | 0 | 221828.6 | 0 | 983.4965 | 93787.1 | 13199.35 | 59762.79 | 0 | 0 | 0 | 0 | 552065500 | 0 | 552065500 | 5520.655 | 161755.1915 | 0 | 118.522 | 100.0832 | 2021-07-03 16:01
StdNResSpltPkgAC-65to134 | PreNResSpltPkgAC-65to-PEYes | Asm | 1975 | CZ08 | cDXGF | 0 | None | 1 | 100002.1 | 1018103 |  | 156215.1 | 0 | 421213.5 | 0 | 350858.3 | 0 | 1976.042 | 87841.11 | 11137.27 | 64079.96 | 0 | 0 | 0 | 0 | 607488600 | 0 | 607488600 | 6074.886 | 177994.1598 | 0 | 118.522 | 100.0832 | 2021-07-03 16:02
StdNResSpltPkgAC-65to134 | PreNResSpltPkgAC-65to-PEYes | Asm | 1975 | CZ09 | cDXGF | 0 | None | 1 | 100002.1 | 1033644 |  | 156215.1 | 0 | 421213.5 | 0 | 345194.3 | 0 | 3653.979 | 107368.4 | 15331.64 | 71992.95 | 0 | 0 | 0 | 0 | 660681200 | 0 | 660681200 | 6606.812 | 193579.5916 | 0 | 118.522 | 100.0832 | 2021-07-03 16:02
StdNResSpltPkgAC-65to134 | PreNResSpltPkgAC-65to-PEYes | Asm | 1975 | CZ10 | cDXGF | 0 | None | 1 | 100002.1 | 1080516 |  | 156215.1 | 0 | 421213.5 | 0 | 395829.7 | 0 | 4880.216 | 102378.5 | 15621.75 | 71905.67 | 0 | 0 | 0 | 0 | 861364400 | 0 | 861364400 | 8613.644 | 252379.7692 | 0 | 118.522 | 100.0832 | 2021-07-03 16:03
StdNResSpltPkgAC-65to134 | PreNResSpltPkgAC-65to-PEYes | Asm | 1975 | CZ11 | cDXGF | 0 | None | 1 | 100002.1 | 1094177 |  | 156215.1 | 0 | 421213.5 | 0 | 394458.4 | 0 | 9945.611 | 112345.7 | 30446.11 | 66528.37 | 0 | 0 | 0 | 0 | 1956148000 | 0 | 1956148000 | 19561.48 | 573151.364 | 0 | 118.522 | 100.0832 | 2021-07-03 16:04
StdNResSpltPkgAC-65to134 | PreNResSpltPkgAC-65to-PEYes | Asm | 1975 | CZ12 | cDXGF | 0 | None | 1 | 100002.1 | 998790.4 |  | 156215.1 | 0 | 421213.5 | 0 | 309538.7 | 0 | 8230.528 | 103593.6 | 26966.83 | 61628.63 | 0 | 0 | 0 | 0 | 1841229000 | 0 | 1841229000 | 18412.29 | 539480.097 | 0 | 118.522 | 100.0832 | 2021-07-03 16:04
StdNResSpltPkgAC-65to134 | PreNResSpltPkgAC-65to-PEYes | Asm | 1975 | CZ13 | cDXGF | 0 | None | 1 | 100002.1 | 1144371 |  | 156215.1 | 0 | 421213.5 | 0 | 442757.4 | 0 | 8727.822 | 115457.9 | 25617.71 | 74877.77 | 0 | 0 | 0 | 0 | 1553188000 | 0 | 1553188000 | 15531.88 | 455084.084 | 0 | 118.522 | 100.0832 | 2021-07-03 16:05
StdNResSpltPkgAC-65to134 | PreNResSpltPkgAC-65to-PEYes | Asm | 1975 | CZ14 | cDXGF | 0 | None | 1 | 100002.1 | 1082211 |  | 156215.1 | 0 | 421213.5 | 0 | 381989.9 | 0 | 10448.92 | 112344.2 | 26091.66 | 69082.7 | 0 | 0 | 0 | 0 | 1662158000 | 0 | 1662158000 | 16621.58 | 487012.294 | 0 | 118.522 | 100.0832 | 2021-07-03 16:06
StdNResSpltPkgAC-65to134 | PreNResSpltPkgAC-65to-PEYes | Asm | 1975 | CZ15 | cDXGF | 0 | None | 1 | 100002.1 | 1482594 |  | 156215.1 | 0 | 421213.5 | 0 | 755706.7 | 0 | 2932.351 | 146527.3 | 9965.484 | 117995.9 | 0 | 0 | 0 | 0 | 328896100 | 0 | 328896100 | 3288.961 | 96366.5573 | 0 | 118.522 | 100.0832 | 2021-07-03 16:06
StdNResSpltPkgAC-65to134 | PreNResSpltPkgAC-65to-PEYes | Asm | 1975 | CZ16 | cDXGF | 0 | None | 1 | 100002.1 | 823260.2 |  | 156215.1 | 0 | 421213.5 | 0 | 128843.9 | 0 | 16041.96 | 100946.4 | 46033.49 | 39364.32 | 0 | 0 | 0 | 0 | 4873076000 | 0 | 4873076000 | 48730.76 | 1427811.268 | 0 | 118.522 | 100.0832 | 2021-07-03 16:07
StdNResSpltPkgAC-65to134 | PreNResSpltPkgAC-65to-PEYes | Asm | 1985 | CZ01 | cDXGF | 0 | None | 1 | 100002.1 | 665182.9 |  | 156215.1 | 0 | 405239.2 | 0 | 12919.71 | 0 | 11814.77 | 78994.09 | 53772.68 | 7253.395 | 0 | 0 | 0 | 0 | 4362567000 | 0 | 4362567000 | 43625.67 | 1278232.131 | 0 | 118.522 | 96.168 | 2021-07-03 16:08
StdNResSpltPkgAC-65to134 | PreNResSpltPkgAC-65to-PEYes | Asm | 1985 | CZ02 | cDXGF | 0 | None | 1 | 100002.1 | 841635.3 |  | 156215.1 | 0 | 405239.2 | 0 | 192796.2 | 0 | 8060.05 | 79325.09 | 28176.9 | 38809.89 | 0 | 0 | 0 | 0 | 2600525000 | 0 | 2600525000 | 26005.25 | 761953.825 | 0 | 118.522 | 96.168 | 2021-07-03 16:09
StdNResSpltPkgAC-65to134 | PreNResSpltPkgAC-65to-PEYes | Asm | 1985 | CZ03 | cDXGF | 0 | None | 1 | 100002.1 | 761179 |  | 156215.1 | 0 | 405239.2 | 0 | 104224.8 | 0 | 5115.519 | 90384.48 | 31182.54 | 36778.66 | 0 | 0 | 0 | 0 | 1909976000 | 0 | 1909976000 | 19099.76 | 559622.968 | 0 | 118.522 | 96.168 | 2021-07-03 16:09
StdNResSpltPkgAC-65to134 | PreNResSpltPkgAC-65to-PEYes | Asm | 1985 | CZ04 | cDXGF | 0 | None | 1 | 100002.1 | 887698.1 |  | 156215.1 | 0 | 405239.2 | 0 | 240564.1 | 0 | 4550.747 | 81129.2 | 21394.5 | 47097.78 | 0 | 0 | 0 | 0 | 1709432000 | 0 | 1709432000 | 17094.32 | 500863.576 | 0 | 118.522 | 96.168 | 2021-07-03 16:10
StdNResSpltPkgAC-65to134 | PreNResSpltPkgAC-65to-PEYes | Asm | 1985 | CZ05 | cDXGF | 0 | None | 1 | 100002.1 | 781809.4 |  | 156215.1 | 0 | 405239.2 | 0 | 127593 | 0 | 5722.093 | 87040.11 | 26581.66 | 39336.09 | 0 | 0 | 0 | 0 | 1716591000 | 0 | 1716591000 | 17165.91 | 502961.163 | 0 | 118.522 | 96.168 | 2021-07-03 16:11
StdNResSpltPkgAC-65to134 | PreNResSpltPkgAC-65to-PEYes | Asm | 1985 | CZ06 | cDXGF | 0 | None | 1 | 100002.1 | 924539.7 |  | 156215.1 | 0 | 405239.2 | 0 | 266300 | 0 | 2031.369 | 94754.67 | 14299.08 | 61917.41 | 0 | 0 | 0 | 0 | 669520500 | 0 | 669520500 | 6695.205 | 196169.5065 | 0 | 118.522 | 96.168 | 2021-07-03 16:11
StdNResSpltPkgAC-65to134 | PreNResSpltPkgAC-65to-PEYes | Asm | 1985 | CZ07 | cDXGF | 0 | None | 1 | 100002.1 | 874574.4 |  | 156215.1 | 0 | 405239.2 | 0 | 219039.6 | 0 | 977.8218 | 93102.66 | 13373.83 | 59016.14 | 0 | 0 | 0 | 0 | 565183000 | 0 | 565183000 | 5651.83 | 165598.619 | 0 | 118.522 | 96.168 | 2021-07-03 16:12
StdNResSpltPkgAC-65to134 | PreNResSpltPkgAC-65to-PEYes | Asm | 1985 | CZ08 | cDXGF | 0 | None | 1 | 100002.1 | 998550.1 |  | 156215.1 | 0 | 405239.2 | 0 | 347780.4 | 0 | 1968.194 | 87347.58 | 11270.19 | 63494.18 | 0 | 0 | 0 | 0 | 618465700 | 0 | 618465700 | 6184.657 | 181210.4501 | 0 | 118.522 | 96.168 | 2021-07-03 16:13
StdNResSpltPkgAC-65to134 | PreNResSpltPkgAC-65to-PEYes | Asm | 1985 | CZ09 | cDXGF | 0 | None | 1 | 100002.1 | 1014605 |  | 156215.1 | 0 | 405239.2 | 0 | 342610 | 0 | 3642.776 | 106898.7 | 15497.99 | 71478.86 | 0 | 0 | 0 | 0 | 671617300 | 0 | 671617300 | 6716.173 | 196783.8689 | 0 | 118.522 | 96.168 | 2021-07-03 16:13
StdNResSpltPkgAC-65to134 | PreNResSpltPkgAC-65to-PEYes | Asm | 1985 | CZ10 | cDXGF | 0 | None | 1 | 100002.1 | 1061235 |  | 156215.1 | 0 | 405239.2 | 0 | 393034.6 | 0 | 4863.887 | 101882.7 | 15767.53 | 71356.52 | 0 | 0 | 0 | 0 | 874567300 | 0 | 874567300 | 8745.673 | 256248.2189 | 0 | 118.522 | 96.168 | 2021-07-03 16:14
StdNResSpltPkgAC-65to134 | PreNResSpltPkgAC-65to-PEYes | Asm | 1985 | CZ11 | cDXGF | 0 | None | 1 | 100002.1 | 1075398 |  | 156215.1 | 0 | 405239.2 | 0 | 392140.3 | 0 | 9917.148 | 111886 | 30601.78 | 66054.07 | 0 | 0 | 0 | 0 | 1976582000 | 0 | 1976582000 | 19765.82 | 579138.526 | 0 | 118.522 | 96.168 | 2021-07-03 16:15
StdNResSpltPkgAC-65to134 | PreNResSpltPkgAC-65to-PEYes | Asm | 1985 | CZ12 | cDXGF | 0 | None | 1 | 100002.1 | 980028.6 |  | 156215.1 | 0 | 405239.2 | 0 | 307293.4 | 0 | 8202.342 | 103078.7 | 27123.55 | 61107.47 | 0 | 0 | 0 | 0 | 1863384000 | 0 | 1863384000 | 18633.84 | 545971.512 | 0 | 118.522 | 96.168 | 2021-07-03 16:15
StdNResSpltPkgAC-65to134 | PreNResSpltPkgAC-65to-PEYes | Asm | 1985 | CZ13 | cDXGF | 0 | None | 1 | 100002.1 | 1125308 |  | 156215.1 | 0 | 405239.2 | 0 | 440196.6 | 0 | 8701.483 | 114956.3 | 25756.73 | 74401.68 | 0 | 0 | 0 | 0 | 1570481000 | 0 | 1570481000 | 15704.81 | 460150.933 | 0 | 118.522 | 96.168 | 2021-07-03 16:16
StdNResSpltPkgAC-65to134 | PreNResSpltPkgAC-65to-PEYes | Asm | 1985 | CZ14 | cDXGF | 0 | None | 1 | 100002.1 | 1063420 |  | 156215.1 | 0 | 405239.2 | 0 | 379667.2 | 0 | 10417.64 | 111880.5 | 26254.48 | 68626.41 | 0 | 0 | 0 | 0 | 1679976000 | 0 | 1679976000 | 16799.76 | 492232.968 | 0 | 118.522 | 96.168 | 2021-07-03 16:17
StdNResSpltPkgAC-65to134 | PreNResSpltPkgAC-65to-PEYes | Asm | 1985 | CZ15 | cDXGF | 0 | None | 1 | 100002.1 | 1462609 |  | 156215.1 | 0 | 405239.2 | 0 | 752197.5 | 0 | 2925.668 | 146031.3 | 10114.09 | 117466.6 | 0 | 0 | 0 | 0 | 335148800 | 0 | 335148800 | 3351.488 | 98198.5984 | 0 | 118.522 | 96.168 | 2021-07-03 16:17
StdNResSpltPkgAC-65to134 | PreNResSpltPkgAC-65to-PEYes | Asm | 1985 | CZ16 | cDXGF | 0 | None | 1 | 100002.1 | 805334 |  | 156215.1 | 0 | 405239.2 | 0 | 127611.4 | 0 | 15955.04 | 100313.6 | 45998.93 | 38965.63 | 0 | 0 | 0 | 0 | 4920846000 | 0 | 4920846000 | 49208.46 | 1441807.878 | 0 | 118.522 | 96.168 | 2021-07-03 16:18
StdNResSpltPkgAC-65to134 | PreNResSpltPkgAC-65to-PEYes | Asm | 1996 | CZ01 | cDXGF | 0 | None | 1 | 100002.1 | 639103.1 |  | 156215.1 | 0 | 389265 | 0 | 10209.21 | 0 | 10972.1 | 72441.2 | 51627.79 | 5792.02 | 0 | 0 | 0 | 0 | 4461861000 | 0 | 4461861000 | 44618.61 | 1307325.273 | 0 | 118.522 | 92.2526 | 2021-07-03 16:19
StdNResSpltPkgAC-65to134 | PreNResSpltPkgAC-65to-PEYes | Asm | 1996 | CZ02 | cDXGF | 0 | None | 1 | 100002.1 | 813381.4 |  | 156215.1 | 0 | 389265 | 0 | 182989 | 0 | 7897.671 | 77013.8 | 28623.66 | 36666.98 | 0 | 0 | 0 | 0 | 2714714000 | 0 | 2714714000 | 27147.14 | 795411.202 | 0 | 118.522 | 92.2526 | 2021-07-03 16:19
StdNResSpltPkgAC-65to134 | PreNResSpltPkgAC-65to-PEYes | Asm | 1996 | CZ03 | cDXGF | 0 | None | 1 | 100002.1 | 733218.1 |  | 156215.1 | 0 | 389265 | 0 | 95757.52 | 0 | 4971.692 | 87008.21 | 32180.88 | 33800.69 | 0 | 0 | 0 | 0 | 2046778000 | 0 | 2046778000 | 20467.78 | 599705.954 | 0 | 118.522 | 92.2526 | 2021-07-03 16:20
StdNResSpltPkgAC-65to134 | PreNResSpltPkgAC-65to-PEYes | Asm | 1996 | CZ04 | cDXGF | 0 | None | 1 | 100002.1 | 857074.2 |  | 156215.1 | 0 | 389265 | 0 | 228493.9 | 0 | 4458.847 | 78640.56 | 21945.7 | 44534.33 | 0 | 0 | 0 | 0 | 1800722000 | 0 | 1800722000 | 18007.22 | 527611.546 | 0 | 118.522 | 92.2526 | 2021-07-03 16:21
StdNResSpltPkgAC-65to134 | PreNResSpltPkgAC-65to-PEYes | Asm | 1996 | CZ05 | cDXGF | 0 | None | 1 | 100002.1 | 752397.4 |  | 156215.1 | 0 | 389265 | 0 | 117605.7 | 0 | 5561.81 | 83749.18 | 27461.59 | 36306.17 | 0 | 0 | 0 | 0 | 1839496000 | 0 | 1839496000 | 18394.96 | 538972.328 | 0 | 118.522 | 92.2526 | 2021-07-03 16:22
StdNResSpltPkgAC-65to134 | PreNResSpltPkgAC-65to-PEYes | Asm | 1996 | CZ06 | cDXGF | 0 | None | 1 | 100002.1 | 892206.6 |  | 156215.1 | 0 | 389265 | 0 | 252106.8 | 0 | 2013.343 | 92605.49 | 15678.05 | 58949.74 | 0 | 0 | 0 | 0 | 766017800 | 0 | 766017800 | 7660.178 | 224443.2154 | 0 | 118.522 | 92.2526 | 2021-07-03 16:22
StdNResSpltPkgAC-65to134 | PreNResSpltPkgAC-65to-PEYes | Asm | 1996 | CZ07 | cDXGF | 0 | None | 1 | 100002.1 | 844521.4 |  | 156215.1 | 0 | 389265 | 0 | 206825.9 | 0 | 973.8378 | 91240.92 | 14682.11 | 56076.3 | 0 | 0 | 0 | 0 | 643085600 | 0 | 643085600 | 6430.856 | 188424.0808 | 0 | 118.522 | 92.2526 | 2021-07-03 16:23
StdNResSpltPkgAC-65to134 | PreNResSpltPkgAC-65to-PEYes | Asm | 1996 | CZ08 | cDXGF | 0 | None | 1 | 100002.1 | 970953 |  | 156215.1 | 0 | 389265 | 0 | 336951.2 | 0 | 1962.447 | 86558.16 | 12378.66 | 61556.53 | 0 | 0 | 0 | 0 | 695702200 | 0 | 695702200 | 6957.022 | 203840.7446 | 0 | 118.522 | 92.2526 | 2021-07-03 16:24
StdNResSpltPkgAC-65to134 | PreNResSpltPkgAC-65to-PEYes | Asm | 1996 | CZ09 | cDXGF | 0 | None | 1 | 100002.1 | 986422 |  | 156215.1 | 0 | 389265 | 0 | 331691.5 | 0 | 3638.686 | 105610.6 | 16998 | 69141.59 | 0 | 0 | 0 | 0 | 773551200 | 0 | 773551200 | 7735.512 | 226650.5016 | 0 | 118.522 | 92.2526 | 2021-07-03 16:24
StdNResSpltPkgAC-65to134 | PreNResSpltPkgAC-65to-PEYes | Asm | 1996 | CZ10 | cDXGF | 0 | None | 1 | 100002.1 | 1033110 |  | 156215.1 | 0 | 389265 | 0 | 382243 | 0 | 4863.268 | 100522.1 | 16879.11 | 69106.17 | 0 | 0 | 0 | 0 | 977192300 | 0 | 977192300 | 9771.923 | 286317.3439 | 0 | 118.522 | 92.2526 | 2021-07-03 16:25
StdNResSpltPkgAC-65to134 | PreNResSpltPkgAC-65to-PEYes | Asm | 1996 | CZ11 | cDXGF | 0 | None | 1 | 100002.1 | 1027379 |  | 156215.1 | 0 | 389265 | 0 | 366983.4 | 0 | 9499.156 | 105415.6 | 29655.52 | 61646.99 | 0 | 0 | 0 | 0 | 1902059000 | 0 | 1902059000 | 19020.59 | 557303.287 | 0 | 118.522 | 92.2526 | 2021-07-03 16:26
StdNResSpltPkgAC-65to134 | PreNResSpltPkgAC-65to-PEYes | Asm | 1996 | CZ12 | cDXGF | 0 | None | 1 | 100002.1 | 936125.5 |  | 156215.1 | 0 | 389265 | 0 | 286068.2 | 0 | 7835.724 | 96740.5 | 26480.82 | 56682.48 | 0 | 0 | 0 | 0 | 1831775000 | 0 | 1831775000 | 18317.75 | 536710.075 | 0 | 118.522 | 92.2526 | 2021-07-03 16:26
StdNResSpltPkgAC-65to134 | PreNResSpltPkgAC-65to-PEYes | Asm | 1996 | CZ13 | cDXGF | 0 | None | 1 | 100002.1 | 1075721 |  | 156215.1 | 0 | 389265 | 0 | 413494.3 | 0 | 8343.665 | 108401.7 | 25034.16 | 69632.77 | 0 | 0 | 0 | 0 | 1524573000 | 0 | 1524573000 | 15245.73 | 446699.889 | 0 | 118.522 | 92.2526 | 2021-07-03 16:27
StdNResSpltPkgAC-65to134 | PreNResSpltPkgAC-65to-PEYes | Asm | 1996 | CZ14 | cDXGF | 0 | None | 1 | 100002.1 | 1012713 |  | 156215.1 | 0 | 389265 | 0 | 352114.2 | 0 | 9979.735 | 105137.5 | 25864.25 | 63467.13 | 0 | 0 | 0 | 0 | 1637263000 | 0 | 1637263000 | 16372.63 | 479718.059 | 0 | 118.522 | 92.2526 | 2021-07-03 16:28
StdNResSpltPkgAC-65to134 | PreNResSpltPkgAC-65to-PEYes | Asm | 1996 | CZ15 | cDXGF | 0 | None | 1 | 100002.1 | 1394468 |  | 156215.1 | 0 | 389265 | 0 | 707872.3 | 0 | 2814.879 | 138299.5 | 9853.397 | 110794.2 | 0 | 0 | 0 | 0 | 324273900 | 0 | 324273900 | 3242.739 | 95012.2527 | 0 | 118.522 | 92.2526 | 2021-07-03 16:28
StdNResSpltPkgAC-65to134 | PreNResSpltPkgAC-65to-PEYes | Asm | 1996 | CZ16 | cDXGF | 0 | None | 1 | 100002.1 | 768923.9 |  | 156215.1 | 0 | 389265 | 0 | 116132.5 | 0 | 14936.61 | 92374.09 | 44050.79 | 35151.17 | 0 | 0 | 0 | 0 | 4909707000 | 0 | 4909707000 | 49097.07 | 1438544.151 | 0 | 118.522 | 92.2526 | 2021-07-03 16:29
StdNResSpltPkgAC-65to134 | PreNResSpltPkgAC-65to-PEYes | Asm | 2003 | CZ01 | cDXGF | 0 | None | 1 | 100002.1 | 613357.2 |  | 156215.1 | 0 | 373293.5 | 0 | 8013.657 | 0 | 10085.82 | 65749.88 | 49615.82 | 4484.098 | 0 | 0 | 0 | 0 | 4729511000 | 0 | 4729511000 | 47295.11 | 1385746.723 | 0 | 118.522 | 88.3374 | 2021-07-03 16:30
StdNResSpltPkgAC-65to134 | PreNResSpltPkgAC-65to-PEYes | Asm | 2003 | CZ02 | cDXGF | 0 | None | 1 | 100002.1 | 766337.9 |  | 156215.1 | 0 | 373293.5 | 0 | 160650 | 0 | 7251.078 | 68929.09 | 27165.28 | 31756.6 | 0 | 0 | 0 | 0 | 2698462000 | 0 | 2698462000 | 26984.62 | 790649.366 | 0 | 118.522 | 88.3374 | 2021-07-03 16:30
StdNResSpltPkgAC-65to134 | PreNResSpltPkgAC-65to-PEYes | Asm | 2003 | CZ03 | cDXGF | 0 | None | 1 | 100002.1 | 712863.7 |  | 156215.1 | 0 | 373293.5 | 0 | 94917.34 | 0 | 4868.14 | 83570.2 | 30754.48 | 31971.12 | 0 | 0 | 0 | 0 | 1938282000 | 0 | 1938282000 | 19382.82 | 567916.626 | 0 | 118.522 | 88.3374 | 2021-07-03 16:31
StdNResSpltPkgAC-65to134 | PreNResSpltPkgAC-65to-PEYes | Asm | 2003 | CZ04 | cDXGF | 0 | None | 1 | 100002.1 | 834597.1 |  | 156215.1 | 0 | 373293.5 | 0 | 223970.2 | 0 | 4362.498 | 76756.56 | 21071.59 | 43677.89 | 0 | 0 | 0 | 0 | 1717661000 | 0 | 1717661000 | 17176.61 | 503274.673 | 0 | 118.522 | 88.3374 | 2021-07-03 16:32
StdNResSpltPkgAC-65to134 | PreNResSpltPkgAC-65to-PEYes | Asm | 2003 | CZ05 | cDXGF | 0 | None | 1 | 100002.1 | 731709.5 |  | 156215.1 | 0 | 373293.5 | 0 | 116090.9 | 0 | 5457.336 | 80653.16 | 26273.68 | 34619.27 | 0 | 0 | 0 | 0 | 1737860000 | 0 | 1737860000 | 17378.6 | 509192.98 | 0 | 118.522 | 88.3374 | 2021-07-03 16:32
StdNResSpltPkgAC-65to134 | PreNResSpltPkgAC-65to-PEYes | Asm | 2003 | CZ06 | cDXGF | 0 | None | 1 | 100002.1 | 876555.6 |  | 156215.1 | 0 | 373293.5 | 0 | 253360 | 0 | 1988.787 | 91698.74 | 14763.17 | 59089.08 | 0 | 0 | 0 | 0 | 707380600 | 0 | 707380600 | 7073.806 | 207262.5158 | 0 | 118.522 | 88.3374 | 2021-07-03 16:33
StdNResSpltPkgAC-65to134 | PreNResSpltPkgAC-65to-PEYes | Asm | 2003 | CZ07 | cDXGF | 0 | None | 1 | 100002.1 | 828996.2 |  | 156215.1 | 0 | 373293.5 | 0 | 208059.6 | 0 | 962.8525 | 90465.77 | 13877.86 | 56373.54 | 0 | 0 | 0 | 0 | 599552600 | 0 | 599552600 | 5995.526 | 175668.9118 | 0 | 118.522 | 88.3374 | 2021-07-03 16:34
StdNResSpltPkgAC-65to134 | PreNResSpltPkgAC-65to-PEYes | Asm | 2003 | CZ08 | cDXGF | 0 | None | 1 | 100002.1 | 953030.9 |  | 156215.1 | 0 | 373293.5 | 0 | 335694.1 | 0 | 1944.815 | 85884.46 | 11794.71 | 61521.37 | 0 | 0 | 0 | 0 | 646317600 | 0 | 646317600 | 6463.176 | 189371.0568 | 0 | 118.522 | 88.3374 | 2021-07-03 16:35
StdNResSpltPkgAC-65to134 | PreNResSpltPkgAC-65to-PEYes | Asm | 2003 | CZ09 | cDXGF | 0 | None | 1 | 100002.1 | 967946.8 |  | 156215.1 | 0 | 373293.5 | 0 | 330409.7 | 0 | 3595.609 | 104433.4 | 16084.86 | 69004.75 | 0 | 0 | 0 | 0 | 707239500 | 0 | 707239500 | 7072.395 | 207221.1735 | 0 | 118.522 | 88.3374 | 2021-07-03 16:35
StdNResSpltPkgAC-65to134 | PreNResSpltPkgAC-65to-PEYes | Asm | 2003 | CZ10 | cDXGF | 0 | None | 1 | 100002.1 | 967345.2 |  | 156215.1 | 0 | 373293.5 | 0 | 343144.7 | 0 | 4455.586 | 90236.8 | 15920.83 | 61721.18 | 0 | 0 | 0 | 0 | 916078000 | 0 | 916078000 | 9160.78 | 268410.854 | 0 | 118.522 | 88.3374 | 2021-07-03 16:36
StdNResSpltPkgAC-65to134 | PreNResSpltPkgAC-65to-PEYes | Asm | 2003 | CZ11 | cDXGF | 0 | None | 1 | 100002.1 | 983114.6 |  | 156215.1 | 0 | 373293.5 | 0 | 344869.8 | 0 | 9117.622 | 99619.2 | 29149.45 | 57508.01 | 0 | 0 | 0 | 0 | 1909725000 | 0 | 1909725000 | 19097.25 | 559549.425 | 0 | 118.522 | 88.3374 | 2021-07-03 16:37
StdNResSpltPkgAC-65to134 | PreNResSpltPkgAC-65to-PEYes | Asm | 2003 | CZ12 | cDXGF | 0 | None | 1 | 100002.1 | 894394.4 |  | 156215.1 | 0 | 373293.5 | 0 | 266531.9 | 0 | 7485.52 | 90869.39 | 26266.68 | 52273.63 | 0 | 0 | 0 | 0 | 1879435000 | 0 | 1879435000 | 18794.35 | 550674.455 | 0 | 118.522 | 88.3374 | 2021-07-03 16:37
StdNResSpltPkgAC-65to134 | PreNResSpltPkgAC-65to-PEYes | Asm | 2003 | CZ13 | cDXGF | 0 | None | 1 | 100002.1 | 1029253 |  | 156215.1 | 0 | 373293.5 | 0 | 389349.3 | 0 | 8006.359 | 102389.2 | 24831.92 | 65105.53 | 0 | 0 | 0 | 0 | 1547026000 | 0 | 1547026000 | 15470.26 | 453278.618 | 0 | 118.522 | 88.3374 | 2021-07-03 16:38
StdNResSpltPkgAC-65to134 | PreNResSpltPkgAC-65to-PEYes | Asm | 2003 | CZ14 | cDXGF | 0 | None | 1 | 100002.1 | 970485.9 |  | 156215.1 | 0 | 373293.5 | 0 | 331568.7 | 0 | 9612.827 | 99796.77 | 26097.63 | 59189.08 | 0 | 0 | 0 | 0 | 1685935000 | 0 | 1685935000 | 16859.35 | 493978.955 | 0 | 118.522 | 88.3374 | 2021-07-03 16:39
StdNResSpltPkgAC-65to134 | PreNResSpltPkgAC-65to-PEYes | Asm | 2003 | CZ15 | cDXGF | 0 | None | 1 | 100002.1 | 1339471 |  | 156215.1 | 0 | 373293.5 | 0 | 674927.9 | 0 | 2726.997 | 132308.2 | 10125.13 | 105391 | 0 | 0 | 0 | 0 | 339968600 | 0 | 339968600 | 3399.686 | 99610.7998 | 0 | 118.522 | 88.3374 | 2021-07-03 16:39
StdNResSpltPkgAC-65to134 | PreNResSpltPkgAC-65to-PEYes | Asm | 2003 | CZ16 | cDXGF | 0 | None | 1 | 100002.1 | 732845.4 |  | 156215.1 | 0 | 373293.5 | 0 | 105178.6 | 0 | 13856.24 | 84302.55 | 42283.23 | 31226.61 | 0 | 0 | 0 | 0 | 5072176000 | 0 | 5072176000 | 50721.76 | 1486147.568 | 0 | 118.522 | 88.3374 | 2021-07-03 16:40
StdNResSpltPkgAC-65to134 | PreNResSpltPkgAC-65to-PEYes | Asm | 2007 | CZ01 | cDXGF | 0 | None | 1 | 100002.1 | 612775.1 |  | 156215.1 | 0 | 373293.5 | 0 | 7986.747 | 0 | 10008.49 | 65272.56 | 49147.7 | 4463.004 | 0 | 0 | 0 | 0 | 4675804000 | 0 | 4675804000 | 46758.04 | 1370010.572 | 0 | 118.522 | 88.3374 | 2021-07-03 16:41
StdNResSpltPkgAC-65to134 | PreNResSpltPkgAC-65to-PEYes | Asm | 2007 | CZ02 | cDXGF | 0 | None | 1 | 100002.1 | 764377.5 |  | 156215.1 | 0 | 373293.5 | 0 | 159399.5 | 0 | 7178.577 | 68291.61 | 26792.94 | 31546.69 | 0 | 0 | 0 | 0 | 2663690000 | 0 | 2663690000 | 26636.9 | 780461.17 | 0 | 118.522 | 88.3374 | 2021-07-03 16:41
StdNResSpltPkgAC-65to134 | PreNResSpltPkgAC-65to-PEYes | Asm | 2007 | CZ03 | cDXGF | 0 | None | 1 | 100002.1 | 712166.2 |  | 156215.1 | 0 | 373293.5 | 0 | 94754.16 | 0 | 4832.118 | 83071.95 | 30345.64 | 31927.24 | 0 | 0 | 0 | 0 | 1902062000 | 0 | 1902062000 | 19020.62 | 557304.166 | 0 | 118.522 | 88.3374 | 2021-07-03 16:42
StdNResSpltPkgAC-65to134 | PreNResSpltPkgAC-65to-PEYes | Asm | 2007 | CZ04 | cDXGF | 0 | None | 1 | 100002.1 | 832976.5 |  | 156215.1 | 0 | 373293.5 | 0 | 222869 | 0 | 4328.934 | 76270.81 | 20773.24 | 43516.13 | 0 | 0 | 0 | 0 | 1685808000 | 0 | 1685808000 | 16858.08 | 493941.744 | 0 | 118.522 | 88.3374 | 2021-07-03 16:43
StdNResSpltPkgAC-65to134 | PreNResSpltPkgAC-65to-PEYes | Asm | 2007 | CZ05 | cDXGF | 0 | None | 1 | 100002.1 | 730264.6 |  | 156215.1 | 0 | 373293.5 | 0 | 115313.9 | 0 | 5406.257 | 80036.9 | 25874.21 | 34367.04 | 0 | 0 | 0 | 0 | 1707426000 | 0 | 1707426000 | 17074.26 | 500275.818 | 0 | 118.522 | 88.3374 | 2021-07-03 16:43
StdNResSpltPkgAC-65to134 | PreNResSpltPkgAC-65to-PEYes | Asm | 2007 | CZ06 | cDXGF | 0 | None | 1 | 100002.1 | 876555.6 |  | 156215.1 | 0 | 373293.5 | 0 | 253360 | 0 | 1988.787 | 91698.74 | 14763.17 | 59089.08 | 0 | 0 | 0 | 0 | 707380600 | 0 | 707380600 | 7073.806 | 207262.5158 | 0 | 118.522 | 88.3374 | 2021-07-03 16:44
StdNResSpltPkgAC-65to134 | PreNResSpltPkgAC-65to-PEYes | Asm | 2007 | CZ07 | cDXGF | 0 | None | 1 | 100002.1 | 828996.2 |  | 156215.1 | 0 | 373293.5 | 0 | 208059.6 | 0 | 962.8525 | 90465.77 | 13877.86 | 56373.54 | 0 | 0 | 0 | 0 | 599552600 | 0 | 599552600 | 5995.526 | 175668.9118 | 0 | 118.522 | 88.3374 | 2021-07-03 16:45
StdNResSpltPkgAC-65to134 | PreNResSpltPkgAC-65to-PEYes | Asm | 2007 | CZ08 | cDXGF | 0 | None | 1 | 100002.1 | 953030.9 |  | 156215.1 | 0 | 373293.5 | 0 | 335694.1 | 0 | 1944.815 | 85884.46 | 11794.71 | 61521.37 | 0 | 0 | 0 | 0 | 646317600 | 0 | 646317600 | 6463.176 | 189371.0568 | 0 | 118.522 | 88.3374 | 2021-07-03 16:45
StdNResSpltPkgAC-65to134 | PreNResSpltPkgAC-65to-PEYes | Asm | 2007 | CZ09 | cDXGF | 0 | None | 1 | 100002.1 | 967946.8 |  | 156215.1 | 0 | 373293.5 | 0 | 330409.7 | 0 | 3595.609 | 104433.4 | 16084.86 | 69004.75 | 0 | 0 | 0 | 0 | 707239500 | 0 | 707239500 | 7072.395 | 207221.1735 | 0 | 118.522 | 88.3374 | 2021-07-03 16:46
StdNResSpltPkgAC-65to134 | PreNResSpltPkgAC-65to-PEYes | Asm | 2007 | CZ10 | cDXGF | 0 | None | 1 | 100002.1 | 964966.9 |  | 156215.1 | 0 | 373293.5 | 0 | 341394.1 | 0 | 4419.216 | 89645.85 | 15666 | 61490.83 | 0 | 0 | 0 | 0 | 893438800 | 0 | 893438800 | 8934.388 | 261777.5684 | 0 | 118.522 | 88.3374 | 2021-07-03 16:47
StdNResSpltPkgAC-65to134 | PreNResSpltPkgAC-65to-PEYes | Asm | 2007 | CZ11 | cDXGF | 0 | None | 1 | 100002.1 | 980315.4 |  | 156215.1 | 0 | 373293.5 | 0 | 342886.6 | 0 | 9037.67 | 98883.63 | 28603.61 | 57312.18 | 0 | 0 | 0 | 0 | 1863120000 | 0 | 1863120000 | 18631.2 | 545894.16 | 0 | 118.522 | 88.3374 | 2021-07-03 16:48
StdNResSpltPkgAC-65to134 | PreNResSpltPkgAC-65to-PEYes | Asm | 2007 | CZ12 | cDXGF | 0 | None | 1 | 100002.1 | 892092.3 |  | 156215.1 | 0 | 373293.5 | 0 | 264975 | 0 | 7418.666 | 90190.83 | 25860.29 | 52065.73 | 0 | 0 | 0 | 0 | 1841382000 | 0 | 1841382000 | 18413.82 | 539524.926 | 0 | 118.522 | 88.3374 | 2021-07-03 16:48
StdNResSpltPkgAC-65to134 | PreNResSpltPkgAC-65to-PEYes | Asm | 2007 | CZ13 | cDXGF | 0 | None | 1 | 100002.1 | 1025673 |  | 156215.1 | 0 | 373293.5 | 0 | 386585.6 | 0 | 7940.193 | 101639.5 | 24369.59 | 64829.6 | 0 | 0 | 0 | 0 | 1504571000 | 0 | 1504571000 | 15045.71 | 440839.303 | 0 | 118.522 | 88.3374 | 2021-07-03 16:49
StdNResSpltPkgAC-65to134 | PreNResSpltPkgAC-65to-PEYes | Asm | 2007 | CZ14 | cDXGF | 0 | None | 1 | 100002.1 | 967793.6 |  | 156215.1 | 0 | 373293.5 | 0 | 329695.6 | 0 | 9533.58 | 99057.16 | 25600.35 | 58982.44 | 0 | 0 | 0 | 0 | 1633907000 | 0 | 1633907000 | 16339.07 | 478734.751 | 0 | 118.522 | 88.3374 | 2021-07-03 16:50
StdNResSpltPkgAC-65to134 | PreNResSpltPkgAC-65to-PEYes | Asm | 2007 | CZ15 | cDXGF | 0 | None | 1 | 100002.1 | 1333977 |  | 156215.1 | 0 | 373293.5 | 0 | 670284.6 | 0 | 2707.164 | 131477.4 | 9806.212 | 104885.2 | 0 | 0 | 0 | 0 | 323796800 | 0 | 323796800 | 3237.968 | 94872.4624 | 0 | 118.522 | 88.3374 | 2021-07-03 16:50
StdNResSpltPkgAC-65to134 | PreNResSpltPkgAC-65to-PEYes | Asm | 2007 | CZ16 | cDXGF | 0 | None | 1 | 100002.1 | 731124.4 |  | 156215.1 | 0 | 373293.5 | 0 | 104481.9 | 0 | 13686.05 | 83448.79 | 41733.22 | 31041.33 | 0 | 0 | 0 | 0 | 5030551000 | 0 | 5030551000 | 50305.51 | 1473951.443 | 0 | 118.522 | 88.3374 | 2021-07-03 16:51
StdNResSpltPkgAC-65to134 | PreNResSpltPkgAC-65to-PEYes | Asm | 2011 | CZ01 | cDXGF | 0 | None | 1 | 100002.1 | 612635.6 |  | 156215.1 | 0 | 373293.5 | 0 | 8311.823 | 0 | 9954.957 | 64860.96 | 47973.85 | 4676.457 | 0 | 0 | 0 | 0 | 4482377000 | 0 | 4482377000 | 44823.77 | 1313336.461 | 0 | 118.522 | 88.3374 | 2021-07-03 16:52
StdNResSpltPkgAC-65to134 | PreNResSpltPkgAC-65to-PEYes | Asm | 2011 | CZ02 | cDXGF | 0 | None | 1 | 100002.1 | 762461.8 |  | 156215.1 | 0 | 373293.5 | 0 | 158166.9 | 0 | 7104.574 | 67682.57 | 26461.21 | 31331.37 | 0 | 0 | 0 | 0 | 2632434000 | 0 | 2632434000 | 26324.34 | 771303.162 | 0 | 118.522 | 88.3374 | 2021-07-03 16:52
StdNResSpltPkgAC-65to134 | PreNResSpltPkgAC-65to-PEYes | Asm | 2011 | CZ03 | cDXGF | 0 | None | 1 | 100002.1 | 711505.8 |  | 156215.1 | 0 | 373293.5 | 0 | 94623.9 | 0 | 4796.074 | 82577.8 | 29880.73 | 31895.77 | 0 | 0 | 0 | 0 | 1864900000 | 0 | 1864900000 | 18649 | 546415.7 | 0 | 118.522 | 88.3374 | 2021-07-03 16:53
StdNResSpltPkgAC-65to134 | PreNResSpltPkgAC-65to-PEYes | Asm | 2011 | CZ04 | cDXGF | 0 | None | 1 | 100002.1 | 831403.2 |  | 156215.1 | 0 | 373293.5 | 0 | 221809.5 | 0 | 4295.212 | 75790.64 | 20460.38 | 43360.29 | 0 | 0 | 0 | 0 | 1653630000 | 0 | 1653630000 | 16536.3 | 484513.59 | 0 | 118.522 | 88.3374 | 2021-07-03 16:54
StdNResSpltPkgAC-65to134 | PreNResSpltPkgAC-65to-PEYes | Asm | 2011 | CZ05 | cDXGF | 0 | None | 1 | 100002.1 | 730264.6 |  | 156215.1 | 0 | 373293.5 | 0 | 115313.9 | 0 | 5406.257 | 80036.9 | 25874.21 | 34367.04 | 0 | 0 | 0 | 0 | 1707426000 | 0 | 1707426000 | 17074.26 | 500275.818 | 0 | 118.522 | 88.3374 | 2021-07-03 16:54
StdNResSpltPkgAC-65to134 | PreNResSpltPkgAC-65to-PEYes | Asm | 2011 | CZ06 | cDXGF | 0 | None | 1 | 100002.1 | 876555.6 |  | 156215.1 | 0 | 373293.5 | 0 | 253360 | 0 | 1988.787 | 91698.74 | 14763.17 | 59089.08 | 0 | 0 | 0 | 0 | 707380600 | 0 | 707380600 | 7073.806 | 207262.5158 | 0 | 118.522 | 88.3374 | 2021-07-03 16:55
StdNResSpltPkgAC-65to134 | PreNResSpltPkgAC-65to-PEYes | Asm | 2011 | CZ07 | cDXGF | 0 | None | 1 | 100002.1 | 827898.3 |  | 156215.1 | 0 | 373293.5 | 0 | 207760.6 | 0 | 951.218 | 89678.69 | 13636.44 | 56144.43 | 0 | 0 | 0 | 0 | 586707500 | 0 | 586707500 | 5867.075 | 171905.2975 | 0 | 118.522 | 88.3374 | 2021-07-03 16:56
StdNResSpltPkgAC-65to134 | PreNResSpltPkgAC-65to-PEYes | Asm | 2011 | CZ08 | cDXGF | 0 | None | 1 | 100002.1 | 950937.3 |  | 156215.1 | 0 | 373293.5 | 0 | 334124.5 | 0 | 1930.047 | 85375.02 | 11572.89 | 61356.32 | 0 | 0 | 0 | 0 | 628093400 | 0 | 628093400 | 6280.934 | 184031.3662 | 0 | 118.522 | 88.3374 | 2021-07-03 16:57
StdNResSpltPkgAC-65to134 | PreNResSpltPkgAC-65to-PEYes | Asm | 2011 | CZ09 | cDXGF | 0 | None | 1 | 100002.1 | 961315 |  | 156215.1 | 0 | 373293.5 | 0 | 325985.8 | 0 | 3504.354 | 102317.2 | 14394.37 | 68847.09 | 0 | 0 | 0 | 0 | 596546200 | 0 | 596546200 | 5965.462 | 174788.0366 | 0 | 118.522 | 88.3374 | 2021-07-03 16:57
StdNResSpltPkgAC-65to134 | PreNResSpltPkgAC-65to-PEYes | Asm | 2011 | CZ10 | cDXGF | 0 | None | 1 | 100002.1 | 962601.9 |  | 156215.1 | 0 | 373293.5 | 0 | 339662.9 | 0 | 4382.679 | 89048.38 | 15363.92 | 61290.79 | 0 | 0 | 0 | 0 | 869541500 | 0 | 869541500 | 8695.415 | 254775.6595 | 0 | 118.522 | 88.3374 | 2021-07-03 16:58
StdNResSpltPkgAC-65to134 | PreNResSpltPkgAC-65to-PEYes | Asm | 2011 | CZ11 | cDXGF | 0 | None | 1 | 100002.1 | 968044.6 |  | 156215.1 | 0 | 373293.5 | 0 | 334829.2 | 0 | 8665.357 | 95042.38 | 25070 | 56783.98 | 0 | 0 | 0 | 0 | 1512221000 | 0 | 1512221000 | 15122.21 | 443080.753 | 0 | 118.522 | 88.3374 | 2021-07-03 16:59
StdNResSpltPkgAC-65to134 | PreNResSpltPkgAC-65to-PEYes | Asm | 2011 | CZ12 | cDXGF | 0 | None | 1 | 100002.1 | 888334.4 |  | 156215.1 | 0 | 373293.5 | 0 | 262960.4 | 0 | 7262.727 | 88603.2 | 24596.69 | 51974.2 | 0 | 0 | 0 | 0 | 1707932000 | 0 | 1707932000 | 17079.32 | 500424.076 | 0 | 118.522 | 88.3374 | 2021-07-03 16:59
StdNResSpltPkgAC-65to134 | PreNResSpltPkgAC-65to-PEYes | Asm | 2011 | CZ13 | cDXGF | 0 | None | 1 | 100002.1 | 1013819 |  | 156215.1 | 0 | 373293.5 | 0 | 377860.5 | 0 | 7693.449 | 98757.88 | 22214.84 | 64036.24 | 0 | 0 | 0 | 0 | 1292356000 | 0 | 1292356000 | 12923.56 | 378660.308 | 0 | 118.522 | 88.3374 | 2021-07-03 17:00
StdNResSpltPkgAC-65to134 | PreNResSpltPkgAC-65to-PEYes | Asm | 2011 | CZ14 | cDXGF | 0 | None | 1 | 100002.1 | 957430.1 |  | 156215.1 | 0 | 373293.5 | 0 | 323211.5 | 0 | 9176.799 | 95533.83 | 22024.82 | 58949.53 | 0 | 0 | 0 | 0 | 1281196000 | 0 | 1281196000 | 12811.96 | 375390.428 | 0 | 118.522 | 88.3374 | 2021-07-03 17:01
StdNResSpltPkgAC-65to134 | PreNResSpltPkgAC-65to-PEYes | Asm | 2011 | CZ15 | cDXGF | 0 | None | 1 | 100002.1 | 1301862 |  | 156215.1 | 0 | 373293.5 | 0 | 643231.9 | 0 | 2602.531 | 126519.9 | 7946.784 | 101991.6 | 0 | 0 | 0 | 0 | 235971800 | 0 | 235971800 | 2359.718 | 69139.7374 | 0 | 118.522 | 88.3374 | 2021-07-03 17:01
StdNResSpltPkgAC-65to134 | PreNResSpltPkgAC-65to-PEYes | Asm | 2011 | CZ16 | cDXGF | 0 | None | 1 | 100002.1 | 722725.4 |  | 156215.1 | 0 | 373293.5 | 0 | 103287.5 | 0 | 13009.13 | 76920.85 | 37540.87 | 28092.8 | 0 | 0 | 0 | 0 | 4393987000 | 0 | 4393987000 | 43939.87 | 1287438.191 | 0 | 118.522 | 88.3374 | 2021-07-03 17:02
StdNResSpltPkgAC-65to134 | PreNResSpltPkgAC-65to-PEYes | Asm | 2015 | CZ01 | cDXGF | 0 | None | 1 | 100002.1 | 605116.6 |  | 152865.3 | 0 | 373293.5 | 0 | 7339.475 | 0 | 9618.314 | 62000.72 | 47147.54 | 4085.42 | 0 | 0 | 0 | 0 | 4493495000 | 0 | 4493495000 | 44934.95 | 1316594.035 | 0 | 116.4209 | 88.3374 | 2021-07-03 17:03
StdNResSpltPkgAC-65to134 | PreNResSpltPkgAC-65to-PEYes | Asm | 2015 | CZ02 | cDXGF | 0 | None | 1 | 100002.1 | 788468.3 |  | 152865.3 | 0 | 373293.5 | 0 | 153199.8 | 0 | 6869.52 | 102240.7 | 44343.7 | 45659.88 | 0 | 0 | 0 | 0 | 2485114000 | 0 | 2485114000 | 24851.14 | 728138.402 | 0 | 116.4209 | 88.3374 | 2021-07-03 17:04
StdNResSpltPkgAC-65to134 | PreNResSpltPkgAC-65to-PEYes | Asm | 2015 | CZ03 | cDXGF | 0 | None | 1 | 100002.1 | 671500.6 |  | 152865.3 | 0 | 373293.5 | 0 | 72840.84 | 0 | 4148.706 | 68352.91 | 29181.7 | 23151.75 | 0 | 0 | 0 | 0 | 2087186000 | 0 | 2087186000 | 20871.86 | 611545.498 | 0 | 116.4209 | 88.3374 | 2021-07-03 17:04
StdNResSpltPkgAC-65to134 | PreNResSpltPkgAC-65to-PEYes | Asm | 2015 | CZ04 | cDXGF | 0 | None | 1 | 100002.1 | 826851.4 |  | 152865.3 | 0 | 373293.5 | 0 | 193908.8 | 0 | 3866.457 | 102918.1 | 34143.91 | 55372.51 | 0 | 0 | 0 | 0 | 1634351000 | 0 | 1634351000 | 16343.51 | 478864.843 | 0 | 116.4209 | 88.3374 | 2021-07-03 17:05
StdNResSpltPkgAC-65to134 | PreNResSpltPkgAC-65to-PEYes | Asm | 2015 | CZ05 | cDXGF | 0 | None | 1 | 100002.1 | 687626.6 |  | 152865.3 | 0 | 373293.5 | 0 | 89406.72 | 0 | 4684.353 | 67377.52 | 25706.44 | 26544.39 | 0 | 0 | 0 | 0 | 1918553000 | 0 | 1918553000 | 19185.53 | 562136.029 | 0 | 116.4209 | 88.3374 | 2021-07-03 17:06
StdNResSpltPkgAC-65to134 | PreNResSpltPkgAC-65to-PEYes | Asm | 2015 | CZ06 | cDXGF | 0 | None | 1 | 100002.1 | 815037.4 |  | 152865.3 | 0 | 373293.5 | 0 | 210832.6 | 0 | 1724.69 | 76321.92 | 15287.5 | 47330.19 | 0 | 0 | 0 | 0 | 817962700 | 0 | 817962700 | 8179.627 | 239663.0711 | 0 | 116.4209 | 88.3374 | 2021-07-03 17:06
StdNResSpltPkgAC-65to134 | PreNResSpltPkgAC-65to-PEYes | Asm | 2015 | CZ07 | cDXGF | 0 | None | 1 | 100002.1 | 770938.9 |  | 152865.3 | 0 | 373293.5 | 0 | 171022.2 | 0 | 824.624 | 72933.95 | 14522.7 | 42959.51 | 0 | 0 | 0 | 0 | 704206800 | 0 | 704206800 | 7042.068 | 206332.5924 | 0 | 116.4209 | 88.3374 | 2021-07-03 17:07
StdNResSpltPkgAC-65to134 | PreNResSpltPkgAC-65to-PEYes | Asm | 2015 | CZ08 | cDXGF | 0 | None | 1 | 100002.1 | 889664.7 |  | 152865.3 | 0 | 373293.5 | 0 | 288080.9 | 0 | 1749.772 | 73676.05 | 11966.29 | 51170.11 | 0 | 0 | 0 | 0 | 689529000 | 0 | 689529000 | 6895.29 | 202031.997 | 0 | 116.4209 | 88.3374 | 2021-07-03 17:08
StdNResSpltPkgAC-65to134 | PreNResSpltPkgAC-65to-PEYes | Asm | 2015 | CZ09 | cDXGF | 0 | None | 1 | 100002.1 | 902769.4 |  | 152865.3 | 0 | 373293.5 | 0 | 282118 | 0 | 3222.678 | 91270.8 | 14998.98 | 59801.36 | 0 | 0 | 0 | 0 | 628795800 | 0 | 628795800 | 6287.958 | 184237.1694 | 0 | 116.4209 | 88.3374 | 2021-07-03 17:08
StdNResSpltPkgAC-65to134 | PreNResSpltPkgAC-65to-PEYes | Asm | 2015 | CZ10 | cDXGF | 0 | None | 1 | 100002.1 | 941176.4 |  | 152865.3 | 0 | 373293.5 | 0 | 324927.3 | 0 | 4269.821 | 85821.38 | 15339.89 | 58611.65 | 0 | 0 | 0 | 0 | 863967500 | 0 | 863967500 | 8639.675 | 253142.4775 | 0 | 116.4209 | 88.3374 | 2021-07-03 17:09
StdNResSpltPkgAC-65to134 | PreNResSpltPkgAC-65to-PEYes | Asm | 2015 | CZ11 | cDXGF | 0 | None | 1 | 100002.1 | 945357.5 |  | 152865.3 | 0 | 373293.5 | 0 | 319647.7 | 0 | 8404.978 | 91146.69 | 24495.6 | 54056.22 | 0 | 0 | 0 | 0 | 1459442000 | 0 | 1459442000 | 14594.42 | 427616.506 | 0 | 116.4209 | 88.3374 | 2021-07-03 17:10
StdNResSpltPkgAC-65to134 | PreNResSpltPkgAC-65to-PEYes | Asm | 2015 | CZ12 | cDXGF | 0 | None | 1 | 100002.1 | 868791.8 |  | 152865.3 | 0 | 373293.5 | 0 | 250646.1 | 0 | 7041.695 | 84946.01 | 24203.42 | 49362.93 | 0 | 0 | 0 | 0 | 1691379000 | 0 | 1691379000 | 16913.79 | 495574.047 | 0 | 116.4209 | 88.3374 | 2021-07-03 17:11
StdNResSpltPkgAC-65to134 | PreNResSpltPkgAC-65to-PEYes | Asm | 2015 | CZ13 | cDXGF | 0 | None | 1 | 100002.1 | 990208.1 |  | 152865.3 | 0 | 373293.5 | 0 | 361796.3 | 0 | 7467.229 | 94786.45 | 21822.98 | 61174.29 | 0 | 0 | 0 | 0 | 1252448000 | 0 | 1252448000 | 12524.48 | 366967.264 | 0 | 116.4209 | 88.3374 | 2021-07-03 17:11
StdNResSpltPkgAC-65to134 | PreNResSpltPkgAC-65to-PEYes | Asm | 2015 | CZ14 | cDXGF | 0 | None | 1 | 100002.1 | 934269.1 |  | 152865.3 | 0 | 373293.5 | 0 | 307505.7 | 0 | 8911.025 | 91694.48 | 21936.15 | 55885.59 | 0 | 0 | 0 | 0 | 1248030000 | 0 | 1248030000 | 12480.3 | 365672.79 | 0 | 116.4209 | 88.3374 | 2021-07-03 17:12
StdNResSpltPkgAC-65to134 | PreNResSpltPkgAC-65to-PEYes | Asm | 2015 | CZ15 | cDXGF | 0 | None | 1 | 100002.1 | 1268975 |  | 152865.3 | 0 | 373293.5 | 0 | 618089.8 | 0 | 2536.342 | 122190.5 | 7883.288 | 98275.91 | 0 | 0 | 0 | 0 | 212689000 | 0 | 212689000 | 2126.89 | 62317.877 | 0 | 116.4209 | 88.3374 | 2021-07-03 17:13
StdNResSpltPkgAC-65to134 | PreNResSpltPkgAC-65to-PEYes | Asm | 2015 | CZ16 | cDXGF | 0 | None | 1 | 100002.1 | 706849.9 |  | 152865.3 | 0 | 373293.5 | 0 | 95986.44 | 0 | 12382.67 | 72322.25 | 36301.33 | 25843.42 | 0 | 0 | 0 | 0 | 4426336000 | 0 | 4426336000 | 44263.36 | 1296916.448 | 0 | 116.4209 | 88.3374 | 2021-07-03 17:13
StdNResSpltPkgAC-65to134 | PreNResSpltPkgAC-65to-PEYes | Asm | 2017 | CZ01 | cDXGF | 0 | None | 1 | 100002.1 | 619966.3 |  | 146916.4 | 0 | 373293.5 | 0 | 7493.434 | 0 | 9476.154 | 82787.24 | 65188.12 | 5329.252 | 0 | 0 | 0 | 0 | 4322036000 | 0 | 4322036000 | 43220.36 | 1266356.548 | 0 | 113.4444 | 88.3374 | 2021-07-03 17:14
StdNResSpltPkgAC-65to134 | PreNResSpltPkgAC-65to-PEYes | Asm | 2017 | CZ02 | cDXGF | 0 | None | 1 | 100002.1 | 779594.3 |  | 146916.4 | 0 | 373293.5 | 0 | 151667.3 | 0 | 6776.033 | 100941.9 | 43452.93 | 45304.83 | 0 | 0 | 0 | 0 | 2416868000 | 0 | 2416868000 | 24168.68 | 708142.324 | 0 | 113.4444 | 88.3374 | 2021-07-03 17:15
StdNResSpltPkgAC-65to134 | PreNResSpltPkgAC-65to-PEYes | Asm | 2017 | CZ03 | cDXGF | 0 | None | 1 | 100002.1 | 663615.6 |  | 146916.4 | 0 | 373293.5 | 0 | 71979.8 | 0 | 4102.904 | 67323.53 | 28801.58 | 22558.26 | 0 | 0 | 0 | 0 | 2063917000 | 0 | 2063917000 | 20639.17 | 604727.681 | 0 | 113.4444 | 88.3374 | 2021-07-03 17:15
StdNResSpltPkgAC-65to134 | PreNResSpltPkgAC-65to-PEYes | Asm | 2017 | CZ04 | cDXGF | 0 | None | 1 | 100002.1 | 821428.1 |  | 146916.4 | 0 | 373293.5 | 0 | 192835.7 | 0 | 3825.798 | 104557.2 | 34108.36 | 56680.16 | 0 | 0 | 0 | 0 | 1583701000 | 0 | 1583701000 | 15837.01 | 464024.393 | 0 | 113.4444 | 88.3374 | 2021-07-03 17:16
StdNResSpltPkgAC-65to134 | PreNResSpltPkgAC-65to-PEYes | Asm | 2017 | CZ05 | cDXGF | 0 | None | 1 | 100002.1 | 697245.8 |  | 146916.4 | 0 | 373293.5 | 0 | 89344.6 | 0 | 4584.707 | 83106.88 | 33562.41 | 32620.9 | 0 | 0 | 0 | 0 | 1828120000 | 0 | 1828120000 | 18281.2 | 535639.16 | 0 | 113.4444 | 88.3374 | 2021-07-03 17:17
StdNResSpltPkgAC-65to134 | PreNResSpltPkgAC-65to-PEYes | Asm | 2017 | CZ06 | cDXGF | 0 | None | 1 | 100002.1 | 802384.1 |  | 146916.4 | 0 | 373293.5 | 0 | 207557.2 | 0 | 1666.858 | 72950.59 | 14463.58 | 44989.56 | 0 | 0 | 0 | 0 | 775701700 | 0 | 775701700 | 7757.017 | 227280.5981 | 0 | 113.4444 | 88.3374 | 2021-07-03 17:17
StdNResSpltPkgAC-65to134 | PreNResSpltPkgAC-65to-PEYes | Asm | 2017 | CZ07 | cDXGF | 0 | None | 1 | 100002.1 | 760659.8 |  | 146916.4 | 0 | 373293.5 | 0 | 168283.3 | 0 | 804.0464 | 71363 | 14042.1 | 42046.88 | 0 | 0 | 0 | 0 | 682702300 | 0 | 682702300 | 6827.023 | 200031.7739 | 0 | 113.4444 | 88.3374 | 2021-07-03 17:18
StdNResSpltPkgAC-65to134 | PreNResSpltPkgAC-65to-PEYes | Asm | 2017 | CZ08 | cDXGF | 0 | None | 1 | 100002.1 | 878174.7 |  | 146916.4 | 0 | 373293.5 | 0 | 283749.9 | 0 | 1718.483 | 72496.89 | 11576.33 | 50539.07 | 0 | 0 | 0 | 0 | 657928900 | 0 | 657928900 | 6579.289 | 192773.1677 | 0 | 113.4444 | 88.3374 | 2021-07-03 17:19
StdNResSpltPkgAC-65to134 | PreNResSpltPkgAC-65to-PEYes | Asm | 2017 | CZ09 | cDXGF | 0 | None | 1 | 100002.1 | 893978.3 |  | 146916.4 | 0 | 373293.5 | 0 | 280001 | 0 | 3195.806 | 90572.06 | 14693.52 | 59525.42 | 0 | 0 | 0 | 0 | 608926700 | 0 | 608926700 | 6089.267 | 178415.5231 | 0 | 113.4444 | 88.3374 | 2021-07-03 17:20
StdNResSpltPkgAC-65to134 | PreNResSpltPkgAC-65to-PEYes | Asm | 2017 | CZ10 | cDXGF | 0 | None | 1 | 100002.1 | 931854.1 |  | 146916.4 | 0 | 373293.5 | 0 | 322341.5 | 0 | 4229.396 | 85073.57 | 15107.91 | 58220.79 | 0 | 0 | 0 | 0 | 844953700 | 0 | 844953700 | 8449.537 | 247571.4341 | 0 | 113.4444 | 88.3374 | 2021-07-03 17:20
StdNResSpltPkgAC-65to134 | PreNResSpltPkgAC-65to-PEYes | Asm | 2017 | CZ11 | cDXGF | 0 | None | 1 | 100002.1 | 935741.4 |  | 146916.4 | 0 | 373293.5 | 0 | 316976 | 0 | 8313.697 | 90242.39 | 24039.51 | 53654.71 | 0 | 0 | 0 | 0 | 1422638000 | 0 | 1422638000 | 14226.38 | 416832.934 | 0 | 113.4444 | 88.3374 | 2021-07-03 17:21
StdNResSpltPkgAC-65to134 | PreNResSpltPkgAC-65to-PEYes | Asm | 2017 | CZ12 | cDXGF | 0 | None | 1 | 100002.1 | 859738.3 |  | 146916.4 | 0 | 373293.5 | 0 | 248480.5 | 0 | 6966.285 | 84081.95 | 23826.58 | 49028.04 | 0 | 0 | 0 | 0 | 1659018000 | 0 | 1659018000 | 16590.18 | 486092.274 | 0 | 113.4444 | 88.3374 | 2021-07-03 17:22
StdNResSpltPkgAC-65to134 | PreNResSpltPkgAC-65to-PEYes | Asm | 2017 | CZ13 | cDXGF | 0 | None | 1 | 100002.1 | 979648.1 |  | 146916.4 | 0 | 373293.5 | 0 | 358183 | 0 | 7389.563 | 93866.23 | 21426.82 | 60668.63 | 0 | 0 | 0 | 0 | 1222521000 | 0 | 1222521000 | 12225.21 | 358198.653 | 0 | 113.4444 | 88.3374 | 2021-07-03 17:22
StdNResSpltPkgAC-65to134 | PreNResSpltPkgAC-65to-PEYes | Asm | 2017 | CZ14 | cDXGF | 0 | None | 1 | 100002.1 | 924825.9 |  | 146916.4 | 0 | 373293.5 | 0 | 304976.3 | 0 | 8819.349 | 90821.03 | 21513 | 55579.14 | 0 | 0 | 0 | 0 | 1211008000 | 0 | 1211008000 | 12110.08 | 354825.344 | 0 | 113.4444 | 88.3374 | 2021-07-03 17:23
StdNResSpltPkgAC-65to134 | PreNResSpltPkgAC-65to-PEYes | Asm | 2017 | CZ15 | cDXGF | 0 | None | 1 | 100002.1 | 1255737 |  | 146916.4 | 0 | 373293.5 | 0 | 611963.9 | 0 | 2510.548 | 121052.5 | 7542.882 | 97530.95 | 0 | 0 | 0 | 0 | 200850800 | 0 | 200850800 | 2008.508 | 58849.2844 | 0 | 113.4444 | 88.3374 | 2021-07-03 17:24
StdNResSpltPkgAC-65to134 | PreNResSpltPkgAC-65to-PEYes | Asm | 2017 | CZ16 | cDXGF | 0 | None | 1 | 100002.1 | 698286.6 |  | 146916.4 | 0 | 373293.5 | 0 | 94650.7 | 0 | 12183.6 | 71243.11 | 35668.85 | 25461.29 | 0 | 0 | 0 | 0 | 4400245000 | 0 | 4400245000 | 44002.45 | 1289271.785 | 0 | 113.4444 | 88.3374 | 2021-07-03 17:24
StdNResSpltPkgAC-65to134 | PreNResSpltPkgAC-65to-PEYes | Asm | 2020 | CZ01 | cDXGF | 0 | None | 1 | 100002.1 | 572689.7 |  | 101546.3 | 0 | 373293.5 | 0 | 6663.328 | 0 | 9357.106 | 81829.97 | 65940.13 | 4646.731 | 0 | 0 | 0 | 0 | 4480741000 | 0 | 4480741000 | 44807.41 | 1312857.113 | 0 | 75.7163 | 88.3374 | 2021-07-03 17:25
StdNResSpltPkgAC-65to134 | PreNResSpltPkgAC-65to-PEYes | Asm | 2020 | CZ02 | cDXGF | 0 | None | 1 | 100002.1 | 727409.5 |  | 101546.3 | 0 | 373293.5 | 0 | 146960.7 | 0 | 6652.958 | 98956.73 | 43288.98 | 43861.45 | 0 | 0 | 0 | 0 | 2457935000 | 0 | 2457935000 | 24579.35 | 720174.955 | 0 | 75.7163 | 88.3374 | 2021-07-03 17:26
StdNResSpltPkgAC-65to134 | PreNResSpltPkgAC-65to-PEYes | Asm | 2020 | CZ03 | cDXGF | 0 | None | 1 | 100002.1 | 611752.6 |  | 101546.3 | 0 | 373293.5 | 0 | 67137.41 | 0 | 4015.976 | 65759.98 | 29531.35 | 20948.17 | 0 | 0 | 0 | 0 | 2182835000 | 0 | 2182835000 | 21828.35 | 639570.655 | 0 | 75.7163 | 88.3374 | 2021-07-03 17:26
StdNResSpltPkgAC-65to134 | PreNResSpltPkgAC-65to-PEYes | Asm | 2020 | CZ04 | cDXGF | 0 | None | 1 | 100002.1 | 768639.1 |  | 101546.3 | 0 | 373293.5 | 0 | 187185.3 | 0 | 3767.249 | 102847.5 | 34319.61 | 55038.04 | 0 | 0 | 0 | 0 | 1625859000 | 0 | 1625859000 | 16258.59 | 476376.687 | 0 | 75.7163 | 88.3374 | 2021-07-03 17:27
StdNResSpltPkgAC-65to134 | PreNResSpltPkgAC-65to-PEYes | Asm | 2020 | CZ05 | cDXGF | 0 | None | 1 | 100002.1 | 644988.3 |  | 101546.3 | 0 | 373293.5 | 0 | 84037.9 | 0 | 4493.195 | 81617.99 | 34311.27 | 30947.52 | 0 | 0 | 0 | 0 | 1929297000 | 0 | 1929297000 | 19292.97 | 565284.021 | 0 | 75.7163 | 88.3374 | 2021-07-03 17:28
StdNResSpltPkgAC-65to134 | PreNResSpltPkgAC-65to-PEYes | Asm | 2020 | CZ06 | cDXGF | 0 | None | 1 | 100002.1 | 746951.4 |  | 101546.3 | 0 | 373293.5 | 0 | 199093.9 | 0 | 1634.43 | 71383.91 | 15082.76 | 43195.54 | 0 | 0 | 0 | 0 | 829582700 | 0 | 829582700 | 8295.827 | 243067.7311 | 0 | 75.7163 | 88.3374 | 2021-07-03 17:28
StdNResSpltPkgAC-65to134 | PreNResSpltPkgAC-65to-PEYes | Asm | 2020 | CZ07 | cDXGF | 0 | None | 1 | 100002.1 | 705629.2 |  | 101546.3 | 0 | 373293.5 | 0 | 160258.4 | 0 | 788.2017 | 69743.5 | 14664.95 | 40119 | 0 | 0 | 0 | 0 | 733830700 | 0 | 733830700 | 7338.307 | 215012.3951 | 0 | 75.7163 | 88.3374 | 2021-07-03 17:29
StdNResSpltPkgAC-65to134 | PreNResSpltPkgAC-65to-PEYes | Asm | 2020 | CZ08 | cDXGF | 0 | None | 1 | 100002.1 | 823176 |  | 101546.3 | 0 | 373293.5 | 0 | 275697.9 | 0 | 1694.775 | 70944.33 | 11984.18 | 48745.62 | 0 | 0 | 0 | 0 | 696072700 | 0 | 696072700 | 6960.727 | 203949.3011 | 0 | 75.7163 | 88.3374 | 2021-07-03 17:30
StdNResSpltPkgAC-65to134 | PreNResSpltPkgAC-65to-PEYes | Asm | 2020 | CZ09 | cDXGF | 0 | None | 1 | 100002.1 | 840305.6 |  | 101546.3 | 0 | 373293.5 | 0 | 272970.5 | 0 | 3165.253 | 89330.77 | 15305.63 | 58019.55 | 0 | 0 | 0 | 0 | 645934600 | 0 | 645934600 | 6459.346 | 189258.8378 | 0 | 75.7163 | 88.3374 | 2021-07-03 17:30
StdNResSpltPkgAC-65to134 | PreNResSpltPkgAC-65to-PEYes | Asm | 2020 | CZ10 | cDXGF | 0 | None | 1 | 100002.1 | 877843.6 |  | 101546.3 | 0 | 373293.5 | 0 | 315042.8 | 0 | 4184.226 | 83777.58 | 15458.52 | 56803.63 | 0 | 0 | 0 | 0 | 885078800 | 0 | 885078800 | 8850.788 | 259328.0884 | 0 | 75.7163 | 88.3374 | 2021-07-03 17:31
StdNResSpltPkgAC-65to134 | PreNResSpltPkgAC-65to-PEYes | Asm | 2020 | CZ11 | cDXGF | 0 | None | 1 | 100002.1 | 882730.3 |  | 101546.3 | 0 | 373293.5 | 0 | 310708.1 | 0 | 8230.555 | 88952.98 | 24519.57 | 52428.31 | 0 | 0 | 0 | 0 | 1482936000 | 0 | 1482936000 | 14829.36 | 434500.248 | 0 | 75.7163 | 88.3374 | 2021-07-03 17:32
StdNResSpltPkgAC-65to134 | PreNResSpltPkgAC-65to-PEYes | Asm | 2020 | CZ12 | cDXGF | 0 | None | 1 | 100002.1 | 807029.3 |  | 101546.3 | 0 | 373293.5 | 0 | 242556.8 | 0 | 6888.418 | 82745.03 | 24169.17 | 47616.12 | 0 | 0 | 0 | 0 | 1725296000 | 0 | 1725296000 | 17252.96 | 505511.728 | 0 | 75.7163 | 88.3374 | 2021-07-03 17:33
StdNResSpltPkgAC-65to134 | PreNResSpltPkgAC-65to-PEYes | Asm | 2020 | CZ13 | cDXGF | 0 | None | 1 | 100002.1 | 925968.1 |  | 101546.3 | 0 | 373293.5 | 0 | 351270.6 | 0 | 7318.314 | 92540.2 | 21796.95 | 59346.26 | 0 | 0 | 0 | 0 | 1273549000 | 0 | 1273549000 | 12735.49 | 373149.857 | 0 | 75.7163 | 88.3374 | 2021-07-03 17:33
StdNResSpltPkgAC-65to134 | PreNResSpltPkgAC-65to-PEYes | Asm | 2020 | CZ14 | cDXGF | 0 | None | 1 | 100002.1 | 871801.3 |  | 101546.3 | 0 | 373293.5 | 0 | 298720.6 | 0 | 8730.592 | 89511.29 | 21947.41 | 54192.35 | 0 | 0 | 0 | 0 | 1265177000 | 0 | 1265177000 | 12651.77 | 370696.861 | 0 | 75.7163 | 88.3374 | 2021-07-03 17:34
StdNResSpltPkgAC-65to134 | PreNResSpltPkgAC-65to-PEYes | Asm | 2020 | CZ15 | cDXGF | 0 | None | 1 | 100002.1 | 1199208 |  | 101546.3 | 0 | 373293.5 | 0 | 602318.4 | 0 | 2488.27 | 119563 | 7941.421 | 96018.68 | 0 | 0 | 0 | 0 | 213422700 | 0 | 213422700 | 2134.227 | 62532.8511 | 0 | 75.7163 | 88.3374 | 2021-07-03 17:35
StdNResSpltPkgAC-65to134 | PreNResSpltPkgAC-65to-PEYes | Asm | 2020 | CZ16 | cDXGF | 0 | None | 1 | 100002.1 | 647174.2 |  | 101546.3 | 0 | 373293.5 | 0 | 91017.27 | 0 | 11930.63 | 69387.2 | 35760.81 | 24073.38 | 0 | 0 | 0 | 0 | 4564431000 | 0 | 4564431000 | 45644.31 | 1337378.283 | 0 | 75.7163 | 88.3374 | 2021-07-03 17:35
StdNResSpltPkgAC-65to134 | PreNResSpltPkgAC-65to-PEYes | ECC | 1975 | CZ01 | cDXGF | 0 | None | 1 | 299999.6 | 2014193 |  | 784749.5 | 0 | 959157.9 | 0 | 40125.76 | 0 | 32535.75 | 197623.9 | 79837.65 | 26619.25 | 0 | 0 | 0 | 0 | 4214819000 | 9738741 | 4205081000 | 42050.81 | 1232088.733 | 0 | 333.5154 | 348.1849 | 2021-07-03 17:36
StdNResSpltPkgAC-65to134 | PreNResSpltPkgAC-65to-PEYes | ECC | 1975 | CZ02 | cDXGF | 0 | None | 1 | 299999.6 | 2368630 |  | 784749.5 | 0 | 959157.9 | 0 | 401592.2 | 0 | 20935.36 | 202195.1 | 36428.43 | 112217.1 | 0 | 0 | 0 | 0 | 2186597000 | 9738741 | 2176857000 | 21768.57 | 637819.101 | 0 | 333.5154 | 348.1849 | 2021-07-03 17:37
StdNResSpltPkgAC-65to134 | PreNResSpltPkgAC-65to-PEYes | ECC | 1975 | CZ03 | cDXGF | 0 | None | 1 | 299999.6 | 2216023 |  | 784749.5 | 0 | 959157.9 | 0 | 233548.1 | 0 | 13965.86 | 224601.6 | 37039.05 | 98334.77 | 0 | 0 | 0 | 0 | 1616134000 | 9738741 | 1606395000 | 16063.95 | 470673.735 | 0 | 333.5154 | 348.1849 | 2021-07-03 17:38
StdNResSpltPkgAC-65to134 | PreNResSpltPkgAC-65to-PEYes | ECC | 1975 | CZ04 | cDXGF | 0 | None | 1 | 299999.6 | 2480687 |  | 784749.5 | 0 | 959157.9 | 0 | 512045.2 | 0 | 11935.64 | 212798.6 | 24527.01 | 138484.2 | 0 | 0 | 0 | 0 | 1252975000 | 9738741 | 1243236000 | 12432.36 | 364268.148 | 0 | 333.5154 | 348.1849 | 2021-07-03 17:38
StdNResSpltPkgAC-65to134 | PreNResSpltPkgAC-65to-PEYes | ECC | 1975 | CZ05 | cDXGF | 0 | None | 1 | 299999.6 | 2278199 |  | 784749.5 | 0 | 959157.9 | 0 | 296236.2 | 0 | 15761.07 | 222292.8 | 28731.25 | 112035.6 | 0 | 0 | 0 | 0 | 1235660000 | 9738741 | 1225921000 | 12259.21 | 359194.853 | 0 | 333.5154 | 348.1849 | 2021-07-03 17:39
StdNResSpltPkgAC-65to134 | PreNResSpltPkgAC-65to-PEYes | ECC | 1975 | CZ06 | cDXGF | 0 | None | 1 | 299999.6 | 2599294 |  | 784749.5 | 0 | 959157.9 | 0 | 612769.8 | 0 | 5530.318 | 237086.6 | 12685.1 | 166190.9 | 0 | 0 | 0 | 0 | 428803600 | 9738741 | 419064900 | 4190.649 | 122786.0157 | 0 | 333.5154 | 348.1849 | 2021-07-03 17:40
StdNResSpltPkgAC-65to134 | PreNResSpltPkgAC-65to-PEYes | ECC | 1975 | CZ07 | cDXGF | 0 | None | 1 | 299999.6 | 2497312 |  | 784749.5 | 0 | 959157.9 | 0 | 512933.3 | 0 | 2710.03 | 237761.4 | 11068.84 | 160068.5 | 0 | 0 | 0 | 0 | 312247000 | 9738741 | 302508200 | 3025.082 | 88634.9026 | 0 | 333.5154 | 348.1849 | 2021-07-03 17:41
StdNResSpltPkgAC-65to134 | PreNResSpltPkgAC-65to-PEYes | ECC | 1975 | CZ08 | cDXGF | 0 | None | 1 | 299999.6 | 2744703 |  | 784749.5 | 0 | 959157.9 | 0 | 770142.6 | 0 | 5202.733 | 225449.8 | 9579.287 | 173567.7 | 0 | 0 | 0 | 0 | 333013600 | 9738741 | 323274800 | 3232.748 | 94719.5164 | 0 | 333.5154 | 348.1849 | 2021-07-03 17:41
StdNResSpltPkgAC-65to134 | PreNResSpltPkgAC-65to-PEYes | ECC | 1975 | CZ09 | cDXGF | 0 | None | 1 | 299999.6 | 2729559 |  | 784749.5 | 0 | 959157.9 | 0 | 723791 | 0 | 8937.789 | 252922.7 | 15273.84 | 174615.9 | 0 | 0 | 0 | 0 | 524995000 | 9738741 | 515256300 | 5152.563 | 150970.0959 | 0 | 333.5154 | 348.1849 | 2021-07-03 17:42
StdNResSpltPkgAC-65to134 | PreNResSpltPkgAC-65to-PEYes | ECC | 1975 | CZ10 | cDXGF | 0 | None | 1 | 299999.6 | 2814614 |  | 784749.5 | 0 | 959157.9 | 0 | 812514.9 | 0 | 12197.52 | 245993.5 | 18284.4 | 176327.2 | 0 | 0 | 0 | 0 | 776318000 | 9738741 | 766578900 | 7665.789 | 224607.6177 | 0 | 333.5154 | 348.1849 | 2021-07-03 17:43
StdNResSpltPkgAC-65to134 | PreNResSpltPkgAC-65to-PEYes | ECC | 1975 | CZ11 | cDXGF | 0 | None | 1 | 299999.6 | 2786846 |  | 784749.5 | 0 | 959157.9 | 0 | 769493.9 | 0 | 22321.66 | 251123.1 | 41580.46 | 157814.3 | 0 | 0 | 0 | 0 | 2460473000 | 9738741 | 2450733000 | 24507.33 | 718064.769 | 0 | 333.5154 | 348.1849 | 2021-07-03 17:44
StdNResSpltPkgAC-65to134 | PreNResSpltPkgAC-65to-PEYes | ECC | 1975 | CZ12 | cDXGF | 0 | None | 1 | 299999.6 | 2603393 |  | 784749.5 | 0 | 959157.9 | 0 | 607029.2 | 0 | 18778.7 | 233676.5 | 33499.76 | 148755.5 | 0 | 0 | 0 | 0 | 2062989000 | 9738741 | 2053250000 | 20532.5 | 601602.25 | 0 | 333.5154 | 348.1849 | 2021-07-03 17:44
StdNResSpltPkgAC-65to134 | PreNResSpltPkgAC-65to-PEYes | ECC | 1975 | CZ13 | cDXGF | 0 | None | 1 | 299999.6 | 2897967 |  | 784749.5 | 0 | 959157.9 | 0 | 872610 | 0 | 19651.1 | 261798.1 | 31121.53 | 181816.4 | 0 | 0 | 0 | 0 | 1779189000 | 9738741 | 1769451000 | 17694.51 | 518449.143 | 0 | 333.5154 | 348.1849 | 2021-07-03 17:45
StdNResSpltPkgAC-65to134 | PreNResSpltPkgAC-65to-PEYes | ECC | 1975 | CZ14 | cDXGF | 0 | None | 1 | 299999.6 | 2801921 |  | 784749.5 | 0 | 959157.9 | 0 | 776430.4 | 0 | 24396.36 | 257186.5 | 33062.05 | 168665.6 | 0 | 0 | 0 | 0 | 1837575000 | 9738741 | 1827836000 | 18278.36 | 535555.948 | 0 | 333.5154 | 348.1849 | 2021-07-03 17:46
StdNResSpltPkgAC-65to134 | PreNResSpltPkgAC-65to-PEYes | ECC | 1975 | CZ15 | cDXGF | 0 | None | 1 | 299999.6 | 3660523 |  | 784749.5 | 0 | 959157.9 | 0 | 1572848 | 0 | 6803.024 | 336963.3 | 8052.308 | 279672.1 | 0 | 0 | 0 | 0 | 213094800 | 9738741 | 203355900 | 2033.559 | 59583.2787 | 0 | 333.5154 | 348.1849 | 2021-07-03 17:47
StdNResSpltPkgAC-65to134 | PreNResSpltPkgAC-65to-PEYes | ECC | 1975 | CZ16 | cDXGF | 0 | None | 1 | 299999.6 | 2295027 |  | 784749.5 | 0 | 959157.9 | 0 | 261805.4 | 0 | 42521.89 | 246791.5 | 78952.86 | 99407.34 | 0 | 0 | 0 | 0 | 6128797000 | 9738741 | 6119057000 | 61190.57 | 1792883.701 | 0 | 333.5154 | 348.1849 | 2021-07-03 17:48
StdNResSpltPkgAC-65to134 | PreNResSpltPkgAC-65to-PEYes | ECC | 1985 | CZ01 | cDXGF | 0 | None | 1 | 299999.6 | 1971387 |  | 784749.5 | 0 | 918950.9 | 0 | 39146.77 | 0 | 32326.79 | 196211.5 | 80689.38 | 25972.77 | 0 | 0 | 0 | 0 | 4282123000 | 9738741 | 4272385000 | 42723.85 | 1251808.805 | 0 | 333.5154 | 333.6556 | 2021-07-03 17:48
StdNResSpltPkgAC-65to134 | PreNResSpltPkgAC-65to-PEYes | ECC | 1985 | CZ02 | cDXGF | 0 | None | 1 | 299999.6 | 2322422 |  | 784749.5 | 0 | 918950.9 | 0 | 397231.2 | 0 | 20815.46 | 200674.1 | 36865.23 | 110892.7 | 0 | 0 | 0 | 0 | 2218195000 | 9738741 | 2208456000 | 22084.56 | 647077.608 | 0 | 333.5154 | 333.6556 | 2021-07-03 17:49
StdNResSpltPkgAC-65to134 | PreNResSpltPkgAC-65to-PEYes | ECC | 1985 | CZ03 | cDXGF | 0 | None | 1 | 299999.6 | 2170663 |  | 784749.5 | 0 | 918950.9 | 0 | 230255.4 | 0 | 13876.81 | 222829.5 | 37508.92 | 96896.09 | 0 | 0 | 0 | 0 | 1644445000 | 9738741 | 1634705000 | 16347.05 | 478968.565 | 0 | 333.5154 | 333.6556 | 2021-07-03 17:50
StdNResSpltPkgAC-65to134 | PreNResSpltPkgAC-65to-PEYes | ECC | 1985 | CZ04 | cDXGF | 0 | None | 1 | 299999.6 | 2433560 |  | 784749.5 | 0 | 918950.9 | 0 | 506804.2 | 0 | 11869.81 | 211185 | 24895.7 | 136947.8 | 0 | 0 | 0 | 0 | 1274639000 | 9738741 | 1264900000 | 12649 | 370615.7 | 0 | 333.5154 | 333.6556 | 2021-07-03 17:51
StdNResSpltPkgAC-65to134 | PreNResSpltPkgAC-65to-PEYes | ECC | 1985 | CZ05 | cDXGF | 0 | None | 1 | 299999.6 | 2232103 |  | 784749.5 | 0 | 918950.9 | 0 | 292238.8 | 0 | 15658.18 | 220505 | 29113.57 | 110464.8 | 0 | 0 | 0 | 0 | 1258090000 | 9738741 | 1248351000 | 12483.51 | 365766.843 | 0 | 333.5154 | 333.6556 | 2021-07-03 17:51
StdNResSpltPkgAC-65to134 | PreNResSpltPkgAC-65to-PEYes | ECC | 1985 | CZ06 | cDXGF | 0 | None | 1 | 299999.6 | 2550896 |  | 784749.5 | 0 | 918950.9 | 0 | 606375.6 | 0 | 5497.026 | 235321.4 | 12875.49 | 164476.2 | 0 | 0 | 0 | 0 | 437801200 | 9738741 | 428062700 | 4280.627 | 125422.3711 | 0 | 333.5154 | 333.6556 | 2021-07-03 17:52
StdNResSpltPkgAC-65to134 | PreNResSpltPkgAC-65to-PEYes | ECC | 1985 | CZ07 | cDXGF | 0 | None | 1 | 299999.6 | 2449380 |  | 784749.5 | 0 | 918950.9 | 0 | 507069.1 | 0 | 2693.401 | 235916.3 | 11270.93 | 158248.6 | 0 | 0 | 0 | 0 | 319803200 | 9738741 | 310064500 | 3100.645 | 90848.8985 | 0 | 333.5154 | 333.6556 | 2021-07-03 17:53
StdNResSpltPkgAC-65to134 | PreNResSpltPkgAC-65to-PEYes | ECC | 1985 | CZ08 | cDXGF | 0 | None | 1 | 299999.6 | 2695953 |  | 784749.5 | 0 | 918950.9 | 0 | 763192.6 | 0 | 5177.729 | 223881.5 | 9739.417 | 171967.7 | 0 | 0 | 0 | 0 | 340116400 | 9738741 | 330377500 | 3303.775 | 96800.6075 | 0 | 333.5154 | 333.6556 | 2021-07-03 17:54
StdNResSpltPkgAC-65to134 | PreNResSpltPkgAC-65to-PEYes | ECC | 1985 | CZ09 | cDXGF | 0 | None | 1 | 299999.6 | 2681615 |  | 784749.5 | 0 | 918950.9 | 0 | 717606.9 | 0 | 8898.407 | 251408.7 | 15487.49 | 173104 | 0 | 0 | 0 | 0 | 534919600 | 9738741 | 525180800 | 5251.808 | 153877.9744 | 0 | 333.5154 | 333.6556 | 2021-07-03 17:54
StdNResSpltPkgAC-65to134 | PreNResSpltPkgAC-65to-PEYes | ECC | 1985 | CZ10 | cDXGF | 0 | None | 1 | 299999.6 | 2766290 |  | 784749.5 | 0 | 918950.9 | 0 | 806023.8 | 0 | 12139.05 | 244426.9 | 18462.04 | 174853.7 | 0 | 0 | 0 | 0 | 788929700 | 9738741 | 779191000 | 7791.91 | 228302.963 | 0 | 333.5154 | 333.6556 | 2021-07-03 17:55
StdNResSpltPkgAC-65to134 | PreNResSpltPkgAC-65to-PEYes | ECC | 1985 | CZ11 | cDXGF | 0 | None | 1 | 299999.6 | 2739603 |  | 784749.5 | 0 | 918950.9 | 0 | 764026.4 | 0 | 22220.6 | 249654.5 | 41912.78 | 156513.1 | 0 | 0 | 0 | 0 | 2489939000 | 9738741 | 2480200000 | 24802 | 726698.6 | 0 | 333.5154 | 333.6556 | 2021-07-03 17:56
StdNResSpltPkgAC-65to134 | PreNResSpltPkgAC-65to-PEYes | ECC | 1985 | CZ12 | cDXGF | 0 | None | 1 | 299999.6 | 2556317 |  | 784749.5 | 0 | 918950.9 | 0 | 601802.9 | 0 | 18685.86 | 232126.4 | 33832.55 | 147348.3 | 0 | 0 | 0 | 0 | 2089189000 | 9738741 | 2079450000 | 20794.5 | 609278.85 | 0 | 333.5154 | 333.6556 | 2021-07-03 17:57
StdNResSpltPkgAC-65to134 | PreNResSpltPkgAC-65to-PEYes | ECC | 1985 | CZ13 | cDXGF | 0 | None | 1 | 299999.6 | 2850000 |  | 784749.5 | 0 | 918950.9 | 0 | 866478.3 | 0 | 19565.13 | 260254.9 | 31391.76 | 180327.9 | 0 | 0 | 0 | 0 | 1801307000 | 9738741 | 1791568000 | 17915.68 | 524929.424 | 0 | 333.5154 | 333.6556 | 2021-07-03 17:57
StdNResSpltPkgAC-65to134 | PreNResSpltPkgAC-65to-PEYes | ECC | 1985 | CZ14 | cDXGF | 0 | None | 1 | 299999.6 | 2754487 |  | 784749.5 | 0 | 918950.9 | 0 | 770792 | 0 | 24289.2 | 255703.6 | 33366.77 | 167328.5 | 0 | 0 | 0 | 0 | 1860161000 | 9738741 | 1850422000 | 18504.22 | 542173.646 | 0 | 333.5154 | 333.6556 | 2021-07-03 17:58
StdNResSpltPkgAC-65to134 | PreNResSpltPkgAC-65to-PEYes | ECC | 1985 | CZ15 | cDXGF | 0 | None | 1 | 299999.6 | 3609909 |  | 784749.5 | 0 | 918950.9 | 0 | 1564093 | 0 | 6777.095 | 335338.5 | 8177.631 | 278142.3 | 0 | 0 | 0 | 0 | 217345100 | 9738741 | 207606200 | 2076.062 | 60828.6166 | 0 | 333.5154 | 333.6556 | 2021-07-03 17:59
StdNResSpltPkgAC-65to134 | PreNResSpltPkgAC-65to-PEYes | ECC | 1985 | CZ16 | cDXGF | 0 | None | 1 | 299999.6 | 2250506 |  | 784749.5 | 0 | 918950.9 | 0 | 259353.5 | 0 | 42276.21 | 245174.1 | 79166.84 | 98360.45 | 0 | 0 | 0 | 0 | 6181327000 | 9738741 | 6171588000 | 61715.88 | 1808275.284 | 0 | 333.5154 | 333.6556 | 2021-07-03 18:00
StdNResSpltPkgAC-65to134 | PreNResSpltPkgAC-65to-PEYes | ECC | 1996 | CZ01 | cDXGF | 0 | None | 1 | 299999.6 | 1905020 |  | 784749.5 | 0 | 878746.5 | 0 | 35054.1 | 0 | 29112.78 | 177357.8 | 73772.11 | 23550.61 | 0 | 0 | 0 | 0 | 3888082000 | 9738741 | 3878343000 | 38783.43 | 1136354.499 | 0 | 333.5154 | 319.1267 | 2021-07-03 18:00
StdNResSpltPkgAC-65to134 | PreNResSpltPkgAC-65to-PEYes | ECC | 1996 | CZ02 | cDXGF | 0 | None | 1 | 299999.6 | 2244928 |  | 784749.5 | 0 | 878746.5 | 0 | 368942.6 | 0 | 20249.62 | 192241.1 | 38432.11 | 103875.6 | 0 | 0 | 0 | 0 | 2368286000 | 9738741 | 2358546000 | 23585.46 | 691053.978 | 0 | 333.5154 | 319.1267 | 2021-07-03 18:01
StdNResSpltPkgAC-65to134 | PreNResSpltPkgAC-65to-PEYes | ECC | 1996 | CZ03 | cDXGF | 0 | None | 1 | 299999.6 | 2097564 |  | 784749.5 | 0 | 878746.5 | 0 | 208146.2 | 0 | 13402.63 | 212520.7 | 40133.21 | 88710.16 | 0 | 0 | 0 | 0 | 1797236000 | 9738741 | 1787497000 | 17874.97 | 523736.621 | 0 | 333.5154 | 319.1267 | 2021-07-03 18:02
StdNResSpltPkgAC-65to134 | PreNResSpltPkgAC-65to-PEYes | ECC | 1996 | CZ04 | cDXGF | 0 | None | 1 | 299999.6 | 2348867 |  | 784749.5 | 0 | 878746.5 | 0 | 472074.3 | 0 | 11548.47 | 201749.5 | 26331.02 | 128534.2 | 0 | 0 | 0 | 0 | 1379889000 | 9738741 | 1370150000 | 13701.5 | 401453.95 | 0 | 333.5154 | 319.1267 | 2021-07-03 18:03
StdNResSpltPkgAC-65to134 | PreNResSpltPkgAC-65to-PEYes | ECC | 1996 | CZ05 | cDXGF | 0 | None | 1 | 299999.6 | 2155028 |  | 784749.5 | 0 | 878746.5 | 0 | 266487.3 | 0 | 15096.27 | 209950.1 | 31254.86 | 101722.6 | 0 | 0 | 0 | 0 | 1391531000 | 9738741 | 1381792000 | 13817.92 | 404865.056 | 0 | 333.5154 | 319.1267 | 2021-07-03 18:03
StdNResSpltPkgAC-65to134 | PreNResSpltPkgAC-65to-PEYes | ECC | 1996 | CZ06 | cDXGF | 0 | None | 1 | 299999.6 | 2459325 |  | 784749.5 | 0 | 878746.5 | 0 | 565496 | 0 | 5327.593 | 225007.7 | 14313.37 | 155276.9 | 0 | 0 | 0 | 0 | 499469300 | 9738741 | 489730400 | 4897.304 | 143491.0072 | 0 | 333.5154 | 319.1267 | 2021-07-03 18:04
StdNResSpltPkgAC-65to134 | PreNResSpltPkgAC-65to-PEYes | ECC | 1996 | CZ07 | cDXGF | 0 | None | 1 | 299999.6 | 2364779 |  | 784749.5 | 0 | 878746.5 | 0 | 473025.5 | 0 | 2609.974 | 225649 | 12665.24 | 148920.1 | 0 | 0 | 0 | 0 | 368211300 | 9738741 | 358472600 | 3584.726 | 105032.4718 | 0 | 333.5154 | 319.1267 | 2021-07-03 18:05
StdNResSpltPkgAC-65to134 | PreNResSpltPkgAC-65to-PEYes | ECC | 1996 | CZ08 | cDXGF | 0 | None | 1 | 299999.6 | 2607621 |  | 784749.5 | 0 | 878746.5 | 0 | 723735.3 | 0 | 5067.826 | 215322.8 | 10716.67 | 163824.8 | 0 | 0 | 0 | 0 | 385441900 | 9738741 | 375703100 | 3757.031 | 110081.0083 | 0 | 333.5154 | 319.1267 | 2021-07-03 18:06
StdNResSpltPkgAC-65to134 | PreNResSpltPkgAC-65to-PEYes | ECC | 1996 | CZ09 | cDXGF | 0 | None | 1 | 299999.6 | 2594326 |  | 784749.5 | 0 | 878746.5 | 0 | 678813.5 | 0 | 8743.042 | 243274.7 | 17200.49 | 165258.4 | 0 | 0 | 0 | 0 | 611024400 | 9738741 | 601285400 | 6012.854 | 176176.6222 | 0 | 333.5154 | 319.1267 | 2021-07-03 18:07
StdNResSpltPkgAC-65to134 | PreNResSpltPkgAC-65to-PEYes | ECC | 1996 | CZ10 | cDXGF | 0 | None | 1 | 299999.6 | 2676851 |  | 784749.5 | 0 | 878746.5 | 0 | 765506.9 | 0 | 11915.8 | 235933.9 | 20136.84 | 166818.3 | 0 | 0 | 0 | 0 | 884152800 | 9738741 | 874414100 | 8744.141 | 256203.3313 | 0 | 333.5154 | 319.1267 | 2021-07-03 18:07
StdNResSpltPkgAC-65to134 | PreNResSpltPkgAC-65to-PEYes | ECC | 1996 | CZ11 | cDXGF | 0 | None | 1 | 299999.6 | 2595962 |  | 784749.5 | 0 | 878746.5 | 0 | 683187.4 | 0 | 20651.36 | 228629 | 37890.59 | 143180.4 | 0 | 0 | 0 | 0 | 2177214000 | 9738741 | 2167475000 | 21674.75 | 635070.175 | 0 | 333.5154 | 319.1267 | 2021-07-03 18:08
StdNResSpltPkgAC-65to134 | PreNResSpltPkgAC-65to-PEYes | ECC | 1996 | CZ12 | cDXGF | 0 | None | 1 | 299999.6 | 2432097 |  | 784749.5 | 0 | 878746.5 | 0 | 539101.8 | 0 | 17315.08 | 212185.4 | 30823.95 | 135130.3 | 0 | 0 | 0 | 0 | 1842081000 | 9738741 | 1832342000 | 18323.42 | 536876.206 | 0 | 333.5154 | 319.1267 | 2021-07-03 18:09
StdNResSpltPkgAC-65to134 | PreNResSpltPkgAC-65to-PEYes | ECC | 1996 | CZ13 | cDXGF | 0 | None | 1 | 299999.6 | 2701414 |  | 784749.5 | 0 | 878746.5 | 0 | 780688 | 0 | 18240.38 | 238990.5 | 28808.95 | 165826.4 | 0 | 0 | 0 | 0 | 1592220000 | 9738741 | 1582480000 | 15824.8 | 463666.64 | 0 | 333.5154 | 319.1267 | 2021-07-03 18:10
StdNResSpltPkgAC-65to134 | PreNResSpltPkgAC-65to-PEYes | ECC | 1996 | CZ14 | cDXGF | 0 | None | 1 | 299999.6 | 2602631 |  | 784749.5 | 0 | 878746.5 | 0 | 682659.7 | 0 | 22660.46 | 233816.3 | 31045.4 | 151998.2 | 0 | 0 | 0 | 0 | 1635177000 | 9738741 | 1625438000 | 16254.38 | 476253.334 | 0 | 333.5154 | 319.1267 | 2021-07-03 18:10
StdNResSpltPkgAC-65to134 | PreNResSpltPkgAC-65to-PEYes | ECC | 1996 | CZ15 | cDXGF | 0 | None | 1 | 299999.6 | 3395898 |  | 784749.5 | 0 | 878746.5 | 0 | 1415875 | 0 | 6379.911 | 310147.3 | 7350.388 | 257394 | 0 | 0 | 0 | 0 | 183276700 | 9738741 | 173537900 | 1735.379 | 50846.6047 | 0 | 333.5154 | 319.1267 | 2021-07-03 18:11
StdNResSpltPkgAC-65to134 | PreNResSpltPkgAC-65to-PEYes | ECC | 1996 | CZ16 | cDXGF | 0 | None | 1 | 299999.6 | 2151227 |  | 784749.5 | 0 | 878746.5 | 0 | 229438.9 | 0 | 38304.29 | 219989.7 | 72548.41 | 88421.88 | 0 | 0 | 0 | 0 | 5590350000 | 9738741 | 5580610000 | 55806.1 | 1635118.73 | 0 | 333.5154 | 319.1267 | 2021-07-03 18:12
StdNResSpltPkgAC-65to134 | PreNResSpltPkgAC-65to-PEYes | ECC | 2003 | CZ01 | cDXGF | 0 | None | 1 | 299999.6 | 1836333 |  | 784749.5 | 0 | 838537.6 | 0 | 30880.76 | 0 | 25481.47 | 156682.8 | 71034.83 | 20508.11 | 0 | 0 | 0 | 0 | 3924290000 | 9738741 | 3914550000 | 39145.5 | 1146963.15 | 0 | 333.5154 | 304.5976 | 2021-07-03 18:13
StdNResSpltPkgAC-65to134 | PreNResSpltPkgAC-65to-PEYes | ECC | 2003 | CZ02 | cDXGF | 0 | None | 1 | 299999.6 | 2116676 |  | 784749.5 | 0 | 838537.6 | 0 | 309496.7 | 0 | 17705.93 | 166185.3 | 32342.89 | 90627.73 | 0 | 0 | 0 | 0 | 1932137000 | 9738741 | 1922398000 | 19223.98 | 563262.614 | 0 | 333.5154 | 304.5976 | 2021-07-03 18:13
StdNResSpltPkgAC-65to134 | PreNResSpltPkgAC-65to-PEYes | ECC | 2003 | CZ03 | cDXGF | 0 | None | 1 | 299999.6 | 1998811 |  | 784749.5 | 0 | 838537.6 | 0 | 177780.8 | 0 | 11791.5 | 185950 | 36392.91 | 77788.96 | 0 | 0 | 0 | 0 | 1647845000 | 9738741 | 1638106000 | 16381.06 | 479965.058 | 0 | 333.5154 | 304.5976 | 2021-07-03 18:14
StdNResSpltPkgAC-65to134 | PreNResSpltPkgAC-65to-PEYes | ECC | 2003 | CZ04 | cDXGF | 0 | None | 1 | 299999.6 | 2222414 |  | 784749.5 | 0 | 838537.6 | 0 | 408200.7 | 0 | 10521.54 | 180403.6 | 24032.32 | 114884.1 | 0 | 0 | 0 | 0 | 1240950000 | 9738741 | 1231212000 | 12312.12 | 360745.116 | 0 | 333.5154 | 304.5976 | 2021-07-03 18:15
StdNResSpltPkgAC-65to134 | PreNResSpltPkgAC-65to-PEYes | ECC | 2003 | CZ05 | cDXGF | 0 | None | 1 | 299999.6 | 2049949 |  | 784749.5 | 0 | 838537.6 | 0 | 228486.9 | 0 | 13266.08 | 184908.4 | 29501.31 | 89432.44 | 0 | 0 | 0 | 0 | 1297150000 | 9738741 | 1287411000 | 12874.11 | 377211.423 | 0 | 333.5154 | 304.5976 | 2021-07-03 18:16
StdNResSpltPkgAC-65to134 | PreNResSpltPkgAC-65to-PEYes | ECC | 2003 | CZ06 | cDXGF | 0 | None | 1 | 299999.6 | 2322034 |  | 784749.5 | 0 | 838537.6 | 0 | 496334.2 | 0 | 4707.495 | 197703 | 13023.88 | 137878.5 | 0 | 0 | 0 | 0 | 454982600 | 9738741 | 445243900 | 4452.439 | 130456.4627 | 0 | 333.5154 | 304.5976 | 2021-07-03 18:16
StdNResSpltPkgAC-65to134 | PreNResSpltPkgAC-65to-PEYes | ECC | 2003 | CZ07 | cDXGF | 0 | None | 1 | 299999.6 | 2244044 |  | 784749.5 | 0 | 838537.6 | 0 | 419130.7 | 0 | 2312.65 | 199312.3 | 11604.06 | 133476.1 | 0 | 0 | 0 | 0 | 339097700 | 9738741 | 329359000 | 3293.59 | 96502.187 | 0 | 333.5154 | 304.5976 | 2021-07-03 18:17
StdNResSpltPkgAC-65to134 | PreNResSpltPkgAC-65to-PEYes | ECC | 2003 | CZ08 | cDXGF | 0 | None | 1 | 299999.6 | 2462838 |  | 784749.5 | 0 | 838537.6 | 0 | 641072.8 | 0 | 4634.584 | 193842 | 9878.005 | 148199.1 | 0 | 0 | 0 | 0 | 345111400 | 9738741 | 335372500 | 3353.725 | 98264.1425 | 0 | 333.5154 | 304.5976 | 2021-07-03 18:18
StdNResSpltPkgAC-65to134 | PreNResSpltPkgAC-65to-PEYes | ECC | 2003 | CZ09 | cDXGF | 0 | None | 1 | 299999.6 | 2447424 |  | 784749.5 | 0 | 838537.6 | 0 | 594660.8 | 0 | 8093.068 | 221382.7 | 16142.89 | 149899.9 | 0 | 0 | 0 | 0 | 553108900 | 9738741 | 543369900 | 5433.699 | 159207.3807 | 0 | 333.5154 | 304.5976 | 2021-07-03 18:19
StdNResSpltPkgAC-65to134 | PreNResSpltPkgAC-65to-PEYes | ECC | 2003 | CZ10 | cDXGF | 0 | None | 1 | 299999.6 | 2493879 |  | 784749.5 | 0 | 838537.6 | 0 | 653540.9 | 0 | 10578.62 | 206471.2 | 16918.05 | 147128.2 | 0 | 0 | 0 | 0 | 694719200 | 9738741 | 684980200 | 6849.802 | 200699.1986 | 0 | 333.5154 | 304.5976 | 2021-07-03 18:20
StdNResSpltPkgAC-65to134 | PreNResSpltPkgAC-65to-PEYes | ECC | 2003 | CZ11 | cDXGF | 0 | None | 1 | 299999.6 | 2464227 |  | 784749.5 | 0 | 838537.6 | 0 | 612121.2 | 0 | 19192.25 | 209624.9 | 36419.48 | 130194 | 0 | 0 | 0 | 0 | 2110803000 | 9738741 | 2101064000 | 21010.64 | 615611.752 | 0 | 333.5154 | 304.5976 | 2021-07-03 18:20
StdNResSpltPkgAC-65to134 | PreNResSpltPkgAC-65to-PEYes | ECC | 2003 | CZ12 | cDXGF | 0 | None | 1 | 299999.6 | 2312228 |  | 784749.5 | 0 | 838537.6 | 0 | 479674.3 | 0 | 16002.41 | 193263.3 | 29632.65 | 122257.1 | 0 | 0 | 0 | 0 | 1794742000 | 9738741 | 1785002000 | 17850.02 | 523005.586 | 0 | 333.5154 | 304.5976 | 2021-07-03 18:21
StdNResSpltPkgAC-65to134 | PreNResSpltPkgAC-65to-PEYes | ECC | 2003 | CZ13 | cDXGF | 0 | None | 1 | 299999.6 | 2562940 |  | 784749.5 | 0 | 838537.6 | 0 | 703111.3 | 0 | 17017.76 | 219523.2 | 28096.66 | 151426.5 | 0 | 0 | 0 | 0 | 1565267000 | 9738741 | 1555528000 | 15555.28 | 455769.704 | 0 | 333.5154 | 304.5976 | 2021-07-03 18:22
StdNResSpltPkgAC-65to134 | PreNResSpltPkgAC-65to-PEYes | ECC | 2003 | CZ14 | cDXGF | 0 | None | 1 | 299999.6 | 2476578 |  | 784749.5 | 0 | 838537.6 | 0 | 615674.3 | 0 | 21316.54 | 216299.4 | 31204.79 | 138650.1 | 0 | 0 | 0 | 0 | 1660267000 | 9738741 | 1650527000 | 16505.27 | 483604.411 | 0 | 333.5154 | 304.5976 | 2021-07-03 18:23
StdNResSpltPkgAC-65to134 | PreNResSpltPkgAC-65to-PEYes | ECC | 2003 | CZ15 | cDXGF | 0 | None | 1 | 299999.6 | 3227479 |  | 784749.5 | 0 | 838537.6 | 0 | 1307455 | 0 | 6071.736 | 290665.1 | 7441.304 | 240848.2 | 0 | 0 | 0 | 0 | 186011500 | 9738741 | 176272700 | 1762.727 | 51647.9011 | 0 | 333.5154 | 304.5976 | 2021-07-03 18:23
StdNResSpltPkgAC-65to134 | PreNResSpltPkgAC-65to-PEYes | ECC | 2003 | CZ16 | cDXGF | 0 | None | 1 | 299999.6 | 2052429 |  | 784749.5 | 0 | 838537.6 | 0 | 200851.3 | 0 | 34016.8 | 194272.8 | 67988.24 | 77800.15 | 0 | 0 | 0 | 0 | 5489575000 | 9738741 | 5479835000 | 54798.35 | 1605591.655 | 0 | 333.5154 | 304.5976 | 2021-07-03 18:24
StdNResSpltPkgAC-65to134 | PreNResSpltPkgAC-65to-PEYes | ECC | 2007 | CZ01 | cDXGF | 0 | None | 1 | 299999.6 | 1836417 |  | 784749.5 | 0 | 838537.6 | 0 | 31022.91 | 0 | 25471.35 | 156635.1 | 70431.38 | 20602.84 | 0 | 0 | 0 | 0 | 3883319000 | 9738741 | 3873582000 | 38735.82 | 1134959.526 | 0 | 333.5154 | 304.5976 | 2021-07-03 18:25
StdNResSpltPkgAC-65to134 | PreNResSpltPkgAC-65to-PEYes | ECC | 2007 | CZ02 | cDXGF | 0 | None | 1 | 299999.6 | 2116135 |  | 784749.5 | 0 | 838537.6 | 0 | 309281.4 | 0 | 17666.38 | 165899.5 | 31980.63 | 90639.52 | 0 | 0 | 0 | 0 | 1908133000 | 9738741 | 1898394000 | 18983.94 | 556229.442 | 0 | 333.5154 | 304.5976 | 2021-07-03 18:26
StdNResSpltPkgAC-65to134 | PreNResSpltPkgAC-65to-PEYes | ECC | 2007 | CZ03 | cDXGF | 0 | None | 1 | 299999.6 | 1998799 |  | 784749.5 | 0 | 838537.6 | 0 | 177842.2 | 0 | 11785.56 | 185883.3 | 35983.19 | 77882.14 | 0 | 0 | 0 | 0 | 1627661000 | 9738741 | 1617922000 | 16179.22 | 474051.146 | 0 | 333.5154 | 304.5976 | 2021-07-03 18:26
StdNResSpltPkgAC-65to134 | PreNResSpltPkgAC-65to-PEYes | ECC | 2007 | CZ04 | cDXGF | 0 | None | 1 | 299999.6 | 2221727 |  | 784749.5 | 0 | 838537.6 | 0 | 407783.8 | 0 | 10502.44 | 180153.3 | 23706.15 | 114850.9 | 0 | 0 | 0 | 0 | 1221848000 | 9738741 | 1212108000 | 12121.08 | 355147.644 | 0 | 333.5154 | 304.5976 | 2021-07-03 18:27
StdNResSpltPkgAC-65to134 | PreNResSpltPkgAC-65to-PEYes | ECC | 2007 | CZ05 | cDXGF | 0 | None | 1 | 299999.6 | 2050039 |  | 784749.5 | 0 | 838537.6 | 0 | 228650.1 | 0 | 13258.83 | 184842 | 29236.3 | 89497.77 | 0 | 0 | 0 | 0 | 1284595000 | 9738741 | 1274856000 | 12748.56 | 373532.808 | 0 | 333.5154 | 304.5976 | 2021-07-03 18:28
StdNResSpltPkgAC-65to134 | PreNResSpltPkgAC-65to-PEYes | ECC | 2007 | CZ06 | cDXGF | 0 | None | 1 | 299999.6 | 2322034 |  | 784749.5 | 0 | 838537.6 | 0 | 496334.2 | 0 | 4707.495 | 197703 | 13023.88 | 137878.5 | 0 | 0 | 0 | 0 | 454982600 | 9738741 | 445243900 | 4452.439 | 130456.4627 | 0 | 333.5154 | 304.5976 | 2021-07-03 18:29
StdNResSpltPkgAC-65to134 | PreNResSpltPkgAC-65to-PEYes | ECC | 2007 | CZ07 | cDXGF | 0 | None | 1 | 299999.6 | 2244044 |  | 784749.5 | 0 | 838537.6 | 0 | 419130.7 | 0 | 2312.65 | 199312.3 | 11604.06 | 133476.1 | 0 | 0 | 0 | 0 | 339097700 | 9738741 | 329359000 | 3293.59 | 96502.187 | 0 | 333.5154 | 304.5976 | 2021-07-03 18:29
StdNResSpltPkgAC-65to134 | PreNResSpltPkgAC-65to-PEYes | ECC | 2007 | CZ08 | cDXGF | 0 | None | 1 | 299999.6 | 2462838 |  | 784749.5 | 0 | 838537.6 | 0 | 641072.8 | 0 | 4634.584 | 193842 | 9878.005 | 148199.1 | 0 | 0 | 0 | 0 | 345111400 | 9738741 | 335372500 | 3353.725 | 98264.1425 | 0 | 333.5154 | 304.5976 | 2021-07-03 18:30
StdNResSpltPkgAC-65to134 | PreNResSpltPkgAC-65to-PEYes | ECC | 2007 | CZ09 | cDXGF | 0 | None | 1 | 299999.6 | 2447424 |  | 784749.5 | 0 | 838537.6 | 0 | 594660.8 | 0 | 8093.068 | 221382.7 | 16142.89 | 149899.9 | 0 | 0 | 0 | 0 | 553108900 | 9738741 | 543369900 | 5433.699 | 159207.3807 | 0 | 333.5154 | 304.5976 | 2021-07-03 18:31
StdNResSpltPkgAC-65to134 | PreNResSpltPkgAC-65to-PEYes | ECC | 2007 | CZ10 | cDXGF | 0 | None | 1 | 299999.6 | 2491948 |  | 784749.5 | 0 | 838537.6 | 0 | 652057.6 | 0 | 10553.64 | 206049.2 | 16710.23 | 146953 | 0 | 0 | 0 | 0 | 683024700 | 9738741 | 673285800 | 6732.858 | 197272.7394 | 0 | 333.5154 | 304.5976 | 2021-07-03 18:32
StdNResSpltPkgAC-65to134 | PreNResSpltPkgAC-65to-PEYes | ECC | 2007 | CZ11 | cDXGF | 0 | None | 1 | 299999.6 | 2461897 |  | 784749.5 | 0 | 838537.6 | 0 | 610368.6 | 0 | 19139.81 | 209100.8 | 35944.63 | 130015 | 0 | 0 | 0 | 0 | 2077995000 | 9738741 | 2068255000 | 20682.55 | 605998.715 | 0 | 333.5154 | 304.5976 | 2021-07-03 18:33
StdNResSpltPkgAC-65to134 | PreNResSpltPkgAC-65to-PEYes | ECC | 2007 | CZ12 | cDXGF | 0 | None | 1 | 299999.6 | 2310885 |  | 784749.5 | 0 | 838537.6 | 0 | 478773.5 | 0 | 15961.11 | 192861.5 | 29343.99 | 122152.3 | 0 | 0 | 0 | 0 | 1770160000 | 9738741 | 1760421000 | 17604.21 | 515803.353 | 0 | 333.5154 | 304.5976 | 2021-07-03 18:33
StdNResSpltPkgAC-65to134 | PreNResSpltPkgAC-65to-PEYes | ECC | 2007 | CZ13 | cDXGF | 0 | None | 1 | 299999.6 | 2559861 |  | 784749.5 | 0 | 838537.6 | 0 | 700610.7 | 0 | 16976.56 | 218986.5 | 27717.11 | 151158.4 | 0 | 0 | 0 | 0 | 1540018000 | 9738741 | 1530279000 | 15302.79 | 448371.747 | 0 | 333.5154 | 304.5976 | 2021-07-03 18:34
StdNResSpltPkgAC-65to134 | PreNResSpltPkgAC-65to-PEYes | ECC | 2007 | CZ14 | cDXGF | 0 | None | 1 | 299999.6 | 2474285 |  | 784749.5 | 0 | 838537.6 | 0 | 613857.4 | 0 | 21272.46 | 215867.2 | 30792 | 138502 | 0 | 0 | 0 | 0 | 1633166000 | 9738741 | 1623428000 | 16234.28 | 475664.404 | 0 | 333.5154 | 304.5976 | 2021-07-03 18:35
StdNResSpltPkgAC-65to134 | PreNResSpltPkgAC-65to-PEYes | ECC | 2007 | CZ15 | cDXGF | 0 | None | 1 | 299999.6 | 3220748 |  | 784749.5 | 0 | 838537.6 | 0 | 1301549 | 0 | 6056.062 | 289854.4 | 7287.928 | 240250.5 | 0 | 0 | 0 | 0 | 180888800 | 9738741 | 171149900 | 1711.499 | 50146.9207 | 0 | 333.5154 | 304.5976 | 2021-07-03 18:36
StdNResSpltPkgAC-65to134 | PreNResSpltPkgAC-65to-PEYes | ECC | 2007 | CZ16 | cDXGF | 0 | None | 1 | 299999.6 | 2052012 |  | 784749.5 | 0 | 838537.6 | 0 | 200580.5 | 0 | 33998.27 | 194144.8 | 67543.99 | 77806.34 | 0 | 0 | 0 | 0 | 5428330000 | 9738741 | 5418591000 | 54185.91 | 1587647.163 | 0 | 333.5154 | 304.5976 | 2021-07-03 18:36
StdNResSpltPkgAC-65to134 | PreNResSpltPkgAC-65to-PEYes | ECC | 2011 | CZ01 | cDXGF | 0 | None | 1 | 299999.6 | 1835804 |  | 783313.6 | 0 | 838537.6 | 0 | 31954.44 | 0 | 25458.36 | 156539.6 | 67304.81 | 21312.34 | 0 | 0 | 0 | 0 | 3607351000 | 9738741 | 3597612000 | 35976.12 | 1054100.316 | 0 | 332.9153 | 304.5976 | 2021-07-03 18:37
StdNResSpltPkgAC-65to134 | PreNResSpltPkgAC-65to-PEYes | ECC | 2011 | CZ02 | cDXGF | 0 | None | 1 | 299999.6 | 2113990 |  | 783313.6 | 0 | 838537.6 | 0 | 308948.7 | 0 | 17621.77 | 165566.8 | 31657.57 | 90580.14 | 0 | 0 | 0 | 0 | 1887106000 | 9738741 | 1877366000 | 18773.66 | 550068.238 | 0 | 332.9153 | 304.5976 | 2021-07-03 18:38
StdNResSpltPkgAC-65to134 | PreNResSpltPkgAC-65to-PEYes | ECC | 2011 | CZ03 | cDXGF | 0 | None | 1 | 299999.6 | 1997323 |  | 783313.6 | 0 | 838537.6 | 0 | 177875.3 | 0 | 11779.6 | 185816.6 | 35623.02 | 77958.6 | 0 | 0 | 0 | 0 | 1609309000 | 9738741 | 1599569000 | 15995.69 | 468673.717 | 0 | 332.9153 | 304.5976 | 2021-07-03 18:39
StdNResSpltPkgAC-65to134 | PreNResSpltPkgAC-65to-PEYes | ECC | 2011 | CZ04 | cDXGF | 0 | None | 1 | 299999.6 | 2219425 |  | 783313.6 | 0 | 838537.6 | 0 | 407235.8 | 0 | 10480.66 | 179855.9 | 23403.76 | 114753 | 0 | 0 | 0 | 0 | 1204902000 | 9738741 | 1195163000 | 11951.63 | 350182.759 | 0 | 332.9153 | 304.5976 | 2021-07-03 18:39
StdNResSpltPkgAC-65to134 | PreNResSpltPkgAC-65to-PEYes | ECC | 2011 | CZ05 | cDXGF | 0 | None | 1 | 299999.6 | 2048531 |  | 783313.6 | 0 | 838537.6 | 0 | 228583.9 | 0 | 13258.32 | 184835.9 | 29302.38 | 89433.55 | 0 | 0 | 0 | 0 | 1287763000 | 9738741 | 1278024000 | 12780.24 | 374461.032 | 0 | 332.9153 | 304.5976 | 2021-07-03 18:40
StdNResSpltPkgAC-65to134 | PreNResSpltPkgAC-65to-PEYes | ECC | 2011 | CZ06 | cDXGF | 0 | None | 1 | 299999.6 | 2320401 |  | 783313.6 | 0 | 838537.6 | 0 | 496164.8 | 0 | 4706.984 | 197677.3 | 13085.67 | 137799.3 | 0 | 0 | 0 | 0 | 456754500 | 9738741 | 447015800 | 4470.158 | 130975.6294 | 0 | 332.9153 | 304.5976 | 2021-07-03 18:41
StdNResSpltPkgAC-65to134 | PreNResSpltPkgAC-65to-PEYes | ECC | 2011 | CZ07 | cDXGF | 0 | None | 1 | 299999.6 | 2242073 |  | 783313.6 | 0 | 838537.6 | 0 | 418724.1 | 0 | 2310.758 | 199186.4 | 11530.21 | 133419.7 | 0 | 0 | 0 | 0 | 335278800 | 9738741 | 325540100 | 3255.401 | 95383.2493 | 0 | 332.9153 | 304.5976 | 2021-07-03 18:42
StdNResSpltPkgAC-65to134 | PreNResSpltPkgAC-65to-PEYes | ECC | 2011 | CZ08 | cDXGF | 0 | None | 1 | 299999.6 | 2459770 |  | 783313.6 | 0 | 838537.6 | 0 | 639802.1 | 0 | 4624.849 | 193491.1 | 9791.682 | 148029.4 | 0 | 0 | 0 | 0 | 340402100 | 9738741 | 330663300 | 3306.633 | 96884.3469 | 0 | 332.9153 | 304.5976 | 2021-07-03 18:42
StdNResSpltPkgAC-65to134 | PreNResSpltPkgAC-65to-PEYes | ECC | 2011 | CZ09 | cDXGF | 0 | None | 1 | 299999.6 | 2439526 |  | 783313.6 | 0 | 838537.6 | 0 | 589811.4 | 0 | 8028.126 | 219834.5 | 15085.99 | 149440 | 0 | 0 | 0 | 0 | 511524500 | 9738741 | 501785600 | 5017.856 | 147023.1808 | 0 | 332.9153 | 304.5976 | 2021-07-03 18:43
StdNResSpltPkgAC-65to134 | PreNResSpltPkgAC-65to-PEYes | ECC | 2011 | CZ10 | cDXGF | 0 | None | 1 | 299999.6 | 2488336 |  | 783313.6 | 0 | 838537.6 | 0 | 650369.6 | 0 | 10526.88 | 205586.7 | 16495.46 | 146727.5 | 0 | 0 | 0 | 0 | 672723100 | 9738741 | 662984400 | 6629.844 | 194254.4292 | 0 | 332.9153 | 304.5976 | 2021-07-03 18:44
StdNResSpltPkgAC-65to134 | PreNResSpltPkgAC-65to-PEYes | ECC | 2011 | CZ11 | cDXGF | 0 | None | 1 | 299999.6 | 2430108 |  | 783313.6 | 0 | 838537.6 | 0 | 587040.3 | 0 | 18641.93 | 202573.2 | 30421.68 | 127997.1 | 0 | 0 | 0 | 0 | 1570798000 | 9738741 | 1561059000 | 15610.59 | 457390.287 | 0 | 332.9153 | 304.5976 | 2021-07-03 18:45
StdNResSpltPkgAC-65to134 | PreNResSpltPkgAC-65to-PEYes | ECC | 2011 | CZ12 | cDXGF | 0 | None | 1 | 299999.6 | 2303059 |  | 783313.6 | 0 | 838537.6 | 0 | 474618.9 | 0 | 15771.45 | 190816.6 | 27732.7 | 121881.3 | 0 | 0 | 0 | 0 | 1608703000 | 9738741 | 1598963000 | 15989.63 | 468496.159 | 0 | 332.9153 | 304.5976 | 2021-07-03 18:45
StdNResSpltPkgAC-65to134 | PreNResSpltPkgAC-65to-PEYes | ECC | 2011 | CZ13 | cDXGF | 0 | None | 1 | 299999.6 | 2530117 |  | 783313.6 | 0 | 838537.6 | 0 | 678031.7 | 0 | 16627.25 | 213606.2 | 24635.13 | 148679.9 | 0 | 0 | 0 | 0 | 1265138000 | 9738741 | 1255400000 | 12554 | 367832.2 | 0 | 332.9153 | 304.5976 | 2021-07-03 18:46
StdNResSpltPkgAC-65to134 | PreNResSpltPkgAC-65to-PEYes | ECC | 2011 | CZ14 | cDXGF | 0 | None | 1 | 299999.6 | 2447300 |  | 783313.6 | 0 | 838537.6 | 0 | 594512.5 | 0 | 20741.22 | 210193.1 | 26143.25 | 137400 | 0 | 0 | 0 | 0 | 1238775000 | 9738741 | 1229036000 | 12290.36 | 360107.548 | 0 | 332.9153 | 304.5976 | 2021-07-03 18:47
StdNResSpltPkgAC-65to134 | PreNResSpltPkgAC-65to-PEYes | ECC | 2011 | CZ15 | cDXGF | 0 | None | 1 | 299999.6 | 3130104 |  | 783313.6 | 0 | 838537.6 | 0 | 1224019 | 0 | 5876.422 | 278355.7 | 5880.988 | 231449.4 | 0 | 0 | 0 | 0 | 133569500 | 9738741 | 123830800 | 1238.308 | 36282.4244 | 0 | 332.9153 | 304.5976 | 2021-07-03 18:48
StdNResSpltPkgAC-65to134 | PreNResSpltPkgAC-65to-PEYes | ECC | 2011 | CZ16 | cDXGF | 0 | None | 1 | 299999.6 | 2040321 |  | 783313.6 | 0 | 838537.6 | 0 | 195213.7 | 0 | 33457.81 | 189797.5 | 59955.03 | 77715.82 | 0 | 0 | 0 | 0 | 4222338000 | 9738741 | 4212597000 | 42125.97 | 1234290.921 | 0 | 332.9153 | 304.5976 | 2021-07-03 18:48
StdNResSpltPkgAC-65to134 | PreNResSpltPkgAC-65to-PEYes | ECC | 2015 | CZ01 | cDXGF | 0 | None | 1 | 299999.6 | 1817659 |  | 778730.8 | 0 | 838537.6 | 0 | 30014.23 | 0 | 23764.11 | 146611.7 | 63772.79 | 19984.47 | 0 | 0 | 0 | 0 | 3464754000 | 9738741 | 3455016000 | 34550.16 | 1012319.688 | 0 | 331.4515 | 304.5976 | 2021-07-03 18:49
StdNResSpltPkgAC-65to134 | PreNResSpltPkgAC-65to-PEYes | ECC | 2015 | CZ02 | cDXGF | 0 | None | 1 | 299999.6 | 2077166 |  | 778730.8 | 0 | 838537.6 | 0 | 286090.9 | 0 | 16805.55 | 157000.6 | 29713.5 | 85762.53 | 0 | 0 | 0 | 0 | 1731062000 | 9738741 | 1721323000 | 17213.23 | 504347.639 | 0 | 331.4515 | 304.5976 | 2021-07-03 18:50
StdNResSpltPkgAC-65to134 | PreNResSpltPkgAC-65to-PEYes | ECC | 2015 | CZ03 | cDXGF | 0 | None | 1 | 299999.6 | 1961789 |  | 778730.8 | 0 | 838537.6 | 0 | 168395.9 | 0 | 10358.02 | 165765.8 | 29724.04 | 74194.08 | 0 | 0 | 0 | 0 | 1369813000 | 9738741 | 1360073000 | 13600.73 | 398501.389 | 0 | 331.4515 | 304.5976 | 2021-07-03 18:51
StdNResSpltPkgAC-65to134 | PreNResSpltPkgAC-65to-PEYes | ECC | 2015 | CZ04 | cDXGF | 0 | None | 1 | 299999.6 | 2165594 |  | 778730.8 | 0 | 838537.6 | 0 | 372800.7 | 0 | 9648.692 | 165874.5 | 20051.84 | 107987.4 | 0 | 0 | 0 | 0 | 991891300 | 9738741 | 982152600 | 9821.526 | 287770.7118 | 0 | 331.4515 | 304.5976 | 2021-07-03 18:51
StdNResSpltPkgAC-65to134 | PreNResSpltPkgAC-65to-PEYes | ECC | 2015 | CZ05 | cDXGF | 0 | None | 1 | 299999.6 | 2007839 |  | 778730.8 | 0 | 838537.6 | 0 | 213722.9 | 0 | 11666.31 | 165180 | 25063.13 | 84149.18 | 0 | 0 | 0 | 0 | 1120129000 | 9738741 | 1110390000 | 11103.9 | 325344.27 | 0 | 331.4515 | 304.5976 | 2021-07-03 18:52
StdNResSpltPkgAC-65to134 | PreNResSpltPkgAC-65to-PEYes | ECC | 2015 | CZ06 | cDXGF | 0 | None | 1 | 299999.6 | 2261397 |  | 778730.8 | 0 | 838537.6 | 0 | 462709 | 0 | 4157.046 | 177262.3 | 10973.66 | 127039.9 | 0 | 0 | 0 | 0 | 382712200 | 9738741 | 372973300 | 3729.733 | 109281.1769 | 0 | 331.4515 | 304.5976 | 2021-07-03 18:53
StdNResSpltPkgAC-65to134 | PreNResSpltPkgAC-65to-PEYes | ECC | 2015 | CZ07 | cDXGF | 0 | None | 1 | 299999.6 | 2192364 |  | 778730.8 | 0 | 838537.6 | 0 | 393963.8 | 0 | 2040.549 | 179090.1 | 9855.044 | 124596.7 | 0 | 0 | 0 | 0 | 286445200 | 9738741 | 276706300 | 2767.063 | 81074.9459 | 0 | 331.4515 | 304.5976 | 2021-07-03 18:54
StdNResSpltPkgAC-65to134 | PreNResSpltPkgAC-65to-PEYes | ECC | 2015 | CZ08 | cDXGF | 0 | None | 1 | 299999.6 | 2391528 |  | 778730.8 | 0 | 838537.6 | 0 | 590124.3 | 0 | 4296.165 | 179838.3 | 8461.078 | 139389.8 | 0 | 0 | 0 | 0 | 275048000 | 9738741 | 265309100 | 2653.091 | 77735.5663 | 0 | 331.4515 | 304.5976 | 2021-07-03 18:54
StdNResSpltPkgAC-65to134 | PreNResSpltPkgAC-65to-PEYes | ECC | 2015 | CZ09 | cDXGF | 0 | None | 1 | 299999.6 | 2370142 |  | 778730.8 | 0 | 838537.6 | 0 | 539666.4 | 0 | 7527.857 | 205678.6 | 13204.65 | 140814.7 | 0 | 0 | 0 | 0 | 405778700 | 9738741 | 396039700 | 3960.397 | 116039.6321 | 0 | 331.4515 | 304.5976 | 2021-07-03 18:55
StdNResSpltPkgAC-65to134 | PreNResSpltPkgAC-65to-PEYes | ECC | 2015 | CZ10 | cDXGF | 0 | None | 1 | 299999.6 | 2431732 |  | 778730.8 | 0 | 838537.6 | 0 | 608131.3 | 0 | 10126.72 | 196205 | 15783.05 | 139882.4 | 0 | 0 | 0 | 0 | 613188400 | 9738741 | 603449500 | 6034.495 | 176810.7035 | 0 | 331.4515 | 304.5976 | 2021-07-03 18:56
StdNResSpltPkgAC-65to134 | PreNResSpltPkgAC-65to-PEYes | ECC | 2015 | CZ11 | cDXGF | 0 | None | 1 | 299999.6 | 2369304 |  | 778730.8 | 0 | 838537.6 | 0 | 542587.7 | 0 | 17780.89 | 191666.3 | 28281.04 | 121061.2 | 0 | 0 | 0 | 0 | 1398212000 | 9738741 | 1388472000 | 13884.72 | 406822.296 | 0 | 331.4515 | 304.5976 | 2021-07-03 18:57
StdNResSpltPkgAC-65to134 | PreNResSpltPkgAC-65to-PEYes | ECC | 2015 | CZ12 | cDXGF | 0 | None | 1 | 299999.6 | 2253959 |  | 778730.8 | 0 | 838537.6 | 0 | 440632.4 | 0 | 15077.95 | 180979.5 | 25997.3 | 115581.7 | 0 | 0 | 0 | 0 | 1458375000 | 9738741 | 1448636000 | 14486.36 | 424450.348 | 0 | 331.4515 | 304.5976 | 2021-07-03 18:57
StdNResSpltPkgAC-65to134 | PreNResSpltPkgAC-65to-PEYes | ECC | 2015 | CZ13 | cDXGF | 0 | None | 1 | 299999.6 | 2467048 |  | 778730.8 | 0 | 838537.6 | 0 | 630797.5 | 0 | 15956.33 | 203024.9 | 23157.21 | 141222.7 | 0 | 0 | 0 | 0 | 1131751000 | 9738741 | 1122012000 | 11220.12 | 328749.516 | 0 | 331.4515 | 304.5976 | 2021-07-03 18:58
StdNResSpltPkgAC-65to134 | PreNResSpltPkgAC-65to-PEYes | ECC | 2015 | CZ14 | cDXGF | 0 | None | 1 | 299999.6 | 2385380 |  | 778730.8 | 0 | 838537.6 | 0 | 548246.1 | 0 | 19943.91 | 199920.8 | 25014.79 | 129878.3 | 0 | 0 | 0 | 0 | 1124802000 | 9738741 | 1115064000 | 11150.64 | 326713.752 | 0 | 331.4515 | 304.5976 | 2021-07-03 18:59
StdNResSpltPkgAC-65to134 | PreNResSpltPkgAC-65to-PEYes | ECC | 2015 | CZ15 | cDXGF | 0 | None | 1 | 299999.6 | 3035836 |  | 778730.8 | 0 | 838537.6 | 0 | 1146560 | 0 | 5680.62 | 266324.4 | 5562.482 | 221468.6 | 0 | 0 | 0 | 0 | 108969000 | 9738741 | 99230240 | 992.3024 | 29074.4603 | 0 | 331.4515 | 304.5976 | 2021-07-03 19:00
StdNResSpltPkgAC-65to134 | PreNResSpltPkgAC-65to-PEYes | ECC | 2015 | CZ16 | cDXGF | 0 | None | 1 | 299999.6 | 2003677 |  | 778730.8 | 0 | 838537.6 | 0 | 178558.4 | 0 | 31257.66 | 176592.6 | 56147.21 | 72216.08 | 0 | 0 | 0 | 0 | 3936490000 | 9738741 | 3926751000 | 39267.51 | 1150538.043 | 0 | 331.4515 | 304.5976 | 2021-07-03 19:01
StdNResSpltPkgAC-65to134 | PreNResSpltPkgAC-65to-PEYes | ECC | 2017 | CZ01 | cDXGF | 0 | None | 1 | 299999.6 | 1805173 |  | 766961.9 | 0 | 838537.6 | 0 | 29873.25 | 0 | 23675.52 | 146124.7 | 62858.24 | 19899.39 | 0 | 0 | 0 | 0 | 3421132000 | 9738741 | 3411395000 | 34113.95 | 999538.735 | 0 | 327.0425 | 304.5976 | 2021-07-03 19:01
StdNResSpltPkgAC-65to134 | PreNResSpltPkgAC-65to-PEYes | ECC | 2017 | CZ02 | cDXGF | 0 | None | 1 | 299999.6 | 2063122 |  | 766961.9 | 0 | 838537.6 | 0 | 284519.7 | 0 | 16737.27 | 156364.5 | 29504.68 | 85402.48 | 0 | 0 | 0 | 0 | 1719740000 | 9738741 | 1710000000 | 17100 | 501030 | 0 | 327.0425 | 304.5976 | 2021-07-03 19:02
StdNResSpltPkgAC-65to134 | PreNResSpltPkgAC-65to-PEYes | ECC | 2017 | CZ03 | cDXGF | 0 | None | 1 | 299999.6 | 1948639 |  | 766961.9 | 0 | 838537.6 | 0 | 167527.4 | 0 | 10326.89 | 165284.1 | 29546.2 | 73886.02 | 0 | 0 | 0 | 0 | 1364974000 | 9738741 | 1355234000 | 13552.34 | 397083.562 | 0 | 327.0425 | 304.5976 | 2021-07-03 19:03
StdNResSpltPkgAC-65to134 | PreNResSpltPkgAC-65to-PEYes | ECC | 2017 | CZ04 | cDXGF | 0 | None | 1 | 299999.6 | 2151178 |  | 766961.9 | 0 | 838537.6 | 0 | 370783.4 | 0 | 9616.736 | 165276.6 | 19866.29 | 107523.1 | 0 | 0 | 0 | 0 | 982904400 | 9738741 | 973165800 | 9731.658 | 285137.5794 | 0 | 327.0425 | 304.5976 | 2021-07-03 19:04
StdNResSpltPkgAC-65to134 | PreNResSpltPkgAC-65to-PEYes | ECC | 2017 | CZ05 | cDXGF | 0 | None | 1 | 299999.6 | 1994652 |  | 766961.9 | 0 | 838537.6 | 0 | 212893.9 | 0 | 11623.64 | 164633.8 | 24683.48 | 83916.08 | 0 | 0 | 0 | 0 | 1109338000 | 9738741 | 1099600000 | 10996 | 322182.8 | 0 | 327.0425 | 304.5976 | 2021-07-03 19:04
StdNResSpltPkgAC-65to134 | PreNResSpltPkgAC-65to-PEYes | ECC | 2017 | CZ06 | cDXGF | 0 | None | 1 | 299999.6 | 2245639 |  | 766961.9 | 0 | 838537.6 | 0 | 459453.3 | 0 | 4138.648 | 176545.7 | 10622.83 | 126616.9 | 0 | 0 | 0 | 0 | 369427300 | 9738741 | 359688400 | 3596.884 | 105388.7012 | 0 | 327.0425 | 304.5976 | 2021-07-03 19:05
StdNResSpltPkgAC-65to134 | PreNResSpltPkgAC-65to-PEYes | ECC | 2017 | CZ07 | cDXGF | 0 | None | 1 | 299999.6 | 2177807 |  | 766961.9 | 0 | 838537.6 | 0 | 391825.9 | 0 | 2032.424 | 178447.9 | 9691.916 | 124181.3 | 0 | 0 | 0 | 0 | 280918700 | 9738741 | 271179900 | 2711.799 | 79455.7107 | 0 | 327.0425 | 304.5976 | 2021-07-03 19:06
StdNResSpltPkgAC-65to134 | PreNResSpltPkgAC-65to-PEYes | ECC | 2017 | CZ08 | cDXGF | 0 | None | 1 | 299999.6 | 2374538 |  | 766961.9 | 0 | 838537.6 | 0 | 585972.8 | 0 | 4269.458 | 178795.2 | 8257.238 | 138743 | 0 | 0 | 0 | 0 | 266846000 | 9738741 | 257107000 | 2571.07 | 75332.351 | 0 | 327.0425 | 304.5976 | 2021-07-03 19:07
StdNResSpltPkgAC-65to134 | PreNResSpltPkgAC-65to-PEYes | ECC | 2017 | CZ09 | cDXGF | 0 | None | 1 | 299999.6 | 2354684 |  | 766961.9 | 0 | 838537.6 | 0 | 536697.1 | 0 | 7503.282 | 204982 | 13075.23 | 140359 | 0 | 0 | 0 | 0 | 400116000 | 9738741 | 390377000 | 3903.77 | 114380.461 | 0 | 327.0425 | 304.5976 | 2021-07-03 19:07
StdNResSpltPkgAC-65to134 | PreNResSpltPkgAC-65to-PEYes | ECC | 2017 | CZ10 | cDXGF | 0 | None | 1 | 299999.6 | 2415760 |  | 766961.9 | 0 | 838537.6 | 0 | 604705.9 | 0 | 10090.54 | 195463.2 | 15589.02 | 139377.4 | 0 | 0 | 0 | 0 | 606030800 | 9738741 | 596291800 | 5962.918 | 174713.4974 | 0 | 327.0425 | 304.5976 | 2021-07-03 19:08
StdNResSpltPkgAC-65to134 | PreNResSpltPkgAC-65to-PEYes | ECC | 2017 | CZ11 | cDXGF | 0 | None | 1 | 299999.6 | 2353096 |  | 766961.9 | 0 | 838537.6 | 0 | 539172.9 | 0 | 17693.84 | 190729 | 27883.23 | 120552.6 | 0 | 0 | 0 | 0 | 1375724000 | 9738741 | 1365985000 | 13659.85 | 400233.605 | 0 | 327.0425 | 304.5976 | 2021-07-03 19:09
StdNResSpltPkgAC-65to134 | PreNResSpltPkgAC-65to-PEYes | ECC | 2017 | CZ12 | cDXGF | 0 | None | 1 | 299999.6 | 2238917 |  | 766961.9 | 0 | 838537.6 | 0 | 438170.6 | 0 | 15015.77 | 180230.1 | 25724.59 | 115137.8 | 0 | 0 | 0 | 0 | 1441560000 | 9738741 | 1431822000 | 14318.22 | 419523.846 | 0 | 327.0425 | 304.5976 | 2021-07-03 19:10
StdNResSpltPkgAC-65to134 | PreNResSpltPkgAC-65to-PEYes | ECC | 2017 | CZ13 | cDXGF | 0 | None | 1 | 299999.6 | 2449908 |  | 766961.9 | 0 | 838537.6 | 0 | 626420.8 | 0 | 15890.8 | 202095.5 | 22816.57 | 140586.6 | 0 | 0 | 0 | 0 | 1114061000 | 9738741 | 1104322000 | 11043.22 | 323566.346 | 0 | 327.0425 | 304.5976 | 2021-07-03 19:10
StdNResSpltPkgAC-65to134 | PreNResSpltPkgAC-65to-PEYes | ECC | 2017 | CZ14 | cDXGF | 0 | None | 1 | 299999.6 | 2369154 |  | 766961.9 | 0 | 838537.6 | 0 | 544667.8 | 0 | 19868.18 | 199118.1 | 24641.21 | 129414.5 | 0 | 0 | 0 | 0 | 1105850000 | 9738741 | 1096113000 | 10961.13 | 321161.109 | 0 | 327.0425 | 304.5976 | 2021-07-03 19:11
StdNResSpltPkgAC-65to134 | PreNResSpltPkgAC-65to-PEYes | ECC | 2017 | CZ15 | cDXGF | 0 | None | 1 | 299999.6 | 3014025 |  | 766961.9 | 0 | 838537.6 | 0 | 1137743 | 0 | 5657.857 | 265124.1 | 5436.383 | 220476.8 | 0 | 0 | 0 | 0 | 106242500 | 9738741 | 96503780 | 965.0378 | 28275.6075 | 0 | 327.0425 | 304.5976 | 2021-07-03 19:12
StdNResSpltPkgAC-65to134 | PreNResSpltPkgAC-65to-PEYes | ECC | 2017 | CZ16 | cDXGF | 0 | None | 1 | 299999.6 | 1990227 |  | 766961.9 | 0 | 838537.6 | 0 | 177570.1 | 0 | 31153 | 176003.4 | 55586.44 | 71970.44 | 0 | 0 | 0 | 0 | 3893800000 | 9738741 | 3884061000 | 38840.61 | 1138029.873 | 0 | 327.0425 | 304.5976 | 2021-07-03 19:13
StdNResSpltPkgAC-65to134 | PreNResSpltPkgAC-65to-PEYes | ECC | 2020 | CZ01 | cDXGF | 0 | None | 1 | 299999.6 | 1523150 |  | 498675.5 | 0 | 838537.6 | 0 | 24019.5 | 0 | 22360.33 | 139555.9 | 70991.67 | 15893.34 | 0 | 0 | 0 | 0 | 4128674000 | 9738741 | 4118937000 | 41189.37 | 1206848.541 | 0 | 213.3853 | 304.5976 | 2021-07-03 19:13
StdNResSpltPkgAC-65to134 | PreNResSpltPkgAC-65to-PEYes | ECC | 2020 | CZ02 | cDXGF | 0 | None | 1 | 299999.6 | 1759795 |  | 498675.5 | 0 | 838537.6 | 0 | 257497.1 | 0 | 16047.1 | 149036.9 | 32819.36 | 77533.07 | 0 | 0 | 0 | 0 | 2025550000 | 9738741 | 2015811000 | 20158.11 | 590632.623 | 0 | 213.3853 | 304.5976 | 2021-07-03 19:14
StdNResSpltPkgAC-65to134 | PreNResSpltPkgAC-65to-PEYes | ECC | 2020 | CZ03 | cDXGF | 0 | None | 1 | 299999.6 | 1648858 |  | 498675.5 | 0 | 838537.6 | 0 | 146139.7 | 0 | 9790.455 | 155713.7 | 33740.24 | 64617.67 | 0 | 0 | 0 | 0 | 1696289000 | 9738741 | 1686550000 | 16865.5 | 494159.15 | 0 | 213.3853 | 304.5976 | 2021-07-03 19:15
StdNResSpltPkgAC-65to134 | PreNResSpltPkgAC-65to-PEYes | ECC | 2020 | CZ04 | cDXGF | 0 | None | 1 | 299999.6 | 1842132 |  | 498675.5 | 0 | 838537.6 | 0 | 338192.4 | 0 | 9241.047 | 157483.9 | 22919.31 | 98825.75 | 0 | 0 | 0 | 0 | 1184481000 | 9738741 | 1174742000 | 11747.42 | 344199.406 | 0 | 213.3853 | 304.5976 | 2021-07-03 19:16
StdNResSpltPkgAC-65to134 | PreNResSpltPkgAC-65to-PEYes | ECC | 2020 | CZ05 | cDXGF | 0 | None | 1 | 299999.6 | 1692668 |  | 498675.5 | 0 | 838537.6 | 0 | 186094.1 | 0 | 11008.14 | 158351.6 | 30674.28 | 74206.2 | 0 | 0 | 0 | 0 | 1367964000 | 9738741 | 1358225000 | 13582.25 | 397959.925 | 0 | 213.3853 | 304.5976 | 2021-07-03 19:16
StdNResSpltPkgAC-65to134 | PreNResSpltPkgAC-65to-PEYes | ECC | 2020 | CZ06 | cDXGF | 0 | None | 1 | 299999.6 | 1926515 |  | 498675.5 | 0 | 838537.6 | 0 | 418433.7 | 0 | 3939.904 | 166927.2 | 12500.75 | 116884.1 | 0 | 0 | 0 | 0 | 463692000 | 9738741 | 453953300 | 4539.533 | 133008.3169 | 0 | 213.3853 | 304.5976 | 2021-07-03 19:17
StdNResSpltPkgAC-65to134 | PreNResSpltPkgAC-65to-PEYes | ECC | 2020 | CZ07 | cDXGF | 0 | None | 1 | 299999.6 | 1863661 |  | 498675.5 | 0 | 838537.6 | 0 | 354735.4 | 0 | 1933.872 | 169777.8 | 12101.29 | 114207.7 | 0 | 0 | 0 | 0 | 362466900 | 9738741 | 352728400 | 3527.284 | 103349.4212 | 0 | 213.3853 | 304.5976 | 2021-07-03 19:18
StdNResSpltPkgAC-65to134 | PreNResSpltPkgAC-65to-PEYes | ECC | 2020 | CZ08 | cDXGF | 0 | None | 1 | 299999.6 | 2053873 |  | 498675.5 | 0 | 838537.6 | 0 | 542238.6 | 0 | 4120.325 | 170299.5 | 9637.784 | 129579.7 | 0 | 0 | 0 | 0 | 331063100 | 9738741 | 321324300 | 3213.243 | 94148.0199 | 0 | 213.3853 | 304.5976 | 2021-07-03 19:19
StdNResSpltPkgAC-65to134 | PreNResSpltPkgAC-65to-PEYes | ECC | 2020 | CZ09 | cDXGF | 0 | None | 1 | 299999.6 | 2040772 |  | 498675.5 | 0 | 838537.6 | 0 | 498715.9 | 0 | 7297.334 | 197544.6 | 15359.76 | 131953.7 | 0 | 0 | 0 | 0 | 494376900 | 9738741 | 484638100 | 4846.381 | 141998.9633 | 0 | 213.3853 | 304.5976 | 2021-07-03 19:19
StdNResSpltPkgAC-65to134 | PreNResSpltPkgAC-65to-PEYes | ECC | 2020 | CZ10 | cDXGF | 0 | None | 1 | 299999.6 | 2098762 |  | 498675.5 | 0 | 838537.6 | 0 | 564218.1 | 0 | 9784.025 | 187546 | 17605.19 | 131018.8 | 0 | 0 | 0 | 0 | 722612600 | 9738741 | 712873800 | 7128.738 | 208872.0234 | 0 | 213.3853 | 304.5976 | 2021-07-03 19:20
StdNResSpltPkgAC-65to134 | PreNResSpltPkgAC-65to-PEYes | ECC | 2020 | CZ11 | cDXGF | 0 | None | 1 | 299999.6 | 2042466 |  | 498675.5 | 0 | 838537.6 | 0 | 505063.4 | 0 | 17132.53 | 183055.6 | 30781.66 | 112815.4 | 0 | 0 | 0 | 0 | 1626120000 | 9738741 | 1616381000 | 16163.81 | 473599.633 | 0 | 213.3853 | 304.5976 | 2021-07-03 19:21
StdNResSpltPkgAC-65to134 | PreNResSpltPkgAC-65to-PEYes | ECC | 2020 | CZ12 | cDXGF | 0 | None | 1 | 299999.6 | 1929015 |  | 498675.5 | 0 | 838537.6 | 0 | 405345 | 0 | 14507.58 | 171948.4 | 28182.44 | 106651.6 | 0 | 0 | 0 | 0 | 1686057000 | 9738741 | 1676319000 | 16763.19 | 491161.467 | 0 | 213.3853 | 304.5976 | 2021-07-03 19:22
StdNResSpltPkgAC-65to134 | PreNResSpltPkgAC-65to-PEYes | ECC | 2020 | CZ13 | cDXGF | 0 | None | 1 | 299999.6 | 2134654 |  | 498675.5 | 0 | 838537.6 | 0 | 588101.2 | 0 | 15406.22 | 193931.9 | 25518.25 | 132313.1 | 0 | 0 | 0 | 0 | 1323970000 | 9738741 | 1314232000 | 13142.32 | 385069.976 | 0 | 213.3853 | 304.5976 | 2021-07-03 19:22
StdNResSpltPkgAC-65to134 | PreNResSpltPkgAC-65to-PEYes | ECC | 2020 | CZ14 | cDXGF | 0 | None | 1 | 299999.6 | 2057311 |  | 498675.5 | 0 | 838537.6 | 0 | 509621.8 | 0 | 19244.55 | 191229.7 | 27486.51 | 121205.5 | 0 | 0 | 0 | 0 | 1312477000 | 9738741 | 1302738000 | 13027.38 | 381702.234 | 0 | 213.3853 | 304.5976 | 2021-07-03 19:23
StdNResSpltPkgAC-65to134 | PreNResSpltPkgAC-65to-PEYes | ECC | 2020 | CZ15 | cDXGF | 0 | None | 1 | 299999.6 | 2683592 |  | 498675.5 | 0 | 838537.6 | 0 | 1083997 | 0 | 5526.88 | 256854.1 | 6482.643 | 211958.4 | 0 | 0 | 0 | 0 | 133670100 | 9738741 | 123931300 | 1239.313 | 36311.8709 | 0 | 213.3853 | 304.5976 | 2021-07-03 19:24
StdNResSpltPkgAC-65to134 | PreNResSpltPkgAC-65to-PEYes | ECC | 2020 | CZ16 | cDXGF | 0 | None | 1 | 299999.6 | 1695666 |  | 498675.5 | 0 | 838537.6 | 0 | 162094.2 | 0 | 29613.33 | 166744.2 | 57758.71 | 65775.32 | 0 | 0 | 0 | 0 | 4379226000 | 9738741 | 4369487000 | 43694.87 | 1280259.691 | 0 | 213.3853 | 304.5976 | 2021-07-03 19:25
StdNResSpltPkgAC-65to134 | PreNResSpltPkgAC-65to-PEYes | EPr | 1975 | CZ01 | cDXGF | 0 | None | 1 | 50000.14 | 220621.7 |  | 80054.27 | 0 | 110993 | 0 | 3573.599 | 0 | 5030.9 | 20969.72 | 13099.49 | 2234.864 | 0 | 0 | 0 | 0 | 979319900 | 1761412 | 977558100 | 9775.581 | 286424.5233 | 0 | 57.1128 | 60.6411 | 2021-07-03 19:25
StdNResSpltPkgAC-65to134 | PreNResSpltPkgAC-65to-PEYes | EPr | 1975 | CZ02 | cDXGF | 0 | None | 1 | 50000.14 | 260573 |  | 80054.27 | 0 | 110993 | 0 | 42085.62 | 0 | 3506.89 | 23933 | 7411.543 | 12094.3 | 0 | 0 | 0 | 0 | 501727000 | 1761412 | 499965900 | 4999.659 | 146490.0087 | 0 | 57.1128 | 60.6411 | 2021-07-03 19:26
StdNResSpltPkgAC-65to134 | PreNResSpltPkgAC-65to-PEYes | EPr | 1975 | CZ03 | cDXGF | 0 | None | 1 | 50000.14 | 241942.3 |  | 80054.27 | 0 | 110993 | 0 | 24241.88 | 0 | 2216.58 | 24436.32 | 7552.418 | 9832.826 | 0 | 0 | 0 | 0 | 415274200 | 1761412 | 413513000 | 4135.13 | 121159.309 | 0 | 57.1128 | 60.6411 | 2021-07-03 19:27
StdNResSpltPkgAC-65to134 | PreNResSpltPkgAC-65to-PEYes | EPr | 1975 | CZ04 | cDXGF | 0 | None | 1 | 50000.14 | 273676.9 |  | 80054.27 | 0 | 110993 | 0 | 55261.5 | 0 | 2033.91 | 25333.93 | 5461.495 | 15004 | 0 | 0 | 0 | 0 | 307047500 | 1761412 | 305286000 | 3052.86 | 89448.798 | 0 | 57.1128 | 60.6411 | 2021-07-03 19:27
StdNResSpltPkgAC-65to134 | PreNResSpltPkgAC-65to-PEYes | EPr | 1975 | CZ05 | cDXGF | 0 | None | 1 | 50000.14 | 252131.7 |  | 80054.27 | 0 | 110993 | 0 | 32948.15 | 0 | 2493.575 | 25642.5 | 6897.645 | 11946.77 | 0 | 0 | 0 | 0 | 325477000 | 1761412 | 323715600 | 3237.156 | 94848.6708 | 0 | 57.1128 | 60.6411 | 2021-07-03 19:28
StdNResSpltPkgAC-65to134 | PreNResSpltPkgAC-65to-PEYes | EPr | 1975 | CZ06 | cDXGF | 0 | None | 1 | 50000.14 | 285544.3 |  | 80054.27 | 0 | 110993 | 0 | 65425.05 | 0 | 898.6356 | 28173.11 | 3827.14 | 18216.46 | 0 | 0 | 0 | 0 | 130039600 | 1761412 | 128278000 | 1282.78 | 37585.454 | 0 | 57.1128 | 60.6411 | 2021-07-03 19:28
StdNResSpltPkgAC-65to134 | PreNResSpltPkgAC-65to-PEYes | EPr | 1975 | CZ07 | cDXGF | 0 | None | 1 | 50000.14 | 271118.9 |  | 80054.27 | 0 | 110993 | 0 | 51898.46 | 0 | 438.3843 | 27734.49 | 3918.103 | 16787.79 | 0 | 0 | 0 | 0 | 112677900 | 1761412 | 110916400 | 1109.164 | 32498.5052 | 0 | 57.1128 | 60.6411 | 2021-07-03 19:29
StdNResSpltPkgAC-65to134 | PreNResSpltPkgAC-65to-PEYes | EPr | 1975 | CZ08 | cDXGF | 0 | None | 1 | 50000.14 | 306535.2 |  | 80054.27 | 0 | 110993 | 0 | 86984.94 | 0 | 902.8571 | 27599.77 | 2766.694 | 20175.89 | 0 | 0 | 0 | 0 | 100698700 | 1761412 | 98937370 | 989.3737 | 28988.6494 | 0 | 57.1128 | 60.6411 | 2021-07-03 19:29
StdNResSpltPkgAC-65to134 | PreNResSpltPkgAC-65to-PEYes | EPr | 1975 | CZ09 | cDXGF | 0 | None | 1 | 50000.14 | 304886.8 |  | 80054.27 | 0 | 110993 | 0 | 81604.66 | 0 | 1608.991 | 30625.5 | 4003.527 | 19831.62 | 0 | 0 | 0 | 0 | 163654700 | 1761412 | 161893200 | 1618.932 | 47434.7076 | 0 | 57.1128 | 60.6411 | 2021-07-03 19:30
StdNResSpltPkgAC-65to134 | PreNResSpltPkgAC-65to-PEYes | EPr | 1975 | CZ10 | cDXGF | 0 | None | 1 | 50000.14 | 317897.8 |  | 80054.27 | 0 | 110993 | 0 | 95015.44 | 0 | 2171.782 | 29663.02 | 4049.041 | 20455.22 | 0 | 0 | 0 | 0 | 200312300 | 1761412 | 198550700 | 1985.507 | 58175.3551 | 0 | 57.1128 | 60.6411 | 2021-07-03 19:31
StdNResSpltPkgAC-65to134 | PreNResSpltPkgAC-65to-PEYes | EPr | 1975 | CZ11 | cDXGF | 0 | None | 1 | 50000.14 | 316503.3 |  | 80054.27 | 0 | 110993 | 0 | 89648.53 | 0 | 3925.912 | 31881.36 | 8885.365 | 18155.61 | 0 | 0 | 0 | 0 | 541207600 | 1761412 | 539446200 | 5394.462 | 158057.7366 | 0 | 57.1128 | 60.6411 | 2021-07-03 19:31
StdNResSpltPkgAC-65to134 | PreNResSpltPkgAC-65to-PEYes | EPr | 1975 | CZ12 | cDXGF | 0 | None | 1 | 50000.14 | 290184.4 |  | 80054.27 | 0 | 110993 | 0 | 67403.44 | 0 | 3211.622 | 28521.89 | 7073.991 | 16748.37 | 0 | 0 | 0 | 0 | 463705300 | 1761412 | 461943900 | 4619.439 | 135349.5627 | 0 | 57.1128 | 60.6411 | 2021-07-03 19:32
StdNResSpltPkgAC-65to134 | PreNResSpltPkgAC-65to-PEYes | EPr | 1975 | CZ13 | cDXGF | 0 | None | 1 | 50000.14 | 328560.7 |  | 80054.27 | 0 | 110993 | 0 | 102142.2 | 0 | 3479.442 | 31891.56 | 6350.735 | 20541.07 | 0 | 0 | 0 | 0 | 419100900 | 1761412 | 417339300 | 4173.393 | 122280.4149 | 0 | 57.1128 | 60.6411 | 2021-07-03 19:32
StdNResSpltPkgAC-65to134 | PreNResSpltPkgAC-65to-PEYes | EPr | 1975 | CZ14 | cDXGF | 0 | None | 1 | 50000.14 | 317591.5 |  | 80054.27 | 0 | 110993 | 0 | 90500 | 0 | 4389.232 | 31654.76 | 6630.984 | 19198.26 | 0 | 0 | 0 | 0 | 426065500 | 1761412 | 424304200 | 4243.042 | 124321.1306 | 0 | 57.1128 | 60.6411 | 2021-07-03 19:33
StdNResSpltPkgAC-65to134 | PreNResSpltPkgAC-65to-PEYes | EPr | 1975 | CZ15 | cDXGF | 0 | None | 1 | 50000.14 | 438113.1 |  | 80054.27 | 0 | 110993 | 0 | 202836.9 | 0 | 1252.881 | 42975.97 | 2230.94 | 35255.02 | 0 | 0 | 0 | 0 | 73041650 | 1761412 | 71280380 | 712.8038 | 20885.1513 | 0 | 57.1128 | 60.6411 | 2021-07-03 19:34
StdNResSpltPkgAC-65to134 | PreNResSpltPkgAC-65to-PEYes | EPr | 1975 | CZ16 | cDXGF | 0 | None | 1 | 50000.14 | 249506.2 |  | 80054.27 | 0 | 110993 | 0 | 24846.77 | 0 | 6778.713 | 26833.23 | 12801.15 | 8860.689 | 0 | 0 | 0 | 0 | 1283913000 | 1761412 | 1282151000 | 12821.51 | 375670.243 | 0 | 57.1128 | 60.6411 | 2021-07-03 19:34
StdNResSpltPkgAC-65to134 | PreNResSpltPkgAC-65to-PEYes | EPr | 1985 | CZ01 | cDXGF | 0 | None | 1 | 50000.14 | 216057.9 |  | 80054.27 | 0 | 106673.6 | 0 | 3611.03 | 0 | 4979.992 | 20739.44 | 12708.74 | 2252.554 | 0 | 0 | 0 | 0 | 930685400 | 1761412 | 928923500 | 9289.235 | 272174.5855 | 0 | 57.1128 | 58.3891 | 2021-07-03 19:35
StdNResSpltPkgAC-65to134 | PreNResSpltPkgAC-65to-PEYes | EPr | 1985 | CZ02 | cDXGF | 0 | None | 1 | 50000.14 | 255882.1 |  | 80054.27 | 0 | 106673.6 | 0 | 42031.08 | 0 | 3455.146 | 23668.49 | 7142.026 | 12070.45 | 0 | 0 | 0 | 0 | 467707700 | 1761412 | 465946600 | 4659.466 | 136522.3538 | 0 | 57.1128 | 58.3891 | 2021-07-03 19:36
StdNResSpltPkgAC-65to134 | PreNResSpltPkgAC-65to-PEYes | EPr | 1985 | CZ03 | cDXGF | 0 | None | 1 | 50000.14 | 237492.5 |  | 80054.27 | 0 | 106673.6 | 0 | 24373.46 | 0 | 2188.63 | 24202.96 | 7261.227 | 9879.778 | 0 | 0 | 0 | 0 | 388583000 | 1761412 | 386821700 | 3868.217 | 113338.7581 | 0 | 57.1128 | 58.3891 | 2021-07-03 19:36
StdNResSpltPkgAC-65to134 | PreNResSpltPkgAC-65to-PEYes | EPr | 1985 | CZ04 | cDXGF | 0 | None | 1 | 50000.14 | 268909 |  | 80054.27 | 0 | 106673.6 | 0 | 55140.16 | 0 | 2000.403 | 25041.11 | 5181.574 | 14986.03 | 0 | 0 | 0 | 0 | 282848300 | 1761412 | 281086700 | 2810.867 | 82358.4031 | 0 | 57.1128 | 58.3891 | 2021-07-03 19:37
StdNResSpltPkgAC-65to134 | PreNResSpltPkgAC-65to-PEYes | EPr | 1985 | CZ05 | cDXGF | 0 | None | 1 | 50000.14 | 247702.6 |  | 80054.27 | 0 | 106673.6 | 0 | 33059.79 | 0 | 2464.84 | 25450.61 | 6609.388 | 11988.36 | 0 | 0 | 0 | 0 | 301874600 | 1761412 | 300113200 | 3001.132 | 87933.1676 | 0 | 57.1128 | 58.3891 | 2021-07-03 19:37
StdNResSpltPkgAC-65to134 | PreNResSpltPkgAC-65to-PEYes | EPr | 1985 | CZ06 | cDXGF | 0 | None | 1 | 50000.14 | 281059.3 |  | 80054.27 | 0 | 106673.6 | 0 | 65520.95 | 0 | 886.2405 | 27924.77 | 3663.83 | 18190.8 | 0 | 0 | 0 | 0 | 119605900 | 1761412 | 117844400 | 1178.444 | 34528.4092 | 0 | 57.1128 | 58.3891 | 2021-07-03 19:38
StdNResSpltPkgAC-65to134 | PreNResSpltPkgAC-65to-PEYes | EPr | 1985 | CZ07 | cDXGF | 0 | None | 1 | 50000.14 | 266660.7 |  | 80054.27 | 0 | 106673.6 | 0 | 51976.73 | 0 | 432.8873 | 27523.74 | 3753.534 | 16789.17 | 0 | 0 | 0 | 0 | 104524000 | 1761412 | 102762500 | 1027.625 | 30109.4125 | 0 | 57.1128 | 58.3891 | 2021-07-03 19:38
StdNResSpltPkgAC-65to134 | PreNResSpltPkgAC-65to-PEYes | EPr | 1985 | CZ08 | cDXGF | 0 | None | 1 | 50000.14 | 301501.3 |  | 80054.27 | 0 | 106673.6 | 0 | 86529.95 | 0 | 890.6602 | 27353.28 | 2634.934 | 20086.21 | 0 | 0 | 0 | 0 | 91924020 | 1761412 | 90162640 | 901.6264 | 26417.6535 | 0 | 57.1128 | 58.3891 | 2021-07-03 19:39
StdNResSpltPkgAC-65to134 | PreNResSpltPkgAC-65to-PEYes | EPr | 1985 | CZ09 | cDXGF | 0 | None | 1 | 50000.14 | 299652.1 |  | 80054.27 | 0 | 106673.6 | 0 | 81078.64 | 0 | 1584.518 | 30261.67 | 3795.227 | 19739.21 | 0 | 0 | 0 | 0 | 150800300 | 1761412 | 149038800 | 1490.388 | 43668.3684 | 0 | 57.1128 | 58.3891 | 2021-07-03 19:40
StdNResSpltPkgAC-65to134 | PreNResSpltPkgAC-65to-PEYes | EPr | 1985 | CZ10 | cDXGF | 0 | None | 1 | 50000.14 | 312498.7 |  | 80054.27 | 0 | 106673.6 | 0 | 94302.88 | 0 | 2138.318 | 29330.08 | 3886.326 | 20297.4 | 0 | 0 | 0 | 0 | 185783700 | 1761412 | 184022200 | 1840.222 | 53918.5046 | 0 | 57.1128 | 58.3891 | 2021-07-03 19:40
StdNResSpltPkgAC-65to134 | PreNResSpltPkgAC-65to-PEYes | EPr | 1985 | CZ11 | cDXGF | 0 | None | 1 | 50000.14 | 310569.7 |  | 80054.27 | 0 | 106673.6 | 0 | 88537.86 | 0 | 3859.386 | 31444.95 | 8551.311 | 17998.51 | 0 | 0 | 0 | 0 | 506829000 | 1761412 | 505067600 | 5050.676 | 147984.8068 | 0 | 57.1128 | 58.3891 | 2021-07-03 19:41
StdNResSpltPkgAC-65to134 | PreNResSpltPkgAC-65to-PEYes | EPr | 1985 | CZ12 | cDXGF | 0 | None | 1 | 50000.14 | 285014.5 |  | 80054.27 | 0 | 106673.6 | 0 | 66967.18 | 0 | 3157.911 | 28162.1 | 6810.811 | 16671.6 | 0 | 0 | 0 | 0 | 432938000 | 1761412 | 431176800 | 4311.768 | 126334.8024 | 0 | 57.1128 | 58.3891 | 2021-07-03 19:41
StdNResSpltPkgAC-65to134 | PreNResSpltPkgAC-65to-PEYes | EPr | 1985 | CZ13 | cDXGF | 0 | None | 1 | 50000.14 | 322383.4 |  | 80054.27 | 0 | 106673.6 | 0 | 100800.3 | 0 | 3423.811 | 31431.95 | 6091.844 | 20343.32 | 0 | 0 | 0 | 0 | 391465000 | 1761412 | 389703600 | 3897.036 | 114183.1548 | 0 | 57.1128 | 58.3891 | 2021-07-03 19:42
StdNResSpltPkgAC-65to134 | PreNResSpltPkgAC-65to-PEYes | EPr | 1985 | CZ14 | cDXGF | 0 | None | 1 | 50000.14 | 311919.3 |  | 80054.27 | 0 | 106673.6 | 0 | 89614.74 | 0 | 4322.324 | 31254.95 | 6361.606 | 19089.06 | 0 | 0 | 0 | 0 | 395938200 | 1761412 | 394176800 | 3941.768 | 115493.8024 | 0 | 57.1128 | 58.3891 | 2021-07-03 19:43
StdNResSpltPkgAC-65to134 | PreNResSpltPkgAC-65to-PEYes | EPr | 1985 | CZ15 | cDXGF | 0 | None | 1 | 50000.14 | 429403.9 |  | 80054.27 | 0 | 106673.6 | 0 | 199080.2 | 0 | 1235.041 | 42361.29 | 2116.246 | 34786.47 | 0 | 0 | 0 | 0 | 67038640 | 1761412 | 65277330 | 652.7733 | 19126.2577 | 0 | 57.1128 | 58.3891 | 2021-07-03 19:43
StdNResSpltPkgAC-65to134 | PreNResSpltPkgAC-65to-PEYes | EPr | 1985 | CZ16 | cDXGF | 0 | None | 1 | 50000.14 | 244668.4 |  | 80054.27 | 0 | 106673.6 | 0 | 24750.93 | 0 | 6689.349 | 26500.62 | 12434.81 | 8842.154 | 0 | 0 | 0 | 0 | 1217688000 | 1761412 | 1215927000 | 12159.27 | 356266.611 | 0 | 57.1128 | 58.3891 | 2021-07-03 19:44
StdNResSpltPkgAC-65to134 | PreNResSpltPkgAC-65to-PEYes | EPr | 1996 | CZ01 | cDXGF | 0 | None | 1 | 50000.14 | 208485.4 |  | 80054.27 | 0 | 102353.4 | 0 | 3236.807 | 0 | 4413.248 | 18427.75 | 11412.4 | 2032.881 | 0 | 0 | 0 | 0 | 849514000 | 1761412 | 847752100 | 8477.521 | 248391.3653 | 0 | 57.1128 | 56.1371 | 2021-07-03 19:44
StdNResSpltPkgAC-65to134 | PreNResSpltPkgAC-65to-PEYes | EPr | 1996 | CZ02 | cDXGF | 0 | None | 1 | 50000.14 | 246045.1 |  | 80054.27 | 0 | 102353.4 | 0 | 38067.3 | 0 | 3299.254 | 22270.91 | 6988.319 | 11137.94 | 0 | 0 | 0 | 0 | 468306000 | 1761412 | 466544700 | 4665.447 | 136697.5971 | 0 | 57.1128 | 56.1371 | 2021-07-03 19:45
StdNResSpltPkgAC-65to134 | PreNResSpltPkgAC-65to-PEYes | EPr | 1996 | CZ03 | cDXGF | 0 | None | 1 | 50000.14 | 228951.5 |  | 80054.27 | 0 | 102353.4 | 0 | 21643.56 | 0 | 2089.337 | 22810.88 | 7272.03 | 8932.23 | 0 | 0 | 0 | 0 | 394450800 | 1761412 | 392689700 | 3926.897 | 115058.0821 | 0 | 57.1128 | 56.1371 | 2021-07-03 19:46
StdNResSpltPkgAC-65to134 | PreNResSpltPkgAC-65to-PEYes | EPr | 1996 | CZ04 | cDXGF | 0 | None | 1 | 50000.14 | 257969.7 |  | 80054.27 | 0 | 102353.4 | 0 | 50104.82 | 0 | 1916.59 | 23540.75 | 5107.328 | 13847.23 | 0 | 0 | 0 | 0 | 284848700 | 1761412 | 283087000 | 2830.87 | 82944.491 | 0 | 57.1128 | 56.1371 | 2021-07-03 19:46
StdNResSpltPkgAC-65to134 | PreNResSpltPkgAC-65to-PEYes | EPr | 1996 | CZ05 | cDXGF | 0 | None | 1 | 50000.14 | 238488.5 |  | 80054.27 | 0 | 102353.4 | 0 | 29694.15 | 0 | 2347.439 | 24039.26 | 6691.113 | 10966.95 | 0 | 0 | 0 | 0 | 312718500 | 1761412 | 310957100 | 3109.571 | 91110.4303 | 0 | 57.1128 | 56.1371 | 2021-07-03 19:47
StdNResSpltPkgAC-65to134 | PreNResSpltPkgAC-65to-PEYes | EPr | 1996 | CZ06 | cDXGF | 0 | None | 1 | 50000.14 | 269477.3 |  | 80054.27 | 0 | 102353.4 | 0 | 59656.48 | 0 | 853.5933 | 26559.61 | 3902.613 | 16890.95 | 0 | 0 | 0 | 0 | 133496600 | 1761412 | 131735000 | 1317.35 | 38598.355 | 0 | 57.1128 | 56.1371 | 2021-07-03 19:47
StdNResSpltPkgAC-65to134 | PreNResSpltPkgAC-65to-PEYes | EPr | 1996 | CZ07 | cDXGF | 0 | None | 1 | 50000.14 | 256370 |  | 80054.27 | 0 | 102353.4 | 0 | 47339.13 | 0 | 416.7842 | 26206.36 | 4024.698 | 15555.77 | 0 | 0 | 0 | 0 | 117092700 | 1761412 | 115331200 | 1153.312 | 33792.0416 | 0 | 57.1128 | 56.1371 | 2021-07-03 19:48
StdNResSpltPkgAC-65to134 | PreNResSpltPkgAC-65to-PEYes | EPr | 1996 | CZ08 | cDXGF | 0 | None | 1 | 50000.14 | 290141.9 |  | 80054.27 | 0 | 102353.4 | 0 | 80523.38 | 0 | 870.9531 | 26339.84 | 2879.248 | 18993.41 | 0 | 0 | 0 | 0 | 103568000 | 1761412 | 101806600 | 1018.066 | 29829.3338 | 0 | 57.1128 | 56.1371 | 2021-07-03 19:49
StdNResSpltPkgAC-65to134 | PreNResSpltPkgAC-65to-PEYes | EPr | 1996 | CZ09 | cDXGF | 0 | None | 1 | 50000.14 | 288371.4 |  | 80054.27 | 0 | 102353.4 | 0 | 75106.08 | 0 | 1562.221 | 29295.5 | 4190.091 | 18617.78 | 0 | 0 | 0 | 0 | 173288000 | 1761412 | 171526300 | 1715.263 | 50257.2059 | 0 | 57.1128 | 56.1371 | 2021-07-03 19:49
StdNResSpltPkgAC-65to134 | PreNResSpltPkgAC-65to-PEYes | EPr | 1996 | CZ10 | cDXGF | 0 | None | 1 | 50000.14 | 300797.5 |  | 80054.27 | 0 | 102353.4 | 0 | 88000.83 | 0 | 2104.918 | 28284.11 | 4207.314 | 19162.75 | 0 | 0 | 0 | 0 | 209799300 | 1761412 | 208037700 | 2080.377 | 60955.0461 | 0 | 57.1128 | 56.1371 | 2021-07-03 19:50
StdNResSpltPkgAC-65to134 | PreNResSpltPkgAC-65to-PEYes | EPr | 1996 | CZ11 | cDXGF | 0 | None | 1 | 50000.14 | 289692.6 |  | 80054.27 | 0 | 102353.4 | 0 | 75400.8 | 0 | 3550.923 | 28333.25 | 7760.266 | 16033.09 | 0 | 0 | 0 | 0 | 432254800 | 1761412 | 430493600 | 4304.936 | 126134.6248 | 0 | 57.1128 | 56.1371 | 2021-07-03 19:50
StdNResSpltPkgAC-65to134 | PreNResSpltPkgAC-65to-PEYes | EPr | 1996 | CZ12 | cDXGF | 0 | None | 1 | 50000.14 | 267505.4 |  | 80054.27 | 0 | 102353.4 | 0 | 57128.87 | 0 | 2866.173 | 25102.79 | 6122.272 | 14811.43 | 0 | 0 | 0 | 0 | 369359000 | 1761412 | 367597600 | 3675.976 | 107706.0968 | 0 | 57.1128 | 56.1371 | 2021-07-03 19:51
StdNResSpltPkgAC-65to134 | PreNResSpltPkgAC-65to-PEYes | EPr | 1996 | CZ13 | cDXGF | 0 | None | 1 | 50000.14 | 302073.5 |  | 80054.27 | 0 | 102353.4 | 0 | 86649.13 | 0 | 3146.341 | 29870.4 | 6205.95 | 19006.93 | 0 | 0 | 0 | 0 | 334954200 | 1761412 | 333192700 | 3331.927 | 97625.4611 | 0 | 57.1128 | 56.1371 | 2021-07-03 19:52
StdNResSpltPkgAC-65to134 | PreNResSpltPkgAC-65to-PEYes | EPr | 1996 | CZ14 | cDXGF | 0 | None | 1 | 50000.14 | 289847.3 |  | 80054.27 | 0 | 102353.4 | 0 | 75501.69 | 0 | 3974.9 | 27963.11 | 5871.189 | 16786.2 | 0 | 0 | 0 | 0 | 342575700 | 1761412 | 340814400 | 3408.144 | 99858.6192 | 0 | 57.1128 | 56.1371 | 2021-07-03 19:52
StdNResSpltPkgAC-65to134 | PreNResSpltPkgAC-65to-PEYes | EPr | 1996 | CZ15 | cDXGF | 0 | None | 1 | 50000.14 | 394917.2 |  | 80054.27 | 0 | 102353.4 | 0 | 172944.4 | 0 | 1152.611 | 38412.59 | 1950.024 | 31476.03 | 0 | 0 | 0 | 0 | 58694990 | 1761412 | 56933700 | 569.337 | 16681.5741 | 0 | 57.1128 | 56.1371 | 2021-07-03 19:53
StdNResSpltPkgAC-65to134 | PreNResSpltPkgAC-65to-PEYes | EPr | 1996 | CZ16 | cDXGF | 0 | None | 1 | 50000.14 | 232312.5 |  | 80054.27 | 0 | 102353.4 | 0 | 20667.71 | 0 | 5982.071 | 23255.17 | 11283.16 | 7609.692 | 0 | 0 | 0 | 0 | 1079739000 | 1761412 | 1077978000 | 10779.78 | 315847.554 | 0 | 57.1128 | 56.1371 | 2021-07-03 19:53
StdNResSpltPkgAC-65to134 | PreNResSpltPkgAC-65to-PEYes | EPr | 2003 | CZ01 | cDXGF | 0 | None | 1 | 50000.14 | 200694.8 |  | 80054.27 | 0 | 98033.33 | 0 | 2764.419 | 0 | 3804.61 | 16038.27 | 10673.33 | 1689.55 | 0 | 0 | 0 | 0 | 861637900 | 1761412 | 859875700 | 8598.757 | 251943.5801 | 0 | 57.1128 | 53.8851 | 2021-07-03 19:54
StdNResSpltPkgAC-65to134 | PreNResSpltPkgAC-65to-PEYes | EPr | 2003 | CZ02 | cDXGF | 0 | None | 1 | 50000.14 | 230114.1 |  | 80054.27 | 0 | 98033.33 | 0 | 30356.22 | 0 | 2813.983 | 18856.39 | 6284.062 | 9307.689 | 0 | 0 | 0 | 0 | 410966100 | 1761412 | 409204900 | 4092.049 | 119897.0357 | 0 | 57.1128 | 53.8851 | 2021-07-03 19:55
StdNResSpltPkgAC-65to134 | PreNResSpltPkgAC-65to-PEYes | EPr | 2003 | CZ03 | cDXGF | 0 | None | 1 | 50000.14 | 217109.4 |  | 80054.27 | 0 | 98033.33 | 0 | 17513.25 | 0 | 1813.028 | 19695.62 | 7043.728 | 7432.449 | 0 | 0 | 0 | 0 | 397124000 | 1761412 | 395362700 | 3953.627 | 115841.2711 | 0 | 57.1128 | 53.8851 | 2021-07-03 19:55
StdNResSpltPkgAC-65to134 | PreNResSpltPkgAC-65to-PEYes | EPr | 2003 | CZ04 | cDXGF | 0 | None | 1 | 50000.14 | 241372 |  | 80054.27 | 0 | 98033.33 | 0 | 40906.71 | 0 | 1720.474 | 20657.28 | 4971.421 | 11807.91 | 0 | 0 | 0 | 0 | 280142800 | 1761412 | 278381200 | 2783.812 | 81565.6916 | 0 | 57.1128 | 53.8851 | 2021-07-03 19:56
StdNResSpltPkgAC-65to134 | PreNResSpltPkgAC-65to-PEYes | EPr | 2003 | CZ05 | cDXGF | 0 | None | 1 | 50000.14 | 225260.6 |  | 80054.27 | 0 | 98033.33 | 0 | 24220.03 | 0 | 2031.895 | 20921.11 | 6674.382 | 9146.035 | 0 | 0 | 0 | 0 | 327177500 | 1761412 | 325416100 | 3254.161 | 95346.9173 | 0 | 57.1128 | 53.8851 | 2021-07-03 19:56
StdNResSpltPkgAC-65to134 | PreNResSpltPkgAC-65to-PEYes | EPr | 2003 | CZ06 | cDXGF | 0 | None | 1 | 50000.14 | 251773.5 |  | 80054.27 | 0 | 98033.33 | 0 | 49666.41 | 0 | 748.7836 | 23270.74 | 3926.505 | 14423.35 | 0 | 0 | 0 | 0 | 138377100 | 1761412 | 136615500 | 1366.155 | 40028.3415 | 0 | 57.1128 | 53.8851 | 2021-07-03 19:57
StdNResSpltPkgAC-65to134 | PreNResSpltPkgAC-65to-PEYes | EPr | 2003 | CZ07 | cDXGF | 0 | None | 1 | 50000.14 | 241241.1 |  | 80054.27 | 0 | 98033.33 | 0 | 39729.81 | 0 | 366.1312 | 23057.66 | 4081.447 | 13400.84 | 0 | 0 | 0 | 0 | 124537800 | 1761412 | 122776300 | 1227.763 | 35973.4559 | 0 | 57.1128 | 53.8851 | 2021-07-03 19:57
StdNResSpltPkgAC-65to134 | PreNResSpltPkgAC-65to-PEYes | EPr | 2003 | CZ08 | cDXGF | 0 | None | 1 | 50000.14 | 270113.8 |  | 80054.27 | 0 | 98033.33 | 0 | 67659.28 | 0 | 796.2346 | 23570.65 | 2958.239 | 16635.5 | 0 | 0 | 0 | 0 | 107524200 | 1761412 | 105762900 | 1057.629 | 30988.5297 | 0 | 57.1128 | 53.8851 | 2021-07-03 19:58
StdNResSpltPkgAC-65to134 | PreNResSpltPkgAC-65to-PEYes | EPr | 2003 | CZ09 | cDXGF | 0 | None | 1 | 50000.14 | 268246.3 |  | 80054.27 | 0 | 98033.33 | 0 | 62353.67 | 0 | 1441.624 | 26363.45 | 4228.123 | 16292.08 | 0 | 0 | 0 | 0 | 172924800 | 1761412 | 171163100 | 1711.631 | 50150.7883 | 0 | 57.1128 | 53.8851 | 2021-07-03 19:59
StdNResSpltPkgAC-65to134 | PreNResSpltPkgAC-65to-PEYes | EPr | 2003 | CZ10 | cDXGF | 0 | None | 1 | 50000.14 | 274401 |  | 80054.27 | 0 | 98033.33 | 0 | 70462.8 | 0 | 1828.045 | 24022.63 | 3663.711 | 16175.46 | 0 | 0 | 0 | 0 | 169045200 | 1761412 | 167283300 | 1672.833 | 49014.0069 | 0 | 57.1128 | 53.8851 | 2021-07-03 19:59
StdNResSpltPkgAC-65to134 | PreNResSpltPkgAC-65to-PEYes | EPr | 2003 | CZ11 | cDXGF | 0 | None | 1 | 50000.14 | 272007.7 |  | 80054.27 | 0 | 98033.33 | 0 | 64708.64 | 0 | 3302.99 | 25908.52 | 7630.376 | 14252.67 | 0 | 0 | 0 | 0 | 430842300 | 1761412 | 429080900 | 4290.809 | 125720.7037 | 0 | 57.1128 | 53.8851 | 2021-07-03 20:00
StdNResSpltPkgAC-65to134 | PreNResSpltPkgAC-65to-PEYes | EPr | 2003 | CZ12 | cDXGF | 0 | None | 1 | 50000.14 | 251640.1 |  | 80054.27 | 0 | 98033.33 | 0 | 48291.24 | 0 | 2631.644 | 22629.68 | 5990.496 | 12983.31 | 0 | 0 | 0 | 0 | 368091000 | 1761412 | 366329600 | 3663.296 | 107334.5728 | 0 | 57.1128 | 53.8851 | 2021-07-03 20:01
StdNResSpltPkgAC-65to134 | PreNResSpltPkgAC-65to-PEYes | EPr | 2003 | CZ13 | cDXGF | 0 | None | 1 | 50000.14 | 283060.2 |  | 80054.27 | 0 | 98033.33 | 0 | 74806.33 | 0 | 2925.796 | 27240.43 | 6167.039 | 16908.78 | 0 | 0 | 0 | 0 | 335122700 | 1761412 | 333361200 | 3333.612 | 97674.8316 | 0 | 57.1128 | 53.8851 | 2021-07-03 20:01
StdNResSpltPkgAC-65to134 | PreNResSpltPkgAC-65to-PEYes | EPr | 2003 | CZ14 | cDXGF | 0 | None | 1 | 50000.14 | 272791.8 |  | 80054.27 | 0 | 98033.33 | 0 | 65423.91 | 0 | 3714.467 | 25565.85 | 5971.132 | 14838.95 | 0 | 0 | 0 | 0 | 356389000 | 1761412 | 354627700 | 3546.277 | 103905.9161 | 0 | 57.1128 | 53.8851 | 2021-07-03 20:02
StdNResSpltPkgAC-65to134 | PreNResSpltPkgAC-65to-PEYes | EPr | 2003 | CZ15 | cDXGF | 0 | None | 1 | 50000.14 | 371420.2 |  | 80054.27 | 0 | 98033.33 | 0 | 156393.6 | 0 | 1100.623 | 35838.41 | 2048.056 | 29128.61 | 0 | 0 | 0 | 0 | 62667970 | 1761412 | 60906690 | 609.0669 | 17845.6602 | 0 | 57.1128 | 53.8851 | 2021-07-03 20:02
StdNResSpltPkgAC-65to134 | PreNResSpltPkgAC-65to-PEYes | EPr | 2003 | CZ16 | cDXGF | 0 | None | 1 | 50000.14 | 220608.1 |  | 80054.27 | 0 | 98033.33 | 0 | 17110.8 | 0 | 5235.199 | 20174.52 | 10522.05 | 6398.46 | 0 | 0 | 0 | 0 | 1072967000 | 1761412 | 1071206000 | 10712.06 | 313863.358 | 0 | 57.1128 | 53.8851 | 2021-07-03 20:03
StdNResSpltPkgAC-65to134 | PreNResSpltPkgAC-65to-PEYes | EPr | 2007 | CZ01 | cDXGF | 0 | None | 1 | 50000.14 | 200683.1 |  | 80054.27 | 0 | 98033.33 | 0 | 2793.075 | 0 | 3797.229 | 16005.31 | 10528.78 | 1706.301 | 0 | 0 | 0 | 0 | 842950500 | 1761412 | 841188500 | 8411.885 | 246468.2305 | 0 | 57.1128 | 53.8851 | 2021-07-03 20:03
StdNResSpltPkgAC-65to134 | PreNResSpltPkgAC-65to-PEYes | EPr | 2007 | CZ02 | cDXGF | 0 | None | 1 | 50000.14 | 229888.6 |  | 80054.27 | 0 | 98033.33 | 0 | 30322.91 | 0 | 2779.045 | 18698.97 | 6111.482 | 9312.469 | 0 | 0 | 0 | 0 | 394193400 | 1761412 | 392432200 | 3924.322 | 114982.6346 | 0 | 57.1128 | 53.8851 | 2021-07-03 20:04
StdNResSpltPkgAC-65to134 | PreNResSpltPkgAC-65to-PEYes | EPr | 2007 | CZ03 | cDXGF | 0 | None | 1 | 50000.14 | 217073.3 |  | 80054.27 | 0 | 98033.33 | 0 | 17530.3 | 0 | 1808.212 | 19647.23 | 6896.359 | 7452.463 | 0 | 0 | 0 | 0 | 385177200 | 1761412 | 383415900 | 3834.159 | 112340.8587 | 0 | 57.1128 | 53.8851 | 2021-07-03 20:05
StdNResSpltPkgAC-65to134 | PreNResSpltPkgAC-65to-PEYes | EPr | 2007 | CZ04 | cDXGF | 0 | None | 1 | 50000.14 | 241098.7 |  | 80054.27 | 0 | 98033.33 | 0 | 40852.34 | 0 | 1704.893 | 20453.87 | 4757.187 | 11798.04 | 0 | 0 | 0 | 0 | 267095500 | 1761412 | 265333900 | 2653.339 | 77742.8327 | 0 | 57.1128 | 53.8851 | 2021-07-03 20:05
StdNResSpltPkgAC-65to134 | PreNResSpltPkgAC-65to-PEYes | EPr | 2007 | CZ05 | cDXGF | 0 | None | 1 | 50000.14 | 225260.1 |  | 80054.27 | 0 | 98033.33 | 0 | 24272.6 | 0 | 2026.455 | 20873.49 | 6543.098 | 9178.554 | 0 | 0 | 0 | 0 | 317857400 | 1761412 | 316095800 | 3160.958 | 92616.0694 | 0 | 57.1128 | 53.8851 | 2021-07-03 20:06
StdNResSpltPkgAC-65to134 | PreNResSpltPkgAC-65to-PEYes | EPr | 2007 | CZ06 | cDXGF | 0 | None | 1 | 50000.14 | 251773.5 |  | 80054.27 | 0 | 98033.33 | 0 | 49666.41 | 0 | 748.7836 | 23270.74 | 3926.505 | 14423.35 | 0 | 0 | 0 | 0 | 138377100 | 1761412 | 136615500 | 1366.155 | 40028.3415 | 0 | 57.1128 | 53.8851 | 2021-07-03 20:06
StdNResSpltPkgAC-65to134 | PreNResSpltPkgAC-65to-PEYes | EPr | 2007 | CZ07 | cDXGF | 0 | None | 1 | 50000.14 | 241241.1 |  | 80054.27 | 0 | 98033.33 | 0 | 39729.81 | 0 | 366.1312 | 23057.66 | 4081.447 | 13400.84 | 0 | 0 | 0 | 0 | 124537800 | 1761412 | 122776300 | 1227.763 | 35973.4559 | 0 | 57.1128 | 53.8851 | 2021-07-03 20:07
StdNResSpltPkgAC-65to134 | PreNResSpltPkgAC-65to-PEYes | EPr | 2007 | CZ08 | cDXGF | 0 | None | 1 | 50000.14 | 270113.8 |  | 80054.27 | 0 | 98033.33 | 0 | 67659.28 | 0 | 796.2346 | 23570.65 | 2958.239 | 16635.5 | 0 | 0 | 0 | 0 | 107524200 | 1761412 | 105762900 | 1057.629 | 30988.5297 | 0 | 57.1128 | 53.8851 | 2021-07-03 20:08
StdNResSpltPkgAC-65to134 | PreNResSpltPkgAC-65to-PEYes | EPr | 2007 | CZ09 | cDXGF | 0 | None | 1 | 50000.14 | 268246.3 |  | 80054.27 | 0 | 98033.33 | 0 | 62353.67 | 0 | 1441.624 | 26363.45 | 4228.123 | 16292.08 | 0 | 0 | 0 | 0 | 172924800 | 1761412 | 171163100 | 1711.631 | 50150.7883 | 0 | 57.1128 | 53.8851 | 2021-07-03 20:08
StdNResSpltPkgAC-65to134 | PreNResSpltPkgAC-65to-PEYes | EPr | 2007 | CZ10 | cDXGF | 0 | None | 1 | 50000.14 | 275538.9 |  | 80054.27 | 0 | 98033.33 | 0 | 70240.8 | 0 | 1807.722 | 25402.9 | 3985.647 | 17032.81 | 0 | 0 | 0 | 0 | 158064800 | 1761412 | 156303200 | 1563.032 | 45796.8376 | 0 | 57.1128 | 53.8851 | 2021-07-03 20:09
StdNResSpltPkgAC-65to134 | PreNResSpltPkgAC-65to-PEYes | EPr | 2007 | CZ11 | cDXGF | 0 | None | 1 | 50000.14 | 271090.3 |  | 80054.27 | 0 | 98033.33 | 0 | 64119.1 | 0 | 3270.025 | 25613.55 | 7378.855 | 14159.53 | 0 | 0 | 0 | 0 | 411503800 | 1761412 | 409742500 | 4097.425 | 120054.5525 | 0 | 57.1128 | 53.8851 | 2021-07-03 20:09
StdNResSpltPkgAC-65to134 | PreNResSpltPkgAC-65to-PEYes | EPr | 2007 | CZ12 | cDXGF | 0 | None | 1 | 50000.14 | 251039.4 |  | 80054.27 | 0 | 98033.33 | 0 | 48019.83 | 0 | 2601.04 | 22330.94 | 5767.929 | 12924.6 | 0 | 0 | 0 | 0 | 351473400 | 1761412 | 349712100 | 3497.121 | 102465.6453 | 0 | 57.1128 | 53.8851 | 2021-07-03 20:10
StdNResSpltPkgAC-65to134 | PreNResSpltPkgAC-65to-PEYes | EPr | 2007 | CZ13 | cDXGF | 0 | None | 1 | 50000.14 | 281842.1 |  | 80054.27 | 0 | 98033.33 | 0 | 73953.59 | 0 | 2898.112 | 26902.81 | 5931.263 | 16777.46 | 0 | 0 | 0 | 0 | 318949900 | 1761412 | 317188500 | 3171.885 | 92936.2305 | 0 | 57.1128 | 53.8851 | 2021-07-03 20:11
StdNResSpltPkgAC-65to134 | PreNResSpltPkgAC-65to-PEYes | EPr | 2007 | CZ14 | cDXGF | 0 | None | 1 | 50000.14 | 272002.8 |  | 80054.27 | 0 | 98033.33 | 0 | 64878.77 | 0 | 3679.3 | 25357.09 | 5781.55 | 14784.47 | 0 | 0 | 0 | 0 | 340042800 | 1761412 | 338281500 | 3382.815 | 99116.4795 | 0 | 57.1128 | 53.8851 | 2021-07-03 20:11
StdNResSpltPkgAC-65to134 | PreNResSpltPkgAC-65to-PEYes | EPr | 2007 | CZ15 | cDXGF | 0 | None | 1 | 50000.14 | 368966.2 |  | 80054.27 | 0 | 98033.33 | 0 | 154305.2 | 0 | 1089.341 | 35483.99 | 1941.439 | 28876.63 | 0 | 0 | 0 | 0 | 58419850 | 1761412 | 56658560 | 566.5856 | 16600.9581 | 0 | 57.1128 | 53.8851 | 2021-07-03 20:12
StdNResSpltPkgAC-65to134 | PreNResSpltPkgAC-65to-PEYes | EPr | 2007 | CZ16 | cDXGF | 0 | None | 1 | 50000.14 | 220466.6 |  | 80054.27 | 0 | 98033.33 | 0 | 17062.33 | 0 | 5218.456 | 20098.21 | 10376.22 | 6403.478 | 0 | 0 | 0 | 0 | 1042676000 | 1761412 | 1040915000 | 10409.15 | 304988.095 | 0 | 57.1128 | 53.8851 | 2021-07-03 20:12
StdNResSpltPkgAC-65to134 | PreNResSpltPkgAC-65to-PEYes | EPr | 2011 | CZ01 | cDXGF | 0 | None | 1 | 50000.14 | 200683.1 |  | 80054.27 | 0 | 98033.33 | 0 | 2793.075 | 0 | 3797.229 | 16005.31 | 10528.78 | 1706.301 | 0 | 0 | 0 | 0 | 842950500 | 1761412 | 841188500 | 8411.885 | 246468.2305 | 0 | 57.1128 | 53.8851 | 2021-07-03 20:13
StdNResSpltPkgAC-65to134 | PreNResSpltPkgAC-65to-PEYes | EPr | 2011 | CZ02 | cDXGF | 0 | None | 1 | 50000.14 | 229655 |  | 80054.27 | 0 | 98033.33 | 0 | 30590.76 | 0 | 2708.193 | 18268.47 | 5588.433 | 9395.255 | 0 | 0 | 0 | 0 | 349203900 | 1761412 | 347442600 | 3474.426 | 101800.6818 | 0 | 57.1128 | 53.8851 | 2021-07-03 20:14
StdNResSpltPkgAC-65to134 | PreNResSpltPkgAC-65to-PEYes | EPr | 2011 | CZ03 | cDXGF | 0 | None | 1 | 50000.14 | 217042.4 |  | 80054.27 | 0 | 98033.33 | 0 | 17554.62 | 0 | 1803.265 | 19596.92 | 6741.866 | 7480.382 | 0 | 0 | 0 | 0 | 372778000 | 1761412 | 371016800 | 3710.168 | 108707.9224 | 0 | 57.1128 | 53.8851 | 2021-07-03 20:14
StdNResSpltPkgAC-65to134 | PreNResSpltPkgAC-65to-PEYes | EPr | 2011 | CZ04 | cDXGF | 0 | None | 1 | 50000.14 | 240928.3 |  | 80054.27 | 0 | 98033.33 | 0 | 41129.12 | 0 | 1658.676 | 20052.99 | 4234.167 | 11909.3 | 0 | 0 | 0 | 0 | 225567100 | 1761412 | 223805500 | 2238.055 | 65575.0115 | 0 | 57.1128 | 53.8851 | 2021-07-03 20:15
StdNResSpltPkgAC-65to134 | PreNResSpltPkgAC-65to-PEYes | EPr | 2011 | CZ05 | cDXGF | 0 | None | 1 | 50000.14 | 225260.1 |  | 80054.27 | 0 | 98033.33 | 0 | 24272.6 | 0 | 2026.455 | 20873.49 | 6543.098 | 9178.554 | 0 | 0 | 0 | 0 | 317857400 | 1761412 | 316095800 | 3160.958 | 92616.0694 | 0 | 57.1128 | 53.8851 | 2021-07-03 20:15
StdNResSpltPkgAC-65to134 | PreNResSpltPkgAC-65to-PEYes | EPr | 2011 | CZ06 | cDXGF | 0 | None | 1 | 50000.14 | 251773.5 |  | 80054.27 | 0 | 98033.33 | 0 | 49666.41 | 0 | 748.7836 | 23270.74 | 3926.505 | 14423.35 | 0 | 0 | 0 | 0 | 138377100 | 1761412 | 136615500 | 1366.155 | 40028.3415 | 0 | 57.1128 | 53.8851 | 2021-07-03 20:16
StdNResSpltPkgAC-65to134 | PreNResSpltPkgAC-65to-PEYes | EPr | 2011 | CZ07 | cDXGF | 0 | None | 1 | 50000.14 | 241193.6 |  | 80054.27 | 0 | 98033.33 | 0 | 39735.43 | 0 | 365.0514 | 23005.62 | 3979.608 | 13429.78 | 0 | 0 | 0 | 0 | 119008500 | 1761412 | 117247000 | 1172.47 | 34353.371 | 0 | 57.1128 | 53.8851 | 2021-07-03 20:17
StdNResSpltPkgAC-65to134 | PreNResSpltPkgAC-65to-PEYes | EPr | 2011 | CZ08 | cDXGF | 0 | None | 1 | 50000.14 | 269529.1 |  | 80054.27 | 0 | 98033.33 | 0 | 67348.04 | 0 | 788.3925 | 23305.13 | 2791.334 | 16552.54 | 0 | 0 | 0 | 0 | 101339200 | 1761412 | 99577880 | 995.7788 | 29176.3188 | 0 | 57.1128 | 53.8851 | 2021-07-03 20:17
StdNResSpltPkgAC-65to134 | PreNResSpltPkgAC-65to-PEYes | EPr | 2011 | CZ09 | cDXGF | 0 | None | 1 | 50000.14 | 265796.5 |  | 80054.27 | 0 | 98033.33 | 0 | 61072.11 | 0 | 1369.396 | 25267.48 | 3361.793 | 16066.36 | 0 | 0 | 0 | 0 | 124712300 | 1761412 | 122950800 | 1229.508 | 36024.5844 | 0 | 57.1128 | 53.8851 | 2021-07-03 20:18
StdNResSpltPkgAC-65to134 | PreNResSpltPkgAC-65to-PEYes | EPr | 2011 | CZ10 | cDXGF | 0 | None | 1 | 50000.14 | 274394.4 |  | 80054.27 | 0 | 98033.33 | 0 | 69681.14 | 0 | 1765.589 | 24860.15 | 3568.605 | 16902.43 | 0 | 0 | 0 | 0 | 136084900 | 1761412 | 134323300 | 1343.233 | 39356.7269 | 0 | 57.1128 | 53.8851 | 2021-07-03 20:18
StdNResSpltPkgAC-65to134 | PreNResSpltPkgAC-65to-PEYes | EPr | 2011 | CZ11 | cDXGF | 0 | None | 1 | 50000.14 | 269370.7 |  | 80054.27 | 0 | 98033.33 | 0 | 63051.19 | 0 | 3193.527 | 25038.33 | 6851.177 | 14021.77 | 0 | 0 | 0 | 0 | 364047300 | 1761412 | 362286100 | 3622.861 | 106149.8273 | 0 | 57.1128 | 53.8851 | 2021-07-03 20:19
StdNResSpltPkgAC-65to134 | PreNResSpltPkgAC-65to-PEYes | EPr | 2011 | CZ12 | cDXGF | 0 | None | 1 | 50000.14 | 250261.3 |  | 80054.27 | 0 | 98033.33 | 0 | 47773.16 | 0 | 2536.876 | 21863.62 | 5300.573 | 12906.87 | 0 | 0 | 0 | 0 | 310697000 | 1761412 | 308935600 | 3089.356 | 90518.1308 | 0 | 57.1128 | 53.8851 | 2021-07-03 20:20
StdNResSpltPkgAC-65to134 | PreNResSpltPkgAC-65to-PEYes | EPr | 2011 | CZ13 | cDXGF | 0 | None | 1 | 50000.14 | 279684.6 |  | 80054.27 | 0 | 98033.33 | 0 | 72473.19 | 0 | 2834.501 | 26289.33 | 5459.602 | 16610.44 | 0 | 0 | 0 | 0 | 280107200 | 1761412 | 278345800 | 2783.458 | 81555.3194 | 0 | 57.1128 | 53.8851 | 2021-07-03 20:20
StdNResSpltPkgAC-65to134 | PreNResSpltPkgAC-65to-PEYes | EPr | 2011 | CZ14 | cDXGF | 0 | None | 1 | 50000.14 | 270585.3 |  | 80054.27 | 0 | 98033.33 | 0 | 64017.82 | 0 | 3598.792 | 24881.14 | 5323.529 | 14738.76 | 0 | 0 | 0 | 0 | 298593500 | 1761412 | 296831900 | 2968.319 | 86971.7467 | 0 | 57.1128 | 53.8851 | 2021-07-03 20:21
StdNResSpltPkgAC-65to134 | PreNResSpltPkgAC-65to-PEYes | EPr | 2011 | CZ15 | cDXGF | 0 | None | 1 | 50000.14 | 361341.7 |  | 80054.27 | 0 | 98033.33 | 0 | 147769 | 0 | 1058.574 | 34426.56 | 1625.13 | 28188.36 | 0 | 0 | 0 | 0 | 45407660 | 1761412 | 43646400 | 436.464 | 12788.3952 | 0 | 57.1128 | 53.8851 | 2021-07-03 20:21
StdNResSpltPkgAC-65to134 | PreNResSpltPkgAC-65to-PEYes | EPr | 2011 | CZ16 | cDXGF | 0 | None | 1 | 50000.14 | 220156 |  | 80054.27 | 0 | 98033.33 | 0 | 17073.65 | 0 | 5153.52 | 19841.29 | 9931.17 | 6454.202 | 0 | 0 | 0 | 0 | 965876400 | 1761412 | 964115100 | 9641.151 | 282485.7243 | 0 | 57.1128 | 53.8851 | 2021-07-03 20:22
StdNResSpltPkgAC-65to134 | PreNResSpltPkgAC-65to-PEYes | EPr | 2015 | CZ01 | cDXGF | 0 | None | 1 | 50000.14 | 197214.8 |  | 78210.52 | 0 | 98033.33 | 0 | 2542.408 | 0 | 3518.195 | 14910.23 | 10050.42 | 1546.786 | 0 | 0 | 0 | 0 | 832217700 | 1761412 | 830455600 | 8304.556 | 243323.4908 | 0 | 56.0998 | 53.8851 | 2021-07-03 20:22
StdNResSpltPkgAC-65to134 | PreNResSpltPkgAC-65to-PEYes | EPr | 2015 | CZ02 | cDXGF | 0 | None | 1 | 50000.14 | 223375.6 |  | 78210.52 | 0 | 98033.33 | 0 | 27633.69 | 0 | 2532.399 | 16965.54 | 5325.414 | 8593.707 | 0 | 0 | 0 | 0 | 331435800 | 1761412 | 329674500 | 3296.745 | 96594.6285 | 0 | 56.0998 | 53.8851 | 2021-07-03 20:23
StdNResSpltPkgAC-65to134 | PreNResSpltPkgAC-65to-PEYes | EPr | 2015 | CZ03 | cDXGF | 0 | None | 1 | 50000.14 | 211532.3 |  | 78210.52 | 0 | 98033.33 | 0 | 16307.22 | 0 | 1576.401 | 17404.71 | 6158.644 | 6859.803 | 0 | 0 | 0 | 0 | 349504100 | 1761412 | 347742500 | 3477.425 | 101888.5525 | 0 | 56.0998 | 53.8851 | 2021-07-03 20:24
StdNResSpltPkgAC-65to134 | PreNResSpltPkgAC-65to-PEYes | EPr | 2015 | CZ04 | cDXGF | 0 | None | 1 | 50000.14 | 232521.5 |  | 78210.52 | 0 | 98033.33 | 0 | 36591.93 | 0 | 1491.83 | 18193.82 | 3896.749 | 10881.04 | 0 | 0 | 0 | 0 | 198612000 | 1761412 | 196850200 | 1968.502 | 57677.1086 | 0 | 56.0998 | 53.8851 | 2021-07-03 20:24
StdNResSpltPkgAC-65to134 | PreNResSpltPkgAC-65to-PEYes | EPr | 2015 | CZ05 | cDXGF | 0 | None | 1 | 50000.14 | 219048 |  | 78210.52 | 0 | 98033.33 | 0 | 22271.07 | 0 | 1775.357 | 18757.73 | 6182.571 | 8284.703 | 0 | 0 | 0 | 0 | 303973600 | 1761412 | 302212100 | 3022.121 | 88548.1453 | 0 | 56.0998 | 53.8851 | 2021-07-03 20:25
StdNResSpltPkgAC-65to134 | PreNResSpltPkgAC-65to-PEYes | EPr | 2015 | CZ06 | cDXGF | 0 | None | 1 | 50000.14 | 243098.6 |  | 78210.52 | 0 | 98033.33 | 0 | 45187.65 | 0 | 660.215 | 21006.88 | 3756.331 | 13087.49 | 0 | 0 | 0 | 0 | 131507600 | 1761412 | 129746200 | 1297.462 | 38015.6366 | 0 | 56.0998 | 53.8851 | 2021-07-03 20:25
StdNResSpltPkgAC-65to134 | PreNResSpltPkgAC-65to-PEYes | EPr | 2015 | CZ07 | cDXGF | 0 | None | 1 | 50000.14 | 233697.2 |  | 78210.52 | 0 | 98033.33 | 0 | 36350.82 | 0 | 321.9544 | 20780.54 | 3857.101 | 12238.55 | 0 | 0 | 0 | 0 | 116064900 | 1761412 | 114303500 | 1143.035 | 33490.9255 | 0 | 56.0998 | 53.8851 | 2021-07-03 20:26
StdNResSpltPkgAC-65to134 | PreNResSpltPkgAC-65to-PEYes | EPr | 2015 | CZ08 | cDXGF | 0 | None | 1 | 50000.14 | 258236.8 |  | 78210.52 | 0 | 98033.33 | 0 | 60057.06 | 0 | 717.285 | 21218.52 | 2662.428 | 15047.25 | 0 | 0 | 0 | 0 | 91958630 | 1761412 | 90197280 | 901.9728 | 26427.803 | 0 | 56.0998 | 53.8851 | 2021-07-03 20:27
StdNResSpltPkgAC-65to134 | PreNResSpltPkgAC-65to-PEYes | EPr | 2015 | CZ09 | cDXGF | 0 | None | 1 | 50000.14 | 254612.1 |  | 78210.52 | 0 | 98033.33 | 0 | 53969.07 | 0 | 1258.458 | 23140.57 | 3201.413 | 14677.46 | 0 | 0 | 0 | 0 | 112387700 | 1761412 | 110626400 | 1106.264 | 32413.5352 | 0 | 56.0998 | 53.8851 | 2021-07-03 20:27
StdNResSpltPkgAC-65to134 | PreNResSpltPkgAC-65to-PEYes | EPr | 2015 | CZ10 | cDXGF | 0 | None | 1 | 50000.14 | 264172.5 |  | 78210.52 | 0 | 98033.33 | 0 | 62926.71 | 0 | 1675.337 | 23326.63 | 3540.258 | 15684 | 0 | 0 | 0 | 0 | 130454700 | 1761412 | 128693000 | 1286.93 | 37707.049 | 0 | 56.0998 | 53.8851 | 2021-07-03 20:28
StdNResSpltPkgAC-65to134 | PreNResSpltPkgAC-65to-PEYes | EPr | 2015 | CZ11 | cDXGF | 0 | None | 1 | 50000.14 | 258642.8 |  | 78210.52 | 0 | 98033.33 | 0 | 56025.45 | 0 | 3016.847 | 23356.56 | 6549.515 | 12924.62 | 0 | 0 | 0 | 0 | 338270600 | 1761412 | 336509200 | 3365.092 | 98597.1956 | 0 | 56.0998 | 53.8851 | 2021-07-03 20:28
StdNResSpltPkgAC-65to134 | PreNResSpltPkgAC-65to-PEYes | EPr | 2015 | CZ12 | cDXGF | 0 | None | 1 | 50000.14 | 241636.2 |  | 78210.52 | 0 | 98033.33 | 0 | 42700.18 | 0 | 2385.121 | 20306.9 | 5075.178 | 11858.72 | 0 | 0 | 0 | 0 | 288129200 | 1761412 | 286367700 | 2863.677 | 83905.7361 | 0 | 56.0998 | 53.8851 | 2021-07-03 20:29
StdNResSpltPkgAC-65to134 | PreNResSpltPkgAC-65to-PEYes | EPr | 2015 | CZ13 | cDXGF | 0 | None | 1 | 50000.14 | 268275.5 |  | 78210.52 | 0 | 98033.33 | 0 | 64779.9 | 0 | 2689.407 | 24562.22 | 5274.783 | 15313.05 | 0 | 0 | 0 | 0 | 259378300 | 1761412 | 257616900 | 2576.169 | 75481.7517 | 0 | 56.0998 | 53.8851 | 2021-07-03 20:30
StdNResSpltPkgAC-65to134 | PreNResSpltPkgAC-65to-PEYes | EPr | 2015 | CZ14 | cDXGF | 0 | None | 1 | 50000.14 | 261432.2 |  | 78210.52 | 0 | 98033.33 | 0 | 56841.65 | 0 | 3426.584 | 24919.94 | 5946.557 | 14274.03 | 0 | 0 | 0 | 0 | 280847300 | 1761412 | 279085700 | 2790.857 | 81772.1101 | 0 | 56.0998 | 53.8851 | 2021-07-03 20:30
StdNResSpltPkgAC-65to134 | PreNResSpltPkgAC-65to-PEYes | EPr | 2015 | CZ15 | cDXGF | 0 | None | 1 | 50000.14 | 345217.7 |  | 78210.52 | 0 | 98033.33 | 0 | 135322.5 | 0 | 1020.344 | 32630.81 | 1639.627 | 26589.83 | 0 | 0 | 0 | 0 | 42547100 | 1761412 | 40785820 | 407.8582 | 11950.2453 | 0 | 56.0998 | 53.8851 | 2021-07-03 20:31
StdNResSpltPkgAC-65to134 | PreNResSpltPkgAC-65to-PEYes | EPr | 2015 | CZ16 | cDXGF | 0 | None | 1 | 50000.14 | 214233.4 |  | 78210.52 | 0 | 98033.33 | 0 | 15080.88 | 0 | 4755.569 | 18152.92 | 9393.901 | 5794.473 | 0 | 0 | 0 | 0 | 941053400 | 1761412 | 939291800 | 9392.918 | 275212.4974 | 0 | 56.0998 | 53.8851 | 2021-07-03 20:31
StdNResSpltPkgAC-65to134 | PreNResSpltPkgAC-65to-PEYes | EPr | 2017 | CZ01 | cDXGF | 0 | None | 1 | 50000.14 | 196282.5 |  | 77314.46 | 0 | 98033.33 | 0 | 2597.081 | 0 | 3501.704 | 14835.96 | 9762.73 | 1584.345 | 0 | 0 | 0 | 0 | 796287000 | 1761412 | 794524700 | 7945.247 | 232795.7371 | 0 | 55.615 | 53.8851 | 2021-07-03 20:32
StdNResSpltPkgAC-65to134 | PreNResSpltPkgAC-65to-PEYes | EPr | 2017 | CZ02 | cDXGF | 0 | None | 1 | 50000.14 | 222149.2 |  | 77314.46 | 0 | 98033.33 | 0 | 27580.46 | 0 | 2493.834 | 16727.17 | 5110.899 | 8571.274 | 0 | 0 | 0 | 0 | 317795100 | 1761412 | 316033600 | 3160.336 | 92597.8448 | 0 | 55.615 | 53.8851 | 2021-07-03 20:33
StdNResSpltPkgAC-65to134 | PreNResSpltPkgAC-65to-PEYes | EPr | 2017 | CZ03 | cDXGF | 0 | None | 1 | 50000.14 | 210537.1 |  | 77314.46 | 0 | 98033.33 | 0 | 16298.93 | 0 | 1569.696 | 17320.85 | 6027.979 | 6847.223 | 0 | 0 | 0 | 0 | 340732500 | 1761412 | 338971000 | 3389.71 | 99318.503 | 0 | 55.615 | 53.8851 | 2021-07-03 20:33
StdNResSpltPkgAC-65to134 | PreNResSpltPkgAC-65to-PEYes | EPr | 2017 | CZ04 | cDXGF | 0 | None | 1 | 50000.14 | 231292.8 |  | 77314.46 | 0 | 98033.33 | 0 | 36497.74 | 0 | 1472.637 | 17974.87 | 3712.219 | 10860.81 | 0 | 0 | 0 | 0 | 188343700 | 1761412 | 186582000 | 1865.82 | 54668.526 | 0 | 55.615 | 53.8851 | 2021-07-03 20:34
StdNResSpltPkgAC-65to134 | PreNResSpltPkgAC-65to-PEYes | EPr | 2017 | CZ05 | cDXGF | 0 | None | 1 | 50000.14 | 218088 |  | 77314.46 | 0 | 98033.33 | 0 | 22333.69 | 0 | 1762.122 | 18644.61 | 5954.644 | 8313.401 | 0 | 0 | 0 | 0 | 289570800 | 1761412 | 287809300 | 2878.093 | 84328.1249 | 0 | 55.615 | 53.8851 | 2021-07-03 20:34
StdNResSpltPkgAC-65to134 | PreNResSpltPkgAC-65to-PEYes | EPr | 2017 | CZ06 | cDXGF | 0 | None | 1 | 50000.14 | 241804.9 |  | 77314.46 | 0 | 98033.33 | 0 | 44992.52 | 0 | 652.7308 | 20812.13 | 3489.993 | 13104.84 | 0 | 0 | 0 | 0 | 116265600 | 1761412 | 114504100 | 1145.041 | 33549.7013 | 0 | 55.615 | 53.8851 | 2021-07-03 20:35
StdNResSpltPkgAC-65to134 | PreNResSpltPkgAC-65to-PEYes | EPr | 2017 | CZ07 | cDXGF | 0 | None | 1 | 50000.14 | 232682.8 |  | 77314.46 | 0 | 98033.33 | 0 | 36271.96 | 0 | 319.2972 | 20744.03 | 3739.448 | 12272.15 | 0 | 0 | 0 | 0 | 107263800 | 1761412 | 105502400 | 1055.024 | 30912.2032 | 0 | 55.615 | 53.8851 | 2021-07-03 20:36
StdNResSpltPkgAC-65to134 | PreNResSpltPkgAC-65to-PEYes | EPr | 2017 | CZ08 | cDXGF | 0 | None | 1 | 50000.14 | 256065 |  | 77314.46 | 0 | 98033.33 | 0 | 59388.68 | 0 | 699.5543 | 20629.28 | 2340.198 | 14849.71 | 0 | 0 | 0 | 0 | 80888080 | 1761412 | 79126710 | 791.2671 | 23184.126 | 0 | 55.615 | 53.8851 | 2021-07-03 20:36
StdNResSpltPkgAC-65to134 | PreNResSpltPkgAC-65to-PEYes | EPr | 2017 | CZ09 | cDXGF | 0 | None | 1 | 50000.14 | 253098.8 |  | 77314.46 | 0 | 98033.33 | 0 | 53618.8 | 0 | 1242.231 | 22890.13 | 3053.679 | 14593.69 | 0 | 0 | 0 | 0 | 105499600 | 1761412 | 103738300 | 1037.383 | 30395.3219 | 0 | 55.615 | 53.8851 | 2021-07-03 20:37
StdNResSpltPkgAC-65to134 | PreNResSpltPkgAC-65to-PEYes | EPr | 2017 | CZ10 | cDXGF | 0 | None | 1 | 50000.14 | 262295.7 |  | 77314.46 | 0 | 98033.33 | 0 | 62370.13 | 0 | 1650.319 | 22927.66 | 3310.066 | 15510.12 | 0 | 0 | 0 | 0 | 121662400 | 1761412 | 119900800 | 1199.008 | 35130.9344 | 0 | 55.615 | 53.8851 | 2021-07-03 20:37
StdNResSpltPkgAC-65to134 | PreNResSpltPkgAC-65to-PEYes | EPr | 2017 | CZ11 | cDXGF | 0 | None | 1 | 50000.14 | 256253.3 |  | 77314.46 | 0 | 98033.33 | 0 | 55132.54 | 0 | 2948.439 | 22824.78 | 6139.793 | 12776.29 | 0 | 0 | 0 | 0 | 305469700 | 1761412 | 303708300 | 3037.083 | 88986.5319 | 0 | 55.615 | 53.8851 | 2021-07-03 20:38
StdNResSpltPkgAC-65to134 | PreNResSpltPkgAC-65to-PEYes | EPr | 2017 | CZ12 | cDXGF | 0 | None | 1 | 50000.14 | 240105.8 |  | 77314.46 | 0 | 98033.33 | 0 | 42396.41 | 0 | 2350.205 | 20011.67 | 4850.147 | 11787.67 | 0 | 0 | 0 | 0 | 273451500 | 1761412 | 271690000 | 2716.9 | 79605.17 | 0 | 55.615 | 53.8851 | 2021-07-03 20:39
StdNResSpltPkgAC-65to134 | PreNResSpltPkgAC-65to-PEYes | EPr | 2017 | CZ13 | cDXGF | 0 | None | 1 | 50000.14 | 265971.1 |  | 77314.46 | 0 | 98033.33 | 0 | 63809.54 | 0 | 2654.597 | 24159.34 | 5035.645 | 15138.74 | 0 | 0 | 0 | 0 | 244024800 | 1761412 | 242263400 | 2422.634 | 70983.1762 | 0 | 55.615 | 53.8851 | 2021-07-03 20:39
StdNResSpltPkgAC-65to134 | PreNResSpltPkgAC-65to-PEYes | EPr | 2017 | CZ14 | cDXGF | 0 | None | 1 | 50000.14 | 259422 |  | 77314.46 | 0 | 98033.33 | 0 | 56164.02 | 0 | 3382.681 | 24527.72 | 5638.323 | 14152.06 | 0 | 0 | 0 | 0 | 263186100 | 1761412 | 261424500 | 2614.245 | 76597.3785 | 0 | 55.615 | 53.8851 | 2021-07-03 20:40
StdNResSpltPkgAC-65to134 | PreNResSpltPkgAC-65to-PEYes | EPr | 2017 | CZ15 | cDXGF | 0 | None | 1 | 50000.14 | 341514.8 |  | 77314.46 | 0 | 98033.33 | 0 | 132943.1 | 0 | 1007.817 | 32216.28 | 1526.457 | 26302.27 | 0 | 0 | 0 | 0 | 38901330 | 1761412 | 37140060 | 371.4006 | 10882.0376 | 0 | 55.615 | 53.8851 | 2021-07-03 20:40
StdNResSpltPkgAC-65to134 | PreNResSpltPkgAC-65to-PEYes | EPr | 2017 | CZ16 | cDXGF | 0 | None | 1 | 50000.14 | 213146.4 |  | 77314.46 | 0 | 98033.33 | 0 | 15009.17 | 0 | 4731.712 | 18057.79 | 9223.978 | 5773.777 | 0 | 0 | 0 | 0 | 915808300 | 1761412 | 914046600 | 9140.466 | 267815.6538 | 0 | 55.615 | 53.8851 | 2021-07-03 20:41
StdNResSpltPkgAC-65to134 | PreNResSpltPkgAC-65to-PEYes | EPr | 2020 | CZ01 | cDXGF | 0 | None | 1 | 50000.14 | 166472.5 |  | 48511.89 | 0 | 98033.33 | 0 | 2129.892 | 0 | 3379.006 | 14418.54 | 10154.77 | 1312.573 | 0 | 0 | 0 | 0 | 888609300 | 1761412 | 886847400 | 8868.474 | 259846.2882 | 0 | 34.7432 | 53.8851 | 2021-07-03 20:42
StdNResSpltPkgAC-65to134 | PreNResSpltPkgAC-65to-PEYes | EPr | 2020 | CZ02 | cDXGF | 0 | None | 1 | 50000.14 | 189901.2 |  | 48511.89 | 0 | 98033.33 | 0 | 25022.5 | 0 | 2394.514 | 15939.04 | 5395.523 | 7765.681 | 0 | 0 | 0 | 0 | 368505200 | 1761412 | 366743900 | 3667.439 | 107455.9627 | 0 | 34.7432 | 53.8851 | 2021-07-03 20:42
StdNResSpltPkgAC-65to134 | PreNResSpltPkgAC-65to-PEYes | EPr | 2020 | CZ03 | cDXGF | 0 | None | 1 | 50000.14 | 178916.5 |  | 48511.89 | 0 | 98033.33 | 0 | 14353.62 | 0 | 1499.283 | 16518.48 | 6412.607 | 6064.897 | 0 | 0 | 0 | 0 | 405228900 | 1761412 | 403467400 | 4034.674 | 118215.9482 | 0 | 34.7432 | 53.8851 | 2021-07-03 20:43
StdNResSpltPkgAC-65to134 | PreNResSpltPkgAC-65to-PEYes | EPr | 2020 | CZ04 | cDXGF | 0 | None | 1 | 50000.14 | 198390.5 |  | 48511.89 | 0 | 98033.33 | 0 | 33305.05 | 0 | 1420.749 | 17119.61 | 4032.443 | 9916.356 | 0 | 0 | 0 | 0 | 223627700 | 1761412 | 221866100 | 2218.661 | 65006.7673 | 0 | 34.7432 | 53.8851 | 2021-07-03 20:43
StdNResSpltPkgAC-65to134 | PreNResSpltPkgAC-65to-PEYes | EPr | 2020 | CZ05 | cDXGF | 0 | None | 1 | 50000.14 | 187480.6 |  | 48511.89 | 0 | 98033.33 | 0 | 20008.71 | 0 | 1691.042 | 19235.65 | 7337.965 | 7667.323 | 0 | 0 | 0 | 0 | 333401100 | 1761412 | 331639600 | 3316.396 | 97170.4028 | 0 | 34.7432 | 53.8851 | 2021-07-03 20:44
StdNResSpltPkgAC-65to134 | PreNResSpltPkgAC-65to-PEYes | EPr | 2020 | CZ06 | cDXGF | 0 | None | 1 | 50000.14 | 208108.7 |  | 48511.89 | 0 | 98033.33 | 0 | 40914.68 | 0 | 626.8784 | 20022.12 | 3870.375 | 12047.06 | 0 | 0 | 0 | 0 | 139925500 | 1761412 | 138164000 | 1381.64 | 40482.052 | 0 | 34.7432 | 53.8851 | 2021-07-03 20:45
StdNResSpltPkgAC-65to134 | PreNResSpltPkgAC-65to-PEYes | EPr | 2020 | CZ07 | cDXGF | 0 | None | 1 | 50000.14 | 199340.2 |  | 48511.89 | 0 | 98033.33 | 0 | 32661.96 | 0 | 306.1391 | 19826.96 | 4148.683 | 11140.25 | 0 | 0 | 0 | 0 | 133483600 | 1761412 | 131722100 | 1317.221 | 38594.5753 | 0 | 34.7432 | 53.8851 | 2021-07-03 20:45
StdNResSpltPkgAC-65to134 | PreNResSpltPkgAC-65to-PEYes | EPr | 2020 | CZ08 | cDXGF | 0 | None | 1 | 50000.14 | 222021.6 |  | 48511.89 | 0 | 98033.33 | 0 | 55023.78 | 0 | 678.2169 | 19774.51 | 2575 | 13818.69 | 0 | 0 | 0 | 0 | 96995970 | 1761412 | 95234640 | 952.3464 | 27903.7495 | 0 | 34.7432 | 53.8851 | 2021-07-03 20:46
StdNResSpltPkgAC-65to134 | PreNResSpltPkgAC-65to-PEYes | EPr | 2020 | CZ09 | cDXGF | 0 | None | 1 | 50000.14 | 221508.3 |  | 48511.89 | 0 | 98033.33 | 0 | 49972.68 | 0 | 1213.193 | 23777.37 | 3962.097 | 14541.27 | 0 | 0 | 0 | 0 | 121645900 | 1761412 | 119884500 | 1198.845 | 35126.1585 | 0 | 34.7432 | 53.8851 | 2021-07-03 20:46
StdNResSpltPkgAC-65to134 | PreNResSpltPkgAC-65to-PEYes | EPr | 2020 | CZ10 | cDXGF | 0 | None | 1 | 50000.14 | 228384.7 |  | 48511.89 | 0 | 98033.33 | 0 | 58146.53 | 0 | 1606.591 | 22086.44 | 3631.329 | 14571.29 | 0 | 0 | 0 | 0 | 141104900 | 1761412 | 139343200 | 1393.432 | 40827.5576 | 0 | 34.7432 | 53.8851 | 2021-07-03 20:47
StdNResSpltPkgAC-65to134 | PreNResSpltPkgAC-65to-PEYes | EPr | 2020 | CZ11 | cDXGF | 0 | None | 1 | 50000.14 | 223200 |  | 48511.89 | 0 | 98033.33 | 0 | 51718.43 | 0 | 2871.128 | 22065.34 | 6441.066 | 11991.16 | 0 | 0 | 0 | 0 | 344686800 | 1761412 | 342925600 | 3429.256 | 100477.2008 | 0 | 34.7432 | 53.8851 | 2021-07-03 20:48
StdNResSpltPkgAC-65to134 | PreNResSpltPkgAC-65to-PEYes | EPr | 2020 | CZ12 | cDXGF | 0 | None | 1 | 50000.14 | 207197.7 |  | 48511.89 | 0 | 98033.33 | 0 | 39179.01 | 0 | 2275.831 | 19197.78 | 5141.372 | 10887.42 | 0 | 0 | 0 | 0 | 312344100 | 1761412 | 310582700 | 3105.827 | 91000.7311 | 0 | 34.7432 | 53.8851 | 2021-07-03 20:48
StdNResSpltPkgAC-65to134 | PreNResSpltPkgAC-65to-PEYes | EPr | 2020 | CZ13 | cDXGF | 0 | None | 1 | 50000.14 | 232344.5 |  | 48511.89 | 0 | 98033.33 | 0 | 59915.97 | 0 | 2587.317 | 23296.2 | 5332.75 | 14202.25 | 0 | 0 | 0 | 0 | 275205900 | 1761412 | 273444400 | 2734.444 | 80119.2092 | 0 | 34.7432 | 53.8851 | 2021-07-03 20:49
StdNResSpltPkgAC-65to134 | PreNResSpltPkgAC-65to-PEYes | EPr | 2020 | CZ14 | cDXGF | 0 | None | 1 | 50000.14 | 226206.9 |  | 48511.89 | 0 | 98033.33 | 0 | 52629.87 | 0 | 3300.791 | 23731.19 | 5956.514 | 13308.11 | 0 | 0 | 0 | 0 | 294990100 | 1761412 | 293228500 | 2932.285 | 85915.9505 | 0 | 34.7432 | 53.8851 | 2021-07-03 20:49
StdNResSpltPkgAC-65to134 | PreNResSpltPkgAC-65to-PEYes | EPr | 2020 | CZ15 | cDXGF | 0 | None | 1 | 50000.14 | 306270.4 |  | 48511.89 | 0 | 98033.33 | 0 | 127276.1 | 0 | 991.6392 | 31457.53 | 1750.52 | 25386.56 | 0 | 0 | 0 | 0 | 46110440 | 1761412 | 44349170 | 443.4917 | 12994.3068 | 0 | 34.7432 | 53.8851 | 2021-07-03 20:50
StdNResSpltPkgAC-65to134 | PreNResSpltPkgAC-65to-PEYes | EPr | 2020 | CZ16 | cDXGF | 0 | None | 1 | 50000.14 | 182025.8 |  | 48511.89 | 0 | 98033.33 | 0 | 13665.83 | 0 | 4533.187 | 17281.67 | 9334.721 | 5222.688 | 0 | 0 | 0 | 0 | 1002866000 | 1761412 | 1001104000 | 10011.04 | 293323.472 | 0 | 34.7432 | 53.8851 | 2021-07-03 20:51
StdNResSpltPkgAC-65to134 | PreNResSpltPkgAC-65to-PEYes | ERC | 1975 | CZ01 | cDXGF | 0 | None | 1 | 1920.017 | 7919.201 |  | 2636.864 | 0 | 4277.993 | 0 | 190.4192 | 0 | 186.6624 | 627.2682 | 394.0978 | 101.8019 | 0 | 0 | 0 | 0 | 66927820 | 0 | 66927820 | 669.2782 | 19609.8513 | 0 | 2.304 | 2.208 | 2021-07-03 20:51
StdNResSpltPkgAC-65to134 | PreNResSpltPkgAC-65to-PEYes | ERC | 1975 | CZ02 | cDXGF | 0 | None | 1 | 1920.017 | 9467.506 |  | 2636.864 | 0 | 4277.993 | 0 | 1679.92 | 0 | 143.1263 | 729.6053 | 259.4478 | 382.8874 | 0 | 0 | 0 | 0 | 44401080 | 0 | 44401080 | 444.0108 | 13009.5164 | 0 | 2.304 | 2.208 | 2021-07-03 20:51
StdNResSpltPkgAC-65to134 | PreNResSpltPkgAC-65to-PEYes | ERC | 1975 | CZ03 | cDXGF | 0 | None | 1 | 1920.017 | 8710.314 |  | 2636.864 | 0 | 4277.993 | 0 | 999.8441 | 0 | 85.1855 | 710.4314 | 240.3997 | 342.2878 | 0 | 0 | 0 | 0 | 33490010 | 0 | 33490010 | 334.9001 | 9812.5729 | 0 | 2.304 | 2.208 | 2021-07-03 20:52
StdNResSpltPkgAC-65to134 | PreNResSpltPkgAC-65to-PEYes | ERC | 1975 | CZ04 | cDXGF | 0 | None | 1 | 1920.017 | 9932.674 |  | 2636.864 | 0 | 4277.993 | 0 | 2161.654 | 0 | 86.2941 | 769.8733 | 188.3514 | 480.5986 | 0 | 0 | 0 | 0 | 28535270 | 0 | 28535270 | 285.3527 | 8360.8341 | 0 | 2.304 | 2.208 | 2021-07-03 20:52
StdNResSpltPkgAC-65to134 | PreNResSpltPkgAC-65to-PEYes | ERC | 1975 | CZ05 | cDXGF | 0 | None | 1 | 1920.017 | 9161.335 |  | 2636.864 | 0 | 4277.993 | 0 | 1464.569 | 0 | 93.4457 | 688.4691 | 194.3248 | 398.3365 | 0 | 0 | 0 | 0 | 31896380 | 0 | 31896380 | 318.9638 | 9345.6393 | 0 | 2.304 | 2.208 | 2021-07-03 20:52
StdNResSpltPkgAC-65to134 | PreNResSpltPkgAC-65to-PEYes | ERC | 1975 | CZ06 | cDXGF | 0 | None | 1 | 1920.017 | 10275.46 |  | 2636.864 | 0 | 4277.993 | 0 | 2574.453 | 0 | 34.6627 | 751.5002 | 100.9501 | 558.1063 | 0 | 0 | 0 | 0 | 13539430 | 0 | 13539430 | 135.3943 | 3967.053 | 0 | 2.304 | 2.208 | 2021-07-03 20:53
StdNResSpltPkgAC-65to134 | PreNResSpltPkgAC-65to-PEYes | ERC | 1975 | CZ07 | cDXGF | 0 | None | 1 | 1920.017 | 9701.497 |  | 2636.864 | 0 | 4277.993 | 0 | 2049.708 | 0 | 16.6136 | 720.3228 | 103.2079 | 517.903 | 0 | 0 | 0 | 0 | 11247530 | 0 | 11247530 | 112.4753 | 3295.5263 | 0 | 2.304 | 2.208 | 2021-07-03 20:53
StdNResSpltPkgAC-65to134 | PreNResSpltPkgAC-65to-PEYes | ERC | 1975 | CZ08 | cDXGF | 0 | None | 1 | 1920.017 | 11223.32 |  | 2636.864 | 0 | 4277.993 | 0 | 3477.106 | 0 | 36.5815 | 794.7805 | 93.9728 | 623.5906 | 0 | 0 | 0 | 0 | 13001570 | 0 | 13001570 | 130.0157 | 3809.46 | 0 | 2.304 | 2.208 | 2021-07-03 20:54
StdNResSpltPkgAC-65to134 | PreNResSpltPkgAC-65to-PEYes | ERC | 1975 | CZ09 | cDXGF | 0 | None | 1 | 1920.017 | 11196.09 |  | 2636.864 | 0 | 4277.993 | 0 | 3266.838 | 0 | 69.3559 | 945.042 | 138.8118 | 648.7699 | 0 | 0 | 0 | 0 | 16759700 | 0 | 16759700 | 167.597 | 4910.5921 | 0 | 2.304 | 2.208 | 2021-07-03 20:54
StdNResSpltPkgAC-65to134 | PreNResSpltPkgAC-65to-PEYes | ERC | 1975 | CZ10 | cDXGF | 0 | None | 1 | 1920.017 | 11823.04 |  | 2636.864 | 0 | 4277.993 | 0 | 3884.025 | 0 | 92.1541 | 932.0089 | 142.2735 | 676.9119 | 0 | 0 | 0 | 0 | 20095060 | 0 | 20095060 | 200.9506 | 5887.8526 | 0 | 2.304 | 2.208 | 2021-07-03 20:54
StdNResSpltPkgAC-65to134 | PreNResSpltPkgAC-65to-PEYes | ERC | 1975 | CZ11 | cDXGF | 0 | None | 1 | 1920.017 | 11771.89 |  | 2636.864 | 0 | 4277.993 | 0 | 3685.926 | 0 | 169.6239 | 1001.489 | 291.1404 | 595.9619 | 0 | 0 | 0 | 0 | 40740210 | 0 | 40740210 | 407.4021 | 11936.8815 | 0 | 2.304 | 2.208 | 2021-07-03 20:55
StdNResSpltPkgAC-65to134 | PreNResSpltPkgAC-65to-PEYes | ERC | 1975 | CZ12 | cDXGF | 0 | None | 1 | 1920.017 | 10621.59 |  | 2636.864 | 0 | 4277.993 | 0 | 2693.142 | 0 | 135.255 | 878.3403 | 236.7667 | 538.8887 | 0 | 0 | 0 | 0 | 37445590 | 0 | 37445590 | 374.4559 | 10971.5579 | 0 | 2.304 | 2.208 | 2021-07-03 20:55
StdNResSpltPkgAC-65to134 | PreNResSpltPkgAC-65to-PEYes | ERC | 1975 | CZ13 | cDXGF | 0 | None | 1 | 1920.017 | 12354.97 |  | 2636.864 | 0 | 4277.993 | 0 | 4240.828 | 0 | 149.6416 | 1049.644 | 229.8209 | 697.2584 | 0 | 0 | 0 | 0 | 32390310 | 0 | 32390310 | 323.9031 | 9490.3608 | 0 | 2.304 | 2.208 | 2021-07-03 20:56
StdNResSpltPkgAC-65to134 | PreNResSpltPkgAC-65to-PEYes | ERC | 1975 | CZ14 | cDXGF | 0 | None | 1 | 1920.017 | 11879.91 |  | 2636.864 | 0 | 4277.993 | 0 | 3752.952 | 0 | 189.076 | 1023.031 | 226.079 | 661.497 | 0 | 0 | 0 | 0 | 35876990 | 0 | 35876990 | 358.7699 | 10511.9581 | 0 | 2.304 | 2.208 | 2021-07-03 20:56
StdNResSpltPkgAC-65to134 | PreNResSpltPkgAC-65to-PEYes | ERC | 1975 | CZ15 | cDXGF | 0 | None | 1 | 1920.017 | 17272.82 |  | 2636.864 | 0 | 4277.993 | 0 | 8868.829 | 0 | 54.6746 | 1434.468 | 78.9614 | 1220.24 | 0 | 0 | 0 | 0 | 8073600 | 0 | 8073600 | 80.736 | 2365.5648 | 0 | 2.304 | 2.208 | 2021-07-03 20:56
StdNResSpltPkgAC-65to134 | PreNResSpltPkgAC-65to-PEYes | ERC | 1975 | CZ16 | cDXGF | 0 | None | 1 | 1920.017 | 8927.505 |  | 2636.864 | 0 | 4277.993 | 0 | 952.0072 | 0 | 258.9182 | 801.7207 | 411.3705 | 280.2834 | 0 | 0 | 0 | 0 | 79524690 | 0 | 79524690 | 795.2469 | 23300.7342 | 0 | 2.304 | 2.208 | 2021-07-03 20:57
StdNResSpltPkgAC-65to134 | PreNResSpltPkgAC-65to-PEYes | ERC | 1985 | CZ01 | cDXGF | 0 | None | 1 | 1920.017 | 7700.639 |  | 2636.864 | 0 | 4091.991 | 0 | 192.2041 | 0 | 180.3378 | 599.2413 | 366.0253 | 105.3162 | 0 | 0 | 0 | 0 | 60011550 | 0 | 60011550 | 600.1155 | 17583.3842 | 0 | 2.304 | 2.112 | 2021-07-03 20:57
StdNResSpltPkgAC-65to134 | PreNResSpltPkgAC-65to-PEYes | ERC | 1985 | CZ02 | cDXGF | 0 | None | 1 | 1920.017 | 9166.813 |  | 2636.864 | 0 | 4091.991 | 0 | 1600.86 | 0 | 138.8811 | 698.216 | 242.3367 | 371.1563 | 0 | 0 | 0 | 0 | 39329700 | 0 | 39329700 | 393.297 | 11523.6021 | 0 | 2.304 | 2.112 | 2021-07-03 20:58
StdNResSpltPkgAC-65to134 | PreNResSpltPkgAC-65to-PEYes | ERC | 1985 | CZ03 | cDXGF | 0 | None | 1 | 1920.017 | 8475.191 |  | 2636.864 | 0 | 4091.991 | 0 | 981.1757 | 0 | 82.29 | 682.8726 | 222.5521 | 336.4239 | 0 | 0 | 0 | 0 | 29566610 | 0 | 29566610 | 295.6661 | 8663.0167 | 0 | 2.304 | 2.112 | 2021-07-03 20:58
StdNResSpltPkgAC-65to134 | PreNResSpltPkgAC-65to-PEYes | ERC | 1985 | CZ04 | cDXGF | 0 | None | 1 | 1920.017 | 9629.055 |  | 2636.864 | 0 | 4091.991 | 0 | 2077.188 | 0 | 83.4473 | 739.5687 | 173.9352 | 467.8526 | 0 | 0 | 0 | 0 | 25021210 | 0 | 25021210 | 250.2121 | 7331.2145 | 0 | 2.304 | 2.112 | 2021-07-03 20:58
StdNResSpltPkgAC-65to134 | PreNResSpltPkgAC-65to-PEYes | ERC | 1985 | CZ05 | cDXGF | 0 | None | 1 | 1920.017 | 8908.571 |  | 2636.864 | 0 | 4091.991 | 0 | 1429.107 | 0 | 90.2897 | 660.3198 | 179.4384 | 390.0654 | 0 | 0 | 0 | 0 | 27837810 | 0 | 27837810 | 278.3781 | 8156.4783 | 0 | 2.304 | 2.112 | 2021-07-03 20:59
StdNResSpltPkgAC-65to134 | PreNResSpltPkgAC-65to-PEYes | ERC | 1985 | CZ06 | cDXGF | 0 | None | 1 | 1920.017 | 9998.13 |  | 2636.864 | 0 | 4091.991 | 0 | 2509.82 | 0 | 33.5297 | 725.9291 | 89.7192 | 545.3318 | 0 | 0 | 0 | 0 | 11501990 | 0 | 11501990 | 115.0199 | 3370.0831 | 0 | 2.304 | 2.112 | 2021-07-03 20:59
StdNResSpltPkgAC-65to134 | PreNResSpltPkgAC-65to-PEYes | ERC | 1985 | CZ07 | cDXGF | 0 | None | 1 | 1920.017 | 9443.022 |  | 2636.864 | 0 | 4091.991 | 0 | 2001.942 | 0 | 16.1087 | 696.1167 | 91.374 | 506.7168 | 0 | 0 | 0 | 0 | 9419610 | 0 | 9419610 | 94.1961 | 2759.9457 | 0 | 2.304 | 2.112 | 2021-07-03 20:59
StdNResSpltPkgAC-65to134 | PreNResSpltPkgAC-65to-PEYes | ERC | 1985 | CZ08 | cDXGF | 0 | None | 1 | 1920.017 | 10866.38 |  | 2636.864 | 0 | 4091.991 | 0 | 3337.489 | 0 | 35.5308 | 764.509 | 85.0331 | 604.5582 | 0 | 0 | 0 | 0 | 10951910 | 0 | 10951910 | 109.5191 | 3208.9096 | 0 | 2.304 | 2.112 | 2021-07-03 21:00
StdNResSpltPkgAC-65to134 | PreNResSpltPkgAC-65to-PEYes | ERC | 1985 | CZ09 | cDXGF | 0 | None | 1 | 1920.017 | 10825.64 |  | 2636.864 | 0 | 4091.991 | 0 | 3122.069 | 0 | 67.03 | 907.6948 | 127.9128 | 629.6787 | 0 | 0 | 0 | 0 | 14282350 | 0 | 14282350 | 142.8235 | 4184.7285 | 0 | 2.304 | 2.112 | 2021-07-03 21:00
StdNResSpltPkgAC-65to134 | PreNResSpltPkgAC-65to-PEYes | ERC | 1985 | CZ10 | cDXGF | 0 | None | 1 | 1920.017 | 11421.16 |  | 2636.864 | 0 | 4091.991 | 0 | 3712.669 | 0 | 88.8312 | 890.8082 | 129.2769 | 651.0873 | 0 | 0 | 0 | 0 | 17195220 | 0 | 17195220 | 171.9522 | 5038.1995 | 0 | 2.304 | 2.112 | 2021-07-03 21:01
StdNResSpltPkgAC-65to134 | PreNResSpltPkgAC-65to-PEYes | ERC | 1985 | CZ11 | cDXGF | 0 | None | 1 | 1920.017 | 11342.39 |  | 2636.864 | 0 | 4091.991 | 0 | 3495.827 | 0 | 163.1314 | 954.5811 | 269.8916 | 576.4108 | 0 | 0 | 0 | 0 | 36133970 | 0 | 36133970 | 361.3397 | 10587.2532 | 0 | 2.304 | 2.112 | 2021-07-03 21:01
StdNResSpltPkgAC-65to134 | PreNResSpltPkgAC-65to-PEYes | ERC | 1985 | CZ12 | cDXGF | 0 | None | 1 | 1920.017 | 10258.5 |  | 2636.864 | 0 | 4091.991 | 0 | 2558.031 | 0 | 130.7656 | 840.8481 | 218.941 | 519.2072 | 0 | 0 | 0 | 0 | 33053600 | 0 | 33053600 | 330.536 | 9684.7048 | 0 | 2.304 | 2.112 | 2021-07-03 21:02
StdNResSpltPkgAC-65to134 | PreNResSpltPkgAC-65to-PEYes | ERC | 1985 | CZ13 | cDXGF | 0 | None | 1 | 1920.017 | 11910.21 |  | 2636.864 | 0 | 4091.991 | 0 | 4030.153 | 0 | 144.9072 | 1006.307 | 215.121 | 672.3546 | 0 | 0 | 0 | 0 | 28741840 | 0 | 28741840 | 287.4184 | 8421.3591 | 0 | 2.304 | 2.112 | 2021-07-03 21:02
StdNResSpltPkgAC-65to134 | PreNResSpltPkgAC-65to-PEYes | ERC | 1985 | CZ14 | cDXGF | 0 | None | 1 | 1920.017 | 11475.74 |  | 2636.864 | 0 | 4091.991 | 0 | 3581.297 | 0 | 183.3614 | 982.2294 | 207.8673 | 639.1729 | 0 | 0 | 0 | 0 | 31659000 | 0 | 31659000 | 316.59 | 9276.087 | 0 | 2.304 | 2.112 | 2021-07-03 21:02
StdNResSpltPkgAC-65to134 | PreNResSpltPkgAC-65to-PEYes | ERC | 1985 | CZ15 | cDXGF | 0 | None | 1 | 1920.017 | 16589.14 |  | 2636.864 | 0 | 4091.991 | 0 | 8424.819 | 0 | 53.0207 | 1382.452 | 74.493 | 1175.751 | 0 | 0 | 0 | 0 | 6693543 | 0 | 6693543 | 66.9354 | 1961.2081 | 0 | 2.304 | 2.112 | 2021-07-03 21:03
StdNResSpltPkgAC-65to134 | PreNResSpltPkgAC-65to-PEYes | ERC | 1985 | CZ16 | cDXGF | 0 | None | 1 | 1920.017 | 8653.688 |  | 2636.864 | 0 | 4091.991 | 0 | 909.0217 | 0 | 250.5371 | 765.2776 | 386.2201 | 271.9958 | 0 | 0 | 0 | 0 | 72111510 | 0 | 72111510 | 721.1151 | 21128.6724 | 0 | 2.304 | 2.112 | 2021-07-03 21:03
StdNResSpltPkgAC-65to134 | PreNResSpltPkgAC-65to-PEYes | ERC | 1996 | CZ01 | cDXGF | 0 | None | 1 | 1920.017 | 7442.673 |  | 2636.864 | 0 | 3905.985 | 0 | 175.4819 | 0 | 167.5289 | 556.8077 | 343.4677 | 97.2125 | 0 | 0 | 0 | 0 | 56566710 | 0 | 56566710 | 565.6671 | 16574.046 | 0 | 2.304 | 2.016 | 2021-07-03 21:03
StdNResSpltPkgAC-65to134 | PreNResSpltPkgAC-65to-PEYes | ERC | 1996 | CZ02 | cDXGF | 0 | None | 1 | 1920.017 | 8833.427 |  | 2636.864 | 0 | 3905.985 | 0 | 1488.962 | 0 | 134.4051 | 667.2064 | 234.2522 | 350.6693 | 0 | 0 | 0 | 0 | 37859760 | 0 | 37859760 | 378.5976 | 11092.9097 | 0 | 2.304 | 2.016 | 2021-07-03 21:04
StdNResSpltPkgAC-65to134 | PreNResSpltPkgAC-65to-PEYes | ERC | 1996 | CZ03 | cDXGF | 0 | None | 1 | 1920.017 | 8195.9 |  | 2636.864 | 0 | 3905.985 | 0 | 922.3156 | 0 | 79.0486 | 651.6827 | 215.4716 | 319.5034 | 0 | 0 | 0 | 0 | 28539590 | 0 | 28539590 | 285.3959 | 8362.0999 | 0 | 2.304 | 2.016 | 2021-07-03 21:04
StdNResSpltPkgAC-65to134 | PreNResSpltPkgAC-65to-PEYes | ERC | 1996 | CZ04 | cDXGF | 0 | None | 1 | 1920.017 | 9267.16 |  | 2636.864 | 0 | 3905.985 | 0 | 1937.619 | 0 | 80.6533 | 706.0341 | 168.3235 | 443.6962 | 0 | 0 | 0 | 0 | 24031110 | 0 | 24031110 | 240.3111 | 7041.1152 | 0 | 2.304 | 2.016 | 2021-07-03 21:05
StdNResSpltPkgAC-65to134 | PreNResSpltPkgAC-65to-PEYes | ERC | 1996 | CZ05 | cDXGF | 0 | None | 1 | 1920.017 | 8610.356 |  | 2636.864 | 0 | 3905.985 | 0 | 1350.368 | 0 | 86.6414 | 630.4942 | 173.799 | 370.7333 | 0 | 0 | 0 | 0 | 26843780 | 0 | 26843780 | 268.4378 | 7865.2275 | 0 | 2.304 | 2.016 | 2021-07-03 21:05
StdNResSpltPkgAC-65to134 | PreNResSpltPkgAC-65to-PEYes | ERC | 1996 | CZ06 | cDXGF | 0 | None | 1 | 1920.017 | 9632.584 |  | 2636.864 | 0 | 3905.985 | 0 | 2363.419 | 0 | 32.3655 | 693.9477 | 91.0529 | 520.6432 | 0 | 0 | 0 | 0 | 11224030 | 0 | 11224030 | 112.2403 | 3288.6408 | 0 | 2.304 | 2.016 | 2021-07-03 21:05
StdNResSpltPkgAC-65to134 | PreNResSpltPkgAC-65to-PEYes | ERC | 1996 | CZ07 | cDXGF | 0 | None | 1 | 1920.017 | 9113.214 |  | 2636.864 | 0 | 3905.985 | 0 | 1888.898 | 0 | 15.547 | 665.918 | 90.0768 | 482.3987 | 0 | 0 | 0 | 0 | 9249333 | 0 | 9249333 | 92.4933 | 2710.0546 | 0 | 2.304 | 2.016 | 2021-07-03 21:06
StdNResSpltPkgAC-65to134 | PreNResSpltPkgAC-65to-PEYes | ERC | 1996 | CZ08 | cDXGF | 0 | None | 1 | 1920.017 | 10467.83 |  | 2636.864 | 0 | 3905.985 | 0 | 3152.986 | 0 | 34.8374 | 737.1506 | 85.2681 | 578.4672 | 0 | 0 | 0 | 0 | 10715100 | 0 | 10715100 | 107.151 | 3139.5243 | 0 | 2.304 | 2.016 | 2021-07-03 21:06
StdNResSpltPkgAC-65to134 | PreNResSpltPkgAC-65to-PEYes | ERC | 1996 | CZ09 | cDXGF | 0 | None | 1 | 1920.017 | 10473.01 |  | 2636.864 | 0 | 3905.985 | 0 | 2975.27 | 0 | 66.3004 | 888.5942 | 134.1366 | 603.7985 | 0 | 0 | 0 | 0 | 14953740 | 0 | 14953740 | 149.5374 | 4381.4458 | 0 | 2.304 | 2.016 | 2021-07-03 21:07
StdNResSpltPkgAC-65to134 | PreNResSpltPkgAC-65to-PEYes | ERC | 1996 | CZ10 | cDXGF | 0 | None | 1 | 1920.017 | 11052.09 |  | 2636.864 | 0 | 3905.985 | 0 | 3551.797 | 0 | 87.7076 | 869.7297 | 135.0747 | 629.5063 | 0 | 0 | 0 | 0 | 17883520 | 0 | 17883520 | 178.8352 | 5239.8714 | 0 | 2.304 | 2.016 | 2021-07-03 21:07
StdNResSpltPkgAC-65to134 | PreNResSpltPkgAC-65to-PEYes | ERC | 1996 | CZ11 | cDXGF | 0 | None | 1 | 1920.017 | 10691.48 |  | 2636.864 | 0 | 3905.985 | 0 | 3109.457 | 0 | 154.8921 | 884.2775 | 252.2695 | 526.0134 | 0 | 0 | 0 | 0 | 33342800 | 0 | 33342800 | 333.428 | 9769.4404 | 0 | 2.304 | 2.016 | 2021-07-03 21:07
StdNResSpltPkgAC-65to134 | PreNResSpltPkgAC-65to-PEYes | ERC | 1996 | CZ12 | cDXGF | 0 | None | 1 | 1920.017 | 9697.592 |  | 2636.864 | 0 | 3905.985 | 0 | 2256.433 | 0 | 124.1022 | 774.2025 | 207.4574 | 473.9664 | 0 | 0 | 0 | 0 | 30674360 | 0 | 30674360 | 306.7436 | 8987.5875 | 0 | 2.304 | 2.016 | 2021-07-03 21:08
StdNResSpltPkgAC-65to134 | PreNResSpltPkgAC-65to-PEYes | ERC | 1996 | CZ13 | cDXGF | 0 | None | 1 | 1920.017 | 11220.94 |  | 2636.864 | 0 | 3905.985 | 0 | 3606.108 | 0 | 137.9545 | 934.023 | 203.3875 | 619.4394 | 0 | 0 | 0 | 0 | 26825020 | 0 | 26825020 | 268.2502 | 7859.7309 | 0 | 2.304 | 2.016 | 2021-07-03 21:08
StdNResSpltPkgAC-65to134 | PreNResSpltPkgAC-65to-PEYes | ERC | 1996 | CZ14 | cDXGF | 0 | None | 1 | 1920.017 | 10802.25 |  | 2636.864 | 0 | 3905.985 | 0 | 3171.65 | 0 | 174.7656 | 912.9766 | 203.4699 | 583.4659 | 0 | 0 | 0 | 0 | 29487550 | 0 | 29487550 | 294.8755 | 8639.8522 | 0 | 2.304 | 2.016 | 2021-07-03 21:09
StdNResSpltPkgAC-65to134 | PreNResSpltPkgAC-65to-PEYes | ERC | 1996 | CZ15 | cDXGF | 0 | None | 1 | 1920.017 | 15568.23 |  | 2636.864 | 0 | 3905.985 | 0 | 7678.973 | 0 | 50.8551 | 1295.558 | 69.1012 | 1094.776 | 0 | 0 | 0 | 0 | 5982948 | 0 | 5982948 | 59.8295 | 1753.0038 | 0 | 2.304 | 2.016 | 2021-07-03 21:09
StdNResSpltPkgAC-65to134 | PreNResSpltPkgAC-65to-PEYes | ERC | 1996 | CZ16 | cDXGF | 0 | None | 1 | 1920.017 | 8267.8 |  | 2636.864 | 0 | 3905.985 | 0 | 786.9783 | 0 | 234.4646 | 703.5043 | 369.1837 | 246.685 | 0 | 0 | 0 | 0 | 67954760 | 0 | 67954760 | 679.5476 | 19910.7447 | 0 | 2.304 | 2.016 | 2021-07-03 21:09
StdNResSpltPkgAC-65to134 | PreNResSpltPkgAC-65to-PEYes | ERC | 2003 | CZ01 | cDXGF | 0 | None | 1 | 1920.017 | 7230.248 |  | 2636.864 | 0 | 3720.005 | 0 | 168.1858 | 0 | 163.0307 | 542.1799 | 337.7365 | 93.6021 | 0 | 0 | 0 | 0 | 55895780 | 0 | 55895780 | 558.9578 | 16377.4635 | 0 | 2.304 | 1.92 | 2021-07-03 21:10
StdNResSpltPkgAC-65to134 | PreNResSpltPkgAC-65to-PEYes | ERC | 2003 | CZ02 | cDXGF | 0 | None | 1 | 1920.017 | 8470.668 |  | 2636.864 | 0 | 3720.005 | 0 | 1354.981 | 0 | 129.0514 | 629.7823 | 225.7337 | 326.8651 | 0 | 0 | 0 | 0 | 36223380 | 0 | 36223380 | 362.2338 | 10613.4503 | 0 | 2.304 | 1.92 | 2021-07-03 21:10
StdNResSpltPkgAC-65to134 | PreNResSpltPkgAC-65to-PEYes | ERC | 2003 | CZ03 | cDXGF | 0 | None | 1 | 1920.017 | 7994.151 |  | 2636.864 | 0 | 3720.005 | 0 | 912.4631 | 0 | 78.4289 | 646.4025 | 215.7228 | 316.1617 | 0 | 0 | 0 | 0 | 28769260 | 0 | 28769260 | 287.6926 | 8429.3932 | 0 | 2.304 | 1.92 | 2021-07-03 21:11
StdNResSpltPkgAC-65to134 | PreNResSpltPkgAC-65to-PEYes | ERC | 2003 | CZ04 | cDXGF | 0 | None | 1 | 1920.017 | 9060.034 |  | 2636.864 | 0 | 3720.005 | 0 | 1920.811 | 0 | 80.3437 | 702.0308 | 168.6361 | 438.8888 | 0 | 0 | 0 | 0 | 24358040 | 0 | 24358040 | 243.5804 | 7136.9057 | 0 | 2.304 | 1.92 | 2021-07-03 21:11
StdNResSpltPkgAC-65to134 | PreNResSpltPkgAC-65to-PEYes | ERC | 2003 | CZ05 | cDXGF | 0 | None | 1 | 1920.017 | 8404.152 |  | 2636.864 | 0 | 3720.005 | 0 | 1335.992 | 0 | 85.8772 | 625.4351 | 173.8987 | 366.9087 | 0 | 0 | 0 | 0 | 27151340 | 0 | 27151340 | 271.5134 | 7955.3426 | 0 | 2.304 | 1.92 | 2021-07-03 21:11
StdNResSpltPkgAC-65to134 | PreNResSpltPkgAC-65to-PEYes | ERC | 2003 | CZ06 | cDXGF | 0 | None | 1 | 1920.017 | 9425.396 |  | 2636.864 | 0 | 3720.005 | 0 | 2347.445 | 0 | 32.1103 | 688.985 | 91.0908 | 514.8222 | 0 | 0 | 0 | 0 | 11321600 | 0 | 11321600 | 113.216 | 3317.2288 | 0 | 2.304 | 1.92 | 2021-07-03 21:12
StdNResSpltPkgAC-65to134 | PreNResSpltPkgAC-65to-PEYes | ERC | 2003 | CZ07 | cDXGF | 0 | None | 1 | 1920.017 | 8906.214 |  | 2636.864 | 0 | 3720.005 | 0 | 1873.697 | 0 | 15.4038 | 660.2595 | 91.2153 | 477.8247 | 0 | 0 | 0 | 0 | 9422222 | 0 | 9422222 | 94.2222 | 2760.711 | 0 | 2.304 | 1.92 | 2021-07-03 21:12
StdNResSpltPkgAC-65to134 | PreNResSpltPkgAC-65to-PEYes | ERC | 2003 | CZ08 | cDXGF | 0 | None | 1 | 1920.017 | 10253.82 |  | 2636.864 | 0 | 3720.005 | 0 | 3130.141 | 0 | 34.6427 | 732.1791 | 85.4691 | 573.8117 | 0 | 0 | 0 | 0 | 10909150 | 0 | 10909150 | 109.0915 | 3196.3809 | 0 | 2.304 | 1.92 | 2021-07-03 21:12
StdNResSpltPkgAC-65to134 | PreNResSpltPkgAC-65to-PEYes | ERC | 2003 | CZ09 | cDXGF | 0 | None | 1 | 1920.017 | 10222.35 |  | 2636.864 | 0 | 3720.005 | 0 | 2924.31 | 0 | 65.5103 | 875.6724 | 130.1293 | 596.6226 | 0 | 0 | 0 | 0 | 14334280 | 0 | 14334280 | 143.3428 | 4199.944 | 0 | 2.304 | 1.92 | 2021-07-03 21:13
StdNResSpltPkgAC-65to134 | PreNResSpltPkgAC-65to-PEYes | ERC | 2003 | CZ10 | cDXGF | 0 | None | 1 | 1920.017 | 10464.4 |  | 2636.864 | 0 | 3720.005 | 0 | 3215.69 | 0 | 82.977 | 808.8777 | 124.1247 | 583.6255 | 0 | 0 | 0 | 0 | 15687050 | 0 | 15687050 | 156.8705 | 4596.3057 | 0 | 2.304 | 1.92 | 2021-07-03 21:13
StdNResSpltPkgAC-65to134 | PreNResSpltPkgAC-65to-PEYes | ERC | 2003 | CZ11 | cDXGF | 0 | None | 1 | 1920.017 | 10380.79 |  | 2636.864 | 0 | 3720.005 | 0 | 3007.926 | 0 | 152.1721 | 863.8423 | 248.1496 | 512.4918 | 0 | 0 | 0 | 0 | 32819620 | 0 | 32819620 | 328.1962 | 9616.1487 | 0 | 2.304 | 1.92 | 2021-07-03 21:14
StdNResSpltPkgAC-65to134 | PreNResSpltPkgAC-65to-PEYes | ERC | 2003 | CZ12 | cDXGF | 0 | None | 1 | 1920.017 | 9407.629 |  | 2636.864 | 0 | 3720.005 | 0 | 2173.981 | 0 | 121.8823 | 754.9084 | 204.9421 | 459.3019 | 0 | 0 | 0 | 0 | 30248280 | 0 | 30248280 | 302.4828 | 8862.746 | 0 | 2.304 | 1.92 | 2021-07-03 21:14
StdNResSpltPkgAC-65to134 | PreNResSpltPkgAC-65to-PEYes | ERC | 2003 | CZ13 | cDXGF | 0 | None | 1 | 1920.017 | 10901.41 |  | 2636.864 | 0 | 3720.005 | 0 | 3494.644 | 0 | 135.7611 | 914.1487 | 203.0986 | 603.0475 | 0 | 0 | 0 | 0 | 26510140 | 0 | 26510140 | 265.1014 | 7767.471 | 0 | 2.304 | 1.92 | 2021-07-03 21:14
StdNResSpltPkgAC-65to134 | PreNResSpltPkgAC-65to-PEYes | ERC | 2003 | CZ14 | cDXGF | 0 | None | 1 | 1920.017 | 10515.66 |  | 2636.864 | 0 | 3720.005 | 0 | 3090.167 | 0 | 172.3376 | 896.3004 | 202.7484 | 569.5306 | 0 | 0 | 0 | 0 | 29165630 | 0 | 29165630 | 291.6563 | 8545.5296 | 0 | 2.304 | 1.92 | 2021-07-03 21:15
StdNResSpltPkgAC-65to134 | PreNResSpltPkgAC-65to-PEYes | ERC | 2003 | CZ15 | cDXGF | 0 | None | 1 | 1920.017 | 15216.28 |  | 2636.864 | 0 | 3720.005 | 0 | 7531.464 | 0 | 50.3007 | 1277.669 | 70.6124 | 1077.101 | 0 | 0 | 0 | 0 | 5925905 | 0 | 5925905 | 59.2591 | 1736.2902 | 0 | 2.304 | 1.92 | 2021-07-03 21:15
StdNResSpltPkgAC-65to134 | PreNResSpltPkgAC-65to-PEYes | ERC | 2003 | CZ16 | cDXGF | 0 | None | 1 | 1920.017 | 8024.502 |  | 2636.864 | 0 | 3720.005 | 0 | 753.7769 | 0 | 228.8635 | 685.0126 | 365.0235 | 238.0011 | 0 | 0 | 0 | 0 | 67172930 | 0 | 67172930 | 671.7293 | 19681.6685 | 0 | 2.304 | 1.92 | 2021-07-03 21:16
StdNResSpltPkgAC-65to134 | PreNResSpltPkgAC-65to-PEYes | ERC | 2007 | CZ01 | cDXGF | 0 | None | 1 | 1920.017 | 7231.229 |  | 2636.864 | 0 | 3720.005 | 0 | 169.3332 | 0 | 162.9567 | 542.0851 | 335.6151 | 93.9474 | 0 | 0 | 0 | 0 | 55368820 | 0 | 55368820 | 553.6882 | 16223.0643 | 0 | 2.304 | 1.92 | 2021-07-03 21:16
StdNResSpltPkgAC-65to134 | PreNResSpltPkgAC-65to-PEYes | ERC | 2007 | CZ02 | cDXGF | 0 | None | 1 | 1920.017 | 8467.716 |  | 2636.864 | 0 | 3720.005 | 0 | 1354.383 | 0 | 128.4955 | 627.9869 | 223.7431 | 326.9167 | 0 | 0 | 0 | 0 | 35853500 | 0 | 35853500 | 358.535 | 10505.0755 | 0 | 2.304 | 1.92 | 2021-07-03 21:16
StdNResSpltPkgAC-65to134 | PreNResSpltPkgAC-65to-PEYes | ERC | 2007 | CZ03 | cDXGF | 0 | None | 1 | 1920.017 | 7995.102 |  | 2636.864 | 0 | 3720.005 | 0 | 913.3545 | 0 | 78.3812 | 646.5151 | 214.8044 | 316.7341 | 0 | 0 | 0 | 0 | 28465530 | 0 | 28465530 | 284.6553 | 8340.4003 | 0 | 2.304 | 1.92 | 2021-07-03 21:17
StdNResSpltPkgAC-65to134 | PreNResSpltPkgAC-65to-PEYes | ERC | 2007 | CZ04 | cDXGF | 0 | None | 1 | 1920.017 | 9056.262 |  | 2636.864 | 0 | 3720.005 | 0 | 1918.657 | 0 | 80.1132 | 700.6403 | 166.9108 | 438.9698 | 0 | 0 | 0 | 0 | 24075020 | 0 | 24075020 | 240.7502 | 7053.9809 | 0 | 2.304 | 1.92 | 2021-07-03 21:17
StdNResSpltPkgAC-65to134 | PreNResSpltPkgAC-65to-PEYes | ERC | 2007 | CZ05 | cDXGF | 0 | None | 1 | 1920.017 | 8406.121 |  | 2636.864 | 0 | 3720.005 | 0 | 1337.861 | 0 | 85.8617 | 625.5463 | 173.3565 | 367.0913 | 0 | 0 | 0 | 0 | 26910380 | 0 | 26910380 | 269.1038 | 7884.7413 | 0 | 2.304 | 1.92 | 2021-07-03 21:18
StdNResSpltPkgAC-65to134 | PreNResSpltPkgAC-65to-PEYes | ERC | 2007 | CZ06 | cDXGF | 0 | None | 1 | 1920.017 | 9424.68 |  | 2636.864 | 0 | 3720.005 | 0 | 2347.071 | 0 | 32.1125 | 688.6435 | 90.8097 | 514.7933 | 0 | 0 | 0 | 0 | 11316190 | 0 | 11316190 | 113.1619 | 3315.6437 | 0 | 2.304 | 1.92 | 2021-07-03 21:18
StdNResSpltPkgAC-65to134 | PreNResSpltPkgAC-65to-PEYes | ERC | 2007 | CZ07 | cDXGF | 0 | None | 1 | 1920.017 | 8905.799 |  | 2636.864 | 0 | 3720.005 | 0 | 1873.272 | 0 | 15.4042 | 660.271 | 91.4917 | 477.516 | 0 | 0 | 0 | 0 | 9425960 | 0 | 9425960 | 94.2596 | 2761.8063 | 0 | 2.304 | 1.92 | 2021-07-03 21:18
StdNResSpltPkgAC-65to134 | PreNResSpltPkgAC-65to-PEYes | ERC | 2007 | CZ08 | cDXGF | 0 | None | 1 | 1920.017 | 10253.33 |  | 2636.864 | 0 | 3720.005 | 0 | 3129.699 | 0 | 34.6448 | 732.1281 | 85.4721 | 573.7966 | 0 | 0 | 0 | 0 | 10910480 | 0 | 10910480 | 109.1048 | 3196.7706 | 0 | 2.304 | 1.92 | 2021-07-03 21:19
StdNResSpltPkgAC-65to134 | PreNResSpltPkgAC-65to-PEYes | ERC | 2007 | CZ09 | cDXGF | 0 | None | 1 | 1920.017 | 10221.76 |  | 2636.864 | 0 | 3720.005 | 0 | 2923.742 | 0 | 65.5143 | 875.6465 | 130.1297 | 596.5908 | 0 | 0 | 0 | 0 | 14331880 | 0 | 14331880 | 143.3188 | 4199.2408 | 0 | 2.304 | 1.92 | 2021-07-03 21:19
StdNResSpltPkgAC-65to134 | PreNResSpltPkgAC-65to-PEYes | ERC | 2007 | CZ10 | cDXGF | 0 | None | 1 | 1920.017 | 10450.73 |  | 2636.864 | 0 | 3720.005 | 0 | 3205.093 | 0 | 82.6715 | 806.1174 | 122.1009 | 581.9756 | 0 | 0 | 0 | 0 | 15467190 | 0 | 15467190 | 154.6719 | 4531.8867 | 0 | 2.304 | 1.92 | 2021-07-03 21:20
StdNResSpltPkgAC-65to134 | PreNResSpltPkgAC-65to-PEYes | ERC | 2007 | CZ11 | cDXGF | 0 | None | 1 | 1920.017 | 10360.87 |  | 2636.864 | 0 | 3720.005 | 0 | 2991.69 | 0 | 151.5912 | 860.7311 | 244.9948 | 510.6883 | 0 | 0 | 0 | 0 | 32342150 | 0 | 32342150 | 323.4215 | 9476.2499 | 0 | 2.304 | 1.92 | 2021-07-03 21:20
StdNResSpltPkgAC-65to134 | PreNResSpltPkgAC-65to-PEYes | ERC | 2007 | CZ12 | cDXGF | 0 | None | 1 | 1920.017 | 9398.049 |  | 2636.864 | 0 | 3720.005 | 0 | 2167.352 | 0 | 121.3894 | 752.4548 | 203.1263 | 459.2995 | 0 | 0 | 0 | 0 | 29866960 | 0 | 29866960 | 298.6696 | 8751.0193 | 0 | 2.304 | 1.92 | 2021-07-03 21:20
StdNResSpltPkgAC-65to134 | PreNResSpltPkgAC-65to-PEYes | ERC | 2007 | CZ13 | cDXGF | 0 | None | 1 | 1920.017 | 10873.4 |  | 2636.864 | 0 | 3720.005 | 0 | 3470.923 | 0 | 135.291 | 910.33 | 199.7943 | 601.2712 | 0 | 0 | 0 | 0 | 26100260 | 0 | 26100260 | 261.0026 | 7647.3762 | 0 | 2.304 | 1.92 | 2021-07-03 21:21
StdNResSpltPkgAC-65to134 | PreNResSpltPkgAC-65to-PEYes | ERC | 2007 | CZ14 | cDXGF | 0 | None | 1 | 1920.017 | 10495.87 |  | 2636.864 | 0 | 3720.005 | 0 | 3074.206 | 0 | 171.7238 | 893.0897 | 199.6553 | 568.1469 | 0 | 0 | 0 | 0 | 28705810 | 0 | 28705810 | 287.0581 | 8410.8023 | 0 | 2.304 | 1.92 | 2021-07-03 21:21
StdNResSpltPkgAC-65to134 | PreNResSpltPkgAC-65to-PEYes | ERC | 2007 | CZ15 | cDXGF | 0 | None | 1 | 1920.017 | 15143.23 |  | 2636.864 | 0 | 3720.005 | 0 | 7465.902 | 0 | 50.0802 | 1270.404 | 68.394 | 1071.166 | 0 | 0 | 0 | 0 | 5793800 | 0 | 5793800 | 57.938 | 1697.5834 | 0 | 2.304 | 1.92 | 2021-07-03 21:22
StdNResSpltPkgAC-65to134 | PreNResSpltPkgAC-65to-PEYes | ERC | 2007 | CZ16 | cDXGF | 0 | None | 1 | 1920.017 | 8023.101 |  | 2636.864 | 0 | 3720.005 | 0 | 753.0674 | 0 | 228.7031 | 684.4746 | 362.653 | 238.4164 | 0 | 0 | 0 | 0 | 66311850 | 0 | 66311850 | 663.1185 | 19429.3721 | 0 | 2.304 | 1.92 | 2021-07-03 21:22
StdNResSpltPkgAC-65to134 | PreNResSpltPkgAC-65to-PEYes | ERC | 2011 | CZ01 | cDXGF | 0 | None | 1 | 1920.017 | 7231.229 |  | 2636.864 | 0 | 3720.005 | 0 | 169.3332 | 0 | 162.9567 | 542.0851 | 335.6151 | 93.9474 | 0 | 0 | 0 | 0 | 55368820 | 0 | 55368820 | 553.6882 | 16223.0643 | 0 | 2.304 | 1.92 | 2021-07-03 21:22
StdNResSpltPkgAC-65to134 | PreNResSpltPkgAC-65to-PEYes | ERC | 2011 | CZ02 | cDXGF | 0 | None | 1 | 1920.017 | 8416.109 |  | 2636.864 | 0 | 3720.005 | 0 | 1324.191 | 0 | 125.3006 | 609.7639 | 208.7516 | 324.4585 | 0 | 0 | 0 | 0 | 31869280 | 0 | 31869280 | 318.6928 | 9337.699 | 0 | 2.304 | 1.92 | 2021-07-03 21:23
StdNResSpltPkgAC-65to134 | PreNResSpltPkgAC-65to-PEYes | ERC | 2011 | CZ03 | cDXGF | 0 | None | 1 | 1920.017 | 7996.497 |  | 2636.864 | 0 | 3720.005 | 0 | 914.9059 | 0 | 78.3294 | 646.413 | 211.802 | 317.1149 | 0 | 0 | 0 | 0 | 28123860 | 0 | 28123860 | 281.2386 | 8240.291 | 0 | 2.304 | 1.92 | 2021-07-03 21:23
StdNResSpltPkgAC-65to134 | PreNResSpltPkgAC-65to-PEYes | ERC | 2011 | CZ04 | cDXGF | 0 | None | 1 | 1920.017 | 8981.342 |  | 2636.864 | 0 | 3720.005 | 0 | 1872.153 | 0 | 77.2962 | 675.0395 | 146.4287 | 435.9155 | 0 | 0 | 0 | 0 | 19842590 | 0 | 19842590 | 198.4259 | 5813.8789 | 0 | 2.304 | 1.92 | 2021-07-03 21:23
StdNResSpltPkgAC-65to134 | PreNResSpltPkgAC-65to-PEYes | ERC | 2011 | CZ05 | cDXGF | 0 | None | 1 | 1920.017 | 8406.121 |  | 2636.864 | 0 | 3720.005 | 0 | 1337.861 | 0 | 85.8617 | 625.5463 | 173.3565 | 367.0913 | 0 | 0 | 0 | 0 | 26910380 | 0 | 26910380 | 269.1038 | 7884.7413 | 0 | 2.304 | 1.92 | 2021-07-03 21:24
StdNResSpltPkgAC-65to134 | PreNResSpltPkgAC-65to-PEYes | ERC | 2011 | CZ06 | cDXGF | 0 | None | 1 | 1920.017 | 9424.68 |  | 2636.864 | 0 | 3720.005 | 0 | 2347.071 | 0 | 32.1125 | 688.6435 | 90.8097 | 514.7933 | 0 | 0 | 0 | 0 | 11316190 | 0 | 11316190 | 113.1619 | 3315.6437 | 0 | 2.304 | 1.92 | 2021-07-03 21:24
StdNResSpltPkgAC-65to134 | PreNResSpltPkgAC-65to-PEYes | ERC | 2011 | CZ07 | cDXGF | 0 | None | 1 | 1920.017 | 8906.475 |  | 2636.864 | 0 | 3720.005 | 0 | 1874.179 | 0 | 15.3934 | 660.0479 | 90.0428 | 478.3056 | 0 | 0 | 0 | 0 | 9310354 | 0 | 9310354 | 93.1035 | 2727.9337 | 0 | 2.304 | 1.92 | 2021-07-03 21:25
StdNResSpltPkgAC-65to134 | PreNResSpltPkgAC-65to-PEYes | ERC | 2011 | CZ08 | cDXGF | 0 | None | 1 | 1920.017 | 10244.47 |  | 2636.864 | 0 | 3720.005 | 0 | 3123.344 | 0 | 34.493 | 729.7779 | 84.8705 | 572.6392 | 0 | 0 | 0 | 0 | 10794810 | 0 | 10794810 | 107.9481 | 3162.8793 | 0 | 2.304 | 1.92 | 2021-07-03 21:25
StdNResSpltPkgAC-65to134 | PreNResSpltPkgAC-65to-PEYes | ERC | 2011 | CZ09 | cDXGF | 0 | None | 1 | 1920.017 | 10042.89 |  | 2636.864 | 0 | 3720.005 | 0 | 2790.755 | 0 | 62.4333 | 832.8506 | 105.5632 | 581.1964 | 0 | 0 | 0 | 0 | 10810200 | 0 | 10810200 | 108.102 | 3167.3886 | 0 | 2.304 | 1.92 | 2021-07-03 21:25
StdNResSpltPkgAC-65to134 | PreNResSpltPkgAC-65to-PEYes | ERC | 2011 | CZ10 | cDXGF | 0 | None | 1 | 1920.017 | 10323.7 |  | 2636.864 | 0 | 3720.005 | 0 | 3106.381 | 0 | 80.3756 | 780.0903 | 109.6813 | 571.0156 | 0 | 0 | 0 | 0 | 13158400 | 0 | 13158400 | 131.584 | 3855.4112 | 0 | 2.304 | 1.92 | 2021-07-03 21:26
StdNResSpltPkgAC-65to134 | PreNResSpltPkgAC-65to-PEYes | ERC | 2011 | CZ11 | cDXGF | 0 | None | 1 | 1920.017 | 10197.31 |  | 2636.864 | 0 | 3720.005 | 0 | 2863.335 | 0 | 146.9581 | 830.1632 | 223.7297 | 500.7661 | 0 | 0 | 0 | 0 | 28460520 | 0 | 28460520 | 284.6052 | 8338.9324 | 0 | 2.304 | 1.92 | 2021-07-03 21:26
StdNResSpltPkgAC-65to134 | PreNResSpltPkgAC-65to-PEYes | ERC | 2011 | CZ12 | cDXGF | 0 | None | 1 | 1920.017 | 9297.55 |  | 2636.864 | 0 | 3720.005 | 0 | 2093.551 | 0 | 118.0328 | 729.1144 | 185.0507 | 450.1585 | 0 | 0 | 0 | 0 | 26287550 | 0 | 26287550 | 262.8755 | 7702.2522 | 0 | 2.304 | 1.92 | 2021-07-03 21:27
StdNResSpltPkgAC-65to134 | PreNResSpltPkgAC-65to-PEYes | ERC | 2011 | CZ13 | cDXGF | 0 | None | 1 | 1920.017 | 10683.51 |  | 2636.864 | 0 | 3720.005 | 0 | 3317.066 | 0 | 131.7283 | 877.8637 | 182.5927 | 585.5013 | 0 | 0 | 0 | 0 | 22826770 | 0 | 22826770 | 228.2677 | 6688.2436 | 0 | 2.304 | 1.92 | 2021-07-03 21:27
StdNResSpltPkgAC-65to134 | PreNResSpltPkgAC-65to-PEYes | ERC | 2011 | CZ14 | cDXGF | 0 | None | 1 | 1920.017 | 10339.46 |  | 2636.864 | 0 | 3720.005 | 0 | 2952.352 | 0 | 166.9502 | 863.3134 | 178.8897 | 556.7987 | 0 | 0 | 0 | 0 | 25032420 | 0 | 25032420 | 250.3242 | 7334.4991 | 0 | 2.304 | 1.92 | 2021-07-03 21:27
StdNResSpltPkgAC-65to134 | PreNResSpltPkgAC-65to-PEYes | ERC | 2011 | CZ15 | cDXGF | 0 | None | 1 | 1920.017 | 14390.07 |  | 2636.864 | 0 | 3720.005 | 0 | 6796.852 | 0 | 47.6254 | 1188.753 | 52.6276 | 1013.612 | 0 | 0 | 0 | 0 | 3723214 | 0 | 3723214 | 37.2321 | 1090.9017 | 0 | 2.304 | 1.92 | 2021-07-03 21:28
StdNResSpltPkgAC-65to134 | PreNResSpltPkgAC-65to-PEYes | ERC | 2011 | CZ16 | cDXGF | 0 | None | 1 | 1920.017 | 7980.075 |  | 2636.864 | 0 | 3720.005 | 0 | 736.0038 | 0 | 223.7766 | 663.4385 | 340.7528 | 235.7145 | 0 | 0 | 0 | 0 | 59646710 | 0 | 59646710 | 596.4671 | 17476.486 | 0 | 2.304 | 1.92 | 2021-07-03 21:28
StdNResSpltPkgAC-65to134 | PreNResSpltPkgAC-65to-PEYes | ERC | 2015 | CZ01 | cDXGF | 0 | None | 1 | 1920.017 | 7185.667 |  | 2636.864 | 0 | 3720.005 | 0 | 147.3688 | 0 | 156.2067 | 525.2335 | 341.6371 | 79.4102 | 0 | 0 | 0 | 0 | 58167820 | 0 | 58167820 | 581.6782 | 17043.1713 | 0 | 2.304 | 1.92 | 2021-07-03 21:29
StdNResSpltPkgAC-65to134 | PreNResSpltPkgAC-65to-PEYes | ERC | 2015 | CZ02 | cDXGF | 0 | None | 1 | 1920.017 | 8274.315 |  | 2636.864 | 0 | 3720.005 | 0 | 1208.407 | 0 | 122.0783 | 586.9763 | 212.5101 | 300.8683 | 0 | 0 | 0 | 0 | 33398130 | 0 | 33398130 | 333.9813 | 9785.6521 | 0 | 2.304 | 1.92 | 2021-07-03 21:29
StdNResSpltPkgAC-65to134 | PreNResSpltPkgAC-65to-PEYes | ERC | 2015 | CZ03 | cDXGF | 0 | None | 1 | 1920.017 | 7806.571 |  | 2636.864 | 0 | 3720.005 | 0 | 780.9405 | 0 | 72.6915 | 596.0876 | 216.8757 | 274.8876 | 0 | 0 | 0 | 0 | 29686200 | 0 | 29686200 | 296.862 | 8698.0566 | 0 | 2.304 | 1.92 | 2021-07-03 21:29
StdNResSpltPkgAC-65to134 | PreNResSpltPkgAC-65to-PEYes | ERC | 2015 | CZ04 | cDXGF | 0 | None | 1 | 1920.017 | 8638.818 |  | 2636.864 | 0 | 3720.005 | 0 | 1592.929 | 0 | 72.7909 | 616.2471 | 148.8482 | 381.2864 | 0 | 0 | 0 | 0 | 20935940 | 0 | 20935940 | 209.3594 | 6134.2304 | 0 | 2.304 | 1.92 | 2021-07-03 21:30
StdNResSpltPkgAC-65to134 | PreNResSpltPkgAC-65to-PEYes | ERC | 2015 | CZ05 | cDXGF | 0 | None | 1 | 1920.017 | 8173.852 |  | 2636.864 | 0 | 3720.005 | 0 | 1163.454 | 0 | 79.1148 | 574.4266 | 177.3624 | 320.6053 | 0 | 0 | 0 | 0 | 28343500 | 0 | 28343500 | 283.435 | 8304.6455 | 0 | 2.304 | 1.92 | 2021-07-03 21:30
StdNResSpltPkgAC-65to134 | PreNResSpltPkgAC-65to-PEYes | ERC | 2015 | CZ06 | cDXGF | 0 | None | 1 | 1920.017 | 9078.069 |  | 2636.864 | 0 | 3720.005 | 0 | 2058.137 | 0 | 30.1109 | 632.9702 | 97.5157 | 458.8718 | 0 | 0 | 0 | 0 | 12142320 | 0 | 12142320 | 121.4232 | 3557.6998 | 0 | 2.304 | 1.92 | 2021-07-03 21:31
StdNResSpltPkgAC-65to134 | PreNResSpltPkgAC-65to-PEYes | ERC | 2015 | CZ07 | cDXGF | 0 | None | 1 | 1920.017 | 8622.334 |  | 2636.864 | 0 | 3720.005 | 0 | 1643.735 | 0 | 14.4023 | 607.3446 | 94.3313 | 426.6864 | 0 | 0 | 0 | 0 | 10019600 | 0 | 10019600 | 100.196 | 2935.7428 | 0 | 2.304 | 1.92 | 2021-07-03 21:31
StdNResSpltPkgAC-65to134 | PreNResSpltPkgAC-65to-PEYes | ERC | 2015 | CZ08 | cDXGF | 0 | None | 1 | 1920.017 | 9798.782 |  | 2636.864 | 0 | 3720.005 | 0 | 2730.607 | 0 | 33.3049 | 678.0146 | 88.4369 | 518.0975 | 0 | 0 | 0 | 0 | 11440660 | 0 | 11440660 | 114.4066 | 3352.1134 | 0 | 2.304 | 1.92 | 2021-07-03 21:31
StdNResSpltPkgAC-65to134 | PreNResSpltPkgAC-65to-PEYes | ERC | 2015 | CZ09 | cDXGF | 0 | None | 1 | 1920.017 | 9598.62 |  | 2636.864 | 0 | 3720.005 | 0 | 2400.204 | 0 | 60.1428 | 781.4163 | 117.5845 | 522.283 | 0 | 0 | 0 | 0 | 11527460 | 0 | 11527460 | 115.2746 | 3377.5458 | 0 | 2.304 | 1.92 | 2021-07-03 21:32
StdNResSpltPkgAC-65to134 | PreNResSpltPkgAC-65to-PEYes | ERC | 2015 | CZ10 | cDXGF | 0 | None | 1 | 1920.017 | 10058.36 |  | 2636.864 | 0 | 3720.005 | 0 | 2869.608 | 0 | 78.8964 | 753.0078 | 117.535 | 537.878 | 0 | 0 | 0 | 0 | 14175440 | 0 | 14175440 | 141.7544 | 4153.4039 | 0 | 2.304 | 1.92 | 2021-07-03 21:32
StdNResSpltPkgAC-65to134 | PreNResSpltPkgAC-65to-PEYes | ERC | 2015 | CZ11 | cDXGF | 0 | None | 1 | 1920.017 | 9940.95 |  | 2636.864 | 0 | 3720.005 | 0 | 2638.628 | 0 | 144.7618 | 800.7039 | 227.773 | 467.7318 | 0 | 0 | 0 | 0 | 29830410 | 0 | 29830410 | 298.3041 | 8740.3101 | 0 | 2.304 | 1.92 | 2021-07-03 21:33
StdNResSpltPkgAC-65to134 | PreNResSpltPkgAC-65to-PEYes | ERC | 2015 | CZ12 | cDXGF | 0 | None | 1 | 1920.017 | 9074.188 |  | 2636.864 | 0 | 3720.005 | 0 | 1903.404 | 0 | 115.619 | 698.3119 | 193.1926 | 419.0896 | 0 | 0 | 0 | 0 | 27645830 | 0 | 27645830 | 276.4583 | 8100.2282 | 0 | 2.304 | 1.92 | 2021-07-03 21:33
StdNResSpltPkgAC-65to134 | PreNResSpltPkgAC-65to-PEYes | ERC | 2015 | CZ13 | cDXGF | 0 | None | 1 | 1920.017 | 10409.95 |  | 2636.864 | 0 | 3720.005 | 0 | 3077.298 | 0 | 129.2224 | 846.5753 | 189.5399 | 552.8802 | 0 | 0 | 0 | 0 | 23971120 | 0 | 23971120 | 239.7112 | 7023.5382 | 0 | 2.304 | 1.92 | 2021-07-03 21:33
StdNResSpltPkgAC-65to134 | PreNResSpltPkgAC-65to-PEYes | ERC | 2015 | CZ14 | cDXGF | 0 | None | 1 | 1920.017 | 10064.33 |  | 2636.864 | 0 | 3720.005 | 0 | 2709.608 | 0 | 164.1127 | 833.7501 | 193.6514 | 520.2683 | 0 | 0 | 0 | 0 | 26442540 | 0 | 26442540 | 264.4254 | 7747.6642 | 0 | 2.304 | 1.92 | 2021-07-03 21:34
StdNResSpltPkgAC-65to134 | PreNResSpltPkgAC-65to-PEYes | ERC | 2015 | CZ15 | cDXGF | 0 | None | 1 | 1920.017 | 14037.99 |  | 2636.864 | 0 | 3720.005 | 0 | 6470.216 | 0 | 47.2998 | 1163.628 | 59.379 | 975.7129 | 0 | 0 | 0 | 0 | 3977400 | 0 | 3977400 | 39.774 | 1165.3782 | 0 | 2.304 | 1.92 | 2021-07-03 21:34
StdNResSpltPkgAC-65to134 | PreNResSpltPkgAC-65to-PEYes | ERC | 2015 | CZ16 | cDXGF | 0 | None | 1 | 1920.017 | 7875.112 |  | 2636.864 | 0 | 3720.005 | 0 | 662.5615 | 0 | 216.091 | 639.6082 | 347.1943 | 216.9776 | 0 | 0 | 0 | 0 | 62560850 | 0 | 62560850 | 625.6085 | 18330.3291 | 0 | 2.304 | 1.92 | 2021-07-03 21:35
StdNResSpltPkgAC-65to134 | PreNResSpltPkgAC-65to-PEYes | ERC | 2017 | CZ01 | cDXGF | 0 | None | 1 | 1920.017 | 7187.531 |  | 2636.864 | 0 | 3720.005 | 0 | 149.6246 | 0 | 156.0542 | 524.9951 | 335.022 | 81.3268 | 0 | 0 | 0 | 0 | 56991370 | 0 | 56991370 | 569.9137 | 16698.4714 | 0 | 2.304 | 1.92 | 2021-07-03 21:35
StdNResSpltPkgAC-65to134 | PreNResSpltPkgAC-65to-PEYes | ERC | 2017 | CZ02 | cDXGF | 0 | None | 1 | 1920.017 | 8271.988 |  | 2636.864 | 0 | 3720.005 | 0 | 1208.957 | 0 | 121.3627 | 584.8165 | 209.9094 | 300.846 | 0 | 0 | 0 | 0 | 32968110 | 0 | 32968110 | 329.6811 | 9659.6562 | 0 | 2.304 | 1.92 | 2021-07-03 21:35
StdNResSpltPkgAC-65to134 | PreNResSpltPkgAC-65to-PEYes | ERC | 2017 | CZ03 | cDXGF | 0 | None | 1 | 1920.017 | 7808.123 |  | 2636.864 | 0 | 3720.005 | 0 | 782.6761 | 0 | 72.6365 | 595.9594 | 214.782 | 275.9706 | 0 | 0 | 0 | 0 | 29339370 | 0 | 29339370 | 293.3937 | 8596.4354 | 0 | 2.304 | 1.92 | 2021-07-03 21:36
StdNResSpltPkgAC-65to134 | PreNResSpltPkgAC-65to-PEYes | ERC | 2017 | CZ04 | cDXGF | 0 | None | 1 | 1920.017 | 8636.25 |  | 2636.864 | 0 | 3720.005 | 0 | 1592.222 | 0 | 72.4914 | 614.687 | 145.959 | 381.5523 | 0 | 0 | 0 | 0 | 20608290 | 0 | 20608290 | 206.0829 | 6038.229 | 0 | 2.304 | 1.92 | 2021-07-03 21:36
StdNResSpltPkgAC-65to134 | PreNResSpltPkgAC-65to-PEYes | ERC | 2017 | CZ05 | cDXGF | 0 | None | 1 | 1920.017 | 8178.636 |  | 2636.864 | 0 | 3720.005 | 0 | 1168.025 | 0 | 79.0788 | 574.68 | 174.0473 | 321.4791 | 0 | 0 | 0 | 0 | 27801940 | 0 | 27801940 | 278.0194 | 8145.9684 | 0 | 2.304 | 1.92 | 2021-07-03 21:37
StdNResSpltPkgAC-65to134 | PreNResSpltPkgAC-65to-PEYes | ERC | 2017 | CZ06 | cDXGF | 0 | None | 1 | 1920.017 | 9077.267 |  | 2636.864 | 0 | 3720.005 | 0 | 2058.456 | 0 | 30.0277 | 631.9318 | 93.5483 | 459.3706 | 0 | 0 | 0 | 0 | 11749740 | 0 | 11749740 | 117.4974 | 3442.6738 | 0 | 2.304 | 1.92 | 2021-07-03 21:37
StdNResSpltPkgAC-65to134 | PreNResSpltPkgAC-65to-PEYes | ERC | 2017 | CZ07 | cDXGF | 0 | None | 1 | 1920.017 | 8623.843 |  | 2636.864 | 0 | 3720.005 | 0 | 1645.797 | 0 | 14.3741 | 606.8188 | 92.3444 | 428.5721 | 0 | 0 | 0 | 0 | 9779590 | 0 | 9779590 | 97.7959 | 2865.4199 | 0 | 2.304 | 1.92 | 2021-07-03 21:37
StdNResSpltPkgAC-65to134 | PreNResSpltPkgAC-65to-PEYes | ERC | 2017 | CZ08 | cDXGF | 0 | None | 1 | 1920.017 | 9782.59 |  | 2636.864 | 0 | 3720.005 | 0 | 2719.797 | 0 | 32.9622 | 672.9792 | 85.5073 | 516.7186 | 0 | 0 | 0 | 0 | 11175800 | 0 | 11175800 | 111.758 | 3274.5094 | 0 | 2.304 | 1.92 | 2021-07-03 21:38
StdNResSpltPkgAC-65to134 | PreNResSpltPkgAC-65to-PEYes | ERC | 2017 | CZ09 | cDXGF | 0 | None | 1 | 1920.017 | 9588.925 |  | 2636.864 | 0 | 3720.005 | 0 | 2394.132 | 0 | 59.8554 | 778.0812 | 115.2194 | 521.9889 | 0 | 0 | 0 | 0 | 11287820 | 0 | 11287820 | 112.8782 | 3307.3313 | 0 | 2.304 | 1.92 | 2021-07-03 21:38
StdNResSpltPkgAC-65to134 | PreNResSpltPkgAC-65to-PEYes | ERC | 2017 | CZ10 | cDXGF | 0 | None | 1 | 1920.017 | 10044.95 |  | 2636.864 | 0 | 3720.005 | 0 | 2859.655 | 0 | 78.5267 | 749.9108 | 116.0972 | 536.9877 | 0 | 0 | 0 | 0 | 13934800 | 0 | 13934800 | 139.348 | 4082.8964 | 0 | 2.304 | 1.92 | 2021-07-03 21:39
StdNResSpltPkgAC-65to134 | PreNResSpltPkgAC-65to-PEYes | ERC | 2017 | CZ11 | cDXGF | 0 | None | 1 | 1920.017 | 9842.473 |  | 2636.864 | 0 | 3720.005 | 0 | 2561.889 | 0 | 141.766 | 781.9665 | 216.2629 | 460.9387 | 0 | 0 | 0 | 0 | 27532660 | 0 | 27532660 | 275.3266 | 8067.0694 | 0 | 2.304 | 1.92 | 2021-07-03 21:39
StdNResSpltPkgAC-65to134 | PreNResSpltPkgAC-65to-PEYes | ERC | 2017 | CZ12 | cDXGF | 0 | None | 1 | 1920.017 | 9065.159 |  | 2636.864 | 0 | 3720.005 | 0 | 1897.747 | 0 | 115.0011 | 695.5573 | 189.6884 | 418.6682 | 0 | 0 | 0 | 0 | 27185400 | 0 | 27185400 | 271.854 | 7965.3222 | 0 | 2.304 | 1.92 | 2021-07-03 21:39
StdNResSpltPkgAC-65to134 | PreNResSpltPkgAC-65to-PEYes | ERC | 2017 | CZ13 | cDXGF | 0 | None | 1 | 1920.017 | 10381.01 |  | 2636.864 | 0 | 3720.005 | 0 | 3053.221 | 0 | 128.6526 | 842.2861 | 187.117 | 550.8661 | 0 | 0 | 0 | 0 | 23519540 | 0 | 23519540 | 235.1954 | 6891.2252 | 0 | 2.304 | 1.92 | 2021-07-03 21:40
StdNResSpltPkgAC-65to134 | PreNResSpltPkgAC-65to-PEYes | ERC | 2017 | CZ14 | cDXGF | 0 | None | 1 | 1920.017 | 10043.48 |  | 2636.864 | 0 | 3720.005 | 0 | 2693.355 | 0 | 163.3459 | 829.9263 | 188.7348 | 518.9318 | 0 | 0 | 0 | 0 | 25904860 | 0 | 25904860 | 259.0486 | 7590.124 | 0 | 2.304 | 1.92 | 2021-07-03 21:40
StdNResSpltPkgAC-65to134 | PreNResSpltPkgAC-65to-PEYes | ERC | 2017 | CZ15 | cDXGF | 0 | None | 1 | 1920.017 | 13956.78 |  | 2636.864 | 0 | 3720.005 | 0 | 6397.393 | 0 | 47.0484 | 1155.491 | 57.6509 | 970.4724 | 0 | 0 | 0 | 0 | 3836940 | 0 | 3836940 | 38.3694 | 1124.2234 | 0 | 2.304 | 1.92 | 2021-07-03 21:40
StdNResSpltPkgAC-65to134 | PreNResSpltPkgAC-65to-PEYes | ERC | 2017 | CZ16 | cDXGF | 0 | None | 1 | 1920.017 | 7873.852 |  | 2636.864 | 0 | 3720.005 | 0 | 662.0543 | 0 | 215.8765 | 639.0652 | 344.1121 | 217.1326 | 0 | 0 | 0 | 0 | 61534470 | 0 | 61534470 | 615.3447 | 18029.5997 | 0 | 2.304 | 1.92 | 2021-07-03 21:41
StdNResSpltPkgAC-65to134 | PreNResSpltPkgAC-65to-PEYes | ERC | 2020 | CZ01 | cDXGF | 0 | None | 1 | 1920.017 | 6041.002 |  | 1538.168 | 0 | 3720.005 | 0 | 128.2695 | 0 | 149.1873 | 505.3832 | 340.9091 | 70.1235 | 0 | 0 | 0 | 0 | 59225440 | 0 | 59225440 | 592.2544 | 17353.0539 | 0 | 1.344 | 1.92 | 2021-07-03 21:41
StdNResSpltPkgAC-65to134 | PreNResSpltPkgAC-65to-PEYes | ERC | 2020 | CZ02 | cDXGF | 0 | None | 1 | 1920.017 | 7057.257 |  | 1538.168 | 0 | 3720.005 | 0 | 1118.363 | 0 | 117.7222 | 563.0101 | 214.2817 | 278.8955 | 0 | 0 | 0 | 0 | 34468960 | 0 | 34468960 | 344.6896 | 10099.4053 | 0 | 1.344 | 1.92 | 2021-07-03 21:42
StdNResSpltPkgAC-65to134 | PreNResSpltPkgAC-65to-PEYes | ERC | 2020 | CZ03 | cDXGF | 0 | None | 1 | 1920.017 | 6610.903 |  | 1538.168 | 0 | 3720.005 | 0 | 711.7265 | 0 | 69.843 | 571.1715 | 220.9111 | 251.9885 | 0 | 0 | 0 | 0 | 30734060 | 0 | 30734060 | 307.3406 | 9005.0796 | 0 | 1.344 | 1.92 | 2021-07-03 21:42
StdNResSpltPkgAC-65to134 | PreNResSpltPkgAC-65to-PEYes | ERC | 2020 | CZ04 | cDXGF | 0 | None | 1 | 1920.017 | 7396.135 |  | 1538.168 | 0 | 3720.005 | 0 | 1475.375 | 0 | 70.5001 | 592.0972 | 154.935 | 354.6089 | 0 | 0 | 0 | 0 | 21818840 | 0 | 21818840 | 218.1884 | 6392.9201 | 0 | 1.344 | 1.92 | 2021-07-03 21:42
StdNResSpltPkgAC-65to134 | PreNResSpltPkgAC-65to-PEYes | ERC | 2020 | CZ05 | cDXGF | 0 | None | 1 | 1920.017 | 6960.282 |  | 1538.168 | 0 | 3720.005 | 0 | 1075.608 | 0 | 75.9068 | 550.6039 | 179.4309 | 296.0727 | 0 | 0 | 0 | 0 | 29064750 | 0 | 29064750 | 290.6475 | 8515.9717 | 0 | 1.344 | 1.92 | 2021-07-03 21:43
StdNResSpltPkgAC-65to134 | PreNResSpltPkgAC-65to-PEYes | ERC | 2020 | CZ06 | cDXGF | 0 | None | 1 | 1920.017 | 7811.057 |  | 1538.168 | 0 | 3720.005 | 0 | 1917.169 | 0 | 28.9946 | 606.7288 | 102.1094 | 430.3384 | 0 | 0 | 0 | 0 | 12553340 | 0 | 12553340 | 125.5334 | 3678.1286 | 0 | 1.344 | 1.92 | 2021-07-03 21:43
StdNResSpltPkgAC-65to134 | PreNResSpltPkgAC-65to-PEYes | ERC | 2020 | CZ07 | cDXGF | 0 | None | 1 | 1920.017 | 7374.172 |  | 1538.168 | 0 | 3720.005 | 0 | 1519.925 | 0 | 13.8605 | 582.2227 | 100.7654 | 400.015 | 0 | 0 | 0 | 0 | 10582310 | 0 | 10582310 | 105.8231 | 3100.6168 | 0 | 1.344 | 1.92 | 2021-07-03 21:44
StdNResSpltPkgAC-65to134 | PreNResSpltPkgAC-65to-PEYes | ERC | 2020 | CZ08 | cDXGF | 0 | None | 1 | 1920.017 | 8492.498 |  | 1538.168 | 0 | 3720.005 | 0 | 2555.292 | 0 | 32.1551 | 646.8888 | 92.1085 | 485.4912 | 0 | 0 | 0 | 0 | 11855770 | 0 | 11855770 | 118.5577 | 3473.7406 | 0 | 1.344 | 1.92 | 2021-07-03 21:44
StdNResSpltPkgAC-65to134 | PreNResSpltPkgAC-65to-PEYes | ERC | 2020 | CZ09 | cDXGF | 0 | None | 1 | 1920.017 | 8318.704 |  | 1538.168 | 0 | 3720.005 | 0 | 2247.359 | 0 | 58.6943 | 754.4875 | 120.1121 | 495.4255 | 0 | 0 | 0 | 0 | 11994870 | 0 | 11994870 | 119.9487 | 3514.4969 | 0 | 1.344 | 1.92 | 2021-07-03 21:44
StdNResSpltPkgAC-65to134 | PreNResSpltPkgAC-65to-PEYes | ERC | 2020 | CZ10 | cDXGF | 0 | None | 1 | 1920.017 | 8751.741 |  | 1538.168 | 0 | 3720.005 | 0 | 2693.368 | 0 | 76.8369 | 723.3721 | 119.5827 | 508.2257 | 0 | 0 | 0 | 0 | 14682960 | 0 | 14682960 | 146.8296 | 4302.1073 | 0 | 1.344 | 1.92 | 2021-07-03 21:45
StdNResSpltPkgAC-65to134 | PreNResSpltPkgAC-65to-PEYes | ERC | 2020 | CZ11 | cDXGF | 0 | None | 1 | 1920.017 | 8582.183 |  | 1538.168 | 0 | 3720.005 | 0 | 2428.459 | 0 | 138.5458 | 757.0175 | 222.5702 | 433.683 | 0 | 0 | 0 | 0 | 28804640 | 0 | 28804640 | 288.0464 | 8439.7595 | 0 | 1.344 | 1.92 | 2021-07-03 21:45
StdNResSpltPkgAC-65to134 | PreNResSpltPkgAC-65to-PEYes | ERC | 2020 | CZ12 | cDXGF | 0 | None | 1 | 1920.017 | 7814.931 |  | 1538.168 | 0 | 3720.005 | 0 | 1773.462 | 0 | 112.1055 | 671.2022 | 199.9261 | 391.4438 | 0 | 0 | 0 | 0 | 28584930 | 0 | 28584930 | 285.8493 | 8375.3845 | 0 | 1.344 | 1.92 | 2021-07-03 21:46
StdNResSpltPkgAC-65to134 | PreNResSpltPkgAC-65to-PEYes | ERC | 2020 | CZ13 | cDXGF | 0 | None | 1 | 1920.017 | 9106.258 |  | 1538.168 | 0 | 3720.005 | 0 | 2905.486 | 0 | 125.9629 | 816.65 | 196.1203 | 522.5934 | 0 | 0 | 0 | 0 | 24692920 | 0 | 24692920 | 246.9292 | 7235.0256 | 0 | 1.344 | 1.92 | 2021-07-03 21:46
StdNResSpltPkgAC-65to134 | PreNResSpltPkgAC-65to-PEYes | ERC | 2020 | CZ14 | cDXGF | 0 | None | 1 | 1920.017 | 8781.474 |  | 1538.168 | 0 | 3720.005 | 0 | 2554.624 | 0 | 160.1031 | 808.5867 | 200.194 | 491.6529 | 0 | 0 | 0 | 0 | 27089030 | 0 | 27089030 | 270.8903 | 7937.0858 | 0 | 1.344 | 1.92 | 2021-07-03 21:46
StdNResSpltPkgAC-65to134 | PreNResSpltPkgAC-65to-PEYes | ERC | 2020 | CZ15 | cDXGF | 0 | None | 1 | 1920.017 | 12600.41 |  | 1538.168 | 0 | 3720.005 | 0 | 6166.499 | 0 | 46.3152 | 1129.443 | 62.1207 | 940.0698 | 0 | 0 | 0 | 0 | 4157812 | 0 | 4157812 | 41.5781 | 1218.2389 | 0 | 1.344 | 1.92 | 2021-07-03 21:47
StdNResSpltPkgAC-65to134 | PreNResSpltPkgAC-65to-PEYes | ERC | 2020 | CZ16 | cDXGF | 0 | None | 1 | 1920.017 | 6688.352 |  | 1538.168 | 0 | 3720.005 | 0 | 613.756 | 0 | 205.7423 | 610.6882 | 342.9464 | 200.8165 | 0 | 0 | 0 | 0 | 63428040 | 0 | 63428040 | 634.2804 | 18584.4157 | 0 | 1.344 | 1.92 | 2021-07-03 21:47
StdNResSpltPkgAC-65to134 | PreNResSpltPkgAC-65to-PEYes | ESe | 1975 | CZ01 | cDXGF | 0 | None | 1 | 149998.6 | 725403.6 |  | 303095 | 0 | 329205.5 | 0 | 13232.54 | 0 | 14649.78 | 65221.04 | 33881.73 | 8301.594 | 0 | 0 | 0 | 0 | 2505383000 | 2641667 | 2502742000 | 25027.42 | 733303.406 | 0 | 164.4465 | 171.4647 | 2021-07-03 21:48
StdNResSpltPkgAC-65to134 | PreNResSpltPkgAC-65to-PEYes | ESe | 1975 | CZ02 | cDXGF | 0 | None | 1 | 149998.6 | 843699.9 |  | 303095 | 0 | 329205.5 | 0 | 130439.4 | 0 | 9947.46 | 71012.44 | 19300.54 | 35615.47 | 0 | 0 | 0 | 0 | 1379986000 | 2641667 | 1377344000 | 13773.44 | 403561.792 | 0 | 164.4465 | 171.4647 | 2021-07-03 21:49
StdNResSpltPkgAC-65to134 | PreNResSpltPkgAC-65to-PEYes | ESe | 1975 | CZ03 | cDXGF | 0 | None | 1 | 149998.6 | 791240.1 |  | 303095 | 0 | 329205.5 | 0 | 77109.19 | 0 | 6380.236 | 75450.17 | 18886.55 | 30992.6 | 0 | 0 | 0 | 0 | 1085757000 | 2641667 | 1083115000 | 10831.15 | 317352.695 | 0 | 164.4465 | 171.4647 | 2021-07-03 21:49
StdNResSpltPkgAC-65to134 | PreNResSpltPkgAC-65to-PEYes | ESe | 1975 | CZ04 | cDXGF | 0 | None | 1 | 149998.6 | 885710.9 |  | 303095 | 0 | 329205.5 | 0 | 171679.5 | 0 | 5746.529 | 75984.43 | 14013.86 | 44992.85 | 0 | 0 | 0 | 0 | 859610900 | 2641667 | 856968700 | 8569.687 | 251091.8291 | 0 | 164.4465 | 171.4647 | 2021-07-03 21:50
StdNResSpltPkgAC-65to134 | PreNResSpltPkgAC-65to-PEYes | ESe | 1975 | CZ05 | cDXGF | 0 | None | 1 | 149998.6 | 817279.3 |  | 303095 | 0 | 329205.5 | 0 | 103773.1 | 0 | 7154.888 | 74051.02 | 14862.11 | 35857.56 | 0 | 0 | 0 | 0 | 875875300 | 2641667 | 873232800 | 8732.328 | 255857.2104 | 0 | 164.4465 | 171.4647 | 2021-07-03 21:51
StdNResSpltPkgAC-65to134 | PreNResSpltPkgAC-65to-PEYes | ESe | 1975 | CZ06 | cDXGF | 0 | None | 1 | 149998.6 | 920204.3 |  | 303095 | 0 | 329205.5 | 0 | 203251.2 | 0 | 2566.711 | 82085.97 | 8175.079 | 53344.52 | 0 | 0 | 0 | 0 | 351235900 | 2641667 | 348594800 | 3485.948 | 102138.2764 | 0 | 164.4465 | 171.4647 | 2021-07-03 21:51
StdNResSpltPkgAC-65to134 | PreNResSpltPkgAC-65to-PEYes | ESe | 1975 | CZ07 | cDXGF | 0 | None | 1 | 149998.6 | 883813.1 |  | 303095 | 0 | 329205.5 | 0 | 168605.7 | 0 | 1253.91 | 81652.9 | 7570.07 | 51094.13 | 0 | 0 | 0 | 0 | 283712100 | 2641667 | 281070600 | 2810.706 | 82353.6858 | 0 | 164.4465 | 171.4647 | 2021-07-03 21:52
StdNResSpltPkgAC-65to134 | PreNResSpltPkgAC-65to-PEYes | ESe | 1975 | CZ08 | cDXGF | 0 | None | 1 | 149998.6 | 993555.1 |  | 303095 | 0 | 329205.5 | 0 | 276215.1 | 0 | 2523.469 | 82515.84 | 6556.683 | 60293.75 | 0 | 0 | 0 | 0 | 273898100 | 2641667 | 271256400 | 2712.564 | 79478.1252 | 0 | 164.4465 | 171.4647 | 2021-07-03 21:53
StdNResSpltPkgAC-65to134 | PreNResSpltPkgAC-65to-PEYes | ESe | 1975 | CZ09 | cDXGF | 0 | None | 1 | 149998.6 | 985468.3 |  | 303095 | 0 | 329205.5 | 0 | 254709.3 | 0 | 4446.707 | 94011.63 | 10381.93 | 60082.39 | 0 | 0 | 0 | 0 | 419710100 | 2641667 | 417069200 | 4170.692 | 122201.2756 | 0 | 164.4465 | 171.4647 | 2021-07-03 21:54
StdNResSpltPkgAC-65to134 | PreNResSpltPkgAC-65to-PEYes | ESe | 1975 | CZ10 | cDXGF | 0 | None | 1 | 149998.6 | 1022911 |  | 303095 | 0 | 329205.5 | 0 | 293282.1 | 0 | 5999.658 | 91328.65 | 10903.02 | 61683.3 | 0 | 0 | 0 | 0 | 539935400 | 2641667 | 537294100 | 5372.941 | 157427.1713 | 0 | 164.4465 | 171.4647 | 2021-07-03 21:54
StdNResSpltPkgAC-65to134 | PreNResSpltPkgAC-65to-PEYes | ESe | 1975 | CZ11 | cDXGF | 0 | None | 1 | 149998.6 | 1011050 |  | 303095 | 0 | 329205.5 | 0 | 274616.3 | 0 | 10829.51 | 93303.52 | 22002.87 | 53045.87 | 0 | 0 | 0 | 0 | 1497729000 | 2641667 | 1495088000 | 14950.88 | 438060.784 | 0 | 164.4465 | 171.4647 | 2021-07-03 21:55
StdNResSpltPkgAC-65to134 | PreNResSpltPkgAC-65to-PEYes | ESe | 1975 | CZ12 | cDXGF | 0 | None | 1 | 149998.6 | 932840.9 |  | 303095 | 0 | 329205.5 | 0 | 207009.7 | 0 | 8960.323 | 84570.21 | 17900.59 | 49286.02 | 0 | 0 | 0 | 0 | 1277727000 | 2641667 | 1275086000 | 12750.86 | 373600.198 | 0 | 164.4465 | 171.4647 | 2021-07-03 21:56
StdNResSpltPkgAC-65to134 | PreNResSpltPkgAC-65to-PEYes | ESe | 1975 | CZ13 | cDXGF | 0 | None | 1 | 149998.6 | 1053372 |  | 303095 | 0 | 329205.5 | 0 | 313065.6 | 0 | 9575.437 | 98430.51 | 16953.09 | 62985.61 | 0 | 0 | 0 | 0 | 1118838000 | 2641667 | 1116197000 | 11161.97 | 327045.721 | 0 | 164.4465 | 171.4647 | 2021-07-03 21:56
StdNResSpltPkgAC-65to134 | PreNResSpltPkgAC-65to-PEYes | ESe | 1975 | CZ14 | cDXGF | 0 | None | 1 | 149998.6 | 1013596 |  | 303095 | 0 | 329205.5 | 0 | 272832.2 | 0 | 12091.86 | 96371.96 | 18635.66 | 57374.51 | 0 | 0 | 0 | 0 | 1169957000 | 2641667 | 1167314000 | 11673.14 | 342023.002 | 0 | 164.4465 | 171.4647 | 2021-07-03 21:57
StdNResSpltPkgAC-65to134 | PreNResSpltPkgAC-65to-PEYes | ESe | 1975 | CZ15 | cDXGF | 0 | None | 1 | 149998.6 | 1379199 |  | 303095 | 0 | 329205.5 | 0 | 610939 | 0 | 3429.2 | 132530 | 6166.027 | 106101.5 | 0 | 0 | 0 | 0 | 191550000 | 2641667 | 188908000 | 1889.08 | 55350.044 | 0 | 164.4465 | 171.4647 | 2021-07-03 21:58
StdNResSpltPkgAC-65to134 | PreNResSpltPkgAC-65to-PEYes | ESe | 1975 | CZ16 | cDXGF | 0 | None | 1 | 149998.6 | 820210.3 |  | 303095 | 0 | 329205.5 | 0 | 82696.34 | 0 | 19670.9 | 85542.46 | 35267.61 | 28987.29 | 0 | 0 | 0 | 0 | 3419333000 | 2641667 | 3416693000 | 34166.93 | 1001091.049 | 0 | 164.4465 | 171.4647 | 2021-07-03 21:59
StdNResSpltPkgAC-65to134 | PreNResSpltPkgAC-65to-PEYes | ESe | 1985 | CZ01 | cDXGF | 0 | None | 1 | 149998.6 | 710620.3 |  | 303095 | 0 | 315397.9 | 0 | 12820.64 | 0 | 14553.14 | 64754.02 | 34135.93 | 8048.932 | 0 | 0 | 0 | 0 | 2531592000 | 2641667 | 2528951000 | 25289.51 | 740982.643 | 0 | 164.4465 | 164.5217 | 2021-07-03 21:59
StdNResSpltPkgAC-65to134 | PreNResSpltPkgAC-65to-PEYes | ESe | 1985 | CZ02 | cDXGF | 0 | None | 1 | 149998.6 | 827801.4 |  | 303095 | 0 | 315397.9 | 0 | 128923.9 | 0 | 9890.502 | 70494.65 | 19402.47 | 35157.07 | 0 | 0 | 0 | 0 | 1392625000 | 2641667 | 1389984000 | 13899.84 | 407265.312 | 0 | 164.4465 | 164.5217 | 2021-07-03 22:00
StdNResSpltPkgAC-65to134 | PreNResSpltPkgAC-65to-PEYes | ESe | 1985 | CZ03 | cDXGF | 0 | None | 1 | 149998.6 | 775580.4 |  | 303095 | 0 | 315397.9 | 0 | 75912.29 | 0 | 6336.467 | 74839.37 | 19030.23 | 30492.38 | 0 | 0 | 0 | 0 | 1097693000 | 2641667 | 1095051000 | 10950.51 | 320849.943 | 0 | 164.4465 | 164.5217 | 2021-07-03 22:01
StdNResSpltPkgAC-65to134 | PreNResSpltPkgAC-65to-PEYes | ESe | 1985 | CZ04 | cDXGF | 0 | None | 1 | 149998.6 | 869529.9 |  | 303095 | 0 | 315397.9 | 0 | 169894.3 | 0 | 5714.087 | 75429.2 | 14098.49 | 44493.57 | 0 | 0 | 0 | 0 | 868000400 | 2641667 | 865358500 | 8653.585 | 253550.0405 | 0 | 164.4465 | 164.5217 | 2021-07-03 22:01
StdNResSpltPkgAC-65to134 | PreNResSpltPkgAC-65to-PEYes | ESe | 1985 | CZ05 | cDXGF | 0 | None | 1 | 149998.6 | 801262.5 |  | 303095 | 0 | 315397.9 | 0 | 102236 | 0 | 7103.314 | 73430.98 | 14947.08 | 35329.37 | 0 | 0 | 0 | 0 | 884615400 | 2641667 | 881973100 | 8819.731 | 258418.1183 | 0 | 164.4465 | 164.5217 | 2021-07-03 22:02
StdNResSpltPkgAC-65to134 | PreNResSpltPkgAC-65to-PEYes | ESe | 1985 | CZ06 | cDXGF | 0 | None | 1 | 149998.6 | 903579.7 |  | 303095 | 0 | 315397.9 | 0 | 201077.4 | 0 | 2549.951 | 81460.26 | 8234.793 | 52775.16 | 0 | 0 | 0 | 0 | 355197500 | 2641667 | 352556400 | 3525.564 | 103299.0252 | 0 | 164.4465 | 164.5217 | 2021-07-03 22:03
StdNResSpltPkgAC-65to134 | PreNResSpltPkgAC-65to-PEYes | ESe | 1985 | CZ07 | cDXGF | 0 | None | 1 | 149998.6 | 867406.2 |  | 303095 | 0 | 315397.9 | 0 | 166618.4 | 0 | 1246.559 | 81049.01 | 7636.072 | 50511.73 | 0 | 0 | 0 | 0 | 287254200 | 2641667 | 284612700 | 2846.127 | 83391.5211 | 0 | 164.4465 | 164.5217 | 2021-07-03 22:04
StdNResSpltPkgAC-65to134 | PreNResSpltPkgAC-65to-PEYes | ESe | 1985 | CZ08 | cDXGF | 0 | None | 1 | 149998.6 | 976777.3 |  | 303095 | 0 | 315397.9 | 0 | 273799.6 | 0 | 2511.195 | 81974.09 | 6618.235 | 59741.02 | 0 | 0 | 0 | 0 | 276898200 | 2641667 | 274256500 | 2742.565 | 80357.1545 | 0 | 164.4465 | 164.5217 | 2021-07-03 22:05
StdNResSpltPkgAC-65to134 | PreNResSpltPkgAC-65to-PEYes | ESe | 1985 | CZ09 | cDXGF | 0 | None | 1 | 149998.6 | 968992.6 |  | 303095 | 0 | 315397.9 | 0 | 252562.3 | 0 | 4428.186 | 93509.82 | 10483.59 | 59601.71 | 0 | 0 | 0 | 0 | 424188000 | 2641667 | 421547200 | 4215.472 | 123513.3296 | 0 | 164.4465 | 164.5217 | 2021-07-03 22:06
StdNResSpltPkgAC-65to134 | PreNResSpltPkgAC-65to-PEYes | ESe | 1985 | CZ10 | cDXGF | 0 | None | 1 | 149998.6 | 1006276 |  | 303095 | 0 | 315397.9 | 0 | 291005.5 | 0 | 5972.747 | 90805.12 | 10990.14 | 61167.34 | 0 | 0 | 0 | 0 | 545314600 | 2641667 | 542673300 | 5426.733 | 159003.2769 | 0 | 164.4465 | 164.5217 | 2021-07-03 22:06
StdNResSpltPkgAC-65to134 | PreNResSpltPkgAC-65to-PEYes | ESe | 1985 | CZ11 | cDXGF | 0 | None | 1 | 149998.6 | 994901.6 |  | 303095 | 0 | 315397.9 | 0 | 272836.7 | 0 | 10779.06 | 92793.45 | 22122.56 | 52627.91 | 0 | 0 | 0 | 0 | 1510169000 | 2641667 | 1507528000 | 15075.28 | 441705.704 | 0 | 164.4465 | 164.5217 | 2021-07-03 22:07
StdNResSpltPkgAC-65to134 | PreNResSpltPkgAC-65to-PEYes | ESe | 1985 | CZ12 | cDXGF | 0 | None | 1 | 149998.6 | 916690.3 |  | 303095 | 0 | 315397.9 | 0 | 205267.6 | 0 | 8913.586 | 84016.92 | 17990.57 | 48814.25 | 0 | 0 | 0 | 0 | 1288439000 | 2641667 | 1285798000 | 12857.98 | 376738.814 | 0 | 164.4465 | 164.5217 | 2021-07-03 22:08
StdNResSpltPkgAC-65to134 | PreNResSpltPkgAC-65to-PEYes | ESe | 1985 | CZ13 | cDXGF | 0 | None | 1 | 149998.6 | 1036957 |  | 303095 | 0 | 315397.9 | 0 | 311044.3 | 0 | 9532.347 | 97887.58 | 17024.17 | 62510.15 | 0 | 0 | 0 | 0 | 1128015000 | 2641667 | 1125374000 | 11253.74 | 329734.582 | 0 | 164.4465 | 164.5217 | 2021-07-03 22:09
StdNResSpltPkgAC-65to134 | PreNResSpltPkgAC-65to-PEYes | ESe | 1985 | CZ14 | cDXGF | 0 | None | 1 | 149998.6 | 997349.9 |  | 303095 | 0 | 315397.9 | 0 | 270961.4 | 0 | 12039.09 | 95857.27 | 18722.46 | 56908.64 | 0 | 0 | 0 | 0 | 1179026000 | 2641667 | 1176384000 | 11763.84 | 344680.512 | 0 | 164.4465 | 164.5217 | 2021-07-03 22:09
StdNResSpltPkgAC-65to134 | PreNResSpltPkgAC-65to-PEYes | ESe | 1985 | CZ15 | cDXGF | 0 | None | 1 | 149998.6 | 1361859 |  | 303095 | 0 | 315397.9 | 0 | 607951.9 | 0 | 3417.5 | 131997 | 6217.604 | 105592.6 | 0 | 0 | 0 | 0 | 193508900 | 2641667 | 190866800 | 1908.668 | 55923.9724 | 0 | 164.4465 | 164.5217 | 2021-07-03 22:10
StdNResSpltPkgAC-65to134 | PreNResSpltPkgAC-65to-PEYes | ESe | 1985 | CZ16 | cDXGF | 0 | None | 1 | 149998.6 | 804967.2 |  | 303095 | 0 | 315397.9 | 0 | 81936.59 | 0 | 19547.89 | 84990.48 | 35280.74 | 28701.7 | 0 | 0 | 0 | 0 | 3440115000 | 2641667 | 3437473000 | 34374.73 | 1007179.589 | 0 | 164.4465 | 164.5217 | 2021-07-03 22:11
StdNResSpltPkgAC-65to134 | PreNResSpltPkgAC-65to-PEYes | ESe | 1996 | CZ01 | cDXGF | 0 | None | 1 | 149998.6 | 688800.9 |  | 303095 | 0 | 301589.3 | 0 | 11624.32 | 0 | 13297.06 | 59195.24 | 31615.54 | 7352.974 | 0 | 0 | 0 | 0 | 2396229000 | 2641667 | 2393588000 | 23935.88 | 701321.284 | 0 | 164.4465 | 157.5787 | 2021-07-03 22:11
StdNResSpltPkgAC-65to134 | PreNResSpltPkgAC-65to-PEYes | ESe | 1996 | CZ02 | cDXGF | 0 | None | 1 | 149998.6 | 800575.2 |  | 303095 | 0 | 301589.3 | 0 | 118764.6 | 0 | 9630.418 | 67495.85 | 19745.32 | 32792.89 | 0 | 0 | 0 | 0 | 1439990000 | 2641667 | 1437348000 | 14373.48 | 421142.964 | 0 | 164.4465 | 157.5787 | 2021-07-03 22:12
StdNResSpltPkgAC-65to134 | PreNResSpltPkgAC-65to-PEYes | ESe | 1996 | CZ03 | cDXGF | 0 | None | 1 | 149998.6 | 750907.6 |  | 303095 | 0 | 301589.3 | 0 | 68478.08 | 0 | 6142.753 | 71602.73 | 19616.64 | 27897.54 | 0 | 0 | 0 | 0 | 1156493000 | 2641667 | 1153851000 | 11538.51 | 338078.343 | 0 | 164.4465 | 157.5787 | 2021-07-03 22:13
StdNResSpltPkgAC-65to134 | PreNResSpltPkgAC-65to-PEYes | ESe | 1996 | CZ04 | cDXGF | 0 | None | 1 | 149998.6 | 839668.3 |  | 303095 | 0 | 301589.3 | 0 | 157318.2 | 0 | 5572.938 | 72092.99 | 14486.4 | 41594.87 | 0 | 0 | 0 | 0 | 903752700 | 2641667 | 901110700 | 9011.107 | 264025.4351 | 0 | 164.4465 | 157.5787 | 2021-07-03 22:14
StdNResSpltPkgAC-65to134 | PreNResSpltPkgAC-65to-PEYes | ESe | 1996 | CZ05 | cDXGF | 0 | None | 1 | 149998.6 | 775103.5 |  | 303095 | 0 | 301589.3 | 0 | 93362.65 | 0 | 6864.329 | 70192.47 | 15572.21 | 32600.39 | 0 | 0 | 0 | 0 | 940806000 | 2641667 | 938163300 | 9381.633 | 274881.8469 | 0 | 164.4465 | 157.5787 | 2021-07-03 22:14
StdNResSpltPkgAC-65to134 | PreNResSpltPkgAC-65to-PEYes | ESe | 1996 | CZ06 | cDXGF | 0 | None | 1 | 149998.6 | 870981.9 |  | 303095 | 0 | 301589.3 | 0 | 185669.5 | 0 | 2487.748 | 78140.7 | 8925.429 | 49455.64 | 0 | 0 | 0 | 0 | 393563100 | 2641667 | 390922000 | 3909.22 | 114540.146 | 0 | 164.4465 | 157.5787 | 2021-07-03 22:15
StdNResSpltPkgAC-65to134 | PreNResSpltPkgAC-65to-PEYes | ESe | 1996 | CZ07 | cDXGF | 0 | None | 1 | 149998.6 | 837762.4 |  | 303095 | 0 | 301589.3 | 0 | 154043.8 | 0 | 1216.151 | 77818.54 | 8240.764 | 47246.5 | 0 | 0 | 0 | 0 | 319141500 | 2641667 | 316500000 | 3165 | 92734.5 | 0 | 164.4465 | 157.5787 | 2021-07-03 22:16
StdNResSpltPkgAC-65to134 | PreNResSpltPkgAC-65to-PEYes | ESe | 1996 | CZ08 | cDXGF | 0 | None | 1 | 149998.6 | 944627.3 |  | 303095 | 0 | 301589.3 | 0 | 258418.2 | 0 | 2471.502 | 79053.44 | 7149.588 | 56837.7 | 0 | 0 | 0 | 0 | 305753000 | 2641667 | 303111600 | 3031.116 | 88811.6988 | 0 | 164.4465 | 157.5787 | 2021-07-03 22:16
StdNResSpltPkgAC-65to134 | PreNResSpltPkgAC-65to-PEYes | ESe | 1996 | CZ09 | cDXGF | 0 | None | 1 | 149998.6 | 937336.4 |  | 303095 | 0 | 301589.3 | 0 | 237530.4 | 0 | 4372.252 | 90749.43 | 11269.3 | 56787.04 | 0 | 0 | 0 | 0 | 466969200 | 2641667 | 464328300 | 4643.283 | 136048.1919 | 0 | 164.4465 | 157.5787 | 2021-07-03 22:17
StdNResSpltPkgAC-65to134 | PreNResSpltPkgAC-65to-PEYes | ESe | 1996 | CZ10 | cDXGF | 0 | None | 1 | 149998.6 | 973717.6 |  | 303095 | 0 | 301589.3 | 0 | 275267.3 | 0 | 5888.095 | 87878.24 | 11676.35 | 58344.91 | 0 | 0 | 0 | 0 | 594339200 | 2641667 | 591697700 | 5916.977 | 173367.4261 | 0 | 164.4465 | 157.5787 | 2021-07-03 22:18
StdNResSpltPkgAC-65to134 | PreNResSpltPkgAC-65to-PEYes | ESe | 1996 | CZ11 | cDXGF | 0 | None | 1 | 149998.6 | 943235.3 |  | 303095 | 0 | 301589.3 | 0 | 242615.3 | 0 | 10160.21 | 85775.67 | 20747.87 | 48164.69 | 0 | 0 | 0 | 0 | 1384329000 | 2641667 | 1381687000 | 13816.87 | 404834.291 | 0 | 164.4465 | 157.5787 | 2021-07-03 22:18
StdNResSpltPkgAC-65to134 | PreNResSpltPkgAC-65to-PEYes | ESe | 1996 | CZ12 | cDXGF | 0 | None | 1 | 149998.6 | 872733 |  | 303095 | 0 | 301589.3 | 0 | 182271.3 | 0 | 8374.949 | 77402.77 | 16950.17 | 44549.32 | 0 | 0 | 0 | 0 | 1187622000 | 2641667 | 1184980000 | 11849.8 | 347199.14 | 0 | 164.4465 | 157.5787 | 2021-07-03 22:19
StdNResSpltPkgAC-65to134 | PreNResSpltPkgAC-65to-PEYes | ESe | 1996 | CZ13 | cDXGF | 0 | None | 1 | 149998.6 | 982757.6 |  | 303095 | 0 | 301589.3 | 0 | 278417.8 | 0 | 9006.258 | 90649.3 | 16189.21 | 57389.36 | 0 | 0 | 0 | 0 | 1041461000 | 2641667 | 1038820000 | 10388.2 | 304374.26 | 0 | 164.4465 | 157.5787 | 2021-07-03 22:20
StdNResSpltPkgAC-65to134 | PreNResSpltPkgAC-65to-PEYes | ESe | 1996 | CZ14 | cDXGF | 0 | None | 1 | 149998.6 | 942646 |  | 303095 | 0 | 301589.3 | 0 | 238090.5 | 0 | 11383.14 | 88488.07 | 17995.78 | 51555.19 | 0 | 0 | 0 | 0 | 1096916000 | 2641667 | 1094275000 | 10942.75 | 320622.575 | 0 | 164.4465 | 157.5787 | 2021-07-03 22:21
StdNResSpltPkgAC-65to134 | PreNResSpltPkgAC-65to-PEYes | ESe | 1996 | CZ15 | cDXGF | 0 | None | 1 | 149998.6 | 1280178 |  | 303095 | 0 | 301589.3 | 0 | 549283.1 | 0 | 3253.445 | 122957.5 | 5897.068 | 98154.05 | 0 | 0 | 0 | 0 | 177706700 | 2641667 | 175064500 | 1750.645 | 51293.8985 | 0 | 164.4465 | 157.5787 | 2021-07-03 22:21
StdNResSpltPkgAC-65to134 | PreNResSpltPkgAC-65to-PEYes | ESe | 1996 | CZ16 | cDXGF | 0 | None | 1 | 149998.6 | 771821.6 |  | 303095 | 0 | 301589.3 | 0 | 72121.16 | 0 | 18003.92 | 77012.55 | 33005.7 | 25676.21 | 0 | 0 | 0 | 0 | 3214376000 | 2641667 | 3211735000 | 32117.35 | 941038.355 | 0 | 164.4465 | 157.5787 | 2021-07-03 22:22
StdNResSpltPkgAC-65to134 | PreNResSpltPkgAC-65to-PEYes | ESe | 2003 | CZ01 | cDXGF | 0 | None | 1 | 149998.6 | 666640.8 |  | 303095 | 0 | 287781.7 | 0 | 10040.05 | 0 | 12028.9 | 53696.07 | 30482.6 | 6320.18 | 0 | 0 | 0 | 0 | 2435758000 | 2641667 | 2433117000 | 24331.17 | 712903.281 | 0 | 164.4465 | 150.6356 | 2021-07-03 22:23
StdNResSpltPkgAC-65to134 | PreNResSpltPkgAC-65to-PEYes | ESe | 2003 | CZ02 | cDXGF | 0 | None | 1 | 149998.6 | 759288.1 |  | 303095 | 0 | 287781.7 | 0 | 99575.5 | 0 | 8742.74 | 60093.77 | 18069.08 | 28657.39 | 0 | 0 | 0 | 0 | 1302604000 | 2641667 | 1299962000 | 12999.62 | 380888.866 | 0 | 164.4465 | 150.6356 | 2021-07-03 22:24
StdNResSpltPkgAC-65to134 | PreNResSpltPkgAC-65to-PEYes | ESe | 2003 | CZ03 | cDXGF | 0 | None | 1 | 149998.6 | 736501.6 |  | 303095 | 0 | 287781.7 | 0 | 69385.91 | 0 | 5984.214 | 70255.73 | 17790.23 | 28428.67 | 0 | 0 | 0 | 0 | 1025655000 | 2641667 | 1023013000 | 10230.13 | 299742.809 | 0 | 164.4465 | 150.6356 | 2021-07-03 22:24
StdNResSpltPkgAC-65to134 | PreNResSpltPkgAC-65to-PEYes | ESe | 2003 | CZ04 | cDXGF | 0 | None | 1 | 149998.6 | 822558.7 |  | 303095 | 0 | 287781.7 | 0 | 155402.4 | 0 | 5438.086 | 70842.36 | 13281.39 | 41526.44 | 0 | 0 | 0 | 0 | 797433500 | 2641667 | 794791400 | 7947.914 | 232873.8802 | 0 | 164.4465 | 150.6356 | 2021-07-03 22:25
StdNResSpltPkgAC-65to134 | PreNResSpltPkgAC-65to-PEYes | ESe | 2003 | CZ05 | cDXGF | 0 | None | 1 | 149998.6 | 760380.4 |  | 303095 | 0 | 287781.7 | 0 | 93815.81 | 0 | 6698.865 | 68990 | 14130.84 | 32932.2 | 0 | 0 | 0 | 0 | 839025500 | 2641667 | 836382700 | 8363.827 | 245060.1311 | 0 | 164.4465 | 150.6356 | 2021-07-03 22:26
StdNResSpltPkgAC-65to134 | PreNResSpltPkgAC-65to-PEYes | ESe | 2003 | CZ06 | cDXGF | 0 | None | 1 | 149998.6 | 861576.8 |  | 303095 | 0 | 287781.7 | 0 | 190345.9 | 0 | 2447.742 | 77907.45 | 7990.782 | 50394.22 | 0 | 0 | 0 | 0 | 342390900 | 2641667 | 339749700 | 3397.497 | 99546.6621 | 0 | 164.4465 | 150.6356 | 2021-07-03 22:26
StdNResSpltPkgAC-65to134 | PreNResSpltPkgAC-65to-PEYes | ESe | 2003 | CZ07 | cDXGF | 0 | None | 1 | 149998.6 | 827787.9 |  | 303095 | 0 | 287781.7 | 0 | 158047.6 | 0 | 1197.717 | 77666.99 | 7434.551 | 48373.77 | 0 | 0 | 0 | 0 | 280325100 | 2641667 | 277683600 | 2776.836 | 81361.2948 | 0 | 164.4465 | 150.6356 | 2021-07-03 22:27
StdNResSpltPkgAC-65to134 | PreNResSpltPkgAC-65to-PEYes | ESe | 2003 | CZ08 | cDXGF | 0 | None | 1 | 149998.6 | 932014.9 |  | 303095 | 0 | 287781.7 | 0 | 259801.1 | 0 | 2437.807 | 78900.16 | 6453.16 | 57395.04 | 0 | 0 | 0 | 0 | 266570700 | 2641667 | 263928900 | 2639.289 | 77331.1677 | 0 | 164.4465 | 150.6356 | 2021-07-03 22:28
StdNResSpltPkgAC-65to134 | PreNResSpltPkgAC-65to-PEYes | ESe | 2003 | CZ09 | cDXGF | 0 | None | 1 | 149998.6 | 923724.3 |  | 303095 | 0 | 287781.7 | 0 | 238328.8 | 0 | 4303.849 | 90216.18 | 10249.41 | 57245.58 | 0 | 0 | 0 | 0 | 407794000 | 2641667 | 405153100 | 4051.531 | 118709.8583 | 0 | 164.4465 | 150.6356 | 2021-07-03 22:28
StdNResSpltPkgAC-65to134 | PreNResSpltPkgAC-65to-PEYes | ESe | 2003 | CZ10 | cDXGF | 0 | None | 1 | 149998.6 | 910069.3 |  | 303095 | 0 | 287781.7 | 0 | 235148.4 | 0 | 5386.299 | 78658.87 | 10667.12 | 51829.8 | 0 | 0 | 0 | 0 | 521660400 | 2641667 | 519019300 | 5190.193 | 152072.6549 | 0 | 164.4465 | 150.6356 | 2021-07-03 22:29
StdNResSpltPkgAC-65to134 | PreNResSpltPkgAC-65to-PEYes | ESe | 2003 | CZ11 | cDXGF | 0 | None | 1 | 149998.6 | 898695.9 |  | 303095 | 0 | 287781.7 | 0 | 217879.9 | 0 | 9695.915 | 80244.27 | 20575.74 | 44109.78 | 0 | 0 | 0 | 0 | 1379012000 | 2641667 | 1376371000 | 13763.71 | 403276.703 | 0 | 164.4465 | 150.6356 | 2021-07-03 22:30
StdNResSpltPkgAC-65to134 | PreNResSpltPkgAC-65to-PEYes | ESe | 2003 | CZ12 | cDXGF | 0 | None | 1 | 149998.6 | 832410.5 |  | 303095 | 0 | 287781.7 | 0 | 161756.4 | 0 | 7952.779 | 71825.48 | 16788.98 | 40441.98 | 0 | 0 | 0 | 0 | 1186955000 | 2641667 | 1184314000 | 11843.14 | 347004.002 | 0 | 164.4465 | 150.6356 | 2021-07-03 22:31
StdNResSpltPkgAC-65to134 | PreNResSpltPkgAC-65to-PEYes | ESe | 2003 | CZ13 | cDXGF | 0 | None | 1 | 149998.6 | 935280.4 |  | 303095 | 0 | 287781.7 | 0 | 251124.5 | 0 | 8593.854 | 84686.02 | 16201.08 | 52720.02 | 0 | 0 | 0 | 0 | 1045753000 | 2641667 | 1043113000 | 10431.13 | 305632.109 | 0 | 164.4465 | 150.6356 | 2021-07-03 22:31
StdNResSpltPkgAC-65to134 | PreNResSpltPkgAC-65to-PEYes | ESe | 2003 | CZ14 | cDXGF | 0 | None | 1 | 149998.6 | 899893.4 |  | 303095 | 0 | 287781.7 | 0 | 214808.3 | 0 | 10926.44 | 83283.05 | 18451.54 | 47134.41 | 0 | 0 | 0 | 0 | 1131075000 | 2641667 | 1128434000 | 11284.34 | 330631.162 | 0 | 164.4465 | 150.6356 | 2021-07-03 22:32
StdNResSpltPkgAC-65to134 | PreNResSpltPkgAC-65to-PEYes | ESe | 2003 | CZ15 | cDXGF | 0 | None | 1 | 149998.6 | 1221529 |  | 303095 | 0 | 287781.7 | 0 | 510525.3 | 0 | 3150.407 | 116977.5 | 6092.341 | 92758.88 | 0 | 0 | 0 | 0 | 184994700 | 2641667 | 182352600 | 1823.526 | 53429.3118 | 0 | 164.4465 | 150.6356 | 2021-07-03 22:33
StdNResSpltPkgAC-65to134 | PreNResSpltPkgAC-65to-PEYes | ESe | 2003 | CZ16 | cDXGF | 0 | None | 1 | 149998.6 | 740632.9 |  | 303095 | 0 | 287781.7 | 0 | 63117.59 | 0 | 16606.43 | 70033.38 | 31955.85 | 22720.07 | 0 | 0 | 0 | 0 | 3214328000 | 2641667 | 3211686000 | 32116.86 | 941023.998 | 0 | 164.4465 | 150.6356 | 2021-07-03 22:34
StdNResSpltPkgAC-65to134 | PreNResSpltPkgAC-65to-PEYes | ESe | 2007 | CZ01 | cDXGF | 0 | None | 1 | 149998.6 | 666562.3 |  | 303095 | 0 | 287781.7 | 0 | 10088.81 | 0 | 12004.6 | 53593.01 | 30194.96 | 6349.393 | 0 | 0 | 0 | 0 | 2408095000 | 2641667 | 2405455000 | 24054.55 | 704798.315 | 0 | 164.4465 | 150.6356 | 2021-07-03 22:34
StdNResSpltPkgAC-65to134 | PreNResSpltPkgAC-65to-PEYes | ESe | 2007 | CZ02 | cDXGF | 0 | None | 1 | 149998.6 | 758914.3 |  | 303095 | 0 | 287781.7 | 0 | 99458.03 | 0 | 8704.139 | 59876.11 | 17837.55 | 28652.6 | 0 | 0 | 0 | 0 | 1280435000 | 2641667 | 1277794000 | 12777.94 | 374393.642 | 0 | 164.4465 | 150.6356 | 2021-07-03 22:35
StdNResSpltPkgAC-65to134 | PreNResSpltPkgAC-65to-PEYes | ESe | 2007 | CZ03 | cDXGF | 0 | None | 1 | 149998.6 | 736390.3 |  | 303095 | 0 | 287781.7 | 0 | 69420.41 | 0 | 5970.345 | 70123.49 | 17493.03 | 28449.34 | 0 | 0 | 0 | 0 | 1010654000 | 2641667 | 1008012000 | 10080.12 | 295347.516 | 0 | 164.4465 | 150.6356 | 2021-07-03 22:36
StdNResSpltPkgAC-65to134 | PreNResSpltPkgAC-65to-PEYes | ESe | 2007 | CZ04 | cDXGF | 0 | None | 1 | 149998.6 | 822218.4 |  | 303095 | 0 | 287781.7 | 0 | 155265.2 | 0 | 5418.878 | 70658.81 | 13075.11 | 41521.54 | 0 | 0 | 0 | 0 | 780188700 | 2641667 | 777546400 | 7775.464 | 227821.0952 | 0 | 164.4465 | 150.6356 | 2021-07-03 22:37
StdNResSpltPkgAC-65to134 | PreNResSpltPkgAC-65to-PEYes | ESe | 2007 | CZ05 | cDXGF | 0 | None | 1 | 149998.6 | 760309.8 |  | 303095 | 0 | 287781.7 | 0 | 93887.7 | 0 | 6682.947 | 68863.09 | 13904.7 | 32949.8 | 0 | 0 | 0 | 0 | 827493400 | 2641667 | 824850700 | 8248.507 | 241681.2551 | 0 | 164.4465 | 150.6356 | 2021-07-03 22:37
StdNResSpltPkgAC-65to134 | PreNResSpltPkgAC-65to-PEYes | ESe | 2007 | CZ06 | cDXGF | 0 | None | 1 | 149998.6 | 861576.8 |  | 303095 | 0 | 287781.7 | 0 | 190345.9 | 0 | 2447.742 | 77907.45 | 7990.782 | 50394.22 | 0 | 0 | 0 | 0 | 342390900 | 2641667 | 339749700 | 3397.497 | 99546.6621 | 0 | 164.4465 | 150.6356 | 2021-07-03 22:38
StdNResSpltPkgAC-65to134 | PreNResSpltPkgAC-65to-PEYes | ESe | 2007 | CZ07 | cDXGF | 0 | None | 1 | 149998.6 | 827787.9 |  | 303095 | 0 | 287781.7 | 0 | 158047.6 | 0 | 1197.717 | 77666.99 | 7434.551 | 48373.77 | 0 | 0 | 0 | 0 | 280325100 | 2641667 | 277683600 | 2776.836 | 81361.2948 | 0 | 164.4465 | 150.6356 | 2021-07-03 22:39
StdNResSpltPkgAC-65to134 | PreNResSpltPkgAC-65to-PEYes | ESe | 2007 | CZ08 | cDXGF | 0 | None | 1 | 149998.6 | 932014.9 |  | 303095 | 0 | 287781.7 | 0 | 259801.1 | 0 | 2437.807 | 78900.16 | 6453.16 | 57395.04 | 0 | 0 | 0 | 0 | 266570700 | 2641667 | 263928900 | 2639.289 | 77331.1677 | 0 | 164.4465 | 150.6356 | 2021-07-03 22:39
StdNResSpltPkgAC-65to134 | PreNResSpltPkgAC-65to-PEYes | ESe | 2007 | CZ09 | cDXGF | 0 | None | 1 | 149998.6 | 923724.3 |  | 303095 | 0 | 287781.7 | 0 | 238328.8 | 0 | 4303.849 | 90216.18 | 10249.41 | 57245.58 | 0 | 0 | 0 | 0 | 407794000 | 2641667 | 405153100 | 4051.531 | 118709.8583 | 0 | 164.4465 | 150.6356 | 2021-07-03 22:40
StdNResSpltPkgAC-65to134 | PreNResSpltPkgAC-65to-PEYes | ESe | 2007 | CZ10 | cDXGF | 0 | None | 1 | 149998.6 | 909163 |  | 303095 | 0 | 287781.7 | 0 | 234531 | 0 | 5364.565 | 78391.39 | 10459.15 | 51746.78 | 0 | 0 | 0 | 0 | 508799000 | 2641667 | 506158000 | 5061.58 | 148304.294 | 0 | 164.4465 | 150.6356 | 2021-07-03 22:41
StdNResSpltPkgAC-65to134 | PreNResSpltPkgAC-65to-PEYes | ESe | 2007 | CZ11 | cDXGF | 0 | None | 1 | 149998.6 | 897532.7 |  | 303095 | 0 | 287781.7 | 0 | 217074.9 | 0 | 9653.201 | 79928.7 | 20305.5 | 44012.14 | 0 | 0 | 0 | 0 | 1353090000 | 2641667 | 1350449000 | 13504.49 | 395681.557 | 0 | 164.4465 | 150.6356 | 2021-07-03 22:42
StdNResSpltPkgAC-65to134 | PreNResSpltPkgAC-65to-PEYes | ESe | 2007 | CZ12 | cDXGF | 0 | None | 1 | 149998.6 | 831692.7 |  | 303095 | 0 | 287781.7 | 0 | 161328.8 | 0 | 7917.948 | 71570.26 | 16578.89 | 40382.15 | 0 | 0 | 0 | 0 | 1165874000 | 2641667 | 1163233000 | 11632.33 | 340827.269 | 0 | 164.4465 | 150.6356 | 2021-07-03 22:42
StdNResSpltPkgAC-65to134 | PreNResSpltPkgAC-65to-PEYes | ESe | 2007 | CZ13 | cDXGF | 0 | None | 1 | 149998.6 | 933771.8 |  | 303095 | 0 | 287781.7 | 0 | 249942.1 | 0 | 8562.735 | 84391.23 | 15982.97 | 52616.64 | 0 | 0 | 0 | 0 | 1025201000 | 2641667 | 1022560000 | 10225.6 | 299610.08 | 0 | 164.4465 | 150.6356 | 2021-07-03 22:43
StdNResSpltPkgAC-65to134 | PreNResSpltPkgAC-65to-PEYes | ESe | 2007 | CZ14 | cDXGF | 0 | None | 1 | 149998.6 | 898815.8 |  | 303095 | 0 | 287781.7 | 0 | 214046.9 | 0 | 10887.32 | 83006.06 | 18168.73 | 47073.39 | 0 | 0 | 0 | 0 | 1106469000 | 2641667 | 1103827000 | 11038.27 | 323421.311 | 0 | 164.4465 | 150.6356 | 2021-07-03 22:44
StdNResSpltPkgAC-65to134 | PreNResSpltPkgAC-65to-PEYes | ESe | 2007 | CZ15 | cDXGF | 0 | None | 1 | 149998.6 | 1218301 |  | 303095 | 0 | 287781.7 | 0 | 507758.8 | 0 | 3138.403 | 116528.2 | 5931.325 | 92473.36 | 0 | 0 | 0 | 0 | 177965000 | 2641667 | 175322900 | 1753.229 | 51369.6097 | 0 | 164.4465 | 150.6356 | 2021-07-03 22:45
StdNResSpltPkgAC-65to134 | PreNResSpltPkgAC-65to-PEYes | ESe | 2007 | CZ16 | cDXGF | 0 | None | 1 | 149998.6 | 740348.2 |  | 303095 | 0 | 287781.7 | 0 | 63029.09 | 0 | 16568.02 | 69875.16 | 31691.75 | 22720.25 | 0 | 0 | 0 | 0 | 3174385000 | 2641667 | 3171742000 | 31717.42 | 929320.406 | 0 | 164.4465 | 150.6356 | 2021-07-03 22:45
StdNResSpltPkgAC-65to134 | PreNResSpltPkgAC-65to-PEYes | ESe | 2011 | CZ01 | cDXGF | 0 | None | 1 | 149998.6 | 666451.4 |  | 302713.9 | 0 | 287781.7 | 0 | 10494.05 | 0 | 11989.85 | 53472.83 | 29050.03 | 6628.366 | 0 | 0 | 0 | 0 | 2264775000 | 2641667 | 2262135000 | 22621.35 | 662805.555 | 0 | 164.2209 | 150.6356 | 2021-07-03 22:46
StdNResSpltPkgAC-65to134 | PreNResSpltPkgAC-65to-PEYes | ESe | 2011 | CZ02 | cDXGF | 0 | None | 1 | 149998.6 | 758124.9 |  | 302713.9 | 0 | 287781.7 | 0 | 99332.39 | 0 | 8661.653 | 59635.82 | 17577.98 | 28635.9 | 0 | 0 | 0 | 0 | 1258718000 | 2641667 | 1256076000 | 12560.76 | 368030.268 | 0 | 164.2209 | 150.6356 | 2021-07-03 22:47
StdNResSpltPkgAC-65to134 | PreNResSpltPkgAC-65to-PEYes | ESe | 2011 | CZ03 | cDXGF | 0 | None | 1 | 149998.6 | 735890.1 |  | 302713.9 | 0 | 287781.7 | 0 | 69449.63 | 0 | 5956.641 | 69988.82 | 17236.18 | 28476.55 | 0 | 0 | 0 | 0 | 996018800 | 2641667 | 993376300 | 9933.763 | 291059.2559 | 0 | 164.2209 | 150.6356 | 2021-07-03 22:47
StdNResSpltPkgAC-65to134 | PreNResSpltPkgAC-65to-PEYes | ESe | 2011 | CZ04 | cDXGF | 0 | None | 1 | 149998.6 | 821466.1 |  | 302713.9 | 0 | 287781.7 | 0 | 155101.7 | 0 | 5399.319 | 70469.98 | 12830.11 | 41528.98 | 0 | 0 | 0 | 0 | 763084800 | 2641667 | 760442900 | 7604.429 | 222809.7697 | 0 | 164.2209 | 150.6356 | 2021-07-03 22:48
StdNResSpltPkgAC-65to134 | PreNResSpltPkgAC-65to-PEYes | ESe | 2011 | CZ05 | cDXGF | 0 | None | 1 | 149998.6 | 759901.1 |  | 302713.9 | 0 | 287781.7 | 0 | 93866.45 | 0 | 6682.443 | 68856.98 | 13920.48 | 32933.02 | 0 | 0 | 0 | 0 | 828138800 | 2641667 | 825496100 | 8254.961 | 241870.3573 | 0 | 164.2209 | 150.6356 | 2021-07-03 22:49
StdNResSpltPkgAC-65to134 | PreNResSpltPkgAC-65to-PEYes | ESe | 2011 | CZ06 | cDXGF | 0 | None | 1 | 149998.6 | 861138 |  | 302713.9 | 0 | 287781.7 | 0 | 190297 | 0 | 2447.548 | 77898.31 | 8003 | 50372.68 | 0 | 0 | 0 | 0 | 342819700 | 2641667 | 340178500 | 3401.785 | 99672.3005 | 0 | 164.2209 | 150.6356 | 2021-07-03 22:50
StdNResSpltPkgAC-65to134 | PreNResSpltPkgAC-65to-PEYes | ESe | 2011 | CZ07 | cDXGF | 0 | None | 1 | 149998.6 | 827208.4 |  | 302713.9 | 0 | 287781.7 | 0 | 158011.2 | 0 | 1194.479 | 77507.61 | 7273.01 | 48363.93 | 0 | 0 | 0 | 0 | 273869800 | 2641667 | 271228200 | 2712.282 | 79469.8626 | 0 | 164.2209 | 150.6356 | 2021-07-03 22:50
StdNResSpltPkgAC-65to134 | PreNResSpltPkgAC-65to-PEYes | ESe | 2011 | CZ08 | cDXGF | 0 | None | 1 | 149998.6 | 930900.5 |  | 302713.9 | 0 | 287781.7 | 0 | 259309.1 | 0 | 2428.515 | 78667.55 | 6323.565 | 57318.65 | 0 | 0 | 0 | 0 | 258867200 | 2641667 | 256225400 | 2562.254 | 75074.0422 | 0 | 164.2209 | 150.6356 | 2021-07-03 22:51
StdNResSpltPkgAC-65to134 | PreNResSpltPkgAC-65to-PEYes | ESe | 2011 | CZ09 | cDXGF | 0 | None | 1 | 149998.6 | 920518.4 |  | 302713.9 | 0 | 287781.7 | 0 | 236570.9 | 0 | 4245.433 | 89206.94 | 9428.105 | 57049.07 | 0 | 0 | 0 | 0 | 360691600 | 2641667 | 358050400 | 3580.504 | 104908.7672 | 0 | 164.2209 | 150.6356 | 2021-07-03 22:52
StdNResSpltPkgAC-65to134 | PreNResSpltPkgAC-65to-PEYes | ESe | 2011 | CZ10 | cDXGF | 0 | None | 1 | 149998.6 | 907810.9 |  | 302713.9 | 0 | 287781.7 | 0 | 233872.4 | 0 | 5341.018 | 78102.32 | 10247.65 | 51635.96 | 0 | 0 | 0 | 0 | 496247800 | 2641667 | 493606600 | 4936.066 | 144626.7338 | 0 | 164.2209 | 150.6356 | 2021-07-03 22:52
StdNResSpltPkgAC-65to134 | PreNResSpltPkgAC-65to-PEYes | ESe | 2011 | CZ11 | cDXGF | 0 | None | 1 | 149998.6 | 883025.6 |  | 302713.9 | 0 | 287781.7 | 0 | 206329.5 | 0 | 9382.424 | 76818.91 | 17566.88 | 43217.84 | 0 | 0 | 0 | 0 | 1048504000 | 2641667 | 1045862000 | 10458.62 | 306437.566 | 0 | 164.2209 | 150.6356 | 2021-07-03 22:53
StdNResSpltPkgAC-65to134 | PreNResSpltPkgAC-65to-PEYes | ESe | 2011 | CZ12 | cDXGF | 0 | None | 1 | 149998.6 | 828607.5 |  | 302713.9 | 0 | 287781.7 | 0 | 159689.4 | 0 | 7823.808 | 70599.42 | 15680.64 | 40249.33 | 0 | 0 | 0 | 0 | 1062988000 | 2641667 | 1060346000 | 10603.46 | 310681.378 | 0 | 164.2209 | 150.6356 | 2021-07-03 22:54
StdNResSpltPkgAC-65to134 | PreNResSpltPkgAC-65to-PEYes | ESe | 2011 | CZ13 | cDXGF | 0 | None | 1 | 149998.6 | 920331.6 |  | 302713.9 | 0 | 287781.7 | 0 | 239388.9 | 0 | 8409.441 | 82037.92 | 14425.78 | 51692.29 | 0 | 0 | 0 | 0 | 857107800 | 2641667 | 854467100 | 8544.671 | 250358.8603 | 0 | 164.2209 | 150.6356 | 2021-07-03 22:55
StdNResSpltPkgAC-65to134 | PreNResSpltPkgAC-65to-PEYes | ESe | 2011 | CZ14 | cDXGF | 0 | None | 1 | 149998.6 | 887534.6 |  | 302713.9 | 0 | 287781.7 | 0 | 205883.7 | 0 | 10628.98 | 80526.59 | 15567.68 | 46897.93 | 0 | 0 | 0 | 0 | 856775000 | 2641667 | 854132700 | 8541.327 | 250260.8811 | 0 | 164.2209 | 150.6356 | 2021-07-03 22:55
StdNResSpltPkgAC-65to134 | PreNResSpltPkgAC-65to-PEYes | ESe | 2011 | CZ15 | cDXGF | 0 | None | 1 | 149998.6 | 1173655 |  | 302713.9 | 0 | 287781.7 | 0 | 469187.1 | 0 | 3048.865 | 110923.7 | 4930.402 | 88447 | 0 | 0 | 0 | 0 | 135782100 | 2641667 | 133139800 | 1331.398 | 39009.9614 | 0 | 164.2209 | 150.6356 | 2021-07-03 22:56
StdNResSpltPkgAC-65to134 | PreNResSpltPkgAC-65to-PEYes | ESe | 2011 | CZ16 | cDXGF | 0 | None | 1 | 149998.6 | 735066.1 |  | 302713.9 | 0 | 287781.7 | 0 | 61267.5 | 0 | 16094.82 | 67208.88 | 28092.85 | 22637.08 | 0 | 0 | 0 | 0 | 2545421000 | 2641667 | 2542779000 | 25427.79 | 745034.247 | 0 | 164.2209 | 150.6356 | 2021-07-03 22:57
StdNResSpltPkgAC-65to134 | PreNResSpltPkgAC-65to-PEYes | ESe | 2015 | CZ01 | cDXGF | 0 | None | 1 | 149998.6 | 660202.8 |  | 300185.4 | 0 | 287781.7 | 0 | 9902.293 | 0 | 11398.52 | 50935.63 | 27934.71 | 6283.815 | 0 | 0 | 0 | 0 | 2222109000 | 2641667 | 2219469000 | 22194.69 | 650304.417 | 0 | 162.7209 | 150.6356 | 2021-07-03 22:57
StdNResSpltPkgAC-65to134 | PreNResSpltPkgAC-65to-PEYes | ESe | 2015 | CZ02 | cDXGF | 0 | None | 1 | 149998.6 | 745756.2 |  | 300185.4 | 0 | 287781.7 | 0 | 92104.66 | 0 | 8395.177 | 57289.92 | 17107.56 | 27130.18 | 0 | 0 | 0 | 0 | 1203418000 | 2641667 | 1200777000 | 12007.77 | 351827.661 | 0 | 162.7209 | 150.6356 | 2021-07-03 22:58
StdNResSpltPkgAC-65to134 | PreNResSpltPkgAC-65to-PEYes | ESe | 2015 | CZ03 | cDXGF | 0 | None | 1 | 149998.6 | 707095.4 |  | 300185.4 | 0 | 287781.7 | 0 | 55394.39 | 0 | 5032.835 | 58701.69 | 16332.55 | 23262.2 | 0 | 0 | 0 | 0 | 1039515000 | 2641667 | 1036873000 | 10368.73 | 303803.789 | 0 | 162.7209 | 150.6356 | 2021-07-03 22:59
StdNResSpltPkgAC-65to134 | PreNResSpltPkgAC-65to-PEYes | ESe | 2015 | CZ04 | cDXGF | 0 | None | 1 | 149998.6 | 777898.9 |  | 300185.4 | 0 | 287781.7 | 0 | 123889 | 0 | 4865.823 | 61177.68 | 12571.89 | 34790.34 | 0 | 0 | 0 | 0 | 756824400 | 2641667 | 754182300 | 7541.823 | 220975.4139 | 0 | 162.7209 | 150.6356 | 2021-07-03 23:00
StdNResSpltPkgAC-65to134 | PreNResSpltPkgAC-65to-PEYes | ESe | 2015 | CZ05 | cDXGF | 0 | None | 1 | 149998.6 | 727107.2 |  | 300185.4 | 0 | 287781.7 | 0 | 75660.59 | 0 | 5626.399 | 57853.88 | 13610.38 | 26963.6 | 0 | 0 | 0 | 0 | 878398100 | 2641667 | 875755300 | 8757.553 | 256596.3029 | 0 | 162.7209 | 150.6356 | 2021-07-03 23:00
StdNResSpltPkgAC-65to134 | PreNResSpltPkgAC-65to-PEYes | ESe | 2015 | CZ06 | cDXGF | 0 | None | 1 | 149998.6 | 805435.6 |  | 300185.4 | 0 | 287781.7 | 0 | 150498.6 | 0 | 2079.132 | 64891.38 | 8094.864 | 40863.52 | 0 | 0 | 0 | 0 | 368798300 | 2641667 | 366157000 | 3661.57 | 107284.001 | 0 | 162.7209 | 150.6356 | 2021-07-03 23:01
StdNResSpltPkgAC-65to134 | PreNResSpltPkgAC-65to-PEYes | ESe | 2015 | CZ07 | cDXGF | 0 | None | 1 | 149998.6 | 780604.3 |  | 300185.4 | 0 | 287781.7 | 0 | 126824.9 | 0 | 1013.451 | 64799.58 | 7452.089 | 39871.52 | 0 | 0 | 0 | 0 | 303867000 | 2641667 | 301225500 | 3012.255 | 88259.0715 | 0 | 162.7209 | 150.6356 | 2021-07-03 23:02
StdNResSpltPkgAC-65to134 | PreNResSpltPkgAC-65to-PEYes | ESe | 2015 | CZ08 | cDXGF | 0 | None | 1 | 149998.6 | 868134.1 |  | 300185.4 | 0 | 287781.7 | 0 | 209628 | 0 | 2205.662 | 68333.58 | 6520.087 | 48607.77 | 0 | 0 | 0 | 0 | 263422100 | 2641667 | 260780400 | 2607.804 | 76408.6572 | 0 | 162.7209 | 150.6356 | 2021-07-03 23:02
StdNResSpltPkgAC-65to134 | PreNResSpltPkgAC-65to-PEYes | ESe | 2015 | CZ09 | cDXGF | 0 | None | 1 | 149998.6 | 858773.8 |  | 300185.4 | 0 | 287781.7 | 0 | 187917.8 | 0 | 3912.597 | 78976.77 | 9809.951 | 48476.42 | 0 | 0 | 0 | 0 | 362442800 | 2641667 | 359801700 | 3598.017 | 105421.8981 | 0 | 162.7209 | 150.6356 | 2021-07-03 23:03
StdNResSpltPkgAC-65to134 | PreNResSpltPkgAC-65to-PEYes | ESe | 2015 | CZ10 | cDXGF | 0 | None | 1 | 149998.6 | 886712.3 |  | 300185.4 | 0 | 287781.7 | 0 | 218218.9 | 0 | 5214.036 | 75312.82 | 10200.56 | 49249.19 | 0 | 0 | 0 | 0 | 473024300 | 2641667 | 470383000 | 4703.83 | 137822.219 | 0 | 162.7209 | 150.6356 | 2021-07-03 23:04
StdNResSpltPkgAC-65to134 | PreNResSpltPkgAC-65to-PEYes | ESe | 2015 | CZ11 | cDXGF | 0 | None | 1 | 149998.6 | 860318.5 |  | 300185.4 | 0 | 287781.7 | 0 | 189705.3 | 0 | 9111.438 | 73535.14 | 17049.38 | 40878.41 | 0 | 0 | 0 | 0 | 982137900 | 2641667 | 979495900 | 9794.959 | 286992.2987 | 0 | 162.7209 | 150.6356 | 2021-07-03 23:05
StdNResSpltPkgAC-65to134 | PreNResSpltPkgAC-65to-PEYes | ESe | 2015 | CZ12 | cDXGF | 0 | None | 1 | 149998.6 | 810633.2 |  | 300185.4 | 0 | 287781.7 | 0 | 147460.3 | 0 | 7594.962 | 67611.68 | 15290.14 | 38144.09 | 0 | 0 | 0 | 0 | 1008443000 | 2641667 | 1005802000 | 10058.02 | 294699.986 | 0 | 162.7209 | 150.6356 | 2021-07-03 23:05
StdNResSpltPkgAC-65to134 | PreNResSpltPkgAC-65to-PEYes | ESe | 2015 | CZ13 | cDXGF | 0 | None | 1 | 149998.6 | 896505.4 |  | 300185.4 | 0 | 287781.7 | 0 | 221688 | 0 | 8184.046 | 78666.9 | 14122.76 | 49102.63 | 0 | 0 | 0 | 0 | 802403100 | 2641667 | 799762200 | 7997.622 | 234330.3246 | 0 | 162.7209 | 150.6356 | 2021-07-03 23:06
StdNResSpltPkgAC-65to134 | PreNResSpltPkgAC-65to-PEYes | ESe | 2015 | CZ14 | cDXGF | 0 | None | 1 | 149998.6 | 864205.6 |  | 300185.4 | 0 | 287781.7 | 0 | 188553.8 | 0 | 10362.95 | 77322.41 | 15469.68 | 44177.93 | 0 | 0 | 0 | 0 | 811650800 | 2641667 | 809008300 | 8090.083 | 237039.4319 | 0 | 162.7209 | 150.6356 | 2021-07-03 23:07
StdNResSpltPkgAC-65to134 | PreNResSpltPkgAC-65to-PEYes | ESe | 2015 | CZ15 | cDXGF | 0 | None | 1 | 149998.6 | 1137960 |  | 300185.4 | 0 | 287781.7 | 0 | 439873.4 | 0 | 2987.648 | 107132.4 | 4900.721 | 84993.92 | 0 | 0 | 0 | 0 | 118700000 | 2641667 | 116057800 | 1160.578 | 34004.9354 | 0 | 162.7209 | 150.6356 | 2021-07-03 23:08
StdNResSpltPkgAC-65to134 | PreNResSpltPkgAC-65to-PEYes | ESe | 2015 | CZ16 | cDXGF | 0 | None | 1 | 149998.6 | 722723.9 |  | 300185.4 | 0 | 287781.7 | 0 | 56166.63 | 0 | 15306.75 | 63284.04 | 26955.93 | 21025.85 | 0 | 0 | 0 | 0 | 2462198000 | 2641667 | 2459557000 | 24595.57 | 720650.201 | 0 | 162.7209 | 150.6356 | 2021-07-03 23:08
StdNResSpltPkgAC-65to134 | PreNResSpltPkgAC-65to-PEYes | ESe | 2017 | CZ01 | cDXGF | 0 | None | 1 | 149998.6 | 657375.6 |  | 297655.6 | 0 | 287781.7 | 0 | 9975.686 | 0 | 11328.77 | 50634.13 | 27291.38 | 6309.737 | 0 | 0 | 0 | 0 | 2171337000 | 2641667 | 2168696000 | 21686.96 | 635427.928 | 0 | 161.5617 | 150.6356 | 2021-07-03 23:09
StdNResSpltPkgAC-65to134 | PreNResSpltPkgAC-65to-PEYes | ESe | 2017 | CZ02 | cDXGF | 0 | None | 1 | 149998.6 | 742544.7 |  | 297655.6 | 0 | 287781.7 | 0 | 91794.02 | 0 | 8343.164 | 56970.61 | 16875.06 | 27051.17 | 0 | 0 | 0 | 0 | 1183880000 | 2641667 | 1181238000 | 11812.38 | 346102.734 | 0 | 161.5617 | 150.6356 | 2021-07-03 23:10
StdNResSpltPkgAC-65to134 | PreNResSpltPkgAC-65to-PEYes | ESe | 2017 | CZ03 | cDXGF | 0 | None | 1 | 149998.6 | 704211.8 |  | 297655.6 | 0 | 287781.7 | 0 | 55289.4 | 0 | 5011.838 | 58473.47 | 16110.88 | 23219.32 | 0 | 0 | 0 | 0 | 1029157000 | 2641667 | 1026514000 | 10265.14 | 300768.602 | 0 | 161.5617 | 150.6356 | 2021-07-03 23:10
StdNResSpltPkgAC-65to134 | PreNResSpltPkgAC-65to-PEYes | ESe | 2017 | CZ04 | cDXGF | 0 | None | 1 | 149998.6 | 776091.1 |  | 297655.6 | 0 | 287781.7 | 0 | 123646.8 | 0 | 4841.926 | 62165.13 | 12897.03 | 35287.26 | 0 | 0 | 0 | 0 | 737794400 | 2641667 | 735152200 | 7351.522 | 215399.5946 | 0 | 161.5617 | 150.6356 | 2021-07-03 23:11
StdNResSpltPkgAC-65to134 | PreNResSpltPkgAC-65to-PEYes | ESe | 2017 | CZ05 | cDXGF | 0 | None | 1 | 149998.6 | 728519 |  | 297655.6 | 0 | 287781.7 | 0 | 75786.82 | 0 | 5592.364 | 61702.88 | 16204.15 | 27609.68 | 0 | 0 | 0 | 0 | 842125200 | 2641667 | 839482500 | 8394.825 | 245968.3725 | 0 | 161.5617 | 150.6356 | 2021-07-03 23:12
StdNResSpltPkgAC-65to134 | PreNResSpltPkgAC-65to-PEYes | ESe | 2017 | CZ06 | cDXGF | 0 | None | 1 | 149998.6 | 801705.4 |  | 297655.6 | 0 | 287781.7 | 0 | 149883.2 | 0 | 2057.729 | 64327 | 7662.374 | 40718.59 | 0 | 0 | 0 | 0 | 351471200 | 2641667 | 348829800 | 3488.298 | 102207.1314 | 0 | 161.5617 | 150.6356 | 2021-07-03 23:12
StdNResSpltPkgAC-65to134 | PreNResSpltPkgAC-65to-PEYes | ESe | 2017 | CZ07 | cDXGF | 0 | None | 1 | 149998.6 | 777333.8 |  | 297655.6 | 0 | 287781.7 | 0 | 126497.4 | 0 | 1005.788 | 64393.33 | 7194.323 | 39751.83 | 0 | 0 | 0 | 0 | 294619100 | 2641667 | 291977600 | 2919.776 | 85549.4368 | 0 | 161.5617 | 150.6356 | 2021-07-03 23:13
StdNResSpltPkgAC-65to134 | PreNResSpltPkgAC-65to-PEYes | ESe | 2017 | CZ08 | cDXGF | 0 | None | 1 | 149998.6 | 863812.8 |  | 297655.6 | 0 | 287781.7 | 0 | 208409.8 | 0 | 2184.687 | 67780.7 | 6246.891 | 48435.97 | 0 | 0 | 0 | 0 | 247707400 | 2641667 | 245065500 | 2450.655 | 71804.1915 | 0 | 161.5617 | 150.6356 | 2021-07-03 23:14
StdNResSpltPkgAC-65to134 | PreNResSpltPkgAC-65to-PEYes | ESe | 2017 | CZ09 | cDXGF | 0 | None | 1 | 149998.6 | 855171.9 |  | 297655.6 | 0 | 287781.7 | 0 | 187198.9 | 0 | 3894.766 | 78640.73 | 9607.951 | 48338.02 | 0 | 0 | 0 | 0 | 351393300 | 2641667 | 348752200 | 3487.522 | 102184.3946 | 0 | 161.5617 | 150.6356 | 2021-07-03 23:15
StdNResSpltPkgAC-65to134 | PreNResSpltPkgAC-65to-PEYes | ESe | 2017 | CZ10 | cDXGF | 0 | None | 1 | 149998.6 | 882831.1 |  | 297655.6 | 0 | 287781.7 | 0 | 217267.4 | 0 | 5186.008 | 74940.3 | 10020.14 | 49075.52 | 0 | 0 | 0 | 0 | 461444000 | 2641667 | 458802400 | 4588.024 | 134429.1032 | 0 | 161.5617 | 150.6356 | 2021-07-03 23:15
StdNResSpltPkgAC-65to134 | PreNResSpltPkgAC-65to-PEYes | ESe | 2017 | CZ11 | cDXGF | 0 | None | 1 | 149998.6 | 856240.8 |  | 297655.6 | 0 | 287781.7 | 0 | 188620 | 0 | 9057.646 | 73125.64 | 16777.57 | 40701.61 | 0 | 0 | 0 | 0 | 957312600 | 2641667 | 954671000 | 9546.71 | 279718.603 | 0 | 161.5617 | 150.6356 | 2021-07-03 23:16
StdNResSpltPkgAC-65to134 | PreNResSpltPkgAC-65to-PEYes | ESe | 2017 | CZ12 | cDXGF | 0 | None | 1 | 149998.6 | 807043.8 |  | 297655.6 | 0 | 287781.7 | 0 | 146801.2 | 0 | 7550.632 | 67254.74 | 15062.68 | 38033.21 | 0 | 0 | 0 | 0 | 988490600 | 2641667 | 985849500 | 9858.495 | 288853.9035 | 0 | 161.5617 | 150.6356 | 2021-07-03 23:17
StdNResSpltPkgAC-65to134 | PreNResSpltPkgAC-65to-PEYes | ESe | 2017 | CZ13 | cDXGF | 0 | None | 1 | 149998.6 | 892027.6 |  | 297655.6 | 0 | 287781.7 | 0 | 220178.7 | 0 | 8144.64 | 78267.21 | 13911.66 | 48886.12 | 0 | 0 | 0 | 0 | 782517800 | 2641667 | 779877100 | 7798.771 | 228503.9903 | 0 | 161.5617 | 150.6356 | 2021-07-03 23:18
StdNResSpltPkgAC-65to134 | PreNResSpltPkgAC-65to-PEYes | ESe | 2017 | CZ14 | cDXGF | 0 | None | 1 | 149998.6 | 860171.3 |  | 297655.6 | 0 | 287781.7 | 0 | 187487.8 | 0 | 10310.68 | 76935.76 | 15170.56 | 44042.7 | 0 | 0 | 0 | 0 | 788345100 | 2641667 | 785702800 | 7857.028 | 230210.9204 | 0 | 161.5617 | 150.6356 | 2021-07-03 23:18
StdNResSpltPkgAC-65to134 | PreNResSpltPkgAC-65to-PEYes | ESe | 2017 | CZ15 | cDXGF | 0 | None | 1 | 149998.6 | 1131349 |  | 297655.6 | 0 | 287781.7 | 0 | 436405.9 | 0 | 2971.801 | 106533.3 | 4737.972 | 84587.39 | 0 | 0 | 0 | 0 | 112428200 | 2641667 | 109786000 | 1097.86 | 32167.298 | 0 | 161.5617 | 150.6356 | 2021-07-03 23:19
StdNResSpltPkgAC-65to134 | PreNResSpltPkgAC-65to-PEYes | ESe | 2017 | CZ16 | cDXGF | 0 | None | 1 | 149998.6 | 719707.1 |  | 297655.6 | 0 | 287781.7 | 0 | 55984 | 0 | 15245.29 | 63040.31 | 26652.39 | 20989.78 | 0 | 0 | 0 | 0 | 2424542000 | 2641667 | 2421901000 | 24219.01 | 709616.993 | 0 | 161.5617 | 150.6356 | 2021-07-03 23:20
StdNResSpltPkgAC-65to134 | PreNResSpltPkgAC-65to-PEYes | ESe | 2020 | CZ01 | cDXGF | 0 | None | 1 | 149998.6 | 549903 |  | 195048.5 | 0 | 287781.7 | 0 | 8128.17 | 0 | 10754.29 | 48190.87 | 28716.75 | 5135.888 | 0 | 0 | 0 | 0 | 2420051000 | 2641667 | 2417409000 | 24174.09 | 708300.837 | 0 | 101.1762 | 150.6356 | 2021-07-03 23:20
StdNResSpltPkgAC-65to134 | PreNResSpltPkgAC-65to-PEYes | ESe | 2020 | CZ02 | cDXGF | 0 | None | 1 | 149998.6 | 629849.6 |  | 195048.5 | 0 | 287781.7 | 0 | 83421.84 | 0 | 8005.104 | 55593.31 | 18569.75 | 24981.95 | 0 | 0 | 0 | 0 | 1316427000 | 2641667 | 1313785000 | 13137.85 | 384939.005 | 0 | 101.1762 | 150.6356 | 2021-07-03 23:21
StdNResSpltPkgAC-65to134 | PreNResSpltPkgAC-65to-PEYes | ESe | 2020 | CZ03 | cDXGF | 0 | None | 1 | 149998.6 | 591966.9 |  | 195048.5 | 0 | 287781.7 | 0 | 48880.34 | 0 | 4779.217 | 55477.77 | 17443.69 | 20534.13 | 0 | 0 | 0 | 0 | 1162131000 | 2641667 | 1159489000 | 11594.89 | 339730.277 | 0 | 101.1762 | 150.6356 | 2021-07-03 23:22
StdNResSpltPkgAC-65to134 | PreNResSpltPkgAC-65to-PEYes | ESe | 2020 | CZ04 | cDXGF | 0 | None | 1 | 149998.6 | 659588.4 |  | 195048.5 | 0 | 287781.7 | 0 | 113036.6 | 0 | 4657.345 | 59064.84 | 13822.25 | 32298.89 | 0 | 0 | 0 | 0 | 834446200 | 2641667 | 831803700 | 8318.037 | 243718.4841 | 0 | 101.1762 | 150.6356 | 2021-07-03 23:23
StdNResSpltPkgAC-65to134 | PreNResSpltPkgAC-65to-PEYes | ESe | 2020 | CZ05 | cDXGF | 0 | None | 1 | 149998.6 | 609685.9 |  | 195048.5 | 0 | 287781.7 | 0 | 67020.01 | 0 | 5326.44 | 54509.82 | 14424.83 | 23984.77 | 0 | 0 | 0 | 0 | 974358500 | 2641667 | 971715800 | 9717.158 | 284712.7294 | 0 | 101.1762 | 150.6356 | 2021-07-03 23:23
StdNResSpltPkgAC-65to134 | PreNResSpltPkgAC-65to-PEYes | ESe | 2020 | CZ06 | cDXGF | 0 | None | 1 | 149998.6 | 682145.9 |  | 195048.5 | 0 | 287781.7 | 0 | 136390 | 0 | 1965.025 | 60961.35 | 8402.126 | 37307.14 | 0 | 0 | 0 | 0 | 409411800 | 2641667 | 406770300 | 4067.703 | 119183.6979 | 0 | 101.1762 | 150.6356 | 2021-07-03 23:24
StdNResSpltPkgAC-65to134 | PreNResSpltPkgAC-65to-PEYes | ESe | 2020 | CZ07 | cDXGF | 0 | None | 1 | 149998.6 | 659374.3 |  | 195048.5 | 0 | 287781.7 | 0 | 114536.2 | 0 | 958.9366 | 61050.03 | 8012.707 | 36246.92 | 0 | 0 | 0 | 0 | 348342000 | 2641667 | 345700400 | 3457.004 | 101290.2172 | 0 | 101.1762 | 150.6356 | 2021-07-03 23:25
StdNResSpltPkgAC-65to134 | PreNResSpltPkgAC-65to-PEYes | ESe | 2020 | CZ08 | cDXGF | 0 | None | 1 | 149998.6 | 742195.9 |  | 195048.5 | 0 | 287781.7 | 0 | 192620.8 | 0 | 2112.967 | 64632.73 | 6885.017 | 44975.25 | 0 | 0 | 0 | 0 | 287792500 | 2641667 | 285150800 | 2851.508 | 83549.1844 | 0 | 101.1762 | 150.6356 | 2021-07-03 23:25
StdNResSpltPkgAC-65to134 | PreNResSpltPkgAC-65to-PEYes | ESe | 2020 | CZ09 | cDXGF | 0 | None | 1 | 149998.6 | 736015.3 |  | 195048.5 | 0 | 287781.7 | 0 | 173548.7 | 0 | 3793.822 | 75843.28 | 10586.74 | 45339.75 | 0 | 0 | 0 | 0 | 404698800 | 2641667 | 402057900 | 4020.579 | 117802.9647 | 0 | 101.1762 | 150.6356 | 2021-07-03 23:26
StdNResSpltPkgAC-65to134 | PreNResSpltPkgAC-65to-PEYes | ESe | 2020 | CZ10 | cDXGF | 0 | None | 1 | 149998.6 | 762293.3 |  | 195048.5 | 0 | 287781.7 | 0 | 202484.1 | 0 | 5035.204 | 71944.66 | 10850.21 | 45928.38 | 0 | 0 | 0 | 0 | 521214700 | 2641667 | 518573500 | 5185.735 | 151942.0355 | 0 | 101.1762 | 150.6356 | 2021-07-03 23:27
StdNResSpltPkgAC-65to134 | PreNResSpltPkgAC-65to-PEYes | ESe | 2020 | CZ11 | cDXGF | 0 | None | 1 | 149998.6 | 738037.8 |  | 195048.5 | 0 | 287781.7 | 0 | 176254.7 | 0 | 8781.26 | 70172.05 | 17771.86 | 37988.12 | 0 | 0 | 0 | 0 | 1074753000 | 2641667 | 1072110000 | 10721.1 | 314128.23 | 0 | 101.1762 | 150.6356 | 2021-07-03 23:28
StdNResSpltPkgAC-65to134 | PreNResSpltPkgAC-65to-PEYes | ESe | 2020 | CZ12 | cDXGF | 0 | None | 1 | 149998.6 | 689671.6 |  | 195048.5 | 0 | 287781.7 | 0 | 135404.6 | 0 | 7288.374 | 64149.16 | 15944.99 | 35071.05 | 0 | 0 | 0 | 0 | 1102379000 | 2641667 | 1099737000 | 10997.37 | 322222.941 | 0 | 101.1762 | 150.6356 | 2021-07-03 23:28
StdNResSpltPkgAC-65to134 | PreNResSpltPkgAC-65to-PEYes | ESe | 2020 | CZ13 | cDXGF | 0 | None | 1 | 149998.6 | 772028.6 |  | 195048.5 | 0 | 287781.7 | 0 | 206265.8 | 0 | 7896.664 | 75036.62 | 14875.26 | 45750.95 | 0 | 0 | 0 | 0 | 881214500 | 2641667 | 878573500 | 8785.735 | 257422.0355 | 0 | 101.1762 | 150.6356 | 2021-07-03 23:29
StdNResSpltPkgAC-65to134 | PreNResSpltPkgAC-65to-PEYes | ESe | 2020 | CZ14 | cDXGF | 0 | None | 1 | 149998.6 | 741340.7 |  | 195048.5 | 0 | 287781.7 | 0 | 174531.7 | 0 | 10010.56 | 73968.83 | 16297.51 | 41083.4 | 0 | 0 | 0 | 0 | 888716200 | 2641667 | 886073600 | 8860.736 | 259619.5648 | 0 | 101.1762 | 150.6356 | 2021-07-03 23:30
StdNResSpltPkgAC-65to134 | PreNResSpltPkgAC-65to-PEYes | ESe | 2020 | CZ15 | cDXGF | 0 | None | 1 | 149998.6 | 1005136 |  | 195048.5 | 0 | 287781.7 | 0 | 416071.8 | 0 | 2907.402 | 103327.5 | 5336.184 | 81235.99 | 0 | 0 | 0 | 0 | 133325100 | 2641667 | 130682800 | 1306.828 | 38290.0604 | 0 | 101.1762 | 150.6356 | 2021-07-03 23:31
StdNResSpltPkgAC-65to134 | PreNResSpltPkgAC-65to-PEYes | ESe | 2020 | CZ16 | cDXGF | 0 | None | 1 | 149998.6 | 608306.4 |  | 195048.5 | 0 | 287781.7 | 0 | 51012 | 0 | 14550.26 | 59914.48 | 27193.56 | 19207.54 | 0 | 0 | 0 | 0 | 2609210000 | 2641667 | 2606569000 | 26065.69 | 763724.717 | 0 | 101.1762 | 150.6356 | 2021-07-03 23:31
StdNResSpltPkgAC-65to134 | PreNResSpltPkgAC-65to-PEYes | EUn | 1975 | CZ01 | cDXGF | 0 | None | 1 | 930201.4 | 6755444 |  | 2135429 | 0 | 3187398 | 377740.5 | 275875.3 | 0 | 90431.66 | 655287.9 | 255829.4 | 96862.73 | 0 | 33282.6 | 0 | 0 | 16204580000 | 18157230 | 16186420000 | 161864.2 | 4742621.06 | 0 | 952.3151 | 962.3657 | 2021-07-03 23:32
StdNResSpltPkgAC-65to134 | PreNResSpltPkgAC-65to-PEYes | EUn | 1975 | CZ02 | cDXGF | 0 | None | 1 | 930201.4 | 7977787 |  | 2135429 | 0 | 3187398 | 242115 | 1659681 | 0 | 57149.16 | 664956.9 | 139160.7 | 367612.3 | 0 | 31057.87 | 0 | 0 | 9202265000 | 18157230 | 9184105000 | 91841.05 | 2690942.765 | 0 | 952.3151 | 962.3657 | 2021-07-03 23:34
StdNResSpltPkgAC-65to134 | PreNResSpltPkgAC-65to-PEYes | EUn | 1975 | CZ03 | cDXGF | 0 | None | 1 | 930201.4 | 7309257 |  | 2135429 | 0 | 3187398 | 166699.9 | 1040403 | 0 | 38405.2 | 736070.2 | 136194.4 | 323791.1 | 0 | 4851.581 | 0 | 0 | 7158542000 | 18157230 | 7140385000 | 71403.85 | 2092132.805 | 0 | 952.3151 | 962.3657 | 2021-07-03 23:35
StdNResSpltPkgAC-65to134 | PreNResSpltPkgAC-65to-PEYes | EUn | 1975 | CZ04 | cDXGF | 0 | None | 1 | 930201.4 | 8239487 |  | 2135429 | 0 | 3187398 | 136342.1 | 2049243 | 0 | 32740.93 | 691470.5 | 95656.03 | 444750.2 | 0 | 6865.51 | 0 | 0 | 5658237000 | 18157230 | 5640078000 | 56400.78 | 1652542.854 | 0 | 952.3151 | 962.3657 | 2021-07-03 23:36
StdNResSpltPkgAC-65to134 | PreNResSpltPkgAC-65to-PEYes | EUn | 1975 | CZ05 | cDXGF | 0 | None | 1 | 930201.4 | 7507715 |  | 2135429 | 0 | 3187398 | 156239.7 | 1249571 | 0 | 43294.08 | 725445.3 | 112584.5 | 361619 | 0 | 10339.79 | 0 | 0 | 6175615000 | 18157230 | 6157457000 | 61574.57 | 1804134.901 | 0 | 952.3151 | 962.3657 | 2021-07-03 23:37
StdNResSpltPkgAC-65to134 | PreNResSpltPkgAC-65to-PEYes | EUn | 1975 | CZ06 | cDXGF | 0 | None | 1 | 930201.4 | 8487197 |  | 2135429 | 0 | 3187398 | 54936.77 | 2325998 | 0 | 15104.6 | 767856.5 | 54666.27 | 528469.3 | 0 | 475.6081 | 0 | 0 | 2383199000 | 18157230 | 2365042000 | 23650.42 | 692957.306 | 0 | 952.3151 | 962.3657 | 2021-07-03 23:38
StdNResSpltPkgAC-65to134 | PreNResSpltPkgAC-65to-PEYes | EUn | 1975 | CZ07 | cDXGF | 0 | None | 1 | 930201.4 | 8082582 |  | 2135429 | 0 | 3187398 | 41837.53 | 1954547 | 0 | 7345.886 | 755974.8 | 50984.95 | 497872.5 | 0 | 50.251 | 0 | 0 | 2023202000 | 18157230 | 2005044000 | 20050.44 | 587477.892 | 0 | 952.3151 | 962.3657 | 2021-07-03 23:40
StdNResSpltPkgAC-65to134 | PreNResSpltPkgAC-65to-PEYes | EUn | 1975 | CZ08 | cDXGF | 0 | None | 1 | 930201.4 | 8977025 |  | 2135429 | 0 | 3187398 | 50952.95 | 2874234 | 0 | 13923.01 | 714415 | 46443.3 | 540437.4 | 0 | 675.2509 | 0 | 0 | 2120001000 | 18157230 | 2101844000 | 21018.44 | 615840.292 | 0 | 952.3151 | 962.3657 | 2021-07-03 23:41
StdNResSpltPkgAC-65to134 | PreNResSpltPkgAC-65to-PEYes | EUn | 1975 | CZ09 | cDXGF | 0 | None | 1 | 930201.4 | 9033553 |  | 2135429 | 0 | 3187398 | 68199.27 | 2804440 | 0 | 24294.64 | 812543.4 | 69901.52 | 556541.5 | 0 | 1251.362 | 0 | 0 | 2898515000 | 18157230 | 2880359000 | 28803.59 | 843945.187 | 0 | 952.3151 | 962.3657 | 2021-07-03 23:42
StdNResSpltPkgAC-65to134 | PreNResSpltPkgAC-65to-PEYes | EUn | 1975 | CZ10 | cDXGF | 0 | None | 1 | 930201.4 | 9368932 |  | 2135429 | 0 | 3187398 | 97435.86 | 3107797 | 0 | 33303.04 | 795361.6 | 77484.52 | 563697.3 | 0 | 12209.65 | 0 | 0 | 3709566000 | 18157230 | 3691409000 | 36914.09 | 1081582.837 | 0 | 952.3151 | 962.3657 | 2021-07-03 23:43
StdNResSpltPkgAC-65to134 | PreNResSpltPkgAC-65to-PEYes | EUn | 1975 | CZ11 | cDXGF | 0 | None | 1 | 930201.4 | 9485816 |  | 2135429 | 0 | 3187398 | 228663 | 3024210 | 0 | 61702.6 | 823252.6 | 149109.6 | 513422.4 | 0 | 25161.34 | 0 | 0 | 9014751000 | 18157230 | 8996595000 | 89965.95 | 2636002.335 | 0 | 952.3151 | 962.3657 | 2021-07-03 23:44
StdNResSpltPkgAC-65to134 | PreNResSpltPkgAC-65to-PEYes | EUn | 1975 | CZ12 | cDXGF | 0 | None | 1 | 930201.4 | 8807730 |  | 2135429 | 0 | 3187398 | 200704.3 | 2437881 | 0 | 52137.84 | 770071.3 | 127446 | 485452.3 | 0 | 24109.38 | 0 | 0 | 8030460000 | 18157230 | 8012303000 | 80123.03 | 2347604.779 | 0 | 952.3151 | 962.3657 | 2021-07-03 23:46
StdNResSpltPkgAC-65to134 | PreNResSpltPkgAC-65to-PEYes | EUn | 1975 | CZ13 | cDXGF | 0 | None | 1 | 930201.4 | 9810114 |  | 2135429 | 0 | 3187398 | 165915.3 | 3394353 | 0 | 54782.17 | 855371.4 | 114533.1 | 586887.3 | 0 | 16864.56 | 0 | 0 | 6767134000 | 18157230 | 6748978000 | 67489.78 | 1977450.554 | 0 | 952.3151 | 962.3657 | 2021-07-03 23:47
StdNResSpltPkgAC-65to134 | PreNResSpltPkgAC-65to-PEYes | EUn | 1975 | CZ14 | cDXGF | 0 | None | 1 | 930201.4 | 9519899 |  | 2135429 | 0 | 3187398 | 201039.5 | 3062243 | 0 | 66778.22 | 841662.6 | 120792.6 | 550934.8 | 0 | 25349.84 | 0 | 0 | 7224418000 | 18157230 | 7206259000 | 72062.59 | 2111433.887 | 0 | 952.3151 | 962.3657 | 2021-07-03 23:48
StdNResSpltPkgAC-65to134 | PreNResSpltPkgAC-65to-PEYes | EUn | 1975 | CZ15 | cDXGF | 0 | None | 1 | 930201.4 | 12209340 |  | 2135429 | 0 | 3187398 | 31662.89 | 5764910 | 0 | 18447.98 | 1071346 | 40069.82 | 886903.9 | 0 | 146.853 | 0 | 0 | 1342714000 | 18157230 | 1324557000 | 13245.57 | 388095.201 | 0 | 952.3151 | 962.3657 | 2021-07-03 23:49
StdNResSpltPkgAC-65to134 | PreNResSpltPkgAC-65to-PEYes | EUn | 1975 | CZ16 | cDXGF | 0 | None | 1 | 930201.4 | 8082369 |  | 2135429 | 0 | 3187398 | 512875.4 | 1173467 | 0 | 116254.3 | 810295.8 | 263332.7 | 326964.5 | 0 | 146650.3 | 0 | 0 | 20077400000 | 18157230 | 20059250000 | 200592.5 | 5877360.25 | 0 | 952.3151 | 962.3657 | 2021-07-03 23:50
StdNResSpltPkgAC-65to134 | PreNResSpltPkgAC-65to-PEYes | EUn | 1985 | CZ01 | cDXGF | 0 | None | 1 | 930201.4 | 6490084 |  | 2135429 | 0 | 3051240 | 279695.2 | 263236.2 | 0 | 89519.2 | 642230.6 | 251256.1 | 94113.59 | 0 | 28732.64 | 0 | 0 | 16167950000 | 18157230 | 16149790000 | 161497.9 | 4731888.47 | 0 | 952.3151 | 921.3997 | 2021-07-03 23:52
StdNResSpltPkgAC-65to134 | PreNResSpltPkgAC-65to-PEYes | EUn | 1985 | CZ02 | cDXGF | 0 | None | 1 | 930201.4 | 7778877 |  | 2135429 | 0 | 3051240 | 208918 | 1641053 | 0 | 56769.75 | 657535.8 | 137665.9 | 363107.6 | 0 | 27929.77 | 0 | 0 | 9201828000 | 18157230 | 9183668000 | 91836.68 | 2690814.724 | 0 | 952.3151 | 921.3997 | 2021-07-03 23:53
StdNResSpltPkgAC-65to134 | PreNResSpltPkgAC-65to-PEYes | EUn | 1985 | CZ03 | cDXGF | 0 | None | 1 | 930201.4 | 7130288 |  | 2135429 | 0 | 3051240 | 139800.3 | 1032963 | 0 | 38113.98 | 728447.8 | 135335.7 | 319417.3 | 0 | 4293.067 | 0 | 0 | 7172298000 | 18157230 | 7154140000 | 71541.4 | 2096163.02 | 0 | 952.3151 | 921.3997 | 2021-07-03 23:54
StdNResSpltPkgAC-65to134 | PreNResSpltPkgAC-65to-PEYes | EUn | 1985 | CZ04 | cDXGF | 0 | None | 1 | 930201.4 | 8052216 |  | 2135429 | 0 | 3051240 | 114860.7 | 2027822 | 0 | 32521.21 | 684281.2 | 94713.66 | 439566.8 | 0 | 6060.255 | 0 | 0 | 5658343000 | 18157230 | 5640185000 | 56401.85 | 1652574.205 | 0 | 952.3151 | 921.3997 | 2021-07-03 23:55
StdNResSpltPkgAC-65to134 | PreNResSpltPkgAC-65to-PEYes | EUn | 1985 | CZ05 | cDXGF | 0 | None | 1 | 930201.4 | 7325121 |  | 2135429 | 0 | 3051240 | 129547.2 | 1238899 | 0 | 42961.3 | 717811.3 | 111517 | 356945.7 | 0 | 9233.219 | 0 | 0 | 6176821000 | 18157230 | 6158662000 | 61586.62 | 1804487.966 | 0 | 952.3151 | 921.3997 | 2021-07-03 23:56
StdNResSpltPkgAC-65to134 | PreNResSpltPkgAC-65to-PEYes | EUn | 1985 | CZ06 | cDXGF | 0 | None | 1 | 930201.4 | 8313499 |  | 2135429 | 0 | 3051240 | 44319.18 | 2306233 | 0 | 14995.15 | 760844 | 53950.77 | 523022.1 | 0 | 437.6509 | 0 | 0 | 2376169000 | 18157230 | 2358012000 | 23580.12 | 690897.516 | 0 | 952.3151 | 921.3997 | 2021-07-03 23:57
StdNResSpltPkgAC-65to134 | PreNResSpltPkgAC-65to-PEYes | EUn | 1985 | CZ07 | cDXGF | 0 | None | 1 | 930201.4 | 7913733 |  | 2135429 | 0 | 3051240 | 33260.92 | 1937470 | 0 | 7292.14 | 749001.3 | 50401.97 | 492049.6 | 0 | 39.2089 | 0 | 0 | 2018411000 | 18157230 | 2000254000 | 20002.54 | 586074.422 | 0 | 952.3151 | 921.3997 | 2021-07-03 23:58
StdNResSpltPkgAC-65to134 | PreNResSpltPkgAC-65to-PEYes | EUn | 1985 | CZ08 | cDXGF | 0 | None | 1 | 930201.4 | 8793402 |  | 2135429 | 0 | 3051240 | 41357.98 | 2843247 | 0 | 13837.43 | 707720.1 | 45907.27 | 534927.3 | 0 | 571.6686 | 0 | 0 | 2109403000 | 18157230 | 2091245000 | 20912.45 | 612734.785 | 0 | 952.3151 | 921.3997 | 2021-07-03 23:59
StdNResSpltPkgAC-65to134 | PreNResSpltPkgAC-65to-PEYes | EUn | 1985 | CZ09 | cDXGF | 0 | None | 1 | 930201.4 | 8848100 |  | 2135429 | 0 | 3051240 | 55968.38 | 2774527 | 0 | 24162.07 | 805649.2 | 69151.16 | 551096.4 | 0 | 1123.946 | 0 | 0 | 2885192000 | 18157230 | 2867036000 | 28670.36 | 840041.548 | 0 | 952.3151 | 921.3997 | 2021-07-04
StdNResSpltPkgAC-65to134 | PreNResSpltPkgAC-65to-PEYes | EUn | 1985 | CZ10 | cDXGF | 0 | None | 1 | 930201.4 | 9175005 |  | 2135429 | 0 | 3051240 | 82386.41 | 3073991 | 0 | 33107.95 | 787995.5 | 76610.77 | 558097.8 | 0 | 10855.49 | 0 | 0 | 3698705000 | 18157230 | 3680548000 | 36805.48 | 1078400.564 | 0 | 952.3151 | 921.3997 | 2021-07-04 00:01
StdNResSpltPkgAC-65to134 | PreNResSpltPkgAC-65to-PEYes | EUn | 1985 | CZ11 | cDXGF | 0 | None | 1 | 930201.4 | 9274120 |  | 2135429 | 0 | 3051240 | 199970.3 | 2988313 | 0 | 61370.35 | 815294.3 | 148031 | 508241.5 | 0 | 22503.57 | 0 | 0 | 9017977000 | 18157230 | 8999817000 | 89998.17 | 2636946.381 | 0 | 952.3151 | 921.3997 | 2021-07-04 00:02
StdNResSpltPkgAC-65to134 | PreNResSpltPkgAC-65to-PEYes | EUn | 1985 | CZ12 | cDXGF | 0 | None | 1 | 930201.4 | 8607534 |  | 2135429 | 0 | 3051240 | 174271.3 | 2410458 | 0 | 51855.84 | 762639.3 | 126448 | 480223.3 | 0 | 21640.01 | 0 | 0 | 8032189000 | 18157230 | 8014031000 | 80140.31 | 2348111.083 | 0 | 952.3151 | 921.3997 | 2021-07-04 00:04
StdNResSpltPkgAC-65to134 | PreNResSpltPkgAC-65to-PEYes | EUn | 1985 | CZ13 | cDXGF | 0 | None | 1 | 930201.4 | 9599955 |  | 2135429 | 0 | 3051240 | 143499.3 | 3352580 | 0 | 54510.84 | 847588.4 | 113707.3 | 581091.6 | 0 | 15105.19 | 0 | 0 | 6769803000 | 18157230 | 6751647000 | 67516.47 | 1978232.571 | 0 | 952.3151 | 921.3997 | 2021-07-04 00:05
StdNResSpltPkgAC-65to134 | PreNResSpltPkgAC-65to-PEYes | EUn | 1985 | CZ14 | cDXGF | 0 | None | 1 | 930201.4 | 9202196 |  | 2135429 | 0 | 3051240 | 142473.4 | 2960587 | 0 | 66279.81 | 826420.4 | 116965.1 | 541246.9 | 0 | 19766.06 | 0 | 0 | 7141188000 | 18157230 | 7123031000 | 71230.31 | 2087048.083 | 0 | 952.3151 | 921.3997 | 2021-07-04 00:06
StdNResSpltPkgAC-65to134 | PreNResSpltPkgAC-65to-PEYes | EUn | 1985 | CZ15 | cDXGF | 0 | None | 1 | 930201.4 | 11862750 |  | 2135429 | 0 | 3051240 | 18881.86 | 5584298 | 0 | 18323.64 | 1054471 | 38777.81 | 872466.2 | 0 | 103.9892 | 0 | 0 | 1313161000 | 18157230 | 1295003000 | 12950.03 | 379435.879 | 0 | 952.3151 | 921.3997 | 2021-07-04 00:07
StdNResSpltPkgAC-65to134 | PreNResSpltPkgAC-65to-PEYes | EUn | 1985 | CZ16 | cDXGF | 0 | None | 1 | 930201.4 | 7741623 |  | 2135429 | 0 | 3051240 | 393271.9 | 1129487 | 0 | 115197.9 | 793483.6 | 255733.8 | 321063.8 | 0 | 123511.4 | 0 | 0 | 19999910000 | 18157230 | 19981750000 | 199817.5 | 5854652.75 | 0 | 952.3151 | 921.3997 | 2021-07-04 00:08
StdNResSpltPkgAC-65to134 | PreNResSpltPkgAC-65to-PEYes | EUn | 1996 | CZ01 | cDXGF | 0 | None | 1 | 930201.4 | 6228825 |  | 2135429 | 0 | 2915080 | 246644.2 | 252233.9 | 0 | 79894.38 | 572784.3 | 222541.4 | 85584.2 | 0 | 26753.76 | 0 | 0 | 15005130000 | 18157230 | 14986970000 | 149869.7 | 4391182.21 | 0 | 952.3151 | 880.4332 | 2021-07-04 00:09
StdNResSpltPkgAC-65to134 | PreNResSpltPkgAC-65to-PEYes | EUn | 1996 | CZ02 | cDXGF | 0 | None | 1 | 930201.4 | 7492418 |  | 2135429 | 0 | 2915080 | 186998.8 | 1546605 | 0 | 54887.63 | 627610.7 | 140187.9 | 339412.4 | 0 | 25804.1 | 0 | 0 | 9627815000 | 18157230 | 9609658000 | 96096.58 | 2815629.794 | 0 | 952.3151 | 880.4332 | 2021-07-04 00:10
StdNResSpltPkgAC-65to134 | PreNResSpltPkgAC-65to-PEYes | EUn | 1996 | CZ03 | cDXGF | 0 | None | 1 | 930201.4 | 6869810 |  | 2135429 | 0 | 2915080 | 122463.1 | 964766.1 | 0 | 36525.03 | 691596.3 | 140929 | 292371.3 | 0 | 3945.917 | 0 | 0 | 7652767000 | 18157230 | 7634610000 | 76346.1 | 2236940.73 | 0 | 952.3151 | 880.4332 | 2021-07-04 00:12
StdNResSpltPkgAC-65to134 | PreNResSpltPkgAC-65to-PEYes | EUn | 1996 | CZ04 | cDXGF | 0 | None | 1 | 930201.4 | 7755209 |  | 2135429 | 0 | 2915080 | 101027.7 | 1913895 | 0 | 31487.38 | 652725.4 | 97456.34 | 411679 | 0 | 5560.693 | 0 | 0 | 5974969000 | 18157230 | 5956813000 | 59568.13 | 1745346.209 | 0 | 952.3151 | 880.4332 | 2021-07-04 00:13
StdNResSpltPkgAC-65to134 | PreNResSpltPkgAC-65to-PEYes | EUn | 1996 | CZ05 | cDXGF | 0 | None | 1 | 930201.4 | 7052651 |  | 2135429 | 0 | 2915080 | 112574.2 | 1158746 | 0 | 41136.15 | 681139.6 | 116325.9 | 328567 | 0 | 8543.395 | 0 | 0 | 6618015000 | 18157230 | 6599858000 | 65998.58 | 1933758.394 | 0 | 952.3151 | 880.4332 | 2021-07-04 00:14
StdNResSpltPkgAC-65to134 | PreNResSpltPkgAC-65to-PEYes | EUn | 1996 | CZ06 | cDXGF | 0 | None | 1 | 930201.4 | 7952276 |  | 2135429 | 0 | 2915080 | 55441.01 | 2107390 | 0 | 14473.46 | 723964.2 | 60404.1 | 487682.1 | 0 | 493.8484 | 0 | 0 | 2728042000 | 18157230 | 2709886000 | 27098.86 | 793996.598 | 0 | 952.3151 | 880.4332 | 2021-07-04 00:15
StdNResSpltPkgAC-65to134 | PreNResSpltPkgAC-65to-PEYes | EUn | 1996 | CZ07 | cDXGF | 0 | None | 1 | 930201.4 | 7579312 |  | 2135429 | 0 | 2915080 | 42057.06 | 1766931 | 0 | 7037.646 | 712721.4 | 56740.03 | 457190.8 | 0 | 51.7637 | 0 | 0 | 2330898000 | 18157230 | 2312740000 | 23127.4 | 677632.82 | 0 | 952.3151 | 880.4332 | 2021-07-04 00:16
StdNResSpltPkgAC-65to134 | PreNResSpltPkgAC-65to-PEYes | EUn | 1996 | CZ08 | cDXGF | 0 | None | 1 | 930201.4 | 8456233 |  | 2135429 | 0 | 2915080 | 50825.27 | 2660208 | 0 | 13561.52 | 680459.6 | 51451.88 | 505481 | 0 | 665.3978 | 0 | 0 | 2439218000 | 18157230 | 2421060000 | 24210.6 | 709370.58 | 0 | 952.3151 | 880.4332 | 2021-07-04 00:17
StdNResSpltPkgAC-65to134 | PreNResSpltPkgAC-65to-PEYes | EUn | 1996 | CZ09 | cDXGF | 0 | None | 1 | 930201.4 | 8503475 |  | 2135429 | 0 | 2915080 | 63776.18 | 2585140 | 0 | 23760.55 | 779091.6 | 76789.58 | 522131.2 | 0 | 1194.552 | 0 | 0 | 3318712000 | 18157230 | 3300555000 | 33005.55 | 967062.615 | 0 | 952.3151 | 880.4332 | 2021-07-04 00:18
StdNResSpltPkgAC-65to134 | PreNResSpltPkgAC-65to-PEYes | EUn | 1996 | CZ10 | cDXGF | 0 | None | 1 | 930201.4 | 8825750 |  | 2135429 | 0 | 2915080 | 91614.63 | 2879786 | 0 | 32492.89 | 759652.2 | 83587.95 | 528551.9 | 0 | 11690.57 | 0 | 0 | 4165508000 | 18157230 | 4147350000 | 41473.5 | 1215173.55 | 0 | 952.3151 | 880.4332 | 2021-07-04 00:19
StdNResSpltPkgAC-65to134 | PreNResSpltPkgAC-65to-PEYes | EUn | 1996 | CZ11 | cDXGF | 0 | None | 1 | 930201.4 | 8622382 |  | 2135429 | 0 | 2915080 | 170549.4 | 2594792 | 0 | 56083.2 | 730142 | 131541.3 | 453895.3 | 0 | 20301.54 | 0 | 0 | 7988931000 | 18157230 | 7970773000 | 79707.73 | 2335436.489 | 0 | 952.3151 | 880.4332 | 2021-07-04 00:20
StdNResSpltPkgAC-65to134 | PreNResSpltPkgAC-65to-PEYes | EUn | 1996 | CZ12 | cDXGF | 0 | None | 1 | 930201.4 | 8036277 |  | 2135429 | 0 | 2915080 | 150703.6 | 2086901 | 0 | 47096.76 | 681145.3 | 112590.8 | 428994.3 | 0 | 19917.97 | 0 | 0 | 7211073000 | 18157230 | 7192915000 | 71929.15 | 2107524.095 | 0 | 952.3151 | 880.4332 | 2021-07-04 00:21
StdNResSpltPkgAC-65to134 | PreNResSpltPkgAC-65to-PEYes | EUn | 1996 | CZ13 | cDXGF | 0 | None | 1 | 930201.4 | 8934684 |  | 2135429 | 0 | 2915080 | 124111.3 | 2935481 | 0 | 49836.98 | 760873.3 | 102230.9 | 521327.4 | 0 | 13866.42 | 0 | 0 | 6082119000 | 18157230 | 6063962000 | 60639.62 | 1776740.866 | 0 | 952.3151 | 880.4332 | 2021-07-04 00:23
StdNResSpltPkgAC-65to134 | PreNResSpltPkgAC-65to-PEYes | EUn | 1996 | CZ14 | cDXGF | 0 | None | 1 | 930201.4 | 8623273 |  | 2135429 | 0 | 2915080 | 150145.5 | 2596518 | 0 | 60835.01 | 744600.7 | 108844.1 | 482490.6 | 0 | 20658.84 | 0 | 0 | 6435685000 | 18157230 | 6417527000 | 64175.27 | 1880335.411 | 0 | 952.3151 | 880.4332 | 2021-07-04 00:24
StdNResSpltPkgAC-65to134 | PreNResSpltPkgAC-65to-PEYes | EUn | 1996 | CZ15 | cDXGF | 0 | None | 1 | 930201.4 | 11068620 |  | 2135429 | 0 | 2915080 | 19542.53 | 5017989 | 0 | 17033.79 | 963430.8 | 35912.81 | 795822.4 | 0 | 114.9136 | 0 | 0 | 1181949000 | 18157230 | 1163791000 | 11637.91 | 340990.763 | 0 | 952.3151 | 880.4332 | 2021-07-04 00:25
StdNResSpltPkgAC-65to134 | PreNResSpltPkgAC-65to-PEYes | EUn | 1996 | CZ16 | cDXGF | 0 | None | 1 | 930201.4 | 7358445 |  | 2135429 | 0 | 2915080 | 355058.3 | 1030142 | 0 | 102856.6 | 704983.9 | 229371.3 | 286146.9 | 0 | 114890.9 | 0 | 0 | 18255470000 | 18157230 | 18237310000 | 182373.1 | 5343531.83 | 0 | 952.3151 | 880.4332 | 2021-07-04 00:26
StdNResSpltPkgAC-65to134 | PreNResSpltPkgAC-65to-PEYes | EUn | 2003 | CZ01 | cDXGF | 0 | None | 1 | 930201.4 | 5967524 |  | 2135429 | 0 | 2778924 | 269519.5 | 189026.3 | 0 | 69139.29 | 495998.6 | 211699.2 | 72514.34 | 0 | 29484.16 | 0 | 0 | 15242610000 | 18157230 | 15224450000 | 152244.5 | 4460763.85 | 0 | 952.3151 | 839.4667 | 2021-07-04 00:27
StdNResSpltPkgAC-65to134 | PreNResSpltPkgAC-65to-PEYes | EUn | 2003 | CZ02 | cDXGF | 0 | None | 1 | 930201.4 | 6860662 |  | 2135429 | 0 | 2778924 | 183336.5 | 1168096 | 0 | 46724.05 | 519980.1 | 115490.6 | 280372.5 | 0 | 28166.7 | 0 | 0 | 7988685000 | 18157230 | 7970525000 | 79705.25 | 2335363.825 | 0 | 952.3151 | 839.4667 | 2021-07-04 00:28
StdNResSpltPkgAC-65to134 | PreNResSpltPkgAC-65to-PEYes | EUn | 2003 | CZ03 | cDXGF | 0 | None | 1 | 930201.4 | 6370476 |  | 2135429 | 0 | 2778924 | 130073.6 | 707358.3 | 0 | 31330.17 | 582068.3 | 126179.5 | 242351.9 | 0 | 5289.055 | 0 | 0 | 7337279000 | 18157230 | 7319121000 | 73191.21 | 2144502.453 | 0 | 952.3151 | 839.4667 | 2021-07-04 00:29
StdNResSpltPkgAC-65to134 | PreNResSpltPkgAC-65to-PEYes | EUn | 2003 | CZ04 | cDXGF | 0 | None | 1 | 930201.4 | 7134153 |  | 2135429 | 0 | 2778924 | 108042.6 | 1515013 | 0 | 27973.81 | 561960.7 | 88935.52 | 349985.3 | 0 | 6806.966 | 0 | 0 | 5590804000 | 18157230 | 5572645000 | 55726.45 | 1632784.985 | 0 | 952.3151 | 839.4667 | 2021-07-04 00:31
StdNResSpltPkgAC-65to134 | PreNResSpltPkgAC-65to-PEYes | EUn | 2003 | CZ05 | cDXGF | 0 | None | 1 | 930201.4 | 6520027 |  | 2135429 | 0 | 2778924 | 125246.5 | 862300.3 | 0 | 35200.12 | 571669.8 | 106168.2 | 272542.8 | 0 | 11253.28 | 0 | 0 | 6469245000 | 18157230 | 6451085000 | 64510.85 | 1890167.905 | 0 | 952.3151 | 839.4667 | 2021-07-04 00:32
StdNResSpltPkgAC-65to134 | PreNResSpltPkgAC-65to-PEYes | EUn | 2003 | CZ06 | cDXGF | 0 | None | 1 | 930201.4 | 7328394 |  | 2135429 | 0 | 2778924 | 40459.92 | 1747241 | 0 | 12451.98 | 613418.6 | 53887.09 | 416232.9 | 0 | 465.1893 | 0 | 0 | 2581230000 | 18157230 | 2563074000 | 25630.74 | 750980.682 | 0 | 952.3151 | 839.4667 | 2021-07-04 00:33
StdNResSpltPkgAC-65to134 | PreNResSpltPkgAC-65to-PEYes | EUn | 2003 | CZ07 | cDXGF | 0 | None | 1 | 930201.4 | 7028221 |  | 2135429 | 0 | 2778924 | 30010.9 | 1470579 | 0 | 6074.287 | 607185.6 | 51146.43 | 394224.3 | 0 | 14.3201 | 0 | 0 | 2253048000 | 18157230 | 2234890000 | 22348.9 | 654822.77 | 0 | 952.3151 | 839.4667 | 2021-07-04 00:34
StdNResSpltPkgAC-65to134 | PreNResSpltPkgAC-65to-PEYes | EUn | 2003 | CZ08 | cDXGF | 0 | None | 1 | 930201.4 | 7795912 |  | 2135429 | 0 | 2778924 | 37175.41 | 2238231 | 0 | 12154.64 | 593475.6 | 46972.64 | 440812.7 | 0 | 517.5842 | 0 | 0 | 2267844000 | 18157230 | 2249687000 | 22496.87 | 659158.291 | 0 | 952.3151 | 839.4667 | 2021-07-04 00:35
StdNResSpltPkgAC-65to134 | PreNResSpltPkgAC-65to-PEYes | EUn | 2003 | CZ09 | cDXGF | 0 | None | 1 | 930201.4 | 7827821 |  | 2135429 | 0 | 2778924 | 50782.59 | 2152405 | 0 | 21533.97 | 687672 | 71237.42 | 457128.5 | 0 | 1071.357 | 0 | 0 | 3100509000 | 18157230 | 3082353000 | 30823.53 | 903129.429 | 0 | 952.3151 | 839.4667 | 2021-07-04 00:36
StdNResSpltPkgAC-65to134 | PreNResSpltPkgAC-65to-PEYes | EUn | 2003 | CZ10 | cDXGF | 0 | None | 1 | 930201.4 | 7972333 |  | 2135429 | 0 | 2778924 | 69386.75 | 2317614 | 0 | 27788.11 | 633247.4 | 66730.19 | 444070.9 | 0 | 9938.084 | 0 | 0 | 3254057000 | 18157230 | 3235900000 | 32359 | 948118.7 | 0 | 952.3151 | 839.4667 | 2021-07-04 00:37
StdNResSpltPkgAC-65to134 | PreNResSpltPkgAC-65to-PEYes | EUn | 2003 | CZ11 | cDXGF | 0 | None | 1 | 930201.4 | 8041542 |  | 2135429 | 0 | 2778924 | 167229.8 | 2236253 | 0 | 51082.7 | 652005.6 | 122481.7 | 400558.9 | 0 | 20612.18 | 0 | 0 | 7533686000 | 18157230 | 7515530000 | 75155.3 | 2202050.29 | 0 | 952.3151 | 839.4667 | 2021-07-04 00:38
StdNResSpltPkgAC-65to134 | PreNResSpltPkgAC-65to-PEYes | EUn | 2003 | CZ12 | cDXGF | 0 | None | 1 | 930201.4 | 7512845 |  | 2135429 | 0 | 2778924 | 149149.1 | 1782027 | 0 | 42544.24 | 604352.4 | 105002.8 | 377175.6 | 0 | 20416.01 | 0 | 0 | 6851159000 | 18157230 | 6833001000 | 68330.01 | 2002069.293 | 0 | 952.3151 | 839.4667 | 2021-07-04 00:39
StdNResSpltPkgAC-65to134 | PreNResSpltPkgAC-65to-PEYes | EUn | 2003 | CZ13 | cDXGF | 0 | None | 1 | 930201.4 | 8327486 |  | 2135429 | 0 | 2778924 | 123585.6 | 2550633 | 0 | 45334 | 679468.8 | 96123.2 | 461963.1 | 0 | 14105.43 | 0 | 0 | 5789565000 | 18157230 | 5771405000 | 57714.05 | 1691021.665 | 0 | 952.3151 | 839.4667 | 2021-07-04 00:40
StdNResSpltPkgAC-65to134 | PreNResSpltPkgAC-65to-PEYes | EUn | 2003 | CZ14 | cDXGF | 0 | None | 1 | 930201.4 | 7999365 |  | 2135429 | 0 | 2778924 | 145946.8 | 2196561 | 0 | 55779.7 | 664593.6 | 105810.6 | 421018.7 | 0 | 22126.18 | 0 | 0 | 6365901000 | 18157230 | 6347743000 | 63477.43 | 1859888.699 | 0 | 952.3151 | 839.4667 | 2021-07-04 00:41
StdNResSpltPkgAC-65to134 | PreNResSpltPkgAC-65to-PEYes | EUn | 2003 | CZ15 | cDXGF | 0 | None | 1 | 930201.4 | 10234540 |  | 2135429 | 0 | 2778924 | 17409.88 | 4411811 | 0 | 15846.92 | 875006.3 | 35424.59 | 718709.9 | 0 | 106.0717 | 0 | 0 | 1178267000 | 18157230 | 1160109000 | 11601.09 | 339911.937 | 0 | 952.3151 | 839.4667 | 2021-07-04 00:42
StdNResSpltPkgAC-65to134 | PreNResSpltPkgAC-65to-PEYes | EUn | 2003 | CZ16 | cDXGF | 0 | None | 1 | 930201.4 | 6967872 |  | 2135429 | 0 | 2778924 | 373870.5 | 853827.8 | 0 | 89665.13 | 611754.4 | 214802.3 | 243842.1 | 0 | 124396.1 | 0 | 0 | 18156030000 | 18157230 | 18137870000 | 181378.7 | 5314395.91 | 0 | 952.3151 | 839.4667 | 2021-07-04 00:43
StdNResSpltPkgAC-65to134 | PreNResSpltPkgAC-65to-PEYes | EUn | 2007 | CZ01 | cDXGF | 0 | None | 1 | 930201.4 | 5936129 |  | 2135429 | 0 | 2778924 | 248938.5 | 179647.1 | 0 | 69043.06 | 494800.7 | 209882.5 | 72120.44 | 0 | 29342.17 | 0 | 0 | 15031950000 | 18157230 | 15013800000 | 150138 | 4399043.4 | 0 | 952.3151 | 839.4667 | 2021-07-04 00:44
StdNResSpltPkgAC-65to134 | PreNResSpltPkgAC-65to-PEYes | EUn | 2007 | CZ02 | cDXGF | 0 | None | 1 | 930201.4 | 6815976 |  | 2135429 | 0 | 2778924 | 169391.3 | 1140626 | 0 | 46422.84 | 517089.2 | 113507.6 | 279757.2 | 0 | 28088.75 | 0 | 0 | 7836116000 | 18157230 | 7817959000 | 78179.59 | 2290661.987 | 0 | 952.3151 | 839.4667 | 2021-07-04 00:45
StdNResSpltPkgAC-65to134 | PreNResSpltPkgAC-65to-PEYes | EUn | 2007 | CZ03 | cDXGF | 0 | None | 1 | 930201.4 | 6340883 |  | 2135429 | 0 | 2778924 | 120155.3 | 689032.9 | 0 | 31254.76 | 580832.8 | 124472.5 | 242201.7 | 0 | 5251.395 | 0 | 0 | 7237381000 | 18157230 | 7219226000 | 72192.26 | 2115233.218 | 0 | 952.3151 | 839.4667 | 2021-07-04 00:47
StdNResSpltPkgAC-65to134 | PreNResSpltPkgAC-65to-PEYes | EUn | 2007 | CZ04 | cDXGF | 0 | None | 1 | 930201.4 | 7088401 |  | 2135429 | 0 | 2778924 | 99808.03 | 1480018 | 0 | 27832.47 | 559597.8 | 87322.78 | 349410 | 0 | 6786.677 | 0 | 0 | 5462841000 | 18157230 | 5444682000 | 54446.82 | 1595291.826 | 0 | 952.3151 | 839.4667 | 2021-07-04 00:48
StdNResSpltPkgAC-65to134 | PreNResSpltPkgAC-65to-PEYes | EUn | 2007 | CZ05 | cDXGF | 0 | None | 1 | 930201.4 | 6494536 |  | 2135429 | 0 | 2778924 | 115787.5 | 842566.2 | 0 | 35121.5 | 575511.4 | 108104.1 | 273316.8 | 0 | 11192.55 | 0 | 0 | 6360775000 | 18157230 | 6342617000 | 63426.17 | 1858386.781 | 0 | 952.3151 | 839.4667 | 2021-07-04 00:49
StdNResSpltPkgAC-65to134 | PreNResSpltPkgAC-65to-PEYes | EUn | 2007 | CZ06 | cDXGF | 0 | None | 1 | 930201.4 | 7291178 |  | 2135429 | 0 | 2778924 | 37519.69 | 1712962 | 0 | 12451.98 | 613418.6 | 53887.09 | 416232.9 | 0 | 467.3148 | 0 | 0 | 2581230000 | 18157230 | 2563074000 | 25630.74 | 750980.682 | 0 | 952.3151 | 839.4667 | 2021-07-04 00:50
StdNResSpltPkgAC-65to134 | PreNResSpltPkgAC-65to-PEYes | EUn | 2007 | CZ07 | cDXGF | 0 | None | 1 | 930201.4 | 6995518 |  | 2135429 | 0 | 2778924 | 27830.28 | 1440055 | 0 | 6074.287 | 607185.6 | 51146.43 | 394224.3 | 0 | 14.3201 | 0 | 0 | 2253048000 | 18157230 | 2234890000 | 22348.9 | 654822.77 | 0 | 952.3151 | 839.4667 | 2021-07-04 00:51
StdNResSpltPkgAC-65to134 | PreNResSpltPkgAC-65to-PEYes | EUn | 2007 | CZ08 | cDXGF | 0 | None | 1 | 930201.4 | 7749292 |  | 2135429 | 0 | 2778924 | 34473.79 | 2194311 | 0 | 12154.64 | 593475.6 | 46972.64 | 440812.7 | 0 | 519.9309 | 0 | 0 | 2267844000 | 18157230 | 2249687000 | 22496.87 | 659158.291 | 0 | 952.3151 | 839.4667 | 2021-07-04 00:52
StdNResSpltPkgAC-65to134 | PreNResSpltPkgAC-65to-PEYes | EUn | 2007 | CZ09 | cDXGF | 0 | None | 1 | 930201.4 | 7779931 |  | 2135429 | 0 | 2778924 | 47091.41 | 2108196 | 0 | 21533.97 | 687672 | 71237.42 | 457128.5 | 0 | 1078.513 | 0 | 0 | 3100509000 | 18157230 | 3082353000 | 30823.53 | 903129.429 | 0 | 952.3151 | 839.4667 | 2021-07-04 00:53
StdNResSpltPkgAC-65to134 | PreNResSpltPkgAC-65to-PEYes | EUn | 2007 | CZ10 | cDXGF | 0 | None | 1 | 930201.4 | 7909783 |  | 2135429 | 0 | 2778924 | 64065.47 | 2263959 | 0 | 27616.41 | 629869.6 | 65250.85 | 442719.8 | 0 | 9916.207 | 0 | 0 | 3162658000 | 18157230 | 3144501000 | 31445.01 | 921338.793 | 0 | 952.3151 | 839.4667 | 2021-07-04 00:54
StdNResSpltPkgAC-65to134 | PreNResSpltPkgAC-65to-PEYes | EUn | 2007 | CZ11 | cDXGF | 0 | None | 1 | 930201.4 | 7967870 |  | 2135429 | 0 | 2778924 | 154301 | 2180079 | 0 | 50711.75 | 647852.4 | 120098.5 | 399096.2 | 0 | 20569.32 | 0 | 0 | 7366489000 | 18157230 | 7348330000 | 73483.3 | 2153060.69 | 0 | 952.3151 | 839.4667 | 2021-07-04 00:55
StdNResSpltPkgAC-65to134 | PreNResSpltPkgAC-65to-PEYes | EUn | 2007 | CZ12 | cDXGF | 0 | None | 1 | 930201.4 | 7453678 |  | 2135429 | 0 | 2778924 | 137658.7 | 1738427 | 0 | 42233.08 | 600638 | 102920.7 | 376066.6 | 0 | 20364 | 0 | 0 | 6705203000 | 18157230 | 6687047000 | 66870.47 | 1959304.771 | 0 | 952.3151 | 839.4667 | 2021-07-04 00:56
StdNResSpltPkgAC-65to134 | PreNResSpltPkgAC-65to-PEYes | EUn | 2007 | CZ13 | cDXGF | 0 | None | 1 | 930201.4 | 8247288 |  | 2135429 | 0 | 2778924 | 114037.6 | 2484428 | 0 | 45023.74 | 675374.6 | 94251.34 | 460121.2 | 0 | 14068.23 | 0 | 0 | 5654757000 | 18157230 | 5636600000 | 56366 | 1651523.8 | 0 | 952.3151 | 839.4667 | 2021-07-04 00:57
StdNResSpltPkgAC-65to134 | PreNResSpltPkgAC-65to-PEYes | EUn | 2007 | CZ14 | cDXGF | 0 | None | 1 | 930201.4 | 7930621 |  | 2135429 | 0 | 2778924 | 134594.5 | 2143397 | 0 | 55436.2 | 660826.1 | 103828.1 | 419738.1 | 0 | 22007.93 | 0 | 0 | 6203609000 | 18157230 | 6185454000 | 61854.54 | 1812338.022 | 0 | 952.3151 | 839.4667 | 2021-07-04 00:58
StdNResSpltPkgAC-65to134 | PreNResSpltPkgAC-65to-PEYes | EUn | 2007 | CZ15 | cDXGF | 0 | None | 1 | 930201.4 | 10120260 |  | 2135429 | 0 | 2778924 | 16053.79 | 4303448 | 0 | 15759.5 | 870534.5 | 34364.53 | 715725.2 | 0 | 106.0797 | 0 | 0 | 1127096000 | 18157230 | 1108938000 | 11089.38 | 324918.834 | 0 | 952.3151 | 839.4667 | 2021-07-04 00:59
StdNResSpltPkgAC-65to134 | PreNResSpltPkgAC-65to-PEYes | EUn | 2007 | CZ16 | cDXGF | 0 | None | 1 | 930201.4 | 6905906 |  | 2135429 | 0 | 2778924 | 344707.3 | 824097.3 | 0 | 89402.65 | 609636.3 | 212918.9 | 243275.8 | 0 | 123705.1 | 0 | 0 | 17957030000 | 18157230 | 17938860000 | 179388.6 | 5256085.98 | 0 | 952.3151 | 839.4667 | 2021-07-04 01:00
StdNResSpltPkgAC-65to134 | PreNResSpltPkgAC-65to-PEYes | EUn | 2011 | CZ01 | cDXGF | 0 | None | 1 | 930201.4 | 5902547 |  | 2135429 | 0 | 2778924 | 213529.2 | 187136.7 | 0 | 68921.79 | 492222.8 | 197746.8 | 75068.84 | 0 | 26378.97 | 0 | 0 | 14043810000 | 18157230 | 14025660000 | 140256.6 | 4109518.38 | 0 | 952.3151 | 839.4667 | 2021-07-04 01:01
StdNResSpltPkgAC-65to134 | PreNResSpltPkgAC-65to-PEYes | EUn | 2011 | CZ02 | cDXGF | 0 | None | 1 | 930201.4 | 6778952 |  | 2135429 | 0 | 2778924 | 145021.3 | 1136069 | 0 | 46064.41 | 512090.3 | 109553.2 | 278932.1 | 0 | 25349.47 | 0 | 0 | 7613742000 | 18157230 | 7595582000 | 75955.82 | 2225505.526 | 0 | 952.3151 | 839.4667 | 2021-07-04 01:02
StdNResSpltPkgAC-65to134 | PreNResSpltPkgAC-65to-PEYes | EUn | 2011 | CZ03 | cDXGF | 0 | None | 1 | 930201.4 | 6311791 |  | 2135429 | 0 | 2778924 | 91243.3 | 693171.5 | 0 | 31142.21 | 577446.5 | 120244.9 | 242549.5 | 0 | 4429.738 | 0 | 0 | 7047498000 | 18157230 | 7029344000 | 70293.44 | 2059597.792 | 0 | 952.3151 | 839.4667 | 2021-07-04 01:03
StdNResSpltPkgAC-65to134 | PreNResSpltPkgAC-65to-PEYes | EUn | 2011 | CZ04 | cDXGF | 0 | None | 1 | 930201.4 | 7054967 |  | 2135429 | 0 | 2778924 | 76994.34 | 1475264 | 0 | 27650.01 | 554942.1 | 83562.59 | 348773.2 | 0 | 5760.131 | 0 | 0 | 5261393000 | 18157230 | 5243236000 | 52432.36 | 1536268.148 | 0 | 952.3151 | 839.4667 | 2021-07-04 01:04
StdNResSpltPkgAC-65to134 | PreNResSpltPkgAC-65to-PEYes | EUn | 2011 | CZ05 | cDXGF | 0 | None | 1 | 930201.4 | 6466407 |  | 2135429 | 0 | 2778924 | 87682.48 | 846330 | 0 | 35084.7 | 573400.6 | 105714.7 | 273580.1 | 0 | 9551.421 | 0 | 0 | 6269430000 | 18157230 | 6251272000 | 62512.72 | 1831622.696 | 0 | 952.3151 | 839.4667 | 2021-07-04 01:05
StdNResSpltPkgAC-65to134 | PreNResSpltPkgAC-65to-PEYes | EUn | 2011 | CZ06 | cDXGF | 0 | None | 1 | 930201.4 | 7282500 |  | 2135429 | 0 | 2778924 | 26707.2 | 1716702 | 0 | 12437.52 | 611981.4 | 52627.95 | 416366.1 | 0 | 314.0996 | 0 | 0 | 2536082000 | 18157230 | 2517926000 | 25179.26 | 737752.318 | 0 | 952.3151 | 839.4667 | 2021-07-04 01:06
StdNResSpltPkgAC-65to134 | PreNResSpltPkgAC-65to-PEYes | EUn | 2011 | CZ07 | cDXGF | 0 | None | 1 | 930201.4 | 6986776 |  | 2135429 | 0 | 2778924 | 19161.43 | 1442662 | 0 | 6049.962 | 604541 | 49131.23 | 394083.5 | 0 | 4.2127 | 0 | 0 | 2162824000 | 18157230 | 2144667000 | 21446.67 | 628387.431 | 0 | 952.3151 | 839.4667 | 2021-07-04 01:08
StdNResSpltPkgAC-65to134 | PreNResSpltPkgAC-65to-PEYes | EUn | 2011 | CZ08 | cDXGF | 0 | None | 1 | 930201.4 | 7723190 |  | 2135429 | 0 | 2778924 | 24573.17 | 2182971 | 0 | 12070.55 | 588810.6 | 44718.43 | 439180.4 | 0 | 409.755 | 0 | 0 | 2154586000 | 18157230 | 2136428000 | 21364.28 | 625973.404 | 0 | 952.3151 | 839.4667 | 2021-07-04 01:09
StdNResSpltPkgAC-65to134 | PreNResSpltPkgAC-65to-PEYes | EUn | 2011 | CZ09 | cDXGF | 0 | None | 1 | 930201.4 | 7722469 |  | 2135429 | 0 | 2778924 | 33670.52 | 2079693 | 0 | 21069.8 | 672777.3 | 63585.17 | 452096.1 | 0 | 898.5104 | 0 | 0 | 2670922000 | 18157230 | 2652765000 | 26527.65 | 777260.145 | 0 | 952.3151 | 839.4667 | 2021-07-04 01:10
StdNResSpltPkgAC-65to134 | PreNResSpltPkgAC-65to-PEYes | EUn | 2011 | CZ10 | cDXGF | 0 | None | 1 | 930201.4 | 7879252 |  | 2135429 | 0 | 2778924 | 53314.6 | 2250723 | 0 | 27412.56 | 624657.4 | 62719.75 | 440800.8 | 0 | 8788.164 | 0 | 0 | 3035297000 | 18157230 | 3017140000 | 30171.4 | 884022.02 | 0 | 952.3151 | 839.4667 | 2021-07-04 01:11
StdNResSpltPkgAC-65to134 | PreNResSpltPkgAC-65to-PEYes | EUn | 2011 | CZ11 | cDXGF | 0 | None | 1 | 930201.4 | 7868781 |  | 2135429 | 0 | 2778924 | 133228.9 | 2129398 | 0 | 48722.16 | 624621.2 | 100142.6 | 395183.4 | 0 | 18452.39 | 0 | 0 | 5704782000 | 18157230 | 5686626000 | 56866.26 | 1666181.418 | 0 | 952.3151 | 839.4667 | 2021-07-04 01:12
StdNResSpltPkgAC-65to134 | PreNResSpltPkgAC-65to-PEYes | EUn | 2011 | CZ12 | cDXGF | 0 | None | 1 | 930201.4 | 7410125 |  | 2135429 | 0 | 2778924 | 118645.6 | 1726854 | 0 | 41412.55 | 590489.6 | 94504.86 | 375496.6 | 0 | 18365.84 | 0 | 0 | 6045785000 | 18157230 | 6027627000 | 60276.27 | 1766094.711 | 0 | 952.3151 | 839.4667 | 2021-07-04 01:13
StdNResSpltPkgAC-65to134 | PreNResSpltPkgAC-65to-PEYes | EUn | 2011 | CZ13 | cDXGF | 0 | None | 1 | 930201.4 | 8154849 |  | 2135429 | 0 | 2778924 | 97925.98 | 2429833 | 0 | 43646.78 | 656422.2 | 81565.58 | 454694.1 | 0 | 12664.73 | 0 | 0 | 4664304000 | 18157230 | 4646148000 | 46461.48 | 1361321.364 | 0 | 952.3151 | 839.4667 | 2021-07-04 01:14
StdNResSpltPkgAC-65to134 | PreNResSpltPkgAC-65to-PEYes | EUn | 2011 | CZ14 | cDXGF | 0 | None | 1 | 930201.4 | 7842038 |  | 2135429 | 0 | 2778924 | 114334.2 | 2100799 | 0 | 53463.21 | 639517.7 | 85737.61 | 417954.5 | 0 | 19569.11 | 0 | 0 | 4726723000 | 18157230 | 4708566000 | 47085.66 | 1379609.838 | 0 | 952.3151 | 839.4667 | 2021-07-04 01:15
StdNResSpltPkgAC-65to134 | PreNResSpltPkgAC-65to-PEYes | EUn | 2011 | CZ15 | cDXGF | 0 | None | 1 | 930201.4 | 9901826 |  | 2135429 | 0 | 2778924 | 12104.16 | 4123326 | 0 | 15157.19 | 836795 | 27131.94 | 693682.8 | 0 | 87.9189 | 0 | 0 | 812759200 | 18157230 | 794601800 | 7946.018 | 232818.3274 | 0 | 952.3151 | 839.4667 | 2021-07-04 01:16
StdNResSpltPkgAC-65to134 | PreNResSpltPkgAC-65to-PEYes | EUn | 2011 | CZ16 | cDXGF | 0 | None | 1 | 930201.4 | 6836813 |  | 2135429 | 0 | 2778924 | 303822.3 | 825170.9 | 0 | 87305.34 | 593167.8 | 183856.4 | 246103.1 | 0 | 112990.6 | 0 | 0 | 14546620000 | 18157230 | 14528460000 | 145284.6 | 4256838.78 | 0 | 952.3151 | 839.4667 | 2021-07-04 01:17
StdNResSpltPkgAC-65to134 | PreNResSpltPkgAC-65to-PEYes | EUn | 2015 | CZ01 | cDXGF | 0 | None | 1 | 930201.4 | 5795713 |  | 2131568 | 0 | 2778924 | 212525.3 | 130523.1 | 0 | 63535.15 | 450394 | 184367.9 | 67651.68 | 0 | 28238.65 | 0 | 0 | 13542990000 | 18157230 | 13524840000 | 135248.4 | 3962778.12 | 0 | 950.932 | 839.4667 | 2021-07-04 01:18
StdNResSpltPkgAC-65to134 | PreNResSpltPkgAC-65to-PEYes | EUn | 2015 | CZ02 | cDXGF | 0 | None | 1 | 930201.4 | 6592290 |  | 2131568 | 0 | 2778924 | 122473.8 | 1013021 | 0 | 43523.8 | 477814.1 | 104237 | 258467.5 | 0 | 24962.21 | 0 | 0 | 7311523000 | 18157230 | 7293365000 | 72933.65 | 2136955.945 | 0 | 950.932 | 839.4667 | 2021-07-04 01:19
StdNResSpltPkgAC-65to134 | PreNResSpltPkgAC-65to-PEYes | EUn | 2015 | CZ03 | cDXGF | 0 | None | 1 | 930201.4 | 6133411 |  | 2131568 | 0 | 2778924 | 78250.8 | 608667.3 | 0 | 27059.68 | 504687 | 101011.8 | 225229 | 0 | 4250.508 | 0 | 0 | 6331872000 | 18157230 | 6313716000 | 63137.16 | 1849918.788 | 0 | 950.932 | 839.4667 | 2021-07-04 01:20
StdNResSpltPkgAC-65to134 | PreNResSpltPkgAC-65to-PEYes | EUn | 2015 | CZ04 | cDXGF | 0 | None | 1 | 930201.4 | 6800365 |  | 2131568 | 0 | 2778924 | 65195.69 | 1294502 | 0 | 25016.69 | 499215.3 | 71671.07 | 319540.3 | 0 | 5938.476 | 0 | 0 | 4521376000 | 18157230 | 4503219000 | 45032.19 | 1319443.167 | 0 | 950.932 | 839.4667 | 2021-07-04 01:21
StdNResSpltPkgAC-65to134 | PreNResSpltPkgAC-65to-PEYes | EUn | 2015 | CZ05 | cDXGF | 0 | None | 1 | 930201.4 | 6288711 |  | 2131568 | 0 | 2778924 | 76495.95 | 741441.9 | 0 | 30530.81 | 520702.3 | 102693.4 | 255367.5 | 0 | 9044.98 | 0 | 0 | 5626849000 | 18157230 | 5608692000 | 56086.92 | 1643346.756 | 0 | 950.932 | 839.4667 | 2021-07-04 01:22
StdNResSpltPkgAC-65to134 | PreNResSpltPkgAC-65to-PEYes | EUn | 2015 | CZ06 | cDXGF | 0 | None | 1 | 930201.4 | 7009297 |  | 2131568 | 0 | 2778924 | 22249.63 | 1529705 | 0 | 10814.38 | 535779.3 | 44944.48 | 375566.4 | 0 | 249.3987 | 0 | 0 | 2296164000 | 18157230 | 2278007000 | 22780.07 | 667456.051 | 0 | 950.932 | 839.4667 | 2021-07-04 01:23
StdNResSpltPkgAC-65to134 | PreNResSpltPkgAC-65to-PEYes | EUn | 2015 | CZ07 | cDXGF | 0 | None | 1 | 930201.4 | 6754371 |  | 2131568 | 0 | 2778924 | 15854.61 | 1291589 | 0 | 5269.799 | 531160.8 | 42572.74 | 360262 | 0 | 0.96431 | 0 | 0 | 2010855000 | 18157230 | 1992697000 | 19926.97 | 583860.221 | 0 | 950.932 | 839.4667 | 2021-07-04 01:24
StdNResSpltPkgAC-65to134 | PreNResSpltPkgAC-65to-PEYes | EUn | 2015 | CZ08 | cDXGF | 0 | None | 1 | 930201.4 | 7418851 |  | 2131568 | 0 | 2778924 | 19719.91 | 1943991 | 0 | 10981.5 | 533199.4 | 39474.54 | 403484.3 | 0 | 462.7262 | 0 | 0 | 1862225000 | 18157230 | 1844068000 | 18440.68 | 540311.924 | 0 | 950.932 | 839.4667 | 2021-07-04 01:25
StdNResSpltPkgAC-65to134 | PreNResSpltPkgAC-65to-PEYes | EUn | 2015 | CZ09 | cDXGF | 0 | None | 1 | 930201.4 | 7406006 |  | 2131568 | 0 | 2778924 | 27825.62 | 1833889 | 0 | 19372.42 | 613558.6 | 56508.84 | 416425.4 | 0 | 863.7931 | 0 | 0 | 2217231000 | 18157230 | 2199074000 | 21990.74 | 644328.682 | 0 | 950.932 | 839.4667 | 2021-07-04 01:26
StdNResSpltPkgAC-65to134 | PreNResSpltPkgAC-65to-PEYes | EUn | 2015 | CZ10 | cDXGF | 0 | None | 1 | 930201.4 | 7626985 |  | 2131568 | 0 | 2778924 | 44543.45 | 2048612 | 0 | 26175.62 | 588469.6 | 60889.36 | 413935.2 | 0 | 8689.395 | 0 | 0 | 2884400000 | 18157230 | 2866242000 | 28662.42 | 839808.906 | 0 | 950.932 | 839.4667 | 2021-07-04 01:27
StdNResSpltPkgAC-65to134 | PreNResSpltPkgAC-65to-PEYes | EUn | 2015 | CZ11 | cDXGF | 0 | None | 1 | 930201.4 | 7596842 |  | 2131568 | 0 | 2778924 | 111983.5 | 1925235 | 0 | 46191.66 | 584998.3 | 94928.59 | 369345.6 | 0 | 17936.98 | 0 | 0 | 5324316000 | 18157230 | 5306158000 | 53061.58 | 1554704.294 | 0 | 950.932 | 839.4667 | 2021-07-04 01:28
StdNResSpltPkgAC-65to134 | PreNResSpltPkgAC-65to-PEYes | EUn | 2015 | CZ12 | cDXGF | 0 | None | 1 | 930201.4 | 7177303 |  | 2131568 | 0 | 2778924 | 99879.67 | 1557412 | 0 | 39212.82 | 552323.6 | 89735.07 | 350244.4 | 0 | 17979.52 | 0 | 0 | 5721437000 | 18157230 | 5703280000 | 57032.8 | 1671061.04 | 0 | 950.932 | 839.4667 | 2021-07-04 01:29
StdNResSpltPkgAC-65to134 | PreNResSpltPkgAC-65to-PEYes | EUn | 2015 | CZ13 | cDXGF | 0 | None | 1 | 930201.4 | 7870589 |  | 2131568 | 0 | 2778924 | 82634.14 | 2207762 | 0 | 41490.49 | 615873.3 | 77891.27 | 425336.4 | 0 | 12332.69 | 0 | 0 | 4374246000 | 18157230 | 4356087000 | 43560.87 | 1276333.491 | 0 | 950.932 | 839.4667 | 2021-07-04 01:30
StdNResSpltPkgAC-65to134 | PreNResSpltPkgAC-65to-PEYes | EUn | 2015 | CZ14 | cDXGF | 0 | None | 1 | 930201.4 | 7617460 |  | 2131568 | 0 | 2778924 | 103366.6 | 1926835 | 0 | 51185.67 | 605449.5 | 83308.66 | 393269.8 | 0 | 20127.8 | 0 | 0 | 4414913000 | 18157230 | 4396755000 | 43967.55 | 1288249.215 | 0 | 950.932 | 839.4667 | 2021-07-04 01:31
StdNResSpltPkgAC-65to134 | PreNResSpltPkgAC-65to-PEYes | EUn | 2015 | CZ15 | cDXGF | 0 | None | 1 | 930201.4 | 9571057 |  | 2131568 | 0 | 2778924 | 10059.44 | 3837624 | 0 | 14612.25 | 798179.8 | 26378.42 | 661111.7 | 0 | 85.785 | 0 | 0 | 694384500 | 18157230 | 676227200 | 6762.272 | 198134.5696 | 0 | 950.932 | 839.4667 | 2021-07-04 01:32
StdNResSpltPkgAC-65to134 | PreNResSpltPkgAC-65to-PEYes | EUn | 2015 | CZ16 | cDXGF | 0 | None | 1 | 930201.4 | 6614073 |  | 2131568 | 0 | 2778924 | 286771.9 | 669716.5 | 0 | 79978.86 | 536708.2 | 169283.4 | 220303.9 | 0 | 130401.4 | 0 | 0 | 13715280000 | 18157230 | 13697130000 | 136971.3 | 4013259.09 | 0 | 950.932 | 839.4667 | 2021-07-04 01:34
StdNResSpltPkgAC-65to134 | PreNResSpltPkgAC-65to-PEYes | EUn | 2017 | CZ01 | cDXGF | 0 | None | 1 | 930201.4 | 5748168 |  | 2088979 | 0 | 2778924 | 210681.7 | 130114.5 | 0 | 63280.69 | 448540.4 | 182614.8 | 67314.13 | 0 | 27644.34 | 0 | 0 | 13200500000 | 18157230 | 13182350000 | 131823.5 | 3862428.55 | 0 | 933.9489 | 839.4667 | 2021-07-04 01:35
StdNResSpltPkgAC-65to134 | PreNResSpltPkgAC-65to-PEYes | EUn | 2017 | CZ02 | cDXGF | 0 | None | 1 | 930201.4 | 6536548 |  | 2088979 | 0 | 2778924 | 121926.2 | 1005656 | 0 | 43091.02 | 473206.9 | 102739.8 | 256330.1 | 0 | 24763.13 | 0 | 0 | 7220564000 | 18157230 | 7202404000 | 72024.04 | 2110304.372 | 0 | 933.9489 | 839.4667 | 2021-07-04 01:36
StdNResSpltPkgAC-65to134 | PreNResSpltPkgAC-65to-PEYes | EUn | 2017 | CZ03 | cDXGF | 0 | None | 1 | 930201.4 | 6084837 |  | 2088979 | 0 | 2778924 | 77903.44 | 605412.7 | 0 | 26946.84 | 502469.9 | 100556 | 223801.5 | 0 | 4198.104 | 0 | 0 | 6297880000 | 18157230 | 6279723000 | 62797.23 | 1839958.839 | 0 | 933.9489 | 839.4667 | 2021-07-04 01:37
StdNResSpltPkgAC-65to134 | PreNResSpltPkgAC-65to-PEYes | EUn | 2017 | CZ04 | cDXGF | 0 | None | 1 | 930201.4 | 6745161 |  | 2088979 | 0 | 2778924 | 64891.66 | 1286413 | 0 | 24810.4 | 495252 | 70582.06 | 317412.4 | 0 | 5887.776 | 0 | 0 | 4443417000 | 18157230 | 4425261000 | 44252.61 | 1296601.473 | 0 | 933.9489 | 839.4667 | 2021-07-04 01:38
StdNResSpltPkgAC-65to134 | PreNResSpltPkgAC-65to-PEYes | EUn | 2017 | CZ05 | cDXGF | 0 | None | 1 | 930201.4 | 6236933 |  | 2088979 | 0 | 2778924 | 75818.65 | 737346.6 | 0 | 30379.34 | 516651.9 | 101238.9 | 252126.6 | 0 | 8831.627 | 0 | 0 | 5446095000 | 18157230 | 5427940000 | 54279.4 | 1590386.42 | 0 | 933.9489 | 839.4667 | 2021-07-04 01:39
StdNResSpltPkgAC-65to134 | PreNResSpltPkgAC-65to-PEYes | EUn | 2017 | CZ06 | cDXGF | 0 | None | 1 | 930201.4 | 6946142 |  | 2088979 | 0 | 2778924 | 21948.58 | 1515186 | 0 | 10688.28 | 530178.4 | 42979.43 | 372389.1 | 0 | 235.794 | 0 | 0 | 2189141000 | 18157230 | 2170984000 | 21709.84 | 636098.312 | 0 | 933.9489 | 839.4667 | 2021-07-04 01:40
StdNResSpltPkgAC-65to134 | PreNResSpltPkgAC-65to-PEYes | EUn | 2017 | CZ07 | cDXGF | 0 | None | 1 | 930201.4 | 6697988 |  | 2088979 | 0 | 2778924 | 15712.86 | 1282185 | 0 | 5227.46 | 526956.1 | 41512.48 | 357312.8 | 0 | 0 | 0 | 0 | 1957788000 | 18157230 | 1939630000 | 19396.3 | 568311.59 | 0 | 933.9489 | 839.4667 | 2021-07-04 01:41
StdNResSpltPkgAC-65to134 | PreNResSpltPkgAC-65to-PEYes | EUn | 2017 | CZ08 | cDXGF | 0 | None | 1 | 930201.4 | 7350429 |  | 2088979 | 0 | 2778924 | 19530.91 | 1925876 | 0 | 10813.97 | 525847.1 | 37547.39 | 399561.3 | 0 | 453.9543 | 0 | 0 | 1750473000 | 18157230 | 1732315000 | 17323.15 | 507568.295 | 0 | 933.9489 | 839.4667 | 2021-07-04 01:42
StdNResSpltPkgAC-65to134 | PreNResSpltPkgAC-65to-PEYes | EUn | 2017 | CZ09 | cDXGF | 0 | None | 1 | 930201.4 | 7346930 |  | 2088979 | 0 | 2778924 | 27671.78 | 1822444 | 0 | 19221.05 | 608833.8 | 55387.46 | 413862.3 | 0 | 854.4341 | 0 | 0 | 2153477000 | 18157230 | 2135320000 | 21353.2 | 625648.76 | 0 | 933.9489 | 839.4667 | 2021-07-04 01:43
StdNResSpltPkgAC-65to134 | PreNResSpltPkgAC-65to-PEYes | EUn | 2017 | CZ10 | cDXGF | 0 | None | 1 | 930201.4 | 7565304 |  | 2088979 | 0 | 2778924 | 44296.29 | 2035086 | 0 | 25943.77 | 583456.6 | 59792.66 | 410928.7 | 0 | 8616.625 | 0 | 0 | 2824626000 | 18157230 | 2806469000 | 28064.69 | 822295.417 | 0 | 933.9489 | 839.4667 | 2021-07-04 01:44
StdNResSpltPkgAC-65to134 | PreNResSpltPkgAC-65to-PEYes | EUn | 2017 | CZ11 | cDXGF | 0 | None | 1 | 930201.4 | 7534466 |  | 2088979 | 0 | 2778924 | 111258 | 1912184 | 0 | 45741.55 | 579588.6 | 93218.68 | 366703.8 | 0 | 17787.22 | 0 | 0 | 5213756000 | 18157230 | 5195599000 | 51955.99 | 1522310.507 | 0 | 933.9489 | 839.4667 | 2021-07-04 01:45
StdNResSpltPkgAC-65to134 | PreNResSpltPkgAC-65to-PEYes | EUn | 2017 | CZ12 | cDXGF | 0 | None | 1 | 930201.4 | 7115222 |  | 2088979 | 0 | 2778924 | 99324.01 | 1547146 | 0 | 38836.35 | 544189.9 | 88260.05 | 344610 | 0 | 17821.08 | 0 | 0 | 5624808000 | 18157230 | 5606649000 | 56066.49 | 1642748.157 | 0 | 933.9489 | 839.4667 | 2021-07-04 01:46
StdNResSpltPkgAC-65to134 | PreNResSpltPkgAC-65to-PEYes | EUn | 2017 | CZ13 | cDXGF | 0 | None | 1 | 930201.4 | 7804802 |  | 2088979 | 0 | 2778924 | 82165.63 | 2191221 | 0 | 41094.11 | 610189.8 | 76325.69 | 422066.4 | 0 | 12224.94 | 0 | 0 | 4280619000 | 18157230 | 4262462000 | 42624.62 | 1248901.366 | 0 | 933.9489 | 839.4667 | 2021-07-04 01:47
StdNResSpltPkgAC-65to134 | PreNResSpltPkgAC-65to-PEYes | EUn | 2017 | CZ14 | cDXGF | 0 | None | 1 | 930201.4 | 7554967 |  | 2088979 | 0 | 2778924 | 102638.4 | 1913696 | 0 | 50729.76 | 600121.1 | 81647.06 | 390534.2 | 0 | 19876.43 | 0 | 0 | 4299507000 | 18157230 | 4281351000 | 42813.51 | 1254435.843 | 0 | 933.9489 | 839.4667 | 2021-07-04 01:48
StdNResSpltPkgAC-65to134 | PreNResSpltPkgAC-65to-PEYes | EUn | 2017 | CZ15 | cDXGF | 0 | None | 1 | 930201.4 | 9492085 |  | 2088979 | 0 | 2778924 | 9969.091 | 3808186 | 0 | 14487.2 | 791451.6 | 25451.22 | 656179.4 | 0 | 85.0037 | 0 | 0 | 659968900 | 18157230 | 641811600 | 6418.116 | 188050.7988 | 0 | 933.9489 | 839.4667 | 2021-07-04 01:49
StdNResSpltPkgAC-65to134 | PreNResSpltPkgAC-65to-PEYes | EUn | 2017 | CZ16 | cDXGF | 0 | None | 1 | 930201.4 | 6560403 |  | 2088979 | 0 | 2778924 | 285172.2 | 665540.3 | 0 | 79589.31 | 533481.1 | 167816.8 | 218627.4 | 0 | 128715.3 | 0 | 0 | 13610470000 | 18157230 | 13592310000 | 135923.1 | 3982546.83 | 0 | 933.9489 | 839.4667 | 2021-07-04 01:50
StdNResSpltPkgAC-65to134 | PreNResSpltPkgAC-65to-PEYes | EUn | 2020 | CZ01 | cDXGF | 0 | None | 1 | 930201.4 | 5052133 |  | 1432632 | 0 | 2778924 | 211066.4 | 113985.2 | 0 | 60300.14 | 427549.5 | 196815.3 | 56860.22 | 0 | 27671.29 | 0 | 0 | 14758860000 | 18157230 | 14740700000 | 147407 | 4319025.1 | 0 | 653.0144 | 839.4667 | 2021-07-04 01:51
StdNResSpltPkgAC-65to134 | PreNResSpltPkgAC-65to-PEYes | EUn | 2020 | CZ02 | cDXGF | 0 | None | 1 | 930201.4 | 5784387 |  | 1432632 | 0 | 2778924 | 122170.9 | 934618.8 | 0 | 41320.27 | 449930.2 | 107832.4 | 234826.5 | 0 | 24785.18 | 0 | 0 | 8070944000 | 18157230 | 8052786000 | 80527.86 | 2359466.298 | 0 | 653.0144 | 839.4667 | 2021-07-04 01:52
StdNResSpltPkgAC-65to134 | PreNResSpltPkgAC-65to-PEYes | EUn | 2020 | CZ03 | cDXGF | 0 | None | 1 | 930201.4 | 5347326 |  | 1432632 | 0 | 2778924 | 78084.63 | 552345.4 | 0 | 25721.83 | 475417 | 108826.6 | 199187.8 | 0 | 4197.867 | 0 | 0 | 7141693000 | 18157230 | 7123533000 | 71235.33 | 2087195.169 | 0 | 653.0144 | 839.4667 | 2021-07-04 01:53
StdNResSpltPkgAC-65to134 | PreNResSpltPkgAC-65to-PEYes | EUn | 2020 | CZ04 | cDXGF | 0 | None | 1 | 930201.4 | 5978190 |  | 1432632 | 0 | 2778924 | 64997.27 | 1201355 | 0 | 23807.37 | 470572.5 | 75763.98 | 292936.4 | 0 | 5896.299 | 0 | 0 | 5025698000 | 18157230 | 5007540000 | 50075.4 | 1467209.22 | 0 | 653.0144 | 839.4667 | 2021-07-04 01:54
StdNResSpltPkgAC-65to134 | PreNResSpltPkgAC-65to-PEYes | EUn | 2020 | CZ05 | cDXGF | 0 | None | 1 | 930201.4 | 5496694 |  | 1432632 | 0 | 2778924 | 75989.1 | 670919.3 | 0 | 28984.78 | 500392 | 115832.9 | 227890.5 | 0 | 8847.12 | 0 | 0 | 6130427000 | 18157230 | 6112270000 | 61122.7 | 1790895.11 | 0 | 653.0144 | 839.4667 | 2021-07-04 01:55
StdNResSpltPkgAC-65to134 | PreNResSpltPkgAC-65to-PEYes | EUn | 2020 | CZ06 | cDXGF | 0 | None | 1 | 930201.4 | 6157020 |  | 1432632 | 0 | 2778924 | 22051.44 | 1409317 | 0 | 10204.37 | 503649.4 | 46988.34 | 345094.1 | 0 | 236.475 | 0 | 0 | 2587173000 | 18157230 | 2569016000 | 25690.16 | 752721.688 | 0 | 653.0144 | 839.4667 | 2021-07-04 01:56
StdNResSpltPkgAC-65to134 | PreNResSpltPkgAC-65to-PEYes | EUn | 2020 | CZ07 | cDXGF | 0 | None | 1 | 930201.4 | 5918373 |  | 1432632 | 0 | 2778924 | 15781.45 | 1186313 | 0 | 4986.208 | 499732.3 | 46042.14 | 329053.1 | 0 | 0 | 0 | 0 | 2361840000 | 18157230 | 2343683000 | 23436.83 | 686699.119 | 0 | 653.0144 | 839.4667 | 2021-07-04 01:57
StdNResSpltPkgAC-65to134 | PreNResSpltPkgAC-65to-PEYes | EUn | 2020 | CZ08 | cDXGF | 0 | None | 1 | 930201.4 | 6556827 |  | 1432632 | 0 | 2778924 | 19621.63 | 1813140 | 0 | 10417.02 | 501632.7 | 40916.78 | 374170.6 | 0 | 455.2522 | 0 | 0 | 2004628000 | 18157230 | 1986470000 | 19864.7 | 582035.71 | 0 | 653.0144 | 839.4667 | 2021-07-04 01:58
StdNResSpltPkgAC-65to134 | PreNResSpltPkgAC-65to-PEYes | EUn | 2020 | CZ09 | cDXGF | 0 | None | 1 | 930201.4 | 6568288 |  | 1432632 | 0 | 2778924 | 27754.73 | 1722746 | 0 | 18650.25 | 586723.4 | 60769.06 | 390481.9 | 0 | 851.7449 | 0 | 0 | 2446712000 | 18157230 | 2428555000 | 24285.55 | 711566.615 | 0 | 653.0144 | 839.4667 | 2021-07-04 01:59
StdNResSpltPkgAC-65to134 | PreNResSpltPkgAC-65to-PEYes | EUn | 2020 | CZ10 | cDXGF | 0 | None | 1 | 930201.4 | 6779737 |  | 1432632 | 0 | 2778924 | 44417.27 | 1929603 | 0 | 25108.52 | 560414.6 | 64671.42 | 387628.6 | 0 | 8633.487 | 0 | 0 | 3167562000 | 18157230 | 3149404000 | 31494.04 | 922775.372 | 0 | 653.0144 | 839.4667 | 2021-07-04 02:00
StdNResSpltPkgAC-65to134 | PreNResSpltPkgAC-65to-PEYes | EUn | 2020 | CZ11 | cDXGF | 0 | None | 1 | 930201.4 | 6766860 |  | 1432632 | 0 | 2778924 | 111506.6 | 1823440 | 0 | 44352.33 | 558199 | 99814.75 | 345641.3 | 0 | 17800.42 | 0 | 0 | 5792837000 | 18157230 | 5774676000 | 57746.76 | 1691980.068 | 0 | 653.0144 | 839.4667 | 2021-07-04 02:02
StdNResSpltPkgAC-65to134 | PreNResSpltPkgAC-65to-PEYes | EUn | 2020 | CZ12 | cDXGF | 0 | None | 1 | 930201.4 | 6349210 |  | 1432632 | 0 | 2778924 | 99481.2 | 1460921 | 0 | 37571.55 | 521820.8 | 94315.52 | 322031 | 0 | 17855.08 | 0 | 0 | 6225296000 | 18157230 | 6207137000 | 62071.37 | 1818691.141 | 0 | 653.0144 | 839.4667 | 2021-07-04 02:03
StdNResSpltPkgAC-65to134 | PreNResSpltPkgAC-65to-PEYes | EUn | 2020 | CZ13 | cDXGF | 0 | None | 1 | 930201.4 | 7027342 |  | 1432632 | 0 | 2778924 | 82296.73 | 2092868 | 0 | 39959.37 | 588436.8 | 82805.09 | 399699.2 | 0 | 12218.82 | 0 | 0 | 4765451000 | 18157230 | 4747295000 | 47472.95 | 1390957.435 | 0 | 653.0144 | 839.4667 | 2021-07-04 02:04
StdNResSpltPkgAC-65to134 | PreNResSpltPkgAC-65to-PEYes | EUn | 2020 | CZ14 | cDXGF | 0 | None | 1 | 930201.4 | 6784246 |  | 1432632 | 0 | 2778924 | 102795.8 | 1822886 | 0 | 49178.16 | 577922.5 | 87726.86 | 368408.1 | 0 | 19903.69 | 0 | 0 | 4788646000 | 18157230 | 4770490000 | 47704.9 | 1397753.57 | 0 | 653.0144 | 839.4667 | 2021-07-04 02:05
StdNResSpltPkgAC-65to134 | PreNResSpltPkgAC-65to-PEYes | EUn | 2020 | CZ15 | cDXGF | 0 | None | 1 | 930201.4 | 8672308 |  | 1432632 | 0 | 2778924 | 10011.77 | 3668986 | 0 | 14122.58 | 767542.6 | 28956.16 | 631416.1 | 0 | 85.1096 | 0 | 0 | 766098300 | 18157230 | 747940900 | 7479.409 | 219146.6837 | 0 | 653.0144 | 839.4667 | 2021-07-04 02:06
StdNResSpltPkgAC-65to134 | PreNResSpltPkgAC-65to-PEYes | EUn | 2020 | CZ16 | cDXGF | 0 | None | 1 | 930201.4 | 5834895 |  | 1432632 | 0 | 2778924 | 285434.9 | 625342.5 | 0 | 76049.79 | 507654 | 172941.1 | 200889.1 | 0 | 128853.2 | 0 | 0 | 14854760000 | 18157230 | 14836600000 | 148366 | 4347123.8 | 0 | 653.0144 | 839.4667 | 2021-07-04 02:07
StdNResSpltPkgAC-65to134 | PreNResSpltPkgAC-65to-PEYes | Gro | 1975 | CZ01 | cDXGF | 0 | None | 1 | 50001 | 1798011 |  | 331380.6 | 0 | 280614.8 | 0 | 532.707 | 40069.23 | 219.2505 | 61495.27 | 33731.37 | 26277.61 | 1083698 | 0 | 0 | 0 | 3768055000 | 0 | 3299427000 | 32994.27 | 966732.111 | 468628900 | 63.7058 | 47.5439 | 2021-07-04 02:07
StdNResSpltPkgAC-65to134 | PreNResSpltPkgAC-65to-PEYes | Gro | 1975 | CZ02 | cDXGF | 0 | None | 1 | 50001 | 1861143 |  | 331380.7 | 0 | 280614.8 | 0 | 17512.22 | 57695.39 | 219.3403 | 69898.36 | 35182.2 | 32495.17 | 1103821 | 0 | 0 | 0 | 2796374000 | 0 | 2362513000 | 23625.13 | 692216.309 | 433859200 | 63.7058 | 47.5439 | 2021-07-04 02:08
StdNResSpltPkgAC-65to134 | PreNResSpltPkgAC-65to-PEYes | Gro | 1975 | CZ03 | cDXGF | 0 | None | 1 | 50001 | 1838830 |  | 331380.7 | 0 | 280614.8 | 0 | 5833.943 | 53478.77 | 219.3744 | 64377.61 | 33606.87 | 28679.98 | 1102923 | 0 | 0 | 0 | 2771331000 | 0 | 2338200000 | 23382 | 685092.6 | 433131400 | 63.7058 | 47.5439 | 2021-07-04 02:08
StdNResSpltPkgAC-65to134 | PreNResSpltPkgAC-65to-PEYes | Gro | 1975 | CZ04 | cDXGF | 0 | None | 1 | 50001 | 1880366 |  | 331380.7 | 0 | 280614.8 | 0 | 22405.75 | 65719.22 | 219.4055 | 64318.64 | 28921.5 | 33472.83 | 1115706 | 0 | 0 | 0 | 2342778000 | 0 | 1930421000 | 19304.21 | 565613.353 | 412356400 | 63.7058 | 47.5439 | 2021-07-04 02:09
StdNResSpltPkgAC-65to134 | PreNResSpltPkgAC-65to-PEYes | Gro | 1975 | CZ05 | cDXGF | 0 | None | 1 | 50001 | 1839389 |  | 331380.6 | 0 | 280614.8 | 0 | 7027.498 | 54925.29 | 219.3532 | 65335.48 | 34085.84 | 29257.12 | 1099884 | 0 | 0 | 0 | 2688246000 | 0 | 2255020000 | 22550.2 | 660720.86 | 433227600 | 63.7058 | 47.5439 | 2021-07-04 02:09
StdNResSpltPkgAC-65to134 | PreNResSpltPkgAC-65to-PEYes | Gro | 1975 | CZ06 | cDXGF | 0 | None | 1 | 50001 | 1910827 |  | 331380.7 | 0 | 280614.8 | 0 | 19697.8 | 71909.01 | 219.4292 | 64042.9 | 28507.38 | 33943.82 | 1142961 | 0 | 0 | 0 | 1886970000 | 0 | 1487221000 | 14872.21 | 435755.753 | 399749400 | 63.7058 | 47.5439 | 2021-07-04 02:09
StdNResSpltPkgAC-65to134 | PreNResSpltPkgAC-65to-PEYes | Gro | 1975 | CZ07 | cDXGF | 0 | None | 1 | 50001 | 1893481 |  | 331380.6 | 0 | 280614.8 | 0 | 15217.04 | 70091.82 | 219.4129 | 63027.88 | 28716.43 | 32575.28 | 1132928 | 0 | 0 | 0 | 1877938000 | 0 | 1479204000 | 14792.04 | 433406.772 | 398734200 | 63.7058 | 47.5439 | 2021-07-04 02:10
StdNResSpltPkgAC-65to134 | PreNResSpltPkgAC-65to-PEYes | Gro | 1975 | CZ08 | cDXGF | 0 | None | 1 | 50001 | 1927596 |  | 331380.6 | 0 | 280614.8 | 0 | 35056.04 | 77877.52 | 219.4479 | 61508.03 | 23248.21 | 36773.51 | 1140939 | 0 | 0 | 0 | 1698176000 | 0 | 1309400000 | 13094 | 383654.2 | 388775700 | 63.7058 | 47.5439 | 2021-07-04 02:10
StdNResSpltPkgAC-65to134 | PreNResSpltPkgAC-65to-PEYes | Gro | 1975 | CZ09 | cDXGF | 0 | None | 1 | 50001 | 1905009 |  | 331380.6 | 0 | 280614.8 | 0 | 34632.71 | 75215.66 | 219.4248 | 60381.08 | 22624.25 | 36338.55 | 1122563 | 0 | 0 | 0 | 1819145000 | 0 | 1427216000 | 14272.16 | 418174.288 | 391929300 | 63.7058 | 47.5439 | 2021-07-04 02:11
StdNResSpltPkgAC-65to134 | PreNResSpltPkgAC-65to-PEYes | Gro | 1975 | CZ10 | cDXGF | 0 | None | 1 | 50001 | 1936400 |  | 331380.7 | 0 | 280614.8 | 0 | 44846.9 | 76777.37 | 219.4258 | 65530.21 | 25362.59 | 38499.44 | 1137029 | 0 | 0 | 0 | 1865978000 | 0 | 1475270000 | 14752.7 | 432254.11 | 390708000 | 63.7058 | 47.5439 | 2021-07-04 02:11
StdNResSpltPkgAC-65to134 | PreNResSpltPkgAC-65to-PEYes | Gro | 1975 | CZ11 | cDXGF | 0 | None | 1 | 50001 | 1940513 |  | 331380.7 | 0 | 280614.8 | 0 | 53404.92 | 73388.94 | 219.4044 | 71913.25 | 29958.68 | 39848.01 | 1129589 | 0 | 0 | 0 | 2366869000 | 0 | 1968233000 | 19682.33 | 576692.269 | 398636000 | 63.7058 | 47.5439 | 2021-07-04 02:12
StdNResSpltPkgAC-65to134 | PreNResSpltPkgAC-65to-PEYes | Gro | 1975 | CZ12 | cDXGF | 0 | None | 1 | 50001 | 1911589 |  | 331380.7 | 0 | 280614.8 | 0 | 34809.89 | 67169.07 | 219.3833 | 72629.59 | 32825.64 | 37014.49 | 1124764 | 0 | 0 | 0 | 2421847000 | 0 | 2009326000 | 20093.26 | 588732.518 | 412521300 | 63.7058 | 47.5439 | 2021-07-04 02:12
StdNResSpltPkgAC-65to134 | PreNResSpltPkgAC-65to-PEYes | Gro | 1975 | CZ13 | cDXGF | 0 | None | 1 | 50001 | 1976034 |  | 331380.7 | 0 | 280614.8 | 0 | 61710.02 | 78371.08 | 219.3969 | 75447.64 | 29982.01 | 42872.61 | 1148289 | 0 | 0 | 0 | 2083896000 | 0 | 1695439000 | 16954.39 | 496763.627 | 388455700 | 63.7058 | 47.5439 | 2021-07-04 02:12
StdNResSpltPkgAC-65to134 | PreNResSpltPkgAC-65to-PEYes | Gro | 1975 | CZ14 | cDXGF | 0 | None | 1 | 50001 | 1899611 |  | 331380.7 | 0 | 280614.8 | 0 | 52566.4 | 72528.3 | 219.3633 | 68503.49 | 27058.78 | 39511.47 | 1093796 | 0 | 0 | 0 | 2265375000 | 0 | 1864544000 | 18645.44 | 546311.392 | 400832300 | 63.7058 | 47.5439 | 2021-07-04 02:13
StdNResSpltPkgAC-65to134 | PreNResSpltPkgAC-65to-PEYes | Gro | 1975 | CZ15 | cDXGF | 0 | None | 1 | 50001 | 1982524 |  | 331380.7 | 0 | 280614.8 | 0 | 123679.8 | 34247.82 | 219.4106 | 80182.93 | 21413.14 | 56104.41 | 1132197 | 0 | 0 | 0 | 1142953000 | 0 | 811096300 | 8110.963 | 237651.2159 | 331857000 | 63.7058 | 47.5439 | 2021-07-04 02:13
StdNResSpltPkgAC-65to134 | PreNResSpltPkgAC-65to-PEYes | Gro | 1975 | CZ16 | cDXGF | 0 | None | 1 | 50001 | 1762777 |  | 331380.7 | 0 | 280614.8 | 0 | 13334.03 | 47274.73 | 219.281 | 69182.79 | 35226.67 | 32064.7 | 1020770 | 0 | 0 | 0 | 3483019000 | 0 | 3021292000 | 30212.92 | 885238.556 | 461728000 | 63.7058 | 47.5439 | 2021-07-04 02:14
StdNResSpltPkgAC-65to134 | PreNResSpltPkgAC-65to-PEYes | Gro | 1985 | CZ01 | cDXGF | 0 | None | 1 | 50001 | 1786009 |  | 331380.7 | 0 | 269747.7 | 0 | 523.8829 | 40016.31 | 219.2539 | 61316.02 | 33585.37 | 26272.61 | 1082804 | 0 | 0 | 0 | 3800344000 | 0 | 3331735000 | 33317.35 | 976198.355 | 468608800 | 63.7058 | 45.6981 | 2021-07-04 02:14
StdNResSpltPkgAC-65to134 | PreNResSpltPkgAC-65to-PEYes | Gro | 1985 | CZ02 | cDXGF | 0 | None | 1 | 50001 | 1848860 |  | 331380.6 | 0 | 269747.7 | 0 | 17206 | 57634.54 | 219.3277 | 69828.17 | 35233.36 | 32397.61 | 1102843 | 0 | 0 | 0 | 2824041000 | 0 | 2390215000 | 23902.15 | 700332.995 | 433827500 | 63.7058 | 45.6981 | 2021-07-04 02:15
StdNResSpltPkgAC-65to134 | PreNResSpltPkgAC-65to-PEYes | Gro | 1985 | CZ03 | cDXGF | 0 | None | 1 | 50001 | 1826665 |  | 331380.7 | 0 | 269747.7 | 0 | 5727.328 | 53411.62 | 219.3741 | 64226.3 | 33537.76 | 28625.07 | 1101951 | 0 | 0 | 0 | 2800986000 | 0 | 2367834000 | 23678.34 | 693775.362 | 433152100 | 63.7058 | 45.6981 | 2021-07-04 02:15
StdNResSpltPkgAC-65to134 | PreNResSpltPkgAC-65to-PEYes | Gro | 1985 | CZ04 | cDXGF | 0 | None | 1 | 50001 | 1867936 |  | 331380.7 | 0 | 269747.7 | 0 | 22026.57 | 65650.34 | 219.4093 | 64213.79 | 28926.7 | 33374.36 | 1114697 | 0 | 0 | 0 | 2368238000 | 0 | 1955893000 | 19558.93 | 573076.649 | 412345600 | 63.7058 | 45.6981 | 2021-07-04 02:16
StdNResSpltPkgAC-65to134 | PreNResSpltPkgAC-65to-PEYes | Gro | 1985 | CZ05 | cDXGF | 0 | None | 1 | 50001 | 1827185 |  | 331380.7 | 0 | 269747.7 | 0 | 6889.112 | 54855.3 | 219.3611 | 65144.66 | 34052.5 | 29156.72 | 1098948 | 0 | 0 | 0 | 2717629000 | 0 | 2284413000 | 22844.13 | 669333.009 | 433217300 | 63.7058 | 45.6981 | 2021-07-04 02:16
StdNResSpltPkgAC-65to134 | PreNResSpltPkgAC-65to-PEYes | Gro | 1985 | CZ06 | cDXGF | 0 | None | 1 | 50001 | 1898355 |  | 331380.7 | 0 | 269747.7 | 0 | 19278.4 | 71833.98 | 219.4274 | 63853.73 | 28526.08 | 33763.98 | 1142040 | 0 | 0 | 0 | 1912217000 | 0 | 1512472000 | 15124.72 | 443154.296 | 399745400 | 63.7058 | 45.6981 | 2021-07-04 02:16
StdNResSpltPkgAC-65to134 | PreNResSpltPkgAC-65to-PEYes | Gro | 1985 | CZ07 | cDXGF | 0 | None | 1 | 50001 | 1881044 |  | 331380.7 | 0 | 269747.7 | 0 | 14915.95 | 70003.22 | 219.4084 | 62836.04 | 28741.61 | 32394.37 | 1131940 | 0 | 0 | 0 | 1904527000 | 0 | 1505801000 | 15058.01 | 441199.693 | 398726300 | 63.7058 | 45.6981 | 2021-07-04 02:17
StdNResSpltPkgAC-65to134 | PreNResSpltPkgAC-65to-PEYes | Gro | 1985 | CZ08 | cDXGF | 0 | None | 1 | 50001 | 1914908 |  | 331380.7 | 0 | 269747.7 | 0 | 34459.03 | 77802.64 | 219.4515 | 61387.53 | 23358.87 | 36580.07 | 1139910 | 0 | 0 | 0 | 1720870000 | 0 | 1332091000 | 13320.91 | 390302.663 | 388778500 | 63.7058 | 45.6981 | 2021-07-04 02:17
StdNResSpltPkgAC-65to134 | PreNResSpltPkgAC-65to-PEYes | Gro | 1985 | CZ09 | cDXGF | 0 | None | 1 | 50001 | 1892247 |  | 331380.7 | 0 | 269747.7 | 0 | 34050.73 | 75138.81 | 219.4239 | 60269.41 | 22690.64 | 36169.21 | 1121439 | 0 | 0 | 0 | 1841721000 | 0 | 1449792000 | 14497.92 | 424789.056 | 391928500 | 63.7058 | 45.6981 | 2021-07-04 02:18
StdNResSpltPkgAC-65to134 | PreNResSpltPkgAC-65to-PEYes | Gro | 1985 | CZ10 | cDXGF | 0 | None | 1 | 50001 | 1923622 |  | 331380.7 | 0 | 269747.7 | 0 | 44203.95 | 76706.75 | 219.4229 | 65439.74 | 25482.1 | 38304.21 | 1135922 | 0 | 0 | 0 | 1888443000 | 0 | 1497740000 | 14977.4 | 438837.82 | 390703900 | 63.7058 | 45.6981 | 2021-07-04 02:18
StdNResSpltPkgAC-65to134 | PreNResSpltPkgAC-65to-PEYes | Gro | 1985 | CZ11 | cDXGF | 0 | None | 1 | 50001 | 1927799 |  | 331380.7 | 0 | 269747.7 | 0 | 52769.1 | 73330.51 | 219.413 | 71812.2 | 30053.97 | 39679.82 | 1128538 | 0 | 0 | 0 | 2390167000 | 0 | 1991494000 | 19914.94 | 583507.742 | 398673300 | 63.7058 | 45.6981 | 2021-07-04 02:19
StdNResSpltPkgAC-65to134 | PreNResSpltPkgAC-65to-PEYes | Gro | 1985 | CZ12 | cDXGF | 0 | None | 1 | 50001 | 1899021 |  | 331380.7 | 0 | 269747.7 | 0 | 34323.14 | 67105.25 | 219.3767 | 72535.61 | 32993.09 | 36834.6 | 1123708 | 0 | 0 | 0 | 2447612000 | 0 | 2035088000 | 20350.88 | 596280.784 | 412524000 | 63.7058 | 45.6981 | 2021-07-04 02:19
StdNResSpltPkgAC-65to134 | PreNResSpltPkgAC-65to-PEYes | Gro | 1985 | CZ13 | cDXGF | 0 | None | 1 | 50001 | 1963139 |  | 331380.6 | 0 | 269747.7 | 0 | 60992.93 | 78307.98 | 219.3905 | 75374.98 | 30119.81 | 42683.31 | 1147114 | 0 | 0 | 0 | 2105974000 | 0 | 1717530000 | 17175.3 | 503236.29 | 388443700 | 63.7058 | 45.6981 | 2021-07-04 02:20
StdNResSpltPkgAC-65to134 | PreNResSpltPkgAC-65to-PEYes | Gro | 1985 | CZ14 | cDXGF | 0 | None | 1 | 50001 | 1886820 |  | 331380.7 | 0 | 269747.7 | 0 | 51904.5 | 72464.63 | 219.3622 | 68407 | 27151.07 | 39388.68 | 1092694 | 0 | 0 | 0 | 2288004000 | 0 | 1887186000 | 18871.86 | 552945.498 | 400818900 | 63.7058 | 45.6981 | 2021-07-04 02:20
StdNResSpltPkgAC-65to134 | PreNResSpltPkgAC-65to-PEYes | Gro | 1985 | CZ15 | cDXGF | 0 | None | 1 | 50001 | 1969079 |  | 331380.6 | 0 | 269747.7 | 0 | 122432.9 | 34214.54 | 219.4095 | 80053.47 | 21510.78 | 55905.21 | 1131030 | 0 | 0 | 0 | 1156987000 | 0 | 825130900 | 8251.309 | 241763.3537 | 331855700 | 63.7058 | 45.6981 | 2021-07-04 02:20
StdNResSpltPkgAC-65to134 | PreNResSpltPkgAC-65to-PEYes | Gro | 1985 | CZ16 | cDXGF | 0 | None | 1 | 50001 | 1750451 |  | 331380.7 | 0 | 269747.7 | 0 | 13084.25 | 47210.3 | 219.274 | 68972.16 | 35129.35 | 31990.52 | 1019836 | 0 | 0 | 0 | 3511223000 | 0 | 3049512000 | 30495.12 | 893507.016 | 461709800 | 63.7058 | 45.6981 | 2021-07-04 02:21
StdNResSpltPkgAC-65to134 | PreNResSpltPkgAC-65to-PEYes | Gro | 1996 | CZ01 | cDXGF | 0 | None | 1 | 50001 | 1699837 |  | 331380.7 | 0 | 258879.5 | 0 | 487.1864 | 30464.55 | 219.2471 | 59772.66 | 32190.8 | 26238.02 | 1018632 | 0 | 0 | 0 | 3825489000 | 0 | 3356848000 | 33568.48 | 983556.464 | 468640400 | 63.7058 | 43.8523 | 2021-07-04 02:21
StdNResSpltPkgAC-65to134 | PreNResSpltPkgAC-65to-PEYes | Gro | 1996 | CZ02 | cDXGF | 0 | None | 1 | 50001 | 1755862 |  | 331380.7 | 0 | 258879.5 | 0 | 16416.42 | 48717.62 | 219.3319 | 69556.95 | 35388.54 | 32088.97 | 1030690 | 0 | 0 | 0 | 2874562000 | 0 | 2440741000 | 24407.41 | 715137.113 | 433820900 | 63.7058 | 43.8523 | 2021-07-04 02:22
StdNResSpltPkgAC-65to134 | PreNResSpltPkgAC-65to-PEYes | Gro | 1996 | CZ03 | cDXGF | 0 | None | 1 | 50001 | 1736204 |  | 331380.7 | 0 | 258879.5 | 0 | 5441.854 | 41958.73 | 219.356 | 63613.19 | 33206.29 | 28449.21 | 1034709 | 0 | 0 | 0 | 2859449000 | 0 | 2426332000 | 24263.32 | 710915.276 | 433116300 | 63.7058 | 43.8523 | 2021-07-04 02:22
StdNResSpltPkgAC-65to134 | PreNResSpltPkgAC-65to-PEYes | Gro | 1996 | CZ04 | cDXGF | 0 | None | 1 | 50001 | 1771507 |  | 331380.7 | 0 | 258879.5 | 0 | 21011.51 | 55877.52 | 219.4009 | 63816.68 | 29012.12 | 32970.91 | 1040320 | 0 | 0 | 0 | 2416938000 | 0 | 2004592000 | 20045.92 | 587345.456 | 412346800 | 63.7058 | 43.8523 | 2021-07-04 02:23
StdNResSpltPkgAC-65to134 | PreNResSpltPkgAC-65to-PEYes | Gro | 1996 | CZ05 | cDXGF | 0 | None | 1 | 50001 | 1736364 |  | 331380.6 | 0 | 258879.5 | 0 | 6537.594 | 43417.82 | 219.3702 | 64567.85 | 33803.71 | 28912.8 | 1031360 | 0 | 0 | 0 | 2771230000 | 0 | 2337980000 | 23379.8 | 685028.14 | 433250600 | 63.7058 | 43.8523 | 2021-07-04 02:23
StdNResSpltPkgAC-65to134 | PreNResSpltPkgAC-65to-PEYes | Gro | 1996 | CZ06 | cDXGF | 0 | None | 1 | 50001 | 1802013 |  | 331380.6 | 0 | 258879.5 | 0 | 19374.61 | 58779.13 | 219.4296 | 64693.72 | 29575.98 | 33630.22 | 1068685 | 0 | 0 | 0 | 2008531000 | 0 | 1608772000 | 16087.72 | 471370.196 | 399758900 | 63.7058 | 43.8523 | 2021-07-04 02:23
StdNResSpltPkgAC-65to134 | PreNResSpltPkgAC-65to-PEYes | Gro | 1996 | CZ07 | cDXGF | 0 | None | 1 | 50001 | 1785504 |  | 331380.7 | 0 | 258879.5 | 0 | 15025.27 | 55940.95 | 219.4098 | 63083.85 | 29254.84 | 32184.94 | 1060973 | 0 | 0 | 0 | 1998825000 | 0 | 1600084000 | 16000.84 | 468824.612 | 398741100 | 63.7058 | 43.8523 | 2021-07-04 02:24
StdNResSpltPkgAC-65to134 | PreNResSpltPkgAC-65to-PEYes | Gro | 1996 | CZ08 | cDXGF | 0 | None | 1 | 50001 | 1819086 |  | 331380.7 | 0 | 258879.5 | 0 | 35964.67 | 68141.81 | 219.4489 | 64016.01 | 25190.22 | 37274.61 | 1060484 | 0 | 0 | 0 | 1809516000 | 0 | 1420720000 | 14207.2 | 416270.96 | 388794800 | 63.7058 | 43.8523 | 2021-07-04 02:24
StdNResSpltPkgAC-65to134 | PreNResSpltPkgAC-65to-PEYes | Gro | 1996 | CZ09 | cDXGF | 0 | None | 1 | 50001 | 1795623 |  | 331380.6 | 0 | 258879.5 | 0 | 35184.75 | 66488 | 219.4257 | 61307.75 | 23563.68 | 36361.18 | 1042162 | 0 | 0 | 0 | 1940356000 | 0 | 1548436000 | 15484.36 | 453691.748 | 391919900 | 63.7058 | 43.8523 | 2021-07-04 02:25
StdNResSpltPkgAC-65to134 | PreNResSpltPkgAC-65to-PEYes | Gro | 1996 | CZ10 | cDXGF | 0 | None | 1 | 50001 | 1824279 |  | 331380.7 | 0 | 258879.5 | 0 | 45822.42 | 70007.44 | 219.4279 | 66661.28 | 26449.61 | 38584.24 | 1051307 | 0 | 0 | 0 | 1986850000 | 0 | 1596159000 | 15961.59 | 467674.587 | 390691000 | 63.7058 | 43.8523 | 2021-07-04 02:25
StdNResSpltPkgAC-65to134 | PreNResSpltPkgAC-65to-PEYes | Gro | 1996 | CZ11 | cDXGF | 0 | None | 1 | 50001 | 1819481 |  | 331380.7 | 0 | 258879.5 | 0 | 49131.5 | 68411.38 | 219.4017 | 70481.26 | 29626.7 | 38822.21 | 1040976 | 0 | 0 | 0 | 2414601000 | 0 | 2015966000 | 20159.66 | 590678.038 | 398636200 | 63.7058 | 43.8523 | 2021-07-04 02:26
StdNResSpltPkgAC-65to134 | PreNResSpltPkgAC-65to-PEYes | Gro | 1996 | CZ12 | cDXGF | 0 | None | 1 | 50001 | 1796796 |  | 331380.7 | 0 | 258879.5 | 0 | 31704.71 | 59693.89 | 219.3722 | 71331.56 | 32591.18 | 36082.92 | 1043585 | 0 | 0 | 0 | 2480472000 | 0 | 2067951000 | 20679.51 | 605909.643 | 412522000 | 63.7058 | 43.8523 | 2021-07-04 02:26
StdNResSpltPkgAC-65to134 | PreNResSpltPkgAC-65to-PEYes | Gro | 1996 | CZ13 | cDXGF | 0 | None | 1 | 50001 | 1851269 |  | 331380.7 | 0 | 258879.5 | 0 | 57128.02 | 73947.38 | 219.3917 | 74167.85 | 29790.36 | 41812.53 | 1055546 | 0 | 0 | 0 | 2133138000 | 0 | 1744686000 | 17446.86 | 511192.998 | 388452800 | 63.7058 | 43.8523 | 2021-07-04 02:27
StdNResSpltPkgAC-65to134 | PreNResSpltPkgAC-65to-PEYes | Gro | 1996 | CZ14 | cDXGF | 0 | None | 1 | 50001 | 1782784 |  | 331380.7 | 0 | 258879.5 | 0 | 47963.31 | 68319.29 | 219.3607 | 67185.17 | 26941.78 | 38463.84 | 1008836 | 0 | 0 | 0 | 2326170000 | 0 | 1925330000 | 19253.3 | 564121.69 | 400840000 | 63.7058 | 43.8523 | 2021-07-04 02:27
StdNResSpltPkgAC-65to134 | PreNResSpltPkgAC-65to-PEYes | Gro | 1996 | CZ15 | cDXGF | 0 | None | 1 | 50001 | 1835824 |  | 331380.7 | 0 | 258879.5 | 0 | 115244.9 | 39689.34 | 219.4097 | 78504.23 | 21679.99 | 54369.99 | 1011905 | 0 | 0 | 0 | 1185776000 | 0 | 853920700 | 8539.207 | 250198.7651 | 331855600 | 63.7058 | 43.8523 | 2021-07-04 02:27
StdNResSpltPkgAC-65to134 | PreNResSpltPkgAC-65to-PEYes | Gro | 1996 | CZ16 | cDXGF | 0 | None | 1 | 50001 | 1666326 |  | 331380.7 | 0 | 258879.5 | 0 | 11878.64 | 37577.3 | 219.299 | 67468.95 | 34317.95 | 31501.5 | 958919.5 | 0 | 0 | 0 | 3538052000 | 0 | 3076322000 | 30763.22 | 901362.346 | 461730800 | 63.7058 | 43.8523 | 2021-07-04 02:28
StdNResSpltPkgAC-65to134 | PreNResSpltPkgAC-65to-PEYes | Gro | 2003 | CZ01 | cDXGF | 0 | None | 1 | 50001 | 1615450 |  | 331380.7 | 0 | 248013.8 | 0 | 495.0072 | 34753.68 | 219.2455 | 59174.01 | 31613.59 | 26242.59 | 941414.3 | 0 | 0 | 0 | 3749221000 | 0 | 3280641000 | 32806.41 | 961227.813 | 468579800 | 63.7058 | 42.0065 | 2021-07-04 02:28
StdNResSpltPkgAC-65to134 | PreNResSpltPkgAC-65to-PEYes | Gro | 2003 | CZ02 | cDXGF | 0 | None | 1 | 50001 | 1677052 |  | 331380.6 | 0 | 248013.8 | 0 | 16220.71 | 56762.68 | 219.3377 | 68274.67 | 34344 | 31769.99 | 956181.1 | 0 | 0 | 0 | 2806568000 | 0 | 2372731000 | 23727.31 | 695210.183 | 433836600 | 63.7058 | 42.0065 | 2021-07-04 02:29
StdNResSpltPkgAC-65to134 | PreNResSpltPkgAC-65to-PEYes | Gro | 2003 | CZ03 | cDXGF | 0 | None | 1 | 50001 | 1655456 |  | 331380.7 | 0 | 248013.8 | 0 | 5860.547 | 50034.85 | 219.3761 | 62917.29 | 32317.19 | 28528.93 | 957029.8 | 0 | 0 | 0 | 2766254000 | 0 | 2333121000 | 23331.21 | 683604.453 | 433133500 | 63.7058 | 42.0065 | 2021-07-04 02:29
StdNResSpltPkgAC-65to134 | PreNResSpltPkgAC-65to-PEYes | Gro | 2003 | CZ04 | cDXGF | 0 | None | 1 | 50001 | 1697283 |  | 331380.7 | 0 | 248013.8 | 0 | 22119.88 | 66232.54 | 219.4076 | 63264.2 | 28335.17 | 33008.47 | 966053.9 | 0 | 0 | 0 | 2346591000 | 0 | 1934243000 | 19342.43 | 566733.199 | 412349300 | 63.7058 | 42.0065 | 2021-07-04 02:30
StdNResSpltPkgAC-65to134 | PreNResSpltPkgAC-65to-PEYes | Gro | 2003 | CZ05 | cDXGF | 0 | None | 1 | 50001 | 1657409 |  | 331380.7 | 0 | 248013.8 | 0 | 7015.357 | 52267.41 | 219.3555 | 63871.52 | 32819.65 | 29039.35 | 954641.1 | 0 | 0 | 0 | 2686554000 | 0 | 2253346000 | 22533.46 | 660230.378 | 433208400 | 63.7058 | 42.0065 | 2021-07-04 02:30
StdNResSpltPkgAC-65to134 | PreNResSpltPkgAC-65to-PEYes | Gro | 2003 | CZ06 | cDXGF | 0 | None | 1 | 50001 | 1729175 |  | 331380.7 | 0 | 248013.8 | 0 | 21270.47 | 72502.72 | 219.4261 | 64085.71 | 28774.88 | 33627.62 | 991702.9 | 0 | 0 | 0 | 1953742000 | 0 | 1554017000 | 15540.17 | 455326.981 | 399725500 | 63.7058 | 42.0065 | 2021-07-04 02:31
StdNResSpltPkgAC-65to134 | PreNResSpltPkgAC-65to-PEYes | Gro | 2003 | CZ07 | cDXGF | 0 | None | 1 | 50001 | 1711321 |  | 331380.7 | 0 | 248013.8 | 0 | 16749.95 | 69913.72 | 219.4115 | 62607.49 | 28482.57 | 32312.95 | 982436.4 | 0 | 0 | 0 | 1945111000 | 0 | 1546375000 | 15463.75 | 453087.875 | 398736500 | 63.7058 | 42.0065 | 2021-07-04 02:31
StdNResSpltPkgAC-65to134 | PreNResSpltPkgAC-65to-PEYes | Gro | 2003 | CZ08 | cDXGF | 0 | None | 1 | 50001 | 1749786 |  | 331380.7 | 0 | 248013.8 | 0 | 38008.89 | 81361.73 | 219.4497 | 63741.88 | 24588.41 | 37438.27 | 987060.4 | 0 | 0 | 0 | 1763809000 | 0 | 1375012000 | 13750.12 | 402878.516 | 388796300 | 63.7058 | 42.0065 | 2021-07-04 02:31
StdNResSpltPkgAC-65to134 | PreNResSpltPkgAC-65to-PEYes | Gro | 2003 | CZ09 | cDXGF | 0 | None | 1 | 50001 | 1727404 |  | 331380.6 | 0 | 248013.8 | 0 | 36838.03 | 78689.89 | 219.426 | 60849.69 | 22989.69 | 36337.25 | 971413.3 | 0 | 0 | 0 | 1891721000 | 0 | 1499804000 | 14998.04 | 439442.572 | 391917700 | 63.7058 | 42.0065 | 2021-07-04 02:32
StdNResSpltPkgAC-65to134 | PreNResSpltPkgAC-65to-PEYes | Gro | 2003 | CZ10 | cDXGF | 0 | None | 1 | 50001 | 1748668 |  | 331380.7 | 0 | 248013.8 | 0 | 42348.57 | 81255.71 | 219.4211 | 63953.93 | 24872.31 | 37426.35 | 981496.3 | 0 | 0 | 0 | 1901790000 | 0 | 1511085000 | 15110.85 | 442747.905 | 390704900 | 63.7058 | 42.0065 | 2021-07-04 02:32
StdNResSpltPkgAC-65to134 | PreNResSpltPkgAC-65to-PEYes | Gro | 2003 | CZ11 | cDXGF | 0 | None | 1 | 50001 | 1750427 |  | 331380.6 | 0 | 248013.8 | 0 | 50096.83 | 77745.73 | 219.4065 | 69959.55 | 29210.79 | 38710.17 | 973011.4 | 0 | 0 | 0 | 2377099000 | 0 | 1978453000 | 19784.53 | 579686.729 | 398645800 | 63.7058 | 42.0065 | 2021-07-04 02:33
StdNResSpltPkgAC-65to134 | PreNResSpltPkgAC-65to-PEYes | Gro | 2003 | CZ12 | cDXGF | 0 | None | 1 | 50001 | 1722834 |  | 331380.6 | 0 | 248013.8 | 0 | 32640.86 | 68733.65 | 219.3863 | 70865.84 | 32133.56 | 36004.91 | 970980.4 | 0 | 0 | 0 | 2439469000 | 0 | 2026959000 | 20269.59 | 593898.987 | 412509200 | 63.7058 | 42.0065 | 2021-07-04 02:33
StdNResSpltPkgAC-65to134 | PreNResSpltPkgAC-65to-PEYes | Gro | 2003 | CZ13 | cDXGF | 0 | None | 1 | 50001 | 1782672 |  | 331380.6 | 0 | 248013.8 | 0 | 58311.36 | 84003.3 | 219.3962 | 73702.02 | 29325.54 | 41782.95 | 987042 | 0 | 0 | 0 | 2102144000 | 0 | 1713684000 | 17136.84 | 502109.412 | 388459300 | 63.7058 | 42.0065 | 2021-07-04 02:34
StdNResSpltPkgAC-65to134 | PreNResSpltPkgAC-65to-PEYes | Gro | 2003 | CZ14 | cDXGF | 0 | None | 1 | 50001 | 1719391 |  | 331380.7 | 0 | 248013.8 | 0 | 48887.94 | 77907.21 | 219.3581 | 66847.07 | 26777.38 | 38262.38 | 946135.4 | 0 | 0 | 0 | 2298262000 | 0 | 1897434000 | 18974.34 | 555948.162 | 400828700 | 63.7058 | 42.0065 | 2021-07-04 02:34
StdNResSpltPkgAC-65to134 | PreNResSpltPkgAC-65to-PEYes | Gro | 2003 | CZ15 | cDXGF | 0 | None | 1 | 50001 | 1750692 |  | 331380.7 | 0 | 248013.8 | 0 | 117195.3 | 40171.91 | 219.4106 | 78117.53 | 21538.05 | 54126.25 | 935594.3 | 0 | 0 | 0 | 1175945000 | 0 | 844094200 | 8440.942 | 247319.6006 | 331851000 | 63.7058 | 42.0065 | 2021-07-04 02:35
StdNResSpltPkgAC-65to134 | PreNResSpltPkgAC-65to-PEYes | Gro | 2003 | CZ16 | cDXGF | 0 | None | 1 | 50001 | 1604771 |  | 331380.7 | 0 | 248013.8 | 0 | 11834.72 | 46671.49 | 219.2881 | 66864.75 | 33933.78 | 31296.64 | 899786.8 | 0 | 0 | 0 | 3531418000 | 0 | 3069706000 | 30697.06 | 899423.858 | 461712200 | 63.7058 | 42.0065 | 2021-07-04 02:35
StdNResSpltPkgAC-65to134 | PreNResSpltPkgAC-65to-PEYes | Gro | 2007 | CZ01 | cDXGF | 0 | None | 1 | 50001 | 1443358 |  | 331380.7 | 0 | 248013.8 | 0 | 675.881 | 31691.94 | 219.2644 | 45516.95 | 29234.91 | 14620.59 | 785860.3 | 0 | 0 | 0 | 2555414000 | 0 | 2086851000 | 20868.51 | 611447.343 | 468563300 | 63.7058 | 42.0065 | 2021-07-04 02:36
StdNResSpltPkgAC-65to134 | PreNResSpltPkgAC-65to-PEYes | Gro | 2007 | CZ02 | cDXGF | 0 | None | 1 | 50001 | 1512919 |  | 331380.7 | 0 | 248013.8 | 0 | 27483.96 | 57748.25 | 219.3407 | 52567.32 | 26240.51 | 22763.92 | 795506.1 | 0 | 0 | 0 | 1816061000 | 0 | 1382234000 | 13822.34 | 404994.562 | 433825900 | 63.7058 | 42.0065 | 2021-07-04 02:36
StdNResSpltPkgAC-65to134 | PreNResSpltPkgAC-65to-PEYes | Gro | 2007 | CZ03 | cDXGF | 0 | None | 1 | 50001 | 1493242 |  | 331380.6 | 0 | 248013.8 | 0 | 10722.15 | 50486.38 | 219.3536 | 49009.02 | 25907.75 | 18868.02 | 803411.6 | 0 | 0 | 0 | 1692819000 | 0 | 1259710000 | 12597.1 | 369095.03 | 433109200 | 63.7058 | 42.0065 | 2021-07-04 02:36
StdNResSpltPkgAC-65to134 | PreNResSpltPkgAC-65to-PEYes | Gro | 2007 | CZ04 | cDXGF | 0 | None | 1 | 50001 | 1541630 |  | 331380.7 | 0 | 248013.8 | 0 | 37532.01 | 69432.84 | 219.4082 | 48956.54 | 21075.96 | 24465.67 | 806095.8 | 0 | 0 | 0 | 1433994000 | 0 | 1021650000 | 10216.5 | 299343.45 | 412343600 | 63.7058 | 42.0065 | 2021-07-04 02:37
StdNResSpltPkgAC-65to134 | PreNResSpltPkgAC-65to-PEYes | Gro | 2007 | CZ05 | cDXGF | 0 | None | 1 | 50001 | 1496345 |  | 331380.7 | 0 | 248013.8 | 0 | 13162.87 | 53765.07 | 219.3409 | 49867.45 | 25253.9 | 20309.9 | 799936.6 | 0 | 0 | 0 | 1641867000 | 0 | 1208677000 | 12086.77 | 354142.361 | 433190100 | 63.7058 | 42.0065 | 2021-07-04 02:37
StdNResSpltPkgAC-65to134 | PreNResSpltPkgAC-65to-PEYes | Gro | 2007 | CZ06 | cDXGF | 0 | None | 1 | 50001 | 1588351 |  | 331380.6 | 0 | 248013.8 | 0 | 41440.96 | 78808.4 | 219.4271 | 50302.25 | 19399.76 | 27157.02 | 838185.5 | 0 | 0 | 0 | 1114849000 | 0 | 715132300 | 7151.323 | 209533.7639 | 399716300 | 63.7058 | 42.0065 | 2021-07-04 02:38
StdNResSpltPkgAC-65to134 | PreNResSpltPkgAC-65to-PEYes | Gro | 2007 | CZ07 | cDXGF | 0 | None | 1 | 50001 | 1568637 |  | 331380.7 | 0 | 248013.8 | 0 | 32596.14 | 76910.42 | 219.4133 | 48995.59 | 19472.79 | 25508.32 | 830522.4 | 0 | 0 | 0 | 1070648000 | 0 | 671940400 | 6719.404 | 196878.5372 | 398708100 | 63.7058 | 42.0065 | 2021-07-04 02:38
StdNResSpltPkgAC-65to134 | PreNResSpltPkgAC-65to-PEYes | Gro | 2007 | CZ08 | cDXGF | 0 | None | 1 | 50001 | 1609655 |  | 331380.6 | 0 | 248013.8 | 0 | 63193.89 | 87452.85 | 219.4488 | 50143.75 | 16832.41 | 29773.25 | 829251.8 | 0 | 0 | 0 | 1033765000 | 0 | 644989500 | 6449.895 | 188981.9235 | 388775500 | 63.7058 | 42.0065 | 2021-07-04 02:39
StdNResSpltPkgAC-65to134 | PreNResSpltPkgAC-65to-PEYes | Gro | 2007 | CZ09 | cDXGF | 0 | None | 1 | 50001 | 1582536 |  | 331380.7 | 0 | 248013.8 | 0 | 60154.35 | 83891.56 | 219.428 | 47393.15 | 16279.44 | 28220.37 | 811483.6 | 0 | 0 | 0 | 1156739000 | 0 | 764829200 | 7648.292 | 224094.9556 | 391910300 | 63.7058 | 42.0065 | 2021-07-04 02:39
StdNResSpltPkgAC-65to134 | PreNResSpltPkgAC-65to-PEYes | Gro | 2007 | CZ10 | cDXGF | 0 | None | 1 | 50001 | 1601679 |  | 331380.7 | 0 | 248013.8 | 0 | 66161.55 | 86025.33 | 219.4318 | 49583.24 | 16978.67 | 29651.03 | 820296.1 | 0 | 0 | 0 | 1143041000 | 0 | 752349400 | 7523.494 | 220438.3742 | 390691600 | 63.7058 | 42.0065 | 2021-07-04 02:40
StdNResSpltPkgAC-65to134 | PreNResSpltPkgAC-65to-PEYes | Gro | 2007 | CZ11 | cDXGF | 0 | None | 1 | 50001 | 1589521 |  | 331380.7 | 0 | 248013.8 | 0 | 72365.95 | 80705.25 | 219.4205 | 55213.64 | 22454.78 | 29945.23 | 801623.4 | 0 | 0 | 0 | 1581803000 | 0 | 1183184000 | 11831.84 | 346672.912 | 398618200 | 63.7058 | 42.0065 | 2021-07-04 02:40
StdNResSpltPkgAC-65to134 | PreNResSpltPkgAC-65to-PEYes | Gro | 2007 | CZ12 | cDXGF | 0 | None | 1 | 50001 | 1563007 |  | 331380.7 | 0 | 248013.8 | 0 | 50656.78 | 71102.48 | 219.3789 | 55984.48 | 24669.92 | 27348.63 | 805649.9 | 0 | 0 | 0 | 1568235000 | 0 | 1155722000 | 11557.22 | 338626.546 | 412512900 | 63.7058 | 42.0065 | 2021-07-04 02:40
StdNResSpltPkgAC-65to134 | PreNResSpltPkgAC-65to-PEYes | Gro | 2007 | CZ13 | cDXGF | 0 | None | 1 | 50001 | 1625606 |  | 331380.7 | 0 | 248013.8 | 0 | 83892.77 | 87774.22 | 219.3961 | 58800.68 | 21755.72 | 33473.29 | 815525.6 | 0 | 0 | 0 | 1376371000 | 0 | 987921500 | 9879.215 | 289460.9995 | 388448900 | 63.7058 | 42.0065 | 2021-07-04 02:41
StdNResSpltPkgAC-65to134 | PreNResSpltPkgAC-65to-PEYes | Gro | 2007 | CZ14 | cDXGF | 0 | None | 1 | 50001 | 1559608 |  | 331380.7 | 0 | 248013.8 | 0 | 70122.55 | 81125.5 | 219.3729 | 52305.54 | 20220.2 | 29362.83 | 776442.3 | 0 | 0 | 0 | 1550602000 | 0 | 1149781000 | 11497.81 | 336885.833 | 400821400 | 63.7058 | 42.0065 | 2021-07-04 02:41
StdNResSpltPkgAC-65to134 | PreNResSpltPkgAC-65to-PEYes | Gro | 2007 | CZ15 | cDXGF | 0 | None | 1 | 50001 | 1612335 |  | 331380.7 | 0 | 248013.8 | 0 | 158344.5 | 43229.36 | 219.4102 | 63724.19 | 13825.37 | 46497.66 | 767423.2 | 0 | 0 | 0 | 712701400 | 0 | 380857900 | 3808.579 | 111591.3647 | 331843600 | 63.7058 | 42.0065 | 2021-07-04 02:42
StdNResSpltPkgAC-65to134 | PreNResSpltPkgAC-65to-PEYes | Gro | 2007 | CZ16 | cDXGF | 0 | None | 1 | 50001 | 1444547 |  | 331380.7 | 0 | 248013.8 | 0 | 19396.34 | 49003.01 | 219.2906 | 52133.12 | 27899.15 | 21562.8 | 744401.8 | 0 | 0 | 0 | 2599365000 | 0 | 2137665000 | 21376.65 | 626335.845 | 461699200 | 63.7058 | 42.0065 | 2021-07-04 02:42
StdNResSpltPkgAC-65to134 | PreNResSpltPkgAC-65to-PEYes | Gro | 2011 | CZ01 | cDXGF | 0 | None | 1 | 50001 | 1443029 |  | 331380.7 | 0 | 248013.8 | 0 | 686.0623 | 31708.02 | 219.2618 | 44982.39 | 28648.03 | 14629.56 | 786039.1 | 0 | 0 | 0 | 2462902000 | 0 | 1994347000 | 19943.47 | 584343.671 | 468555600 | 63.7058 | 42.0065 | 2021-07-04 02:43
StdNResSpltPkgAC-65to134 | PreNResSpltPkgAC-65to-PEYes | Gro | 2011 | CZ02 | cDXGF | 0 | None | 1 | 50001 | 1511364 |  | 331380.7 | 0 | 248013.8 | 0 | 26526.71 | 57760.06 | 219.3424 | 51791.54 | 25666.68 | 22534.73 | 795672.6 | 0 | 0 | 0 | 1769880000 | 0 | 1336059000 | 13360.59 | 391465.287 | 433821800 | 63.7058 | 42.0065 | 2021-07-04 02:43
StdNResSpltPkgAC-65to134 | PreNResSpltPkgAC-65to-PEYes | Gro | 2011 | CZ03 | cDXGF | 0 | None | 1 | 50001 | 1492779 |  | 331380.7 | 0 | 248013.8 | 0 | 10464.84 | 50498.33 | 219.3454 | 48651.48 | 25514.42 | 18920.43 | 803551.8 | 0 | 0 | 0 | 1652956000 | 0 | 1219862000 | 12198.62 | 357419.566 | 433093700 | 63.7058 | 42.0065 | 2021-07-04 02:43
StdNResSpltPkgAC-65to134 | PreNResSpltPkgAC-65to-PEYes | Gro | 2011 | CZ04 | cDXGF | 0 | None | 1 | 50001 | 1540183 |  | 331380.7 | 0 | 248013.8 | 0 | 36604.56 | 69447.71 | 219.4115 | 48262.07 | 20608.54 | 24307.84 | 806254.9 | 0 | 0 | 0 | 1396125000 | 0 | 983783900 | 9837.839 | 288248.6827 | 412340900 | 63.7058 | 42.0065 | 2021-07-04 02:44
StdNResSpltPkgAC-65to134 | PreNResSpltPkgAC-65to-PEYes | Gro | 2011 | CZ05 | cDXGF | 0 | None | 1 | 50001 | 1496345 |  | 331380.7 | 0 | 248013.8 | 0 | 13162.87 | 53765.07 | 219.3409 | 49867.45 | 25253.9 | 20309.9 | 799936.6 | 0 | 0 | 0 | 1641867000 | 0 | 1208677000 | 12086.77 | 354142.361 | 433190100 | 63.7058 | 42.0065 | 2021-07-04 02:44
StdNResSpltPkgAC-65to134 | PreNResSpltPkgAC-65to-PEYes | Gro | 2011 | CZ06 | cDXGF | 0 | None | 1 | 50001 | 1588351 |  | 331380.6 | 0 | 248013.8 | 0 | 41440.96 | 78808.4 | 219.4271 | 50302.25 | 19399.76 | 27157.02 | 838185.5 | 0 | 0 | 0 | 1114849000 | 0 | 715132300 | 7151.323 | 209533.7639 | 399716300 | 63.7058 | 42.0065 | 2021-07-04 02:45
StdNResSpltPkgAC-65to134 | PreNResSpltPkgAC-65to-PEYes | Gro | 2011 | CZ07 | cDXGF | 0 | None | 1 | 50001 | 1567864 |  | 331380.7 | 0 | 248013.8 | 0 | 32089.79 | 76929.59 | 219.4142 | 48516.42 | 18994.34 | 25481.69 | 830714.9 | 0 | 0 | 0 | 1045108000 | 0 | 646398800 | 6463.988 | 189394.8484 | 398709100 | 63.7058 | 42.0065 | 2021-07-04 02:45
StdNResSpltPkgAC-65to134 | PreNResSpltPkgAC-65to-PEYes | Gro | 2011 | CZ08 | cDXGF | 0 | None | 1 | 50001 | 1607898 |  | 331380.7 | 0 | 248013.8 | 0 | 61779.88 | 87473.12 | 219.448 | 49478.5 | 16422.89 | 29521.04 | 829553.6 | 0 | 0 | 0 | 1008819000 | 0 | 620058900 | 6200.589 | 181677.2577 | 388760100 | 63.7058 | 42.0065 | 2021-07-04 02:46
StdNResSpltPkgAC-65to134 | PreNResSpltPkgAC-65to-PEYes | Gro | 2011 | CZ09 | cDXGF | 0 | None | 1 | 50001 | 1575872 |  | 331380.7 | 0 | 248013.8 | 0 | 54826.09 | 83965.86 | 219.4342 | 45173.64 | 14770.1 | 27501.65 | 812294.1 | 0 | 0 | 0 | 1043536000 | 0 | 651630300 | 6516.303 | 190927.6779 | 391905200 | 63.7058 | 42.0065 | 2021-07-04 02:46
StdNResSpltPkgAC-65to134 | PreNResSpltPkgAC-65to-PEYes | Gro | 2011 | CZ10 | cDXGF | 0 | None | 1 | 50001 | 1599512 |  | 331380.6 | 0 | 248013.8 | 0 | 64479.19 | 86043.2 | 219.4345 | 48849.44 | 16537.1 | 29363.08 | 820526.9 | 0 | 0 | 0 | 1114351000 | 0 | 723652200 | 7236.522 | 212030.0946 | 390698000 | 63.7058 | 42.0065 | 2021-07-04 02:47
StdNResSpltPkgAC-65to134 | PreNResSpltPkgAC-65to-PEYes | Gro | 2011 | CZ11 | cDXGF | 0 | None | 1 | 50001 | 1578993 |  | 331380.7 | 0 | 248013.8 | 0 | 65497.3 | 80715.85 | 219.4089 | 51380.47 | 20025.67 | 28712.54 | 801786.6 | 0 | 0 | 0 | 1382579000 | 0 | 983970800 | 9839.708 | 288303.4444 | 398607900 | 63.7058 | 42.0065 | 2021-07-04 02:47
StdNResSpltPkgAC-65to134 | PreNResSpltPkgAC-65to-PEYes | Gro | 2011 | CZ12 | cDXGF | 0 | None | 1 | 50001 | 1558800 |  | 331380.7 | 0 | 248013.8 | 0 | 48082.45 | 71120.13 | 219.3753 | 54083.47 | 23289.4 | 26875.93 | 805900.9 | 0 | 0 | 0 | 1472493000 | 0 | 1060021000 | 10600.21 | 310586.153 | 412472000 | 63.7058 | 42.0065 | 2021-07-04 02:47
StdNResSpltPkgAC-65to134 | PreNResSpltPkgAC-65to-PEYes | Gro | 2011 | CZ13 | cDXGF | 0 | None | 1 | 50001 | 1616217 |  | 331380.6 | 0 | 248013.8 | 0 | 77322.34 | 87785.55 | 219.4017 | 55816.76 | 20004.42 | 32340.56 | 815679.3 | 0 | 0 | 0 | 1249439000 | 0 | 861042000 | 8610.42 | 252285.306 | 388396800 | 63.7058 | 42.0065 | 2021-07-04 02:48
StdNResSpltPkgAC-65to134 | PreNResSpltPkgAC-65to-PEYes | Gro | 2011 | CZ14 | cDXGF | 0 | None | 1 | 50001 | 1550084 |  | 331380.7 | 0 | 248013.8 | 0 | 63751.5 | 81150.49 | 219.3878 | 48750.77 | 17875.86 | 28218.31 | 776817.9 | 0 | 0 | 0 | 1356380000 | 0 | 955547400 | 9555.474 | 279975.3882 | 400832900 | 63.7058 | 42.0065 | 2021-07-04 02:48
StdNResSpltPkgAC-65to134 | PreNResSpltPkgAC-65to-PEYes | Gro | 2011 | CZ15 | cDXGF | 0 | None | 1 | 50001 | 1591559 |  | 331380.7 | 0 | 248013.8 | 0 | 142027.1 | 43214.06 | 219.4108 | 59133.09 | 12257.76 | 43696.02 | 767571.3 | 0 | 0 | 0 | 647699500 | 0 | 315861200 | 3158.612 | 92547.3316 | 331838400 | 63.7058 | 42.0065 | 2021-07-04 02:49
StdNResSpltPkgAC-65to134 | PreNResSpltPkgAC-65to-PEYes | Gro | 2011 | CZ16 | cDXGF | 0 | None | 1 | 50001 | 1440129 |  | 331380.7 | 0 | 248013.8 | 0 | 17677.63 | 49047.93 | 219.2986 | 48795.25 | 24946.5 | 21222.66 | 744995.1 | 0 | 0 | 0 | 2230723000 | 0 | 1769013000 | 17690.13 | 518320.809 | 461709900 | 63.7058 | 42.0065 | 2021-07-04 02:49
StdNResSpltPkgAC-65to134 | PreNResSpltPkgAC-65to-PEYes | Gro | 2015 | CZ01 | cDXGF | 0 | None | 1 | 50001 | 1381680 |  | 273319.3 | 0 | 248013.8 | 0 | 469.9178 | 31606.37 | 219.26 | 43016.16 | 27315.72 | 14464.16 | 785035.4 | 0 | 0 | 0 | 2719094000 | 0 | 2250533000 | 22505.33 | 659406.169 | 468561100 | 52.7735 | 42.0065 | 2021-07-04 02:50
StdNResSpltPkgAC-65to134 | PreNResSpltPkgAC-65to-PEYes | Gro | 2015 | CZ02 | cDXGF | 0 | None | 1 | 50001 | 1446842 |  | 273319.3 | 0 | 248013.8 | 0 | 22179.82 | 57636.55 | 219.3397 | 50551.18 | 26508.55 | 21479.48 | 794922.3 | 0 | 0 | 0 | 1951052000 | 0 | 1517234000 | 15172.34 | 444549.562 | 433817900 | 52.7735 | 42.0065 | 2021-07-04 02:50
StdNResSpltPkgAC-65to134 | PreNResSpltPkgAC-65to-PEYes | Gro | 2015 | CZ03 | cDXGF | 0 | None | 1 | 50001 | 1427637 |  | 273319.2 | 0 | 248013.8 | 0 | 7396.824 | 50313.84 | 219.3471 | 45782.07 | 25504.43 | 17806.26 | 802592.8 | 0 | 0 | 0 | 1875060000 | 0 | 1441947000 | 14419.47 | 422490.471 | 433112600 | 52.7735 | 42.0065 | 2021-07-04 02:51
StdNResSpltPkgAC-65to134 | PreNResSpltPkgAC-65to-PEYes | Gro | 2015 | CZ04 | cDXGF | 0 | None | 1 | 50001 | 1472660 |  | 273319.2 | 0 | 248013.8 | 0 | 29548.63 | 69345.03 | 219.4119 | 46705.38 | 21537.49 | 22878.19 | 805508.1 | 0 | 0 | 0 | 1565322000 | 0 | 1152976000 | 11529.76 | 337821.968 | 412345600 | 52.7735 | 42.0065 | 2021-07-04 02:51
StdNResSpltPkgAC-65to134 | PreNResSpltPkgAC-65to-PEYes | Gro | 2015 | CZ05 | cDXGF | 0 | None | 1 | 50001 | 1430670 |  | 273319.3 | 0 | 248013.8 | 0 | 9263.175 | 53587.36 | 219.351 | 47312.25 | 25651.73 | 18936.44 | 798954.2 | 0 | 0 | 0 | 1859748000 | 0 | 1426542000 | 14265.42 | 417976.806 | 433206900 | 52.7735 | 42.0065 | 2021-07-04 02:51
StdNResSpltPkgAC-65to134 | PreNResSpltPkgAC-65to-PEYes | Gro | 2015 | CZ06 | cDXGF | 0 | None | 1 | 50001 | 1520527 |  | 273319.3 | 0 | 248013.8 | 0 | 32728.31 | 78693.06 | 219.4302 | 47744.58 | 20301.84 | 24899.02 | 839808.3 | 0 | 0 | 0 | 1260934000 | 0 | 861217900 | 8612.179 | 252336.8447 | 399716100 | 52.7735 | 42.0065 | 2021-07-04 02:52
StdNResSpltPkgAC-65to134 | PreNResSpltPkgAC-65to-PEYes | Gro | 2015 | CZ07 | cDXGF | 0 | None | 1 | 50001 | 1500499 |  | 273319.2 | 0 | 248013.8 | 0 | 24693.35 | 76763.3 | 219.4142 | 46124.71 | 19993.92 | 23643.45 | 831365.7 | 0 | 0 | 0 | 1197425000 | 0 | 798713900 | 7987.139 | 234023.1727 | 398711900 | 52.7735 | 42.0065 | 2021-07-04 02:52
StdNResSpltPkgAC-65to134 | PreNResSpltPkgAC-65to-PEYes | Gro | 2015 | CZ08 | cDXGF | 0 | None | 1 | 50001 | 1538048 |  | 273319.3 | 0 | 248013.8 | 0 | 51999.64 | 87288.01 | 219.4474 | 47625.48 | 17577.4 | 27624.88 | 829582.8 | 0 | 0 | 0 | 1129386000 | 0 | 740620300 | 7406.203 | 217001.7479 | 388765900 | 52.7735 | 42.0065 | 2021-07-04 02:53
StdNResSpltPkgAC-65to134 | PreNResSpltPkgAC-65to-PEYes | Gro | 2015 | CZ09 | cDXGF | 0 | None | 1 | 50001 | 1505427 |  | 273319.3 | 0 | 248013.8 | 0 | 45057.49 | 83756.93 | 219.4346 | 43561.71 | 15804.77 | 25782.64 | 811497.8 | 0 | 0 | 0 | 1179051000 | 0 | 787150100 | 7871.501 | 230634.9793 | 391900900 | 52.7735 | 42.0065 | 2021-07-04 02:53
StdNResSpltPkgAC-65to134 | PreNResSpltPkgAC-65to-PEYes | Gro | 2015 | CZ10 | cDXGF | 0 | None | 1 | 50001 | 1530941 |  | 273319.3 | 0 | 248013.8 | 0 | 56320.09 | 85874.45 | 219.4272 | 47586.05 | 17528.74 | 27832.67 | 819608.9 | 0 | 0 | 0 | 1236558000 | 0 | 845864400 | 8458.644 | 247838.2692 | 390693500 | 52.7735 | 42.0065 | 2021-07-04 02:54
StdNResSpltPkgAC-65to134 | PreNResSpltPkgAC-65to-PEYes | Gro | 2015 | CZ11 | cDXGF | 0 | None | 1 | 50001 | 1510540 |  | 273319.3 | 0 | 248013.8 | 0 | 57664.23 | 80571.13 | 219.4065 | 50012.26 | 20544.82 | 27353.66 | 800740.5 | 0 | 0 | 0 | 1524858000 | 0 | 1126261000 | 11262.61 | 329994.473 | 398596900 | 52.7735 | 42.0065 | 2021-07-04 02:54
StdNResSpltPkgAC-65to134 | PreNResSpltPkgAC-65to-PEYes | Gro | 2015 | CZ12 | cDXGF | 0 | None | 1 | 50001 | 1491938 |  | 273319.3 | 0 | 248013.8 | 0 | 41775.55 | 70963.1 | 219.3771 | 52843.42 | 24312.75 | 25674.73 | 804804.4 | 0 | 0 | 0 | 1626467000 | 0 | 1213993000 | 12139.93 | 355699.949 | 412474400 | 52.7735 | 42.0065 | 2021-07-04 02:55
StdNResSpltPkgAC-65to134 | PreNResSpltPkgAC-65to-PEYes | Gro | 2015 | CZ13 | cDXGF | 0 | None | 1 | 50001 | 1546928 |  | 273319.3 | 0 | 248013.8 | 0 | 68931.66 | 87637.01 | 219.4036 | 54461.77 | 21080.04 | 30865.88 | 814345.8 | 0 | 0 | 0 | 1376212000 | 0 | 987794400 | 9877.944 | 289423.7592 | 388417100 | 52.7735 | 42.0065 | 2021-07-04 02:55
StdNResSpltPkgAC-65to134 | PreNResSpltPkgAC-65to-PEYes | Gro | 2015 | CZ14 | cDXGF | 0 | None | 1 | 50001 | 1481488 |  | 273319.2 | 0 | 248013.8 | 0 | 55795.1 | 81006.83 | 219.3873 | 47443.62 | 18771.78 | 26738.83 | 775690.5 | 0 | 0 | 0 | 1510181000 | 0 | 1109324000 | 11093.24 | 325031.932 | 400857300 | 52.7735 | 42.0065 | 2021-07-04 02:55
StdNResSpltPkgAC-65to134 | PreNResSpltPkgAC-65to-PEYes | Gro | 2015 | CZ15 | cDXGF | 0 | None | 1 | 50001 | 1518179 |  | 273319.3 | 0 | 248013.8 | 0 | 129152.3 | 43160.34 | 219.4118 | 57699.34 | 13436.39 | 41752.95 | 766615.4 | 0 | 0 | 0 | 718137800 | 0 | 386298600 | 3862.986 | 113185.4898 | 331839400 | 52.7735 | 42.0065 | 2021-07-04 02:56
StdNResSpltPkgAC-65to134 | PreNResSpltPkgAC-65to-PEYes | Gro | 2015 | CZ16 | cDXGF | 0 | None | 1 | 50001 | 1375463 |  | 273319.3 | 0 | 248013.8 | 0 | 14362.36 | 48899.84 | 219.2972 | 46738.61 | 24372.31 | 20267.15 | 743910.6 | 0 | 0 | 0 | 2447900000 | 0 | 1986200000 | 19862 | 581956.6 | 461699300 | 52.7735 | 42.0065 | 2021-07-04 02:56
StdNResSpltPkgAC-65to134 | PreNResSpltPkgAC-65to-PEYes | Gro | 2017 | CZ01 | cDXGF | 0 | None | 1 | 50001 | 1380746 |  | 272988.5 | 0 | 248013.8 | 0 | 447.6797 | 31626.46 | 219.265 | 42144.98 | 26378.21 | 14454.6 | 785305.4 | 0 | 0 | 0 | 2600694000 | 0 | 2132119000 | 21321.19 | 624710.867 | 468574900 | 52.6549 | 42.0065 | 2021-07-04 02:57
StdNResSpltPkgAC-65to134 | PreNResSpltPkgAC-65to-PEYes | Gro | 2017 | CZ02 | cDXGF | 0 | None | 1 | 50001 | 1444900 |  | 272988.5 | 0 | 248013.8 | 0 | 21186.86 | 57642.66 | 219.3389 | 49778.1 | 25973.26 | 21272.57 | 795070.6 | 0 | 0 | 0 | 1906466000 | 0 | 1472688000 | 14726.88 | 431497.584 | 433778000 | 52.6549 | 42.0065 | 2021-07-04 02:57
StdNResSpltPkgAC-65to134 | PreNResSpltPkgAC-65to-PEYes | Gro | 2017 | CZ03 | cDXGF | 0 | None | 1 | 50001 | 1426616 |  | 272988.5 | 0 | 248013.8 | 0 | 7110.152 | 50321.89 | 219.3473 | 45226.55 | 25097.88 | 17705.42 | 802736.1 | 0 | 0 | 0 | 1835434000 | 0 | 1402348000 | 14023.48 | 410887.964 | 433085200 | 52.6549 | 42.0065 | 2021-07-04 02:58
StdNResSpltPkgAC-65to134 | PreNResSpltPkgAC-65to-PEYes | Gro | 2017 | CZ04 | cDXGF | 0 | None | 1 | 50001 | 1470800 |  | 272988.5 | 0 | 248013.8 | 0 | 28537.42 | 69355.56 | 219.4056 | 46008.41 | 21111.41 | 22651.28 | 805677 | 0 | 0 | 0 | 1528577000 | 0 | 1116223000 | 11162.23 | 327053.339 | 412353800 | 52.6549 | 42.0065 | 2021-07-04 02:58
StdNResSpltPkgAC-65to134 | PreNResSpltPkgAC-65to-PEYes | Gro | 2017 | CZ05 | cDXGF | 0 | None | 1 | 50001 | 1428602 |  | 272988.5 | 0 | 248013.8 | 0 | 8463.242 | 53600.99 | 219.3382 | 46112.67 | 24835.46 | 18582.12 | 799202.8 | 0 | 0 | 0 | 1781212000 | 0 | 1348075000 | 13480.75 | 394985.975 | 433137700 | 52.6549 | 42.0065 | 2021-07-04 02:59
StdNResSpltPkgAC-65to134 | PreNResSpltPkgAC-65to-PEYes | Gro | 2017 | CZ06 | cDXGF | 0 | None | 1 | 50001 | 1516988 |  | 272988.5 | 0 | 248013.8 | 0 | 30485.68 | 78710.16 | 219.4331 | 45938.67 | 18961.58 | 24668.9 | 840631.4 | 0 | 0 | 0 | 1190068000 | 0 | 790343800 | 7903.438 | 231570.7334 | 399724200 | 52.6549 | 42.0065 | 2021-07-04 02:59
StdNResSpltPkgAC-65to134 | PreNResSpltPkgAC-65to-PEYes | Gro | 2017 | CZ07 | cDXGF | 0 | None | 1 | 50001 | 1498905 |  | 272988.5 | 0 | 248013.8 | 0 | 23532.25 | 76798.68 | 219.4073 | 45467.38 | 19467.83 | 23628.22 | 831884.8 | 0 | 0 | 0 | 1150806000 | 0 | 752118800 | 7521.188 | 220370.8084 | 398687400 | 52.6549 | 42.0065 | 2021-07-04 02:59
StdNResSpltPkgAC-65to134 | PreNResSpltPkgAC-65to-PEYes | Gro | 2017 | CZ08 | cDXGF | 0 | None | 1 | 50001 | 1532031 |  | 272988.5 | 0 | 248013.8 | 0 | 48718.73 | 87042.18 | 219.4531 | 44946.84 | 16163.44 | 26659.76 | 830101.1 | 0 | 0 | 0 | 1079967000 | 0 | 691210700 | 6912.107 | 202524.7351 | 388757200 | 52.6549 | 42.0065 | 2021-07-04 03:00
StdNResSpltPkgAC-65to134 | PreNResSpltPkgAC-65to-PEYes | Gro | 2017 | CZ09 | cDXGF | 0 | None | 1 | 50001 | 1503333 |  | 272988.5 | 0 | 248013.8 | 0 | 43588.58 | 83772.56 | 219.4413 | 43019.95 | 15471.11 | 25586.32 | 811730.8 | 0 | 0 | 0 | 1151447000 | 0 | 759516200 | 7595.162 | 222538.2466 | 391930400 | 52.6549 | 42.0065 | 2021-07-04 03:00
StdNResSpltPkgAC-65to134 | PreNResSpltPkgAC-65to-PEYes | Gro | 2017 | CZ10 | cDXGF | 0 | None | 1 | 50001 | 1528349 |  | 272988.5 | 0 | 248013.8 | 0 | 54534.46 | 85889.23 | 219.424 | 46875.98 | 17156.3 | 27535.45 | 819827.9 | 0 | 0 | 0 | 1208801000 | 0 | 818116100 | 8181.161 | 239708.0173 | 390684600 | 52.6549 | 42.0065 | 2021-07-04 03:01
StdNResSpltPkgAC-65to134 | PreNResSpltPkgAC-65to-PEYes | Gro | 2017 | CZ11 | cDXGF | 0 | None | 1 | 50001 | 1507457 |  | 272988.5 | 0 | 248013.8 | 0 | 55711.95 | 80585.17 | 219.4132 | 49038.44 | 19945.28 | 27016.2 | 800899.9 | 0 | 0 | 0 | 1481425000 | 0 | 1082839000 | 10828.39 | 317271.827 | 398585400 | 52.6549 | 42.0065 | 2021-07-04 03:01
StdNResSpltPkgAC-65to134 | PreNResSpltPkgAC-65to-PEYes | Gro | 2017 | CZ12 | cDXGF | 0 | None | 1 | 50001 | 1489294 |  | 272988.5 | 0 | 248013.8 | 0 | 40200.65 | 70973.62 | 219.3715 | 51928.26 | 23738.73 | 25362.3 | 804969.2 | 0 | 0 | 0 | 1585402000 | 0 | 1172936000 | 11729.36 | 343670.248 | 412465900 | 52.6549 | 42.0065 | 2021-07-04 03:02
StdNResSpltPkgAC-65to134 | PreNResSpltPkgAC-65to-PEYes | Gro | 2017 | CZ13 | cDXGF | 0 | None | 1 | 50001 | 1543356 |  | 272988.5 | 0 | 248013.8 | 0 | 66506.28 | 87647.3 | 219.4061 | 53470.39 | 20521.35 | 30472.78 | 814511.1 | 0 | 0 | 0 | 1340224000 | 0 | 951801000 | 9518.01 | 278877.693 | 388422800 | 52.6549 | 42.0065 | 2021-07-04 03:02
StdNResSpltPkgAC-65to134 | PreNResSpltPkgAC-65to-PEYes | Gro | 2017 | CZ14 | cDXGF | 0 | None | 1 | 50001 | 1478467 |  | 272988.5 | 0 | 248013.8 | 0 | 53903.55 | 81018.41 | 219.3666 | 46474.95 | 18139.53 | 26401.64 | 775847.7 | 0 | 0 | 0 | 1466734000 | 0 | 1065886000 | 10658.86 | 312304.598 | 400848100 | 52.6549 | 42.0065 | 2021-07-04 03:03
StdNResSpltPkgAC-65to134 | PreNResSpltPkgAC-65to-PEYes | Gro | 2017 | CZ15 | cDXGF | 0 | None | 1 | 50001 | 1512938 |  | 272988.5 | 0 | 248013.8 | 0 | 125137.3 | 43162.28 | 219.4152 | 56660.52 | 13008.96 | 41128.64 | 766755.9 | 0 | 0 | 0 | 700333000 | 0 | 368490500 | 3684.905 | 107967.7165 | 331842400 | 52.6549 | 42.0065 | 2021-07-04 03:03
StdNResSpltPkgAC-65to134 | PreNResSpltPkgAC-65to-PEYes | Gro | 2017 | CZ16 | cDXGF | 0 | None | 1 | 50001 | 1373779 |  | 272988.5 | 0 | 248013.8 | 0 | 13740.54 | 48913.5 | 219.2779 | 45817.73 | 23581.87 | 20118.24 | 744085.8 | 0 | 0 | 0 | 2377016000 | 0 | 1915304000 | 19153.04 | 561184.072 | 461712700 | 52.6549 | 42.0065 | 2021-07-04 03:03
StdNResSpltPkgAC-65to134 | PreNResSpltPkgAC-65to-PEYes | Gro | 2020 | CZ01 | cDXGF | 0 | None | 1 | 50001 | 1338413 |  | 232299.7 | 0 | 248013.8 | 0 | 351.2142 | 31550.45 | 219.2566 | 41410.2 | 25952.36 | 14383 | 784568.9 | 0 | 0 | 0 | 2729294000 | 0 | 2260672000 | 22606.72 | 662376.896 | 468622700 | 44.3053 | 42.0065 | 2021-07-04 03:04
StdNResSpltPkgAC-65to134 | PreNResSpltPkgAC-65to-PEYes | Gro | 2020 | CZ02 | cDXGF | 0 | None | 1 | 50001 | 1400953 |  | 232299.7 | 0 | 248013.8 | 0 | 19211.03 | 57553.98 | 219.3384 | 49255.2 | 26364.14 | 20742.62 | 794400.6 | 0 | 0 | 0 | 1999080000 | 0 | 1565261000 | 15652.61 | 458621.473 | 433819500 | 44.3053 | 42.0065 | 2021-07-04 03:04
StdNResSpltPkgAC-65to134 | PreNResSpltPkgAC-65to-PEYes | Gro | 2020 | CZ03 | cDXGF | 0 | None | 1 | 50001 | 1383361 |  | 232299.7 | 0 | 248013.8 | 0 | 6077.902 | 50209.8 | 219.3648 | 44522.8 | 25279.94 | 17262.06 | 802017.8 | 0 | 0 | 0 | 1939852000 | 0 | 1506808000 | 15068.08 | 441494.744 | 433044600 | 44.3053 | 42.0065 | 2021-07-04 03:05
StdNResSpltPkgAC-65to134 | PreNResSpltPkgAC-65to-PEYes | Gro | 2020 | CZ04 | cDXGF | 0 | None | 1 | 50001 | 1426253 |  | 232299.7 | 0 | 248013.8 | 0 | 25964.31 | 69251.87 | 219.4058 | 45453.56 | 21382.8 | 22054.54 | 805050.3 | 0 | 0 | 0 | 1608111000 | 0 | 1195767000 | 11957.67 | 350359.731 | 412344100 | 44.3053 | 42.0065 | 2021-07-04 03:05
StdNResSpltPkgAC-65to134 | PreNResSpltPkgAC-65to-PEYes | Gro | 2020 | CZ05 | cDXGF | 0 | None | 1 | 50001 | 1385137 |  | 232299.7 | 0 | 248013.8 | 0 | 7211.586 | 53491.21 | 219.3479 | 45422.18 | 25212.24 | 18046.33 | 798479 | 0 | 0 | 0 | 1882265000 | 0 | 1449083000 | 14490.83 | 424581.319 | 433182200 | 44.3053 | 42.0065 | 2021-07-04 03:06
StdNResSpltPkgAC-65to134 | PreNResSpltPkgAC-65to-PEYes | Gro | 2020 | CZ06 | cDXGF | 0 | None | 1 | 50001 | 1472221 |  | 232299.7 | 0 | 248013.8 | 0 | 27109.4 | 78613.55 | 219.4325 | 45280.69 | 19577.55 | 23894.09 | 840685.1 | 0 | 0 | 0 | 1259271000 | 0 | 859535400 | 8595.354 | 251843.8722 | 399735500 | 44.3053 | 42.0065 | 2021-07-04 03:06
StdNResSpltPkgAC-65to134 | PreNResSpltPkgAC-65to-PEYes | Gro | 2020 | CZ07 | cDXGF | 0 | None | 1 | 50001 | 1454279 |  | 232299.7 | 0 | 248013.8 | 0 | 20641.19 | 76674.83 | 219.407 | 44754.22 | 19948.58 | 22781.69 | 831676.2 | 0 | 0 | 0 | 1222610000 | 0 | 823943300 | 8239.433 | 241415.3869 | 398666300 | 44.3053 | 42.0065 | 2021-07-04 03:07
StdNResSpltPkgAC-65to134 | PreNResSpltPkgAC-65to-PEYes | Gro | 2020 | CZ08 | cDXGF | 0 | None | 1 | 50001 | 1486485 |  | 232299.7 | 0 | 248013.8 | 0 | 44870.92 | 86933.65 | 219.4484 | 44428.29 | 16674.67 | 25979.77 | 829719.8 | 0 | 0 | 0 | 1137520000 | 0 | 748751000 | 7487.51 | 219384.043 | 388769400 | 44.3053 | 42.0065 | 2021-07-04 03:07
StdNResSpltPkgAC-65to134 | PreNResSpltPkgAC-65to-PEYes | Gro | 2020 | CZ09 | cDXGF | 0 | None | 1 | 50001 | 1457731 |  | 232299.7 | 0 | 248013.8 | 0 | 39952.98 | 83662.59 | 219.4324 | 42487.71 | 15877.11 | 24954.08 | 811095.4 | 0 | 0 | 0 | 1213016000 | 0 | 821098200 | 8210.982 | 240581.7726 | 391918500 | 44.3053 | 42.0065 | 2021-07-04 03:07
StdNResSpltPkgAC-65to134 | PreNResSpltPkgAC-65to-PEYes | Gro | 2020 | CZ10 | cDXGF | 0 | None | 1 | 50001 | 1482445 |  | 232299.7 | 0 | 248013.8 | 0 | 50628.79 | 85787.16 | 219.4259 | 46356.78 | 17627.94 | 26857.9 | 819139.6 | 0 | 0 | 0 | 1269312000 | 0 | 878625500 | 8786.255 | 257437.2715 | 390686600 | 44.3053 | 42.0065 | 2021-07-04 03:08
StdNResSpltPkgAC-65to134 | PreNResSpltPkgAC-65to-PEYes | Gro | 2020 | CZ11 | cDXGF | 0 | None | 1 | 50001 | 1461492 |  | 232299.7 | 0 | 248013.8 | 0 | 52027.94 | 80490.73 | 219.4111 | 48403.17 | 20285.2 | 26298.91 | 800037.6 | 0 | 0 | 0 | 1554300000 | 0 | 1155710000 | 11557.1 | 338623.03 | 398590000 | 44.3053 | 42.0065 | 2021-07-04 03:08
StdNResSpltPkgAC-65to134 | PreNResSpltPkgAC-65to-PEYes | Gro | 2020 | CZ12 | cDXGF | 0 | None | 1 | 50001 | 1444243 |  | 232299.7 | 0 | 248013.8 | 0 | 37248.32 | 70875.71 | 219.3969 | 51376.08 | 24126.54 | 24809.77 | 804210.3 | 0 | 0 | 0 | 1661929000 | 0 | 1249416000 | 12494.16 | 366078.888 | 412513100 | 44.3053 | 42.0065 | 2021-07-04 03:09
StdNResSpltPkgAC-65to134 | PreNResSpltPkgAC-65to-PEYes | Gro | 2020 | CZ13 | cDXGF | 0 | None | 1 | 50001 | 1496996 |  | 232299.7 | 0 | 248013.8 | 0 | 62443.7 | 87559.7 | 219.403 | 52866.4 | 21000.07 | 29743.83 | 813593.9 | 0 | 0 | 0 | 1402025000 | 0 | 1013580000 | 10135.8 | 296978.94 | 388444900 | 44.3053 | 42.0065 | 2021-07-04 03:09
StdNResSpltPkgAC-65to134 | PreNResSpltPkgAC-65to-PEYes | Gro | 2020 | CZ14 | cDXGF | 0 | None | 1 | 50001 | 1432646 |  | 232299.7 | 0 | 248013.8 | 0 | 50265.89 | 80916.65 | 219.3652 | 45981.16 | 18475.94 | 25763.11 | 774949.5 | 0 | 0 | 0 | 1538072000 | 0 | 1137249000 | 11372.49 | 333213.957 | 400822300 | 44.3053 | 42.0065 | 2021-07-04 03:10
StdNResSpltPkgAC-65to134 | PreNResSpltPkgAC-65to-PEYes | Gro | 2020 | CZ15 | cDXGF | 0 | None | 1 | 50001 | 1464443 |  | 232299.7 | 0 | 248013.8 | 0 | 118732.7 | 43115.93 | 219.4185 | 55980.41 | 13404.47 | 40190.48 | 766081.8 | 0 | 0 | 0 | 733654300 | 0 | 401801500 | 4018.015 | 117727.8395 | 331852700 | 44.3053 | 42.0065 | 2021-07-04 03:10
StdNResSpltPkgAC-65to134 | PreNResSpltPkgAC-65to-PEYes | Gro | 2020 | CZ16 | cDXGF | 0 | None | 1 | 50001 | 1329965 |  | 232299.7 | 0 | 248013.8 | 0 | 12211.92 | 48818.5 | 219.2762 | 44990.07 | 23510.41 | 19690.47 | 743412.2 | 0 | 0 | 0 | 2478861000 | 0 | 2017167000 | 20171.67 | 591029.931 | 461693500 | 44.3053 | 42.0065 | 2021-07-04 03:11
StdNResSpltPkgAC-65to134 | PreNResSpltPkgAC-65to-PEYes | Hsp | 1975 | CZ01 | cDXGF | 0 | None | 1 | 235501 | 2867285 |  | 1178940 | 0 | 1308122 | 0 | 13127.59 | 0 | 22727.94 | 344363.6 | 111546.8 | 11505.11 | 0 | 0 | 0 | 0 | 3175130000 | 8136039 | 3166995000 | 31669.95 | 927929.535 | 0 | 227.7511 | 257.0108 | 2021-07-04 03:11
StdNResSpltPkgAC-65to134 | PreNResSpltPkgAC-65to-PEYes | Hsp | 1975 | CZ02 | cDXGF | 0 | None | 1 | 235501 | 3108317 |  | 1178940 | 0 | 1308122 | 0 | 245550.5 | 0 | 16598.03 | 359106.2 | 67895.23 | 95738.48 | 0 | 0 | 0 | 0 | 1946109000 | 8136039 | 1937973000 | 19379.73 | 567826.089 | 0 | 227.7511 | 257.0108 | 2021-07-04 03:12
StdNResSpltPkgAC-65to134 | PreNResSpltPkgAC-65to-PEYes | Hsp | 1975 | CZ03 | cDXGF | 0 | None | 1 | 235501 | 2979375 |  | 1178940 | 0 | 1308122 | 0 | 133735.8 | 0 | 9151.807 | 349421.2 | 50673.5 | 71552.96 | 0 | 0 | 0 | 0 | 1385422000 | 8136039 | 1377286000 | 13772.86 | 403544.798 | 0 | 227.7511 | 257.0108 | 2021-07-04 03:13
StdNResSpltPkgAC-65to134 | PreNResSpltPkgAC-65to-PEYes | Hsp | 1975 | CZ04 | cDXGF | 0 | None | 1 | 235501 | 3191954 |  | 1178940 | 0 | 1308122 | 0 | 331529.3 | 0 | 9391.764 | 363969.4 | 45011.07 | 127833.4 | 0 | 0 | 0 | 0 | 1173260000 | 8136039 | 1165123000 | 11651.23 | 341381.039 | 0 | 227.7511 | 257.0108 | 2021-07-04 03:14
StdNResSpltPkgAC-65to134 | PreNResSpltPkgAC-65to-PEYes | Hsp | 1975 | CZ05 | cDXGF | 0 | None | 1 | 235501 | 3014584 |  | 1178940 | 0 | 1308122 | 0 | 161847.5 | 0 | 10543.84 | 355130.4 | 49979.51 | 83992.42 | 0 | 0 | 0 | 0 | 1294170000 | 8136039 | 1286033000 | 12860.33 | 376807.669 | 0 | 227.7511 | 257.0108 | 2021-07-04 03:15
StdNResSpltPkgAC-65to134 | PreNResSpltPkgAC-65to-PEYes | Hsp | 1975 | CZ06 | cDXGF | 0 | None | 1 | 235501 | 3269294 |  | 1178940 | 0 | 1308122 | 0 | 425283.3 | 0 | 3473.952 | 353472.9 | 19945.87 | 162291.1 | 0 | 0 | 0 | 0 | 497117900 | 8136039 | 488981800 | 4889.818 | 143271.6674 | 0 | 227.7511 | 257.0108 | 2021-07-04 03:15
StdNResSpltPkgAC-65to134 | PreNResSpltPkgAC-65to-PEYes | Hsp | 1975 | CZ07 | cDXGF | 0 | None | 1 | 235501 | 3214869 |  | 1178940 | 0 | 1308122 | 0 | 366971.5 | 0 | 1716.99 | 359113.9 | 16462.98 | 158812.3 | 0 | 0 | 0 | 0 | 316849700 | 8136039 | 308713600 | 3087.136 | 90453.0848 | 0 | 227.7511 | 257.0108 | 2021-07-04 03:16
StdNResSpltPkgAC-65to134 | PreNResSpltPkgAC-65to-PEYes | Hsp | 1975 | CZ08 | cDXGF | 0 | None | 1 | 235501 | 3373746 |  | 1178940 | 0 | 1308122 | 0 | 524221.7 | 0 | 3761.817 | 358700.5 | 17164.31 | 177540.6 | 0 | 0 | 0 | 0 | 423237600 | 8136039 | 415101200 | 4151.012 | 121624.6516 | 0 | 227.7511 | 257.0108 | 2021-07-04 03:17
StdNResSpltPkgAC-65to134 | PreNResSpltPkgAC-65to-PEYes | Hsp | 1975 | CZ09 | cDXGF | 0 | None | 1 | 235501 | 3345426 |  | 1178940 | 0 | 1308122 | 0 | 494191.5 | 0 | 5559.133 | 358612.3 | 23766.04 | 163098.2 | 0 | 0 | 0 | 0 | 613750500 | 8136039 | 605614500 | 6056.145 | 177445.0485 | 0 | 227.7511 | 257.0108 | 2021-07-04 03:18
StdNResSpltPkgAC-65to134 | PreNResSpltPkgAC-65to-PEYes | Hsp | 1975 | CZ10 | cDXGF | 0 | None | 1 | 235501 | 3409681 |  | 1178940 | 0 | 1308122 | 0 | 550999.5 | 0 | 8038.05 | 363580 | 30792.96 | 171773.1 | 0 | 0 | 0 | 0 | 874167500 | 8136039 | 866030900 | 8660.309 | 253747.0537 | 0 | 227.7511 | 257.0108 | 2021-07-04 03:19
StdNResSpltPkgAC-65to134 | PreNResSpltPkgAC-65to-PEYes | Hsp | 1975 | CZ11 | cDXGF | 0 | None | 1 | 235501 | 3434692 |  | 1178940 | 0 | 1308122 | 0 | 560759.8 | 0 | 15050.59 | 371819.2 | 64829.61 | 159309.6 | 0 | 0 | 0 | 0 | 2024180000 | 8136039 | 2016044000 | 20160.44 | 590700.892 | 0 | 227.7511 | 257.0108 | 2021-07-04 03:19
StdNResSpltPkgAC-65to134 | PreNResSpltPkgAC-65to-PEYes | Hsp | 1975 | CZ12 | cDXGF | 0 | None | 1 | 235501 | 3271117 |  | 1178940 | 0 | 1308122 | 0 | 403915.7 | 0 | 13669.99 | 366467.7 | 57091.61 | 136215.8 | 0 | 0 | 0 | 0 | 1786069000 | 8136039 | 1777933000 | 17779.33 | 520934.369 | 0 | 227.7511 | 257.0108 | 2021-07-04 03:20
StdNResSpltPkgAC-65to134 | PreNResSpltPkgAC-65to-PEYes | Hsp | 1975 | CZ13 | cDXGF | 0 | None | 1 | 235501 | 3503457 |  | 1178940 | 0 | 1308122 | 0 | 632800.6 | 0 | 13136.95 | 370457.6 | 51324.79 | 178854.6 | 0 | 0 | 0 | 0 | 1581779000 | 8136039 | 1573643000 | 15736.43 | 461077.399 | 0 | 227.7511 | 257.0108 | 2021-07-04 03:21
StdNResSpltPkgAC-65to134 | PreNResSpltPkgAC-65to-PEYes | Hsp | 1975 | CZ14 | cDXGF | 0 | None | 1 | 235501 | 3419213 |  | 1178940 | 0 | 1308122 | 0 | 547621.8 | 0 | 15690.17 | 368834.7 | 61201.95 | 162137.4 | 0 | 0 | 0 | 0 | 1983304000 | 8136039 | 1975168000 | 19751.68 | 578724.224 | 0 | 227.7511 | 257.0108 | 2021-07-04 03:22
StdNResSpltPkgAC-65to134 | PreNResSpltPkgAC-65to-PEYes | Hsp | 1975 | CZ15 | cDXGF | 0 | None | 1 | 235501 | 4000532 |  | 1178940 | 0 | 1308122 | 0 | 1131562 | 0 | 3668.488 | 378234.8 | 13132.22 | 254624.4 | 0 | 0 | 0 | 0 | 321147600 | 8136039 | 313011500 | 3130.115 | 91712.3695 | 0 | 227.7511 | 257.0108 | 2021-07-04 03:23
StdNResSpltPkgAC-65to134 | PreNResSpltPkgAC-65to-PEYes | Hsp | 1975 | CZ16 | cDXGF | 0 | None | 1 | 235501 | 3066436 |  | 1178940 | 0 | 1308122 | 0 | 192167.5 | 0 | 26718.94 | 360485.3 | 115457.6 | 94290.26 | 0 | 0 | 0 | 0 | 4927158000 | 8136039 | 4919024000 | 49190.24 | 1441274.032 | 0 | 227.7511 | 257.0108 | 2021-07-04 03:23
StdNResSpltPkgAC-65to134 | PreNResSpltPkgAC-65to-PEYes | Hsp | 1985 | CZ01 | cDXGF | 0 | None | 1 | 235501 | 2852888 |  | 1178940 | 0 | 1294225 | 0 | 12946.52 | 0 | 22709.81 | 344071.8 | 112758.1 | 11362.41 | 0 | 0 | 0 | 0 | 3205025000 | 8136039 | 3196889000 | 31968.89 | 936688.477 | 0 | 227.7511 | 254.0734 | 2021-07-04 03:24
StdNResSpltPkgAC-65to134 | PreNResSpltPkgAC-65to-PEYes | Hsp | 1985 | CZ02 | cDXGF | 0 | None | 1 | 235501 | 3092659 |  | 1178940 | 0 | 1294225 | 0 | 244229.3 | 0 | 16582.77 | 358679.6 | 68435.79 | 95354.63 | 0 | 0 | 0 | 0 | 1961989000 | 8136039 | 1953852000 | 19538.52 | 572478.636 | 0 | 227.7511 | 254.0734 | 2021-07-04 03:25
StdNResSpltPkgAC-65to134 | PreNResSpltPkgAC-65to-PEYes | Hsp | 1985 | CZ03 | cDXGF | 0 | None | 1 | 235501 | 2964099 |  | 1178940 | 0 | 1294225 | 0 | 132763.5 | 0 | 9144.174 | 349027.1 | 51246.35 | 71120.45 | 0 | 0 | 0 | 0 | 1398870000 | 8136039 | 1390733000 | 13907.33 | 407484.769 | 0 | 227.7511 | 254.0734 | 2021-07-04 03:26
StdNResSpltPkgAC-65to134 | PreNResSpltPkgAC-65to-PEYes | Hsp | 1985 | CZ04 | cDXGF | 0 | None | 1 | 235501 | 3176045 |  | 1178940 | 0 | 1294225 | 0 | 329971.3 | 0 | 9383.169 | 363524.2 | 45501.36 | 127365.2 | 0 | 0 | 0 | 0 | 1184334000 | 8136039 | 1176198000 | 11761.98 | 344626.014 | 0 | 227.7511 | 254.0734 | 2021-07-04 03:27
StdNResSpltPkgAC-65to134 | PreNResSpltPkgAC-65to-PEYes | Hsp | 1985 | CZ05 | cDXGF | 0 | None | 1 | 235501 | 2999062 |  | 1178940 | 0 | 1294225 | 0 | 160636.4 | 0 | 10535.1 | 354723.8 | 50469.91 | 83548.38 | 0 | 0 | 0 | 0 | 1305299000 | 8136039 | 1297163000 | 12971.63 | 380068.759 | 0 | 227.7511 | 254.0734 | 2021-07-04 03:27
StdNResSpltPkgAC-65to134 | PreNResSpltPkgAC-65to-PEYes | Hsp | 1985 | CZ06 | cDXGF | 0 | None | 1 | 235501 | 3252969 |  | 1178940 | 0 | 1294225 | 0 | 423269.4 | 0 | 3470.772 | 353062.8 | 20149.28 | 161822 | 0 | 0 | 0 | 0 | 501586800 | 8136039 | 493450600 | 4934.506 | 144581.0258 | 0 | 227.7511 | 254.0734 | 2021-07-04 03:28
StdNResSpltPkgAC-65to134 | PreNResSpltPkgAC-65to-PEYes | Hsp | 1985 | CZ07 | cDXGF | 0 | None | 1 | 235501 | 3198687 |  | 1178940 | 0 | 1294225 | 0 | 365128.3 | 0 | 1715.414 | 358677.6 | 16622.26 | 158294.9 | 0 | 0 | 0 | 0 | 319955800 | 8136039 | 311819600 | 3118.196 | 91363.1428 | 0 | 227.7511 | 254.0734 | 2021-07-04 03:29
StdNResSpltPkgAC-65to134 | PreNResSpltPkgAC-65to-PEYes | Hsp | 1985 | CZ08 | cDXGF | 0 | None | 1 | 235501 | 3357269 |  | 1178940 | 0 | 1294225 | 0 | 522068.7 | 0 | 3758.375 | 358276.8 | 17321.72 | 177093.4 | 0 | 0 | 0 | 0 | 426684100 | 8136039 | 418547900 | 4185.479 | 122634.5347 | 0 | 227.7511 | 254.0734 | 2021-07-04 03:30
StdNResSpltPkgAC-65to134 | PreNResSpltPkgAC-65to-PEYes | Hsp | 1985 | CZ09 | cDXGF | 0 | None | 1 | 235501 | 3329111 |  | 1178940 | 0 | 1294225 | 0 | 492182.9 | 0 | 5554.183 | 358210.1 | 24001.59 | 162665.2 | 0 | 0 | 0 | 0 | 619144900 | 8136039 | 611008600 | 6110.086 | 179025.5198 | 0 | 227.7511 | 254.0734 | 2021-07-04 03:31
StdNResSpltPkgAC-65to134 | PreNResSpltPkgAC-65to-PEYes | Hsp | 1985 | CZ10 | cDXGF | 0 | None | 1 | 235501 | 3393223 |  | 1178940 | 0 | 1294225 | 0 | 548871.8 | 0 | 8030.824 | 363155.3 | 31080.14 | 171319.6 | 0 | 0 | 0 | 0 | 881075700 | 8136039 | 872939600 | 8729.396 | 255771.3028 | 0 | 227.7511 | 254.0734 | 2021-07-04 03:32
StdNResSpltPkgAC-65to134 | PreNResSpltPkgAC-65to-PEYes | Hsp | 1985 | CZ11 | cDXGF | 0 | None | 1 | 235501 | 3418527 |  | 1178940 | 0 | 1294225 | 0 | 558920.9 | 0 | 15037.28 | 371405.3 | 65287.26 | 158949.5 | 0 | 0 | 0 | 0 | 2039282000 | 8136039 | 2031145000 | 20311.45 | 595125.485 | 0 | 227.7511 | 254.0734 | 2021-07-04 03:32