StdNResSpltPkgAC-65to134 | PreNResSpltPkgAC-65to-PEYes | Hsp | 1985 | CZ12 | cDXGF | 0 | None | 1 | 235501 | 3255099 |  | 1178940 | 0 | 1294225 | 0 | 402247.9 | 0 | 13657.44 | 366027.6 | 57581.85 | 135777 | 0 | 0 | 0 | 0 | 1800290000 | 8136039 | 1792155000 | 17921.55 | 525101.415 | 0 | 227.7511 | 254.0734 | 2021-07-04 03:33
StdNResSpltPkgAC-65to134 | PreNResSpltPkgAC-65to-PEYes | Hsp | 1985 | CZ13 | cDXGF | 0 | None | 1 | 235501 | 3487087 |  | 1178940 | 0 | 1294225 | 0 | 630778.1 | 0 | 13125.31 | 370020 | 51720.77 | 178422.5 | 0 | 0 | 0 | 0 | 1594282000 | 8136039 | 1586147000 | 15861.47 | 464741.071 | 0 | 227.7511 | 254.0734 | 2021-07-04 03:34
StdNResSpltPkgAC-65to134 | PreNResSpltPkgAC-65to-PEYes | Hsp | 1985 | CZ14 | cDXGF | 0 | None | 1 | 235501 | 3403008 |  | 1178940 | 0 | 1294225 | 0 | 545745.7 | 0 | 15676.28 | 368419.1 | 61649.88 | 161720 | 0 | 0 | 0 | 0 | 1996559000 | 8136039 | 1988423000 | 19884.23 | 582607.939 | 0 | 227.7511 | 254.0734 | 2021-07-04 03:35
StdNResSpltPkgAC-65to134 | PreNResSpltPkgAC-65to-PEYes | Hsp | 1985 | CZ15 | cDXGF | 0 | None | 1 | 235501 | 3983130 |  | 1178940 | 0 | 1294225 | 0 | 1128572 | 0 | 3664.973 | 377728.3 | 13264.87 | 254092.9 | 0 | 0 | 0 | 0 | 323923300 | 8136039 | 315787100 | 3157.871 | 92525.6203 | 0 | 227.7511 | 254.0734 | 2021-07-04 03:36
StdNResSpltPkgAC-65to134 | PreNResSpltPkgAC-65to-PEYes | Hsp | 1985 | CZ16 | cDXGF | 0 | None | 1 | 235501 | 3051228 |  | 1178940 | 0 | 1294225 | 0 | 191296.7 | 0 | 26694.74 | 360069.9 | 116015.9 | 93987.61 | 0 | 0 | 0 | 0 | 4953220000 | 8136039 | 4945083000 | 49450.83 | 1448909.319 | 0 | 227.7511 | 254.0734 | 2021-07-04 03:36
StdNResSpltPkgAC-65to134 | PreNResSpltPkgAC-65to-PEYes | Hsp | 1996 | CZ01 | cDXGF | 0 | None | 1 | 235501 | 2834541 |  | 1178940 | 0 | 1280327 | 0 | 10772.15 | 0 | 22591.09 | 341916.3 | 112803.1 | 9806.745 | 0 | 0 | 0 | 0 | 3135194000 | 8136039 | 3127057000 | 31270.57 | 916227.701 | 0 | 227.7511 | 251.1358 | 2021-07-04 03:37
StdNResSpltPkgAC-65to134 | PreNResSpltPkgAC-65to-PEYes | Hsp | 1996 | CZ02 | cDXGF | 0 | None | 1 | 235501 | 3068974 |  | 1178940 | 0 | 1280327 | 0 | 237199.3 | 0 | 16491.86 | 356017 | 69575.63 | 93253.83 | 0 | 0 | 0 | 0 | 2007769000 | 8136039 | 1999632000 | 19996.32 | 585892.176 | 0 | 227.7511 | 251.1358 | 2021-07-04 03:38
StdNResSpltPkgAC-65to134 | PreNResSpltPkgAC-65to-PEYes | Hsp | 1996 | CZ03 | cDXGF | 0 | None | 1 | 235501 | 2941535 |  | 1178940 | 0 | 1280327 | 0 | 126465.5 | 0 | 9106.523 | 346699.1 | 52530.54 | 68442.52 | 0 | 0 | 0 | 0 | 1440892000 | 8136039 | 1432755000 | 14327.55 | 419797.215 | 0 | 227.7511 | 251.1358 | 2021-07-04 03:39
StdNResSpltPkgAC-65to134 | PreNResSpltPkgAC-65to-PEYes | Hsp | 1996 | CZ04 | cDXGF | 0 | None | 1 | 235501 | 3150371 |  | 1178940 | 0 | 1280327 | 0 | 321250.1 | 0 | 9328.072 | 360529.7 | 46498.4 | 124701.5 | 0 | 0 | 0 | 0 | 1217478000 | 8136039 | 1209341000 | 12093.41 | 354336.913 | 0 | 227.7511 | 251.1358 | 2021-07-04 03:40
StdNResSpltPkgAC-65to134 | PreNResSpltPkgAC-65to-PEYes | Hsp | 1996 | CZ05 | cDXGF | 0 | None | 1 | 235501 | 2975826 |  | 1178940 | 0 | 1280327 | 0 | 153639.9 | 0 | 10492.5 | 352424.4 | 51701.68 | 80821.11 | 0 | 0 | 0 | 0 | 1345122000 | 8136039 | 1336987000 | 13369.87 | 391737.191 | 0 | 227.7511 | 251.1358 | 2021-07-04 03:41
StdNResSpltPkgAC-65to134 | PreNResSpltPkgAC-65to-PEYes | Hsp | 1996 | CZ06 | cDXGF | 0 | None | 1 | 235501 | 3225521 |  | 1178940 | 0 | 1280327 | 0 | 412735.2 | 0 | 3449.21 | 350068.9 | 21306.17 | 158942.1 | 0 | 0 | 0 | 0 | 533071200 | 8136039 | 524934600 | 5249.346 | 153805.8378 | 0 | 227.7511 | 251.1358 | 2021-07-04 03:41
StdNResSpltPkgAC-65to134 | PreNResSpltPkgAC-65to-PEYes | Hsp | 1996 | CZ07 | cDXGF | 0 | None | 1 | 235501 | 3172843 |  | 1178940 | 0 | 1280327 | 0 | 355794.4 | 0 | 1707.055 | 356076.8 | 17677.02 | 155384.8 | 0 | 0 | 0 | 0 | 343257100 | 8136039 | 335121200 | 3351.212 | 98190.5116 | 0 | 227.7511 | 251.1358 | 2021-07-04 03:42
StdNResSpltPkgAC-65to134 | PreNResSpltPkgAC-65to-PEYes | Hsp | 1996 | CZ08 | cDXGF | 0 | None | 1 | 235501 | 3330726 |  | 1178940 | 0 | 1280327 | 0 | 512644.2 | 0 | 3732.149 | 355085.4 | 18281.47 | 174334.2 | 0 | 0 | 0 | 0 | 452060800 | 8136039 | 443924600 | 4439.246 | 130069.9078 | 0 | 227.7511 | 251.1358 | 2021-07-04 03:43
StdNResSpltPkgAC-65to134 | PreNResSpltPkgAC-65to-PEYes | Hsp | 1996 | CZ09 | cDXGF | 0 | None | 1 | 235501 | 3302207 |  | 1178940 | 0 | 1280327 | 0 | 482519.3 | 0 | 5509.199 | 354914.8 | 25157.57 | 160004.7 | 0 | 0 | 0 | 0 | 655588000 | 8136039 | 647451700 | 6474.517 | 189703.3481 | 0 | 227.7511 | 251.1358 | 2021-07-04 03:44
StdNResSpltPkgAC-65to134 | PreNResSpltPkgAC-65to-PEYes | Hsp | 1996 | CZ10 | cDXGF | 0 | None | 1 | 235501 | 3365889 |  | 1178940 | 0 | 1280327 | 0 | 539034.1 | 0 | 7961.74 | 359625.8 | 32330.79 | 168599.1 | 0 | 0 | 0 | 0 | 925814300 | 8136039 | 917678000 | 9176.78 | 268879.654 | 0 | 227.7511 | 251.1358 | 2021-07-04 03:45
StdNResSpltPkgAC-65to134 | PreNResSpltPkgAC-65to-PEYes | Hsp | 1996 | CZ11 | cDXGF | 0 | None | 1 | 235501 | 3372874 |  | 1178940 | 0 | 1280327 | 0 | 536779.1 | 0 | 14647.04 | 362186.9 | 63653.08 | 154375.4 | 0 | 0 | 0 | 0 | 1973633000 | 8136039 | 1965497000 | 19654.97 | 575890.621 | 0 | 227.7511 | 251.1358 | 2021-07-04 03:46
StdNResSpltPkgAC-65to134 | PreNResSpltPkgAC-65to-PEYes | Hsp | 1996 | CZ12 | cDXGF | 0 | None | 1 | 235501 | 3214751 |  | 1178940 | 0 | 1280327 | 0 | 383900.9 | 0 | 13350.51 | 358233.9 | 56514.14 | 131781.2 | 0 | 0 | 0 | 0 | 1750907000 | 8136039 | 1742771000 | 17427.71 | 510631.903 | 0 | 227.7511 | 251.1358 | 2021-07-04 03:46
StdNResSpltPkgAC-65to134 | PreNResSpltPkgAC-65to-PEYes | Hsp | 1996 | CZ13 | cDXGF | 0 | None | 1 | 235501 | 3439773 |  | 1178940 | 0 | 1280327 | 0 | 606525.5 | 0 | 12774 | 361211 | 50611.35 | 173483.3 | 0 | 0 | 0 | 0 | 1553588000 | 8136039 | 1545453000 | 15454.53 | 452817.729 | 0 | 227.7511 | 251.1358 | 2021-07-04 03:47
StdNResSpltPkgAC-65to134 | PreNResSpltPkgAC-65to-PEYes | Hsp | 1996 | CZ14 | cDXGF | 0 | None | 1 | 235501 | 3355524 |  | 1178940 | 0 | 1280327 | 0 | 521007.5 | 0 | 15257.38 | 359992.9 | 60812.86 | 156699.3 | 0 | 0 | 0 | 0 | 1948094000 | 8136039 | 1939957000 | 19399.57 | 568407.401 | 0 | 227.7511 | 251.1358 | 2021-07-04 03:48
StdNResSpltPkgAC-65to134 | PreNResSpltPkgAC-65to-PEYes | Hsp | 1996 | CZ15 | cDXGF | 0 | None | 1 | 235501 | 3918134 |  | 1178940 | 0 | 1280327 | 0 | 1090067 | 0 | 3572.309 | 365231.3 | 12681.04 | 245234.5 | 0 | 0 | 0 | 0 | 309404600 | 8136039 | 301268400 | 3012.684 | 88271.6412 | 0 | 227.7511 | 251.1358 | 2021-07-04 03:49
StdNResSpltPkgAC-65to134 | PreNResSpltPkgAC-65to-PEYes | Hsp | 1996 | CZ16 | cDXGF | 0 | None | 1 | 235501 | 3021709 |  | 1178940 | 0 | 1280327 | 0 | 181408.9 | 0 | 26374.43 | 354658.1 | 115418.5 | 90811.82 | 0 | 0 | 0 | 0 | 4858853000 | 8136039 | 4850717000 | 48507.17 | 1421260.081 | 0 | 227.7511 | 251.1358 | 2021-07-04 03:50
StdNResSpltPkgAC-65to134 | PreNResSpltPkgAC-65to-PEYes | Hsp | 2003 | CZ01 | cDXGF | 0 | None | 1 | 235501 | 2818680 |  | 1178940 | 0 | 1266427 | 0 | 9210.236 | 0 | 22583.17 | 341521.6 | 115273.1 | 8549.905 | 0 | 0 | 0 | 0 | 3158185000 | 8136039 | 3150050000 | 31500.5 | 922964.65 | 0 | 227.7511 | 248.1984 | 2021-07-04 03:50
StdNResSpltPkgAC-65to134 | PreNResSpltPkgAC-65to-PEYes | Hsp | 2003 | CZ02 | cDXGF | 0 | None | 1 | 235501 | 3033026 |  | 1178940 | 0 | 1266427 | 0 | 220360.2 | 0 | 16330.16 | 350971 | 68197.11 | 89238.23 | 0 | 0 | 0 | 0 | 1909545000 | 8136039 | 1901409000 | 19014.09 | 557112.837 | 0 | 227.7511 | 248.1984 | 2021-07-04 03:51
StdNResSpltPkgAC-65to134 | PreNResSpltPkgAC-65to-PEYes | Hsp | 2003 | CZ03 | cDXGF | 0 | None | 1 | 235501 | 2924588 |  | 1178940 | 0 | 1266427 | 0 | 124492.7 | 0 | 9083.582 | 345646 | 50803.82 | 68040.3 | 0 | 0 | 0 | 0 | 1356215000 | 8136039 | 1348079000 | 13480.79 | 394987.147 | 0 | 227.7511 | 248.1984 | 2021-07-04 03:52
StdNResSpltPkgAC-65to134 | PreNResSpltPkgAC-65to-PEYes | Hsp | 2003 | CZ04 | cDXGF | 0 | None | 1 | 235501 | 3129744 |  | 1178940 | 0 | 1266427 | 0 | 316460.8 | 0 | 9284.775 | 358635.1 | 45169.44 | 124016.5 | 0 | 0 | 0 | 0 | 1152267000 | 8136039 | 1144131000 | 11441.31 | 335230.383 | 0 | 227.7511 | 248.1984 | 2021-07-04 03:53
StdNResSpltPkgAC-65to134 | PreNResSpltPkgAC-65to-PEYes | Hsp | 2003 | CZ05 | cDXGF | 0 | None | 1 | 235501 | 2958265 |  | 1178940 | 0 | 1266427 | 0 | 151147.2 | 0 | 10463.6 | 351288.3 | 50144.9 | 80297.75 | 0 | 0 | 0 | 0 | 1269550000 | 8136039 | 1261414000 | 12614.14 | 369594.302 | 0 | 227.7511 | 248.1984 | 2021-07-04 03:54
StdNResSpltPkgAC-65to134 | PreNResSpltPkgAC-65to-PEYes | Hsp | 2003 | CZ06 | cDXGF | 0 | None | 1 | 235501 | 3210419 |  | 1178940 | 0 | 1266427 | 0 | 412310.9 | 0 | 3439.635 | 349304.4 | 20454.91 | 159264.5 | 0 | 0 | 0 | 0 | 498626500 | 8136039 | 490490200 | 4904.902 | 143713.6286 | 0 | 227.7511 | 248.1984 | 2021-07-04 03:55
StdNResSpltPkgAC-65to134 | PreNResSpltPkgAC-65to-PEYes | Hsp | 2003 | CZ07 | cDXGF | 0 | None | 1 | 235501 | 3158087 |  | 1178940 | 0 | 1266427 | 0 | 355619.4 | 0 | 1702.632 | 355398.6 | 16932.34 | 155859 | 0 | 0 | 0 | 0 | 319617800 | 8136039 | 311481700 | 3114.817 | 91264.1381 | 0 | 227.7511 | 248.1984 | 2021-07-04 03:55
StdNResSpltPkgAC-65to134 | PreNResSpltPkgAC-65to-PEYes | Hsp | 2003 | CZ08 | cDXGF | 0 | None | 1 | 235501 | 3312979 |  | 1178940 | 0 | 1266427 | 0 | 509991.6 | 0 | 3718.236 | 353904.7 | 17583.77 | 174251.7 | 0 | 0 | 0 | 0 | 425000800 | 8136039 | 416864700 | 4168.647 | 122141.3571 | 0 | 227.7511 | 248.1984 | 2021-07-04 03:56
StdNResSpltPkgAC-65to134 | PreNResSpltPkgAC-65to-PEYes | Hsp | 2003 | CZ09 | cDXGF | 0 | None | 1 | 235501 | 3283770 |  | 1178940 | 0 | 1266427 | 0 | 479502.9 | 0 | 5471.709 | 353426.5 | 24224.39 | 159999.8 | 0 | 0 | 0 | 0 | 617890200 | 8136039 | 609754000 | 6097.54 | 178657.922 | 0 | 227.7511 | 248.1984 | 2021-07-04 03:57
StdNResSpltPkgAC-65to134 | PreNResSpltPkgAC-65to-PEYes | Hsp | 2003 | CZ10 | cDXGF | 0 | None | 1 | 235501 | 3311940 |  | 1178940 | 0 | 1266427 | 0 | 507883.3 | 0 | 7760.94 | 350929.4 | 30620.45 | 163115.9 | 0 | 0 | 0 | 0 | 855671800 | 8136039 | 847535700 | 8475.357 | 248327.9601 | 0 | 227.7511 | 248.1984 | 2021-07-04 03:58
StdNResSpltPkgAC-65to134 | PreNResSpltPkgAC-65to-PEYes | Hsp | 2003 | CZ11 | cDXGF | 0 | None | 1 | 235501 | 3336416 |  | 1178940 | 0 | 1266427 | 0 | 518795.8 | 0 | 14393.73 | 357861.4 | 63666.28 | 151443.5 | 0 | 0 | 0 | 0 | 1966208000 | 8136039 | 1958073000 | 19580.73 | 573715.389 | 0 | 227.7511 | 248.1984 | 2021-07-04 03:59
StdNResSpltPkgAC-65to134 | PreNResSpltPkgAC-65to-PEYes | Hsp | 2003 | CZ12 | cDXGF | 0 | None | 1 | 235501 | 3181877 |  | 1178940 | 0 | 1266427 | 0 | 369287.6 | 0 | 13220.83 | 354003 | 56721.69 | 128493.4 | 0 | 0 | 0 | 0 | 1747924000 | 8136039 | 1739788000 | 17397.88 | 509757.884 | 0 | 227.7511 | 248.1984 | 2021-07-04 04:00
StdNResSpltPkgAC-65to134 | PreNResSpltPkgAC-65to-PEYes | Hsp | 2003 | CZ13 | cDXGF | 0 | None | 1 | 235501 | 3401186 |  | 1178940 | 0 | 1266427 | 0 | 586213.9 | 0 | 12542.43 | 357063.7 | 50772.9 | 170362.7 | 0 | 0 | 0 | 0 | 1554044000 | 8136039 | 1545908000 | 15459.08 | 452951.044 | 0 | 227.7511 | 248.1984 | 2021-07-04 04:00
StdNResSpltPkgAC-65to134 | PreNResSpltPkgAC-65to-PEYes | Hsp | 2003 | CZ14 | cDXGF | 0 | None | 1 | 235501 | 3320412 |  | 1178940 | 0 | 1266427 | 0 | 503903.1 | 0 | 14964.23 | 356175.3 | 61371.93 | 153723.3 | 0 | 0 | 0 | 0 | 1962478000 | 8136039 | 1954342000 | 19543.42 | 572622.206 | 0 | 227.7511 | 248.1984 | 2021-07-04 04:01
StdNResSpltPkgAC-65to134 | PreNResSpltPkgAC-65to-PEYes | Hsp | 2003 | CZ15 | cDXGF | 0 | None | 1 | 235501 | 3871287 |  | 1178940 | 0 | 1266427 | 0 | 1063666 | 0 | 3512.718 | 358742.4 | 12628.85 | 240278.3 | 0 | 0 | 0 | 0 | 308738300 | 8136039 | 300602000 | 3006.02 | 88076.386 | 0 | 227.7511 | 248.1984 | 2021-07-04 04:02
StdNResSpltPkgAC-65to134 | PreNResSpltPkgAC-65to-PEYes | Hsp | 2003 | CZ16 | cDXGF | 0 | None | 1 | 235501 | 2996883 |  | 1178940 | 0 | 1266427 | 0 | 173129.7 | 0 | 26265.18 | 352121.9 | 116592.4 | 88216.31 | 0 | 0 | 0 | 0 | 4871034000 | 8136039 | 4862898000 | 48628.98 | 1424829.114 | 0 | 227.7511 | 248.1984 | 2021-07-04 04:03
StdNResSpltPkgAC-65to134 | PreNResSpltPkgAC-65to-PEYes | Hsp | 2007 | CZ01 | cDXGF | 0 | None | 1 | 235501 | 2818700 |  | 1178940 | 0 | 1266427 | 0 | 9229.362 | 0 | 22583.17 | 341522.9 | 114275.9 | 8568.746 | 0 | 0 | 0 | 0 | 3120238000 | 8136039 | 3112102000 | 31121.02 | 911845.886 | 0 | 227.7511 | 248.1984 | 2021-07-04 04:04
StdNResSpltPkgAC-65to134 | PreNResSpltPkgAC-65to-PEYes | Hsp | 2007 | CZ02 | cDXGF | 0 | None | 1 | 235501 | 3032768 |  | 1178940 | 0 | 1266427 | 0 | 220106.9 | 0 | 16330.16 | 350965.6 | 67661.18 | 89239.27 | 0 | 0 | 0 | 0 | 1887763000 | 8136039 | 1879626000 | 18796.26 | 550730.418 | 0 | 227.7511 | 248.1984 | 2021-07-04 04:05
StdNResSpltPkgAC-65to134 | PreNResSpltPkgAC-65to-PEYes | Hsp | 2007 | CZ03 | cDXGF | 0 | None | 1 | 235501 | 2924559 |  | 1178940 | 0 | 1266427 | 0 | 124461.3 | 0 | 9083.582 | 345647.7 | 50193.28 | 68061.11 | 0 | 0 | 0 | 0 | 1337245000 | 8136039 | 1329108000 | 13291.08 | 389428.644 | 0 | 227.7511 | 248.1984 | 2021-07-04 04:06
StdNResSpltPkgAC-65to134 | PreNResSpltPkgAC-65to-PEYes | Hsp | 2007 | CZ04 | cDXGF | 0 | None | 1 | 235501 | 3129365 |  | 1178940 | 0 | 1266427 | 0 | 316092.6 | 0 | 9284.701 | 358625 | 44596.15 | 124016.5 | 0 | 0 | 0 | 0 | 1135223000 | 8136039 | 1127088000 | 11270.88 | 330236.784 | 0 | 227.7511 | 248.1984 | 2021-07-04 04:06
StdNResSpltPkgAC-65to134 | PreNResSpltPkgAC-65to-PEYes | Hsp | 2007 | CZ05 | cDXGF | 0 | None | 1 | 235501 | 2958322 |  | 1178940 | 0 | 1266427 | 0 | 151201.5 | 0 | 10463.6 | 351291.1 | 49609.3 | 80343.45 | 0 | 0 | 0 | 0 | 1253147000 | 8136039 | 1245012000 | 12450.12 | 364788.516 | 0 | 227.7511 | 248.1984 | 2021-07-04 04:07
StdNResSpltPkgAC-65to134 | PreNResSpltPkgAC-65to-PEYes | Hsp | 2007 | CZ06 | cDXGF | 0 | None | 1 | 235501 | 3210419 |  | 1178940 | 0 | 1266427 | 0 | 412310.9 | 0 | 3439.635 | 349304.4 | 20454.91 | 159264.5 | 0 | 0 | 0 | 0 | 498626500 | 8136039 | 490490200 | 4904.902 | 143713.6286 | 0 | 227.7511 | 248.1984 | 2021-07-04 04:08
StdNResSpltPkgAC-65to134 | PreNResSpltPkgAC-65to-PEYes | Hsp | 2007 | CZ07 | cDXGF | 0 | None | 1 | 235501 | 3158087 |  | 1178940 | 0 | 1266427 | 0 | 355619.4 | 0 | 1702.632 | 355398.6 | 16932.34 | 155859 | 0 | 0 | 0 | 0 | 319617800 | 8136039 | 311481700 | 3114.817 | 91264.1381 | 0 | 227.7511 | 248.1984 | 2021-07-04 04:09
StdNResSpltPkgAC-65to134 | PreNResSpltPkgAC-65to-PEYes | Hsp | 2007 | CZ08 | cDXGF | 0 | None | 1 | 235501 | 3312979 |  | 1178940 | 0 | 1266427 | 0 | 509991.6 | 0 | 3718.236 | 353904.7 | 17583.77 | 174251.7 | 0 | 0 | 0 | 0 | 425000800 | 8136039 | 416864700 | 4168.647 | 122141.3571 | 0 | 227.7511 | 248.1984 | 2021-07-04 04:10
StdNResSpltPkgAC-65to134 | PreNResSpltPkgAC-65to-PEYes | Hsp | 2007 | CZ09 | cDXGF | 0 | None | 1 | 235501 | 3283770 |  | 1178940 | 0 | 1266427 | 0 | 479502.9 | 0 | 5471.709 | 353426.5 | 24224.39 | 159999.8 | 0 | 0 | 0 | 0 | 617890200 | 8136039 | 609754000 | 6097.54 | 178657.922 | 0 | 227.7511 | 248.1984 | 2021-07-04 04:10
StdNResSpltPkgAC-65to134 | PreNResSpltPkgAC-65to-PEYes | Hsp | 2007 | CZ10 | cDXGF | 0 | None | 1 | 235501 | 3311117 |  | 1178940 | 0 | 1266427 | 0 | 507081 | 0 | 7760.931 | 350910.2 | 30281.91 | 163106 | 0 | 0 | 0 | 0 | 844771600 | 8136039 | 836635300 | 8366.353 | 245134.1429 | 0 | 227.7511 | 248.1984 | 2021-07-04 04:11
StdNResSpltPkgAC-65to134 | PreNResSpltPkgAC-65to-PEYes | Hsp | 2007 | CZ11 | cDXGF | 0 | None | 1 | 235501 | 3335387 |  | 1178940 | 0 | 1266427 | 0 | 517788.1 | 0 | 14389.84 | 357840.6 | 63106.23 | 151422.7 | 0 | 0 | 0 | 0 | 1941670000 | 8136039 | 1933534000 | 19335.34 | 566525.462 | 0 | 227.7511 | 248.1984 | 2021-07-04 04:12
StdNResSpltPkgAC-65to134 | PreNResSpltPkgAC-65to-PEYes | Hsp | 2007 | CZ12 | cDXGF | 0 | None | 1 | 235501 | 3181263 |  | 1178940 | 0 | 1266427 | 0 | 368692.8 | 0 | 13220.16 | 353984.7 | 56264.38 | 128455.3 | 0 | 0 | 0 | 0 | 1727197000 | 8136039 | 1719062000 | 17190.62 | 503685.166 | 0 | 227.7511 | 248.1984 | 2021-07-04 04:13
StdNResSpltPkgAC-65to134 | PreNResSpltPkgAC-65to-PEYes | Hsp | 2007 | CZ13 | cDXGF | 0 | None | 1 | 235501 | 3399779 |  | 1178940 | 0 | 1266427 | 0 | 584840.2 | 0 | 12538.71 | 357035 | 50386.06 | 170270 | 0 | 0 | 0 | 0 | 1535143000 | 8136039 | 1527006000 | 15270.06 | 447412.758 | 0 | 227.7511 | 248.1984 | 2021-07-04 04:14
StdNResSpltPkgAC-65to134 | PreNResSpltPkgAC-65to-PEYes | Hsp | 2007 | CZ14 | cDXGF | 0 | None | 1 | 235501 | 3319399 |  | 1178940 | 0 | 1266427 | 0 | 502903.9 | 0 | 14959.26 | 356166.7 | 60901.63 | 153719.2 | 0 | 0 | 0 | 0 | 1939918000 | 8136039 | 1931782000 | 19317.82 | 566012.126 | 0 | 227.7511 | 248.1984 | 2021-07-04 04:15
StdNResSpltPkgAC-65to134 | PreNResSpltPkgAC-65to-PEYes | Hsp | 2007 | CZ15 | cDXGF | 0 | None | 1 | 235501 | 3868801 |  | 1178940 | 0 | 1266427 | 0 | 1061202 | 0 | 3510.647 | 358723.4 | 12387.06 | 240228 | 0 | 0 | 0 | 0 | 303019100 | 8136039 | 294883000 | 2948.83 | 86400.719 | 0 | 227.7511 | 248.1984 | 2021-07-04 04:15
StdNResSpltPkgAC-65to134 | PreNResSpltPkgAC-65to-PEYes | Hsp | 2007 | CZ16 | cDXGF | 0 | None | 1 | 235501 | 2996621 |  | 1178940 | 0 | 1266427 | 0 | 172884.8 | 0 | 26265.18 | 352105 | 116039.1 | 88168.46 | 0 | 0 | 0 | 0 | 4826070000 | 8136039 | 4817933000 | 48179.33 | 1411654.369 | 0 | 227.7511 | 248.1984 | 2021-07-04 04:16
StdNResSpltPkgAC-65to134 | PreNResSpltPkgAC-65to-PEYes | Hsp | 2011 | CZ01 | cDXGF | 0 | None | 1 | 235501 | 2818805 |  | 1178940 | 0 | 1266427 | 0 | 9325.519 | 0 | 22583.17 | 341531.5 | 109191 | 8689.675 | 0 | 0 | 0 | 0 | 2861695000 | 8136039 | 2853559000 | 28535.59 | 836092.787 | 0 | 227.7511 | 248.1984 | 2021-07-04 04:17
StdNResSpltPkgAC-65to134 | PreNResSpltPkgAC-65to-PEYes | Hsp | 2011 | CZ02 | cDXGF | 0 | None | 1 | 235501 | 3032503 |  | 1178940 | 0 | 1266427 | 0 | 219847.9 | 0 | 16330.16 | 350960.5 | 67077.9 | 89239.66 | 0 | 0 | 0 | 0 | 1865677000 | 8136039 | 1857542000 | 18575.42 | 544259.806 | 0 | 227.7511 | 248.1984 | 2021-07-04 04:18
StdNResSpltPkgAC-65to134 | PreNResSpltPkgAC-65to-PEYes | Hsp | 2011 | CZ03 | cDXGF | 0 | None | 1 | 235501 | 2924527 |  | 1178940 | 0 | 1266427 | 0 | 124428 | 0 | 9083.581 | 345649.6 | 49542.21 | 68064.48 | 0 | 0 | 0 | 0 | 1318049000 | 8136039 | 1309913000 | 13099.13 | 383804.509 | 0 | 227.7511 | 248.1984 | 2021-07-04 04:19
StdNResSpltPkgAC-65to134 | PreNResSpltPkgAC-65to-PEYes | Hsp | 2011 | CZ04 | cDXGF | 0 | None | 1 | 235501 | 3128983 |  | 1178940 | 0 | 1266427 | 0 | 315720.1 | 0 | 9284.664 | 358614.1 | 44024.02 | 124000.5 | 0 | 0 | 0 | 0 | 1118220000 | 8136039 | 1110083000 | 11100.83 | 325254.319 | 0 | 227.7511 | 248.1984 | 2021-07-04 04:20
StdNResSpltPkgAC-65to134 | PreNResSpltPkgAC-65to-PEYes | Hsp | 2011 | CZ05 | cDXGF | 0 | None | 1 | 235501 | 2958322 |  | 1178940 | 0 | 1266427 | 0 | 151201.5 | 0 | 10463.6 | 351291.1 | 49609.3 | 80343.45 | 0 | 0 | 0 | 0 | 1253147000 | 8136039 | 1245012000 | 12450.12 | 364788.516 | 0 | 227.7511 | 248.1984 | 2021-07-04 04:20
StdNResSpltPkgAC-65to134 | PreNResSpltPkgAC-65to-PEYes | Hsp | 2011 | CZ06 | cDXGF | 0 | None | 1 | 235501 | 3210419 |  | 1178940 | 0 | 1266427 | 0 | 412310.9 | 0 | 3439.635 | 349304.4 | 20454.91 | 159264.5 | 0 | 0 | 0 | 0 | 498626500 | 8136039 | 490490200 | 4904.902 | 143713.6286 | 0 | 227.7511 | 248.1984 | 2021-07-04 04:21
StdNResSpltPkgAC-65to134 | PreNResSpltPkgAC-65to-PEYes | Hsp | 2011 | CZ07 | cDXGF | 0 | None | 1 | 235501 | 3157846 |  | 1178940 | 0 | 1266427 | 0 | 355378.3 | 0 | 1702.623 | 355399.6 | 16654.23 | 155858.7 | 0 | 0 | 0 | 0 | 313294600 | 8136039 | 305158700 | 3051.587 | 89411.4991 | 0 | 227.7511 | 248.1984 | 2021-07-04 04:22
StdNResSpltPkgAC-65to134 | PreNResSpltPkgAC-65to-PEYes | Hsp | 2011 | CZ08 | cDXGF | 0 | None | 1 | 235501 | 3312263 |  | 1178940 | 0 | 1266427 | 0 | 509289.9 | 0 | 3718.224 | 353889.1 | 17311 | 174251.8 | 0 | 0 | 0 | 0 | 417934800 | 8136039 | 409798300 | 4097.983 | 120070.9019 | 0 | 227.7511 | 248.1984 | 2021-07-04 04:23
StdNResSpltPkgAC-65to134 | PreNResSpltPkgAC-65to-PEYes | Hsp | 2011 | CZ09 | cDXGF | 0 | None | 1 | 235501 | 3281051 |  | 1178940 | 0 | 1266427 | 0 | 476802 | 0 | 5465.369 | 353417.9 | 22783.92 | 160014.3 | 0 | 0 | 0 | 0 | 579034600 | 8136039 | 570898300 | 5708.983 | 167273.2019 | 0 | 227.7511 | 248.1984 | 2021-07-04 04:24
StdNResSpltPkgAC-65to134 | PreNResSpltPkgAC-65to-PEYes | Hsp | 2011 | CZ10 | cDXGF | 0 | None | 1 | 235501 | 3310287 |  | 1178940 | 0 | 1266427 | 0 | 506268.3 | 0 | 7760.927 | 350891.4 | 29913.81 | 163099.5 | 0 | 0 | 0 | 0 | 833756200 | 8136039 | 825619600 | 8256.196 | 241906.5428 | 0 | 227.7511 | 248.1984 | 2021-07-04 04:24
StdNResSpltPkgAC-65to134 | PreNResSpltPkgAC-65to-PEYes | Hsp | 2011 | CZ11 | cDXGF | 0 | None | 1 | 235501 | 3308428 |  | 1178940 | 0 | 1266427 | 0 | 493442.8 | 0 | 14217.83 | 355402.5 | 55661.88 | 149578 | 0 | 0 | 0 | 0 | 1500500000 | 8136039 | 1492364000 | 14923.64 | 437262.652 | 0 | 227.7511 | 248.1984 | 2021-07-04 04:25
StdNResSpltPkgAC-65to134 | PreNResSpltPkgAC-65to-PEYes | Hsp | 2011 | CZ12 | cDXGF | 0 | None | 1 | 235501 | 3175251 |  | 1178940 | 0 | 1266427 | 0 | 363636.5 | 0 | 13199.37 | 353049.1 | 53407.37 | 127806.7 | 0 | 0 | 0 | 0 | 1575340000 | 8136039 | 1567204000 | 15672.04 | 459190.772 | 0 | 227.7511 | 248.1984 | 2021-07-04 04:26
StdNResSpltPkgAC-65to134 | PreNResSpltPkgAC-65to-PEYes | Hsp | 2011 | CZ13 | cDXGF | 0 | None | 1 | 235501 | 3374647 |  | 1178940 | 0 | 1266427 | 0 | 561943.4 | 0 | 12390.34 | 354947.8 | 45709.99 | 168471 | 0 | 0 | 0 | 0 | 1285052000 | 8136039 | 1276916000 | 12769.16 | 374136.388 | 0 | 227.7511 | 248.1984 | 2021-07-04 04:27
StdNResSpltPkgAC-65to134 | PreNResSpltPkgAC-65to-PEYes | Hsp | 2011 | CZ14 | cDXGF | 0 | None | 1 | 235501 | 3296767 |  | 1178940 | 0 | 1266427 | 0 | 481993.6 | 0 | 14756.03 | 354650.2 | 54113.82 | 153054.1 | 0 | 0 | 0 | 0 | 1561639000 | 8136039 | 1553503000 | 15535.03 | 455176.379 | 0 | 227.7511 | 248.1984 | 2021-07-04 04:28
StdNResSpltPkgAC-65to134 | PreNResSpltPkgAC-65to-PEYes | Hsp | 2011 | CZ15 | cDXGF | 0 | None | 1 | 235501 | 3799677 |  | 1178940 | 0 | 1266427 | 0 | 995841.8 | 0 | 3361.429 | 355108.3 | 10430.84 | 236937.6 | 0 | 0 | 0 | 0 | 235014600 | 8136039 | 226878500 | 2268.785 | 66475.4005 | 0 | 227.7511 | 248.1984 | 2021-07-04 04:29
StdNResSpltPkgAC-65to134 | PreNResSpltPkgAC-65to-PEYes | Hsp | 2011 | CZ16 | cDXGF | 0 | None | 1 | 235501 | 2987472 |  | 1178940 | 0 | 1266427 | 0 | 164718.7 | 0 | 26265.18 | 351122.9 | 106142.9 | 86639.25 | 0 | 0 | 0 | 0 | 3793088000 | 8136039 | 3784952000 | 37849.52 | 1108990.936 | 0 | 227.7511 | 248.1984 | 2021-07-04 04:29
StdNResSpltPkgAC-65to134 | PreNResSpltPkgAC-65to-PEYes | Hsp | 2015 | CZ01 | cDXGF | 0 | None | 1 | 235501 | 2805512 |  | 1166570 | 0 | 1266427 | 0 | 8537.521 | 0 | 22583.17 | 341397.7 | 109678.6 | 8009.213 | 0 | 0 | 0 | 0 | 2836830000 | 8136039 | 2828694000 | 28286.94 | 828807.342 | 0 | 225.3511 | 248.1984 | 2021-07-04 04:30
StdNResSpltPkgAC-65to134 | PreNResSpltPkgAC-65to-PEYes | Hsp | 2015 | CZ02 | cDXGF | 0 | None | 1 | 235501 | 3012269 |  | 1166570 | 0 | 1266427 | 0 | 212686.4 | 0 | 16330.16 | 350258.9 | 67206.14 | 87540.56 | 0 | 0 | 0 | 0 | 1849138000 | 8136039 | 1841002000 | 18410.02 | 539413.586 | 0 | 225.3511 | 248.1984 | 2021-07-04 04:31
StdNResSpltPkgAC-65to134 | PreNResSpltPkgAC-65to-PEYes | Hsp | 2015 | CZ03 | cDXGF | 0 | None | 1 | 235501 | 2893644 |  | 1166570 | 0 | 1266427 | 0 | 108901.4 | 0 | 9062.981 | 342688.2 | 50143.38 | 61749.43 | 0 | 0 | 0 | 0 | 1309381000 | 8136039 | 1301245000 | 13012.45 | 381264.785 | 0 | 225.3511 | 248.1984 | 2021-07-04 04:32
StdNResSpltPkgAC-65to134 | PreNResSpltPkgAC-65to-PEYes | Hsp | 2015 | CZ04 | cDXGF | 0 | None | 1 | 235501 | 3087946 |  | 1166570 | 0 | 1266427 | 0 | 291714.9 | 0 | 9230.934 | 354006.5 | 44430.22 | 117998.6 | 0 | 0 | 0 | 0 | 1110839000 | 8136039 | 1102703000 | 11027.03 | 323091.979 | 0 | 225.3511 | 248.1984 | 2021-07-04 04:33
StdNResSpltPkgAC-65to134 | PreNResSpltPkgAC-65to-PEYes | Hsp | 2015 | CZ05 | cDXGF | 0 | None | 1 | 235501 | 2924780 |  | 1166570 | 0 | 1266427 | 0 | 133284.9 | 0 | 10432.44 | 348068.8 | 50493.41 | 73876.82 | 0 | 0 | 0 | 0 | 1251666000 | 8136039 | 1243530000 | 12435.3 | 364354.29 | 0 | 225.3511 | 248.1984 | 2021-07-04 04:34
StdNResSpltPkgAC-65to134 | PreNResSpltPkgAC-65to-PEYes | Hsp | 2015 | CZ06 | cDXGF | 0 | None | 1 | 235501 | 3161578 |  | 1166570 | 0 | 1266427 | 0 | 381089.7 | 0 | 3410.73 | 344086.1 | 20648.07 | 152357.9 | 0 | 0 | 0 | 0 | 498321000 | 8136039 | 490184700 | 4901.847 | 143624.1171 | 0 | 225.3511 | 248.1984 | 2021-07-04 04:34
StdNResSpltPkgAC-65to134 | PreNResSpltPkgAC-65to-PEYes | Hsp | 2015 | CZ07 | cDXGF | 0 | None | 1 | 235501 | 3112851 |  | 1166570 | 0 | 1266427 | 0 | 327416.2 | 0 | 1692.446 | 350746.8 | 17145.48 | 148342.2 | 0 | 0 | 0 | 0 | 314066200 | 8136039 | 305930100 | 3059.301 | 89637.5193 | 0 | 225.3511 | 248.1984 | 2021-07-04 04:35
StdNResSpltPkgAC-65to134 | PreNResSpltPkgAC-65to-PEYes | Hsp | 2015 | CZ08 | cDXGF | 0 | None | 1 | 235501 | 3258629 |  | 1166570 | 0 | 1266427 | 0 | 474680.4 | 0 | 3675.727 | 347281.2 | 17342.4 | 167342.8 | 0 | 0 | 0 | 0 | 414608500 | 8136039 | 406472300 | 4064.723 | 119096.3839 | 0 | 225.3511 | 248.1984 | 2021-07-04 04:36
StdNResSpltPkgAC-65to134 | PreNResSpltPkgAC-65to-PEYes | Hsp | 2015 | CZ09 | cDXGF | 0 | None | 1 | 235501 | 3223495 |  | 1166570 | 0 | 1266427 | 0 | 438855.2 | 0 | 5290.518 | 346352.3 | 22905.55 | 153580.7 | 0 | 0 | 0 | 0 | 576869500 | 8136039 | 568733200 | 5687.332 | 166638.8276 | 0 | 225.3511 | 248.1984 | 2021-07-04 04:37
StdNResSpltPkgAC-65to134 | PreNResSpltPkgAC-65to-PEYes | Hsp | 2015 | CZ10 | cDXGF | 0 | None | 1 | 235501 | 3284038 |  | 1166570 | 0 | 1266427 | 0 | 493974.3 | 0 | 7746.244 | 349325 | 30035.67 | 161033.3 | 0 | 0 | 0 | 0 | 828884700 | 8136039 | 820748400 | 8207.484 | 240479.2812 | 0 | 225.3511 | 248.1984 | 2021-07-04 04:38
StdNResSpltPkgAC-65to134 | PreNResSpltPkgAC-65to-PEYes | Hsp | 2015 | CZ11 | cDXGF | 0 | None | 1 | 235501 | 3282705 |  | 1166570 | 0 | 1266427 | 0 | 481052 | 0 | 14217.83 | 354442.3 | 55600.13 | 147729.3 | 0 | 0 | 0 | 0 | 1474631000 | 8136039 | 1466495000 | 14664.95 | 429683.035 | 0 | 225.3511 | 248.1984 | 2021-07-04 04:38
StdNResSpltPkgAC-65to134 | PreNResSpltPkgAC-65to-PEYes | Hsp | 2015 | CZ12 | cDXGF | 0 | None | 1 | 235501 | 3151819 |  | 1166570 | 0 | 1266427 | 0 | 353639.6 | 0 | 13197.2 | 351989.9 | 53459.05 | 125905.4 | 0 | 0 | 0 | 0 | 1559318000 | 8136039 | 1551183000 | 15511.83 | 454496.619 | 0 | 225.3511 | 248.1984 | 2021-07-04 04:39
StdNResSpltPkgAC-65to134 | PreNResSpltPkgAC-65to-PEYes | Hsp | 2015 | CZ13 | cDXGF | 0 | None | 1 | 235501 | 3347589 |  | 1166570 | 0 | 1266427 | 0 | 548543.8 | 0 | 12377.23 | 353675.9 | 45673.07 | 166518.3 | 0 | 0 | 0 | 0 | 1268568000 | 8136039 | 1260432000 | 12604.32 | 369306.576 | 0 | 225.3511 | 248.1984 | 2021-07-04 04:40
StdNResSpltPkgAC-65to134 | PreNResSpltPkgAC-65to-PEYes | Hsp | 2015 | CZ14 | cDXGF | 0 | None | 1 | 235501 | 3270692 |  | 1166570 | 0 | 1266427 | 0 | 469206.3 | 0 | 14753.99 | 353738.7 | 54370.94 | 150995.5 | 0 | 0 | 0 | 0 | 1551816000 | 8136039 | 1543681000 | 15436.81 | 452298.533 | 0 | 225.3511 | 248.1984 | 2021-07-04 04:41
StdNResSpltPkgAC-65to134 | PreNResSpltPkgAC-65to-PEYes | Hsp | 2015 | CZ15 | cDXGF | 0 | None | 1 | 235501 | 3762820 |  | 1166570 | 0 | 1266427 | 0 | 973068.1 | 0 | 3329.344 | 353429.9 | 10383.22 | 235002.3 | 0 | 0 | 0 | 0 | 233629900 | 8136039 | 225493800 | 2254.938 | 66069.6834 | 0 | 225.3511 | 248.1984 | 2021-07-04 04:42
StdNResSpltPkgAC-65to134 | PreNResSpltPkgAC-65to-PEYes | Hsp | 2015 | CZ16 | cDXGF | 0 | None | 1 | 235501 | 2968880 |  | 1166570 | 0 | 1266427 | 0 | 159205.4 | 0 | 26265.18 | 350416.4 | 106584.3 | 84964.68 | 0 | 0 | 0 | 0 | 3761474000 | 8136039 | 3753338000 | 37533.38 | 1099728.034 | 0 | 225.3511 | 248.1984 | 2021-07-04 04:43
StdNResSpltPkgAC-65to134 | PreNResSpltPkgAC-65to-PEYes | Hsp | 2017 | CZ01 | cDXGF | 0 | None | 1 | 235501 | 2774216 |  | 1135334 | 0 | 1266427 | 0 | 8476.51 | 0 | 22583.17 | 341395.1 | 112071.3 | 7988.481 | 0 | 0 | 0 | 0 | 2863641000 | 8136039 | 2855505000 | 28555.05 | 836662.965 | 0 | 220.226 | 248.1984 | 2021-07-04 04:43
StdNResSpltPkgAC-65to134 | PreNResSpltPkgAC-65to-PEYes | Hsp | 2017 | CZ02 | cDXGF | 0 | None | 1 | 235501 | 2978655 |  | 1135334 | 0 | 1266427 | 0 | 210425.1 | 0 | 16330.16 | 350138.8 | 68659.02 | 86964.2 | 0 | 0 | 0 | 0 | 1882194000 | 8136039 | 1874058000 | 18740.58 | 549098.994 | 0 | 220.226 | 248.1984 | 2021-07-04 04:44
StdNResSpltPkgAC-65to134 | PreNResSpltPkgAC-65to-PEYes | Hsp | 2017 | CZ03 | cDXGF | 0 | None | 1 | 235501 | 2861229 |  | 1135334 | 0 | 1266427 | 0 | 107775.3 | 0 | 9062.981 | 342631.2 | 51624.26 | 61388.16 | 0 | 0 | 0 | 0 | 1338727000 | 8136039 | 1330591000 | 13305.91 | 389863.163 | 0 | 220.226 | 248.1984 | 2021-07-04 04:45
StdNResSpltPkgAC-65to134 | PreNResSpltPkgAC-65to-PEYes | Hsp | 2017 | CZ04 | cDXGF | 0 | None | 1 | 235501 | 3053800 |  | 1135334 | 0 | 1266427 | 0 | 288962.5 | 0 | 9230.934 | 353846.8 | 45475.54 | 117332.2 | 0 | 0 | 0 | 0 | 1133477000 | 8136039 | 1125341000 | 11253.41 | 329724.913 | 0 | 220.226 | 248.1984 | 2021-07-04 04:46
StdNResSpltPkgAC-65to134 | PreNResSpltPkgAC-65to-PEYes | Hsp | 2017 | CZ05 | cDXGF | 0 | None | 1 | 235501 | 2892118 |  | 1135334 | 0 | 1266427 | 0 | 131916.7 | 0 | 10432.44 | 348008.4 | 51201.51 | 73497.82 | 0 | 0 | 0 | 0 | 1263086000 | 8136039 | 1254950000 | 12549.5 | 367700.35 | 0 | 220.226 | 248.1984 | 2021-07-04 04:47
StdNResSpltPkgAC-65to134 | PreNResSpltPkgAC-65to-PEYes | Hsp | 2017 | CZ06 | cDXGF | 0 | None | 1 | 235501 | 3125667 |  | 1135334 | 0 | 1266427 | 0 | 376483.1 | 0 | 3410.73 | 344012.8 | 20678.03 | 151802.6 | 0 | 0 | 0 | 0 | 494285300 | 8136039 | 486149200 | 4861.492 | 142441.7156 | 0 | 220.226 | 248.1984 | 2021-07-04 04:47
StdNResSpltPkgAC-65to134 | PreNResSpltPkgAC-65to-PEYes | Hsp | 2017 | CZ07 | cDXGF | 0 | None | 1 | 235501 | 3077979 |  | 1135334 | 0 | 1266427 | 0 | 323866.2 | 0 | 1692.446 | 350660.8 | 17206.2 | 147812 | 0 | 0 | 0 | 0 | 315364200 | 8136039 | 307228200 | 3072.282 | 90017.8626 | 0 | 220.226 | 248.1984 | 2021-07-04 04:48
StdNResSpltPkgAC-65to134 | PreNResSpltPkgAC-65to-PEYes | Hsp | 2017 | CZ08 | cDXGF | 0 | None | 1 | 235501 | 3222069 |  | 1135334 | 0 | 1266427 | 0 | 469491 | 0 | 3675.727 | 347140.9 | 17469.1 | 166631.8 | 0 | 0 | 0 | 0 | 416124400 | 8136039 | 407987900 | 4079.879 | 119540.4547 | 0 | 220.226 | 248.1984 | 2021-07-04 04:49
StdNResSpltPkgAC-65to134 | PreNResSpltPkgAC-65to-PEYes | Hsp | 2017 | CZ09 | cDXGF | 0 | None | 1 | 235501 | 3188083 |  | 1135334 | 0 | 1266427 | 0 | 434794.5 | 0 | 5289.056 | 346237 | 23510.41 | 152891.3 | 0 | 0 | 0 | 0 | 588837200 | 8136039 | 580701000 | 5807.01 | 170145.393 | 0 | 220.226 | 248.1984 | 2021-07-04 04:50
StdNResSpltPkgAC-65to134 | PreNResSpltPkgAC-65to-PEYes | Hsp | 2017 | CZ10 | cDXGF | 0 | None | 1 | 235501 | 3248192 |  | 1135334 | 0 | 1266427 | 0 | 489534.2 | 0 | 7746.244 | 349153.1 | 30765.55 | 160292 | 0 | 0 | 0 | 0 | 844239900 | 8136039 | 836103900 | 8361.039 | 244978.4427 | 0 | 220.226 | 248.1984 | 2021-07-04 04:51
StdNResSpltPkgAC-65to134 | PreNResSpltPkgAC-65to-PEYes | Hsp | 2017 | CZ11 | cDXGF | 0 | None | 1 | 235501 | 3246992 |  | 1135334 | 0 | 1266427 | 0 | 476765.2 | 0 | 14217.83 | 354247.5 | 56425.7 | 147084.2 | 0 | 0 | 0 | 0 | 1494660000 | 8136039 | 1486524000 | 14865.24 | 435551.532 | 0 | 220.226 | 248.1984 | 2021-07-04 04:52
StdNResSpltPkgAC-65to134 | PreNResSpltPkgAC-65to-PEYes | Hsp | 2017 | CZ12 | cDXGF | 0 | None | 1 | 235501 | 3117126 |  | 1135334 | 0 | 1266427 | 0 | 350383.3 | 0 | 13197.2 | 351786.4 | 54474.33 | 125163.2 | 0 | 0 | 0 | 0 | 1582482000 | 8136039 | 1574346000 | 15743.46 | 461283.378 | 0 | 220.226 | 248.1984 | 2021-07-04 04:52
StdNResSpltPkgAC-65to134 | PreNResSpltPkgAC-65to-PEYes | Hsp | 2017 | CZ13 | cDXGF | 0 | None | 1 | 235501 | 3311095 |  | 1135334 | 0 | 1266427 | 0 | 543533.6 | 0 | 12376.83 | 353425.1 | 46560.88 | 165729.4 | 0 | 0 | 0 | 0 | 1287458000 | 8136039 | 1279322000 | 12793.22 | 374841.346 | 0 | 220.226 | 248.1984 | 2021-07-04 04:53
StdNResSpltPkgAC-65to134 | PreNResSpltPkgAC-65to-PEYes | Hsp | 2017 | CZ14 | cDXGF | 0 | None | 1 | 235501 | 3235038 |  | 1135334 | 0 | 1266427 | 0 | 464960.4 | 0 | 14753.99 | 353562.6 | 55356.77 | 150287.1 | 0 | 0 | 0 | 0 | 1574528000 | 8136039 | 1566392000 | 15663.92 | 458952.856 | 0 | 220.226 | 248.1984 | 2021-07-04 04:54
StdNResSpltPkgAC-65to134 | PreNResSpltPkgAC-65to-PEYes | Hsp | 2017 | CZ15 | cDXGF | 0 | None | 1 | 235501 | 3722887 |  | 1135334 | 0 | 1266427 | 0 | 964563.8 | 0 | 3322.889 | 353240.2 | 10714.73 | 234271.3 | 0 | 0 | 0 | 0 | 238640700 | 8136039 | 230504700 | 2305.047 | 67537.8771 | 0 | 220.226 | 248.1984 | 2021-07-04 04:55
StdNResSpltPkgAC-65to134 | PreNResSpltPkgAC-65to-PEYes | Hsp | 2017 | CZ16 | cDXGF | 0 | None | 1 | 235501 | 2935810 |  | 1135334 | 0 | 1266427 | 0 | 157544.6 | 0 | 26265.18 | 350242.1 | 107835.1 | 84358.09 | 0 | 0 | 0 | 0 | 3790967000 | 8136039 | 3782830000 | 37828.3 | 1108369.19 | 0 | 220.226 | 248.1984 | 2021-07-04 04:56
StdNResSpltPkgAC-65to134 | PreNResSpltPkgAC-65to-PEYes | Hsp | 2020 | CZ01 | cDXGF | 0 | None | 1 | 235501 | 2484418 |  | 848496.8 | 0 | 1266427 | 0 | 5899.763 | 0 | 22583.17 | 341013.7 | 136173.9 | 5532.323 | 0 | 0 | 0 | 0 | 3455879000 | 8136039 | 3447744000 | 34477.44 | 1010188.992 | 0 | 168.5133 | 248.1984 | 2021-07-04 04:57
StdNResSpltPkgAC-65to134 | PreNResSpltPkgAC-65to-PEYes | Hsp | 2020 | CZ02 | cDXGF | 0 | None | 1 | 235501 | 2668651 |  | 848496.8 | 0 | 1266427 | 0 | 189245.9 | 0 | 16330.16 | 348153.7 | 80980.38 | 80205.76 | 0 | 0 | 0 | 0 | 2218650000 | 8136039 | 2210515000 | 22105.15 | 647680.895 | 0 | 168.5133 | 248.1984 | 2021-07-04 04:57
StdNResSpltPkgAC-65to134 | PreNResSpltPkgAC-65to-PEYes | Hsp | 2020 | CZ03 | cDXGF | 0 | None | 1 | 235501 | 2555691 |  | 848496.8 | 0 | 1266427 | 0 | 91083.08 | 0 | 9062.981 | 340624.2 | 63816.32 | 53021.2 | 0 | 0 | 0 | 0 | 1618284000 | 8136039 | 1610148000 | 16101.48 | 471773.364 | 0 | 168.5133 | 248.1984 | 2021-07-04 04:58
StdNResSpltPkgAC-65to134 | PreNResSpltPkgAC-65to-PEYes | Hsp | 2020 | CZ04 | cDXGF | 0 | None | 1 | 235501 | 2737024 |  | 848496.8 | 0 | 1266427 | 0 | 261775.6 | 0 | 9230.934 | 351096.3 | 54596.4 | 107974.3 | 0 | 0 | 0 | 0 | 1360000000 | 8136039 | 1351864000 | 13518.64 | 396096.152 | 0 | 168.5133 | 248.1984 | 2021-07-04 04:59
StdNResSpltPkgAC-65to134 | PreNResSpltPkgAC-65to-PEYes | Hsp | 2020 | CZ05 | cDXGF | 0 | None | 1 | 235501 | 2583326 |  | 848496.8 | 0 | 1266427 | 0 | 112074.8 | 0 | 10432.44 | 345897.6 | 62303.14 | 65138.07 | 0 | 0 | 0 | 0 | 1520634000 | 8136039 | 1512499000 | 15124.99 | 443162.207 | 0 | 168.5133 | 248.1984 | 2021-07-04 05:00
StdNResSpltPkgAC-65to134 | PreNResSpltPkgAC-65to-PEYes | Hsp | 2020 | CZ06 | cDXGF | 0 | None | 1 | 235501 | 2797766 |  | 848496.8 | 0 | 1266427 | 0 | 337776 | 0 | 3410.73 | 341657.2 | 26002.12 | 142500.5 | 0 | 0 | 0 | 0 | 606152100 | 8136039 | 598015800 | 5980.158 | 175218.6294 | 0 | 168.5133 | 248.1984 | 2021-07-04 05:01
StdNResSpltPkgAC-65to134 | PreNResSpltPkgAC-65to-PEYes | Hsp | 2020 | CZ07 | cDXGF | 0 | None | 1 | 235501 | 2750862 |  | 848496.8 | 0 | 1266427 | 0 | 286636.3 | 0 | 1692.446 | 347613.5 | 22139.5 | 135956.2 | 0 | 0 | 0 | 0 | 398007900 | 8136039 | 389871900 | 3898.719 | 114232.4667 | 0 | 168.5133 | 248.1984 | 2021-07-04 05:01
StdNResSpltPkgAC-65to134 | PreNResSpltPkgAC-65to-PEYes | Hsp | 2020 | CZ08 | cDXGF | 0 | None | 1 | 235501 | 2892305 |  | 848496.8 | 0 | 1266427 | 0 | 429366.5 | 0 | 3675.579 | 344341 | 21908.57 | 157372 | 0 | 0 | 0 | 0 | 508382000 | 8136039 | 500245600 | 5002.456 | 146571.9608 | 0 | 168.5133 | 248.1984 | 2021-07-04 05:02
StdNResSpltPkgAC-65to134 | PreNResSpltPkgAC-65to-PEYes | Hsp | 2020 | CZ09 | cDXGF | 0 | None | 1 | 235501 | 2861602 |  | 848496.8 | 0 | 1266427 | 0 | 397742 | 0 | 5273.815 | 343665.5 | 29226.49 | 144165.6 | 0 | 0 | 0 | 0 | 713220000 | 8136039 | 705083600 | 7050.836 | 206589.4948 | 0 | 168.5133 | 248.1984 | 2021-07-04 05:03
StdNResSpltPkgAC-65to134 | PreNResSpltPkgAC-65to-PEYes | Hsp | 2020 | CZ10 | cDXGF | 0 | None | 1 | 235501 | 2920754 |  | 848496.8 | 0 | 1266427 | 0 | 451962.4 | 0 | 7740.504 | 346127.9 | 36800 | 151455.6 | 0 | 0 | 0 | 0 | 998147000 | 8136039 | 990011300 | 9900.113 | 290073.3109 | 0 | 168.5133 | 248.1984 | 2021-07-04 05:04
StdNResSpltPkgAC-65to134 | PreNResSpltPkgAC-65to-PEYes | Hsp | 2020 | CZ11 | cDXGF | 0 | None | 1 | 235501 | 2924617 |  | 848496.8 | 0 | 1266427 | 0 | 443754.6 | 0 | 14217.83 | 351723.3 | 65900.87 | 139974.9 | 0 | 0 | 0 | 0 | 1765766000 | 8136039 | 1757629000 | 17576.29 | 514985.297 | 0 | 168.5133 | 248.1984 | 2021-07-04 05:05
StdNResSpltPkgAC-65to134 | PreNResSpltPkgAC-65to-PEYes | Hsp | 2020 | CZ12 | cDXGF | 0 | None | 1 | 235501 | 2798736 |  | 848496.8 | 0 | 1266427 | 0 | 321718.9 | 0 | 13197.2 | 348897.7 | 63751.74 | 116990.3 | 0 | 0 | 0 | 0 | 1852191000 | 8136039 | 1844055000 | 18440.55 | 540308.115 | 0 | 168.5133 | 248.1984 | 2021-07-04 05:06
StdNResSpltPkgAC-65to134 | PreNResSpltPkgAC-65to-PEYes | Hsp | 2020 | CZ13 | cDXGF | 0 | None | 1 | 235501 | 2984778 |  | 848496.8 | 0 | 1266427 | 0 | 507096.1 | 0 | 12376.82 | 350383.4 | 54557.66 | 157867.1 | 0 | 0 | 0 | 0 | 1516591000 | 8136039 | 1508456000 | 15084.56 | 441977.608 | 0 | 168.5133 | 248.1984 | 2021-07-04 05:06
StdNResSpltPkgAC-65to134 | PreNResSpltPkgAC-65to-PEYes | Hsp | 2020 | CZ14 | cDXGF | 0 | None | 1 | 235501 | 2913086 |  | 848496.8 | 0 | 1266427 | 0 | 432202.3 | 0 | 14753.99 | 351208.1 | 64009.8 | 143378.9 | 0 | 0 | 0 | 0 | 1838663000 | 8136039 | 1830525000 | 18305.25 | 536343.825 | 0 | 168.5133 | 248.1984 | 2021-07-04 05:07
StdNResSpltPkgAC-65to134 | PreNResSpltPkgAC-65to-PEYes | Hsp | 2020 | CZ15 | cDXGF | 0 | None | 1 | 235501 | 3376656 |  | 848496.8 | 0 | 1266427 | 0 | 907681.9 | 0 | 3281.587 | 350770.4 | 13350.82 | 227270.8 | 0 | 0 | 0 | 0 | 293437800 | 8136039 | 285301800 | 2853.018 | 83593.4274 | 0 | 168.5133 | 248.1984 | 2021-07-04 05:08
StdNResSpltPkgAC-65to134 | PreNResSpltPkgAC-65to-PEYes | Hsp | 2020 | CZ16 | cDXGF | 0 | None | 1 | 235501 | 2630509 |  | 848496.8 | 0 | 1266427 | 0 | 141258.4 | 0 | 26265.18 | 348063.3 | 120021 | 77892.88 | 0 | 0 | 0 | 0 | 4304550000 | 8136039 | 4296415000 | 42964.15 | 1258849.595 | 0 | 168.5133 | 248.1984 | 2021-07-04 05:09
StdNResSpltPkgAC-65to134 | PreNResSpltPkgAC-65to-PEYes | Htl | 1975 | CZ01 | cDXGF | 0 | None | 1 | 139998.9 | 992272.9 |  | 189674.3 | 0 | 332258.1 | 222935.7 | 163254 | 0 | 2812.886 | 57513.27 | 35614.95 | 9758.561 | 0 | 23825.97 | 0 | 0 | 1277809000 | 0 | 1277809000 | 12778.09 | 374398.037 | 0 | 114.1271 | 86.8029 | 2021-07-04 05:10
StdNResSpltPkgAC-65to134 | PreNResSpltPkgAC-65to-PEYes | Htl | 1975 | CZ02 | cDXGF | 0 | None | 1 | 139998.9 | 1145528 |  | 189674.3 | 0 | 332258.1 | 159198 | 378961.8 | 0 | 1694.261 | 60433.8 | 21878.95 | 29971.18 | 0 | 23308.9 | 0 | 0 | 690662800 | 0 | 690662800 | 6906.628 | 202364.2004 | 0 | 114.1271 | 86.8029 | 2021-07-04 05:10
StdNResSpltPkgAC-65to134 | PreNResSpltPkgAC-65to-PEYes | Htl | 1975 | CZ03 | cDXGF | 0 | None | 1 | 139998.9 | 1007499 |  | 189674.3 | 0 | 332258.1 | 110173.2 | 307847.7 | 0 | 1167.001 | 61572.91 | 22397.94 | 23966.98 | 0 | 4806.624 | 0 | 0 | 665970000 | 0 | 665970000 | 6659.7 | 195129.21 | 0 | 114.1271 | 86.8029 | 2021-07-04 05:11
StdNResSpltPkgAC-65to134 | PreNResSpltPkgAC-65to-PEYes | Htl | 1975 | CZ04 | cDXGF | 0 | None | 1 | 139998.9 | 1135300 |  | 189674.3 | 0 | 332258.1 | 97601.21 | 447773.8 | 0 | 958.5823 | 60766.97 | 14825.73 | 36324.12 | 0 | 6268.037 | 0 | 0 | 444264800 | 0 | 444264800 | 4442.648 | 130169.5864 | 0 | 114.1271 | 86.8029 | 2021-07-04 05:12
StdNResSpltPkgAC-65to134 | PreNResSpltPkgAC-65to-PEYes | Htl | 1975 | CZ05 | cDXGF | 0 | None | 1 | 139998.9 | 1045310 |  | 189674.3 | 0 | 332258.1 | 109058.1 | 336934.1 | 0 | 1336.971 | 66065.72 | 23276.34 | 27689.68 | 0 | 9983.134 | 0 | 0 | 626611800 | 0 | 626611800 | 6266.118 | 183597.2574 | 0 | 114.1271 | 86.8029 | 2021-07-04 05:12
StdNResSpltPkgAC-65to134 | PreNResSpltPkgAC-65to-PEYes | Htl | 1975 | CZ06 | cDXGF | 0 | None | 1 | 139998.9 | 1126332 |  | 189674.3 | 0 | 332258.1 | 46568.14 | 486398.2 | 0 | 461.1979 | 70657.81 | 12364.16 | 43495.97 | 0 | 314.7002 | 0 | 0 | 275985000 | 0 | 275985000 | 2759.85 | 80863.605 | 0 | 114.1271 | 86.8029 | 2021-07-04 05:13
StdNResSpltPkgAC-65to134 | PreNResSpltPkgAC-65to-PEYes | Htl | 1975 | CZ07 | cDXGF | 0 | None | 1 | 139998.9 | 1059206 |  | 189674.3 | 0 | 332258.1 | 33604.14 | 436076.9 | 0 | 223.8449 | 67358.05 | 10929.32 | 39766.39 | 0 | 11.2677 | 0 | 0 | 217837300 | 0 | 217837300 | 2178.373 | 63826.3289 | 0 | 114.1271 | 86.8029 | 2021-07-04 05:14
StdNResSpltPkgAC-65to134 | PreNResSpltPkgAC-65to-PEYes | Htl | 1975 | CZ08 | cDXGF | 0 | None | 1 | 139998.9 | 1194939 |  | 189674.3 | 0 | 332258.1 | 44957.9 | 563392.4 | 0 | 404.4919 | 63774.87 | 7899.279 | 46044.57 | 0 | 478.1102 | 0 | 0 | 198263600 | 0 | 198263600 | 1982.636 | 58091.2348 | 0 | 114.1271 | 86.8029 | 2021-07-04 05:14
StdNResSpltPkgAC-65to134 | PreNResSpltPkgAC-65to-PEYes | Htl | 1975 | CZ09 | cDXGF | 0 | None | 1 | 139998.9 | 1225051 |  | 189674.3 | 0 | 332258.1 | 55821.57 | 572838.7 | 0 | 723.0217 | 72801.72 | 12154.8 | 47134.57 | 0 | 934.2244 | 0 | 0 | 286631200 | 0 | 286631200 | 2866.312 | 83982.9416 | 0 | 114.1271 | 86.8029 | 2021-07-04 05:15
StdNResSpltPkgAC-65to134 | PreNResSpltPkgAC-65to-PEYes | Htl | 1975 | CZ10 | cDXGF | 0 | None | 1 | 139998.9 | 1294381 |  | 189674.3 | 0 | 332258.1 | 74358.38 | 615886.3 | 0 | 982.8151 | 72768.72 | 12694.84 | 49030.54 | 0 | 8453.538 | 0 | 0 | 335469900 | 0 | 335469900 | 3354.699 | 98292.6807 | 0 | 114.1271 | 86.8029 | 2021-07-04 05:16
StdNResSpltPkgAC-65to134 | PreNResSpltPkgAC-65to-PEYes | Htl | 1975 | CZ11 | cDXGF | 0 | None | 1 | 139998.9 | 1390147 |  | 189674.3 | 0 | 332258.1 | 155128.3 | 613622.9 | 0 | 1972.185 | 79549.49 | 22604.87 | 47050.41 | 0 | 17943.61 | 0 | 0 | 672058700 | 0 | 672058700 | 6720.587 | 196913.1991 | 0 | 114.1271 | 86.8029 | 2021-07-04 05:17
StdNResSpltPkgAC-65to134 | PreNResSpltPkgAC-65to-PEYes | Htl | 1975 | CZ12 | cDXGF | 0 | None | 1 | 139998.9 | 1262478 |  | 189674.3 | 0 | 332258.1 | 136259.1 | 513281.3 | 0 | 1650.271 | 71478.2 | 20201.81 | 40753.06 | 0 | 17877.6 | 0 | 0 | 599937700 | 0 | 599937700 | 5999.377 | 175781.7461 | 0 | 114.1271 | 86.8029 | 2021-07-04 05:17
StdNResSpltPkgAC-65to134 | PreNResSpltPkgAC-65to-PEYes | Htl | 1975 | CZ13 | cDXGF | 0 | None | 1 | 139998.9 | 1405587 |  | 189674.3 | 0 | 332258.1 | 114920 | 673348.9 | 0 | 1736.849 | 80969.05 | 18532.97 | 52334.45 | 0 | 12680.22 | 0 | 0 | 539163600 | 0 | 539163600 | 5391.636 | 157974.9348 | 0 | 114.1271 | 86.8029 | 2021-07-04 05:18
StdNResSpltPkgAC-65to134 | PreNResSpltPkgAC-65to-PEYes | Htl | 1975 | CZ14 | cDXGF | 0 | None | 1 | 139998.9 | 1415692 |  | 189674.3 | 0 | 332258.1 | 149239.9 | 641623.8 | 0 | 2064.277 | 81452.57 | 21094.72 | 49992.63 | 0 | 19379.31 | 0 | 0 | 621744000 | 0 | 621744000 | 6217.44 | 182170.992 | 0 | 114.1271 | 86.8029 | 2021-07-04 05:19
StdNResSpltPkgAC-65to134 | PreNResSpltPkgAC-65to-PEYes | Htl | 1975 | CZ15 | cDXGF | 0 | None | 1 | 139998.9 | 1699286 |  | 189674.3 | 0 | 332258.1 | 32292.26 | 1047292 | 0 | 569.5646 | 97069.63 | 7503.282 | 78158.92 | 0 | 130.7711 | 0 | 0 | 169320800 | 0 | 169320800 | 1693.208 | 49610.9944 | 0 | 114.1271 | 86.8029 | 2021-07-04 05:19
StdNResSpltPkgAC-65to134 | PreNResSpltPkgAC-65to-PEYes | Htl | 1975 | CZ16 | cDXGF | 0 | None | 1 | 139998.9 | 1375100 |  | 189674.3 | 0 | 332258.1 | 324359.3 | 347263.4 | 0 | 3568.328 | 77018.56 | 37589 | 28289.13 | 0 | 100959.4 | 0 | 0 | 1415294000 | 0 | 1415294000 | 14152.94 | 414681.142 | 0 | 114.1271 | 86.8029 | 2021-07-04 05:20
StdNResSpltPkgAC-65to134 | PreNResSpltPkgAC-65to-PEYes | Htl | 1985 | CZ01 | cDXGF | 0 | None | 1 | 139998.9 | 896591.3 |  | 189674.3 | 0 | 319336 | 157447.9 | 154947.9 | 0 | 2717.256 | 52771.87 | 31313.82 | 9244.73 | 0 | 19696.23 | 0 | 0 | 1210133000 | 0 | 1210133000 | 12101.33 | 354568.969 | 0 | 114.1271 | 83.4394 | 2021-07-04 05:21
StdNResSpltPkgAC-65to134 | PreNResSpltPkgAC-65to-PEYes | Htl | 1985 | CZ02 | cDXGF | 0 | None | 1 | 139998.9 | 1108848 |  | 189674.3 | 0 | 319336 | 142662 | 374830.2 | 0 | 1673.338 | 59075.59 | 20833.48 | 29665.99 | 0 | 21596.09 | 0 | 0 | 672776900 | 0 | 672776900 | 6727.769 | 197123.6317 | 0 | 114.1271 | 83.4394 | 2021-07-04 05:22
StdNResSpltPkgAC-65to134 | PreNResSpltPkgAC-65to-PEYes | Htl | 1985 | CZ03 | cDXGF | 0 | None | 1 | 139998.9 | 980343.6 |  | 189674.3 | 0 | 319336 | 97481.06 | 307465.8 | 0 | 1157.462 | 60680.07 | 21490.89 | 23854.22 | 0 | 4549.345 | 0 | 0 | 649124400 | 0 | 649124400 | 6491.244 | 190193.4492 | 0 | 114.1271 | 83.4394 | 2021-07-04 05:22
StdNResSpltPkgAC-65to134 | PreNResSpltPkgAC-65to-PEYes | Htl | 1985 | CZ04 | cDXGF | 0 | None | 1 | 139998.9 | 1105017 |  | 189674.3 | 0 | 319336 | 86683.5 | 442911.4 | 0 | 946.655 | 59651.77 | 14098.61 | 35969.78 | 0 | 5813.948 | 0 | 0 | 431332500 | 0 | 431332500 | 4313.325 | 126380.4225 | 0 | 114.1271 | 83.4394 | 2021-07-04 05:23
StdNResSpltPkgAC-65to134 | PreNResSpltPkgAC-65to-PEYes | Htl | 1985 | CZ05 | cDXGF | 0 | None | 1 | 139998.9 | 1016973 |  | 189674.3 | 0 | 319336 | 96175.74 | 335906.9 | 0 | 1325.928 | 65118.77 | 22344.35 | 27539.38 | 0 | 9435.84 | 0 | 0 | 609667200 | 0 | 609667200 | 6096.672 | 178632.4896 | 0 | 114.1271 | 83.4394 | 2021-07-04 05:24
StdNResSpltPkgAC-65to134 | PreNResSpltPkgAC-65to-PEYes | Htl | 1985 | CZ06 | cDXGF | 0 | None | 1 | 139998.9 | 1103215 |  | 189674.3 | 0 | 319336 | 40567.13 | 483007.2 | 0 | 457.2347 | 69880.44 | 11896.26 | 43204.75 | 0 | 292.9092 | 0 | 0 | 267218500 | 0 | 267218500 | 2672.185 | 78295.0205 | 0 | 114.1271 | 83.4394 | 2021-07-04 05:24
StdNResSpltPkgAC-65to134 | PreNResSpltPkgAC-65to-PEYes | Htl | 1985 | CZ07 | cDXGF | 0 | None | 1 | 139998.9 | 1038395 |  | 189674.3 | 0 | 319336 | 28773.56 | 433724.7 | 0 | 221.9838 | 66659.55 | 10503.68 | 39485.09 | 0 | 5.238 | 0 | 0 | 210133300 | 0 | 210133300 | 2101.333 | 61569.0569 | 0 | 114.1271 | 83.4394 | 2021-07-04 05:25
StdNResSpltPkgAC-65to134 | PreNResSpltPkgAC-65to-PEYes | Htl | 1985 | CZ08 | cDXGF | 0 | None | 1 | 139998.9 | 1167658 |  | 189674.3 | 0 | 319336 | 39270.41 | 555781.6 | 0 | 399.588 | 62756.96 | 7505.954 | 45519.08 | 0 | 439.4589 | 0 | 0 | 190893600 | 0 | 190893600 | 1908.936 | 55931.8248 | 0 | 114.1271 | 83.4394 | 2021-07-04 05:26
StdNResSpltPkgAC-65to134 | PreNResSpltPkgAC-65to-PEYes | Htl | 1985 | CZ09 | cDXGF | 0 | None | 1 | 139998.9 | 1195893 |  | 189674.3 | 0 | 319336 | 48967.46 | 564687.9 | 0 | 714.79 | 71652.41 | 11661.47 | 46588.2 | 0 | 860.7576 | 0 | 0 | 277241400 | 0 | 277241400 | 2772.414 | 81231.7302 | 0 | 114.1271 | 83.4394 | 2021-07-04 05:26
StdNResSpltPkgAC-65to134 | PreNResSpltPkgAC-65to-PEYes | Htl | 1985 | CZ10 | cDXGF | 0 | None | 1 | 139998.9 | 1261544 |  | 189674.3 | 0 | 319336 | 66050.9 | 606257 | 0 | 971.2426 | 71492.04 | 12107.69 | 48427.14 | 0 | 7762.95 | 0 | 0 | 324824200 | 0 | 324824200 | 3248.242 | 95173.4906 | 0 | 114.1271 | 83.4394 | 2021-07-04 05:27
StdNResSpltPkgAC-65to134 | PreNResSpltPkgAC-65to-PEYes | Htl | 1985 | CZ11 | cDXGF | 0 | None | 1 | 139998.9 | 1348123 |  | 189674.3 | 0 | 319336 | 140736.8 | 601977.6 | 0 | 1948.586 | 77860.8 | 21676.91 | 46369.7 | 0 | 16589.05 | 0 | 0 | 654701200 | 0 | 654701200 | 6547.012 | 191827.4516 | 0 | 114.1271 | 83.4394 | 2021-07-04 05:28
StdNResSpltPkgAC-65to134 | PreNResSpltPkgAC-65to-PEYes | Htl | 1985 | CZ12 | cDXGF | 0 | None | 1 | 139998.9 | 1225527 |  | 189674.3 | 0 | 319336 | 122772.9 | 505554.6 | 0 | 1629.932 | 70025.73 | 19336.68 | 40262.17 | 0 | 16533.63 | 0 | 0 | 584028000 | 0 | 584028000 | 5840.28 | 171120.204 | 0 | 114.1271 | 83.4394 | 2021-07-04 05:29
StdNResSpltPkgAC-65to134 | PreNResSpltPkgAC-65to-PEYes | Htl | 1985 | CZ13 | cDXGF | 0 | None | 1 | 139998.9 | 1364983 |  | 189674.3 | 0 | 319336 | 103434.6 | 659792.8 | 0 | 1716.225 | 79325.09 | 17772.98 | 51544.11 | 0 | 11703.7 | 0 | 0 | 524966800 | 0 | 524966800 | 5249.668 | 153815.2724 | 0 | 114.1271 | 83.4394 | 2021-07-04 05:29
StdNResSpltPkgAC-65to134 | PreNResSpltPkgAC-65to-PEYes | Htl | 1985 | CZ14 | cDXGF | 0 | None | 1 | 139998.9 | 1287665 |  | 189674.3 | 0 | 319336 | 105649.6 | 580842.3 | 0 | 1995.877 | 74992.82 | 18321.34 | 46521.23 | 0 | 15173.46 | 0 | 0 | 580951700 | 0 | 580951700 | 5809.517 | 170218.8481 | 0 | 114.1271 | 83.4394 | 2021-07-04 05:30
StdNResSpltPkgAC-65to134 | PreNResSpltPkgAC-65to-PEYes | Htl | 1985 | CZ15 | cDXGF | 0 | None | 1 | 139998.9 | 1564637 |  | 189674.3 | 0 | 319336 | 20215.57 | 944512.6 | 0 | 552.4474 | 90248.68 | 6561.829 | 72584.25 | 0 | 97.5587 | 0 | 0 | 154821500 | 0 | 154821500 | 1548.215 | 45362.6995 | 0 | 114.1271 | 83.4394 | 2021-07-04 05:31
StdNResSpltPkgAC-65to134 | PreNResSpltPkgAC-65to-PEYes | Htl | 1985 | CZ16 | cDXGF | 0 | None | 1 | 139998.9 | 1232259 |  | 189674.3 | 0 | 319336 | 242116 | 318525.1 | 0 | 3443.045 | 69934.79 | 32418.61 | 26538.22 | 0 | 89230.26 | 0 | 0 | 1347416000 | 0 | 1347416000 | 13474.16 | 394792.888 | 0 | 114.1271 | 83.4394 | 2021-07-04 05:32
StdNResSpltPkgAC-65to134 | PreNResSpltPkgAC-65to-PEYes | Htl | 1996 | CZ01 | cDXGF | 0 | None | 1 | 139998.9 | 865186.6 |  | 189674.3 | 0 | 306415.2 | 142554.1 | 155877.9 | 0 | 2540.302 | 50126.34 | 29395.51 | 9071.516 | 0 | 17998.78 | 0 | 0 | 1164295000 | 0 | 1164295000 | 11642.95 | 341138.435 | 0 | 114.1271 | 80.0759 | 2021-07-04 05:32
StdNResSpltPkgAC-65to134 | PreNResSpltPkgAC-65to-PEYes | Htl | 1996 | CZ02 | cDXGF | 0 | None | 1 | 139998.9 | 1077901 |  | 189674.3 | 0 | 306415.2 | 131946.5 | 370221.8 | 0 | 1632.311 | 57600.76 | 20170.27 | 29061.29 | 0 | 20410.14 | 0 | 0 | 671944700 | 0 | 671944700 | 6719.447 | 196879.7971 | 0 | 114.1271 | 80.0759 | 2021-07-04 05:33
StdNResSpltPkgAC-65to134 | PreNResSpltPkgAC-65to-PEYes | Htl | 1996 | CZ03 | cDXGF | 0 | None | 1 | 139998.9 | 956024.2 |  | 189674.3 | 0 | 306415.2 | 89469.18 | 305606 | 0 | 1129.478 | 59354.31 | 20954.54 | 23297.88 | 0 | 4375.966 | 0 | 0 | 650601200 | 0 | 650601200 | 6506.012 | 190626.1516 | 0 | 114.1271 | 80.0759 | 2021-07-04 05:34
StdNResSpltPkgAC-65to134 | PreNResSpltPkgAC-65to-PEYes | Htl | 1996 | CZ04 | cDXGF | 0 | None | 1 | 139998.9 | 1077848 |  | 189674.3 | 0 | 306415.2 | 79705.13 | 437331.1 | 0 | 923.777 | 58298.93 | 13709.95 | 35226.16 | 0 | 5500.309 | 0 | 0 | 431537400 | 0 | 431537400 | 4315.374 | 126440.4582 | 0 | 114.1271 | 80.0759 | 2021-07-04 05:34
StdNResSpltPkgAC-65to134 | PreNResSpltPkgAC-65to-PEYes | Htl | 1996 | CZ05 | cDXGF | 0 | None | 1 | 139998.9 | 991611.8 |  | 189674.3 | 0 | 306415.2 | 87993.28 | 333449.7 | 0 | 1293.029 | 63714.27 | 21790.06 | 26932.16 | 0 | 9072.272 | 0 | 0 | 610887200 | 0 | 610887200 | 6108.872 | 178989.9496 | 0 | 114.1271 | 80.0759 | 2021-07-04 05:35
StdNResSpltPkgAC-65to134 | PreNResSpltPkgAC-65to-PEYes | Htl | 1996 | CZ06 | cDXGF | 0 | None | 1 | 139998.9 | 1035897 |  | 189674.3 | 0 | 306415.2 | 47489.74 | 425733.4 | 0 | 440.0078 | 65811.74 | 12539.73 | 39209.45 | 0 | 332.6012 | 0 | 0 | 286502800 | 0 | 286502800 | 2865.028 | 83945.3204 | 0 | 114.1271 | 80.0759 | 2021-07-04 05:36
StdNResSpltPkgAC-65to134 | PreNResSpltPkgAC-65to-PEYes | Htl | 1996 | CZ07 | cDXGF | 0 | None | 1 | 139998.9 | 974763 |  | 189674.3 | 0 | 306415.2 | 34211.94 | 381399.6 | 0 | 213.8104 | 62839.37 | 11148.45 | 35854.15 | 0 | 9.1234 | 0 | 0 | 227280400 | 0 | 227280400 | 2272.804 | 66593.1572 | 0 | 114.1271 | 80.0759 | 2021-07-04 05:36
StdNResSpltPkgAC-65to134 | PreNResSpltPkgAC-65to-PEYes | Htl | 1996 | CZ08 | cDXGF | 0 | None | 1 | 139998.9 | 1107440 |  | 189674.3 | 0 | 306415.2 | 45521.9 | 505514.1 | 0 | 387.832 | 59443.37 | 8008.042 | 42138.14 | 0 | 483.2415 | 0 | 0 | 205965300 | 0 | 205965300 | 2059.653 | 60347.8329 | 0 | 114.1271 | 80.0759 | 2021-07-04 05:37
StdNResSpltPkgAC-65to134 | PreNResSpltPkgAC-65to-PEYes | Htl | 1996 | CZ09 | cDXGF | 0 | None | 1 | 139998.9 | 1129675 |  | 189674.3 | 0 | 306415.2 | 53995.21 | 509978.4 | 0 | 696.3221 | 68011.82 | 12117.25 | 43033.93 | 0 | 904.1659 | 0 | 0 | 292231700 | 0 | 292231700 | 2922.317 | 85623.8881 | 0 | 114.1271 | 80.0759 | 2021-07-04 05:38
StdNResSpltPkgAC-65to134 | PreNResSpltPkgAC-65to-PEYes | Htl | 1996 | CZ10 | cDXGF | 0 | None | 1 | 139998.9 | 1196158 |  | 189674.3 | 0 | 306415.2 | 72179.85 | 550873.3 | 0 | 942.7123 | 67796.93 | 12571.73 | 44792.41 | 0 | 8275.213 | 0 | 0 | 340936300 | 0 | 340936300 | 3409.363 | 99894.3359 | 0 | 114.1271 | 80.0759 | 2021-07-04 05:39
StdNResSpltPkgAC-65to134 | PreNResSpltPkgAC-65to-PEYes | Htl | 1996 | CZ11 | cDXGF | 0 | None | 1 | 139998.9 | 1178222 |  | 189674.3 | 0 | 306415.2 | 108848.8 | 490333.8 | 0 | 1767.467 | 67288.23 | 19065.8 | 39313.01 | 0 | 13894.49 | 0 | 0 | 607306100 | 0 | 607306100 | 6073.061 | 177940.6873 | 0 | 114.1271 | 80.0759 | 2021-07-04 05:39
StdNResSpltPkgAC-65to134 | PreNResSpltPkgAC-65to-PEYes | Htl | 1996 | CZ12 | cDXGF | 0 | None | 1 | 139998.9 | 1076620 |  | 189674.3 | 0 | 306415.2 | 96319.2 | 407978.8 | 0 | 1469.111 | 60325.58 | 16996.46 | 33892.35 | 0 | 14438.42 | 0 | 0 | 542527500 | 0 | 542527500 | 5425.275 | 158960.5575 | 0 | 114.1271 | 80.0759 | 2021-07-04 05:40
StdNResSpltPkgAC-65to134 | PreNResSpltPkgAC-65to-PEYes | Htl | 1996 | CZ13 | cDXGF | 0 | None | 1 | 139998.9 | 1200500 |  | 189674.3 | 0 | 306415.2 | 81062.53 | 542794.4 | 0 | 1558.174 | 68917.8 | 15799.29 | 44086.05 | 0 | 10077.2 | 0 | 0 | 491477500 | 0 | 491477500 | 4914.775 | 144002.9075 | 0 | 114.1271 | 80.0759 | 2021-07-04 05:41
StdNResSpltPkgAC-65to134 | PreNResSpltPkgAC-65to-PEYes | Htl | 1996 | CZ14 | cDXGF | 0 | None | 1 | 139998.9 | 1193817 |  | 189674.3 | 0 | 306415.2 | 105742.3 | 506205.6 | 0 | 1853.675 | 68610.14 | 17871.96 | 41333.83 | 0 | 15316.32 | 0 | 0 | 564775200 | 0 | 564775200 | 5647.752 | 165479.1336 | 0 | 114.1271 | 80.0759 | 2021-07-04 05:41
StdNResSpltPkgAC-65to134 | PreNResSpltPkgAC-65to-PEYes | Htl | 1996 | CZ15 | cDXGF | 0 | None | 1 | 139998.9 | 1451129 |  | 189674.3 | 0 | 306415.2 | 19805.4 | 851518.7 | 0 | 519.6904 | 83100.34 | 6297.863 | 66334.66 | 0 | 95.567 | 0 | 0 | 149412300 | 0 | 149412300 | 1494.123 | 43777.8039 | 0 | 114.1271 | 80.0759 | 2021-07-04 05:42
StdNResSpltPkgAC-65to134 | PreNResSpltPkgAC-65to-PEYes | Htl | 1996 | CZ16 | cDXGF | 0 | None | 1 | 139998.9 | 1189687 |  | 189674.3 | 0 | 306415.2 | 224128.5 | 314263.7 | 0 | 3213.286 | 66510.45 | 30452.94 | 25633.13 | 0 | 85481.89 | 0 | 0 | 1301176000 | 0 | 1301176000 | 13011.76 | 381244.568 | 0 | 114.1271 | 80.0759 | 2021-07-04 05:43
StdNResSpltPkgAC-65to134 | PreNResSpltPkgAC-65to-PEYes | Htl | 2003 | CZ01 | cDXGF | 0 | None | 1 | 139998.9 | 772982.2 |  | 189674.3 | 0 | 293493.5 | 148204.1 | 80214.02 | 0 | 2100.502 | 40848.99 | 27727.58 | 4873.413 | 0 | 18446.49 | 0 | 0 | 1187442000 | 0 | 1187442000 | 11874.42 | 347920.506 | 0 | 114.1271 | 76.7125 | 2021-07-04 05:44
StdNResSpltPkgAC-65to134 | PreNResSpltPkgAC-65to-PEYes | Htl | 2003 | CZ02 | cDXGF | 0 | None | 1 | 139998.9 | 861156.6 |  | 189674.3 | 0 | 293493.5 | 97388.52 | 218102.4 | 0 | 1326.154 | 42578.93 | 16693.96 | 19227.45 | 0 | 18592.61 | 0 | 0 | 604391600 | 0 | 604391600 | 6043.916 | 177086.7388 | 0 | 114.1271 | 76.7125 | 2021-07-04 05:44
StdNResSpltPkgAC-65to134 | PreNResSpltPkgAC-65to-PEYes | Htl | 2003 | CZ03 | cDXGF | 0 | None | 1 | 139998.9 | 769865.6 |  | 189674.3 | 0 | 293493.5 | 63057.93 | 174600.9 | 0 | 913.8409 | 44344.63 | 17832.23 | 14764.3 | 0 | 3780.269 | 0 | 0 | 621567300 | 0 | 621567300 | 6215.673 | 182119.2189 | 0 | 114.1271 | 76.7125 | 2021-07-04 05:45
StdNResSpltPkgAC-65to134 | PreNResSpltPkgAC-65to-PEYes | Htl | 2003 | CZ04 | cDXGF | 0 | None | 1 | 139998.9 | 872481.5 |  | 189674.3 | 0 | 293493.5 | 59455.69 | 279479.5 | 0 | 777.5375 | 44366.71 | 11694.49 | 24990.23 | 0 | 5234.277 | 0 | 0 | 400326500 | 0 | 400326500 | 4003.265 | 117295.6645 | 0 | 114.1271 | 76.7125 | 2021-07-04 05:46
StdNResSpltPkgAC-65to134 | PreNResSpltPkgAC-65to-PEYes | Htl | 2003 | CZ05 | cDXGF | 0 | None | 1 | 139998.9 | 795964.8 |  | 189674.3 | 0 | 293493.5 | 64355.91 | 190214.9 | 0 | 1044.04 | 49441.25 | 19641.19 | 17872.73 | 0 | 7740.602 | 0 | 0 | 583607900 | 0 | 583607900 | 5836.079 | 170997.1147 | 0 | 114.1271 | 76.7125 | 2021-07-04 05:46
StdNResSpltPkgAC-65to134 | PreNResSpltPkgAC-65to-PEYes | Htl | 2003 | CZ06 | cDXGF | 0 | None | 1 | 139998.9 | 880533.6 |  | 189674.3 | 0 | 293493.5 | 27541.76 | 316338.6 | 0 | 362.7808 | 52927.12 | 10337.83 | 31029.97 | 0 | 195.1501 | 0 | 0 | 259217200 | 0 | 259217200 | 2592.172 | 75950.6396 | 0 | 114.1271 | 76.7125 | 2021-07-04 05:47
StdNResSpltPkgAC-65to134 | PreNResSpltPkgAC-65to-PEYes | Htl | 2003 | CZ07 | cDXGF | 0 | None | 1 | 139998.9 | 836886 |  | 189674.3 | 0 | 293493.5 | 19349.34 | 283269 | 0 | 176.5831 | 50921.94 | 9352.813 | 28554.81 | 0 | 1.1397 | 0 | 0 | 205888600 | 0 | 205888600 | 2058.886 | 60325.3598 | 0 | 114.1271 | 76.7125 | 2021-07-04 05:48
StdNResSpltPkgAC-65to134 | PreNResSpltPkgAC-65to-PEYes | Htl | 2003 | CZ08 | cDXGF | 0 | None | 1 | 139998.9 | 937972.4 |  | 189674.3 | 0 | 293493.5 | 27678.66 | 378591.3 | 0 | 331.7049 | 47790.08 | 6393.248 | 33593.77 | 0 | 412.7397 | 0 | 0 | 178661600 | 0 | 178661600 | 1786.616 | 52347.8488 | 0 | 114.1271 | 76.7125 | 2021-07-04 05:49
StdNResSpltPkgAC-65to134 | PreNResSpltPkgAC-65to-PEYes | Htl | 2003 | CZ09 | cDXGF | 0 | None | 1 | 139998.9 | 954430 |  | 189674.3 | 0 | 293493.5 | 34609.91 | 379020.4 | 0 | 616.3536 | 56271.24 | 10390.17 | 34483.11 | 0 | 743.7008 | 0 | 0 | 266554000 | 0 | 266554000 | 2665.54 | 78100.322 | 0 | 114.1271 | 76.7125 | 2021-07-04 05:49
StdNResSpltPkgAC-65to134 | PreNResSpltPkgAC-65to-PEYes | Htl | 2003 | CZ10 | cDXGF | 0 | None | 1 | 139998.9 | 970557.3 |  | 189674.3 | 0 | 293493.5 | 42224.7 | 384890.6 | 0 | 794.1443 | 52744.27 | 9876.833 | 34022.54 | 0 | 6735.665 | 0 | 0 | 291522100 | 0 | 291522100 | 2915.221 | 85415.9753 | 0 | 114.1271 | 76.7125 | 2021-07-04 05:50
StdNResSpltPkgAC-65to134 | PreNResSpltPkgAC-65to-PEYes | Htl | 2003 | CZ11 | cDXGF | 0 | None | 1 | 139998.9 | 1033616 |  | 189674.3 | 0 | 293493.5 | 92582.34 | 385029.7 | 0 | 1603.458 | 58114.46 | 17543.48 | 32663.72 | 0 | 13117.52 | 0 | 0 | 588646200 | 0 | 588646200 | 5886.462 | 172473.3366 | 0 | 114.1271 | 76.7125 | 2021-07-04 05:51
StdNResSpltPkgAC-65to134 | PreNResSpltPkgAC-65to-PEYes | Htl | 2003 | CZ12 | cDXGF | 0 | None | 1 | 139998.9 | 947078.1 |  | 189674.3 | 0 | 293493.5 | 83178.66 | 313792 | 0 | 1319.507 | 51672.78 | 15627.17 | 27699.31 | 0 | 13947.18 | 0 | 0 | 526024500 | 0 | 526024500 | 5260.245 | 154125.1785 | 0 | 114.1271 | 76.7125 | 2021-07-04 05:51
StdNResSpltPkgAC-65to134 | PreNResSpltPkgAC-65to-PEYes | Htl | 2003 | CZ13 | cDXGF | 0 | None | 1 | 139998.9 | 1056142 |  | 189674.3 | 0 | 293493.5 | 70157.11 | 432061 | 0 | 1414.189 | 59680.83 | 14662.21 | 37028.22 | 0 | 9660.054 | 0 | 0 | 479842000 | 0 | 479842000 | 4798.42 | 140593.706 | 0 | 114.1271 | 76.7125 | 2021-07-04 05:52
StdNResSpltPkgAC-65to134 | PreNResSpltPkgAC-65to-PEYes | Htl | 2003 | CZ14 | cDXGF | 0 | None | 1 | 139998.9 | 1055555 |  | 189674.3 | 0 | 293493.5 | 118647.7 | 373694.9 | 0 | 1699.34 | 59686.1 | 18399.38 | 33016.68 | 0 | 18658.4 | 0 | 0 | 581405000 | 0 | 581405000 | 5814.05 | 170351.665 | 0 | 114.1271 | 76.7125 | 2021-07-04 05:53
StdNResSpltPkgAC-65to134 | PreNResSpltPkgAC-65to-PEYes | Htl | 2003 | CZ15 | cDXGF | 0 | None | 1 | 139998.9 | 1271747 |  | 189674.3 | 0 | 293493.5 | 21745.18 | 693560.4 | 0 | 485.11 | 72687.67 | 6334.07 | 56731.88 | 0 | 99.7565 | 0 | 0 | 153703200 | 0 | 153703200 | 1537.032 | 45035.0376 | 0 | 114.1271 | 76.7125 | 2021-07-04 05:54
StdNResSpltPkgAC-65to134 | PreNResSpltPkgAC-65to-PEYes | Htl | 2003 | CZ16 | cDXGF | 0 | None | 1 | 139998.9 | 1072426 |  | 189674.3 | 0 | 293493.5 | 234284.2 | 200302.5 | 0 | 2673.032 | 55435.86 | 29582.81 | 18224.27 | 0 | 96562.47 | 0 | 0 | 1314431000 | 0 | 1314431000 | 13144.31 | 385128.283 | 0 | 114.1271 | 76.7125 | 2021-07-04 05:54
StdNResSpltPkgAC-65to134 | PreNResSpltPkgAC-65to-PEYes | Htl | 2007 | CZ01 | cDXGF | 0 | None | 1 | 139998.9 | 752214.9 |  | 189674.3 | 0 | 293493.5 | 136700.6 | 71101.86 | 0 | 2100.456 | 40808.57 | 27673.92 | 4875.098 | 0 | 18335.16 | 0 | 0 | 1185115000 | 0 | 1185115000 | 11851.15 | 347238.695 | 0 | 114.1271 | 76.7125 | 2021-07-04 05:55
StdNResSpltPkgAC-65to134 | PreNResSpltPkgAC-65to-PEYes | Htl | 2007 | CZ02 | cDXGF | 0 | None | 1 | 139998.9 | 831532.1 |  | 189674.3 | 0 | 293493.5 | 89918.14 | 196069.6 | 0 | 1325.183 | 42529.73 | 16664.95 | 19215.29 | 0 | 18521.3 | 0 | 0 | 603588600 | 0 | 603588600 | 6035.886 | 176851.4598 | 0 | 114.1271 | 76.7125 | 2021-07-04 05:56
StdNResSpltPkgAC-65to134 | PreNResSpltPkgAC-65to-PEYes | Htl | 2007 | CZ03 | cDXGF | 0 | None | 1 | 139998.9 | 746297 |  | 189674.3 | 0 | 293493.5 | 58180.82 | 155958.6 | 0 | 913.804 | 44326.9 | 17808.38 | 14763.43 | 0 | 3748.816 | 0 | 0 | 620170200 | 0 | 620170200 | 6201.702 | 181709.8686 | 0 | 114.1271 | 76.7125 | 2021-07-04 05:56
StdNResSpltPkgAC-65to134 | PreNResSpltPkgAC-65to-PEYes | Htl | 2007 | CZ04 | cDXGF | 0 | None | 1 | 139998.9 | 839838.4 |  | 189674.3 | 0 | 293493.5 | 54867.66 | 251493.4 | 0 | 777.0078 | 44324.49 | 11670.64 | 24976.77 | 0 | 5207.582 | 0 | 0 | 399397600 | 0 | 399397600 | 3993.976 | 117023.4968 | 0 | 114.1271 | 76.7125 | 2021-07-04 05:57
StdNResSpltPkgAC-65to134 | PreNResSpltPkgAC-65to-PEYes | Htl | 2007 | CZ05 | cDXGF | 0 | None | 1 | 139998.9 | 770991.6 |  | 189674.3 | 0 | 293493.5 | 59425.3 | 170233.1 | 0 | 1043.997 | 49424.89 | 19619.07 | 17871.73 | 0 | 7696.188 | 0 | 0 | 582572400 | 0 | 582572400 | 5825.724 | 170693.7132 | 0 | 114.1271 | 76.7125 | 2021-07-04 05:58
StdNResSpltPkgAC-65to134 | PreNResSpltPkgAC-65to-PEYes | Htl | 2007 | CZ06 | cDXGF | 0 | None | 1 | 139998.9 | 847179.1 |  | 189674.3 | 0 | 293493.5 | 25540.38 | 284984.3 | 0 | 362.7808 | 52927.12 | 10337.83 | 31029.97 | 0 | 196.253 | 0 | 0 | 259217200 | 0 | 259217200 | 2592.172 | 75950.6396 | 0 | 114.1271 | 76.7125 | 2021-07-04 05:58
StdNResSpltPkgAC-65to134 | PreNResSpltPkgAC-65to-PEYes | Htl | 2007 | CZ07 | cDXGF | 0 | None | 1 | 139998.9 | 806973.5 |  | 189674.3 | 0 | 293493.5 | 17943.4 | 254762.3 | 0 | 176.5831 | 50921.94 | 9352.813 | 28554.81 | 0 | 1.1397 | 0 | 0 | 205888600 | 0 | 205888600 | 2058.886 | 60325.3598 | 0 | 114.1271 | 76.7125 | 2021-07-04 05:59
StdNResSpltPkgAC-65to134 | PreNResSpltPkgAC-65to-PEYes | Htl | 2007 | CZ08 | cDXGF | 0 | None | 1 | 139998.9 | 899129.1 |  | 189674.3 | 0 | 293493.5 | 25667.23 | 341758.1 | 0 | 331.7049 | 47790.08 | 6393.248 | 33593.77 | 0 | 414.2672 | 0 | 0 | 178661600 | 0 | 178661600 | 1786.616 | 52347.8488 | 0 | 114.1271 | 76.7125 | 2021-07-04 06:00
StdNResSpltPkgAC-65to134 | PreNResSpltPkgAC-65to-PEYes | Htl | 2007 | CZ09 | cDXGF | 0 | None | 1 | 139998.9 | 914905.8 |  | 189674.3 | 0 | 293493.5 | 32094.23 | 342007 | 0 | 616.3536 | 56271.24 | 10390.17 | 34483.11 | 0 | 748.6664 | 0 | 0 | 266554000 | 0 | 266554000 | 2665.54 | 78100.322 | 0 | 114.1271 | 76.7125 | 2021-07-04 06:01
StdNResSpltPkgAC-65to134 | PreNResSpltPkgAC-65to-PEYes | Htl | 2007 | CZ10 | cDXGF | 0 | None | 1 | 139998.9 | 929839.3 |  | 189674.3 | 0 | 293493.5 | 38974.06 | 347486.3 | 0 | 793.6881 | 52696.59 | 9859.111 | 33997.61 | 0 | 6720.41 | 0 | 0 | 290780000 | 0 | 290780000 | 2907.8 | 85198.54 | 0 | 114.1271 | 76.7125 | 2021-07-04 06:01
StdNResSpltPkgAC-65to134 | PreNResSpltPkgAC-65to-PEYes | Htl | 2007 | CZ11 | cDXGF | 0 | None | 1 | 139998.9 | 989068.8 |  | 189674.3 | 0 | 293493.5 | 85259.49 | 347958.8 | 0 | 1602.431 | 58034.71 | 17493.41 | 32633.26 | 0 | 13045.35 | 0 | 0 | 586783700 | 0 | 586783700 | 5867.837 | 171927.6241 | 0 | 114.1271 | 76.7125 | 2021-07-04 06:02
StdNResSpltPkgAC-65to134 | PreNResSpltPkgAC-65to-PEYes | Htl | 2007 | CZ12 | cDXGF | 0 | None | 1 | 139998.9 | 909424.3 |  | 189674.3 | 0 | 293493.5 | 76668.03 | 282778.9 | 0 | 1318.659 | 51610.22 | 15590.42 | 27679.16 | 0 | 13880.7 | 0 | 0 | 524644700 | 0 | 524644700 | 5246.447 | 153720.8971 | 0 | 114.1271 | 76.7125 | 2021-07-04 06:03
StdNResSpltPkgAC-65to134 | PreNResSpltPkgAC-65to-PEYes | Htl | 2007 | CZ13 | cDXGF | 0 | None | 1 | 139998.9 | 1008693 |  | 189674.3 | 0 | 293493.5 | 64618.55 | 390284 | 0 | 1413.232 | 59598.6 | 14624.08 | 36985.05 | 0 | 9610.412 | 0 | 0 | 478351500 | 0 | 478351500 | 4783.515 | 140156.9895 | 0 | 114.1271 | 76.7125 | 2021-07-04 06:04
StdNResSpltPkgAC-65to134 | PreNResSpltPkgAC-65to-PEYes | Htl | 2007 | CZ14 | cDXGF | 0 | None | 1 | 139998.9 | 1010146 |  | 189674.3 | 0 | 293493.5 | 109404.5 | 337722.9 | 0 | 1698.149 | 59600.2 | 18344.89 | 32984.96 | 0 | 18552.26 | 0 | 0 | 579874800 | 0 | 579874800 | 5798.748 | 169903.3164 | 0 | 114.1271 | 76.7125 | 2021-07-04 06:04
StdNResSpltPkgAC-65to134 | PreNResSpltPkgAC-65to-PEYes | Htl | 2007 | CZ15 | cDXGF | 0 | None | 1 | 139998.9 | 1205316 |  | 189674.3 | 0 | 293493.5 | 20068.65 | 628902.5 | 0 | 484.7838 | 72592.34 | 6316.32 | 56654.69 | 0 | 99.8495 | 0 | 0 | 152931500 | 0 | 152931500 | 1529.315 | 44808.9295 | 0 | 114.1271 | 76.7125 | 2021-07-04 06:05
StdNResSpltPkgAC-65to134 | PreNResSpltPkgAC-65to-PEYes | Htl | 2007 | CZ16 | cDXGF | 0 | None | 1 | 139998.9 | 1032284 |  | 189674.3 | 0 | 293493.5 | 215872.4 | 179479 | 0 | 2672.909 | 55333.43 | 29477.47 | 18215.18 | 0 | 95758.23 | 0 | 0 | 1311975000 | 0 | 1311975000 | 13119.75 | 384408.675 | 0 | 114.1271 | 76.7125 | 2021-07-04 06:06
StdNResSpltPkgAC-65to134 | PreNResSpltPkgAC-65to-PEYes | Htl | 2011 | CZ01 | cDXGF | 0 | None | 1 | 139998.9 | 733626.9 |  | 189674.3 | 0 | 293493.5 | 118818.6 | 73344.03 | 0 | 2081.334 | 39786.93 | 26146.3 | 5033.033 | 0 | 16428.06 | 0 | 0 | 1121434000 | 0 | 1121434000 | 11214.34 | 328580.162 | 0 | 114.1271 | 76.7125 | 2021-07-04 06:06
StdNResSpltPkgAC-65to134 | PreNResSpltPkgAC-65to-PEYes | Htl | 2011 | CZ02 | cDXGF | 0 | None | 1 | 139998.9 | 815947.4 |  | 189674.3 | 0 | 293493.5 | 77666 | 195400.1 | 0 | 1312.14 | 41622.67 | 15795.03 | 19165.67 | 0 | 16778.58 | 0 | 0 | 586031100 | 0 | 586031100 | 5860.311 | 171707.1123 | 0 | 114.1271 | 76.7125 | 2021-07-04 06:07
StdNResSpltPkgAC-65to134 | PreNResSpltPkgAC-65to-PEYes | Htl | 2011 | CZ03 | cDXGF | 0 | None | 1 | 139998.9 | 735318.4 |  | 189674.3 | 0 | 293493.5 | 45201.41 | 159314.5 | 0 | 905.9409 | 43600.9 | 16707.73 | 14969.86 | 0 | 3127.248 | 0 | 0 | 594881300 | 0 | 594881300 | 5948.813 | 174300.2209 | 0 | 114.1271 | 76.7125 | 2021-07-04 06:08
StdNResSpltPkgAC-65to134 | PreNResSpltPkgAC-65to-PEYes | Htl | 2011 | CZ04 | cDXGF | 0 | None | 1 | 139998.9 | 825065.3 |  | 189674.3 | 0 | 293493.5 | 43232.18 | 250057.8 | 0 | 766.1211 | 43322.79 | 10799.01 | 24888.02 | 0 | 4518.121 | 0 | 0 | 380541700 | 0 | 380541700 | 3805.417 | 111498.7181 | 0 | 114.1271 | 76.7125 | 2021-07-04 06:09
StdNResSpltPkgAC-65to134 | PreNResSpltPkgAC-65to-PEYes | Htl | 2011 | CZ05 | cDXGF | 0 | None | 1 | 139998.9 | 758797.6 |  | 189674.3 | 0 | 293493.5 | 46540.94 | 173026 | 0 | 1034.926 | 48655.43 | 18529.92 | 18045.23 | 0 | 6372.335 | 0 | 0 | 559164200 | 0 | 559164200 | 5591.642 | 163835.1106 | 0 | 114.1271 | 76.7125 | 2021-07-04 06:09
StdNResSpltPkgAC-65to134 | PreNResSpltPkgAC-65to-PEYes | Htl | 2011 | CZ06 | cDXGF | 0 | None | 1 | 139998.9 | 841320.1 |  | 189674.3 | 0 | 293493.5 | 19621.34 | 285658.8 | 0 | 359.3913 | 52363.27 | 9789.602 | 31049.79 | 0 | 149.5942 | 0 | 0 | 247581900 | 0 | 247581900 | 2475.819 | 72541.4967 | 0 | 114.1271 | 76.7125 | 2021-07-04 06:10
StdNResSpltPkgAC-65to134 | PreNResSpltPkgAC-65to-PEYes | Htl | 2011 | CZ07 | cDXGF | 0 | None | 1 | 139998.9 | 803246.9 |  | 189674.3 | 0 | 293493.5 | 13260.72 | 256158.3 | 0 | 175.0198 | 50484.47 | 8854.13 | 28627.21 | 0 | 0.33059 | 0 | 0 | 195362700 | 0 | 195362700 | 1953.627 | 57241.2711 | 0 | 114.1271 | 76.7125 | 2021-07-04 06:11
StdNResSpltPkgAC-65to134 | PreNResSpltPkgAC-65to-PEYes | Htl | 2011 | CZ08 | cDXGF | 0 | None | 1 | 139998.9 | 888685.8 |  | 189674.3 | 0 | 293493.5 | 19908.55 | 337977 | 0 | 327.2324 | 46948.91 | 5916.877 | 33323.62 | 0 | 355.975 | 0 | 0 | 168372400 | 0 | 168372400 | 1683.724 | 49333.1132 | 0 | 114.1271 | 76.7125 | 2021-07-04 06:11
StdNResSpltPkgAC-65to134 | PreNResSpltPkgAC-65to-PEYes | Htl | 2011 | CZ09 | cDXGF | 0 | None | 1 | 139998.9 | 900734.8 |  | 189674.3 | 0 | 293493.5 | 24682.96 | 336504.4 | 0 | 607.6385 | 55138.96 | 9735.788 | 34134.39 | 0 | 632.5979 | 0 | 0 | 251023800 | 0 | 251023800 | 2510.238 | 73549.9734 | 0 | 114.1271 | 76.7125 | 2021-07-04 06:12
StdNResSpltPkgAC-65to134 | PreNResSpltPkgAC-65to-PEYes | Htl | 2011 | CZ10 | cDXGF | 0 | None | 1 | 139998.9 | 918456.8 |  | 189674.3 | 0 | 293493.5 | 33141.67 | 343387.4 | 0 | 786.4103 | 51911.72 | 9387.776 | 33735.04 | 0 | 6061.472 | 0 | 0 | 280683700 | 0 | 280683700 | 2806.837 | 82240.3241 | 0 | 114.1271 | 76.7125 | 2021-07-04 06:13
StdNResSpltPkgAC-65to134 | PreNResSpltPkgAC-65to-PEYes | Htl | 2011 | CZ11 | cDXGF | 0 | None | 1 | 139998.9 | 966767.8 |  | 189674.3 | 0 | 293493.5 | 73902.86 | 340402.2 | 0 | 1539.745 | 55996.87 | 15908.78 | 32128.06 | 0 | 11758.2 | 0 | 0 | 506030400 | 0 | 506030400 | 5060.304 | 148266.9072 | 0 | 114.1271 | 76.7125 | 2021-07-04 06:13
StdNResSpltPkgAC-65to134 | PreNResSpltPkgAC-65to-PEYes | Htl | 2011 | CZ12 | cDXGF | 0 | None | 1 | 139998.9 | 893365.4 |  | 189674.3 | 0 | 293493.5 | 66488.31 | 279474.6 | 0 | 1291.685 | 50384.12 | 14588.49 | 27492.94 | 0 | 12558.35 | 0 | 0 | 488222800 | 0 | 488222800 | 4882.228 | 143049.2804 | 0 | 114.1271 | 76.7125 | 2021-07-04 06:14
StdNResSpltPkgAC-65to134 | PreNResSpltPkgAC-65to-PEYes | Htl | 2011 | CZ13 | cDXGF | 0 | None | 1 | 139998.9 | 988533.4 |  | 189674.3 | 0 | 293493.5 | 55806.27 | 381660 | 0 | 1369.404 | 57845.02 | 13490.83 | 36369.26 | 0 | 8684.639 | 0 | 0 | 427681200 | 0 | 427681200 | 4276.812 | 125310.5916 | 0 | 114.1271 | 76.7125 | 2021-07-04 06:15
StdNResSpltPkgAC-65to134 | PreNResSpltPkgAC-65to-PEYes | Htl | 2011 | CZ14 | cDXGF | 0 | None | 1 | 139998.9 | 987450.6 |  | 189674.3 | 0 | 293493.5 | 97849.32 | 330183.8 | 0 | 1631.578 | 57482.51 | 16755.85 | 32466.46 | 0 | 17135.59 | 0 | 0 | 504255600 | 0 | 504255600 | 5042.556 | 147746.8908 | 0 | 114.1271 | 76.7125 | 2021-07-04 06:16
StdNResSpltPkgAC-65to134 | PreNResSpltPkgAC-65to-PEYes | Htl | 2011 | CZ15 | cDXGF | 0 | None | 1 | 139998.9 | 1179782 |  | 189674.3 | 0 | 293493.5 | 17029.55 | 608840.3 | 0 | 466.8696 | 70186.34 | 5585.508 | 55063.3 | 0 | 90.6006 | 0 | 0 | 129960300 | 0 | 129960300 | 1299.603 | 38078.3679 | 0 | 114.1271 | 76.7125 | 2021-07-04 06:16
StdNResSpltPkgAC-65to134 | PreNResSpltPkgAC-65to-PEYes | Htl | 2011 | CZ16 | cDXGF | 0 | None | 1 | 139998.9 | 998794.3 |  | 189674.3 | 0 | 293493.5 | 194532.4 | 178471.7 | 0 | 2602.34 | 53272.13 | 27232.29 | 18106.58 | 0 | 86747.59 | 0 | 0 | 1163758000 | 0 | 1163758000 | 11637.58 | 340981.094 | 0 | 114.1271 | 76.7125 | 2021-07-04 06:17
StdNResSpltPkgAC-65to134 | PreNResSpltPkgAC-65to-PEYes | Htl | 2015 | CZ01 | cDXGF | 0 | None | 1 | 139998.9 | 674715 |  | 187369.6 | 0 | 293493.5 | 90935 | 51199.04 | 0 | 1910.476 | 35516.14 | 24006.8 | 3780.14 | 0 | 14291.09 | 0 | 0 | 1102205000 | 0 | 1102205000 | 11022.05 | 322946.065 | 0 | 113.2871 | 76.7125 | 2021-07-04 06:18
StdNResSpltPkgAC-65to134 | PreNResSpltPkgAC-65to-PEYes | Htl | 2015 | CZ02 | cDXGF | 0 | None | 1 | 139998.9 | 758656 |  | 187369.6 | 0 | 293493.5 | 64638.1 | 157389.2 | 0 | 1212.16 | 37768.95 | 14820.85 | 16846.05 | 0 | 16784.29 | 0 | 0 | 572118800 | 0 | 572118800 | 5721.188 | 167630.8084 | 0 | 113.2871 | 76.7125 | 2021-07-04 06:18
StdNResSpltPkgAC-65to134 | PreNResSpltPkgAC-65to-PEYes | Htl | 2015 | CZ03 | cDXGF | 0 | None | 1 | 139998.9 | 679595.6 |  | 187369.6 | 0 | 293493.5 | 37272.84 | 119428.2 | 0 | 803.0409 | 38419.18 | 15448.11 | 12432.35 | 0 | 2809.227 | 0 | 0 | 575959000 | 0 | 575959000 | 5759.59 | 168755.987 | 0 | 113.2871 | 76.7125 | 2021-07-04 06:19
StdNResSpltPkgAC-65to134 | PreNResSpltPkgAC-65to-PEYes | Htl | 2015 | CZ04 | cDXGF | 0 | None | 1 | 139998.9 | 757227.3 |  | 187369.6 | 0 | 293493.5 | 36007.01 | 196843.8 | 0 | 688.5938 | 38346.95 | 9943.678 | 21502.84 | 0 | 4477.668 | 0 | 0 | 362024400 | 0 | 362024400 | 3620.244 | 106073.1492 | 0 | 113.2871 | 76.7125 | 2021-07-04 06:20
StdNResSpltPkgAC-65to134 | PreNResSpltPkgAC-65to-PEYes | Htl | 2015 | CZ05 | cDXGF | 0 | None | 1 | 139998.9 | 698866.1 |  | 187369.6 | 0 | 293493.5 | 38749.38 | 129399.4 | 0 | 917.2997 | 43344.55 | 17426.36 | 15135.33 | 0 | 5592.132 | 0 | 0 | 539909900 | 0 | 539909900 | 5399.099 | 158193.6007 | 0 | 113.2871 | 76.7125 | 2021-07-04 06:21
StdNResSpltPkgAC-65to134 | PreNResSpltPkgAC-65to-PEYes | Htl | 2015 | CZ06 | cDXGF | 0 | None | 1 | 139998.9 | 762053.9 |  | 187369.6 | 0 | 293493.5 | 13473.73 | 221401 | 0 | 316.0361 | 45896.96 | 8982.35 | 26609.69 | 0 | 102.9875 | 0 | 0 | 237756700 | 0 | 237756700 | 2377.567 | 69662.7131 | 0 | 113.2871 | 76.7125 | 2021-07-04 06:21
StdNResSpltPkgAC-65to134 | PreNResSpltPkgAC-65to-PEYes | Htl | 2015 | CZ07 | cDXGF | 0 | None | 1 | 139998.9 | 734562.4 |  | 187369.6 | 0 | 293493.5 | 9162.072 | 198886.6 | 0 | 154.8461 | 45495.79 | 8660.864 | 25073.82 | 0 | 0.01842 | 0 | 0 | 186121300 | 0 | 186121300 | 1861.213 | 54533.5409 | 0 | 113.2871 | 76.7125 | 2021-07-04 06:22
StdNResSpltPkgAC-65to134 | PreNResSpltPkgAC-65to-PEYes | Htl | 2015 | CZ08 | cDXGF | 0 | None | 1 | 139998.9 | 805272.2 |  | 187369.6 | 0 | 293493.5 | 13891.99 | 268525.9 | 0 | 295.7015 | 41291.5 | 5174.507 | 29094.94 | 0 | 403.8549 | 0 | 0 | 148995400 | 0 | 148995400 | 1489.954 | 43655.6522 | 0 | 113.2871 | 76.7125 | 2021-07-04 06:23
StdNResSpltPkgAC-65to134 | PreNResSpltPkgAC-65to-PEYes | Htl | 2015 | CZ09 | cDXGF | 0 | None | 1 | 139998.9 | 813419.8 |  | 187369.6 | 0 | 293493.5 | 17652.63 | 264284.9 | 0 | 561.2707 | 49360.96 | 8961.469 | 29799.71 | 0 | 696.868 | 0 | 0 | 225880100 | 0 | 225880100 | 2258.801 | 66182.8693 | 0 | 113.2871 | 76.7125 | 2021-07-04 06:23
StdNResSpltPkgAC-65to134 | PreNResSpltPkgAC-65to-PEYes | Htl | 2015 | CZ10 | cDXGF | 0 | None | 1 | 139998.9 | 848749.3 |  | 187369.6 | 0 | 293493.5 | 26721.16 | 286836.8 | 0 | 742.5016 | 47792.07 | 8884.947 | 30615.46 | 0 | 5793.442 | 0 | 0 | 265261800 | 0 | 265261800 | 2652.618 | 77721.7074 | 0 | 113.2871 | 76.7125 | 2021-07-04 06:24
StdNResSpltPkgAC-65to134 | PreNResSpltPkgAC-65to-PEYes | Htl | 2015 | CZ11 | cDXGF | 0 | None | 1 | 139998.9 | 891610.1 |  | 187369.6 | 0 | 293493.5 | 61271.34 | 285033.9 | 0 | 1446.063 | 51565.14 | 14974.62 | 29153.17 | 0 | 11430.42 | 0 | 0 | 475908400 | 0 | 475908400 | 4759.084 | 139441.1612 | 0 | 113.2871 | 76.7125 | 2021-07-04 06:25
StdNResSpltPkgAC-65to134 | PreNResSpltPkgAC-65to-PEYes | Htl | 2015 | CZ12 | cDXGF | 0 | None | 1 | 139998.9 | 827089.8 |  | 187369.6 | 0 | 293493.5 | 55417.9 | 231036.7 | 0 | 1209.424 | 46226.56 | 13744.83 | 24716.82 | 0 | 12335.9 | 0 | 0 | 462541500 | 0 | 462541500 | 4625.415 | 135524.6595 | 0 | 113.2871 | 76.7125 | 2021-07-04 06:26
StdNResSpltPkgAC-65to134 | PreNResSpltPkgAC-65to-PEYes | Htl | 2015 | CZ13 | cDXGF | 0 | None | 1 | 139998.9 | 912092 |  | 187369.6 | 0 | 293493.5 | 46420.02 | 321529.1 | 0 | 1291.973 | 53461.11 | 12791.26 | 33203.08 | 0 | 8526.322 | 0 | 0 | 404098000 | 0 | 404098000 | 4040.98 | 118400.714 | 0 | 113.2871 | 76.7125 | 2021-07-04 06:26
StdNResSpltPkgAC-65to134 | PreNResSpltPkgAC-65to-PEYes | Htl | 2015 | CZ14 | cDXGF | 0 | None | 1 | 139998.9 | 897081.4 |  | 187369.6 | 0 | 293493.5 | 61843.18 | 285998.2 | 0 | 1535.376 | 52609.77 | 14370.06 | 30197.29 | 0 | 14231.65 | 0 | 0 | 451649500 | 0 | 451649500 | 4516.495 | 132333.3035 | 0 | 113.2871 | 76.7125 | 2021-07-04 06:27
StdNResSpltPkgAC-65to134 | PreNResSpltPkgAC-65to-PEYes | Htl | 2015 | CZ15 | cDXGF | 0 | None | 1 | 139998.9 | 1078551 |  | 187369.6 | 0 | 293493.5 | 8710.094 | 523402.5 | 0 | 443.4729 | 65069.86 | 4824.724 | 51082.39 | 0 | 62.1562 | 0 | 0 | 112247900 | 0 | 112247900 | 1122.479 | 32888.6347 | 0 | 113.2871 | 76.7125 | 2021-07-04 06:28
StdNResSpltPkgAC-65to134 | PreNResSpltPkgAC-65to-PEYes | Htl | 2015 | CZ16 | cDXGF | 0 | None | 1 | 139998.9 | 906462.5 |  | 187369.6 | 0 | 293493.5 | 160943.2 | 135726.5 | 0 | 2366.034 | 47605.5 | 25117.4 | 15461.3 | 0 | 78957.97 | 0 | 0 | 1130717000 | 0 | 1130717000 | 11307.17 | 331300.081 | 0 | 113.2871 | 76.7125 | 2021-07-04 06:28
StdNResSpltPkgAC-65to134 | PreNResSpltPkgAC-65to-PEYes | Htl | 2017 | CZ01 | cDXGF | 0 | None | 1 | 139998.9 | 664704.8 |  | 179282 | 0 | 293493.5 | 89682.66 | 51155.69 | 0 | 1899.729 | 35306.76 | 23970.11 | 3728.146 | 0 | 13883.91 | 0 | 0 | 1127872000 | 0 | 1127872000 | 11278.72 | 330466.496 | 0 | 112.1181 | 76.7125 | 2021-07-04 06:29
StdNResSpltPkgAC-65to134 | PreNResSpltPkgAC-65to-PEYes | Htl | 2017 | CZ02 | cDXGF | 0 | None | 1 | 139998.9 | 749076.3 |  | 179282 | 0 | 293493.5 | 64348.91 | 156598.3 | 0 | 1202.026 | 37524.73 | 14886.87 | 16637.47 | 0 | 16626.46 | 0 | 0 | 593678200 | 0 | 593678200 | 5936.782 | 173947.7126 | 0 | 112.1181 | 76.7125 | 2021-07-04 06:30
StdNResSpltPkgAC-65to134 | PreNResSpltPkgAC-65to-PEYes | Htl | 2017 | CZ03 | cDXGF | 0 | None | 1 | 139998.9 | 670581.9 |  | 179282 | 0 | 293493.5 | 37038.79 | 118953.8 | 0 | 798.9733 | 38252.19 | 15627.48 | 12210.29 | 0 | 2762.169 | 0 | 0 | 594592200 | 0 | 594592200 | 5945.922 | 174215.5146 | 0 | 112.1181 | 76.7125 | 2021-07-04 06:31
StdNResSpltPkgAC-65to134 | PreNResSpltPkgAC-65to-PEYes | Htl | 2017 | CZ04 | cDXGF | 0 | None | 1 | 139998.9 | 747576.5 |  | 179282 | 0 | 293493.5 | 35817.5 | 195804.1 | 0 | 682.5159 | 38073.79 | 10051.42 | 21216.19 | 0 | 4422.88 | 0 | 0 | 378615100 | 0 | 378615100 | 3786.151 | 110934.2243 | 0 | 112.1181 | 76.7125 | 2021-07-04 06:31
StdNResSpltPkgAC-65to134 | PreNResSpltPkgAC-65to-PEYes | Htl | 2017 | CZ05 | cDXGF | 0 | None | 1 | 139998.9 | 689445.8 |  | 179282 | 0 | 293493.5 | 38326.34 | 128832 | 0 | 912.653 | 43164.8 | 17598.13 | 14884.83 | 0 | 5434.149 | 0 | 0 | 556572400 | 0 | 556572400 | 5565.724 | 163075.7132 | 0 | 112.1181 | 76.7125 | 2021-07-04 06:32
StdNResSpltPkgAC-65to134 | PreNResSpltPkgAC-65to-PEYes | Htl | 2017 | CZ06 | cDXGF | 0 | None | 1 | 139998.9 | 752028.1 |  | 179282 | 0 | 293493.5 | 13287.65 | 219865.8 | 0 | 314.4582 | 45684.08 | 9146.486 | 26249.05 | 0 | 100.2915 | 0 | 0 | 246563300 | 0 | 246563300 | 2465.633 | 72243.0469 | 0 | 112.1181 | 76.7125 | 2021-07-04 06:33
StdNResSpltPkgAC-65to134 | PreNResSpltPkgAC-65to-PEYes | Htl | 2017 | CZ07 | cDXGF | 0 | None | 1 | 139998.9 | 724977.7 |  | 179282 | 0 | 293493.5 | 9098.074 | 197657.1 | 0 | 154.04 | 45292.54 | 8905.792 | 24677.27 | 0 | 0 | 0 | 0 | 194910700 | 0 | 194910700 | 1949.107 | 57108.8351 | 0 | 112.1181 | 76.7125 | 2021-07-04 06:33
StdNResSpltPkgAC-65to134 | PreNResSpltPkgAC-65to-PEYes | Htl | 2017 | CZ08 | cDXGF | 0 | None | 1 | 139998.9 | 794932.6 |  | 179282 | 0 | 293493.5 | 13815.76 | 266673.2 | 0 | 292.8817 | 40974.59 | 5314.721 | 28726.96 | 0 | 400.2764 | 0 | 0 | 158818300 | 0 | 158818300 | 1588.183 | 46533.7619 | 0 | 112.1181 | 76.7125 | 2021-07-04 06:34
StdNResSpltPkgAC-65to134 | PreNResSpltPkgAC-65to-PEYes | Htl | 2017 | CZ09 | cDXGF | 0 | None | 1 | 139998.9 | 803650.8 |  | 179282 | 0 | 293493.5 | 17563.72 | 262988.2 | 0 | 557.1536 | 49076.29 | 9113.561 | 29521.06 | 0 | 689.6794 | 0 | 0 | 234404000 | 0 | 234404000 | 2344.04 | 68680.372 | 0 | 112.1181 | 76.7125 | 2021-07-04 06:35
StdNResSpltPkgAC-65to134 | PreNResSpltPkgAC-65to-PEYes | Htl | 2017 | CZ10 | cDXGF | 0 | None | 1 | 139998.9 | 838705.1 |  | 179282 | 0 | 293493.5 | 26591.12 | 285357.5 | 0 | 736.7361 | 47493.06 | 9014.044 | 30316.22 | 0 | 5750.54 | 0 | 0 | 275309300 | 0 | 275309300 | 2753.093 | 80665.6249 | 0 | 112.1181 | 76.7125 | 2021-07-04 06:36
StdNResSpltPkgAC-65to134 | PreNResSpltPkgAC-65to-PEYes | Htl | 2017 | CZ11 | cDXGF | 0 | None | 1 | 139998.9 | 881097.5 |  | 179282 | 0 | 293493.5 | 60761.08 | 283607.2 | 0 | 1435.29 | 51235.8 | 15046.95 | 28888.4 | 0 | 11282.46 | 0 | 0 | 488321100 | 0 | 488321100 | 4883.211 | 143078.0823 | 0 | 112.1181 | 76.7125 | 2021-07-04 06:36
StdNResSpltPkgAC-65to134 | PreNResSpltPkgAC-65to-PEYes | Htl | 2017 | CZ12 | cDXGF | 0 | None | 1 | 139998.9 | 816989.6 |  | 179282 | 0 | 293493.5 | 55026.92 | 229888.4 | 0 | 1199.524 | 45909.32 | 13839.44 | 24433.31 | 0 | 12189.87 | 0 | 0 | 476829300 | 0 | 476829300 | 4768.293 | 139710.9849 | 0 | 112.1181 | 76.7125 | 2021-07-04 06:37
StdNResSpltPkgAC-65to134 | PreNResSpltPkgAC-65to-PEYes | Htl | 2017 | CZ13 | cDXGF | 0 | None | 1 | 139998.9 | 901452.3 |  | 179282 | 0 | 293493.5 | 46043.28 | 319793.5 | 0 | 1283.707 | 53137.38 | 12860.34 | 32909.72 | 0 | 8418.427 | 0 | 0 | 414145600 | 0 | 414145600 | 4141.456 | 121344.6608 | 0 | 112.1181 | 76.7125 | 2021-07-04 06:38
StdNResSpltPkgAC-65to134 | PreNResSpltPkgAC-65to-PEYes | Htl | 2017 | CZ14 | cDXGF | 0 | None | 1 | 139998.9 | 886566.1 |  | 179282 | 0 | 293493.5 | 61353.13 | 284708.4 | 0 | 1522.882 | 52195.23 | 14428.21 | 29917.1 | 0 | 14010.59 | 0 | 0 | 462896400 | 0 | 462896400 | 4628.964 | 135628.6452 | 0 | 112.1181 | 76.7125 | 2021-07-04 06:38
StdNResSpltPkgAC-65to134 | PreNResSpltPkgAC-65to-PEYes | Htl | 2017 | CZ15 | cDXGF | 0 | None | 1 | 139998.9 | 1067278 |  | 179282 | 0 | 293493.5 | 8663.51 | 520540.6 | 0 | 442.1196 | 64794.5 | 4950.851 | 50777.67 | 0 | 61.5473 | 0 | 0 | 115963700 | 0 | 115963700 | 1159.637 | 33977.3641 | 0 | 112.1181 | 76.7125 | 2021-07-04 06:39
StdNResSpltPkgAC-65to134 | PreNResSpltPkgAC-65to-PEYes | Htl | 2017 | CZ16 | cDXGF | 0 | None | 1 | 139998.9 | 894958.5 |  | 179282 | 0 | 293493.5 | 159709.4 | 135171.9 | 0 | 2352.794 | 47323.63 | 25057.7 | 15289.7 | 0 | 77625.02 | 0 | 0 | 1148132000 | 0 | 1148132000 | 11481.32 | 336402.676 | 0 | 112.1181 | 76.7125 | 2021-07-04 06:40
StdNResSpltPkgAC-65to134 | PreNResSpltPkgAC-65to-PEYes | Htl | 2020 | CZ01 | cDXGF | 0 | None | 1 | 139998.9 | 647057.4 |  | 162049.9 | 0 | 293493.5 | 90039.01 | 50725.13 | 0 | 1867.228 | 34966.41 | 24201.98 | 3596.346 | 0 | 13915.62 | 0 | 0 | 1188050000 | 0 | 1188050000 | 11880.5 | 348098.65 | 0 | 108.0721 | 76.7125 | 2021-07-04 06:40
StdNResSpltPkgAC-65to134 | PreNResSpltPkgAC-65to-PEYes | Htl | 2020 | CZ02 | cDXGF | 0 | None | 1 | 139998.9 | 729985.8 |  | 162049.9 | 0 | 293493.5 | 64689.78 | 154879.3 | 0 | 1177.51 | 37012.42 | 15096.26 | 16160.73 | 0 | 16682.97 | 0 | 0 | 628135900 | 0 | 628135900 | 6281.359 | 184043.8187 | 0 | 108.0721 | 76.7125 | 2021-07-04 06:41
StdNResSpltPkgAC-65to134 | PreNResSpltPkgAC-65to-PEYes | Htl | 2020 | CZ03 | cDXGF | 0 | None | 1 | 139998.9 | 651826 |  | 162049.9 | 0 | 293493.5 | 37241.74 | 117657.9 | 0 | 786.0858 | 37827.72 | 16010.37 | 11729.81 | 0 | 2768.615 | 0 | 0 | 631666800 | 0 | 631666800 | 6316.668 | 185078.3724 | 0 | 108.0721 | 76.7125 | 2021-07-04 06:42
StdNResSpltPkgAC-65to134 | PreNResSpltPkgAC-65to-PEYes | Htl | 2020 | CZ04 | cDXGF | 0 | None | 1 | 139998.9 | 727897 |  | 162049.9 | 0 | 293493.5 | 36060.77 | 193690.1 | 0 | 668.7385 | 37494.26 | 10325.5 | 20558.88 | 0 | 4439.268 | 0 | 0 | 405070400 | 0 | 405070400 | 4050.704 | 118685.6272 | 0 | 108.0721 | 76.7125 | 2021-07-04 06:43
StdNResSpltPkgAC-65to134 | PreNResSpltPkgAC-65to-PEYes | Htl | 2020 | CZ05 | cDXGF | 0 | None | 1 | 139998.9 | 670498.1 |  | 162049.9 | 0 | 293493.5 | 38544.41 | 127327.5 | 0 | 897.6903 | 42731.51 | 17975.8 | 14357.79 | 0 | 5453.06 | 0 | 0 | 590757700 | 0 | 590757700 | 5907.577 | 173092.0061 | 0 | 108.0721 | 76.7125 | 2021-07-04 06:43
StdNResSpltPkgAC-65to134 | PreNResSpltPkgAC-65to-PEYes | Htl | 2020 | CZ06 | cDXGF | 0 | None | 1 | 139998.9 | 731799.4 |  | 162049.9 | 0 | 293493.5 | 13400.38 | 217227.2 | 0 | 309.4555 | 45217.6 | 9531.762 | 25513.23 | 0 | 100.8844 | 0 | 0 | 263955300 | 0 | 263955300 | 2639.553 | 77338.9029 | 0 | 108.0721 | 76.7125 | 2021-07-04 06:44
StdNResSpltPkgAC-65to134 | PreNResSpltPkgAC-65to-PEYes | Htl | 2020 | CZ07 | cDXGF | 0 | None | 1 | 139998.9 | 705206 |  | 162049.9 | 0 | 293493.5 | 9189.799 | 195223.2 | 0 | 151.5741 | 45097.73 | 9487.53 | 24044.13 | 0 | 0 | 0 | 0 | 211188600 | 0 | 211188600 | 2111.886 | 61878.2598 | 0 | 108.0721 | 76.7125 | 2021-07-04 06:45
StdNResSpltPkgAC-65to134 | PreNResSpltPkgAC-65to-PEYes | Htl | 2020 | CZ08 | cDXGF | 0 | None | 1 | 139998.9 | 774319.7 |  | 162049.9 | 0 | 293493.5 | 13940.56 | 263832.6 | 0 | 286.5538 | 40312.94 | 5513.929 | 28025.09 | 0 | 403.0856 | 0 | 0 | 172359800 | 0 | 172359800 | 1723.598 | 50501.4214 | 0 | 108.0721 | 76.7125 | 2021-07-04 06:45
StdNResSpltPkgAC-65to134 | PreNResSpltPkgAC-65to-PEYes | Htl | 2020 | CZ09 | cDXGF | 0 | None | 1 | 139998.9 | 783598.8 |  | 162049.9 | 0 | 293493.5 | 17687.36 | 260633.7 | 0 | 548.2963 | 48493.14 | 9391.013 | 28922.33 | 0 | 692.3231 | 0 | 0 | 248863200 | 0 | 248863200 | 2488.632 | 72916.9176 | 0 | 108.0721 | 76.7125 | 2021-07-04 06:46
StdNResSpltPkgAC-65to134 | PreNResSpltPkgAC-65to-PEYes | Htl | 2020 | CZ10 | cDXGF | 0 | None | 1 | 139998.9 | 818514.6 |  | 162049.9 | 0 | 293493.5 | 26737.34 | 282836.3 | 0 | 724.2145 | 46903.24 | 9236.218 | 29727.09 | 0 | 5769.141 | 0 | 0 | 291196900 | 0 | 291196900 | 2911.969 | 85320.6917 | 0 | 108.0721 | 76.7125 | 2021-07-04 06:47
StdNResSpltPkgAC-65to134 | PreNResSpltPkgAC-65to-PEYes | Htl | 2020 | CZ11 | cDXGF | 0 | None | 1 | 139998.9 | 861320.1 |  | 162049.9 | 0 | 293493.5 | 60980.72 | 281431.2 | 0 | 1411.384 | 50644.23 | 15238.08 | 28368.15 | 0 | 11308.56 | 0 | 0 | 510864400 | 0 | 510864400 | 5108.644 | 149683.2692 | 0 | 108.0721 | 76.7125 | 2021-07-04 06:48
StdNResSpltPkgAC-65to134 | PreNResSpltPkgAC-65to-PEYes | Htl | 2020 | CZ12 | cDXGF | 0 | None | 1 | 139998.9 | 797400.4 |  | 162049.9 | 0 | 293493.5 | 55233.63 | 227901.1 | 0 | 1178.705 | 45323.32 | 14075.51 | 23873.7 | 0 | 12219.66 | 0 | 0 | 500321400 | 0 | 500321400 | 5003.214 | 146594.1702 | 0 | 108.0721 | 76.7125 | 2021-07-04 06:48
StdNResSpltPkgAC-65to134 | PreNResSpltPkgAC-65to-PEYes | Htl | 2020 | CZ13 | cDXGF | 0 | None | 1 | 139998.9 | 881381.4 |  | 162049.9 | 0 | 293493.5 | 46216.99 | 317398.8 | 0 | 1263.149 | 52521.36 | 13046.25 | 32346.29 | 0 | 8437.413 | 0 | 0 | 433593100 | 0 | 433593100 | 4335.931 | 127042.7783 | 0 | 108.0721 | 76.7125 | 2021-07-04 06:49
StdNResSpltPkgAC-65to134 | PreNResSpltPkgAC-65to-PEYes | Htl | 2020 | CZ14 | cDXGF | 0 | None | 1 | 139998.9 | 866757.6 |  | 162049.9 | 0 | 293493.5 | 61571.49 | 282515 | 0 | 1496.901 | 51577.48 | 14622.88 | 29370.12 | 0 | 14052.88 | 0 | 0 | 483434700 | 0 | 483434700 | 4834.347 | 141646.3671 | 0 | 108.0721 | 76.7125 | 2021-07-04 06:50
StdNResSpltPkgAC-65to134 | PreNResSpltPkgAC-65to-PEYes | Htl | 2020 | CZ15 | cDXGF | 0 | None | 1 | 139998.9 | 1046175 |  | 162049.9 | 0 | 293493.5 | 8731.463 | 517167.5 | 0 | 436.8397 | 64233.53 | 5165.178 | 50195.68 | 0 | 61.763 | 0 | 0 | 123465900 | 0 | 123465900 | 1234.659 | 36175.5087 | 0 | 108.0721 | 76.7125 | 2021-07-04 06:50
StdNResSpltPkgAC-65to134 | PreNResSpltPkgAC-65to-PEYes | Htl | 2020 | CZ16 | cDXGF | 0 | None | 1 | 139998.9 | 876441.4 |  | 162049.9 | 0 | 293493.5 | 159986.1 | 134029.4 | 0 | 2311.802 | 46839.16 | 25183.81 | 14880.33 | 0 | 77731.19 | 0 | 0 | 1189026000 | 0 | 1189026000 | 11890.26 | 348384.618 | 0 | 108.0721 | 76.7125 | 2021-07-04 06:51
StdNResSpltPkgAC-65to134 | PreNResSpltPkgAC-65to-PEYes | MBT | 1975 | CZ01 | cDXGF | 0 | None | 1 | 199999.2 | 1496700 |  | 527514.8 | 0 | 843741.4 | 0 | 30446.53 | 0 | 12134.68 | 82864.45 | 28989.9 | 20988.14 | 0 | 0 | 0 | 0 | 1608076000 | 0 | 1608076000 | 16080.76 | 471166.268 | 0 | 221.3183 | 257.8152 | 2021-07-04 06:52
StdNResSpltPkgAC-65to134 | PreNResSpltPkgAC-65to-PEYes | MBT | 1975 | CZ02 | cDXGF | 0 | None | 1 | 199999.2 | 1633779 |  | 527514.8 | 0 | 843741.4 | 0 | 160453.2 | 0 | 8994.35 | 93076.97 | 15996.25 | 53078.89 | 0 | 0 | 0 | 0 | 863874200 | 0 | 863874200 | 8638.742 | 253115.1406 | 0 | 221.3183 | 257.8152 | 2021-07-04 06:52
StdNResSpltPkgAC-65to134 | PreNResSpltPkgAC-65to-PEYes | MBT | 1975 | CZ03 | cDXGF | 0 | None | 1 | 199999.2 | 1569365 |  | 527514.8 | 0 | 843741.4 | 0 | 104180.9 | 0 | 5101.268 | 88827.45 | 13524.99 | 46280.41 | 0 | 0 | 0 | 0 | 726435700 | 0 | 726435700 | 7264.357 | 212845.6601 | 0 | 221.3183 | 257.8152 | 2021-07-04 06:53
StdNResSpltPkgAC-65to134 | PreNResSpltPkgAC-65to-PEYes | MBT | 1975 | CZ04 | cDXGF | 0 | None | 1 | 199999.2 | 1671549 |  | 527514.8 | 0 | 843741.4 | 0 | 198921.1 | 0 | 5049.893 | 96323.18 | 11522.96 | 63365.36 | 0 | 0 | 0 | 0 | 544761200 | 0 | 544761200 | 5447.612 | 159615.0316 | 0 | 221.3183 | 257.8152 | 2021-07-04 06:53
StdNResSpltPkgAC-65to134 | PreNResSpltPkgAC-65to-PEYes | MBT | 1975 | CZ05 | cDXGF | 0 | None | 1 | 199999.2 | 1600984 |  | 527514.8 | 0 | 843741.4 | 0 | 129444.6 | 0 | 5872.778 | 94412.52 | 14046.19 | 52759.96 | 0 | 0 | 0 | 0 | 626439800 | 0 | 626439800 | 6264.398 | 183546.8614 | 0 | 221.3183 | 257.8152 | 2021-07-04 06:54
StdNResSpltPkgAC-65to134 | PreNResSpltPkgAC-65to-PEYes | MBT | 1975 | CZ06 | cDXGF | 0 | None | 1 | 199999.2 | 1718701 |  | 527514.8 | 0 | 843741.4 | 0 | 246564.7 | 0 | 2022.713 | 98858.86 | 7096.458 | 71366.44 | 0 | 0 | 0 | 0 | 251692200 | 0 | 251692200 | 2516.922 | 73745.8146 | 0 | 221.3183 | 257.8152 | 2021-07-04 06:54
StdNResSpltPkgAC-65to134 | PreNResSpltPkgAC-65to-PEYes | MBT | 1975 | CZ07 | cDXGF | 0 | None | 1 | 199999.2 | 1681382 |  | 527514.8 | 0 | 843741.4 | 0 | 209897.2 | 0 | 986.3557 | 99243.58 | 6400.952 | 70878.55 | 0 | 0 | 0 | 0 | 196672700 | 0 | 196672700 | 1966.727 | 57625.1011 | 0 | 221.3183 | 257.8152 | 2021-07-04 06:55
StdNResSpltPkgAC-65to134 | PreNResSpltPkgAC-65to-PEYes | MBT | 1975 | CZ08 | cDXGF | 0 | None | 1 | 199999.2 | 1767240 |  | 527514.8 | 0 | 843741.4 | 0 | 297876.3 | 0 | 2163.895 | 95944.42 | 4919.402 | 74102.77 | 0 | 0 | 0 | 0 | 205310000 | 0 | 205310000 | 2053.1 | 60155.83 | 0 | 221.3183 | 257.8152 | 2021-07-04 06:55
StdNResSpltPkgAC-65to134 | PreNResSpltPkgAC-65to-PEYes | MBT | 1975 | CZ09 | cDXGF | 0 | None | 1 | 199999.2 | 1757863 |  | 527514.8 | 0 | 843741.4 | 0 | 275344 | 0 | 3753.484 | 107510.9 | 7501.496 | 74311.91 | 0 | 0 | 0 | 0 | 278765600 | 0 | 278765600 | 2787.656 | 81678.3208 | 0 | 221.3183 | 257.8152 | 2021-07-04 06:56
StdNResSpltPkgAC-65to134 | PreNResSpltPkgAC-65to-PEYes | MBT | 1975 | CZ10 | cDXGF | 0 | None | 1 | 199999.2 | 1792565 |  | 527514.8 | 0 | 843741.4 | 0 | 310806.7 | 0 | 5171.437 | 105332.3 | 7807.826 | 75809.23 | 0 | 0 | 0 | 0 | 346634500 | 0 | 346634500 | 3466.345 | 101563.9085 | 0 | 221.3183 | 257.8152 | 2021-07-04 06:56
StdNResSpltPkgAC-65to134 | PreNResSpltPkgAC-65to-PEYes | MBT | 1975 | CZ11 | cDXGF | 0 | None | 1 | 199999.2 | 1787549 |  | 527514.8 | 0 | 843741.4 | 0 | 293248.4 | 0 | 10353.91 | 112691.8 | 17307.58 | 68393.63 | 0 | 0 | 0 | 0 | 867894500 | 0 | 867894500 | 8678.945 | 254293.0885 | 0 | 221.3183 | 257.8152 | 2021-07-04 06:57
StdNResSpltPkgAC-65to134 | PreNResSpltPkgAC-65to-PEYes | MBT | 1975 | CZ12 | cDXGF | 0 | None | 1 | 199999.2 | 1716139 |  | 527514.8 | 0 | 843741.4 | 0 | 230823.7 | 0 | 8711.434 | 105349.1 | 14561.77 | 64677.92 | 0 | 0 | 0 | 0 | 787899100 | 0 | 787899100 | 7878.991 | 230854.4363 | 0 | 221.3183 | 257.8152 | 2021-07-04 06:58
StdNResSpltPkgAC-65to134 | PreNResSpltPkgAC-65to-PEYes | MBT | 1975 | CZ13 | cDXGF | 0 | None | 1 | 199999.2 | 1823990 |  | 527514.8 | 0 | 843741.4 | 0 | 326762.3 | 0 | 9099.002 | 116874 | 14392.45 | 76081.8 | 0 | 0 | 0 | 0 | 702294800 | 0 | 702294800 | 7022.948 | 205772.3764 | 0 | 221.3183 | 257.8152 | 2021-07-04 06:58
StdNResSpltPkgAC-65to134 | PreNResSpltPkgAC-65to-PEYes | MBT | 1975 | CZ14 | cDXGF | 0 | None | 1 | 199999.2 | 1793799 |  | 527514.8 | 0 | 843741.4 | 0 | 299250.3 | 0 | 10860.93 | 112433.3 | 15632.15 | 70571.01 | 0 | 0 | 0 | 0 | 799325300 | 0 | 799325300 | 7993.253 | 234202.3129 | 0 | 221.3183 | 257.8152 | 2021-07-04 06:59
StdNResSpltPkgAC-65to134 | PreNResSpltPkgAC-65to-PEYes | MBT | 1975 | CZ15 | cDXGF | 0 | None | 1 | 199999.2 | 2106918 |  | 527514.8 | 0 | 843741.4 | 0 | 589448.6 | 0 | 2907.801 | 143306.9 | 4853.765 | 116231.2 | 0 | 0 | 0 | 0 | 136486600 | 0 | 136486600 | 1364.866 | 39990.5738 | 0 | 221.3183 | 257.8152 | 2021-07-04 06:59
StdNResSpltPkgAC-65to134 | PreNResSpltPkgAC-65to-PEYes | MBT | 1975 | CZ16 | cDXGF | 0 | None | 1 | 199999.2 | 1583258 |  | 527514.8 | 0 | 843741.4 | 0 | 104554.5 | 0 | 15413.77 | 92034.2 | 25405.28 | 40659.89 | 0 | 0 | 0 | 0 | 2198522000 | 0 | 2198522000 | 21985.22 | 644166.946 | 0 | 221.3183 | 257.8152 | 2021-07-04 07:00
StdNResSpltPkgAC-65to134 | PreNResSpltPkgAC-65to-PEYes | MBT | 1985 | CZ01 | cDXGF | 0 | None | 1 | 199999.2 | 1458808 |  | 527514.8 | 0 | 808183.8 | 0 | 29927.95 | 0 | 11897.65 | 81280.47 | 28117.53 | 20637.72 | 0 | 0 | 0 | 0 | 1514884000 | 0 | 1514884000 | 15148.84 | 443861.012 | 0 | 221.3183 | 247.0901 | 2021-07-04 07:00
StdNResSpltPkgAC-65to134 | PreNResSpltPkgAC-65to-PEYes | MBT | 1985 | CZ02 | cDXGF | 0 | None | 1 | 199999.2 | 1592646 |  | 527514.8 | 0 | 808183.8 | 0 | 157141.5 | 0 | 8792.405 | 91010.6 | 15239.33 | 52061.37 | 0 | 0 | 0 | 0 | 801563900 | 0 | 801563900 | 8015.639 | 234858.2227 | 0 | 221.3183 | 247.0901 | 2021-07-04 07:01
StdNResSpltPkgAC-65to134 | PreNResSpltPkgAC-65to-PEYes | MBT | 1985 | CZ03 | cDXGF | 0 | None | 1 | 199999.2 | 1530194 |  | 527514.8 | 0 | 808183.8 | 0 | 102474 | 0 | 4994.947 | 87024.13 | 12787.28 | 45555.84 | 0 | 0 | 0 | 0 | 677469800 | 0 | 677469800 | 6774.698 | 198498.6514 | 0 | 221.3183 | 247.0901 | 2021-07-04 07:01
StdNResSpltPkgAC-65to134 | PreNResSpltPkgAC-65to-PEYes | MBT | 1985 | CZ04 | cDXGF | 0 | None | 1 | 199999.2 | 1629633 |  | 527514.8 | 0 | 808183.8 | 0 | 194869.2 | 0 | 4929.905 | 94132.55 | 10932.64 | 62133.18 | 0 | 0 | 0 | 0 | 503218200 | 0 | 503218200 | 5032.182 | 147442.9326 | 0 | 221.3183 | 247.0901 | 2021-07-04 07:02
StdNResSpltPkgAC-65to134 | PreNResSpltPkgAC-65to-PEYes | MBT | 1985 | CZ05 | cDXGF | 0 | None | 1 | 199999.2 | 1561317 |  | 527514.8 | 0 | 808183.8 | 0 | 127246.1 | 0 | 5751.176 | 92617.63 | 13475.54 | 51904.48 | 0 | 0 | 0 | 0 | 580897600 | 0 | 580897600 | 5808.976 | 170202.9968 | 0 | 221.3183 | 247.0901 | 2021-07-04 07:02
StdNResSpltPkgAC-65to134 | PreNResSpltPkgAC-65to-PEYes | MBT | 1985 | CZ06 | cDXGF | 0 | None | 1 | 199999.2 | 1677010 |  | 527514.8 | 0 | 808183.8 | 0 | 242386 | 0 | 1979.651 | 96943.66 | 6711.908 | 70149.1 | 0 | 0 | 0 | 0 | 231253300 | 0 | 231253300 | 2312.533 | 67757.2169 | 0 | 221.3183 | 247.0901 | 2021-07-04 07:03
StdNResSpltPkgAC-65to134 | PreNResSpltPkgAC-65to-PEYes | MBT | 1985 | CZ07 | cDXGF | 0 | None | 1 | 199999.2 | 1640156 |  | 527514.8 | 0 | 808183.8 | 0 | 206118.3 | 0 | 966.3712 | 97369.77 | 6112.622 | 69672.86 | 0 | 0 | 0 | 0 | 181123000 | 0 | 181123000 | 1811.23 | 53069.039 | 0 | 221.3183 | 247.0901 | 2021-07-04 07:03
StdNResSpltPkgAC-65to134 | PreNResSpltPkgAC-65to-PEYes | MBT | 1985 | CZ08 | cDXGF | 0 | None | 1 | 199999.2 | 1723086 |  | 527514.8 | 0 | 808183.8 | 0 | 291475.8 | 0 | 2115.759 | 93793.3 | 4563.26 | 72587.28 | 0 | 0 | 0 | 0 | 188738900 | 0 | 188738900 | 1887.389 | 55300.4977 | 0 | 221.3183 | 247.0901 | 2021-07-04 07:04
StdNResSpltPkgAC-65to134 | PreNResSpltPkgAC-65to-PEYes | MBT | 1985 | CZ09 | cDXGF | 0 | None | 1 | 199999.2 | 1713618 |  | 527514.8 | 0 | 808183.8 | 0 | 269194.3 | 0 | 3670.212 | 105052.4 | 7017.751 | 72762.88 | 0 | 0 | 0 | 0 | 253753200 | 0 | 253753200 | 2537.532 | 74349.6876 | 0 | 221.3183 | 247.0901 | 2021-07-04 07:05
StdNResSpltPkgAC-65to134 | PreNResSpltPkgAC-65to-PEYes | MBT | 1985 | CZ10 | cDXGF | 0 | None | 1 | 199999.2 | 1747549 |  | 527514.8 | 0 | 808183.8 | 0 | 303906.4 | 0 | 5054.069 | 102887.3 | 7337.933 | 74225.52 | 0 | 0 | 0 | 0 | 318023600 | 0 | 318023600 | 3180.236 | 93180.9148 | 0 | 221.3183 | 247.0901 | 2021-07-04 07:05
StdNResSpltPkgAC-65to134 | PreNResSpltPkgAC-65to-PEYes | MBT | 1985 | CZ11 | cDXGF | 0 | None | 1 | 199999.2 | 1741818 |  | 527514.8 | 0 | 808183.8 | 0 | 285987.4 | 0 | 10117.62 | 110012 | 16446.95 | 66901.05 | 0 | 0 | 0 | 0 | 804608300 | 0 | 804608300 | 8046.083 | 235750.2319 | 0 | 221.3183 | 247.0901 | 2021-07-04 07:06
StdNResSpltPkgAC-65to134 | PreNResSpltPkgAC-65to-PEYes | MBT | 1985 | CZ12 | cDXGF | 0 | None | 1 | 199999.2 | 1672673 |  | 527514.8 | 0 | 808183.8 | 0 | 225633.3 | 0 | 8506.224 | 102832.3 | 13817.36 | 63372.08 | 0 | 0 | 0 | 0 | 734521100 | 0 | 734521100 | 7345.211 | 215214.6823 | 0 | 221.3183 | 247.0901 | 2021-07-04 07:06
StdNResSpltPkgAC-65to134 | PreNResSpltPkgAC-65to-PEYes | MBT | 1985 | CZ13 | cDXGF | 0 | None | 1 | 199999.2 | 1777235 |  | 527514.8 | 0 | 808183.8 | 0 | 318541.2 | 0 | 8892.104 | 114100.9 | 13696.63 | 74403.98 | 0 | 0 | 0 | 0 | 654045400 | 0 | 654045400 | 6540.454 | 191635.3022 | 0 | 221.3183 | 247.0901 | 2021-07-04 07:07
StdNResSpltPkgAC-65to134 | PreNResSpltPkgAC-65to-PEYes | MBT | 1985 | CZ14 | cDXGF | 0 | None | 1 | 199999.2 | 1748388 |  | 527514.8 | 0 | 808183.8 | 0 | 292231.9 | 0 | 10618.66 | 109835.8 | 14837.06 | 69068.27 | 0 | 0 | 0 | 0 | 740057800 | 0 | 740057800 | 7400.578 | 216836.9354 | 0 | 221.3183 | 247.0901 | 2021-07-04 07:07
StdNResSpltPkgAC-65to134 | PreNResSpltPkgAC-65to-PEYes | MBT | 1985 | CZ15 | cDXGF | 0 | None | 1 | 199999.2 | 2052364 |  | 527514.8 | 0 | 808183.8 | 0 | 573717.3 | 0 | 2849.523 | 140095.9 | 4488.451 | 113612.5 | 0 | 0 | 0 | 0 | 121719700 | 0 | 121719700 | 1217.197 | 35663.8721 | 0 | 221.3183 | 247.0901 | 2021-07-04 07:08
StdNResSpltPkgAC-65to134 | PreNResSpltPkgAC-65to-PEYes | MBT | 1985 | CZ16 | cDXGF | 0 | None | 1 | 199999.2 | 1543013 |  | 527514.8 | 0 | 808183.8 | 0 | 102270.6 | 0 | 15085.13 | 89955.61 | 24633.64 | 39822.96 | 0 | 0 | 0 | 0 | 2078263000 | 0 | 2078263000 | 20782.63 | 608931.059 | 0 | 221.3183 | 247.0901 | 2021-07-04 07:08
StdNResSpltPkgAC-65to134 | PreNResSpltPkgAC-65to-PEYes | MBT | 1996 | CZ01 | cDXGF | 0 | None | 1 | 199999.2 | 1417231 |  | 527514.8 | 0 | 772633.8 | 0 | 28548.57 | 0 | 11283.04 | 77252.45 | 27070.37 | 19681.93 | 0 | 0 | 0 | 0 | 1465609000 | 0 | 1465609000 | 14656.09 | 429423.437 | 0 | 221.3183 | 236.365 | 2021-07-04 07:09
StdNResSpltPkgAC-65to134 | PreNResSpltPkgAC-65to-PEYes | MBT | 1996 | CZ02 | cDXGF | 0 | None | 1 | 199999.2 | 1547363 |  | 527514.8 | 0 | 772633.8 | 0 | 150402.5 | 0 | 8572.691 | 88239.09 | 15297.39 | 50000.72 | 0 | 0 | 0 | 0 | 816514400 | 0 | 816514400 | 8165.144 | 239238.7192 | 0 | 221.3183 | 236.365 | 2021-07-04 07:09
StdNResSpltPkgAC-65to134 | PreNResSpltPkgAC-65to-PEYes | MBT | 1996 | CZ03 | cDXGF | 0 | None | 1 | 199999.2 | 1486376 |  | 527514.8 | 0 | 772633.8 | 0 | 97167.8 | 0 | 4866.208 | 84194.2 | 13326.54 | 43338.61 | 0 | 0 | 0 | 0 | 718596200 | 0 | 718596200 | 7185.962 | 210548.6866 | 0 | 221.3183 | 236.365 | 2021-07-04 07:10
StdNResSpltPkgAC-65to134 | PreNResSpltPkgAC-65to-PEYes | MBT | 1996 | CZ04 | cDXGF | 0 | None | 1 | 199999.2 | 1583017 |  | 527514.8 | 0 | 772633.8 | 0 | 186663.2 | 0 | 4825.96 | 91379.98 | 11244.73 | 59699.02 | 0 | 0 | 0 | 0 | 530354400 | 0 | 530354400 | 5303.544 | 155393.8392 | 0 | 221.3183 | 236.365 | 2021-07-04 07:10
StdNResSpltPkgAC-65to134 | PreNResSpltPkgAC-65to-PEYes | MBT | 1996 | CZ05 | cDXGF | 0 | None | 1 | 199999.2 | 1516424 |  | 527514.8 | 0 | 772633.8 | 0 | 120907.6 | 0 | 5602.629 | 89766.52 | 13973.06 | 49423.63 | 0 | 0 | 0 | 0 | 619356800 | 0 | 619356800 | 6193.568 | 181471.5424 | 0 | 221.3183 | 236.365 | 2021-07-04 07:11
StdNResSpltPkgAC-65to134 | PreNResSpltPkgAC-65to-PEYes | MBT | 1996 | CZ06 | cDXGF | 0 | None | 1 | 199999.2 | 1628509 |  | 527514.8 | 0 | 772633.8 | 0 | 231289.2 | 0 | 1974.015 | 95097.63 | 7642.83 | 67140.39 | 0 | 0 | 0 | 0 | 274838700 | 0 | 274838700 | 2748.387 | 80527.7391 | 0 | 221.3183 | 236.365 | 2021-07-04 07:12
StdNResSpltPkgAC-65to134 | PreNResSpltPkgAC-65to-PEYes | MBT | 1996 | CZ07 | cDXGF | 0 | None | 1 | 199999.2 | 1591990 |  | 527514.8 | 0 | 772633.8 | 0 | 195592.8 | 0 | 962.0397 | 95288.24 | 7000.18 | 66469.69 | 0 | 0 | 0 | 0 | 218569900 | 0 | 218569900 | 2185.699 | 64040.9807 | 0 | 221.3183 | 236.365 | 2021-07-04 07:12
StdNResSpltPkgAC-65to134 | PreNResSpltPkgAC-65to-PEYes | MBT | 1996 | CZ08 | cDXGF | 0 | None | 1 | 199999.2 | 1677849 |  | 527514.8 | 0 | 772633.8 | 0 | 282988.2 | 0 | 2130.916 | 92582.3 | 5345.348 | 70286.6 | 0 | 0 | 0 | 0 | 228346700 | 0 | 228346700 | 2283.467 | 66905.5831 | 0 | 221.3183 | 236.365 | 2021-07-04 07:13
StdNResSpltPkgAC-65to134 | PreNResSpltPkgAC-65to-PEYes | MBT | 1996 | CZ09 | cDXGF | 0 | None | 1 | 199999.2 | 1670150 |  | 527514.8 | 0 | 772633.8 | 0 | 261856.9 | 0 | 3702.529 | 104443.4 | 8475.627 | 70607.37 | 0 | 0 | 0 | 0 | 317650300 | 0 | 317650300 | 3176.503 | 93071.5379 | 0 | 221.3183 | 236.365 | 2021-07-04 07:13
StdNResSpltPkgAC-65to134 | PreNResSpltPkgAC-65to-PEYes | MBT | 1996 | CZ10 | cDXGF | 0 | None | 1 | 199999.2 | 1704615 |  | 527514.8 | 0 | 772633.8 | 0 | 297188.2 | 0 | 5101.678 | 102177.7 | 8688.354 | 72163.01 | 0 | 0 | 0 | 0 | 385749400 | 0 | 385749400 | 3857.494 | 113024.5742 | 0 | 221.3183 | 236.365 | 2021-07-04 07:14
StdNResSpltPkgAC-65to134 | PreNResSpltPkgAC-65to-PEYes | MBT | 1996 | CZ11 | cDXGF | 0 | None | 1 | 199999.2 | 1683804 |  | 527514.8 | 0 | 772633.8 | 0 | 269280.1 | 0 | 9699.838 | 104676.7 | 15638.04 | 63413.49 | 0 | 0 | 0 | 0 | 761777600 | 0 | 761777600 | 7617.776 | 223200.8368 | 0 | 221.3183 | 236.365 | 2021-07-04 07:14
StdNResSpltPkgAC-65to134 | PreNResSpltPkgAC-65to-PEYes | MBT | 1996 | CZ12 | cDXGF | 0 | None | 1 | 199999.2 | 1618153 |  | 527514.8 | 0 | 772633.8 | 0 | 212283.1 | 0 | 8129.436 | 97592.64 | 13150.19 | 59983.44 | 0 | 0 | 0 | 0 | 700221100 | 0 | 700221100 | 7002.211 | 205164.7823 | 0 | 221.3183 | 236.365 | 2021-07-04 07:15
StdNResSpltPkgAC-65to134 | PreNResSpltPkgAC-65to-PEYes | MBT | 1996 | CZ13 | cDXGF | 0 | None | 1 | 199999.2 | 1717950 |  | 527514.8 | 0 | 772633.8 | 0 | 300684.4 | 0 | 8526.866 | 108590.4 | 13128.5 | 70631.49 | 0 | 0 | 0 | 0 | 624496100 | 0 | 624496100 | 6244.961 | 182977.3573 | 0 | 221.3183 | 236.365 | 2021-07-04 07:15
StdNResSpltPkgAC-65to134 | PreNResSpltPkgAC-65to-PEYes | MBT | 1996 | CZ14 | cDXGF | 0 | None | 1 | 199999.2 | 1688997 |  | 527514.8 | 0 | 772633.8 | 0 | 274373.4 | 0 | 10170.1 | 104305.9 | 14284.79 | 65206.14 | 0 | 0 | 0 | 0 | 708498400 | 0 | 708498400 | 7084.984 | 207590.0312 | 0 | 221.3183 | 236.365 | 2021-07-04 07:16
StdNResSpltPkgAC-65to134 | PreNResSpltPkgAC-65to-PEYes | MBT | 1996 | CZ15 | cDXGF | 0 | None | 1 | 199999.2 | 1979814 |  | 527514.8 | 0 | 772633.8 | 0 | 542967.3 | 0 | 2750.679 | 133948.8 | 4307.935 | 108442.1 | 0 | 0 | 0 | 0 | 114991400 | 0 | 114991400 | 1149.914 | 33692.4802 | 0 | 221.3183 | 236.365 | 2021-07-04 07:16
StdNResSpltPkgAC-65to134 | PreNResSpltPkgAC-65to-PEYes | MBT | 1996 | CZ16 | cDXGF | 0 | None | 1 | 199999.2 | 1494779 |  | 527514.8 | 0 | 772633.8 | 0 | 95685.16 | 0 | 14283.38 | 84663.44 | 23505.77 | 37438.69 | 0 | 0 | 0 | 0 | 1985316000 | 0 | 1985316000 | 19853.16 | 581697.588 | 0 | 221.3183 | 236.365 | 2021-07-04 07:17
StdNResSpltPkgAC-65to134 | PreNResSpltPkgAC-65to-PEYes | MBT | 2003 | CZ01 | cDXGF | 0 | None | 1 | 199999.2 | 1375877 |  | 527514.8 | 0 | 737073.3 | 0 | 27024.64 | 0 | 10717.97 | 73541.29 | 26708.43 | 18602.38 | 0 | 0 | 0 | 0 | 1494362000 | 0 | 1494362000 | 14943.62 | 437848.066 | 0 | 221.3183 | 225.6398 | 2021-07-04 07:18
StdNResSpltPkgAC-65to134 | PreNResSpltPkgAC-65to-PEYes | MBT | 2003 | CZ02 | cDXGF | 0 | None | 1 | 199999.2 | 1493599 |  | 527514.8 | 0 | 737073.3 | 0 | 138748.4 | 0 | 8006.709 | 82250.02 | 14342 | 46528.9 | 0 | 0 | 0 | 0 | 768966500 | 0 | 768966500 | 7689.665 | 225307.1845 | 0 | 221.3183 | 225.6398 | 2021-07-04 07:18
StdNResSpltPkgAC-65to134 | PreNResSpltPkgAC-65to-PEYes | MBT | 2003 | CZ03 | cDXGF | 0 | None | 1 | 199999.2 | 1445970 |  | 527514.8 | 0 | 737073.3 | 0 | 94551.32 | 0 | 4748.411 | 82076.04 | 12859.03 | 42252.04 | 0 | 0 | 0 | 0 | 683881300 | 0 | 683881300 | 6838.813 | 200377.2209 | 0 | 221.3183 | 225.6398 | 2021-07-04 07:19
StdNResSpltPkgAC-65to134 | PreNResSpltPkgAC-65to-PEYes | MBT | 2003 | CZ04 | cDXGF | 0 | None | 1 | 199999.2 | 1539436 |  | 527514.8 | 0 | 737073.3 | 0 | 181176.1 | 0 | 4705.219 | 88961.04 | 10831.88 | 58127.64 | 0 | 0 | 0 | 0 | 498996600 | 0 | 498996600 | 4989.966 | 146206.0038 | 0 | 221.3183 | 225.6398 | 2021-07-04 07:19
StdNResSpltPkgAC-65to134 | PreNResSpltPkgAC-65to-PEYes | MBT | 2003 | CZ05 | cDXGF | 0 | None | 1 | 199999.2 | 1475208 |  | 527514.8 | 0 | 737073.3 | 0 | 117513.1 | 0 | 5467.918 | 87633.12 | 13673.85 | 48165.48 | 0 | 0 | 0 | 0 | 589832800 | 0 | 589832800 | 5898.328 | 172821.0104 | 0 | 221.3183 | 225.6398 | 2021-07-04 07:20
StdNResSpltPkgAC-65to134 | PreNResSpltPkgAC-65to-PEYes | MBT | 2003 | CZ06 | cDXGF | 0 | None | 1 | 199999.2 | 1587328 |  | 527514.8 | 0 | 737073.3 | 0 | 227306.1 | 0 | 1937.886 | 93490.8 | 7412.807 | 66046.82 | 0 | 0 | 0 | 0 | 258132600 | 0 | 258132600 | 2581.326 | 75632.8518 | 0 | 221.3183 | 225.6398 | 2021-07-04 07:20
StdNResSpltPkgAC-65to134 | PreNResSpltPkgAC-65to-PEYes | MBT | 2003 | CZ07 | cDXGF | 0 | None | 1 | 199999.2 | 1551117 |  | 527514.8 | 0 | 737073.3 | 0 | 191923.6 | 0 | 944.6536 | 93654.78 | 6809.435 | 65252.88 | 0 | 0 | 0 | 0 | 206563200 | 0 | 206563200 | 2065.632 | 60523.0176 | 0 | 221.3183 | 225.6398 | 2021-07-04 07:21
StdNResSpltPkgAC-65to134 | PreNResSpltPkgAC-65to-PEYes | MBT | 2003 | CZ08 | cDXGF | 0 | None | 1 | 199999.2 | 1634581 |  | 527514.8 | 0 | 737073.3 | 0 | 277040 | 0 | 2095.169 | 90852.71 | 5144.692 | 68948.33 | 0 | 0 | 0 | 0 | 216653800 | 0 | 216653800 | 2166.538 | 63479.5634 | 0 | 221.3183 | 225.6398 | 2021-07-04 07:21
StdNResSpltPkgAC-65to134 | PreNResSpltPkgAC-65to-PEYes | MBT | 2003 | CZ09 | cDXGF | 0 | None | 1 | 199999.2 | 1627162 |  | 527514.8 | 0 | 737073.3 | 0 | 256372.8 | 0 | 3641.652 | 102554.6 | 8151.313 | 69296.8 | 0 | 0 | 0 | 0 | 299208100 | 0 | 299208100 | 2992.081 | 87667.9733 | 0 | 221.3183 | 225.6398 | 2021-07-04 07:22
StdNResSpltPkgAC-65to134 | PreNResSpltPkgAC-65to-PEYes | MBT | 2003 | CZ10 | cDXGF | 0 | None | 1 | 199999.2 | 1634887 |  | 527514.8 | 0 | 737073.3 | 0 | 272119.5 | 0 | 4660.813 | 93513.29 | 7126.559 | 67052.77 | 0 | 0 | 0 | 0 | 315221100 | 0 | 315221100 | 3152.211 | 92359.7823 | 0 | 221.3183 | 225.6398 | 2021-07-04 07:22
StdNResSpltPkgAC-65to134 | PreNResSpltPkgAC-65to-PEYes | MBT | 2003 | CZ11 | cDXGF | 0 | None | 1 | 199999.2 | 1630227 |  | 527514.8 | 0 | 737073.3 | 0 | 255870.9 | 0 | 9366.607 | 100395.7 | 15473.74 | 60410.77 | 0 | 0 | 0 | 0 | 770666100 | 0 | 770666100 | 7706.661 | 225805.1673 | 0 | 221.3183 | 225.6398 | 2021-07-04 07:23
StdNResSpltPkgAC-65to134 | PreNResSpltPkgAC-65to-PEYes | MBT | 2003 | CZ12 | cDXGF | 0 | None | 1 | 199999.2 | 1566468 |  | 527514.8 | 0 | 737073.3 | 0 | 200791.8 | 0 | 7825.957 | 93256.91 | 13030.35 | 56860.5 | 0 | 0 | 0 | 0 | 710270200 | 0 | 710270200 | 7102.702 | 208109.1686 | 0 | 221.3183 | 225.6398 | 2021-07-04 07:23
StdNResSpltPkgAC-65to134 | PreNResSpltPkgAC-65to-PEYes | MBT | 2003 | CZ13 | cDXGF | 0 | None | 1 | 199999.2 | 1663072 |  | 527514.8 | 0 | 737073.3 | 0 | 286157.7 | 0 | 8231.447 | 104089.6 | 13060.91 | 67335.61 | 0 | 0 | 0 | 0 | 634544800 | 0 | 634544800 | 6345.448 | 185921.6264 | 0 | 221.3183 | 225.6398 | 2021-07-04 07:24
StdNResSpltPkgAC-65to134 | PreNResSpltPkgAC-65to-PEYes | MBT | 2003 | CZ14 | cDXGF | 0 | None | 1 | 199999.2 | 1636079 |  | 527514.8 | 0 | 737073.3 | 0 | 261409.6 | 0 | 9842.256 | 100233.3 | 14407.32 | 62056.57 | 0 | 0 | 0 | 0 | 730657300 | 0 | 730657300 | 7306.573 | 214082.5889 | 0 | 221.3183 | 225.6398 | 2021-07-04 07:25
StdNResSpltPkgAC-65to134 | PreNResSpltPkgAC-65to-PEYes | MBT | 2003 | CZ15 | cDXGF | 0 | None | 1 | 199999.2 | 1918639 |  | 527514.8 | 0 | 737073.3 | 0 | 521791.6 | 0 | 2681.203 | 129572.3 | 4433.726 | 104588.4 | 0 | 0 | 0 | 0 | 119949800 | 0 | 119949800 | 1199.498 | 35145.2914 | 0 | 221.3183 | 225.6398 | 2021-07-04 07:25
StdNResSpltPkgAC-65to134 | PreNResSpltPkgAC-65to-PEYes | MBT | 2003 | CZ16 | cDXGF | 0 | None | 1 | 199999.2 | 1448248 |  | 527514.8 | 0 | 737073.3 | 0 | 89835.48 | 0 | 13602.84 | 80216.64 | 23017.76 | 35190.99 | 0 | 0 | 0 | 0 | 1999945000 | 0 | 1999945000 | 19999.45 | 585983.885 | 0 | 221.3183 | 225.6398 | 2021-07-04 07:26
StdNResSpltPkgAC-65to134 | PreNResSpltPkgAC-65to-PEYes | MBT | 2007 | CZ01 | cDXGF | 0 | None | 1 | 199999.2 | 1376538 |  | 527514.8 | 0 | 737073.3 | 0 | 28182.6 | 0 | 10610.6 | 73151.31 | 25781.96 | 19425.18 | 0 | 0 | 0 | 0 | 1431999000 | 0 | 1431999000 | 14319.99 | 419575.707 | 0 | 221.3183 | 225.6398 | 2021-07-04 07:26
StdNResSpltPkgAC-65to134 | PreNResSpltPkgAC-65to-PEYes | MBT | 2007 | CZ02 | cDXGF | 0 | None | 1 | 199999.2 | 1492987 |  | 527514.8 | 0 | 737073.3 | 0 | 139154.2 | 0 | 7856.344 | 81382.69 | 13640.84 | 46869.41 | 0 | 0 | 0 | 0 | 732160400 | 0 | 732160400 | 7321.604 | 214522.9972 | 0 | 221.3183 | 225.6398 | 2021-07-04 07:27
StdNResSpltPkgAC-65to134 | PreNResSpltPkgAC-65to-PEYes | MBT | 2007 | CZ03 | cDXGF | 0 | None | 1 | 199999.2 | 1446937 |  | 527514.8 | 0 | 737073.3 | 0 | 95932.48 | 0 | 4697.514 | 81713.45 | 12198.98 | 42944.25 | 0 | 0 | 0 | 0 | 650615900 | 0 | 650615900 | 6506.159 | 190630.4587 | 0 | 221.3183 | 225.6398 | 2021-07-04 07:27
StdNResSpltPkgAC-65to134 | PreNResSpltPkgAC-65to-PEYes | MBT | 2007 | CZ04 | cDXGF | 0 | None | 1 | 199999.2 | 1539060 |  | 527514.8 | 0 | 737073.3 | 0 | 181582.8 | 0 | 4626.446 | 88256.66 | 10266.23 | 58467.38 | 0 | 0 | 0 | 0 | 471302400 | 0 | 471302400 | 4713.024 | 138091.6032 | 0 | 221.3183 | 225.6398 | 2021-07-04 07:28
StdNResSpltPkgAC-65to134 | PreNResSpltPkgAC-65to-PEYes | MBT | 2007 | CZ05 | cDXGF | 0 | None | 1 | 199999.2 | 1476078 |  | 527514.8 | 0 | 737073.3 | 0 | 118841.4 | 0 | 5407.637 | 87235.34 | 13119.4 | 48723.23 | 0 | 0 | 0 | 0 | 561580700 | 0 | 561580700 | 5615.807 | 164543.1451 | 0 | 221.3183 | 225.6398 | 2021-07-04 07:28
StdNResSpltPkgAC-65to134 | PreNResSpltPkgAC-65to-PEYes | MBT | 2007 | CZ06 | cDXGF | 0 | None | 1 | 199999.2 | 1587328 |  | 527514.8 | 0 | 737073.3 | 0 | 227306.1 | 0 | 1937.886 | 93490.8 | 7412.807 | 66046.82 | 0 | 0 | 0 | 0 | 258132600 | 0 | 258132600 | 2581.326 | 75632.8518 | 0 | 221.3183 | 225.6398 | 2021-07-04 07:29
StdNResSpltPkgAC-65to134 | PreNResSpltPkgAC-65to-PEYes | MBT | 2007 | CZ07 | cDXGF | 0 | None | 1 | 199999.2 | 1551117 |  | 527514.8 | 0 | 737073.3 | 0 | 191923.6 | 0 | 944.6536 | 93654.78 | 6809.435 | 65252.88 | 0 | 0 | 0 | 0 | 206563200 | 0 | 206563200 | 2065.632 | 60523.0176 | 0 | 221.3183 | 225.6398 | 2021-07-04 07:29
StdNResSpltPkgAC-65to134 | PreNResSpltPkgAC-65to-PEYes | MBT | 2007 | CZ08 | cDXGF | 0 | None | 1 | 199999.2 | 1634581 |  | 527514.8 | 0 | 737073.3 | 0 | 277040 | 0 | 2095.169 | 90852.71 | 5144.692 | 68948.33 | 0 | 0 | 0 | 0 | 216653800 | 0 | 216653800 | 2166.538 | 63479.5634 | 0 | 221.3183 | 225.6398 | 2021-07-04 07:30
StdNResSpltPkgAC-65to134 | PreNResSpltPkgAC-65to-PEYes | MBT | 2007 | CZ09 | cDXGF | 0 | None | 1 | 199999.2 | 1627162 |  | 527514.8 | 0 | 737073.3 | 0 | 256372.8 | 0 | 3641.652 | 102554.6 | 8151.313 | 69296.8 | 0 | 0 | 0 | 0 | 299208100 | 0 | 299208100 | 2992.081 | 87667.9733 | 0 | 221.3183 | 225.6398 | 2021-07-04 07:31
StdNResSpltPkgAC-65to134 | PreNResSpltPkgAC-65to-PEYes | MBT | 2007 | CZ10 | cDXGF | 0 | None | 1 | 199999.2 | 1631956 |  | 527514.8 | 0 | 737073.3 | 0 | 270303.7 | 0 | 4583.835 | 92474.34 | 6615.494 | 66821.98 | 0 | 0 | 0 | 0 | 293881200 | 0 | 293881200 | 2938.812 | 86107.1916 | 0 | 221.3183 | 225.6398 | 2021-07-04 07:31
StdNResSpltPkgAC-65to134 | PreNResSpltPkgAC-65to-PEYes | MBT | 2007 | CZ11 | cDXGF | 0 | None | 1 | 199999.2 | 1625779 |  | 527514.8 | 0 | 737073.3 | 0 | 253019.6 | 0 | 9199.681 | 98966.34 | 14512.32 | 60104.59 | 0 | 0 | 0 | 0 | 715835900 | 0 | 715835900 | 7158.359 | 209739.9187 | 0 | 221.3183 | 225.6398 | 2021-07-04 07:32
StdNResSpltPkgAC-65to134 | PreNResSpltPkgAC-65to-PEYes | MBT | 2007 | CZ12 | cDXGF | 0 | None | 1 | 199999.2 | 1563918 |  | 527514.8 | 0 | 737073.3 | 0 | 199548.6 | 0 | 7685.497 | 92090.52 | 12172.99 | 56831.2 | 0 | 0 | 0 | 0 | 666119200 | 0 | 666119200 | 6661.192 | 195172.9256 | 0 | 221.3183 | 225.6398 | 2021-07-04 07:32
StdNResSpltPkgAC-65to134 | PreNResSpltPkgAC-65to-PEYes | MBT | 2007 | CZ13 | cDXGF | 0 | None | 1 | 199999.2 | 1657248 |  | 527514.8 | 0 | 737073.3 | 0 | 281979.4 | 0 | 8088.519 | 102586.4 | 12168.29 | 66804.22 | 0 | 0 | 0 | 0 | 589519100 | 0 | 589519100 | 5895.191 | 172729.0963 | 0 | 221.3183 | 225.6398 | 2021-07-04 07:33
StdNResSpltPkgAC-65to134 | PreNResSpltPkgAC-65to-PEYes | MBT | 2007 | CZ14 | cDXGF | 0 | None | 1 | 199999.2 | 1631691 |  | 527514.8 | 0 | 737073.3 | 0 | 258607.9 | 0 | 9669.086 | 98820.2 | 13489.95 | 61796.66 | 0 | 0 | 0 | 0 | 677693800 | 0 | 677693800 | 6776.938 | 198564.2834 | 0 | 221.3183 | 225.6398 | 2021-07-04 07:33
StdNResSpltPkgAC-65to134 | PreNResSpltPkgAC-65to-PEYes | MBT | 2007 | CZ15 | cDXGF | 0 | None | 1 | 199999.2 | 1907115 |  | 527514.8 | 0 | 737073.3 | 0 | 512227.8 | 0 | 2638.341 | 127655.7 | 4043.929 | 103385 | 0 | 0 | 0 | 0 | 107333000 | 0 | 107333000 | 1073.33 | 31448.569 | 0 | 221.3183 | 225.6398 | 2021-07-04 07:34
StdNResSpltPkgAC-65to134 | PreNResSpltPkgAC-65to-PEYes | MBT | 2007 | CZ16 | cDXGF | 0 | None | 1 | 199999.2 | 1447333 |  | 527514.8 | 0 | 737073.3 | 0 | 89765.01 | 0 | 13447.67 | 79525.84 | 21780.34 | 35349.2 | 0 | 0 | 0 | 0 | 1896207000 | 0 | 1896207000 | 18962.07 | 555588.651 | 0 | 221.3183 | 225.6398 | 2021-07-04 07:34
StdNResSpltPkgAC-65to134 | PreNResSpltPkgAC-65to-PEYes | MBT | 2011 | CZ01 | cDXGF | 0 | None | 1 | 199999.2 | 1356625 |  | 508963.8 | 0 | 737073.3 | 0 | 27951.15 | 0 | 10461.03 | 72171.1 | 24869.38 | 19321.39 | 0 | 0 | 0 | 0 | 1341565000 | 0 | 1341565000 | 13415.65 | 393078.545 | 0 | 215.3257 | 225.6398 | 2021-07-04 07:35
StdNResSpltPkgAC-65to134 | PreNResSpltPkgAC-65to-PEYes | MBT | 2011 | CZ02 | cDXGF | 0 | None | 1 | 199999.2 | 1471030 |  | 508963.8 | 0 | 737073.3 | 0 | 139056.7 | 0 | 7426.45 | 78504.91 | 11192.34 | 47275.17 | 0 | 0 | 0 | 0 | 563966700 | 0 | 563966700 | 5639.667 | 165242.2431 | 0 | 215.3257 | 225.6398 | 2021-07-04 07:35
StdNResSpltPkgAC-65to134 | PreNResSpltPkgAC-65to-PEYes | MBT | 2011 | CZ03 | cDXGF | 0 | None | 1 | 199999.2 | 1429140 |  | 508963.8 | 0 | 737073.3 | 0 | 98330.09 | 0 | 4549.339 | 80219.14 | 10116.83 | 44096.15 | 0 | 0 | 0 | 0 | 522637200 | 0 | 522637200 | 5226.372 | 153132.6996 | 0 | 215.3257 | 225.6398 | 2021-07-04 07:36
StdNResSpltPkgAC-65to134 | PreNResSpltPkgAC-65to-PEYes | MBT | 2011 | CZ04 | cDXGF | 0 | None | 1 | 199999.2 | 1516910 |  | 508963.8 | 0 | 737073.3 | 0 | 181177.9 | 0 | 4363.998 | 85326.94 | 8052.717 | 58771.68 | 0 | 0 | 0 | 0 | 341274700 | 0 | 341274700 | 3412.747 | 99993.4871 | 0 | 215.3257 | 225.6398 | 2021-07-04 07:37
StdNResSpltPkgAC-65to134 | PreNResSpltPkgAC-65to-PEYes | MBT | 2011 | CZ05 | cDXGF | 0 | None | 1 | 199999.2 | 1457528 |  | 508963.8 | 0 | 737073.3 | 0 | 120276.1 | 0 | 5275.743 | 85934.32 | 11263.64 | 49307.98 | 0 | 0 | 0 | 0 | 441538500 | 0 | 441538500 | 4415.385 | 129370.7805 | 0 | 215.3257 | 225.6398 | 2021-07-04 07:37
StdNResSpltPkgAC-65to134 | PreNResSpltPkgAC-65to-PEYes | MBT | 2011 | CZ06 | cDXGF | 0 | None | 1 | 199999.2 | 1566026 |  | 508963.8 | 0 | 737073.3 | 0 | 225888 | 0 | 1903.67 | 92192.2 | 6901.042 | 65580.59 | 0 | 0 | 0 | 0 | 230851600 | 0 | 230851600 | 2308.516 | 67639.5188 | 0 | 215.3257 | 225.6398 | 2021-07-04 07:38
StdNResSpltPkgAC-65to134 | PreNResSpltPkgAC-65to-PEYes | MBT | 2011 | CZ07 | cDXGF | 0 | None | 1 | 199999.2 | 1530506 |  | 508963.8 | 0 | 737073.3 | 0 | 191543.8 | 0 | 919.35 | 92001.26 | 6035.301 | 65185.98 | 0 | 0 | 0 | 0 | 172764800 | 0 | 172764800 | 1727.648 | 50620.0864 | 0 | 215.3257 | 225.6398 | 2021-07-04 07:38
StdNResSpltPkgAC-65to134 | PreNResSpltPkgAC-65to-PEYes | MBT | 2011 | CZ08 | cDXGF | 0 | None | 1 | 199999.2 | 1608256 |  | 508963.8 | 0 | 737073.3 | 0 | 272311.7 | 0 | 1999.541 | 87903.53 | 3898.642 | 68174.37 | 0 | 0 | 0 | 0 | 156718700 | 0 | 156718700 | 1567.187 | 45918.5791 | 0 | 215.3257 | 225.6398 | 2021-07-04 07:39
StdNResSpltPkgAC-65to134 | PreNResSpltPkgAC-65to-PEYes | MBT | 2011 | CZ09 | cDXGF | 0 | None | 1 | 199999.2 | 1592351 |  | 508963.8 | 0 | 737073.3 | 0 | 247416.1 | 0 | 3312.688 | 95580.55 | 4727.042 | 68024.88 | 0 | 0 | 0 | 0 | 155993500 | 0 | 155993500 | 1559.935 | 45706.0955 | 0 | 215.3257 | 225.6398 | 2021-07-04 07:39
StdNResSpltPkgAC-65to134 | PreNResSpltPkgAC-65to-PEYes | MBT | 2011 | CZ10 | cDXGF | 0 | None | 1 | 199999.2 | 1602563 |  | 508963.8 | 0 | 737073.3 | 0 | 263542.5 | 0 | 4334.353 | 88644.88 | 5017.242 | 65621.76 | 0 | 0 | 0 | 0 | 210448000 | 0 | 210448000 | 2104.48 | 61661.264 | 0 | 215.3257 | 225.6398 | 2021-07-04 07:40
StdNResSpltPkgAC-65to134 | PreNResSpltPkgAC-65to-PEYes | MBT | 2011 | CZ11 | cDXGF | 0 | None | 1 | 199999.2 | 1591882 |  | 508963.8 | 0 | 737073.3 | 0 | 243009.9 | 0 | 8680.53 | 94150.66 | 11300.42 | 58650.21 | 0 | 0 | 0 | 0 | 520758700 | 0 | 520758700 | 5207.587 | 152582.2991 | 0 | 215.3257 | 225.6398 | 2021-07-04 07:40
StdNResSpltPkgAC-65to134 | PreNResSpltPkgAC-65to-PEYes | MBT | 2011 | CZ12 | cDXGF | 0 | None | 1 | 199999.2 | 1536094 |  | 508963.8 | 0 | 737073.3 | 0 | 194834.1 | 0 | 7239.101 | 87979.18 | 9560.313 | 56132.7 | 0 | 0 | 0 | 0 | 499561700 | 0 | 499561700 | 4995.617 | 146371.5781 | 0 | 215.3257 | 225.6398 | 2021-07-04 07:41
StdNResSpltPkgAC-65to134 | PreNResSpltPkgAC-65to-PEYes | MBT | 2011 | CZ13 | cDXGF | 0 | None | 1 | 199999.2 | 1620519 |  | 508963.8 | 0 | 737073.3 | 0 | 269286.7 | 0 | 7632.469 | 97557.41 | 9577.272 | 64819.18 | 0 | 0 | 0 | 0 | 432870300 | 0 | 432870300 | 4328.703 | 126830.9979 | 0 | 215.3257 | 225.6398 | 2021-07-04 07:41
StdNResSpltPkgAC-65to134 | PreNResSpltPkgAC-65to-PEYes | MBT | 2011 | CZ14 | cDXGF | 0 | None | 1 | 199999.2 | 1598445 |  | 508963.8 | 0 | 737073.3 | 0 | 249194.4 | 0 | 9131.179 | 94078.26 | 10497.81 | 60368.76 | 0 | 0 | 0 | 0 | 493444400 | 0 | 493444400 | 4934.444 | 144579.2092 | 0 | 215.3257 | 225.6398 | 2021-07-04 07:42
StdNResSpltPkgAC-65to134 | PreNResSpltPkgAC-65to-PEYes | MBT | 2011 | CZ15 | cDXGF | 0 | None | 1 | 199999.2 | 1852879 |  | 508963.8 | 0 | 737073.3 | 0 | 482891.4 | 0 | 2507.156 | 121439 | 2794.442 | 99297.65 | 0 | 0 | 0 | 0 | 66651370 | 0 | 66651370 | 666.5137 | 19528.8514 | 0 | 215.3257 | 225.6398 | 2021-07-04 07:42
StdNResSpltPkgAC-65to134 | PreNResSpltPkgAC-65to-PEYes | MBT | 2011 | CZ16 | cDXGF | 0 | None | 1 | 199999.2 | 1424296 |  | 508963.8 | 0 | 737073.3 | 0 | 88799.2 | 0 | 12865.09 | 76589.49 | 18276.28 | 35306.34 | 0 | 0 | 0 | 0 | 1531741000 | 0 | 1531741000 | 15317.41 | 448800.113 | 0 | 215.3257 | 225.6398 | 2021-07-04 07:43
StdNResSpltPkgAC-65to134 | PreNResSpltPkgAC-65to-PEYes | MBT | 2015 | CZ01 | cDXGF | 0 | None | 1 | 199999.2 | 1344728 |  | 499687.6 | 0 | 737073.3 | 0 | 27275.09 | 0 | 10204.04 | 70482.29 | 24468.19 | 18913.95 | 0 | 0 | 0 | 0 | 1327562000 | 0 | 1327562000 | 13275.62 | 388975.666 | 0 | 212.3293 | 225.6398 | 2021-07-04 07:44
StdNResSpltPkgAC-65to134 | PreNResSpltPkgAC-65to-PEYes | MBT | 2015 | CZ02 | cDXGF | 0 | None | 1 | 199999.2 | 1454994 |  | 499687.6 | 0 | 737073.3 | 0 | 134804.4 | 0 | 7204.05 | 76220.59 | 10808.14 | 45998.93 | 0 | 0 | 0 | 0 | 553574500 | 0 | 553574500 | 5535.745 | 162197.3285 | 0 | 212.3293 | 225.6398 | 2021-07-04 07:44
StdNResSpltPkgAC-65to134 | PreNResSpltPkgAC-65to-PEYes | MBT | 2015 | CZ03 | cDXGF | 0 | None | 1 | 199999.2 | 1406943 |  | 499687.6 | 0 | 737073.3 | 0 | 91738.06 | 0 | 4205.239 | 74234.38 | 9933.718 | 41215.22 | 0 | 0 | 0 | 0 | 524774100 | 0 | 524774100 | 5247.741 | 153758.8113 | 0 | 212.3293 | 225.6398 | 2021-07-04 07:45
StdNResSpltPkgAC-65to134 | PreNResSpltPkgAC-65to-PEYes | MBT | 2015 | CZ04 | cDXGF | 0 | None | 1 | 199999.2 | 1487591 |  | 499687.6 | 0 | 737073.3 | 0 | 167648.7 | 0 | 4037.31 | 79139.64 | 7625.154 | 54919.43 | 0 | 0 | 0 | 0 | 339144000 | 0 | 339144000 | 3391.44 | 99369.192 | 0 | 212.3293 | 225.6398 | 2021-07-04 07:45
StdNResSpltPkgAC-65to134 | PreNResSpltPkgAC-65to-PEYes | MBT | 2015 | CZ05 | cDXGF | 0 | None | 1 | 199999.2 | 1433361 |  | 499687.6 | 0 | 737073.3 | 0 | 111913.2 | 0 | 4868.836 | 79812.93 | 11192.2 | 45993.96 | 0 | 0 | 0 | 0 | 449991600 | 0 | 449991600 | 4499.916 | 131847.5388 | 0 | 212.3293 | 225.6398 | 2021-07-04 07:46
StdNResSpltPkgAC-65to134 | PreNResSpltPkgAC-65to-PEYes | MBT | 2015 | CZ06 | cDXGF | 0 | None | 1 | 199999.2 | 1532176 |  | 499687.6 | 0 | 737073.3 | 0 | 208462 | 0 | 1753 | 85195.33 | 6772.566 | 60645.48 | 0 | 0 | 0 | 0 | 234546000 | 0 | 234546000 | 2345.46 | 68721.978 | 0 | 212.3293 | 225.6398 | 2021-07-04 07:46
StdNResSpltPkgAC-65to134 | PreNResSpltPkgAC-65to-PEYes | MBT | 2015 | CZ07 | cDXGF | 0 | None | 1 | 199999.2 | 1500603 |  | 499687.6 | 0 | 737073.3 | 0 | 177745.2 | 0 | 847.2319 | 85245.74 | 6077.801 | 60715.98 | 0 | 0 | 0 | 0 | 179919000 | 0 | 179919000 | 1799.19 | 52716.267 | 0 | 212.3293 | 225.6398 | 2021-07-04 07:47
StdNResSpltPkgAC-65to134 | PreNResSpltPkgAC-65to-PEYes | MBT | 2015 | CZ08 | cDXGF | 0 | None | 1 | 199999.2 | 1571280 |  | 499687.6 | 0 | 737073.3 | 0 | 251432.1 | 0 | 1857.708 | 81225.15 | 3733.115 | 63227.34 | 0 | 0 | 0 | 0 | 156024100 | 0 | 156024100 | 1560.241 | 45715.0613 | 0 | 212.3293 | 225.6398 | 2021-07-04 07:47
StdNResSpltPkgAC-65to134 | PreNResSpltPkgAC-65to-PEYes | MBT | 2015 | CZ09 | cDXGF | 0 | None | 1 | 199999.2 | 1555871 |  | 499687.6 | 0 | 737073.3 | 0 | 227294 | 0 | 3096.658 | 88715.83 | 4638.698 | 63182.49 | 0 | 0 | 0 | 0 | 150678000 | 0 | 150678000 | 1506.78 | 44148.654 | 0 | 212.3293 | 225.6398 | 2021-07-04 07:48
StdNResSpltPkgAC-65to134 | PreNResSpltPkgAC-65to-PEYes | MBT | 2015 | CZ10 | cDXGF | 0 | None | 1 | 199999.2 | 1583192 |  | 499687.6 | 0 | 737073.3 | 0 | 255923.9 | 0 | 4227.462 | 86275.09 | 4862.064 | 63926.43 | 0 | 0 | 0 | 0 | 199984500 | 0 | 199984500 | 1999.845 | 58595.4585 | 0 | 212.3293 | 225.6398 | 2021-07-04 07:48
StdNResSpltPkgAC-65to134 | PreNResSpltPkgAC-65to-PEYes | MBT | 2015 | CZ11 | cDXGF | 0 | None | 1 | 199999.2 | 1572376 |  | 499687.6 | 0 | 737073.3 | 0 | 235471.4 | 0 | 8476.428 | 91662.9 | 10932.15 | 57055.38 | 0 | 0 | 0 | 0 | 486531700 | 0 | 486531700 | 4865.317 | 142553.7881 | 0 | 212.3293 | 225.6398 | 2021-07-04 07:49
StdNResSpltPkgAC-65to134 | PreNResSpltPkgAC-65to-PEYes | MBT | 2015 | CZ12 | cDXGF | 0 | None | 1 | 199999.2 | 1518134 |  | 499687.6 | 0 | 737073.3 | 0 | 188786.9 | 0 | 7052.806 | 85528.81 | 9169.94 | 54536.83 | 0 | 0 | 0 | 0 | 473757800 | 0 | 473757800 | 4737.578 | 138811.0354 | 0 | 212.3293 | 225.6398 | 2021-07-04 07:49
StdNResSpltPkgAC-65to134 | PreNResSpltPkgAC-65to-PEYes | MBT | 2015 | CZ13 | cDXGF | 0 | None | 1 | 199999.2 | 1600414 |  | 499687.6 | 0 | 737073.3 | 0 | 261266.5 | 0 | 7446.664 | 94936.04 | 9214.91 | 63062.02 | 0 | 0 | 0 | 0 | 404377000 | 0 | 404377000 | 4043.77 | 118482.461 | 0 | 212.3293 | 225.6398 | 2021-07-04 07:50
StdNResSpltPkgAC-65to134 | PreNResSpltPkgAC-65to-PEYes | MBT | 2015 | CZ14 | cDXGF | 0 | None | 1 | 199999.2 | 1578515 |  | 499687.6 | 0 | 737073.3 | 0 | 241315.1 | 0 | 8911.794 | 91522.97 | 10256.1 | 58584.38 | 0 | 0 | 0 | 0 | 465194400 | 0 | 465194400 | 4651.944 | 136301.9592 | 0 | 212.3293 | 225.6398 | 2021-07-04 07:51
StdNResSpltPkgAC-65to134 | PreNResSpltPkgAC-65to-PEYes | MBT | 2015 | CZ15 | cDXGF | 0 | None | 1 | 199999.2 | 1827786 |  | 499687.6 | 0 | 737073.3 | 0 | 469722.7 | 0 | 2463.966 | 118833.7 | 2720.554 | 97140.02 | 0 | 0 | 0 | 0 | 58032380 | 0 | 58032380 | 580.3238 | 17003.4873 | 0 | 212.3293 | 225.6398 | 2021-07-04 07:51
StdNResSpltPkgAC-65to134 | PreNResSpltPkgAC-65to-PEYes | MBT | 2015 | CZ16 | cDXGF | 0 | None | 1 | 199999.2 | 1409559 |  | 499687.6 | 0 | 737073.3 | 0 | 85909.95 | 0 | 12517.69 | 74366.21 | 17841.05 | 34247.77 | 0 | 0 | 0 | 0 | 1504114000 | 0 | 1504114000 | 15041.14 | 440705.402 | 0 | 212.3293 | 225.6398 | 2021-07-04 07:52
StdNResSpltPkgAC-65to134 | PreNResSpltPkgAC-65to-PEYes | MBT | 2017 | CZ01 | cDXGF | 0 | None | 1 | 199999.2 | 1329613 |  | 482301.6 | 0 | 737073.3 | 0 | 31130.49 | 0 | 9853.39 | 69249.65 | 21996.71 | 21553.52 | 0 | 0 | 0 | 0 | 1198090000 | 0 | 1198090000 | 11980.9 | 351040.37 | 0 | 203.84 | 225.6398 | 2021-07-04 07:52
StdNResSpltPkgAC-65to134 | PreNResSpltPkgAC-65to-PEYes | MBT | 2017 | CZ02 | cDXGF | 0 | None | 1 | 199999.2 | 1435524 |  | 482301.6 | 0 | 737073.3 | 0 | 134412.4 | 0 | 6976.179 | 74755.63 | 10434.96 | 45936.43 | 0 | 0 | 0 | 0 | 555516900 | 0 | 555516900 | 5555.169 | 162766.4517 | 0 | 203.84 | 225.6398 | 2021-07-04 07:53
StdNResSpltPkgAC-65to134 | PreNResSpltPkgAC-65to-PEYes | MBT | 2017 | CZ03 | cDXGF | 0 | None | 1 | 199999.2 | 1389740 |  | 482301.6 | 0 | 737073.3 | 0 | 92655.9 | 0 | 4131.396 | 73572.87 | 9840.712 | 41671.47 | 0 | 0 | 0 | 0 | 533897900 | 0 | 533897900 | 5338.979 | 156432.0847 | 0 | 203.84 | 225.6398 | 2021-07-04 07:53
StdNResSpltPkgAC-65to134 | PreNResSpltPkgAC-65to-PEYes | MBT | 2017 | CZ04 | cDXGF | 0 | None | 1 | 199999.2 | 1468027 |  | 482301.6 | 0 | 737073.3 | 0 | 166923.5 | 0 | 3914.035 | 77809.52 | 7496.731 | 54810.76 | 0 | 0 | 0 | 0 | 342684800 | 0 | 342684800 | 3426.848 | 100406.6464 | 0 | 203.84 | 225.6398 | 2021-07-04 07:54
StdNResSpltPkgAC-65to134 | PreNResSpltPkgAC-65to-PEYes | MBT | 2017 | CZ05 | cDXGF | 0 | None | 1 | 199999.2 | 1417078 |  | 482301.6 | 0 | 737073.3 | 0 | 114213.3 | 0 | 4718.944 | 78766.03 | 10725.32 | 46911.6 | 0 | 0 | 0 | 0 | 436357500 | 0 | 436357500 | 4363.575 | 127852.7475 | 0 | 203.84 | 225.6398 | 2021-07-04 07:54
StdNResSpltPkgAC-65to134 | PreNResSpltPkgAC-65to-PEYes | MBT | 2017 | CZ06 | cDXGF | 0 | None | 1 | 199999.2 | 1512218 |  | 482301.6 | 0 | 737073.3 | 0 | 208418.5 | 0 | 1663.565 | 82756.14 | 5823.957 | 60693.15 | 0 | 0 | 0 | 0 | 194760600 | 0 | 194760600 | 1947.606 | 57064.8558 | 0 | 203.84 | 225.6398 | 2021-07-04 07:55
StdNResSpltPkgAC-65to134 | PreNResSpltPkgAC-65to-PEYes | MBT | 2017 | CZ07 | cDXGF | 0 | None | 1 | 199999.2 | 1482354 |  | 482301.6 | 0 | 737073.3 | 0 | 178558.9 | 0 | 815.0208 | 83600.02 | 5557.977 | 60946.12 | 0 | 0 | 0 | 0 | 158221600 | 0 | 158221600 | 1582.216 | 46358.9288 | 0 | 203.84 | 225.6398 | 2021-07-04 07:55
StdNResSpltPkgAC-65to134 | PreNResSpltPkgAC-65to-PEYes | MBT | 2017 | CZ08 | cDXGF | 0 | None | 1 | 199999.2 | 1547330 |  | 482301.6 | 0 | 737073.3 | 0 | 247123.2 | 0 | 1781.854 | 79044.7 | 3440.379 | 62384.99 | 0 | 0 | 0 | 0 | 149936900 | 0 | 149936900 | 1499.369 | 43931.5117 | 0 | 203.84 | 225.6398 | 2021-07-04 07:56
StdNResSpltPkgAC-65to134 | PreNResSpltPkgAC-65to-PEYes | MBT | 2017 | CZ09 | cDXGF | 0 | None | 1 | 199999.2 | 1533736 |  | 482301.6 | 0 | 737073.3 | 0 | 224287.8 | 0 | 3019.225 | 87048.95 | 4561.167 | 62647.57 | 0 | 0 | 0 | 0 | 147221300 | 0 | 147221300 | 1472.213 | 43135.8409 | 0 | 203.84 | 225.6398 | 2021-07-04 07:56
StdNResSpltPkgAC-65to134 | PreNResSpltPkgAC-65to-PEYes | MBT | 2017 | CZ10 | cDXGF | 0 | None | 1 | 199999.2 | 1560166 |  | 482301.6 | 0 | 737073.3 | 0 | 252112.1 | 0 | 4112.447 | 84561.68 | 4673.545 | 63236.23 | 0 | 0 | 0 | 0 | 196675400 | 0 | 196675400 | 1966.754 | 57625.8922 | 0 | 203.84 | 225.6398 | 2021-07-04 07:57
StdNResSpltPkgAC-65to134 | PreNResSpltPkgAC-65to-PEYes | MBT | 2017 | CZ11 | cDXGF | 0 | None | 1 | 199999.2 | 1548008 |  | 482301.6 | 0 | 737073.3 | 0 | 230946.6 | 0 | 8227.234 | 89453.91 | 10204.14 | 56413.37 | 0 | 0 | 0 | 0 | 464518500 | 0 | 464518500 | 4645.185 | 136103.9205 | 0 | 203.84 | 225.6398 | 2021-07-04 07:58
StdNResSpltPkgAC-65to134 | PreNResSpltPkgAC-65to-PEYes | MBT | 2017 | CZ12 | cDXGF | 0 | None | 1 | 199999.2 | 1495738 |  | 482301.6 | 0 | 737073.3 | 0 | 186231.8 | 0 | 6840.111 | 83286.08 | 8562.793 | 53677.77 | 0 | 0 | 0 | 0 | 460348400 | 0 | 460348400 | 4603.484 | 134882.0812 | 0 | 203.84 | 225.6398 | 2021-07-04 07:58
StdNResSpltPkgAC-65to134 | PreNResSpltPkgAC-65to-PEYes | MBT | 2017 | CZ13 | cDXGF | 0 | None | 1 | 199999.2 | 1574294 |  | 482301.6 | 0 | 737073.3 | 0 | 255077.6 | 0 | 7233.272 | 92602.66 | 8463.212 | 62009.28 | 0 | 0 | 0 | 0 | 386097100 | 0 | 386097100 | 3860.971 | 113126.4503 | 0 | 203.84 | 225.6398 | 2021-07-04 07:59
StdNResSpltPkgAC-65to134 | PreNResSpltPkgAC-65to-PEYes | MBT | 2017 | CZ14 | cDXGF | 0 | None | 1 | 199999.2 | 1554134 |  | 482301.6 | 0 | 737073.3 | 0 | 236737.3 | 0 | 8657.991 | 89359.17 | 9456.983 | 57898.23 | 0 | 0 | 0 | 0 | 441145000 | 0 | 441145000 | 4411.45 | 129255.485 | 0 | 203.84 | 225.6398 | 2021-07-04 07:59
StdNResSpltPkgAC-65to134 | PreNResSpltPkgAC-65to-PEYes | MBT | 2017 | CZ15 | cDXGF | 0 | None | 1 | 199999.2 | 1794190 |  | 482301.6 | 0 | 737073.3 | 0 | 456374 | 0 | 2402.898 | 116032.9 | 2578.972 | 95207.95 | 0 | 0 | 0 | 0 | 53365150 | 0 | 53365150 | 533.6515 | 15635.989 | 0 | 203.84 | 225.6398 | 2021-07-04 08:00
StdNResSpltPkgAC-65to134 | PreNResSpltPkgAC-65to-PEYes | MBT | 2017 | CZ16 | cDXGF | 0 | None | 1 | 199999.2 | 1390047 |  | 482301.6 | 0 | 737073.3 | 0 | 85222.59 | 0 | 12270.72 | 73174.34 | 16602.75 | 34168.66 | 0 | 0 | 0 | 0 | 1456688000 | 0 | 1456688000 | 14566.88 | 426809.584 | 0 | 203.84 | 225.6398 | 2021-07-04 08:00
StdNResSpltPkgAC-65to134 | PreNResSpltPkgAC-65to-PEYes | MBT | 2020 | CZ01 | cDXGF | 0 | None | 1 | 199999.2 | 1204984 |  | 366189 | 0 | 737073.3 | 0 | 26872.07 | 0 | 9372.873 | 65471.63 | 22823.65 | 18623.58 | 0 | 0 | 0 | 0 | 1317760000 | 0 | 1317760000 | 13177.6 | 386103.68 | 0 | 154.0824 | 225.6398 | 2021-07-04 08:01
StdNResSpltPkgAC-65to134 | PreNResSpltPkgAC-65to-PEYes | MBT | 2020 | CZ02 | cDXGF | 0 | None | 1 | 199999.2 | 1302888 |  | 366189 | 0 | 737073.3 | 0 | 122572.1 | 0 | 6664.607 | 70383.56 | 11023.83 | 41903.5 | 0 | 0 | 0 | 0 | 614719100 | 0 | 614719100 | 6147.191 | 180112.6963 | 0 | 154.0824 | 225.6398 | 2021-07-04 08:01
StdNResSpltPkgAC-65to134 | PreNResSpltPkgAC-65to-PEYes | MBT | 2020 | CZ03 | cDXGF | 0 | None | 1 | 199999.2 | 1259049 |  | 366189 | 0 | 737073.3 | 0 | 83012.77 | 0 | 3930.145 | 68837.96 | 10569.58 | 37266.08 | 0 | 0 | 0 | 0 | 600450400 | 0 | 600450400 | 6004.504 | 175931.9672 | 0 | 154.0824 | 225.6398 | 2021-07-04 08:02
StdNResSpltPkgAC-65to134 | PreNResSpltPkgAC-65to-PEYes | MBT | 2020 | CZ04 | cDXGF | 0 | None | 1 | 199999.2 | 1333015 |  | 366189 | 0 | 737073.3 | 0 | 152878.8 | 0 | 3740.993 | 73126.8 | 7948.662 | 50163.36 | 0 | 0 | 0 | 0 | 384674900 | 0 | 384674900 | 3846.749 | 112709.7457 | 0 | 154.0824 | 225.6398 | 2021-07-04 08:02
StdNResSpltPkgAC-65to134 | PreNResSpltPkgAC-65to-PEYes | MBT | 2020 | CZ05 | cDXGF | 0 | None | 1 | 199999.2 | 1284522 |  | 366189 | 0 | 737073.3 | 0 | 102842.7 | 0 | 4482.623 | 73929.21 | 11420.19 | 42247.18 | 0 | 0 | 0 | 0 | 495616600 | 0 | 495616600 | 4956.166 | 145215.6638 | 0 | 154.0824 | 225.6398 | 2021-07-04 08:03
StdNResSpltPkgAC-65to134 | PreNResSpltPkgAC-65to-PEYes | MBT | 2020 | CZ06 | cDXGF | 0 | None | 1 | 199999.2 | 1374494 |  | 366189 | 0 | 737073.3 | 0 | 191348.1 | 0 | 1589.639 | 78288.12 | 6392.759 | 56156.58 | 0 | 0 | 0 | 0 | 223508000 | 0 | 223508000 | 2235.08 | 65487.844 | 0 | 154.0824 | 225.6398 | 2021-07-04 08:04
StdNResSpltPkgAC-65to134 | PreNResSpltPkgAC-65to-PEYes | MBT | 2020 | CZ07 | cDXGF | 0 | None | 1 | 199999.2 | 1345713 |  | 366189 | 0 | 737073.3 | 0 | 162733.5 | 0 | 779.006 | 78932.3 | 6150.733 | 55958.83 | 0 | 0 | 0 | 0 | 185772200 | 0 | 185772200 | 1857.722 | 54431.2546 | 0 | 154.0824 | 225.6398 | 2021-07-04 08:04
StdNResSpltPkgAC-65to134 | PreNResSpltPkgAC-65to-PEYes | MBT | 2020 | CZ08 | cDXGF | 0 | None | 1 | 199999.2 | 1414001 |  | 366189 | 0 | 737073.3 | 0 | 229550 | 0 | 1709.829 | 79472.73 | 4794.665 | 61058.07 | 0 | 0 | 0 | 0 | 160390700 | 0 | 160390700 | 1603.907 | 46994.4751 | 0 | 154.0824 | 225.6398 | 2021-07-04 08:05
StdNResSpltPkgAC-65to134 | PreNResSpltPkgAC-65to-PEYes | MBT | 2020 | CZ09 | cDXGF | 0 | None | 1 | 199999.2 | 1396669 |  | 366189 | 0 | 737073.3 | 0 | 207738.7 | 0 | 2910.671 | 82751.84 | 4935.018 | 58294.75 | 0 | 0 | 0 | 0 | 167871000 | 0 | 167871000 | 1678.71 | 49186.203 | 0 | 154.0824 | 225.6398 | 2021-07-04 08:05
StdNResSpltPkgAC-65to134 | PreNResSpltPkgAC-65to-PEYes | MBT | 2020 | CZ10 | cDXGF | 0 | None | 1 | 199999.2 | 1421845 |  | 366189 | 0 | 737073.3 | 0 | 234542.3 | 0 | 3955.534 | 80079.59 | 5078.056 | 58837.77 | 0 | 0 | 0 | 0 | 220651700 | 0 | 220651700 | 2206.517 | 64650.9481 | 0 | 154.0824 | 225.6398 | 2021-07-04 08:06
StdNResSpltPkgAC-65to134 | PreNResSpltPkgAC-65to-PEYes | MBT | 2020 | CZ11 | cDXGF | 0 | None | 1 | 199999.2 | 1412929 |  | 366189 | 0 | 737073.3 | 0 | 216478 | 0 | 7936.89 | 85245.88 | 10929.48 | 52649.85 | 0 | 0 | 0 | 0 | 513304800 | 0 | 513304800 | 5133.048 | 150398.3064 | 0 | 154.0824 | 225.6398 | 2021-07-04 08:06
StdNResSpltPkgAC-65to134 | PreNResSpltPkgAC-65to-PEYes | MBT | 2020 | CZ12 | cDXGF | 0 | None | 1 | 199999.2 | 1361266 |  | 366189 | 0 | 737073.3 | 0 | 172562.6 | 0 | 6575.089 | 78860.38 | 9242.135 | 49638.64 | 0 | 0 | 0 | 0 | 508222500 | 0 | 508222500 | 5082.225 | 148909.1925 | 0 | 154.0824 | 225.6398 | 2021-07-04 08:07
StdNResSpltPkgAC-65to134 | PreNResSpltPkgAC-65to-PEYes | MBT | 2020 | CZ13 | cDXGF | 0 | None | 1 | 199999.2 | 1437917 |  | 366189 | 0 | 737073.3 | 0 | 239508.7 | 0 | 6977.423 | 88162.51 | 9209.727 | 58045.79 | 0 | 0 | 0 | 0 | 427348000 | 0 | 427348000 | 4273.48 | 125212.964 | 0 | 154.0824 | 225.6398 | 2021-07-04 08:07
StdNResSpltPkgAC-65to134 | PreNResSpltPkgAC-65to-PEYes | MBT | 2020 | CZ14 | cDXGF | 0 | None | 1 | 199999.2 | 1418643 |  | 366189 | 0 | 737073.3 | 0 | 221762.7 | 0 | 8360.079 | 85252.7 | 10233.93 | 54114.91 | 0 | 0 | 0 | 0 | 487705700 | 0 | 487705700 | 4877.057 | 142897.7701 | 0 | 154.0824 | 225.6398 | 2021-07-04 08:08
StdNResSpltPkgAC-65to134 | PreNResSpltPkgAC-65to-PEYes | MBT | 2020 | CZ15 | cDXGF | 0 | None | 1 | 199999.2 | 1650653 |  | 366189 | 0 | 737073.3 | 0 | 433351.4 | 0 | 2338.611 | 111695.3 | 2886.461 | 90904.44 | 0 | 0 | 0 | 0 | 61877140 | 0 | 61877140 | 618.7714 | 18130.002 | 0 | 154.0824 | 225.6398 | 2021-07-04 08:08
StdNResSpltPkgAC-65to134 | PreNResSpltPkgAC-65to-PEYes | MBT | 2020 | CZ16 | cDXGF | 0 | None | 1 | 199999.2 | 1261914 |  | 366189 | 0 | 737073.3 | 0 | 78001.28 | 0 | 11681.92 | 68961.47 | 17463.03 | 31295.47 | 0 | 0 | 0 | 0 | 1573318000 | 0 | 1573318000 | 15733.18 | 460982.174 | 0 | 154.0824 | 225.6398 | 2021-07-04 08:09
StdNResSpltPkgAC-65to134 | PreNResSpltPkgAC-65to-PEYes | MLI | 1975 | CZ01 | cDXGF | 0 | None | 1 | 100001.1 | 678319.1 |  | 308076.8 | 0 | 321187.9 | 0 | 2483.718 | 0 | 6403.078 | 40168.08 | 20209.31 | 1607.726 | 0 | 0 | 0 | 0 | 1737577000 | 0 | 1737577000 | 17375.77 | 509110.061 | 0 | 118.5013 | 102.7448 | 2021-07-04 08:10
StdNResSpltPkgAC-65to134 | PreNResSpltPkgAC-65to-PEYes | MLI | 1975 | CZ02 | cDXGF | 0 | None | 1 | 100001.1 | 731491.5 |  | 308076.8 | 0 | 321187.9 | 0 | 51893.76 | 0 | 5118.9 | 45214 | 12649.8 | 14666.34 | 0 | 0 | 0 | 0 | 1069288000 | 0 | 1069288000 | 10692.88 | 313301.384 | 0 | 118.5013 | 102.7448 | 2021-07-04 08:10
StdNResSpltPkgAC-65to134 | PreNResSpltPkgAC-65to-PEYes | MLI | 1975 | CZ03 | cDXGF | 0 | None | 1 | 100001.1 | 698014.6 |  | 308076.8 | 0 | 321187.9 | 0 | 22008.91 | 0 | 2819.133 | 43922.3 | 12238.3 | 8870.876 | 0 | 0 | 0 | 0 | 819868100 | 0 | 819868100 | 8198.681 | 240221.3533 | 0 | 118.5013 | 102.7448 | 2021-07-04 08:10
StdNResSpltPkgAC-65to134 | PreNResSpltPkgAC-65to-PEYes | MLI | 1975 | CZ04 | cDXGF | 0 | None | 1 | 100001.1 | 745268.4 |  | 308076.8 | 0 | 321187.9 | 0 | 67046.13 | 0 | 2920.763 | 46037.13 | 9239.262 | 18407.37 | 0 | 0 | 0 | 0 | 680894300 | 0 | 680894300 | 6808.943 | 199502.0299 | 0 | 118.5013 | 102.7448 | 2021-07-04 08:11
StdNResSpltPkgAC-65to134 | PreNResSpltPkgAC-65to-PEYes | MLI | 1975 | CZ05 | cDXGF | 0 | None | 1 | 100001.1 | 706962.3 |  | 308076.8 | 0 | 321187.9 | 0 | 30708.59 | 0 | 3222.213 | 43767.18 | 10663.19 | 11285.24 | 0 | 0 | 0 | 0 | 796301400 | 0 | 796301400 | 7963.014 | 233316.3102 | 0 | 118.5013 | 102.7448 | 2021-07-04 08:11
StdNResSpltPkgAC-65to134 | PreNResSpltPkgAC-65to-PEYes | MLI | 1975 | CZ06 | cDXGF | 0 | None | 1 | 100001.1 | 755991.9 |  | 308076.8 | 0 | 321187.9 | 0 | 77447.97 | 0 | 1172.235 | 48107.64 | 5577.109 | 22721.05 | 0 | 0 | 0 | 0 | 311954200 | 0 | 311954200 | 3119.542 | 91402.5806 | 0 | 118.5013 | 102.7448 | 2021-07-04 08:12
StdNResSpltPkgAC-65to134 | PreNResSpltPkgAC-65to-PEYes | MLI | 1975 | CZ07 | cDXGF | 0 | None | 1 | 100001.1 | 737841.9 |  | 308076.8 | 0 | 321187.9 | 0 | 62075.88 | 0 | 551.9901 | 45949.97 | 4716.781 | 20059.29 | 0 | 0 | 0 | 0 | 242945200 | 0 | 242945200 | 2429.452 | 71182.9436 | 0 | 118.5013 | 102.7448 | 2021-07-04 08:12
StdNResSpltPkgAC-65to134 | PreNResSpltPkgAC-65to-PEYes | MLI | 1975 | CZ08 | cDXGF | 0 | None | 1 | 100001.1 | 792990.2 |  | 308076.8 | 0 | 321187.9 | 0 | 114238 | 0 | 1243.919 | 48244.12 | 4706.202 | 26882.2 | 0 | 0 | 0 | 0 | 283739000 | 0 | 283739000 | 2837.39 | 83135.527 | 0 | 118.5013 | 102.7448 | 2021-07-04 08:13
StdNResSpltPkgAC-65to134 | PreNResSpltPkgAC-65to-PEYes | MLI | 1975 | CZ09 | cDXGF | 0 | None | 1 | 100001.1 | 797467.3 |  | 308076.8 | 0 | 321187.9 | 0 | 108366.5 | 0 | 2194.524 | 57642.48 | 6956.714 | 28088.23 | 0 | 0 | 0 | 0 | 383740000 | 0 | 383740000 | 3837.4 | 112435.82 | 0 | 118.5013 | 102.7448 | 2021-07-04 08:13
StdNResSpltPkgAC-65to134 | PreNResSpltPkgAC-65to-PEYes | MLI | 1975 | CZ10 | cDXGF | 0 | None | 1 | 100001.1 | 815316.9 |  | 308076.8 | 0 | 321187.9 | 0 | 127298.6 | 0 | 3031.431 | 55722.59 | 7329.328 | 29068.29 | 0 | 0 | 0 | 0 | 477352600 | 0 | 477352600 | 4773.526 | 139864.3118 | 0 | 118.5013 | 102.7448 | 2021-07-04 08:14
StdNResSpltPkgAC-65to134 | PreNResSpltPkgAC-65to-PEYes | MLI | 1975 | CZ11 | cDXGF | 0 | None | 1 | 100001.1 | 827094.6 |  | 308076.8 | 0 | 321187.9 | 0 | 129542.7 | 0 | 6105.677 | 62181.75 | 14745.95 | 27449.08 | 0 | 0 | 0 | 0 | 1028279000 | 0 | 1028279000 | 10282.79 | 301285.747 | 0 | 118.5013 | 102.7448 | 2021-07-04 08:14
StdNResSpltPkgAC-65to134 | PreNResSpltPkgAC-65to-PEYes | MLI | 1975 | CZ12 | cDXGF | 0 | None | 1 | 100001.1 | 780927.9 |  | 308076.8 | 0 | 321187.9 | 0 | 90612.19 | 0 | 5110.893 | 55940.17 | 12810.07 | 22621.04 | 0 | 0 | 0 | 0 | 923592900 | 0 | 923592900 | 9235.929 | 270612.7197 | 0 | 118.5013 | 102.7448 | 2021-07-04 08:15
StdNResSpltPkgAC-65to134 | PreNResSpltPkgAC-65to-PEYes | MLI | 1975 | CZ13 | cDXGF | 0 | None | 1 | 100001.1 | 846481.3 |  | 308076.8 | 0 | 321187.9 | 0 | 148108.3 | 0 | 5363.482 | 63745.2 | 12288.79 | 31583.97 | 0 | 0 | 0 | 0 | 812255600 | 0 | 812255600 | 8122.556 | 237990.8908 | 0 | 118.5013 | 102.7448 | 2021-07-04 08:15
StdNResSpltPkgAC-65to134 | PreNResSpltPkgAC-65to-PEYes | MLI | 1975 | CZ14 | cDXGF | 0 | None | 1 | 100001.1 | 827431.1 |  | 308076.8 | 0 | 321187.9 | 0 | 129902.4 | 0 | 6372.762 | 61891.54 | 12988.99 | 28056.74 | 0 | 0 | 0 | 0 | 1021309000 | 0 | 1021309000 | 10213.09 | 299243.537 | 0 | 118.5013 | 102.7448 | 2021-07-04 08:16
StdNResSpltPkgAC-65to134 | PreNResSpltPkgAC-65to-PEYes | MLI | 1975 | CZ15 | cDXGF | 0 | None | 1 | 100001.1 | 1008021 |  | 308076.8 | 0 | 321187.9 | 0 | 297367.5 | 0 | 1700.119 | 79689.64 | 4201.732 | 56687.66 | 0 | 0 | 0 | 0 | 179810100 | 0 | 179810100 | 1798.101 | 52684.3593 | 0 | 118.5013 | 102.7448 | 2021-07-04 08:16
StdNResSpltPkgAC-65to134 | PreNResSpltPkgAC-65to-PEYes | MLI | 1975 | CZ16 | cDXGF | 0 | None | 1 | 100001.1 | 726448.5 |  | 308076.8 | 0 | 321187.9 | 0 | 34575.15 | 0 | 9372.66 | 53235.87 | 22906.36 | 13009.6 | 0 | 0 | 0 | 0 | 2341729000 | 0 | 2341729000 | 23417.29 | 686126.597 | 0 | 118.5013 | 102.7448 | 2021-07-04 08:17
StdNResSpltPkgAC-65to134 | PreNResSpltPkgAC-65to-PEYes | MLI | 1985 | CZ01 | cDXGF | 0 | None | 1 | 100001.1 | 664304.1 |  | 308076.8 | 0 | 307626 | 0 | 2373.019 | 0 | 6354.429 | 39874.18 | 20504.39 | 1542.904 | 0 | 0 | 0 | 0 | 1768913000 | 0 | 1768913000 | 17689.13 | 518291.509 | 0 | 118.5013 | 98.4135 | 2021-07-04 08:17
StdNResSpltPkgAC-65to134 | PreNResSpltPkgAC-65to-PEYes | MLI | 1985 | CZ02 | cDXGF | 0 | None | 1 | 100001.1 | 716516.2 |  | 308076.8 | 0 | 307626 | 0 | 50879.56 | 0 | 5084.505 | 44849.45 | 12807.38 | 14384.74 | 0 | 0 | 0 | 0 | 1086929000 | 0 | 1086929000 | 10869.29 | 318470.197 | 0 | 118.5013 | 98.4135 | 2021-07-04 08:18
StdNResSpltPkgAC-65to134 | PreNResSpltPkgAC-65to-PEYes | MLI | 1985 | CZ03 | cDXGF | 0 | None | 1 | 100001.1 | 683364.6 |  | 308076.8 | 0 | 307626 | 0 | 21310.32 | 0 | 2798.602 | 43553.03 | 12439.22 | 8585.056 | 0 | 0 | 0 | 0 | 837100700 | 0 | 837100700 | 8371.007 | 245270.5051 | 0 | 118.5013 | 98.4135 | 2021-07-04 08:18
StdNResSpltPkgAC-65to134 | PreNResSpltPkgAC-65to-PEYes | MLI | 1985 | CZ04 | cDXGF | 0 | None | 1 | 100001.1 | 730063.6 |  | 308076.8 | 0 | 307626 | 0 | 65829.32 | 0 | 2900.276 | 45631.1 | 9380.969 | 18051.49 | 0 | 0 | 0 | 0 | 693966200 | 0 | 693966200 | 6939.662 | 203332.0966 | 0 | 118.5013 | 98.4135 | 2021-07-04 08:19
StdNResSpltPkgAC-65to134 | PreNResSpltPkgAC-65to-PEYes | MLI | 1985 | CZ05 | cDXGF | 0 | None | 1 | 100001.1 | 692109.8 |  | 308076.8 | 0 | 307626 | 0 | 29796.74 | 0 | 3199.833 | 43410.03 | 10804.53 | 10981.93 | 0 | 0 | 0 | 0 | 810865900 | 0 | 810865900 | 8108.659 | 237583.7087 | 0 | 118.5013 | 98.4135 | 2021-07-04 08:19
StdNResSpltPkgAC-65to134 | PreNResSpltPkgAC-65to-PEYes | MLI | 1985 | CZ06 | cDXGF | 0 | None | 1 | 100001.1 | 740398 |  | 308076.8 | 0 | 307626 | 0 | 75809.45 | 0 | 1164.191 | 47721.66 | 5656.32 | 22343.23 | 0 | 0 | 0 | 0 | 318502700 | 0 | 318502700 | 3185.027 | 93321.2911 | 0 | 118.5013 | 98.4135 | 2021-07-04 08:20
StdNResSpltPkgAC-65to134 | PreNResSpltPkgAC-65to-PEYes | MLI | 1985 | CZ07 | cDXGF | 0 | None | 1 | 100001.1 | 722465.9 |  | 308076.8 | 0 | 307626 | 0 | 60648.89 | 0 | 548.1213 | 45566.47 | 4829.699 | 19647.17 | 0 | 0 | 0 | 0 | 248969100 | 0 | 248969100 | 2489.691 | 72947.9463 | 0 | 118.5013 | 98.4135 | 2021-07-04 08:20
StdNResSpltPkgAC-65to134 | PreNResSpltPkgAC-65to-PEYes | MLI | 1985 | CZ08 | cDXGF | 0 | None | 1 | 100001.1 | 777208.9 |  | 308076.8 | 0 | 307626 | 0 | 112419.5 | 0 | 1236.023 | 47850.21 | 4778.558 | 26481.18 | 0 | 0 | 0 | 0 | 289542900 | 0 | 289542900 | 2895.429 | 84836.0697 | 0 | 118.5013 | 98.4135 | 2021-07-04 08:21
StdNResSpltPkgAC-65to134 | PreNResSpltPkgAC-65to-PEYes | MLI | 1985 | CZ09 | cDXGF | 0 | None | 1 | 100001.1 | 781926.9 |  | 308076.8 | 0 | 307626 | 0 | 106756.3 | 0 | 2182.972 | 57284.56 | 7037.956 | 27728.74 | 0 | 0 | 0 | 0 | 391058200 | 0 | 391058200 | 3910.582 | 114580.0526 | 0 | 118.5013 | 98.4135 | 2021-07-04 08:21
StdNResSpltPkgAC-65to134 | PreNResSpltPkgAC-65to-PEYes | MLI | 1985 | CZ10 | cDXGF | 0 | None | 1 | 100001.1 | 799617.3 |  | 308076.8 | 0 | 307626 | 0 | 125558.3 | 0 | 3014.818 | 55340.88 | 7451.825 | 28688.52 | 0 | 0 | 0 | 0 | 485844700 | 0 | 485844700 | 4858.447 | 142352.4971 | 0 | 118.5013 | 98.4135 | 2021-07-04 08:22
StdNResSpltPkgAC-65to134 | PreNResSpltPkgAC-65to-PEYes | MLI | 1985 | CZ11 | cDXGF | 0 | None | 1 | 100001.1 | 811675.8 |  | 308076.8 | 0 | 307626 | 0 | 128088.4 | 0 | 6075.235 | 61809.46 | 14931.19 | 27098.02 | 0 | 0 | 0 | 0 | 1044181000 | 0 | 1044181000 | 10441.81 | 305945.033 | 0 | 118.5013 | 98.4135 | 2021-07-04 08:22
StdNResSpltPkgAC-65to134 | PreNResSpltPkgAC-65to-PEYes | MLI | 1985 | CZ12 | cDXGF | 0 | None | 1 | 100001.1 | 765649.3 |  | 308076.8 | 0 | 307626 | 0 | 89323.23 | 0 | 5081.706 | 55542.01 | 12934.22 | 22270.44 | 0 | 0 | 0 | 0 | 938245100 | 0 | 938245100 | 9382.451 | 274905.8143 | 0 | 118.5013 | 98.4135 | 2021-07-04 08:23
StdNResSpltPkgAC-65to134 | PreNResSpltPkgAC-65to-PEYes | MLI | 1985 | CZ13 | cDXGF | 0 | None | 1 | 100001.1 | 830889.4 |  | 308076.8 | 0 | 307626 | 0 | 146510.3 | 0 | 5336.505 | 63340.16 | 12415.45 | 31248.26 | 0 | 0 | 0 | 0 | 825274400 | 0 | 825274400 | 8252.744 | 241805.3992 | 0 | 118.5013 | 98.4135 | 2021-07-04 08:23
StdNResSpltPkgAC-65to134 | PreNResSpltPkgAC-65to-PEYes | MLI | 1985 | CZ14 | cDXGF | 0 | None | 1 | 100001.1 | 811966.1 |  | 308076.8 | 0 | 307626 | 0 | 128400.6 | 0 | 6340.937 | 61521.57 | 13140.07 | 27734.88 | 0 | 0 | 0 | 0 | 1035520000 | 0 | 1035520000 | 10355.2 | 303407.36 | 0 | 118.5013 | 98.4135 | 2021-07-04 08:24
StdNResSpltPkgAC-65to134 | PreNResSpltPkgAC-65to-PEYes | MLI | 1985 | CZ15 | cDXGF | 0 | None | 1 | 100001.1 | 991479.1 |  | 308076.8 | 0 | 307626 | 0 | 294816.7 | 0 | 1693.073 | 79266.71 | 4295.625 | 56250.44 | 0 | 0 | 0 | 0 | 183685000 | 0 | 183685000 | 1836.85 | 53819.705 | 0 | 118.5013 | 98.4135 | 2021-07-04 08:24
StdNResSpltPkgAC-65to134 | PreNResSpltPkgAC-65to-PEYes | MLI | 1985 | CZ16 | cDXGF | 0 | None | 1 | 100001.1 | 711838.9 |  | 308076.8 | 0 | 307626 | 0 | 33941.21 | 0 | 9315.949 | 52879.43 | 23086.47 | 12773.55 | 0 | 0 | 0 | 0 | 2367775000 | 0 | 2367775000 | 23677.75 | 693758.075 | 0 | 118.5013 | 98.4135 | 2021-07-04 08:25
StdNResSpltPkgAC-65to134 | PreNResSpltPkgAC-65to-PEYes | MLI | 1996 | CZ01 | cDXGF | 0 | None | 1 | 100001.1 | 649902.9 |  | 308076.8 | 0 | 294062.2 | 0 | 2236.482 | 0 | 6254.837 | 39270.91 | 20670.61 | 1457.143 | 0 | 0 | 0 | 0 | 1801796000 | 0 | 1801796000 | 18017.96 | 527926.228 | 0 | 118.5013 | 94.0822 | 2021-07-04 08:25
StdNResSpltPkgAC-65to134 | PreNResSpltPkgAC-65to-PEYes | MLI | 1996 | CZ02 | cDXGF | 0 | None | 1 | 100001.1 | 701196.1 |  | 308076.8 | 0 | 294062.2 | 0 | 49618.43 | 0 | 5040.372 | 44397.11 | 12957.54 | 14024.24 | 0 | 0 | 0 | 0 | 1109951000 | 0 | 1109951000 | 11099.51 | 325215.643 | 0 | 118.5013 | 94.0822 | 2021-07-04 08:26
StdNResSpltPkgAC-65to134 | PreNResSpltPkgAC-65to-PEYes | MLI | 1996 | CZ03 | cDXGF | 0 | None | 1 | 100001.1 | 668505.6 |  | 308076.8 | 0 | 294062.2 | 0 | 20468.79 | 0 | 2774.324 | 43121.43 | 12640.1 | 8257.482 | 0 | 0 | 0 | 0 | 859507200 | 0 | 859507200 | 8595.072 | 251835.6096 | 0 | 118.5013 | 94.0822 | 2021-07-04 08:26
StdNResSpltPkgAC-65to134 | PreNResSpltPkgAC-65to-PEYes | MLI | 1996 | CZ04 | cDXGF | 0 | None | 1 | 100001.1 | 714462.1 |  | 308076.8 | 0 | 294062.2 | 0 | 64292.8 | 0 | 2875.73 | 45153.27 | 9573.427 | 17624.84 | 0 | 0 | 0 | 0 | 711337600 | 0 | 711337600 | 7113.376 | 208421.9168 | 0 | 118.5013 | 94.0822 | 2021-07-04 08:27
StdNResSpltPkgAC-65to134 | PreNResSpltPkgAC-65to-PEYes | MLI | 1996 | CZ05 | cDXGF | 0 | None | 1 | 100001.1 | 676978.3 |  | 308076.8 | 0 | 294062.2 | 0 | 28695.65 | 0 | 3171.212 | 42970.76 | 10982.37 | 10624.36 | 0 | 0 | 0 | 0 | 830914400 | 0 | 830914400 | 8309.144 | 243457.9192 | 0 | 118.5013 | 94.0822 | 2021-07-04 08:27
StdNResSpltPkgAC-65to134 | PreNResSpltPkgAC-65to-PEYes | MLI | 1996 | CZ06 | cDXGF | 0 | None | 1 | 100001.1 | 726692.3 |  | 308076.8 | 0 | 294062.2 | 0 | 74422.1 | 0 | 1197.968 | 48931.34 | 6460.38 | 22197.98 | 0 | 0 | 0 | 0 | 372010800 | 0 | 372010800 | 3720.108 | 108999.1644 | 0 | 118.5013 | 94.0822 | 2021-07-04 08:28
StdNResSpltPkgAC-65to134 | PreNResSpltPkgAC-65to-PEYes | MLI | 1996 | CZ07 | cDXGF | 0 | None | 1 | 100001.1 | 708318.9 |  | 308076.8 | 0 | 294062.2 | 0 | 59083.11 | 0 | 562.6918 | 46532.63 | 5561.755 | 19240.8 | 0 | 0 | 0 | 0 | 296874600 | 0 | 296874600 | 2968.746 | 86984.2578 | 0 | 118.5013 | 94.0822 | 2021-07-04 08:28
StdNResSpltPkgAC-65to134 | PreNResSpltPkgAC-65to-PEYes | MLI | 1996 | CZ08 | cDXGF | 0 | None | 1 | 100001.1 | 765378.7 |  | 308076.8 | 0 | 294062.2 | 0 | 112972.4 | 0 | 1271.156 | 48994.07 | 5416.333 | 26466.6 | 0 | 0 | 0 | 0 | 341324500 | 0 | 341324500 | 3413.245 | 100008.0785 | 0 | 118.5013 | 94.0822 | 2021-07-04 08:29
StdNResSpltPkgAC-65to134 | PreNResSpltPkgAC-65to-PEYes | MLI | 1996 | CZ09 | cDXGF | 0 | None | 1 | 100001.1 | 770663.6 |  | 308076.8 | 0 | 294062.2 | 0 | 107543 | 0 | 2242.302 | 58737.52 | 8079.777 | 27856.5 | 0 | 0 | 0 | 0 | 459397500 | 0 | 459397500 | 4593.975 | 134603.4675 | 0 | 118.5013 | 94.0822 | 2021-07-04 08:29
StdNResSpltPkgAC-65to134 | PreNResSpltPkgAC-65to-PEYes | MLI | 1996 | CZ10 | cDXGF | 0 | None | 1 | 100001.1 | 788996.6 |  | 308076.8 | 0 | 294062.2 | 0 | 127014.5 | 0 | 3098.88 | 56742.42 | 8311.825 | 28851.97 | 0 | 0 | 0 | 0 | 557813800 | 0 | 557813800 | 5578.138 | 163439.4434 | 0 | 118.5013 | 94.0822 | 2021-07-04 08:30
StdNResSpltPkgAC-65to134 | PreNResSpltPkgAC-65to-PEYes | MLI | 1996 | CZ11 | cDXGF | 0 | None | 1 | 100001.1 | 794774.3 |  | 308076.8 | 0 | 294062.2 | 0 | 125485.4 | 0 | 6019.541 | 61128.79 | 15088.23 | 26592.06 | 0 | 0 | 0 | 0 | 1058951000 | 0 | 1058951000 | 10589.51 | 310272.643 | 0 | 118.5013 | 94.0822 | 2021-07-04 08:30
StdNResSpltPkgAC-65to134 | PreNResSpltPkgAC-65to-PEYes | MLI | 1996 | CZ12 | cDXGF | 0 | None | 1 | 100001.1 | 749192.2 |  | 308076.8 | 0 | 294062.2 | 0 | 87150.98 | 0 | 5029.292 | 54871.71 | 13050.15 | 21721.1 | 0 | 0 | 0 | 0 | 952606200 | 0 | 952606200 | 9526.062 | 279113.6166 | 0 | 118.5013 | 94.0822 | 2021-07-04 08:31
StdNResSpltPkgAC-65to134 | PreNResSpltPkgAC-65to-PEYes | MLI | 1996 | CZ13 | cDXGF | 0 | None | 1 | 100001.1 | 813735.1 |  | 308076.8 | 0 | 294062.2 | 0 | 143702.1 | 0 | 5286.864 | 62605.74 | 12531.93 | 30674.77 | 0 | 0 | 0 | 0 | 837734000 | 0 | 837734000 | 8377.34 | 245456.062 | 0 | 118.5013 | 94.0822 | 2021-07-04 08:31
StdNResSpltPkgAC-65to134 | PreNResSpltPkgAC-65to-PEYes | MLI | 1996 | CZ14 | cDXGF | 0 | None | 1 | 100001.1 | 794908.1 |  | 308076.8 | 0 | 294062.2 | 0 | 125656.4 | 0 | 6279.998 | 60830.88 | 13278.71 | 27164.02 | 0 | 0 | 0 | 0 | 1050691000 | 0 | 1050691000 | 10506.91 | 307852.463 | 0 | 118.5013 | 94.0822 | 2021-07-04 08:32
StdNResSpltPkgAC-65to134 | PreNResSpltPkgAC-65to-PEYes | MLI | 1996 | CZ15 | cDXGF | 0 | None | 1 | 100001.1 | 972289.6 |  | 308076.8 | 0 | 294062.2 | 0 | 290025.2 | 0 | 1679.355 | 78444.86 | 4370.282 | 55460.03 | 0 | 0 | 0 | 0 | 187868600 | 0 | 187868600 | 1878.686 | 55045.4998 | 0 | 118.5013 | 94.0822 | 2021-07-04 08:32
StdNResSpltPkgAC-65to134 | PreNResSpltPkgAC-65to-PEYes | MLI | 1996 | CZ16 | cDXGF | 0 | None | 1 | 100001.1 | 696462.4 |  | 308076.8 | 0 | 294062.2 | 0 | 32915.19 | 0 | 9202.6 | 52204.59 | 23183.77 | 12405.7 | 0 | 0 | 0 | 0 | 2390334000 | 0 | 2390334000 | 23903.34 | 700367.862 | 0 | 118.5013 | 94.0822 | 2021-07-04 08:33
StdNResSpltPkgAC-65to134 | PreNResSpltPkgAC-65to-PEYes | MLI | 2003 | CZ01 | cDXGF | 0 | None | 1 | 100001.1 | 635789.4 |  | 308076.8 | 0 | 280500.8 | 0 | 2126.608 | 0 | 6192.816 | 38892.49 | 20890.69 | 1394.413 | 0 | 0 | 0 | 0 | 1830911000 | 0 | 1830911000 | 18309.11 | 536456.923 | 0 | 118.5013 | 89.751 | 2021-07-04 08:33
StdNResSpltPkgAC-65to134 | PreNResSpltPkgAC-65to-PEYes | MLI | 2003 | CZ02 | cDXGF | 0 | None | 1 | 100001.1 | 685478.6 |  | 308076.8 | 0 | 280500.8 | 0 | 48167.96 | 0 | 4975.752 | 43757.62 | 13004.78 | 13619.11 | 0 | 0 | 0 | 0 | 1121514000 | 0 | 1121514000 | 11215.14 | 328603.602 | 0 | 118.5013 | 89.751 | 2021-07-04 08:34
StdNResSpltPkgAC-65to134 | PreNResSpltPkgAC-65to-PEYes | MLI | 2003 | CZ03 | cDXGF | 0 | None | 1 | 100001.1 | 653817.2 |  | 308076.8 | 0 | 280500.8 | 0 | 19794.24 | 0 | 2750.168 | 42695.22 | 12772.78 | 7989.374 | 0 | 0 | 0 | 0 | 870471200 | 0 | 870471200 | 8704.712 | 255048.0616 | 0 | 118.5013 | 89.751 | 2021-07-04 08:34
StdNResSpltPkgAC-65to134 | PreNResSpltPkgAC-65to-PEYes | MLI | 2003 | CZ04 | cDXGF | 0 | None | 1 | 100001.1 | 699169.1 |  | 308076.8 | 0 | 280500.8 | 0 | 63041.6 | 0 | 2851.459 | 44698.48 | 9660.917 | 17266.76 | 0 | 0 | 0 | 0 | 719878600 | 0 | 719878600 | 7198.786 | 210924.4298 | 0 | 118.5013 | 89.751 | 2021-07-04 08:35
StdNResSpltPkgAC-65to134 | PreNResSpltPkgAC-65to-PEYes | MLI | 2003 | CZ05 | cDXGF | 0 | None | 1 | 100001.1 | 662068.1 |  | 308076.8 | 0 | 280500.8 | 0 | 27796.24 | 0 | 3144.056 | 42550.01 | 11124.46 | 10300.54 | 0 | 0 | 0 | 0 | 840551400 | 0 | 840551400 | 8405.514 | 246281.5602 | 0 | 118.5013 | 89.751 | 2021-07-04 08:35
StdNResSpltPkgAC-65to134 | PreNResSpltPkgAC-65to-PEYes | MLI | 2003 | CZ06 | cDXGF | 0 | None | 1 | 100001.1 | 711075.6 |  | 308076.8 | 0 | 280500.8 | 0 | 72834.16 | 0 | 1187.886 | 48475.74 | 6517.86 | 21785.26 | 0 | 0 | 0 | 0 | 376512700 | 0 | 376512700 | 3765.127 | 110318.2211 | 0 | 118.5013 | 89.751 | 2021-07-04 08:36
StdNResSpltPkgAC-65to134 | PreNResSpltPkgAC-65to-PEYes | MLI | 2003 | CZ07 | cDXGF | 0 | None | 1 | 100001.1 | 692933.9 |  | 308076.8 | 0 | 280500.8 | 0 | 57717.15 | 0 | 557.9039 | 46081.4 | 5637.685 | 18830.47 | 0 | 0 | 0 | 0 | 301536900 | 0 | 301536900 | 3015.369 | 88350.3117 | 0 | 118.5013 | 89.751 | 2021-07-04 08:36
StdNResSpltPkgAC-65to134 | PreNResSpltPkgAC-65to-PEYes | MLI | 2003 | CZ08 | cDXGF | 0 | None | 1 | 100001.1 | 749497.9 |  | 308076.8 | 0 | 280500.8 | 0 | 111098.9 | 0 | 1261.897 | 48559.28 | 5483.738 | 26077.61 | 0 | 0 | 0 | 0 | 345455400 | 0 | 345455400 | 3454.554 | 101218.4322 | 0 | 118.5013 | 89.751 | 2021-07-04 08:37
StdNResSpltPkgAC-65to134 | PreNResSpltPkgAC-65to-PEYes | MLI | 2003 | CZ09 | cDXGF | 0 | None | 1 | 100001.1 | 754987.3 |  | 308076.8 | 0 | 280500.8 | 0 | 105856.4 | 0 | 2228.709 | 58324.74 | 8167.329 | 27496.98 | 0 | 0 | 0 | 0 | 464589000 | 0 | 464589000 | 4645.89 | 136124.577 | 0 | 118.5013 | 89.751 | 2021-07-04 08:37
StdNResSpltPkgAC-65to134 | PreNResSpltPkgAC-65to-PEYes | MLI | 2003 | CZ10 | cDXGF | 0 | None | 1 | 100001.1 | 766408.1 |  | 308076.8 | 0 | 280500.8 | 0 | 120657.3 | 0 | 2963.247 | 54209.84 | 7621.153 | 27651.83 | 0 | 0 | 0 | 0 | 502864100 | 0 | 502864100 | 5028.641 | 147339.1813 | 0 | 118.5013 | 89.751 | 2021-07-04 08:38
StdNResSpltPkgAC-65to134 | PreNResSpltPkgAC-65to-PEYes | MLI | 2003 | CZ11 | cDXGF | 0 | None | 1 | 100001.1 | 778965.4 |  | 308076.8 | 0 | 280500.8 | 0 | 123748.1 | 0 | 5980.645 | 60659.06 | 15243.12 | 26219.92 | 0 | 0 | 0 | 0 | 1073144000 | 0 | 1073144000 | 10731.44 | 314431.192 | 0 | 118.5013 | 89.751 | 2021-07-04 08:38
StdNResSpltPkgAC-65to134 | PreNResSpltPkgAC-65to-PEYes | MLI | 2003 | CZ12 | cDXGF | 0 | None | 1 | 100001.1 | 733622.1 |  | 308076.8 | 0 | 280500.8 | 0 | 85659.85 | 0 | 4993.282 | 54391.39 | 13174.7 | 21350.5 | 0 | 0 | 0 | 0 | 965929300 | 0 | 965929300 | 9659.293 | 283017.2849 | 0 | 118.5013 | 89.751 | 2021-07-04 08:39
StdNResSpltPkgAC-65to134 | PreNResSpltPkgAC-65to-PEYes | MLI | 2003 | CZ13 | cDXGF | 0 | None | 1 | 100001.1 | 797737.2 |  | 308076.8 | 0 | 280500.8 | 0 | 141798.5 | 0 | 5253.356 | 62107.65 | 12641.01 | 30277.81 | 0 | 0 | 0 | 0 | 849399300 | 0 | 849399300 | 8493.993 | 248873.9949 | 0 | 118.5013 | 89.751 | 2021-07-04 08:39
StdNResSpltPkgAC-65to134 | PreNResSpltPkgAC-65to-PEYes | MLI | 2003 | CZ14 | cDXGF | 0 | None | 1 | 100001.1 | 779158 |  | 308076.8 | 0 | 280500.8 | 0 | 123951.1 | 0 | 6240.745 | 60388.73 | 13441.9 | 26775.63 | 0 | 0 | 0 | 0 | 1064062000 | 0 | 1064062000 | 10640.62 | 311770.166 | 0 | 118.5013 | 89.751 | 2021-07-04 08:40
StdNResSpltPkgAC-65to134 | PreNResSpltPkgAC-65to-PEYes | MLI | 2003 | CZ15 | cDXGF | 0 | None | 1 | 100001.1 | 955207.1 |  | 308076.8 | 0 | 280500.8 | 0 | 287022.1 | 0 | 1670.641 | 77936.57 | 4430.672 | 54939.6 | 0 | 0 | 0 | 0 | 191235100 | 0 | 191235100 | 1912.351 | 56031.8843 | 0 | 118.5013 | 89.751 | 2021-07-04 08:40
StdNResSpltPkgAC-65to134 | PreNResSpltPkgAC-65to-PEYes | MLI | 2003 | CZ16 | cDXGF | 0 | None | 1 | 100001.1 | 681639.6 |  | 308076.8 | 0 | 280500.8 | 0 | 32199.92 | 0 | 9125.821 | 51736.53 | 23288.1 | 12160.67 | 0 | 0 | 0 | 0 | 2412332000 | 0 | 2412332000 | 24123.32 | 706813.276 | 0 | 118.5013 | 89.751 | 2021-07-04 08:41
StdNResSpltPkgAC-65to134 | PreNResSpltPkgAC-65to-PEYes | MLI | 2007 | CZ01 | cDXGF | 0 | None | 1 | 100001.1 | 634923.4 |  | 308076.8 | 0 | 280500.8 | 0 | 2163.808 | 0 | 6076.41 | 38105.45 | 20096.21 | 1417.614 | 0 | 0 | 0 | 0 | 1748668000 | 0 | 1748668000 | 17486.68 | 512359.724 | 0 | 118.5013 | 89.751 | 2021-07-04 08:41
StdNResSpltPkgAC-65to134 | PreNResSpltPkgAC-65to-PEYes | MLI | 2007 | CZ02 | cDXGF | 0 | None | 1 | 100001.1 | 683584 |  | 308076.8 | 0 | 280500.8 | 0 | 47409.41 | 0 | 4856.536 | 42740.19 | 12419.43 | 13438.02 | 0 | 0 | 0 | 0 | 1065507000 | 0 | 1065507000 | 10655.07 | 312193.551 | 0 | 118.5013 | 89.751 | 2021-07-04 08:42
StdNResSpltPkgAC-65to134 | PreNResSpltPkgAC-65to-PEYes | MLI | 2007 | CZ03 | cDXGF | 0 | None | 1 | 100001.1 | 653061.4 |  | 308076.8 | 0 | 280500.8 | 0 | 19847.52 | 0 | 2699.291 | 41937.14 | 12243.42 | 8024.356 | 0 | 0 | 0 | 0 | 823127000 | 0 | 823127000 | 8231.27 | 241176.211 | 0 | 118.5013 | 89.751 | 2021-07-04 08:42
StdNResSpltPkgAC-65to134 | PreNResSpltPkgAC-65to-PEYes | MLI | 2007 | CZ04 | cDXGF | 0 | None | 1 | 100001.1 | 697464.8 |  | 308076.8 | 0 | 280500.8 | 0 | 62343.14 | 0 | 2786.106 | 43757.76 | 9113.883 | 17127.61 | 0 | 0 | 0 | 0 | 677462300 | 0 | 677462300 | 6774.623 | 198496.4539 | 0 | 118.5013 | 89.751 | 2021-07-04 08:43
StdNResSpltPkgAC-65to134 | PreNResSpltPkgAC-65to-PEYes | MLI | 2007 | CZ05 | cDXGF | 0 | None | 1 | 100001.1 | 661167.8 |  | 308076.8 | 0 | 280500.8 | 0 | 27731.67 | 0 | 3084.602 | 41773.95 | 10621.91 | 10285.94 | 0 | 0 | 0 | 0 | 796065200 | 0 | 796065200 | 7960.652 | 233247.1036 | 0 | 118.5013 | 89.751 | 2021-07-04 08:43
StdNResSpltPkgAC-65to134 | PreNResSpltPkgAC-65to-PEYes | MLI | 2007 | CZ06 | cDXGF | 0 | None | 1 | 100001.1 | 711075.6 |  | 308076.8 | 0 | 280500.8 | 0 | 72834.16 | 0 | 1187.886 | 48475.74 | 6517.86 | 21785.26 | 0 | 0 | 0 | 0 | 376512700 | 0 | 376512700 | 3765.127 | 110318.2211 | 0 | 118.5013 | 89.751 | 2021-07-04 08:44
StdNResSpltPkgAC-65to134 | PreNResSpltPkgAC-65to-PEYes | MLI | 2007 | CZ07 | cDXGF | 0 | None | 1 | 100001.1 | 692933.9 |  | 308076.8 | 0 | 280500.8 | 0 | 57717.15 | 0 | 557.9039 | 46081.4 | 5637.685 | 18830.47 | 0 | 0 | 0 | 0 | 301536900 | 0 | 301536900 | 3015.369 | 88350.3117 | 0 | 118.5013 | 89.751 | 2021-07-04 08:44
StdNResSpltPkgAC-65to134 | PreNResSpltPkgAC-65to-PEYes | MLI | 2007 | CZ08 | cDXGF | 0 | None | 1 | 100001.1 | 749497.9 |  | 308076.8 | 0 | 280500.8 | 0 | 111098.9 | 0 | 1261.897 | 48559.28 | 5483.738 | 26077.61 | 0 | 0 | 0 | 0 | 345455400 | 0 | 345455400 | 3454.554 | 101218.4322 | 0 | 118.5013 | 89.751 | 2021-07-04 08:44
StdNResSpltPkgAC-65to134 | PreNResSpltPkgAC-65to-PEYes | MLI | 2007 | CZ09 | cDXGF | 0 | None | 1 | 100001.1 | 754987.3 |  | 308076.8 | 0 | 280500.8 | 0 | 105856.4 | 0 | 2228.709 | 58324.74 | 8167.329 | 27496.98 | 0 | 0 | 0 | 0 | 464589000 | 0 | 464589000 | 4645.89 | 136124.577 | 0 | 118.5013 | 89.751 | 2021-07-04 08:45
StdNResSpltPkgAC-65to134 | PreNResSpltPkgAC-65to-PEYes | MLI | 2007 | CZ10 | cDXGF | 0 | None | 1 | 100001.1 | 763492 |  | 308076.8 | 0 | 280500.8 | 0 | 118824.5 | 0 | 2905.115 | 53184.5 | 7229.021 | 27305.06 | 0 | 0 | 0 | 0 | 472215000 | 0 | 472215000 | 4722.15 | 138358.995 | 0 | 118.5013 | 89.751 | 2021-07-04 08:45
StdNResSpltPkgAC-65to134 | PreNResSpltPkgAC-65to-PEYes | MLI | 2007 | CZ11 | cDXGF | 0 | None | 1 | 100001.1 | 775483 |  | 308076.8 | 0 | 280500.8 | 0 | 121609.6 | 0 | 5857.5 | 59438.41 | 14503.62 | 25876.4 | 0 | 0 | 0 | 0 | 1016193000 | 0 | 1016193000 | 10161.93 | 297744.549 | 0 | 118.5013 | 89.751 | 2021-07-04 08:46
StdNResSpltPkgAC-65to134 | PreNResSpltPkgAC-65to-PEYes | MLI | 2007 | CZ12 | cDXGF | 0 | None | 1 | 100001.1 | 730944.5 |  | 308076.8 | 0 | 280500.8 | 0 | 84172.05 | 0 | 4891.777 | 53303.37 | 12546.74 | 21100.52 | 0 | 0 | 0 | 0 | 914614500 | 0 | 914614500 | 9146.145 | 267982.0485 | 0 | 118.5013 | 89.751 | 2021-07-04 08:46
StdNResSpltPkgAC-65to134 | PreNResSpltPkgAC-65to-PEYes | MLI | 2007 | CZ13 | cDXGF | 0 | None | 1 | 100001.1 | 793609.1 |  | 308076.8 | 0 | 280500.8 | 0 | 138990.9 | 0 | 5149.476 | 60891.18 | 12037.49 | 29803.46 | 0 | 0 | 0 | 0 | 801962200 | 0 | 801962200 | 8019.622 | 234974.9246 | 0 | 118.5013 | 89.751 | 2021-07-04 08:47
StdNResSpltPkgAC-65to134 | PreNResSpltPkgAC-65to-PEYes | MLI | 2007 | CZ14 | cDXGF | 0 | None | 1 | 100001.1 | 775774.9 |  | 308076.8 | 0 | 280500.8 | 0 | 121839.4 | 0 | 6123.031 | 59234.93 | 12807.25 | 26419.56 | 0 | 0 | 0 | 0 | 1006864000 | 0 | 1006864000 | 10068.64 | 295011.152 | 0 | 118.5013 | 89.751 | 2021-07-04 08:47
StdNResSpltPkgAC-65to134 | PreNResSpltPkgAC-65to-PEYes | MLI | 2007 | CZ15 | cDXGF | 0 | None | 1 | 100001.1 | 948749.1 |  | 308076.8 | 0 | 280500.8 | 0 | 281811 | 0 | 1644.881 | 76715.5 | 4174.886 | 54205.64 | 0 | 0 | 0 | 0 | 176344700 | 0 | 176344700 | 1763.447 | 51668.9971 | 0 | 118.5013 | 89.751 | 2021-07-04 08:48
StdNResSpltPkgAC-65to134 | PreNResSpltPkgAC-65to-PEYes | MLI | 2007 | CZ16 | cDXGF | 0 | None | 1 | 100001.1 | 680038.5 |  | 308076.8 | 0 | 280500.8 | 0 | 31811.47 | 0 | 8950.477 | 50699.07 | 22409.57 | 12044.14 | 0 | 0 | 0 | 0 | 2310294000 | 0 | 2310294000 | 23102.94 | 676916.142 | 0 | 118.5013 | 89.751 | 2021-07-04 08:48
StdNResSpltPkgAC-65to134 | PreNResSpltPkgAC-65to-PEYes | MLI | 2011 | CZ01 | cDXGF | 0 | None | 1 | 100001.1 | 632655.3 |  | 308076.8 | 0 | 280500.8 | 0 | 2191.944 | 0 | 5785.847 | 36100.32 | 18080.04 | 1439.935 | 0 | 0 | 0 | 0 | 1550689000 | 0 | 1550689000 | 15506.89 | 454351.877 | 0 | 118.5013 | 89.751 | 2021-07-04 08:49
StdNResSpltPkgAC-65to134 | PreNResSpltPkgAC-65to-PEYes | MLI | 2011 | CZ02 | cDXGF | 0 | None | 1 | 100001.1 | 681704.8 |  | 308076.8 | 0 | 280500.8 | 0 | 46680.73 | 0 | 4734.618 | 41711.72 | 11811.22 | 13270.5 | 0 | 0 | 0 | 0 | 1010376000 | 0 | 1010376000 | 10103.76 | 296040.168 | 0 | 118.5013 | 89.751 | 2021-07-04 08:49
StdNResSpltPkgAC-65to134 | PreNResSpltPkgAC-65to-PEYes | MLI | 2011 | CZ03 | cDXGF | 0 | None | 1 | 100001.1 | 652359 |  | 308076.8 | 0 | 280500.8 | 0 | 19953.06 | 0 | 2647.47 | 41180.64 | 11668.56 | 8075.927 | 0 | 0 | 0 | 0 | 775757900 | 0 | 775757900 | 7757.579 | 227297.0647 | 0 | 118.5013 | 89.751 | 2021-07-04 08:50
StdNResSpltPkgAC-65to134 | PreNResSpltPkgAC-65to-PEYes | MLI | 2011 | CZ04 | cDXGF | 0 | None | 1 | 100001.1 | 695768.2 |  | 308076.8 | 0 | 280500.8 | 0 | 61674.74 | 0 | 2718.627 | 42796.69 | 8623.022 | 17007.81 | 0 | 0 | 0 | 0 | 636790000 | 0 | 636790000 | 6367.9 | 186579.47 | 0 | 118.5013 | 89.751 | 2021-07-04 08:50
StdNResSpltPkgAC-65to134 | PreNResSpltPkgAC-65to-PEYes | MLI | 2011 | CZ05 | cDXGF | 0 | None | 1 | 100001.1 | 661167.8 |  | 308076.8 | 0 | 280500.8 | 0 | 27731.67 | 0 | 3084.602 | 41773.95 | 10621.91 | 10285.94 | 0 | 0 | 0 | 0 | 796065200 | 0 | 796065200 | 7960.652 | 233247.1036 | 0 | 118.5013 | 89.751 | 2021-07-04 08:51
StdNResSpltPkgAC-65to134 | PreNResSpltPkgAC-65to-PEYes | MLI | 2011 | CZ06 | cDXGF | 0 | None | 1 | 100001.1 | 711075.6 |  | 308076.8 | 0 | 280500.8 | 0 | 72834.16 | 0 | 1187.886 | 48475.74 | 6517.86 | 21785.26 | 0 | 0 | 0 | 0 | 376512700 | 0 | 376512700 | 3765.127 | 110318.2211 | 0 | 118.5013 | 89.751 | 2021-07-04 08:51
StdNResSpltPkgAC-65to134 | PreNResSpltPkgAC-65to-PEYes | MLI | 2011 | CZ07 | cDXGF | 0 | None | 1 | 100001.1 | 692042.6 |  | 308076.8 | 0 | 280500.8 | 0 | 57580.2 | 0 | 547.9991 | 45336.84 | 5324.679 | 18762.7 | 0 | 0 | 0 | 0 | 281118900 | 0 | 281118900 | 2811.189 | 82367.8377 | 0 | 118.5013 | 89.751 | 2021-07-04 08:52
StdNResSpltPkgAC-65to134 | PreNResSpltPkgAC-65to-PEYes | MLI | 2011 | CZ08 | cDXGF | 0 | None | 1 | 100001.1 | 747279.9 |  | 308076.8 | 0 | 280500.8 | 0 | 109679.4 | 0 | 1240.19 | 47782.84 | 5197.937 | 25803.45 | 0 | 0 | 0 | 0 | 322978800 | 0 | 322978800 | 3229.788 | 94632.7884 | 0 | 118.5013 | 89.751 | 2021-07-04 08:52
StdNResSpltPkgAC-65to134 | PreNResSpltPkgAC-65to-PEYes | MLI | 2011 | CZ09 | cDXGF | 0 | None | 1 | 100001.1 | 745742.2 |  | 308076.8 | 0 | 280500.8 | 0 | 100360.4 | 0 | 2085.972 | 54717.79 | 6484.341 | 26472.8 | 0 | 0 | 0 | 0 | 350492900 | 0 | 350492900 | 3504.929 | 102694.4197 | 0 | 118.5013 | 89.751 | 2021-07-04 08:53
StdNResSpltPkgAC-65to134 | PreNResSpltPkgAC-65to-PEYes | MLI | 2011 | CZ10 | cDXGF | 0 | None | 1 | 100001.1 | 760580.9 |  | 308076.8 | 0 | 280500.8 | 0 | 117008.8 | 0 | 2845.179 | 52149.06 | 6823.17 | 26947.31 | 0 | 0 | 0 | 0 | 442332400 | 0 | 442332400 | 4423.324 | 129603.3932 | 0 | 118.5013 | 89.751 | 2021-07-04 08:53
StdNResSpltPkgAC-65to134 | PreNResSpltPkgAC-65to-PEYes | MLI | 2011 | CZ11 | cDXGF | 0 | None | 1 | 100001.1 | 754133.3 |  | 308076.8 | 0 | 280500.8 | 0 | 108355.7 | 0 | 5145.695 | 52054.47 | 9941.418 | 23676.03 | 0 | 0 | 0 | 0 | 617321100 | 0 | 617321100 | 6173.211 | 180875.0823 | 0 | 118.5013 | 89.751 | 2021-07-04 08:54
StdNResSpltPkgAC-65to134 | PreNResSpltPkgAC-65to-PEYes | MLI | 2011 | CZ12 | cDXGF | 0 | None | 1 | 100001.1 | 723848.7 |  | 308076.8 | 0 | 280500.8 | 0 | 80367.16 | 0 | 4610.206 | 50293.43 | 10694.79 | 20392.66 | 0 | 0 | 0 | 0 | 752558600 | 0 | 752558600 | 7525.586 | 220499.6698 | 0 | 118.5013 | 89.751 | 2021-07-04 08:54
StdNResSpltPkgAC-65to134 | PreNResSpltPkgAC-65to-PEYes | MLI | 2011 | CZ13 | cDXGF | 0 | None | 1 | 100001.1 | 775431.8 |  | 308076.8 | 0 | 280500.8 | 0 | 126927.5 | 0 | 4675.069 | 55251.82 | 9346.006 | 27731.28 | 0 | 0 | 0 | 0 | 562679900 | 0 | 562679900 | 5626.799 | 164865.2107 | 0 | 118.5013 | 89.751 | 2021-07-04 08:55
StdNResSpltPkgAC-65to134 | PreNResSpltPkgAC-65to-PEYes | MLI | 2011 | CZ14 | cDXGF | 0 | None | 1 | 100001.1 | 755825.3 |  | 308076.8 | 0 | 280500.8 | 0 | 109697.7 | 0 | 5410.475 | 52139.76 | 8934.803 | 24228.47 | 0 | 0 | 0 | 0 | 615727900 | 0 | 615727900 | 6157.279 | 180408.2747 | 0 | 118.5013 | 89.751 | 2021-07-04 08:55
StdNResSpltPkgAC-65to134 | PreNResSpltPkgAC-65to-PEYes | MLI | 2011 | CZ15 | cDXGF | 0 | None | 1 | 100001.1 | 906470.4 |  | 308076.8 | 0 | 280500.8 | 0 | 248287.3 | 0 | 1467.743 | 68137.46 | 2314.076 | 48916.37 | 0 | 0 | 0 | 0 | 85792020 | 0 | 85792020 | 857.9202 | 25137.0619 | 0 | 118.5013 | 89.751 | 2021-07-04 08:56
StdNResSpltPkgAC-65to134 | PreNResSpltPkgAC-65to-PEYes | MLI | 2011 | CZ16 | cDXGF | 0 | None | 1 | 100001.1 | 666770.5 |  | 308076.8 | 0 | 280500.8 | 0 | 29673.53 | 0 | 7341.156 | 41178.34 | 15455.94 | 11127.25 | 0 | 0 | 0 | 0 | 1445831000 | 0 | 1445831000 | 14458.31 | 423628.483 | 0 | 118.5013 | 89.751 | 2021-07-04 08:56
StdNResSpltPkgAC-65to134 | PreNResSpltPkgAC-65to-PEYes | MLI | 2015 | CZ01 | cDXGF | 0 | None | 1 | 100001.1 | 628435.8 |  | 304555.2 | 0 | 280500.8 | 0 | 2031.624 | 0 | 5714.951 | 35633.8 | 18031.9 | 1319.17 | 0 | 0 | 0 | 0 | 1558900000 | 0 | 1558900000 | 15589 | 456757.7 | 0 | 117.0013 | 89.751 | 2021-07-04 08:57
StdNResSpltPkgAC-65to134 | PreNResSpltPkgAC-65to-PEYes | MLI | 2015 | CZ02 | cDXGF | 0 | None | 1 | 100001.1 | 676563.1 |  | 304555.2 | 0 | 280500.8 | 0 | 45680.52 | 0 | 4677.645 | 41149.21 | 11765.51 | 12973.69 | 0 | 0 | 0 | 0 | 1012214000 | 0 | 1012214000 | 10122.14 | 296578.702 | 0 | 117.0013 | 89.751 | 2021-07-04 08:57
StdNResSpltPkgAC-65to134 | PreNResSpltPkgAC-65to-PEYes | MLI | 2015 | CZ03 | cDXGF | 0 | None | 1 | 100001.1 | 647222.8 |  | 304555.2 | 0 | 280500.8 | 0 | 19136.07 | 0 | 2603.11 | 40428.4 | 11643.84 | 7720.372 | 0 | 0 | 0 | 0 | 783693100 | 0 | 783693100 | 7836.931 | 229622.0783 | 0 | 117.0013 | 89.751 | 2021-07-04 08:58
StdNResSpltPkgAC-65to134 | PreNResSpltPkgAC-65to-PEYes | MLI | 2015 | CZ04 | cDXGF | 0 | None | 1 | 100001.1 | 689745.5 |  | 304555.2 | 0 | 280500.8 | 0 | 60029.25 | 0 | 2671.614 | 41988.73 | 8561.084 | 16531.52 | 0 | 0 | 0 | 0 | 639877400 | 0 | 639877400 | 6398.774 | 187484.0782 | 0 | 117.0013 | 89.751 | 2021-07-04 08:58
StdNResSpltPkgAC-65to134 | PreNResSpltPkgAC-65to-PEYes | MLI | 2015 | CZ05 | cDXGF | 0 | None | 1 | 100001.1 | 655740 |  | 304555.2 | 0 | 280500.8 | 0 | 26660.22 | 0 | 3031.146 | 40992.67 | 10589.2 | 9902.008 | 0 | 0 | 0 | 0 | 803837200 | 0 | 803837200 | 8038.372 | 235524.2996 | 0 | 117.0013 | 89.751 | 2021-07-04 08:59
StdNResSpltPkgAC-65to134 | PreNResSpltPkgAC-65to-PEYes | MLI | 2015 | CZ06 | cDXGF | 0 | None | 1 | 100001.1 | 704824.4 |  | 304555.2 | 0 | 280500.8 | 0 | 70877.98 | 0 | 1170.805 | 47720.18 | 6480.543 | 21264.78 | 0 | 0 | 0 | 0 | 380243500 | 0 | 380243500 | 3802.435 | 111411.3455 | 0 | 117.0013 | 89.751 | 2021-07-04 08:59
StdNResSpltPkgAC-65to134 | PreNResSpltPkgAC-65to-PEYes | MLI | 2015 | CZ07 | cDXGF | 0 | None | 1 | 100001.1 | 686157.6 |  | 304555.2 | 0 | 280500.8 | 0 | 55971.79 | 0 | 539.8317 | 44590.46 | 5317.357 | 18294.55 | 0 | 0 | 0 | 0 | 284921900 | 0 | 284921900 | 2849.219 | 83482.1167 | 0 | 117.0013 | 89.751 | 2021-07-04 09:00
StdNResSpltPkgAC-65to134 | PreNResSpltPkgAC-65to-PEYes | MLI | 2015 | CZ08 | cDXGF | 0 | None | 1 | 100001.1 | 740410.1 |  | 304555.2 | 0 | 280500.8 | 0 | 107247.5 | 0 | 1218.052 | 46888.82 | 5146.556 | 25186.77 | 0 | 0 | 0 | 0 | 324652700 | 0 | 324652700 | 3246.527 | 95123.2411 | 0 | 117.0013 | 89.751 | 2021-07-04 09:00
StdNResSpltPkgAC-65to134 | PreNResSpltPkgAC-65to-PEYes | MLI | 2015 | CZ09 | cDXGF | 0 | None | 1 | 100001.1 | 739142.3 |  | 304555.2 | 0 | 280500.8 | 0 | 98071.13 | 0 | 2058.676 | 53957.24 | 6486.458 | 25918.26 | 0 | 0 | 0 | 0 | 350903600 | 0 | 350903600 | 3509.036 | 102814.7548 | 0 | 117.0013 | 89.751 | 2021-07-04 09:01
StdNResSpltPkgAC-65to134 | PreNResSpltPkgAC-65to-PEYes | MLI | 2015 | CZ10 | cDXGF | 0 | None | 1 | 100001.1 | 754660.1 |  | 304555.2 | 0 | 280500.8 | 0 | 115234.1 | 0 | 2814.834 | 51555.72 | 6806.387 | 26558.13 | 0 | 0 | 0 | 0 | 442495100 | 0 | 442495100 | 4424.951 | 129651.0643 | 0 | 117.0013 | 89.751 | 2021-07-04 09:01
StdNResSpltPkgAC-65to134 | PreNResSpltPkgAC-65to-PEYes | MLI | 2015 | CZ11 | cDXGF | 0 | None | 1 | 100001.1 | 748357 |  | 304555.2 | 0 | 280500.8 | 0 | 106664.2 | 0 | 5100.56 | 51536.44 | 9956.337 | 23326 | 0 | 0 | 0 | 0 | 613397900 | 0 | 613397900 | 6133.979 | 179725.5847 | 0 | 117.0013 | 89.751 | 2021-07-04 09:02
StdNResSpltPkgAC-65to134 | PreNResSpltPkgAC-65to-PEYes | MLI | 2015 | CZ12 | cDXGF | 0 | None | 1 | 100001.1 | 718364.2 |  | 304555.2 | 0 | 280500.8 | 0 | 78988.07 | 0 | 4567.292 | 49752.86 | 10679.89 | 20045.19 | 0 | 0 | 0 | 0 | 750827500 | 0 | 750827500 | 7508.275 | 219992.4575 | 0 | 117.0013 | 89.751 | 2021-07-04 09:02
StdNResSpltPkgAC-65to134 | PreNResSpltPkgAC-65to-PEYes | MLI | 2015 | CZ13 | cDXGF | 0 | None | 1 | 100001.1 | 769440.3 |  | 304555.2 | 0 | 280500.8 | 0 | 125114.4 | 0 | 4630.19 | 54639.96 | 9340.603 | 27330.37 | 0 | 0 | 0 | 0 | 559139100 | 0 | 559139100 | 5591.391 | 163827.7563 | 0 | 117.0013 | 89.751 | 2021-07-04 09:03
StdNResSpltPkgAC-65to134 | PreNResSpltPkgAC-65to-PEYes | MLI | 2015 | CZ14 | cDXGF | 0 | None | 1 | 100001.1 | 749804.1 |  | 304555.2 | 0 | 280500.8 | 0 | 107942.5 | 0 | 5345.915 | 51459.63 | 8976.591 | 23799.51 | 0 | 0 | 0 | 0 | 613611300 | 0 | 613611300 | 6136.113 | 179788.1109 | 0 | 117.0013 | 89.751 | 2021-07-04 09:03
StdNResSpltPkgAC-65to134 | PreNResSpltPkgAC-65to-PEYes | MLI | 2015 | CZ15 | cDXGF | 0 | None | 1 | 100001.1 | 899227.7 |  | 304555.2 | 0 | 280500.8 | 0 | 245283.8 | 0 | 1454.749 | 67433.19 | 2333.614 | 48352.33 | 0 | 0 | 0 | 0 | 84238520 | 0 | 84238520 | 842.3852 | 24681.8864 | 0 | 117.0013 | 89.751 | 2021-07-04 09:04
StdNResSpltPkgAC-65to134 | PreNResSpltPkgAC-65to-PEYes | MLI | 2015 | CZ16 | cDXGF | 0 | None | 1 | 100001.1 | 661917.1 |  | 304555.2 | 0 | 280500.8 | 0 | 28992.22 | 0 | 7250.719 | 40618.2 | 15423.16 | 10883.01 | 0 | 0 | 0 | 0 | 1453105000 | 0 | 1453105000 | 14531.05 | 425759.765 | 0 | 117.0013 | 89.751 | 2021-07-04 09:04
StdNResSpltPkgAC-65to134 | PreNResSpltPkgAC-65to-PEYes | MLI | 2017 | CZ01 | cDXGF | 0 | None | 1 | 100001.1 | 622943.9 |  | 300076.3 | 0 | 280500.8 | 0 | 2062.071 | 0 | 5590.545 | 34714.61 | 16493.77 | 1365.551 | 0 | 0 | 0 | 0 | 1406127000 | 0 | 1406127000 | 14061.27 | 411995.211 | 0 | 115.0638 | 89.751 | 2021-07-04 09:05
StdNResSpltPkgAC-65to134 | PreNResSpltPkgAC-65to-PEYes | MLI | 2017 | CZ02 | cDXGF | 0 | None | 1 | 100001.1 | 669811.3 |  | 300076.3 | 0 | 280500.8 | 0 | 44685.9 | 0 | 4543.538 | 40005.14 | 11178.1 | 12753.33 | 0 | 0 | 0 | 0 | 963349000 | 0 | 963349000 | 9633.49 | 282261.257 | 0 | 115.0638 | 89.751 | 2021-07-04 09:05
StdNResSpltPkgAC-65to134 | PreNResSpltPkgAC-65to-PEYes | MLI | 2017 | CZ03 | cDXGF | 0 | None | 1 | 100001.1 | 641853.6 |  | 300076.3 | 0 | 280500.8 | 0 | 19007.32 | 0 | 2555.01 | 39714.46 | 11145.21 | 7685.34 | 0 | 0 | 0 | 0 | 744653400 | 0 | 744653400 | 7446.534 | 218183.4462 | 0 | 115.0638 | 89.751 | 2021-07-04 09:06
StdNResSpltPkgAC-65to134 | PreNResSpltPkgAC-65to-PEYes | MLI | 2017 | CZ04 | cDXGF | 0 | None | 1 | 100001.1 | 683136.3 |  | 300076.3 | 0 | 280500.8 | 0 | 59032 | 0 | 2597.877 | 40929.4 | 8149.7 | 16306.55 | 0 | 0 | 0 | 0 | 604159500 | 0 | 604159500 | 6041.595 | 177018.7335 | 0 | 115.0638 | 89.751 | 2021-07-04 09:06
StdNResSpltPkgAC-65to134 | PreNResSpltPkgAC-65to-PEYes | MLI | 2017 | CZ05 | cDXGF | 0 | None | 1 | 100001.1 | 649284.7 |  | 300076.3 | 0 | 280500.8 | 0 | 26372.7 | 0 | 2909.927 | 39425.13 | 9667.8 | 9781.835 | 0 | 0 | 0 | 0 | 722248800 | 0 | 722248800 | 7222.488 | 211618.8984 | 0 | 115.0638 | 89.751 | 2021-07-04 09:07
StdNResSpltPkgAC-65to134 | PreNResSpltPkgAC-65to-PEYes | MLI | 2017 | CZ06 | cDXGF | 0 | None | 1 | 100001.1 | 696098.7 |  | 300076.3 | 0 | 280500.8 | 0 | 69362.16 | 0 | 1104.248 | 45055.05 | 5601.39 | 20556.72 | 0 | 0 | 0 | 0 | 318100400 | 0 | 318100400 | 3181.004 | 93203.4172 | 0 | 115.0638 | 89.751 | 2021-07-04 09:07
StdNResSpltPkgAC-65to134 | PreNResSpltPkgAC-65to-PEYes | MLI | 2017 | CZ07 | cDXGF | 0 | None | 1 | 100001.1 | 679429.6 |  | 300076.3 | 0 | 280500.8 | 0 | 55390.97 | 0 | 519.7743 | 42941.79 | 4782.48 | 17963.37 | 0 | 0 | 0 | 0 | 248621900 | 0 | 248621900 | 2486.219 | 72846.2167 | 0 | 115.0638 | 89.751 | 2021-07-04 09:08
StdNResSpltPkgAC-65to134 | PreNResSpltPkgAC-65to-PEYes | MLI | 2017 | CZ08 | cDXGF | 0 | None | 1 | 100001.1 | 730729.2 |  | 300076.3 | 0 | 280500.8 | 0 | 103895.1 | 0 | 1168.355 | 45088.8 | 4639.832 | 24550.01 | 0 | 0 | 0 | 0 | 284054100 | 0 | 284054100 | 2840.541 | 83227.8513 | 0 | 115.0638 | 89.751 | 2021-07-04 09:08
StdNResSpltPkgAC-65to134 | PreNResSpltPkgAC-65to-PEYes | MLI | 2017 | CZ09 | cDXGF | 0 | None | 1 | 100001.1 | 731885.4 |  | 300076.3 | 0 | 280500.8 | 0 | 96317.29 | 0 | 2019.775 | 52971.49 | 6150.467 | 25586.35 | 0 | 0 | 0 | 0 | 326490000 | 0 | 326490000 | 3264.9 | 95661.57 | 0 | 115.0638 | 89.751 | 2021-07-04 09:09
StdNResSpltPkgAC-65to134 | PreNResSpltPkgAC-65to-PEYes | MLI | 2017 | CZ10 | cDXGF | 0 | None | 1 | 100001.1 | 746635.9 |  | 300076.3 | 0 | 280500.8 | 0 | 112924.4 | 0 | 2747.828 | 50387.14 | 6456.9 | 26125.15 | 0 | 0 | 0 | 0 | 415740600 | 0 | 415740600 | 4157.406 | 121811.9958 | 0 | 115.0638 | 89.751 | 2021-07-04 09:09
StdNResSpltPkgAC-65to134 | PreNResSpltPkgAC-65to-PEYes | MLI | 2017 | CZ11 | cDXGF | 0 | None | 1 | 100001.1 | 739821.9 |  | 300076.3 | 0 | 280500.8 | 0 | 104190.3 | 0 | 4953.705 | 50101.13 | 9226.338 | 22862.31 | 0 | 0 | 0 | 0 | 564368900 | 0 | 564368900 | 5643.689 | 165360.0877 | 0 | 115.0638 | 89.751 | 2021-07-04 09:10
StdNResSpltPkgAC-65to134 | PreNResSpltPkgAC-65to-PEYes | MLI | 2017 | CZ12 | cDXGF | 0 | None | 1 | 100001.1 | 710699.4 |  | 300076.3 | 0 | 280500.8 | 0 | 77214.89 | 0 | 4445.129 | 48462.37 | 10095.64 | 19726.93 | 0 | 0 | 0 | 0 | 705754200 | 0 | 705754200 | 7057.542 | 206785.9806 | 0 | 115.0638 | 89.751 | 2021-07-04 09:10
StdNResSpltPkgAC-65to134 | PreNResSpltPkgAC-65to-PEYes | MLI | 2017 | CZ13 | cDXGF | 0 | None | 1 | 100001.1 | 760215.4 |  | 300076.3 | 0 | 280500.8 | 0 | 121867.6 | 0 | 4511.58 | 53259.12 | 8728.918 | 26796.24 | 0 | 0 | 0 | 0 | 517964000 | 0 | 517964000 | 5179.64 | 151763.452 | 0 | 115.0638 | 89.751 | 2021-07-04 09:11
StdNResSpltPkgAC-65to134 | PreNResSpltPkgAC-65to-PEYes | MLI | 2017 | CZ14 | cDXGF | 0 | None | 1 | 100001.1 | 741508 |  | 300076.3 | 0 | 280500.8 | 0 | 105531 | 0 | 5211.799 | 50188.25 | 8328.312 | 23399.46 | 0 | 0 | 0 | 0 | 563593800 | 0 | 563593800 | 5635.938 | 165132.9834 | 0 | 115.0638 | 89.751 | 2021-07-04 09:11
StdNResSpltPkgAC-65to134 | PreNResSpltPkgAC-65to-PEYes | MLI | 2017 | CZ15 | cDXGF | 0 | None | 1 | 100001.1 | 887182.4 |  | 300076.3 | 0 | 280500.8 | 0 | 239175 | 0 | 1424.035 | 66006.29 | 2092.311 | 47492.27 | 0 | 0 | 0 | 0 | 73347420 | 0 | 73347420 | 733.4742 | 21490.7941 | 0 | 115.0638 | 89.751 | 2021-07-04 09:12
StdNResSpltPkgAC-65to134 | PreNResSpltPkgAC-65to-PEYes | MLI | 2017 | CZ16 | cDXGF | 0 | None | 1 | 100001.1 | 655660.9 |  | 300076.3 | 0 | 280500.8 | 0 | 28545.04 | 0 | 7051.539 | 39487.18 | 14478.7 | 10775.12 | 0 | 0 | 0 | 0 | 1358078000 | 0 | 1358078000 | 13580.78 | 397916.854 | 0 | 115.0638 | 89.751 | 2021-07-04 09:12
StdNResSpltPkgAC-65to134 | PreNResSpltPkgAC-65to-PEYes | MLI | 2020 | CZ01 | cDXGF | 0 | None | 1 | 100001.1 | 529891.2 |  | 207088.4 | 0 | 280500.8 | 0 | 1529.575 | 0 | 5496.49 | 35276.04 | 19277.54 | 1064.973 | 0 | 0 | 0 | 0 | 1634854000 | 0 | 1634854000 | 16348.54 | 479012.222 | 0 | 79.8759 | 89.751 | 2021-07-04 09:13
StdNResSpltPkgAC-65to134 | PreNResSpltPkgAC-65to-PEYes | MLI | 2020 | CZ02 | cDXGF | 0 | None | 1 | 100001.1 | 568494.4 |  | 207088.4 | 0 | 280500.8 | 0 | 38690.09 | 0 | 4330.917 | 37884.48 | 12164.52 | 11002.23 | 0 | 0 | 0 | 0 | 1096665000 | 0 | 1096665000 | 10966.65 | 321322.845 | 0 | 79.8759 | 89.751 | 2021-07-04 09:13
StdNResSpltPkgAC-65to134 | PreNResSpltPkgAC-65to-PEYes | MLI | 2020 | CZ03 | cDXGF | 0 | None | 1 | 100001.1 | 543522.8 |  | 207088.4 | 0 | 280500.8 | 0 | 14784.49 | 0 | 2504.867 | 38644.8 | 12667.9 | 6131.147 | 0 | 0 | 0 | 0 | 877273500 | 0 | 877273500 | 8772.735 | 257041.1355 | 0 | 79.8759 | 89.751 | 2021-07-04 09:14
StdNResSpltPkgAC-65to134 | PreNResSpltPkgAC-65to-PEYes | MLI | 2020 | CZ04 | cDXGF | 0 | None | 1 | 100001.1 | 580487.8 |  | 207088.4 | 0 | 280500.8 | 0 | 51715.15 | 0 | 2482.596 | 38701.5 | 9042.21 | 14234.55 | 0 | 0 | 0 | 0 | 703284500 | 0 | 703284500 | 7032.845 | 206062.3585 | 0 | 79.8759 | 89.751 | 2021-07-04 09:14
StdNResSpltPkgAC-65to134 | PreNResSpltPkgAC-65to-PEYes | MLI | 2020 | CZ05 | cDXGF | 0 | None | 1 | 100001.1 | 549755.1 |  | 207088.4 | 0 | 280500.8 | 0 | 20959.58 | 0 | 2852.918 | 38353.9 | 10945.47 | 8035.9 | 0 | 0 | 0 | 0 | 839870300 | 0 | 839870300 | 8398.703 | 246081.9979 | 0 | 79.8759 | 89.751 | 2021-07-04 09:15
StdNResSpltPkgAC-65to134 | PreNResSpltPkgAC-65to-PEYes | MLI | 2020 | CZ06 | cDXGF | 0 | None | 1 | 100001.1 | 591188.3 |  | 207088.4 | 0 | 280500.8 | 0 | 59460.43 | 0 | 1060.868 | 43078.35 | 6412.083 | 18155.06 | 0 | 0 | 0 | 0 | 377532700 | 0 | 377532700 | 3775.327 | 110617.0811 | 0 | 79.8759 | 89.751 | 2021-07-04 09:15
StdNResSpltPkgAC-65to134 | PreNResSpltPkgAC-65to-PEYes | MLI | 2020 | CZ07 | cDXGF | 0 | None | 1 | 100001.1 | 575877.9 |  | 207088.4 | 0 | 280500.8 | 0 | 46847.36 | 0 | 499.1412 | 40942.83 | 5653.638 | 15571.02 | 0 | 0 | 0 | 0 | 304003000 | 0 | 304003000 | 3040.03 | 89072.879 | 0 | 79.8759 | 89.751 | 2021-07-04 09:16
StdNResSpltPkgAC-65to134 | PreNResSpltPkgAC-65to-PEYes | MLI | 2020 | CZ08 | cDXGF | 0 | None | 1 | 100001.1 | 624873.5 |  | 207088.4 | 0 | 280500.8 | 0 | 93196.41 | 0 | 1123.325 | 42965.27 | 5217.914 | 22231.74 | 0 | 0 | 0 | 0 | 334303300 | 0 | 334303300 | 3343.033 | 97950.8669 | 0 | 79.8759 | 89.751 | 2021-07-04 09:16
StdNResSpltPkgAC-65to134 | PreNResSpltPkgAC-65to-PEYes | MLI | 2020 | CZ09 | cDXGF | 0 | None | 1 | 100001.1 | 627064.9 |  | 207088.4 | 0 | 280500.8 | 0 | 86515.72 | 0 | 1954.678 | 51006.06 | 6975.949 | 23539.95 | 0 | 0 | 0 | 0 | 382715600 | 0 | 382715600 | 3827.156 | 112135.6708 | 0 | 79.8759 | 89.751 | 2021-07-04 09:17
StdNResSpltPkgAC-65to134 | PreNResSpltPkgAC-65to-PEYes | MLI | 2020 | CZ10 | cDXGF | 0 | None | 1 | 100001.1 | 640918.2 |  | 207088.4 | 0 | 280500.8 | 0 | 102387.8 | 0 | 2655.116 | 48286.66 | 7192.441 | 23890.23 | 0 | 0 | 0 | 0 | 478655900 | 0 | 478655900 | 4786.559 | 140246.1787 | 0 | 79.8759 | 89.751 | 2021-07-04 09:17
StdNResSpltPkgAC-65to134 | PreNResSpltPkgAC-65to-PEYes | MLI | 2020 | CZ11 | cDXGF | 0 | None | 1 | 100001.1 | 635512.3 |  | 207088.4 | 0 | 280500.8 | 0 | 95169.69 | 0 | 4782.169 | 47971.99 | 10543.35 | 20879.79 | 0 | 0 | 0 | 0 | 666936200 | 0 | 666936200 | 6669.362 | 195412.3066 | 0 | 79.8759 | 89.751 | 2021-07-04 09:18
StdNResSpltPkgAC-65to134 | PreNResSpltPkgAC-65to-PEYes | MLI | 2020 | CZ12 | cDXGF | 0 | None | 1 | 100001.1 | 607520.6 |  | 207088.4 | 0 | 280500.8 | 0 | 69366.45 | 0 | 4282.02 | 46283.55 | 11133.91 | 17632.09 | 0 | 0 | 0 | 0 | 810042000 | 0 | 810042000 | 8100.42 | 237342.306 | 0 | 79.8759 | 89.751 | 2021-07-04 09:18
StdNResSpltPkgAC-65to134 | PreNResSpltPkgAC-65to-PEYes | MLI | 2020 | CZ13 | cDXGF | 0 | None | 1 | 100001.1 | 655007.8 |  | 207088.4 | 0 | 280500.8 | 0 | 112087.3 | 0 | 4361.255 | 50970.68 | 9733.336 | 24602.07 | 0 | 0 | 0 | 0 | 604995600 | 0 | 604995600 | 6049.956 | 177263.7108 | 0 | 79.8759 | 89.751 | 2021-07-04 09:19
StdNResSpltPkgAC-65to134 | PreNResSpltPkgAC-65to-PEYes | MLI | 2020 | CZ14 | cDXGF | 0 | None | 1 | 100001.1 | 636912.5 |  | 207088.4 | 0 | 280500.8 | 0 | 96202.9 | 0 | 5029.559 | 48091.35 | 9475.273 | 21384.87 | 0 | 0 | 0 | 0 | 658533500 | 0 | 658533500 | 6585.335 | 192950.3155 | 0 | 79.8759 | 89.751 | 2021-07-04 09:19
StdNResSpltPkgAC-65to134 | PreNResSpltPkgAC-65to-PEYes | MLI | 2020 | CZ15 | cDXGF | 0 | None | 1 | 100001.1 | 775942 |  | 207088.4 | 0 | 280500.8 | 0 | 223357 | 0 | 1385.016 | 63611.24 | 2592.144 | 44790.18 | 0 | 0 | 0 | 0 | 94277690 | 0 | 94277690 | 942.7769 | 27623.3632 | 0 | 79.8759 | 89.751 | 2021-07-04 09:20
StdNResSpltPkgAC-65to134 | PreNResSpltPkgAC-65to-PEYes | MLI | 2020 | CZ16 | cDXGF | 0 | None | 1 | 100001.1 | 555966.4 |  | 207088.4 | 0 | 280500.8 | 0 | 24395.03 | 0 | 6712.473 | 37270.15 | 15627.78 | 9139.957 | 0 | 0 | 0 | 0 | 1542202000 | 0 | 1542202000 | 15422.02 | 451865.186 | 0 | 79.8759 | 89.751 | 2021-07-04 09:20
StdNResSpltPkgAC-65to134 | PreNResSpltPkgAC-65to-PEYes | Mtl | 1975 | CZ01 | cDXGF | 0 | None | 1 | 30000.07 | 184634.8 |  | 27653.42 | 0 | 62100.56 | 49145.05 | 31618.95 | 0 | 378.5209 | 9404.09 | 4376.398 | 1866.559 | 0 | 4334.197 | 0 | 0 | 69750160 | 0 | 69750160 | 697.5016 | 20436.7969 | 0 | 23.7631 | 18.1673 | 2021-07-04 09:21
StdNResSpltPkgAC-65to134 | PreNResSpltPkgAC-65to-PEYes | Mtl | 1975 | CZ02 | cDXGF | 0 | None | 1 | 30000.07 | 213866.2 |  | 27653.42 | 0 | 62100.56 | 33329.35 | 76373.68 | 0 | 226.4091 | 10064.77 | 2790.429 | 5205.824 | 0 | 4117.958 | 0 | 0 | 49315850 | 0 | 49315850 | 493.1585 | 14449.5441 | 0 | 23.7631 | 18.1673 | 2021-07-04 09:21
StdNResSpltPkgAC-65to134 | PreNResSpltPkgAC-65to-PEYes | Mtl | 1975 | CZ03 | cDXGF | 0 | None | 1 | 30000.07 | 187600.9 |  | 27653.42 | 0 | 62100.56 | 24235.48 | 62608.88 | 0 | 157.3429 | 10036.4 | 2136.396 | 4389.743 | 0 | 808.7535 | 0 | 0 | 29802560 | 0 | 29802560 | 298.0256 | 8732.1501 | 0 | 23.7631 | 18.1673 | 2021-07-04 09:22
StdNResSpltPkgAC-65to134 | PreNResSpltPkgAC-65to-PEYes | Mtl | 1975 | CZ04 | cDXGF | 0 | None | 1 | 30000.07 | 213038 |  | 27653.42 | 0 | 62100.56 | 20907.21 | 90952.88 | 0 | 128.2927 | 10206.89 | 1712.992 | 6318.772 | 0 | 1088.672 | 0 | 0 | 28502820 | 0 | 28502820 | 285.0282 | 8351.3263 | 0 | 23.7631 | 18.1673 | 2021-07-04 09:22
StdNResSpltPkgAC-65to134 | PreNResSpltPkgAC-65to-PEYes | Mtl | 1975 | CZ05 | cDXGF | 0 | None | 1 | 30000.07 | 193632.8 |  | 27653.42 | 0 | 62100.56 | 23008.73 | 68753.59 | 0 | 180.5347 | 10275.02 | 2093.643 | 4845.632 | 0 | 1660.898 | 0 | 0 | 30279460 | 0 | 30279460 | 302.7946 | 8871.8818 | 0 | 23.7631 | 18.1673 | 2021-07-04 09:23
StdNResSpltPkgAC-65to134 | PreNResSpltPkgAC-65to-PEYes | Mtl | 1975 | CZ06 | cDXGF | 0 | None | 1 | 30000.07 | 211312.9 |  | 27653.42 | 0 | 62100.56 | 10137.71 | 100200.4 | 0 | 61.2648 | 11117.54 | 867.4622 | 7374.897 | 0 | 41.9977 | 0 | 0 | 10631150 | 0 | 10631150 | 106.3115 | 3114.927 | 0 | 23.7631 | 18.1673 | 2021-07-04 09:23
StdNResSpltPkgAC-65to134 | PreNResSpltPkgAC-65to-PEYes | Mtl | 1975 | CZ07 | cDXGF | 0 | None | 1 | 30000.07 | 197822.1 |  | 27653.42 | 0 | 62100.56 | 7819.052 | 89699.21 | 0 | 29.9547 | 10519.83 | 623.2954 | 6767.901 | 0 | 5.154125e-07 | 0 | 0 | 6763534 | 0 | 6763534 | 67.6353 | 1981.7155 | 0 | 23.7631 | 18.1673 | 2021-07-04 09:24
StdNResSpltPkgAC-65to134 | PreNResSpltPkgAC-65to-PEYes | Mtl | 1975 | CZ08 | cDXGF | 0 | None | 1 | 30000.07 | 225969.8 |  | 27653.42 | 0 | 62100.56 | 9739.042 | 115445.9 | 0 | 52.9235 | 10898.44 | 805.812 | 8050.915 | 0 | 79.4035 | 0 | 0 | 11191770 | 0 | 11191770 | 111.9177 | 3279.1886 | 0 | 23.7631 | 18.1673 | 2021-07-04 09:25
StdNResSpltPkgAC-65to134 | PreNResSpltPkgAC-65to-PEYes | Mtl | 1975 | CZ09 | cDXGF | 0 | None | 1 | 30000.07 | 230929.6 |  | 27653.42 | 0 | 62100.56 | 12047.11 | 117178.1 | 0 | 89.987 | 11703.9 | 1058.899 | 8008.518 | 0 | 156.5216 | 0 | 0 | 14587740 | 0 | 14587740 | 145.8774 | 4274.2078 | 0 | 23.7631 | 18.1673 | 2021-07-04 09:25
StdNResSpltPkgAC-65to134 | PreNResSpltPkgAC-65to-PEYes | Mtl | 1975 | CZ10 | cDXGF | 0 | None | 1 | 30000.07 | 244343.2 |  | 27653.42 | 0 | 62100.56 | 15283.96 | 125637.7 | 0 | 126.0766 | 12053.94 | 1335.801 | 8446.39 | 0 | 1487.482 | 0 | 0 | 20521390 | 0 | 20521390 | 205.2139 | 6012.7673 | 0 | 23.7631 | 18.1673 | 2021-07-04 09:26
StdNResSpltPkgAC-65to134 | PreNResSpltPkgAC-65to-PEYes | Mtl | 1975 | CZ11 | cDXGF | 0 | None | 1 | 30000.07 | 261610.3 |  | 27653.42 | 0 | 62100.56 | 32106.85 | 123300.5 | 0 | 247.8257 | 12958.09 | 2747.039 | 8073.385 | 0 | 3243.089 | 0 | 0 | 44349360 | 0 | 44349360 | 443.4936 | 12994.3625 | 0 | 23.7631 | 18.1673 | 2021-07-04 09:26
StdNResSpltPkgAC-65to134 | PreNResSpltPkgAC-65to-PEYes | Mtl | 1975 | CZ12 | cDXGF | 0 | None | 1 | 30000.07 | 237497.3 |  | 27653.42 | 0 | 62100.56 | 28673.93 | 103948 | 0 | 209.5952 | 11714.25 | 2426.542 | 6996.181 | 0 | 3197.51 | 0 | 0 | 40052240 | 0 | 40052240 | 400.5224 | 11735.3063 | 0 | 23.7631 | 18.1673 | 2021-07-04 09:27
StdNResSpltPkgAC-65to134 | PreNResSpltPkgAC-65to-PEYes | Mtl | 1975 | CZ13 | cDXGF | 0 | None | 1 | 30000.07 | 265418.3 |  | 27653.42 | 0 | 62100.56 | 23793.29 | 136146.5 | 0 | 216.9056 | 13229.34 | 2101.619 | 9021.434 | 0 | 2278.235 | 0 | 0 | 33601160 | 0 | 33601160 | 336.0116 | 9845.1399 | 0 | 23.7631 | 18.1673 | 2021-07-04 09:27
StdNResSpltPkgAC-65to134 | PreNResSpltPkgAC-65to-PEYes | Mtl | 1975 | CZ14 | cDXGF | 0 | None | 1 | 30000.07 | 266874.4 |  | 27653.42 | 0 | 62100.56 | 29770.31 | 130397 | 0 | 257.7538 | 13326.98 | 2554.163 | 8633.309 | 0 | 3368.369 | 0 | 0 | 43160600 | 0 | 43160600 | 431.606 | 12646.0558 | 0 | 23.7631 | 18.1673 | 2021-07-04 09:28
StdNResSpltPkgAC-65to134 | PreNResSpltPkgAC-65to-PEYes | Mtl | 1975 | CZ15 | cDXGF | 0 | None | 1 | 30000.07 | 324434.5 |  | 27653.42 | 0 | 62100.56 | 6367.721 | 211662.9 | 0 | 68.922 | 16558.99 | 611.1061 | 13707.36 | 0 | 21.9122 | 0 | 0 | 7108903 | 0 | 7108903 | 71.089 | 2082.9086 | 0 | 23.7631 | 18.1673 | 2021-07-04 09:28
StdNResSpltPkgAC-65to134 | PreNResSpltPkgAC-65to-PEYes | Mtl | 1975 | CZ16 | cDXGF | 0 | None | 1 | 30000.07 | 264162.4 |  | 27653.42 | 0 | 62100.56 | 70142.96 | 70407.52 | 0 | 467.8236 | 13134.08 | 5644.65 | 5002.029 | 0 | 20256.02 | 0 | 0 | 96748510 | 0 | 96748510 | 967.4851 | 28347.3134 | 0 | 23.7631 | 18.1673 | 2021-07-04 09:29
StdNResSpltPkgAC-65to134 | PreNResSpltPkgAC-65to-PEYes | Mtl | 1985 | CZ01 | cDXGF | 0 | None | 1 | 30000.07 | 166208.8 |  | 27653.42 | 0 | 59591.57 | 36273.5 | 30203.91 | 0 | 364.4129 | 8555.331 | 3429.08 | 1797.292 | 0 | 3566.693 | 0 | 0 | 54793270 | 0 | 54793270 | 547.9327 | 16054.4281 | 0 | 23.7631 | 17.4166 | 2021-07-04 09:30
StdNResSpltPkgAC-65to134 | PreNResSpltPkgAC-65to-PEYes | Mtl | 1985 | CZ02 | cDXGF | 0 | None | 1 | 30000.07 | 208261.2 |  | 27653.42 | 0 | 59591.57 | 31147.85 | 75874.23 | 0 | 220.9764 | 9835.64 | 2627.541 | 5165.839 | 0 | 3937.536 | 0 | 0 | 46568460 | 0 | 46568460 | 465.6846 | 13644.5588 | 0 | 23.7631 | 17.4166 | 2021-07-04 09:30
StdNResSpltPkgAC-65to134 | PreNResSpltPkgAC-65to-PEYes | Mtl | 1985 | CZ03 | cDXGF | 0 | None | 1 | 30000.07 | 183309.7 |  | 27653.42 | 0 | 59591.57 | 22481.59 | 62746.78 | 0 | 155.4854 | 9904.063 | 2011.883 | 4396.047 | 0 | 776.8118 | 0 | 0 | 27672850 | 0 | 27672850 | 276.7285 | 8108.1451 | 0 | 23.7631 | 17.4166 | 2021-07-04 09:31
StdNResSpltPkgAC-65to134 | PreNResSpltPkgAC-65to-PEYes | Mtl | 1985 | CZ04 | cDXGF | 0 | None | 1 | 30000.07 | 208271 |  | 27653.42 | 0 | 59591.57 | 19356.54 | 90489.88 | 0 | 125.2993 | 10015.29 | 1602.015 | 6280.952 | 0 | 1039.106 | 0 | 0 | 26697020 | 0 | 26697020 | 266.9702 | 7822.2269 | 0 | 23.7631 | 17.4166 | 2021-07-04 09:31
StdNResSpltPkgAC-65to134 | PreNResSpltPkgAC-65to-PEYes | Mtl | 1985 | CZ05 | cDXGF | 0 | None | 1 | 30000.07 | 189127.1 |  | 27653.42 | 0 | 59591.57 | 21202.06 | 68775.12 | 0 | 178.4708 | 10135.34 | 1963.981 | 4842.584 | 0 | 1591.26 | 0 | 0 | 28002270 | 0 | 28002270 | 280.0227 | 8204.6651 | 0 | 23.7631 | 17.4166 | 2021-07-04 09:32
StdNResSpltPkgAC-65to134 | PreNResSpltPkgAC-65to-PEYes | Mtl | 1985 | CZ06 | cDXGF | 0 | None | 1 | 30000.07 | 207577.1 |  | 27653.42 | 0 | 59591.57 | 9221.814 | 100003.6 | 0 | 60.5214 | 11006.2 | 805.5199 | 7357.174 | 0 | 39.9072 | 0 | 0 | 9657121 | 0 | 9657121 | 96.5712 | 2829.5365 | 0 | 23.7631 | 17.4166 | 2021-07-04 09:32
StdNResSpltPkgAC-65to134 | PreNResSpltPkgAC-65to-PEYes | Mtl | 1985 | CZ07 | cDXGF | 0 | None | 1 | 30000.07 | 194303.9 |  | 27653.42 | 0 | 59591.57 | 6995.022 | 89613.96 | 0 | 29.6037 | 10420.37 | 566.6555 | 6757.782 | 0 | 7.532285e-07 | 0 | 0 | 5984556 | 0 | 5984556 | 59.8456 | 1753.4749 | 0 | 23.7631 | 17.4166 | 2021-07-04 09:33
StdNResSpltPkgAC-65to134 | PreNResSpltPkgAC-65to-PEYes | Mtl | 1985 | CZ08 | cDXGF | 0 | None | 1 | 30000.07 | 221493 |  | 27653.42 | 0 | 59591.57 | 8822.997 | 114579.4 | 0 | 51.7355 | 10718.19 | 737.5078 | 7982.728 | 0 | 75.7003 | 0 | 0 | 10127570 | 0 | 10127570 | 101.2757 | 2967.378 | 0 | 23.7631 | 17.4166 | 2021-07-04 09:33
StdNResSpltPkgAC-65to134 | PreNResSpltPkgAC-65to-PEYes | Mtl | 1985 | CZ09 | cDXGF | 0 | None | 1 | 30000.07 | 226254 |  | 27653.42 | 0 | 59591.57 | 10975.86 | 116289.9 | 0 | 88.1085 | 11506.96 | 975.1113 | 7943.171 | 0 | 148.2297 | 0 | 0 | 13302110 | 0 | 13302110 | 133.0211 | 3897.5182 | 0 | 23.7631 | 17.4166 | 2021-07-04 09:34
StdNResSpltPkgAC-65to134 | PreNResSpltPkgAC-65to-PEYes | Mtl | 1985 | CZ10 | cDXGF | 0 | None | 1 | 30000.07 | 239255.8 |  | 27653.42 | 0 | 59591.57 | 14087.08 | 124542.7 | 0 | 123.4197 | 11843.63 | 1244.677 | 8364.88 | 0 | 1414.151 | 0 | 0 | 19074630 | 0 | 19074630 | 190.7463 | 5588.8666 | 0 | 23.7631 | 17.4166 | 2021-07-04 09:35
StdNResSpltPkgAC-65to134 | PreNResSpltPkgAC-65to-PEYes | Mtl | 1985 | CZ11 | cDXGF | 0 | None | 1 | 30000.07 | 255548 |  | 27653.42 | 0 | 59591.57 | 30241.13 | 122019.1 | 0 | 242.7839 | 12705.17 | 2611.508 | 7986.908 | 0 | 3094.922 | 0 | 0 | 42089850 | 0 | 42089850 | 420.8985 | 12332.3261 | 0 | 23.7631 | 17.4166 | 2021-07-04 09:35
StdNResSpltPkgAC-65to134 | PreNResSpltPkgAC-65to-PEYes | Mtl | 1985 | CZ12 | cDXGF | 0 | None | 1 | 30000.07 | 231904.5 |  | 27653.42 | 0 | 59591.57 | 26867.59 | 103052 | 0 | 205.1279 | 11483.37 | 2296.086 | 6930.458 | 0 | 3051.472 | 0 | 0 | 37893140 | 0 | 37893140 | 378.9314 | 11102.69 | 0 | 23.7631 | 17.4166 | 2021-07-04 09:36
StdNResSpltPkgAC-65to134 | PreNResSpltPkgAC-65to-PEYes | Mtl | 1985 | CZ13 | cDXGF | 0 | None | 1 | 30000.07 | 259371.2 |  | 27653.42 | 0 | 59591.57 | 22253 | 134521.1 | 0 | 212.4233 | 12972.77 | 1987.388 | 8909.5 | 0 | 2166.951 | 0 | 0 | 31758530 | 0 | 31758530 | 317.5853 | 9305.2493 | 0 | 23.7631 | 17.4166 | 2021-07-04 09:36
StdNResSpltPkgAC-65to134 | PreNResSpltPkgAC-65to-PEYes | Mtl | 1985 | CZ14 | cDXGF | 0 | None | 1 | 30000.07 | 241372 |  | 27653.42 | 0 | 59591.57 | 21334.13 | 117949.6 | 0 | 241.2342 | 11973.91 | 1946.213 | 7918.557 | 0 | 2628.199 | 0 | 0 | 33862440 | 0 | 33862440 | 338.6244 | 9921.6949 | 0 | 23.7631 | 17.4166 | 2021-07-04 09:37
StdNResSpltPkgAC-65to134 | PreNResSpltPkgAC-65to-PEYes | Mtl | 1985 | CZ15 | cDXGF | 0 | None | 1 | 30000.07 | 297007.8 |  | 27653.42 | 0 | 59591.57 | 4116.999 | 190467.3 | 0 | 64.7995 | 15097.94 | 404.0661 | 12527.68 | 0 | 15.8825 | 0 | 0 | 4700849 | 0 | 4700849 | 47.0085 | 1377.3488 | 0 | 23.7631 | 17.4166 | 2021-07-04 09:37
StdNResSpltPkgAC-65to134 | PreNResSpltPkgAC-65to-PEYes | Mtl | 1985 | CZ16 | cDXGF | 0 | None | 1 | 30000.07 | 235730.6 |  | 27653.42 | 0 | 59591.57 | 53633.52 | 64591.76 | 0 | 448.4254 | 11791.03 | 4588.605 | 4671.238 | 0 | 18020.92 | 0 | 0 | 80686720 | 0 | 80686720 | 806.8672 | 23641.209 | 0 | 23.7631 | 17.4166 | 2021-07-04 09:38
StdNResSpltPkgAC-65to134 | PreNResSpltPkgAC-65to-PEYes | Mtl | 1996 | CZ01 | cDXGF | 0 | None | 1 | 30000.07 | 157817.4 |  | 27653.42 | 0 | 57082.43 | 30262.3 | 31113.08 | 0 | 360.1891 | 8266.639 | 3039.314 | 1847.532 | 0 | 3079.43 | 0 | 0 | 46921250 | 0 | 46921250 | 469.2125 | 13747.9263 | 0 | 23.7631 | 16.6658 | 2021-07-04 09:38
StdNResSpltPkgAC-65to134 | PreNResSpltPkgAC-65to-PEYes | Mtl | 1996 | CZ02 | cDXGF | 0 | None | 1 | 30000.07 | 201148.7 |  | 27653.42 | 0 | 57082.43 | 27801.51 | 75217.07 | 0 | 214.2264 | 9520.932 | 2391.499 | 5116.307 | 0 | 3659.183 | 0 | 0 | 42497730 | 0 | 42497730 | 424.9773 | 12451.8349 | 0 | 23.7631 | 16.6658 | 2021-07-04 09:39
StdNResSpltPkgAC-65to134 | PreNResSpltPkgAC-65to-PEYes | Mtl | 1996 | CZ03 | cDXGF | 0 | None | 1 | 30000.07 | 178214.6 |  | 27653.42 | 0 | 57082.43 | 19784.94 | 63068.02 | 0 | 153.621 | 9741.303 | 1828.811 | 4415.621 | 0 | 730.8889 | 0 | 0 | 24477800 | 0 | 24477800 | 244.778 | 7171.9954 | 0 | 23.7631 | 16.6658 | 2021-07-04 09:40
StdNResSpltPkgAC-65to134 | PreNResSpltPkgAC-65to-PEYes | Mtl | 1996 | CZ04 | cDXGF | 0 | None | 1 | 30000.07 | 202488.4 |  | 27653.42 | 0 | 57082.43 | 16943.62 | 89984.84 | 0 | 121.1442 | 9745.446 | 1438.187 | 6242.339 | 0 | 957.5256 | 0 | 0 | 23966830 | 0 | 23966830 | 239.6683 | 7022.2812 | 0 | 23.7631 | 16.6658 | 2021-07-04 09:40
StdNResSpltPkgAC-65to134 | PreNResSpltPkgAC-65to-PEYes | Mtl | 1996 | CZ05 | cDXGF | 0 | None | 1 | 30000.07 | 183712.5 |  | 27653.42 | 0 | 57082.43 | 18426.92 | 68923.02 | 0 | 176.3824 | 9959.96 | 1769.471 | 4846.612 | 0 | 1490.397 | 0 | 0 | 24605220 | 0 | 24605220 | 246.0522 | 7209.3295 | 0 | 23.7631 | 16.6658 | 2021-07-04 09:41
StdNResSpltPkgAC-65to134 | PreNResSpltPkgAC-65to-PEYes | Mtl | 1996 | CZ06 | cDXGF | 0 | None | 1 | 30000.07 | 190956.6 |  | 27653.42 | 0 | 57082.43 | 9520.238 | 86448.66 | 0 | 58.627 | 10152.02 | 869.1755 | 6538.865 | 0 | 41.2873 | 0 | 0 | 10329460 | 0 | 10329460 | 103.2946 | 3026.5318 | 0 | 23.7631 | 16.6658 | 2021-07-04 09:41
StdNResSpltPkgAC-65to134 | PreNResSpltPkgAC-65to-PEYes | Mtl | 1996 | CZ07 | cDXGF | 0 | None | 1 | 30000.07 | 179025.3 |  | 27653.42 | 0 | 57082.43 | 7118.457 | 77508.6 | 0 | 28.691 | 9633.636 | 612.9846 | 6006.341 | 0 | 0.056611 | 0 | 0 | 6313822 | 0 | 6313822 | 63.1382 | 1849.9498 | 0 | 23.7631 | 16.6658 | 2021-07-04 09:42
StdNResSpltPkgAC-65to134 | PreNResSpltPkgAC-65to-PEYes | Mtl | 1996 | CZ08 | cDXGF | 0 | None | 1 | 30000.07 | 205544.7 |  | 27653.42 | 0 | 57082.43 | 8919.489 | 101947.2 | 0 | 48.9002 | 9815.248 | 764.3574 | 7185.833 | 0 | 78.089 | 0 | 0 | 10645580 | 0 | 10645580 | 106.4558 | 3119.1549 | 0 | 23.7631 | 16.6658 | 2021-07-04 09:42
StdNResSpltPkgAC-65to134 | PreNResSpltPkgAC-65to-PEYes | Mtl | 1996 | CZ09 | cDXGF | 0 | None | 1 | 30000.07 | 209268 |  | 27653.42 | 0 | 57082.43 | 10856.94 | 102906.4 | 0 | 83.4552 | 10535.42 | 986.1272 | 7118.698 | 0 | 149.9521 | 0 | 0 | 13459900 | 0 | 13459900 | 134.599 | 3943.7507 | 0 | 23.7631 | 16.6658 | 2021-07-04 09:43
StdNResSpltPkgAC-65to134 | PreNResSpltPkgAC-65to-PEYes | Mtl | 1996 | CZ10 | cDXGF | 0 | None | 1 | 30000.07 | 222156.9 |  | 27653.42 | 0 | 57082.43 | 14178.23 | 110820 | 0 | 116.4145 | 10855.37 | 1258.126 | 7522.035 | 0 | 1451.18 | 0 | 0 | 19528650 | 0 | 19528650 | 195.2865 | 5721.8944 | 0 | 23.7631 | 16.6658 | 2021-07-04 09:43
StdNResSpltPkgAC-65to134 | PreNResSpltPkgAC-65to-PEYes | Mtl | 1996 | CZ11 | cDXGF | 0 | None | 1 | 30000.07 | 212906.9 |  | 27653.42 | 0 | 57082.43 | 20179.99 | 95345.04 | 0 | 209.2432 | 10191.68 | 1851.43 | 6423.501 | 0 | 2245.173 | 0 | 0 | 31096940 | 0 | 31096940 | 310.9694 | 9111.4034 | 0 | 23.7631 | 16.6658 | 2021-07-04 09:44
StdNResSpltPkgAC-65to134 | PreNResSpltPkgAC-65to-PEYes | Mtl | 1996 | CZ12 | cDXGF | 0 | None | 1 | 30000.07 | 194830.1 |  | 27653.42 | 0 | 57082.43 | 18216.09 | 80119.67 | 0 | 176.2104 | 9226.812 | 1630.568 | 5565.775 | 0 | 2355.482 | 0 | 0 | 28364950 | 0 | 28364950 | 283.6495 | 8310.9304 | 0 | 23.7631 | 16.6658 | 2021-07-04 09:45
StdNResSpltPkgAC-65to134 | PreNResSpltPkgAC-65to-PEYes | Mtl | 1996 | CZ13 | cDXGF | 0 | None | 1 | 30000.07 | 217800.6 |  | 27653.42 | 0 | 57082.43 | 14811.33 | 106001 | 0 | 182.541 | 10477.31 | 1399.555 | 7215.968 | 0 | 1592.595 | 0 | 0 | 23552200 | 0 | 23552200 | 235.522 | 6900.7946 | 0 | 23.7631 | 16.6658 | 2021-07-04 09:45
StdNResSpltPkgAC-65to134 | PreNResSpltPkgAC-65to-PEYes | Mtl | 1996 | CZ14 | cDXGF | 0 | None | 1 | 30000.07 | 216039.3 |  | 27653.42 | 0 | 57082.43 | 18575.66 | 99687.37 | 0 | 216.63 | 10403.89 | 1720.097 | 6794.766 | 0 | 2419.908 | 0 | 0 | 30774650 | 0 | 30774650 | 307.7465 | 9016.9725 | 0 | 23.7631 | 16.6658 | 2021-07-04 09:46
StdNResSpltPkgAC-65to134 | PreNResSpltPkgAC-65to-PEYes | Mtl | 1996 | CZ15 | cDXGF | 0 | None | 1 | 30000.07 | 267485.1 |  | 27653.42 | 0 | 57082.43 | 3059.689 | 166238.4 | 0 | 59.3076 | 13378.66 | 317.2135 | 11072.09 | 0 | 13.3121 | 0 | 0 | 3561516 | 0 | 3561516 | 35.6152 | 1043.5242 | 0 | 23.7631 | 16.6658 | 2021-07-04 09:46
StdNResSpltPkgAC-65to134 | PreNResSpltPkgAC-65to-PEYes | Mtl | 1996 | CZ16 | cDXGF | 0 | None | 1 | 30000.07 | 224346.3 |  | 27653.42 | 0 | 57082.43 | 46524.27 | 64500.33 | 0 | 442.4814 | 11366.95 | 4160.408 | 4666.501 | 0 | 16776.44 | 0 | 0 | 72493900 | 0 | 72493900 | 724.939 | 21240.7127 | 0 | 23.7631 | 16.6658 | 2021-07-04 09:47
StdNResSpltPkgAC-65to134 | PreNResSpltPkgAC-65to-PEYes | Mtl | 2003 | CZ01 | cDXGF | 0 | None | 1 | 30000.07 | 138498.7 |  | 27653.42 | 0 | 54573.23 | 35936.52 | 10164.35 | 0 | 295.7643 | 6525.458 | 3365.348 | 707.2382 | 0 | 3349.929 | 0 | 0 | 55091240 | 0 | 55091240 | 550.9124 | 16141.7333 | 0 | 23.7631 | 15.915 | 2021-07-04 09:47
StdNResSpltPkgAC-65to134 | PreNResSpltPkgAC-65to-PEYes | Mtl | 2003 | CZ02 | cDXGF | 0 | None | 1 | 30000.07 | 154359.8 |  | 27653.42 | 0 | 54573.23 | 25951.8 | 35704.34 | 0 | 164.8232 | 6388.82 | 2133.407 | 2719.283 | 0 | 3923.298 | 0 | 0 | 40255240 | 0 | 40255240 | 402.5524 | 11794.7853 | 0 | 23.7631 | 15.915 | 2021-07-04 09:48
StdNResSpltPkgAC-65to134 | PreNResSpltPkgAC-65to-PEYes | Mtl | 2003 | CZ03 | cDXGF | 0 | None | 1 | 30000.07 | 134729.3 |  | 27653.42 | 0 | 54573.23 | 18324.71 | 26574.93 | 0 | 126.0837 | 6794.76 | 1697.643 | 2194.993 | 0 | 682.1577 | 0 | 0 | 24421270 | 0 | 24421270 | 244.2127 | 7155.4321 | 0 | 23.7631 | 15.915 | 2021-07-04 09:48
StdNResSpltPkgAC-65to134 | PreNResSpltPkgAC-65to-PEYes | Mtl | 2003 | CZ04 | cDXGF | 0 | None | 1 | 30000.07 | 153412.6 |  | 27653.42 | 0 | 54573.23 | 16233.4 | 47249.02 | 0 | 96.5398 | 6592.121 | 1318.8 | 3627.733 | 0 | 1014.774 | 0 | 0 | 23950200 | 0 | 23950200 | 239.502 | 7017.4086 | 0 | 23.7631 | 15.915 | 2021-07-04 09:49
StdNResSpltPkgAC-65to134 | PreNResSpltPkgAC-65to-PEYes | Mtl | 2003 | CZ05 | cDXGF | 0 | None | 1 | 30000.07 | 138117.5 |  | 27653.42 | 0 | 54573.23 | 17873.44 | 29547.55 | 0 | 144.0994 | 6900.605 | 1697.622 | 2462.539 | 0 | 1425.089 | 0 | 0 | 25739160 | 0 | 25739160 | 257.3916 | 7541.5739 | 0 | 23.7631 | 15.915 | 2021-07-04 09:50
StdNResSpltPkgAC-65to134 | PreNResSpltPkgAC-65to-PEYes | Mtl | 2003 | CZ06 | cDXGF | 0 | None | 1 | 30000.07 | 154138 |  | 27653.42 | 0 | 54573.23 | 4654.047 | 59519.54 | 0 | 48.6353 | 7666.211 | 428.5911 | 4832.815 | 0 | 22.837 | 0 | 0 | 5487522 | 0 | 5487522 | 54.8752 | 1607.8439 | 0 | 23.7631 | 15.915 | 2021-07-04 09:50
StdNResSpltPkgAC-65to134 | PreNResSpltPkgAC-65to-PEYes | Mtl | 2003 | CZ07 | cDXGF | 0 | None | 1 | 30000.07 | 146746.6 |  | 27653.42 | 0 | 54573.23 | 3505.854 | 53608.79 | 0 | 23.9169 | 7381.374 | 289.2582 | 4497.102 | 0 | 0.020823 | 0 | 0 | 3151185 | 0 | 3151185 | 31.5118 | 923.2972 | 0 | 23.7631 | 15.915 | 2021-07-04 09:51
StdNResSpltPkgAC-65to134 | PreNResSpltPkgAC-65to-PEYes | Mtl | 2003 | CZ08 | cDXGF | 0 | None | 1 | 30000.07 | 165284.4 |  | 27653.42 | 0 | 54573.23 | 4678.58 | 71036.94 | 0 | 39.4888 | 7243.931 | 400.7794 | 5295.171 | 0 | 58.7853 | 0 | 0 | 6025352 | 0 | 6025352 | 60.2535 | 1765.4281 | 0 | 23.7631 | 15.915 | 2021-07-04 09:51
StdNResSpltPkgAC-65to134 | PreNResSpltPkgAC-65to-PEYes | Mtl | 2003 | CZ09 | cDXGF | 0 | None | 1 | 30000.07 | 166299.9 |  | 27653.42 | 0 | 54573.23 | 5843.333 | 70257.07 | 0 | 68.8568 | 7801.158 | 547.9659 | 5167.778 | 0 | 102.7603 | 0 | 0 | 8217000 | 0 | 8217000 | 82.17 | 2407.581 | 0 | 23.7631 | 15.915 | 2021-07-04 09:52
StdNResSpltPkgAC-65to134 | PreNResSpltPkgAC-65to-PEYes | Mtl | 2003 | CZ10 | cDXGF | 0 | None | 1 | 30000.07 | 170013.9 |  | 27653.42 | 0 | 54573.23 | 10842.51 | 67835.15 | 0 | 94.5458 | 7643.541 | 959.1338 | 4959.979 | 0 | 1371.447 | 0 | 0 | 15821200 | 0 | 15821200 | 158.212 | 4635.6116 | 0 | 23.7631 | 15.915 | 2021-07-04 09:52
StdNResSpltPkgAC-65to134 | PreNResSpltPkgAC-65to-PEYes | Mtl | 2003 | CZ11 | cDXGF | 0 | None | 1 | 30000.07 | 184395.1 |  | 27653.42 | 0 | 54573.23 | 23394.52 | 67478.38 | 0 | 186.3827 | 8434.392 | 2016.064 | 4780.253 | 0 | 2674.772 | 0 | 0 | 34422240 | 0 | 34422240 | 344.2224 | 10085.7163 | 0 | 23.7631 | 15.915 | 2021-07-04 09:53
StdNResSpltPkgAC-65to134 | PreNResSpltPkgAC-65to-PEYes | Mtl | 2003 | CZ12 | cDXGF | 0 | None | 1 | 30000.07 | 167705 |  | 27653.42 | 0 | 54573.23 | 21177.72 | 53929.55 | 0 | 155.9176 | 7506.701 | 1781.24 | 3984.22 | 0 | 2708.376 | 0 | 0 | 31503450 | 0 | 31503450 | 315.0345 | 9230.5108 | 0 | 23.7631 | 15.915 | 2021-07-04 09:53
StdNResSpltPkgAC-65to134 | PreNResSpltPkgAC-65to-PEYes | Mtl | 2003 | CZ13 | cDXGF | 0 | None | 1 | 30000.07 | 187430 |  | 27653.42 | 0 | 54573.23 | 17368.4 | 77117.84 | 0 | 163.0632 | 8643.977 | 1542.102 | 5494.351 | 0 | 1910.004 | 0 | 0 | 26257080 | 0 | 26257080 | 262.5708 | 7693.3244 | 0 | 23.7631 | 15.915 | 2021-07-04 09:54
StdNResSpltPkgAC-65to134 | PreNResSpltPkgAC-65to-PEYes | Mtl | 2003 | CZ14 | cDXGF | 0 | None | 1 | 30000.07 | 184411 |  | 27653.42 | 0 | 54573.23 | 22577.63 | 67746.89 | 0 | 192.1031 | 8460.738 | 1952.029 | 4892.853 | 0 | 3206.877 | 0 | 0 | 35300250 | 0 | 35300250 | 353.0025 | 10342.9733 | 0 | 23.7631 | 15.915 | 2021-07-04 09:55
StdNResSpltPkgAC-65to134 | PreNResSpltPkgAC-65to-PEYes | Mtl | 2003 | CZ15 | cDXGF | 0 | None | 1 | 30000.07 | 224932.7 |  | 27653.42 | 0 | 54573.23 | 3511.289 | 128091.2 | 0 | 53.7189 | 11035.28 | 364.618 | 8877.431 | 0 | 14.5518 | 0 | 0 | 4389221 | 0 | 4389221 | 43.8922 | 1286.0418 | 0 | 23.7631 | 15.915 | 2021-07-04 09:55
StdNResSpltPkgAC-65to134 | PreNResSpltPkgAC-65to-PEYes | Mtl | 2003 | CZ16 | cDXGF | 0 | None | 1 | 30000.07 | 197800.1 |  | 27653.42 | 0 | 54573.23 | 54778.02 | 31882.47 | 0 | 363.8242 | 9204.567 | 4591.724 | 2710.03 | 0 | 19344.54 | 0 | 0 | 79660940 | 0 | 79660940 | 796.6094 | 23340.6554 | 0 | 23.7631 | 15.915 | 2021-07-04 09:56
StdNResSpltPkgAC-65to134 | PreNResSpltPkgAC-65to-PEYes | Mtl | 2007 | CZ01 | cDXGF | 0 | None | 1 | 30000.07 | 134756.2 |  | 27653.42 | 0 | 54573.23 | 33322.55 | 9020.216 | 0 | 295.7643 | 6525.458 | 3365.348 | 707.2382 | 0 | 3365.518 | 0 | 0 | 55091240 | 0 | 55091240 | 550.9124 | 16141.7333 | 0 | 23.7631 | 15.915 | 2021-07-04 09:56
StdNResSpltPkgAC-65to134 | PreNResSpltPkgAC-65to-PEYes | Mtl | 2007 | CZ02 | cDXGF | 0 | None | 1 | 30000.07 | 148802 |  | 27653.42 | 0 | 54573.23 | 24063.23 | 32018.84 | 0 | 164.8232 | 6388.82 | 2133.407 | 2719.283 | 0 | 3939.585 | 0 | 0 | 40255240 | 0 | 40255240 | 402.5524 | 11794.7853 | 0 | 23.7631 | 15.915 | 2021-07-04 09:57
StdNResSpltPkgAC-65to134 | PreNResSpltPkgAC-65to-PEYes | Mtl | 2007 | CZ03 | cDXGF | 0 | None | 1 | 30000.07 | 130570.3 |  | 27653.42 | 0 | 54573.23 | 16992.66 | 23744.8 | 0 | 126.0837 | 6794.76 | 1697.643 | 2194.993 | 0 | 685.2742 | 0 | 0 | 24421270 | 0 | 24421270 | 244.2127 | 7155.4321 | 0 | 23.7631 | 15.915 | 2021-07-04 09:57
StdNResSpltPkgAC-65to134 | PreNResSpltPkgAC-65to-PEYes | Mtl | 2007 | CZ04 | cDXGF | 0 | None | 1 | 30000.07 | 147379.5 |  | 27653.42 | 0 | 54573.23 | 15053.02 | 42391.45 | 0 | 96.5398 | 6592.121 | 1318.8 | 3627.733 | 0 | 1019.614 | 0 | 0 | 23950200 | 0 | 23950200 | 239.502 | 7017.4086 | 0 | 23.7631 | 15.915 | 2021-07-04 09:58
StdNResSpltPkgAC-65to134 | PreNResSpltPkgAC-65to-PEYes | Mtl | 2007 | CZ05 | cDXGF | 0 | None | 1 | 30000.07 | 133712.6 |  | 27653.42 | 0 | 54573.23 | 16573.56 | 26435.86 | 0 | 144.0994 | 6900.605 | 1697.622 | 2462.539 | 0 | 1431.745 | 0 | 0 | 25739160 | 0 | 25739160 | 257.3916 | 7541.5739 | 0 | 23.7631 | 15.915 | 2021-07-04 09:58
StdNResSpltPkgAC-65to134 | PreNResSpltPkgAC-65to-PEYes | Mtl | 2007 | CZ06 | cDXGF | 0 | None | 1 | 30000.07 | 147719.1 |  | 27653.42 | 0 | 54573.23 | 4315.854 | 53438.76 | 0 | 48.6353 | 7666.211 | 428.5911 | 4832.815 | 0 | 22.988 | 0 | 0 | 5487522 | 0 | 5487522 | 54.8752 | 1607.8439 | 0 | 23.7631 | 15.915 | 2021-07-04 09:59
StdNResSpltPkgAC-65to134 | PreNResSpltPkgAC-65to-PEYes | Mtl | 2007 | CZ07 | cDXGF | 0 | None | 1 | 30000.07 | 140967.3 |  | 27653.42 | 0 | 54573.23 | 3251.115 | 48084.21 | 0 | 23.9169 | 7381.374 | 289.2582 | 4497.102 | 0 | 0.020823 | 0 | 0 | 3151185 | 0 | 3151185 | 31.5118 | 923.2972 | 0 | 23.7631 | 15.915 | 2021-07-04 10:00
StdNResSpltPkgAC-65to134 | PreNResSpltPkgAC-65to-PEYes | Mtl | 2007 | CZ08 | cDXGF | 0 | None | 1 | 30000.07 | 157688.8 |  | 27653.42 | 0 | 54573.23 | 4338.592 | 63781.12 | 0 | 39.4888 | 7243.931 | 400.7794 | 5295.171 | 0 | 58.9945 | 0 | 0 | 6025352 | 0 | 6025352 | 60.2535 | 1765.4281 | 0 | 23.7631 | 15.915 | 2021-07-04 10:00
StdNResSpltPkgAC-65to134 | PreNResSpltPkgAC-65to-PEYes | Mtl | 2007 | CZ09 | cDXGF | 0 | None | 1 | 30000.07 | 158656.1 |  | 27653.42 | 0 | 54573.23 | 5418.628 | 63037.29 | 0 | 68.8568 | 7801.158 | 547.9659 | 5167.778 | 0 | 103.4559 | 0 | 0 | 8217000 | 0 | 8217000 | 82.17 | 2407.581 | 0 | 23.7631 | 15.915 | 2021-07-04 10:01
StdNResSpltPkgAC-65to134 | PreNResSpltPkgAC-65to-PEYes | Mtl | 2007 | CZ10 | cDXGF | 0 | None | 1 | 30000.07 | 162361 |  | 27653.42 | 0 | 54573.23 | 10053.67 | 60965.41 | 0 | 94.5458 | 7643.541 | 959.1338 | 4959.979 | 0 | 1377.198 | 0 | 0 | 15821200 | 0 | 15821200 | 158.212 | 4635.6116 | 0 | 23.7631 | 15.915 | 2021-07-04 10:01
StdNResSpltPkgAC-65to134 | PreNResSpltPkgAC-65to-PEYes | Mtl | 2007 | CZ11 | cDXGF | 0 | None | 1 | 30000.07 | 175887 |  | 27653.42 | 0 | 54573.23 | 21692.39 | 60659.64 | 0 | 186.3827 | 8434.392 | 2016.064 | 4780.253 | 0 | 2687.516 | 0 | 0 | 34422240 | 0 | 34422240 | 344.2224 | 10085.7163 | 0 | 23.7631 | 15.915 | 2021-07-04 10:02
StdNResSpltPkgAC-65to134 | PreNResSpltPkgAC-65to-PEYes | Mtl | 2007 | CZ12 | cDXGF | 0 | None | 1 | 30000.07 | 160654.7 |  | 27653.42 | 0 | 54573.23 | 19636.68 | 48407.58 | 0 | 155.9176 | 7506.701 | 1781.24 | 3984.22 | 0 | 2721.092 | 0 | 0 | 31503450 | 0 | 31503450 | 315.0345 | 9230.5108 | 0 | 23.7631 | 15.915 | 2021-07-04 10:02
StdNResSpltPkgAC-65to134 | PreNResSpltPkgAC-65to-PEYes | Mtl | 2007 | CZ13 | cDXGF | 0 | None | 1 | 30000.07 | 178371.4 |  | 27653.42 | 0 | 54573.23 | 16104.79 | 69313.74 | 0 | 163.0632 | 8643.977 | 1542.102 | 5494.351 | 0 | 1919.112 | 0 | 0 | 26257080 | 0 | 26257080 | 262.5708 | 7693.3244 | 0 | 23.7631 | 15.915 | 2021-07-04 10:03
StdNResSpltPkgAC-65to134 | PreNResSpltPkgAC-65to-PEYes | Mtl | 2007 | CZ14 | cDXGF | 0 | None | 1 | 30000.07 | 175909.1 |  | 27653.42 | 0 | 54573.23 | 20934.3 | 60872.37 | 0 | 192.1031 | 8460.738 | 1952.029 | 4892.853 | 0 | 3222.834 | 0 | 0 | 35300250 | 0 | 35300250 | 353.0025 | 10342.9733 | 0 | 23.7631 | 15.915 | 2021-07-04 10:03
StdNResSpltPkgAC-65to134 | PreNResSpltPkgAC-65to-PEYes | Mtl | 2007 | CZ15 | cDXGF | 0 | None | 1 | 30000.07 | 211899.7 |  | 27653.42 | 0 | 54573.23 | 3256.136 | 115313.2 | 0 | 53.7189 | 11035.28 | 364.618 | 8877.431 | 0 | 14.6616 | 0 | 0 | 4389221 | 0 | 4389221 | 43.8922 | 1286.0418 | 0 | 23.7631 | 15.915 | 2021-07-04 10:04
StdNResSpltPkgAC-65to134 | PreNResSpltPkgAC-65to-PEYes | Mtl | 2007 | CZ16 | cDXGF | 0 | None | 1 | 30000.07 | 190527 |  | 27653.42 | 0 | 54573.23 | 50782.98 | 28520.83 | 0 | 363.8242 | 9204.567 | 4591.724 | 2710.03 | 0 | 19428.09 | 0 | 0 | 79660940 | 0 | 79660940 | 796.6094 | 23340.6554 | 0 | 23.7631 | 15.915 | 2021-07-04 10:05
StdNResSpltPkgAC-65to134 | PreNResSpltPkgAC-65to-PEYes | Mtl | 2011 | CZ01 | cDXGF | 0 | None | 1 | 30000.07 | 132965.3 |  | 27653.42 | 0 | 54573.23 | 31676.01 | 9099.538 | 0 | 295.7643 | 6448.626 | 3255.259 | 710.7805 | 0 | 3218.676 | 0 | 0 | 52927070 | 0 | 52927070 | 529.2707 | 15507.6315 | 0 | 23.7631 | 15.915 | 2021-07-04 10:05
StdNResSpltPkgAC-65to134 | PreNResSpltPkgAC-65to-PEYes | Mtl | 2011 | CZ02 | cDXGF | 0 | None | 1 | 30000.07 | 145356 |  | 27653.42 | 0 | 54573.23 | 21358.44 | 31794.65 | 0 | 160.8537 | 6168.188 | 1924.579 | 2711.917 | 0 | 3647.262 | 0 | 0 | 36556760 | 0 | 36556760 | 365.5676 | 10711.1307 | 0 | 23.7631 | 15.915 | 2021-07-04 10:06
StdNResSpltPkgAC-65to134 | PreNResSpltPkgAC-65to-PEYes | Mtl | 2011 | CZ03 | cDXGF | 0 | None | 1 | 30000.07 | 128115.2 |  | 27653.42 | 0 | 54573.23 | 14239.33 | 24285.11 | 0 | 124.1302 | 6633.639 | 1460.836 | 2252.453 | 0 | 606.3069 | 0 | 0 | 20868560 | 0 | 20868560 | 208.6856 | 6114.4881 | 0 | 23.7631 | 15.915 | 2021-07-04 10:06
StdNResSpltPkgAC-65to134 | PreNResSpltPkgAC-65to-PEYes | Mtl | 2011 | CZ04 | cDXGF | 0 | None | 1 | 30000.07 | 143550.5 |  | 27653.42 | 0 | 54573.23 | 11842.64 | 42176.31 | 0 | 92.9906 | 6317.21 | 1083.775 | 3636.964 | 0 | 894.6965 | 0 | 0 | 19835450 | 0 | 19835450 | 198.3545 | 5811.7869 | 0 | 23.7631 | 15.915 | 2021-07-04 10:07
StdNResSpltPkgAC-65to134 | PreNResSpltPkgAC-65to-PEYes | Mtl | 2011 | CZ05 | cDXGF | 0 | None | 1 | 30000.07 | 130969.2 |  | 27653.42 | 0 | 54573.23 | 13754.99 | 26868.2 | 0 | 141.8634 | 6727.278 | 1453.466 | 2510.101 | 0 | 1250.186 | 0 | 0 | 21902070 | 0 | 21902070 | 219.0207 | 6417.3065 | 0 | 23.7631 | 15.915 | 2021-07-04 10:07
StdNResSpltPkgAC-65to134 | PreNResSpltPkgAC-65to-PEYes | Mtl | 2011 | CZ06 | cDXGF | 0 | None | 1 | 30000.07 | 147250.1 |  | 27653.42 | 0 | 54573.23 | 3265.255 | 54104.61 | 0 | 47.7869 | 7587 | 331.7795 | 4886.289 | 0 | 18.7346 | 0 | 0 | 4093571 | 0 | 4093571 | 40.9357 | 1199.4163 | 0 | 23.7631 | 15.915 | 2021-07-04 10:08
StdNResSpltPkgAC-65to134 | PreNResSpltPkgAC-65to-PEYes | Mtl | 2011 | CZ07 | cDXGF | 0 | None | 1 | 30000.07 | 140853 |  | 27653.42 | 0 | 54573.23 | 2377.771 | 48900.96 | 0 | 23.5247 | 7324.113 | 212.8318 | 4565.713 | 0 | 6.401371e-06 | 0 | 0 | 2168550 | 0 | 2168550 | 21.6855 | 635.3852 | 0 | 23.7631 | 15.915 | 2021-07-04 10:08
StdNResSpltPkgAC-65to134 | PreNResSpltPkgAC-65to-PEYes | Mtl | 2011 | CZ08 | cDXGF | 0 | None | 1 | 30000.07 | 155689.7 |  | 27653.42 | 0 | 54573.23 | 2903.561 | 63454.42 | 0 | 37.6319 | 7018.701 | 281.7102 | 5284.179 | 0 | 48.6666 | 0 | 0 | 4097602 | 0 | 4097602 | 40.976 | 1200.5974 | 0 | 23.7631 | 15.915 | 2021-07-04 10:09
StdNResSpltPkgAC-65to134 | PreNResSpltPkgAC-65to-PEYes | Mtl | 2011 | CZ09 | cDXGF | 0 | None | 1 | 30000.07 | 156207.5 |  | 27653.42 | 0 | 54573.23 | 3671.505 | 62635.27 | 0 | 65.7482 | 7526.138 | 391.9461 | 5146.878 | 0 | 82.1749 | 0 | 0 | 5801402 | 0 | 5801402 | 58.014 | 1699.8108 | 0 | 23.7631 | 15.915 | 2021-07-04 10:10
StdNResSpltPkgAC-65to134 | PreNResSpltPkgAC-65to-PEYes | Mtl | 2011 | CZ10 | cDXGF | 0 | None | 1 | 30000.07 | 160023.7 |  | 27653.42 | 0 | 54573.23 | 8671.749 | 60310.66 | 0 | 92.1401 | 7452.407 | 847.3484 | 4920.889 | 0 | 1270.051 | 0 | 0 | 14068150 | 0 | 14068150 | 140.6815 | 4121.968 | 0 | 23.7631 | 15.915 | 2021-07-04 10:10
StdNResSpltPkgAC-65to134 | PreNResSpltPkgAC-65to-PEYes | Mtl | 2011 | CZ11 | cDXGF | 0 | None | 1 | 30000.07 | 170070.8 |  | 27653.42 | 0 | 54573.23 | 18086.23 | 59187.43 | 0 | 179.3032 | 8036.042 | 1729.187 | 4693.687 | 0 | 2355.127 | 0 | 0 | 29804840 | 0 | 29804840 | 298.0484 | 8732.8181 | 0 | 23.7631 | 15.915 | 2021-07-04 10:11
StdNResSpltPkgAC-65to134 | PreNResSpltPkgAC-65to-PEYes | Mtl | 2011 | CZ12 | cDXGF | 0 | None | 1 | 30000.07 | 157536.6 |  | 27653.42 | 0 | 54573.23 | 17490.29 | 47856.8 | 0 | 152.1487 | 7288.025 | 1613.804 | 3954.763 | 0 | 2522.626 | 0 | 0 | 28714920 | 0 | 28714920 | 287.1492 | 8413.4716 | 0 | 23.7631 | 15.915 | 2021-07-04 10:11
StdNResSpltPkgAC-65to134 | PreNResSpltPkgAC-65to-PEYes | Mtl | 2011 | CZ13 | cDXGF | 0 | None | 1 | 30000.07 | 174885.2 |  | 27653.42 | 0 | 54573.23 | 14274.29 | 68072.3 | 0 | 158.4984 | 8382.476 | 1392.15 | 5410.671 | 0 | 1770.933 | 0 | 0 | 23927910 | 0 | 23927910 | 239.2791 | 7010.8776 | 0 | 23.7631 | 15.915 | 2021-07-04 10:12
StdNResSpltPkgAC-65to134 | PreNResSpltPkgAC-65to-PEYes | Mtl | 2011 | CZ14 | cDXGF | 0 | None | 1 | 30000.07 | 170255.9 |  | 27653.42 | 0 | 54573.23 | 17332.54 | 59582.46 | 0 | 183.822 | 8044.471 | 1656.262 | 4804.144 | 0 | 2885.88 | 0 | 0 | 30415830 | 0 | 30415830 | 304.1583 | 8911.8382 | 0 | 23.7631 | 15.915 | 2021-07-04 10:12
StdNResSpltPkgAC-65to134 | PreNResSpltPkgAC-65to-PEYes | Mtl | 2011 | CZ15 | cDXGF | 0 | None | 1 | 30000.07 | 206852.5 |  | 27653.42 | 0 | 54573.23 | 2339.575 | 111599.3 | 0 | 51.6801 | 10623.54 | 276.0061 | 8617.957 | 0 | 11.7294 | 0 | 0 | 3251433 | 0 | 3251433 | 32.5143 | 952.6699 | 0 | 23.7631 | 15.915 | 2021-07-04 10:13
StdNResSpltPkgAC-65to134 | PreNResSpltPkgAC-65to-PEYes | Mtl | 2011 | CZ16 | cDXGF | 0 | None | 1 | 30000.07 | 184534.4 |  | 27653.42 | 0 | 54573.23 | 46611.13 | 28440.15 | 0 | 359.4011 | 8915.594 | 4285.276 | 2711.981 | 0 | 17981.47 | 0 | 0 | 74045510 | 0 | 74045510 | 740.4551 | 21695.3344 | 0 | 23.7631 | 15.915 | 2021-07-04 10:13
StdNResSpltPkgAC-65to134 | PreNResSpltPkgAC-65to-PEYes | Mtl | 2015 | CZ01 | cDXGF | 0 | None | 1 | 30000.07 | 117456 |  | 27653.42 | 0 | 54573.23 | 18757.77 | 8462.19 | 0 | 272.2126 | 5539.696 | 2225.017 | 709.956 | 0 | 2197.45 | 0 | 0 | 37940900 | 0 | 37940900 | 379.409 | 11116.6837 | 0 | 23.7631 | 15.915 | 2021-07-04 10:14
StdNResSpltPkgAC-65to134 | PreNResSpltPkgAC-65to-PEYes | Mtl | 2015 | CZ02 | cDXGF | 0 | None | 1 | 30000.07 | 130638.9 |  | 27653.42 | 0 | 54573.23 | 12374.51 | 27691.96 | 0 | 144.9957 | 5425.26 | 1290.13 | 2569.438 | 0 | 2775.408 | 0 | 0 | 27254900 | 0 | 27254900 | 272.549 | 7985.6857 | 0 | 23.7631 | 15.915 | 2021-07-04 10:15
StdNResSpltPkgAC-65to134 | PreNResSpltPkgAC-65to-PEYes | Mtl | 2015 | CZ03 | cDXGF | 0 | None | 1 | 30000.07 | 118118 |  | 27653.42 | 0 | 54573.23 | 7970.604 | 21481.2 | 0 | 113.6637 | 5915.165 | 902.0803 | 2164.148 | 0 | 410.6267 | 0 | 0 | 13503430 | 0 | 13503430 | 135.0343 | 3956.505 | 0 | 23.7631 | 15.915 | 2021-07-04 10:15
StdNResSpltPkgAC-65to134 | PreNResSpltPkgAC-65to-PEYes | Mtl | 2015 | CZ04 | cDXGF | 0 | None | 1 | 30000.07 | 130568.9 |  | 27653.42 | 0 | 54573.23 | 6603.677 | 35435.55 | 0 | 83.2854 | 5554.962 | 685.412 | 3360.515 | 0 | 664.7512 | 0 | 0 | 13556380 | 0 | 13556380 | 135.5638 | 3972.0193 | 0 | 23.7631 | 15.915 | 2021-07-04 10:16
StdNResSpltPkgAC-65to134 | PreNResSpltPkgAC-65to-PEYes | Mtl | 2015 | CZ05 | cDXGF | 0 | None | 1 | 30000.07 | 120128.4 |  | 27653.42 | 0 | 54573.23 | 7707.763 | 23268.43 | 0 | 130.1362 | 5984.873 | 896.8105 | 2370.513 | 0 | 810.479 | 0 | 0 | 14082420 | 0 | 14082420 | 140.8242 | 4126.1491 | 0 | 23.7631 | 15.915 | 2021-07-04 10:16
StdNResSpltPkgAC-65to134 | PreNResSpltPkgAC-65to-PEYes | Mtl | 2015 | CZ06 | cDXGF | 0 | None | 1 | 30000.07 | 132583.8 |  | 27653.42 | 0 | 54573.23 | 2632.009 | 41037.76 | 0 | 43.9923 | 6628.384 | 278.8019 | 4152.197 | 0 | 14.9198 | 0 | 0 | 3431452 | 0 | 3431452 | 34.3145 | 1005.4154 | 0 | 23.7631 | 15.915 | 2021-07-04 10:17
StdNResSpltPkgAC-65to134 | PreNResSpltPkgAC-65to-PEYes | Mtl | 2015 | CZ07 | cDXGF | 0 | None | 1 | 30000.07 | 127540.8 |  | 27653.42 | 0 | 54573.23 | 1999.62 | 36870.83 | 0 | 21.6885 | 6421.925 | 181.798 | 3891.573 | 0 | 2.853159e-06 | 0 | 0 | 1754228 | 0 | 1754228 | 17.5423 | 513.9888 | 0 | 23.7631 | 15.915 | 2021-07-04 10:17
StdNResSpltPkgAC-65to134 | PreNResSpltPkgAC-65to-PEYes | Mtl | 2015 | CZ08 | cDXGF | 0 | None | 1 | 30000.07 | 139885.8 |  | 27653.42 | 0 | 54573.23 | 2360.15 | 49102.96 | 0 | 34.8214 | 6103.663 | 236.5778 | 4520.597 | 0 | 57.5299 | 0 | 0 | 3385409 | 0 | 3385409 | 33.8541 | 991.9248 | 0 | 23.7631 | 15.915 | 2021-07-04 10:18
StdNResSpltPkgAC-65to134 | PreNResSpltPkgAC-65to-PEYes | Mtl | 2015 | CZ09 | cDXGF | 0 | None | 1 | 30000.07 | 140011.6 |  | 27653.42 | 0 | 54573.23 | 3059.457 | 47952.51 | 0 | 61.4275 | 6598.457 | 341.3104 | 4383.271 | 0 | 113.0365 | 0 | 0 | 4890823 | 0 | 4890823 | 48.9082 | 1433.0111 | 0 | 23.7631 | 15.915 | 2021-07-04 10:18
StdNResSpltPkgAC-65to134 | PreNResSpltPkgAC-65to-PEYes | Mtl | 2015 | CZ10 | cDXGF | 0 | None | 1 | 30000.07 | 146249.8 |  | 27653.42 | 0 | 54573.23 | 4483.719 | 51868.07 | 0 | 84.5923 | 6684.299 | 511.0547 | 4578.273 | 0 | 902.4929 | 0 | 0 | 8829295 | 0 | 8829295 | 88.293 | 2586.9834 | 0 | 23.7631 | 15.915 | 2021-07-04 10:19
StdNResSpltPkgAC-65to134 | PreNResSpltPkgAC-65to-PEYes | Mtl | 2015 | CZ11 | cDXGF | 0 | None | 1 | 30000.07 | 150668.2 |  | 27653.42 | 0 | 54573.23 | 9674.719 | 50003.11 | 0 | 163.7611 | 7006.824 | 1092.553 | 4311.197 | 0 | 1593.109 | 0 | 0 | 20182500 | 0 | 20182500 | 201.825 | 5913.4725 | 0 | 23.7631 | 15.915 | 2021-07-04 10:20
StdNResSpltPkgAC-65to134 | PreNResSpltPkgAC-65to-PEYes | Mtl | 2015 | CZ12 | cDXGF | 0 | None | 1 | 30000.07 | 141768.8 |  | 27653.42 | 0 | 54573.23 | 10012.57 | 41128.78 | 0 | 138.8026 | 6424.114 | 1062.573 | 3697.544 | 0 | 1837.873 | 0 | 0 | 20407740 | 0 | 20407740 | 204.0774 | 5979.4678 | 0 | 23.7631 | 15.915 | 2021-07-04 10:20
StdNResSpltPkgAC-65to134 | PreNResSpltPkgAC-65to-PEYes | Mtl | 2015 | CZ13 | cDXGF | 0 | None | 1 | 30000.07 | 156381.3 |  | 27653.42 | 0 | 54573.23 | 7998.604 | 57323.35 | 0 | 145.8895 | 7415.462 | 917.6672 | 4951.05 | 0 | 1271.321 | 0 | 0 | 16925870 | 0 | 16925870 | 169.2587 | 4959.2799 | 0 | 23.7631 | 15.915 | 2021-07-04 10:21
StdNResSpltPkgAC-65to134 | PreNResSpltPkgAC-65to-PEYes | Mtl | 2015 | CZ14 | cDXGF | 0 | None | 1 | 30000.07 | 151584.1 |  | 27653.42 | 0 | 54573.23 | 9323.203 | 50627.4 | 0 | 170.2177 | 7084.502 | 1074.113 | 4439.036 | 0 | 2152.109 | 0 | 0 | 20996660 | 0 | 20996660 | 209.9666 | 6152.0214 | 0 | 23.7631 | 15.915 | 2021-07-04 10:21
StdNResSpltPkgAC-65to134 | PreNResSpltPkgAC-65to-PEYes | Mtl | 2015 | CZ15 | cDXGF | 0 | None | 1 | 30000.07 | 185569.4 |  | 27653.42 | 0 | 54573.23 | 960.8785 | 92741.31 | 0 | 48.3378 | 9586.076 | 119.6479 | 7802.168 | 0 | 6.0351 | 0 | 0 | 1242019 | 0 | 1242019 | 12.4202 | 363.9116 | 0 | 23.7631 | 15.915 | 2021-07-04 10:22
StdNResSpltPkgAC-65to134 | PreNResSpltPkgAC-65to-PEYes | Mtl | 2015 | CZ16 | cDXGF | 0 | None | 1 | 30000.07 | 158885.2 |  | 27653.42 | 0 | 54573.23 | 30978.11 | 23722.4 | 0 | 329.0691 | 7643.328 | 3261.507 | 2500.056 | 0 | 13985.55 | 0 | 0 | 59042570 | 0 | 59042570 | 590.4257 | 17299.473 | 0 | 23.7631 | 15.915 | 2021-07-04 10:22
StdNResSpltPkgAC-65to134 | PreNResSpltPkgAC-65to-PEYes | Mtl | 2017 | CZ01 | cDXGF | 0 | None | 1 | 30000.07 | 116683.8 |  | 26923 | 0 | 54573.23 | 18757.78 | 8446.652 | 0 | 270.7349 | 5514.915 | 2249.202 | 697.5078 | 0 | 2197.451 | 0 | 0 | 38985100 | 0 | 38985100 | 389.851 | 11422.6343 | 0 | 23.5846 | 15.915 | 2021-07-04 10:23
StdNResSpltPkgAC-65to134 | PreNResSpltPkgAC-65to-PEYes | Mtl | 2017 | CZ02 | cDXGF | 0 | None | 1 | 30000.07 | 129827.3 |  | 26923 | 0 | 54573.23 | 12374.52 | 27635.74 | 0 | 144.251 | 5401.065 | 1303.426 | 2549.375 | 0 | 2775.409 | 0 | 0 | 27793000 | 0 | 27793000 | 277.93 | 8143.349 | 0 | 23.5846 | 15.915 | 2021-07-04 10:23
StdNResSpltPkgAC-65to134 | PreNResSpltPkgAC-65to-PEYes | Mtl | 2017 | CZ03 | cDXGF | 0 | None | 1 | 30000.07 | 116787.1 |  | 26923 | 0 | 54573.23 | 7217.607 | 21714.23 | 0 | 113.147 | 5867.177 | 854.658 | 2159.744 | 0 | 378.691 | 0 | 0 | 12700590 | 0 | 12700590 | 127.0059 | 3721.2729 | 0 | 23.5846 | 15.915 | 2021-07-04 10:24
StdNResSpltPkgAC-65to134 | PreNResSpltPkgAC-65to-PEYes | Mtl | 2017 | CZ04 | cDXGF | 0 | None | 1 | 30000.07 | 129738.6 |  | 26923 | 0 | 54573.23 | 6603.675 | 35360.84 | 0 | 82.8828 | 5530.226 | 694.2207 | 3333.637 | 0 | 664.7479 | 0 | 0 | 13949150 | 0 | 13949150 | 139.4915 | 4087.101 | 0 | 23.5846 | 15.915 | 2021-07-04 10:24
StdNResSpltPkgAC-65to134 | PreNResSpltPkgAC-65to-PEYes | Mtl | 2017 | CZ05 | cDXGF | 0 | None | 1 | 30000.07 | 118675.6 |  | 26923 | 0 | 54573.23 | 6934.687 | 23447.66 | 0 | 129.5202 | 5930.843 | 845.5453 | 2362.54 | 0 | 736.5662 | 0 | 0 | 13294550 | 0 | 13294550 | 132.9455 | 3895.3032 | 0 | 23.5846 | 15.915 | 2021-07-04 10:25
StdNResSpltPkgAC-65to134 | PreNResSpltPkgAC-65to-PEYes | Mtl | 2017 | CZ06 | cDXGF | 0 | None | 1 | 30000.07 | 131518.2 |  | 26923 | 0 | 54573.23 | 2286.432 | 41085.14 | 0 | 43.8014 | 6593.966 | 253.4007 | 4135.671 | 0 | 12.5677 | 0 | 0 | 2983991 | 0 | 2983991 | 29.8399 | 874.3094 | 0 | 23.5846 | 15.915 | 2021-07-04 10:26
StdNResSpltPkgAC-65to134 | PreNResSpltPkgAC-65to-PEYes | Mtl | 2017 | CZ07 | cDXGF | 0 | None | 1 | 30000.07 | 126690 |  | 26923 | 0 | 54573.23 | 1999.614 | 36778.57 | 0 | 21.5935 | 6393.991 | 184.1054 | 3858.695 | 0 | 2.853159e-06 | 0 | 0 | 1800636 | 0 | 1800636 | 18.0064 | 527.5863 | 0 | 23.5846 | 15.915 | 2021-07-04 10:26
StdNResSpltPkgAC-65to134 | PreNResSpltPkgAC-65to-PEYes | Mtl | 2017 | CZ08 | cDXGF | 0 | None | 1 | 30000.07 | 139024.3 |  | 26923 | 0 | 54573.23 | 2360.153 | 48998.16 | 0 | 34.6649 | 6077.477 | 240.2901 | 4490.341 | 0 | 57.53 | 0 | 0 | 3477736 | 0 | 3477736 | 34.7774 | 1018.9766 | 0 | 23.5846 | 15.915 | 2021-07-04 10:27
StdNResSpltPkgAC-65to134 | PreNResSpltPkgAC-65to-PEYes | Mtl | 2017 | CZ09 | cDXGF | 0 | None | 1 | 30000.07 | 139167.4 |  | 26923 | 0 | 54573.23 | 3059.461 | 47862.13 | 0 | 61.1844 | 6575.321 | 346.8585 | 4354.869 | 0 | 113.0368 | 0 | 0 | 5053875 | 0 | 5053875 | 50.5388 | 1480.7854 | 0 | 23.5846 | 15.915 | 2021-07-04 10:27
StdNResSpltPkgAC-65to134 | PreNResSpltPkgAC-65to-PEYes | Mtl | 2017 | CZ10 | cDXGF | 0 | None | 1 | 30000.07 | 145400.9 |  | 26923 | 0 | 54573.23 | 4483.728 | 51773.73 | 0 | 84.2481 | 6660.507 | 518.5735 | 4551.576 | 0 | 902.4927 | 0 | 0 | 9074997 | 0 | 9074997 | 90.75 | 2658.9741 | 0 | 23.5846 | 15.915 | 2021-07-04 10:28
StdNResSpltPkgAC-65to134 | PreNResSpltPkgAC-65to-PEYes | Mtl | 2017 | CZ11 | cDXGF | 0 | None | 1 | 30000.07 | 149828.7 |  | 26923 | 0 | 54573.23 | 9674.738 | 49918.11 | 0 | 163.1024 | 6983.375 | 1103.057 | 4288.049 | 0 | 1593.111 | 0 | 0 | 20542360 | 0 | 20542360 | 205.4236 | 6018.9115 | 0 | 23.5846 | 15.915 | 2021-07-04 10:28
StdNResSpltPkgAC-65to134 | PreNResSpltPkgAC-65to-PEYes | Mtl | 2017 | CZ12 | cDXGF | 0 | None | 1 | 30000.07 | 140941.5 |  | 26923 | 0 | 54573.23 | 10012.57 | 41056.54 | 0 | 138.2089 | 6400.029 | 1074.162 | 3674.26 | 0 | 1837.874 | 0 | 0 | 20870230 | 0 | 20870230 | 208.7023 | 6114.9774 | 0 | 23.5846 | 15.915 | 2021-07-04 10:29
StdNResSpltPkgAC-65to134 | PreNResSpltPkgAC-65to-PEYes | Mtl | 2017 | CZ13 | cDXGF | 0 | None | 1 | 30000.07 | 155534 |  | 26923 | 0 | 54573.23 | 7998.62 | 57230.94 | 0 | 145.3293 | 7391.448 | 929.3869 | 4926.834 | 0 | 1271.32 | 0 | 0 | 17282300 | 0 | 17282300 | 172.823 | 5063.7139 | 0 | 23.5846 | 15.915 | 2021-07-04 10:29
StdNResSpltPkgAC-65to134 | PreNResSpltPkgAC-65to-PEYes | Mtl | 2017 | CZ14 | cDXGF | 0 | None | 1 | 30000.07 | 150746.2 |  | 26923 | 0 | 54573.23 | 9323.219 | 50543.41 | 0 | 169.5441 | 7061.664 | 1084.84 | 4416.977 | 0 | 2152.111 | 0 | 0 | 21452910 | 0 | 21452910 | 214.5291 | 6285.7026 | 0 | 23.5846 | 15.915 | 2021-07-04 10:30
StdNResSpltPkgAC-65to134 | PreNResSpltPkgAC-65to-PEYes | Mtl | 2017 | CZ15 | cDXGF | 0 | None | 1 | 30000.07 | 184682 |  | 26923 | 0 | 54573.23 | 960.8829 | 92608.66 | 0 | 48.1837 | 9562.002 | 122.2528 | 7774.248 | 0 | 6.0351 | 0 | 0 | 1280703 | 0 | 1280703 | 12.807 | 375.246 | 0 | 23.5846 | 15.915 | 2021-07-04 10:31
StdNResSpltPkgAC-65to134 | PreNResSpltPkgAC-65to-PEYes | Mtl | 2017 | CZ16 | cDXGF | 0 | None | 1 | 30000.07 | 158086.4 |  | 26923 | 0 | 54573.23 | 30978.09 | 23680.76 | 0 | 327.5705 | 7618.105 | 3275.15 | 2482.479 | 0 | 13985.56 | 0 | 0 | 60014060 | 0 | 60014060 | 600.1406 | 17584.1196 | 0 | 23.5846 | 15.915 | 2021-07-04 10:31
StdNResSpltPkgAC-65to134 | PreNResSpltPkgAC-65to-PEYes | Mtl | 2020 | CZ01 | cDXGF | 0 | None | 1 | 30000.07 | 114165.3 |  | 24477.74 | 0 | 54573.23 | 18813.71 | 8373.319 | 0 | 267.2767 | 5459.052 | 2361.049 | 672.6486 | 0 | 2200.879 | 0 | 0 | 43767760 | 0 | 43767760 | 437.6776 | 12823.9537 | 0 | 22.9621 | 15.915 | 2021-07-04 10:32
StdNResSpltPkgAC-65to134 | PreNResSpltPkgAC-65to-PEYes | Mtl | 2020 | CZ02 | cDXGF | 0 | None | 1 | 30000.07 | 127133.6 |  | 24477.74 | 0 | 54573.23 | 12427.69 | 27404.21 | 0 | 141.7401 | 5326.088 | 1358.901 | 2486.615 | 0 | 2782.834 | 0 | 0 | 30983360 | 0 | 30983360 | 309.8336 | 9078.1245 | 0 | 22.9621 | 15.915 | 2021-07-04 10:32
StdNResSpltPkgAC-65to134 | PreNResSpltPkgAC-65to-PEYes | Mtl | 2020 | CZ03 | cDXGF | 0 | None | 1 | 30000.07 | 114132.5 |  | 24477.74 | 0 | 54573.23 | 7252.379 | 21534.44 | 0 | 111.8894 | 5803.456 | 917.2451 | 2094.731 | 0 | 379.314 | 0 | 0 | 14613970 | 0 | 14613970 | 146.1397 | 4281.8932 | 0 | 22.9621 | 15.915 | 2021-07-04 10:33
StdNResSpltPkgAC-65to134 | PreNResSpltPkgAC-65to-PEYes | Mtl | 2020 | CZ04 | cDXGF | 0 | None | 1 | 30000.07 | 127020.8 |  | 24477.74 | 0 | 54573.23 | 6642.582 | 35081.23 | 0 | 81.5458 | 5497.613 | 743.4301 | 3263.104 | 0 | 666.8728 | 0 | 0 | 15790580 | 0 | 15790580 | 157.9058 | 4626.6399 | 0 | 22.9621 | 15.915 | 2021-07-04 10:33
StdNResSpltPkgAC-65to134 | PreNResSpltPkgAC-65to-PEYes | Mtl | 2020 | CZ05 | cDXGF | 0 | None | 1 | 30000.07 | 116000.8 |  | 24477.74 | 0 | 54573.23 | 6971.76 | 23248.14 | 0 | 127.9655 | 5863.446 | 910.9247 | 2297.859 | 0 | 738.5411 | 0 | 0 | 15341150 | 0 | 15341150 | 153.4115 | 4494.9569 | 0 | 22.9621 | 15.915 | 2021-07-04 10:34
StdNResSpltPkgAC-65to134 | PreNResSpltPkgAC-65to-PEYes | Mtl | 2020 | CZ06 | cDXGF | 0 | None | 1 | 30000.07 | 128689.7 |  | 24477.74 | 0 | 54573.23 | 2305.607 | 40747.61 | 0 | 43.3352 | 6529.517 | 281.1132 | 4057.085 | 0 | 12.6252 | 0 | 0 | 3648223 | 0 | 3648223 | 36.4822 | 1068.9293 | 0 | 22.9621 | 15.915 | 2021-07-04 10:35
StdNResSpltPkgAC-65to134 | PreNResSpltPkgAC-65to-PEYes | Mtl | 2020 | CZ07 | cDXGF | 0 | None | 1 | 30000.07 | 123881.7 |  | 24477.74 | 0 | 54573.23 | 2018.261 | 36464.05 | 0 | 21.3625 | 6327.058 | 206.5066 | 3772.531 | 0 | 0 | 0 | 0 | 2243568 | 0 | 2243568 | 22.4357 | 657.3654 | 0 | 22.9621 | 15.915 | 2021-07-04 10:35
StdNResSpltPkgAC-65to134 | PreNResSpltPkgAC-65to-PEYes | Mtl | 2020 | CZ08 | cDXGF | 0 | None | 1 | 30000.07 | 136125.8 |  | 24477.74 | 0 | 54573.23 | 2384.596 | 48604.03 | 0 | 34.1075 | 5994.045 | 262.9855 | 4393.413 | 0 | 57.9648 | 0 | 0 | 4232265 | 0 | 4232265 | 42.3227 | 1240.0536 | 0 | 22.9621 | 15.915 | 2021-07-04 10:36
StdNResSpltPkgAC-65to134 | PreNResSpltPkgAC-65to-PEYes | Mtl | 2020 | CZ09 | cDXGF | 0 | None | 1 | 30000.07 | 136343.9 |  | 24477.74 | 0 | 54573.23 | 3079.843 | 47538.45 | 0 | 60.3471 | 6500.711 | 376.6891 | 4268.789 | 0 | 113.4968 | 0 | 0 | 5992457 | 0 | 5992457 | 59.9246 | 1755.7899 | 0 | 22.9621 | 15.915 | 2021-07-04 10:36
StdNResSpltPkgAC-65to134 | PreNResSpltPkgAC-65to-PEYes | Mtl | 2020 | CZ10 | cDXGF | 0 | None | 1 | 30000.07 | 142568.2 |  | 24477.74 | 0 | 54573.23 | 4506.632 | 51435.42 | 0 | 83.1212 | 6586.897 | 547.7722 | 4470.769 | 0 | 905.0198 | 0 | 0 | 10314300 | 0 | 10314300 | 103.143 | 3022.0899 | 0 | 22.9621 | 15.915 | 2021-07-04 10:37
StdNResSpltPkgAC-65to134 | PreNResSpltPkgAC-65to-PEYes | Mtl | 2020 | CZ11 | cDXGF | 0 | None | 1 | 30000.07 | 147046.3 |  | 24477.74 | 0 | 54573.23 | 9704.849 | 49621.13 | 0 | 161.009 | 6912.358 | 1151.519 | 4217.653 | 0 | 1595.965 | 0 | 0 | 22727830 | 0 | 22727830 | 227.2783 | 6659.2542 | 0 | 22.9621 | 15.915 | 2021-07-04 10:37
StdNResSpltPkgAC-65to134 | PreNResSpltPkgAC-65to-PEYes | Mtl | 2020 | CZ12 | cDXGF | 0 | None | 1 | 30000.07 | 138187.8 |  | 24477.74 | 0 | 54573.23 | 10042.54 | 40790.62 | 0 | 136.3259 | 6326.289 | 1119.579 | 3602.276 | 0 | 1840.942 | 0 | 0 | 23124290 | 0 | 23124290 | 231.2429 | 6775.417 | 0 | 22.9621 | 15.915 | 2021-07-04 10:38
StdNResSpltPkgAC-65to134 | PreNResSpltPkgAC-65to-PEYes | Mtl | 2020 | CZ13 | cDXGF | 0 | None | 1 | 30000.07 | 152707.9 |  | 24477.74 | 0 | 54573.23 | 8021.205 | 56903.34 | 0 | 143.4736 | 7315.715 | 970.0624 | 4852.196 | 0 | 1273.217 | 0 | 0 | 19128210 | 0 | 19128210 | 191.2821 | 5604.5655 | 0 | 22.9621 | 15.915 | 2021-07-04 10:38
StdNResSpltPkgAC-65to134 | PreNResSpltPkgAC-65to-PEYes | Mtl | 2020 | CZ14 | cDXGF | 0 | None | 1 | 30000.07 | 147959.3 |  | 24477.74 | 0 | 54573.23 | 9352.893 | 50245.06 | 0 | 167.159 | 6986.457 | 1124.487 | 4346.089 | 0 | 2156.696 | 0 | 0 | 23584510 | 0 | 23584510 | 235.8451 | 6910.2614 | 0 | 22.9621 | 15.915 | 2021-07-04 10:39
StdNResSpltPkgAC-65to134 | PreNResSpltPkgAC-65to-PEYes | Mtl | 2020 | CZ15 | cDXGF | 0 | None | 1 | 30000.07 | 181705.6 |  | 24477.74 | 0 | 54573.23 | 968.9548 | 92149.48 | 0 | 47.6511 | 9482.426 | 137.0649 | 7688.295 | 0 | 6.059 | 0 | 0 | 1557549 | 0 | 1557549 | 15.5755 | 456.3619 | 0 | 22.9621 | 15.915 | 2021-07-04 10:39
StdNResSpltPkgAC-65to134 | PreNResSpltPkgAC-65to-PEYes | Mtl | 2020 | CZ16 | cDXGF | 0 | None | 1 | 30000.07 | 155471.3 |  | 24477.74 | 0 | 54573.23 | 31014.55 | 23531.12 | 0 | 323.9002 | 7555.041 | 3330.732 | 2428.892 | 0 | 13995.62 | 0 | 0 | 64075440 | 0 | 64075440 | 640.7544 | 18774.1039 | 0 | 22.9621 | 15.915 | 2021-07-04 10:40
StdNResSpltPkgAC-65to134 | PreNResSpltPkgAC-65to-PEYes | Nrs | 1975 | CZ01 | cDXGF | 0 | None | 1 | 60654.58 | 765472.1 |  | 187871.8 | 0 | 436467.9 | 10137.61 | 68358.76 | 0 | 3448.292 | 56752.07 | 25025.71 | 5049.708 | 0 | 2436.251 | 0 | 0 | 1094714000 | 11722490 | 1082991000 | 10829.91 | 317316.363 | 0 | 56.3295 | 80.6333 | 2021-07-04 10:41
StdNResSpltPkgAC-65to134 | PreNResSpltPkgAC-65to-PEYes | Nrs | 1975 | CZ02 | cDXGF | 0 | None | 1 | 60654.58 | 865558.9 |  | 187871.8 | 0 | 436467.9 | 5960.148 | 168324.6 | 0 | 2576.213 | 62462.22 | 17606.24 | 19592.51 | 0 | 1896.434 | 0 | 0 | 761010200 | 11722490 | 749287300 | 7492.873 | 219541.1789 | 0 | 56.3295 | 80.6333 | 2021-07-04 10:41
StdNResSpltPkgAC-65to134 | PreNResSpltPkgAC-65to-PEYes | Nrs | 1975 | CZ03 | cDXGF | 0 | None | 1 | 60654.58 | 824699 |  | 187871.8 | 0 | 436467.9 | 2050.892 | 135963.2 | 0 | 1404.029 | 60546.34 | 16241.09 | 15131.58 | 0 | 395.0839 | 0 | 0 | 599644400 | 11722490 | 587921600 | 5879.216 | 172261.0288 | 0 | 56.3295 | 80.6333 | 2021-07-04 10:42
StdNResSpltPkgAC-65to134 | PreNResSpltPkgAC-65to-PEYes | Nrs | 1975 | CZ04 | cDXGF | 0 | None | 1 | 60654.58 | 896268.9 |  | 187871.8 | 0 | 436467.9 | 1785.334 | 204453.6 | 0 | 1457.693 | 63812.95 | 13111.49 | 24332.18 | 0 | 419.9933 | 0 | 0 | 506506400 | 11722490 | 494783700 | 4947.837 | 144971.6241 | 0 | 56.3295 | 80.6333 | 2021-07-04 10:43
StdNResSpltPkgAC-65to134 | PreNResSpltPkgAC-65to-PEYes | Nrs | 1975 | CZ05 | cDXGF | 0 | None | 1 | 60654.58 | 844063.4 |  | 187871.8 | 0 | 436467.9 | 2362.615 | 148489.3 | 0 | 1612.184 | 66720.3 | 19430.27 | 18366.77 | 0 | 539.5399 | 0 | 0 | 593340900 | 11722490 | 581618000 | 5816.18 | 170414.074 | 0 | 56.3295 | 80.6333 | 2021-07-04 10:43
StdNResSpltPkgAC-65to134 | PreNResSpltPkgAC-65to-PEYes | Nrs | 1975 | CZ06 | cDXGF | 0 | None | 1 | 60654.58 | 922146 |  | 187871.8 | 0 | 436467.9 | 147.8344 | 233201.4 | 0 | 537.9089 | 63916.63 | 8855.729 | 29819.23 | 0 | 2.8205 | 0 | 0 | 284582000 | 11722490 | 272859300 | 2728.593 | 79947.7749 | 0 | 56.3295 | 80.6333 | 2021-07-04 10:44
StdNResSpltPkgAC-65to134 | PreNResSpltPkgAC-65to-PEYes | Nrs | 1975 | CZ07 | cDXGF | 0 | None | 1 | 60654.58 | 907039.6 |  | 187871.8 | 0 | 436467.9 | 29.8596 | 213370.2 | 0 | 264.9843 | 69035.16 | 10236.29 | 29514.19 | 0 | 0 | 0 | 0 | 212784600 | 11722490 | 201061900 | 2010.619 | 58911.1367 | 0 | 56.3295 | 80.6333 | 2021-07-04 10:45
StdNResSpltPkgAC-65to134 | PreNResSpltPkgAC-65to-PEYes | Nrs | 1975 | CZ08 | cDXGF | 0 | None | 1 | 60654.58 | 960780.2 |  | 187871.8 | 0 | 436467.9 | 112.9555 | 270259.4 | 0 | 586.955 | 65478.1 | 8015.163 | 33007.5 | 0 | 3.2451 | 0 | 0 | 266037000 | 11722490 | 254314300 | 2543.143 | 74514.0899 | 0 | 56.3295 | 80.6333 | 2021-07-04 10:45
StdNResSpltPkgAC-65to134 | PreNResSpltPkgAC-65to-PEYes | Nrs | 1975 | CZ09 | cDXGF | 0 | None | 1 | 60654.58 | 956836.3 |  | 187871.8 | 0 | 436467.9 | 351.8728 | 266129.8 | 0 | 862.1674 | 65111.68 | 9241.972 | 30655.28 | 0 | 41.1673 | 0 | 0 | 323361900 | 11722490 | 311639200 | 3116.392 | 91310.2856 | 0 | 56.3295 | 80.6333 | 2021-07-04 10:46
StdNResSpltPkgAC-65to134 | PreNResSpltPkgAC-65to-PEYes | Nrs | 1975 | CZ10 | cDXGF | 0 | None | 1 | 60654.58 | 978327.8 |  | 187871.8 | 0 | 436467.9 | 1584.639 | 284101.5 | 0 | 1258.467 | 66546.27 | 9995.64 | 32789.2 | 0 | 497.7301 | 0 | 0 | 388502800 | 11722490 | 376780000 | 3767.8 | 110396.54 | 0 | 56.3295 | 80.6333 | 2021-07-04 10:47
StdNResSpltPkgAC-65to134 | PreNResSpltPkgAC-65to-PEYes | Nrs | 1975 | CZ11 | cDXGF | 0 | None | 1 | 60654.58 | 982969.8 |  | 187871.8 | 0 | 436467.9 | 7426.302 | 274631.9 | 0 | 2358.023 | 72399.08 | 17516.75 | 32279.43 | 0 | 1814.997 | 0 | 0 | 625919000 | 11722490 | 614196500 | 6141.965 | 179959.5745 | 0 | 56.3295 | 80.6333 | 2021-07-04 10:47
StdNResSpltPkgAC-65to134 | PreNResSpltPkgAC-65to-PEYes | Nrs | 1975 | CZ12 | cDXGF | 0 | None | 1 | 60654.58 | 928166.9 |  | 187871.8 | 0 | 436467.9 | 5658.559 | 228716 | 0 | 2142.38 | 65624.61 | 14780.71 | 26062.5 | 0 | 1685.708 | 0 | 0 | 625932200 | 11722490 | 614209400 | 6142.094 | 179963.3542 | 0 | 56.3295 | 80.6333 | 2021-07-04 10:48
StdNResSpltPkgAC-65to134 | PreNResSpltPkgAC-65to-PEYes | Nrs | 1975 | CZ13 | cDXGF | 0 | None | 1 | 60654.58 | 1004517 |  | 187871.8 | 0 | 436467.9 | 4176.168 | 305269.7 | 0 | 2050.654 | 67529.8 | 12243.06 | 33826.89 | 0 | 1151.428 | 0 | 0 | 527989300 | 11722490 | 516266800 | 5162.668 | 151266.1724 | 0 | 56.3295 | 80.6333 | 2021-07-04 10:49
StdNResSpltPkgAC-65to134 | PreNResSpltPkgAC-65to-PEYes | Nrs | 1975 | CZ14 | cDXGF | 0 | None | 1 | 60654.58 | 990529.3 |  | 187871.8 | 0 | 436467.9 | 10385.03 | 279072.1 | 0 | 2439.976 | 72261.55 | 16501.96 | 33588.86 | 0 | 2031.273 | 0 | 0 | 635021600 | 11722490 | 623298900 | 6232.989 | 182626.5777 | 0 | 56.3295 | 80.6333 | 2021-07-04 10:49
StdNResSpltPkgAC-65to134 | PreNResSpltPkgAC-65to-PEYes | Nrs | 1975 | CZ15 | cDXGF | 0 | None | 1 | 60654.58 | 1192122 |  | 187871.8 | 0 | 436467.9 | 43.9854 | 490349.4 | 0 | 584.2119 | 76802.46 | 6452.596 | 52254.53 | 0 | 2.804 | 0 | 0 | 172884900 | 11722490 | 161162200 | 1611.622 | 47220.5246 | 0 | 56.3295 | 80.6333 | 2021-07-04 10:50
StdNResSpltPkgAC-65to134 | PreNResSpltPkgAC-65to-PEYes | Nrs | 1975 | CZ16 | cDXGF | 0 | None | 1 | 60654.58 | 895235.9 |  | 187871.8 | 0 | 436467.9 | 50136.12 | 132924.4 | 0 | 4130.482 | 64074.69 | 24416.85 | 17013.52 | 0 | 19631 | 0 | 0 | 1244057000 | 11722490 | 1232334000 | 12323.34 | 361073.862 | 0 | 56.3295 | 80.6333 | 2021-07-04 10:51
StdNResSpltPkgAC-65to134 | PreNResSpltPkgAC-65to-PEYes | Nrs | 1985 | CZ01 | cDXGF | 0 | None | 1 | 60654.58 | 760393.5 |  | 187871.8 | 0 | 430833.3 | 5831.967 | 74350.55 | 0 | 3428.089 | 56562.48 | 23858.24 | 5332.866 | 0 | 1514.05 | 0 | 0 | 1038951000 | 11722490 | 1027229000 | 10272.29 | 300978.097 | 0 | 56.3295 | 79.66 | 2021-07-04 10:52
StdNResSpltPkgAC-65to134 | PreNResSpltPkgAC-65to-PEYes | Nrs | 1985 | CZ02 | cDXGF | 0 | None | 1 | 60654.58 | 859889.2 |  | 187871.8 | 0 | 430833.3 | 3390.013 | 171978.3 | 0 | 2555.15 | 62117.61 | 16772.1 | 19708.04 | 0 | 1141.948 | 0 | 0 | 724318300 | 11722490 | 712595500 | 7125.955 | 208790.4815 | 0 | 56.3295 | 79.66 | 2021-07-04 10:52
StdNResSpltPkgAC-65to134 | PreNResSpltPkgAC-65to-PEYes | Nrs | 1985 | CZ03 | cDXGF | 0 | None | 1 | 60654.58 | 823016.3 |  | 187871.8 | 0 | 430833.3 | 996.0294 | 141268.7 | 0 | 1394.32 | 60425.95 | 15488.45 | 15353.54 | 0 | 224.8265 | 0 | 0 | 568350800 | 11722490 | 556628100 | 5566.281 | 163092.0333 | 0 | 56.3295 | 79.66 | 2021-07-04 10:53
StdNResSpltPkgAC-65to134 | PreNResSpltPkgAC-65to-PEYes | Nrs | 1985 | CZ04 | cDXGF | 0 | None | 1 | 60654.58 | 892169.1 |  | 187871.8 | 0 | 430833.3 | 797.8832 | 207476.7 | 0 | 1445.985 | 63534.82 | 12513.57 | 24405.12 | 0 | 207.3467 | 0 | 0 | 481087400 | 11722490 | 469364700 | 4693.647 | 137523.8571 | 0 | 56.3295 | 79.66 | 2021-07-04 10:54
StdNResSpltPkgAC-65to134 | PreNResSpltPkgAC-65to-PEYes | Nrs | 1985 | CZ05 | cDXGF | 0 | None | 1 | 60654.58 | 841919.3 |  | 187871.8 | 0 | 430833.3 | 1114.285 | 153629.5 | 0 | 1601.69 | 66601.59 | 18725.74 | 18577.34 | 0 | 265.8842 | 0 | 0 | 563209500 | 11722490 | 551486800 | 5514.868 | 161585.6324 | 0 | 56.3295 | 79.66 | 2021-07-04 10:54
StdNResSpltPkgAC-65to134 | PreNResSpltPkgAC-65to-PEYes | Nrs | 1985 | CZ06 | cDXGF | 0 | None | 1 | 60654.58 | 919703.3 |  | 187871.8 | 0 | 430833.3 | 37.0278 | 236711.2 | 0 | 533.6669 | 63714.16 | 8470.732 | 29952.16 | 0 | 0.90674 | 0 | 0 | 270714300 | 11722490 | 258991600 | 2589.916 | 75884.5388 | 0 | 56.3295 | 79.66 | 2021-07-04 10:55
StdNResSpltPkgAC-65to134 | PreNResSpltPkgAC-65to-PEYes | Nrs | 1985 | CZ07 | cDXGF | 0 | None | 1 | 60654.58 | 904763.6 |  | 187871.8 | 0 | 430833.3 | 4.0926 | 216930.2 | 0 | 263.0515 | 68859.7 | 9898.666 | 29627.65 | 0 | 0 | 0 | 0 | 201856900 | 11722490 | 190134200 | 1901.342 | 55709.3206 | 0 | 56.3295 | 79.66 | 2021-07-04 10:55
StdNResSpltPkgAC-65to134 | PreNResSpltPkgAC-65to-PEYes | Nrs | 1985 | CZ08 | cDXGF | 0 | None | 1 | 60654.58 | 955995.5 |  | 187871.8 | 0 | 430833.3 | 26.5875 | 271531.7 | 0 | 582.0529 | 65148.05 | 7674.14 | 32963.48 | 0 | 0.94415 | 0 | 0 | 253533900 | 11722490 | 241811200 | 2418.112 | 70850.6816 | 0 | 56.3295 | 79.66 | 2021-07-04 10:56
StdNResSpltPkgAC-65to134 | PreNResSpltPkgAC-65to-PEYes | Nrs | 1985 | CZ09 | cDXGF | 0 | None | 1 | 60654.58 | 951770.2 |  | 187871.8 | 0 | 430833.3 | 117.6001 | 267351.5 | 0 | 853.6135 | 64725.84 | 8832.031 | 30595.64 | 0 | 15.3268 | 0 | 0 | 307961600 | 11722490 | 296238800 | 2962.388 | 86797.9684 | 0 | 56.3295 | 79.66 | 2021-07-04 10:57
StdNResSpltPkgAC-65to134 | PreNResSpltPkgAC-65to-PEYes | Nrs | 1985 | CZ10 | cDXGF | 0 | None | 1 | 60654.58 | 971776.1 |  | 187871.8 | 0 | 430833.3 | 740.5621 | 284739.7 | 0 | 1245.943 | 66093.28 | 9548.791 | 32698 | 0 | 250.2341 | 0 | 0 | 370314400 | 11722490 | 358591600 | 3585.916 | 105067.3388 | 0 | 56.3295 | 79.66 | 2021-07-04 10:57
StdNResSpltPkgAC-65to134 | PreNResSpltPkgAC-65to-PEYes | Nrs | 1985 | CZ11 | cDXGF | 0 | None | 1 | 60654.58 | 972374 |  | 187871.8 | 0 | 430833.3 | 4270.541 | 274156.9 | 0 | 2330.828 | 71785.1 | 16772.31 | 32135.02 | 0 | 1124.418 | 0 | 0 | 594068700 | 11722490 | 582346000 | 5823.46 | 170627.378 | 0 | 56.3295 | 79.66 | 2021-07-04 10:58
StdNResSpltPkgAC-65to134 | PreNResSpltPkgAC-65to-PEYes | Nrs | 1985 | CZ12 | cDXGF | 0 | None | 1 | 60654.58 | 920423.2 |  | 187871.8 | 0 | 430833.3 | 3195.345 | 230233.3 | 0 | 2121.427 | 65128.77 | 14071.75 | 26041.67 | 0 | 1038.007 | 0 | 0 | 595557300 | 11722490 | 583834500 | 5838.345 | 171063.5085 | 0 | 56.3295 | 79.66 | 2021-07-04 10:59
StdNResSpltPkgAC-65to134 | PreNResSpltPkgAC-65to-PEYes | Nrs | 1985 | CZ13 | cDXGF | 0 | None | 1 | 60654.58 | 994466.6 |  | 187871.8 | 0 | 430833.3 | 2155.487 | 303966.8 | 0 | 2026.947 | 66947.95 | 11656.21 | 33643.09 | 0 | 663.2395 | 0 | 0 | 502066500 | 11722490 | 490343800 | 4903.438 | 143670.7334 | 0 | 56.3295 | 79.66 | 2021-07-04 11:00
StdNResSpltPkgAC-65to134 | PreNResSpltPkgAC-65to-PEYes | Nrs | 1985 | CZ14 | cDXGF | 0 | None | 1 | 60654.58 | 979826.5 |  | 187871.8 | 0 | 430833.3 | 6783.583 | 278947.7 | 0 | 2412.316 | 71662.08 | 15817.81 | 33488.78 | 0 | 1314.391 | 0 | 0 | 605574300 | 11722490 | 593851500 | 5938.515 | 173998.4895 | 0 | 56.3295 | 79.66 | 2021-07-04 11:00
StdNResSpltPkgAC-65to134 | PreNResSpltPkgAC-65to-PEYes | Nrs | 1985 | CZ15 | cDXGF | 0 | None | 1 | 60654.58 | 1178912 |  | 187871.8 | 0 | 430833.3 | 6.1699 | 483510.6 | 0 | 576.5813 | 76111.47 | 6216.828 | 51798.61 | 0 | 0.56526 | 0 | 0 | 164473000 | 11722490 | 152750400 | 1527.504 | 44755.8672 | 0 | 56.3295 | 79.66 | 2021-07-04 11:01
StdNResSpltPkgAC-65to134 | PreNResSpltPkgAC-65to-PEYes | Nrs | 1985 | CZ16 | cDXGF | 0 | None | 1 | 60654.58 | 875408.1 |  | 187871.8 | 0 | 430833.3 | 38942.31 | 135160.1 | 0 | 4098.771 | 63188.9 | 23101.77 | 17052.59 | 0 | 15311.64 | 0 | 0 | 1190663000 | 11722490 | 1178940000 | 11789.4 | 345429.42 | 0 | 56.3295 | 79.66 | 2021-07-04 11:02
StdNResSpltPkgAC-65to134 | PreNResSpltPkgAC-65to-PEYes | Nrs | 1996 | CZ01 | cDXGF | 0 | None | 1 | 60654.58 | 747635 |  | 187871.8 | 0 | 425203.3 | 1099.144 | 75557.95 | 0 | 3276.781 | 54296.56 | 22095.35 | 5127.932 | 0 | 331.2718 | 0 | 0 | 966531600 | 11722490 | 954809000 | 9548.09 | 279759.037 | 0 | 56.3295 | 78.6868 | 2021-07-04 11:02
StdNResSpltPkgAC-65to134 | PreNResSpltPkgAC-65to-PEYes | Nrs | 1996 | CZ02 | cDXGF | 0 | None | 1 | 60654.58 | 841640.4 |  | 187871.8 | 0 | 425203.3 | 3026.675 | 161599.7 | 0 | 2498.661 | 60440.49 | 16575.15 | 18715.23 | 0 | 1001.489 | 0 | 0 | 722093800 | 11722490 | 710370800 | 7103.708 | 208138.6444 | 0 | 56.3295 | 78.6868 | 2021-07-04 11:03
StdNResSpltPkgAC-65to134 | PreNResSpltPkgAC-65to-PEYes | Nrs | 1996 | CZ03 | cDXGF | 0 | None | 1 | 60654.58 | 805587.7 |  | 187871.8 | 0 | 425203.3 | 862.2802 | 131233.6 | 0 | 1366.861 | 58856.64 | 15417.87 | 14275.27 | 0 | 194.8545 | 0 | 0 | 568704100 | 11722490 | 556981200 | 5569.812 | 163195.4916 | 0 | 56.3295 | 78.6868 | 2021-07-04 11:04
StdNResSpltPkgAC-65to134 | PreNResSpltPkgAC-65to-PEYes | Nrs | 1996 | CZ04 | cDXGF | 0 | None | 1 | 60654.58 | 872250 |  | 187871.8 | 0 | 425203.3 | 654.9824 | 195171.8 | 0 | 1414.227 | 61764.47 | 12392.68 | 23193.51 | 0 | 171.0927 | 0 | 0 | 479764400 | 11722490 | 468041700 | 4680.417 | 137136.2181 | 0 | 56.3295 | 78.6868 | 2021-07-04 11:04
StdNResSpltPkgAC-65to134 | PreNResSpltPkgAC-65to-PEYes | Nrs | 1996 | CZ05 | cDXGF | 0 | None | 1 | 60654.58 | 823900.8 |  | 187871.8 | 0 | 425203.3 | 985.7031 | 143009.8 | 0 | 1570.49 | 65023.36 | 18684.43 | 17489.52 | 0 | 238.1023 | 0 | 0 | 565591700 | 11722490 | 553868900 | 5538.689 | 162283.5877 | 0 | 56.3295 | 78.6868 | 2021-07-04 11:05
StdNResSpltPkgAC-65to134 | PreNResSpltPkgAC-65to-PEYes | Nrs | 1996 | CZ06 | cDXGF | 0 | None | 1 | 60654.58 | 897959.6 |  | 187871.8 | 0 | 425203.3 | 25.5408 | 222402.5 | 0 | 522.7262 | 61934.63 | 8649.279 | 28452.21 | 0 | 0.74979 | 0 | 0 | 278338700 | 11722490 | 266616000 | 2666.16 | 78118.488 | 0 | 56.3295 | 78.6868 | 2021-07-04 11:06
StdNResSpltPkgAC-65to134 | PreNResSpltPkgAC-65to-PEYes | Nrs | 1996 | CZ07 | cDXGF | 0 | None | 1 | 60654.58 | 884800.1 |  | 187871.8 | 0 | 425203.3 | 2.8527 | 204247 | 0 | 257.8565 | 67218.95 | 10074.63 | 28267.12 | 0 | 0 | 0 | 0 | 207984800 | 11722490 | 196262100 | 1962.621 | 57504.7953 | 0 | 56.3295 | 78.6868 | 2021-07-04 11:06
StdNResSpltPkgAC-65to134 | PreNResSpltPkgAC-65to-PEYes | Nrs | 1996 | CZ08 | cDXGF | 0 | None | 1 | 60654.58 | 935061.8 |  | 187871.8 | 0 | 425203.3 | 16.9769 | 258006.2 | 0 | 569.8307 | 63394.62 | 7815.09 | 31596.92 | 0 | 0.58903 | 0 | 0 | 260042700 | 11722490 | 248320000 | 2483.2 | 72757.76 | 0 | 56.3295 | 78.6868 | 2021-07-04 11:07
StdNResSpltPkgAC-65to134 | PreNResSpltPkgAC-65to-PEYes | Nrs | 1996 | CZ09 | cDXGF | 0 | None | 1 | 60654.58 | 929606.3 |  | 187871.8 | 0 | 425203.3 | 146.4495 | 252565.7 | 0 | 839.4569 | 62962.05 | 9150.06 | 29158.02 | 0 | 19.2836 | 0 | 0 | 322208600 | 11722490 | 310485800 | 3104.858 | 90972.3394 | 0 | 56.3295 | 78.6868 | 2021-07-04 11:08
StdNResSpltPkgAC-65to134 | PreNResSpltPkgAC-65to-PEYes | Nrs | 1996 | CZ10 | cDXGF | 0 | None | 1 | 60654.58 | 949528.4 |  | 187871.8 | 0 | 425203.3 | 954.1361 | 269622 | 0 | 1222.605 | 64332.34 | 9863.202 | 31264.88 | 0 | 323.6436 | 0 | 0 | 386451800 | 11722490 | 374729000 | 3747.29 | 109795.597 | 0 | 56.3295 | 78.6868 | 2021-07-04 11:08
StdNResSpltPkgAC-65to134 | PreNResSpltPkgAC-65to-PEYes | Nrs | 1996 | CZ11 | cDXGF | 0 | None | 1 | 60654.58 | 933574.8 |  | 187871.8 | 0 | 425203.3 | 613.8311 | 250111.7 | 0 | 2185.956 | 67393.55 | 15308.03 | 29902.93 | 0 | 196.4086 | 0 | 0 | 542767500 | 11722490 | 531044700 | 5310.447 | 155596.0971 | 0 | 56.3295 | 78.6868 | 2021-07-04 11:09
StdNResSpltPkgAC-65to134 | PreNResSpltPkgAC-65to-PEYes | Nrs | 1996 | CZ12 | cDXGF | 0 | None | 1 | 60654.58 | 888201.4 |  | 187871.8 | 0 | 425203.3 | 450.2166 | 211512 | 0 | 1993.122 | 61001.61 | 12793.21 | 24076.69 | 0 | 171.2298 | 0 | 0 | 552034300 | 11722490 | 540311400 | 5403.114 | 158311.2402 | 0 | 56.3295 | 78.6868 | 2021-07-04 11:10
StdNResSpltPkgAC-65to134 | PreNResSpltPkgAC-65to-PEYes | Nrs | 1996 | CZ13 | cDXGF | 0 | None | 1 | 60654.58 | 955284.4 |  | 187871.8 | 0 | 425203.3 | 219.6564 | 277485.6 | 0 | 1906.287 | 62514.09 | 10556.08 | 31114.05 | 0 | 85.4607 | 0 | 0 | 464089100 | 11722490 | 452366400 | 4523.664 | 132543.3552 | 0 | 56.3295 | 78.6868 | 2021-07-04 11:10
StdNResSpltPkgAC-65to134 | PreNResSpltPkgAC-65to-PEYes | Nrs | 1996 | CZ14 | cDXGF | 0 | None | 1 | 60654.58 | 934469.7 |  | 187871.8 | 0 | 425203.3 | 1350.687 | 250419.8 | 0 | 2272.531 | 67055.29 | 14543.05 | 30866.28 | 0 | 297.7745 | 0 | 0 | 562536000 | 11722490 | 550813400 | 5508.134 | 161388.3262 | 0 | 56.3295 | 78.6868 | 2021-07-04 11:11
StdNResSpltPkgAC-65to134 | PreNResSpltPkgAC-65to-PEYes | Nrs | 1996 | CZ15 | cDXGF | 0 | None | 1 | 60654.58 | 1120291 |  | 187871.8 | 0 | 425203.3 | 0 | 435758.1 | 0 | 542.5463 | 70916.55 | 5794.58 | 47906.68 | 0 | 0 | 0 | 0 | 152565000 | 11722490 | 140842300 | 1408.423 | 41266.7939 | 0 | 56.3295 | 78.6868 | 2021-07-04 11:12
StdNResSpltPkgAC-65to134 | PreNResSpltPkgAC-65to-PEYes | Nrs | 1996 | CZ16 | cDXGF | 0 | None | 1 | 60654.58 | 824186 |  | 187871.8 | 0 | 425203.3 | 17937.77 | 122978.7 | 0 | 3879.93 | 58714.93 | 20532.25 | 15639.94 | 0 | 7601.193 | 0 | 0 | 1112261000 | 11722490 | 1100539000 | 11005.39 | 322457.927 | 0 | 56.3295 | 78.6868 | 2021-07-04 11:12
StdNResSpltPkgAC-65to134 | PreNResSpltPkgAC-65to-PEYes | Nrs | 2003 | CZ01 | cDXGF | 0 | None | 1 | 60654.58 | 733703.7 |  | 187871.8 | 0 | 419568.6 | 360.7011 | 69738.59 | 0 | 3196.27 | 52840.53 | 22209.85 | 4522.141 | 0 | 127.3279 | 0 | 0 | 967716900 | 11722490 | 955994400 | 9559.944 | 280106.3592 | 0 | 56.3295 | 77.7135 | 2021-07-04 11:13
StdNResSpltPkgAC-65to134 | PreNResSpltPkgAC-65to-PEYes | Nrs | 2003 | CZ02 | cDXGF | 0 | None | 1 | 60654.58 | 812309.9 |  | 187871.8 | 0 | 419568.6 | 148.2645 | 146063.4 | 0 | 2329.953 | 56274.04 | 15226.01 | 16871.08 | 0 | 53.5842 | 0 | 0 | 676488700 | 11722490 | 664765800 | 6647.658 | 194776.3794 | 0 | 56.3295 | 77.7135 | 2021-07-04 11:14
StdNResSpltPkgAC-65to134 | PreNResSpltPkgAC-65to-PEYes | Nrs | 2003 | CZ03 | cDXGF | 0 | None | 1 | 60654.58 | 804536.9 |  | 187871.8 | 0 | 419568.6 | 126.4181 | 137041.5 | 0 | 1350.447 | 58537.23 | 14721.7 | 14455.86 | 0 | 40.9939 | 0 | 0 | 537847700 | 11722490 | 526124900 | 5261.249 | 154154.5957 | 0 | 56.3295 | 77.7135 | 2021-07-04 11:14
StdNResSpltPkgAC-65to134 | PreNResSpltPkgAC-65to-PEYes | Nrs | 2003 | CZ04 | cDXGF | 0 | None | 1 | 60654.58 | 866663 |  | 187871.8 | 0 | 419568.6 | 91.9639 | 196599.7 | 0 | 1393.76 | 61107.97 | 11865.35 | 23042.44 | 0 | 29.3658 | 0 | 0 | 456750100 | 11722490 | 445027400 | 4450.274 | 130393.0282 | 0 | 56.3295 | 77.7135 | 2021-07-04 11:15
StdNResSpltPkgAC-65to134 | PreNResSpltPkgAC-65to-PEYes | Nrs | 2003 | CZ05 | cDXGF | 0 | None | 1 | 60654.58 | 821137.6 |  | 187871.8 | 0 | 419568.6 | 158.1074 | 147323.7 | 0 | 1551.354 | 64622 | 18081.9 | 17565.02 | 0 | 41.9259 | 0 | 0 | 538225200 | 11722490 | 526502400 | 5265.024 | 154265.2032 | 0 | 56.3295 | 77.7135 | 2021-07-04 11:16
StdNResSpltPkgAC-65to134 | PreNResSpltPkgAC-65to-PEYes | Nrs | 2003 | CZ06 | cDXGF | 0 | None | 1 | 60654.58 | 899247.2 |  | 187871.8 | 0 | 419568.6 | 0 | 229255.5 | 0 | 519.783 | 62031.6 | 8255.506 | 28861.55 | 0 | 0 | 0 | 0 | 263227000 | 11722490 | 251504300 | 2515.043 | 73690.7599 | 0 | 56.3295 | 77.7135 | 2021-07-04 11:17
StdNResSpltPkgAC-65to134 | PreNResSpltPkgAC-65to-PEYes | Nrs | 2003 | CZ07 | cDXGF | 0 | None | 1 | 60654.58 | 885518.2 |  | 187871.8 | 0 | 419568.6 | 0 | 210524.8 | 0 | 256.4508 | 67296.8 | 9747.281 | 28631.09 | 0 | 0 | 0 | 0 | 197045100 | 11722490 | 185322400 | 1853.224 | 54299.4632 | 0 | 56.3295 | 77.7135 | 2021-07-04 11:17
StdNResSpltPkgAC-65to134 | PreNResSpltPkgAC-65to-PEYes | Nrs | 2003 | CZ08 | cDXGF | 0 | None | 1 | 60654.58 | 932877.3 |  | 187871.8 | 0 | 419568.6 | 0 | 261592.1 | 0 | 566.4116 | 63278.68 | 7504.695 | 31712.31 | 0 | 0 | 0 | 0 | 247637100 | 11722490 | 235914400 | 2359.144 | 69122.9192 | 0 | 56.3295 | 77.7135 | 2021-07-04 11:18
StdNResSpltPkgAC-65to134 | PreNResSpltPkgAC-65to-PEYes | Nrs | 2003 | CZ09 | cDXGF | 0 | None | 1 | 60654.58 | 928186.9 |  | 187871.8 | 0 | 419568.6 | 3.7699 | 257141.4 | 0 | 830.8194 | 62770.04 | 8613.155 | 29353.31 | 0 | 0.4352 | 0 | 0 | 300202900 | 11722490 | 288480200 | 2884.802 | 84524.6986 | 0 | 56.3295 | 77.7135 | 2021-07-04 11:19
StdNResSpltPkgAC-65to134 | PreNResSpltPkgAC-65to-PEYes | Nrs | 2003 | CZ10 | cDXGF | 0 | None | 1 | 60654.58 | 905121.7 |  | 187871.8 | 0 | 419568.6 | 9.71 | 237458.2 | 0 | 1124.369 | 59085.63 | 8736.919 | 28388.94 | 0 | 3.6911 | 0 | 0 | 347980100 | 11722490 | 336257300 | 3362.573 | 98523.3889 | 0 | 56.3295 | 77.7135 | 2021-07-04 11:19
StdNResSpltPkgAC-65to134 | PreNResSpltPkgAC-65to-PEYes | Nrs | 2003 | CZ11 | cDXGF | 0 | None | 1 | 60654.58 | 903604.9 |  | 187871.8 | 0 | 419568.6 | 95.2423 | 229501.7 | 0 | 2089.639 | 64444.53 | 14962.29 | 28158.89 | 0 | 33.5275 | 0 | 0 | 536434600 | 11722490 | 524712000 | 5247.12 | 153740.616 | 0 | 56.3295 | 77.7135 | 2021-07-04 11:20
StdNResSpltPkgAC-65to134 | PreNResSpltPkgAC-65to-PEYes | Nrs | 2003 | CZ12 | cDXGF | 0 | None | 1 | 60654.58 | 860361.4 |  | 187871.8 | 0 | 419568.6 | 74.4601 | 192646.7 | 0 | 1908.079 | 58261.55 | 12540.26 | 22492.86 | 0 | 30.3571 | 0 | 0 | 548429100 | 11722490 | 536706400 | 5367.064 | 157254.9752 | 0 | 56.3295 | 77.7135 | 2021-07-04 11:21
StdNResSpltPkgAC-65to134 | PreNResSpltPkgAC-65to-PEYes | Nrs | 2003 | CZ13 | cDXGF | 0 | None | 1 | 60654.58 | 923188.1 |  | 187871.8 | 0 | 419568.6 | 21.3323 | 254244.2 | 0 | 1824.469 | 59648.86 | 10333.65 | 29275.92 | 0 | 8.9415 | 0 | 0 | 461043400 | 11722490 | 449320700 | 4493.207 | 131650.9651 | 0 | 56.3295 | 77.7135 | 2021-07-04 11:21
StdNResSpltPkgAC-65to134 | PreNResSpltPkgAC-65to-PEYes | Nrs | 2003 | CZ14 | cDXGF | 0 | None | 1 | 60654.58 | 903141.4 |  | 187871.8 | 0 | 419568.6 | 526.4942 | 228548.8 | 0 | 2179.114 | 64322.04 | 14353.47 | 29172.29 | 0 | 124.5008 | 0 | 0 | 564521500 | 11722490 | 552798900 | 5527.989 | 161970.0777 | 0 | 56.3295 | 77.7135 | 2021-07-04 11:22
StdNResSpltPkgAC-65to134 | PreNResSpltPkgAC-65to-PEYes | Nrs | 2003 | CZ15 | cDXGF | 0 | None | 1 | 60654.58 | 1079714 |  | 187871.8 | 0 | 419568.6 | 0 | 403958.4 | 0 | 521.6501 | 67794.03 | 5733.982 | 45580.7 | 0 | 0 | 0 | 0 | 153080300 | 11722490 | 141357600 | 1413.576 | 41417.7768 | 0 | 56.3295 | 77.7135 | 2021-07-04 11:23
StdNResSpltPkgAC-65to134 | PreNResSpltPkgAC-65to-PEYes | Nrs | 2003 | CZ16 | cDXGF | 0 | None | 1 | 60654.58 | 792722.2 |  | 187871.8 | 0 | 419568.6 | 10840.47 | 109934.4 | 0 | 3739.903 | 55907.93 | 19958.23 | 14248.1 | 0 | 4859.174 | 0 | 0 | 1111346000 | 11722490 | 1099623000 | 10996.23 | 322189.539 | 0 | 56.3295 | 77.7135 | 2021-07-04 11:23
StdNResSpltPkgAC-65to134 | PreNResSpltPkgAC-65to-PEYes | Nrs | 2007 | CZ01 | cDXGF | 0 | None | 1 | 60654.58 | 726229.2 |  | 187871.8 | 0 | 419568.6 | 330.3055 | 62271.84 | 0 | 3196.203 | 52863.78 | 21924.34 | 4552.269 | 0 | 126.5959 | 0 | 0 | 954078100 | 11722490 | 942355500 | 9423.555 | 276110.1615 | 0 | 56.3295 | 77.7135 | 2021-07-04 11:24
StdNResSpltPkgAC-65to134 | PreNResSpltPkgAC-65to-PEYes | Nrs | 2007 | CZ02 | cDXGF | 0 | None | 1 | 60654.58 | 799201.9 |  | 187871.8 | 0 | 419568.6 | 135.7404 | 132958.4 | 0 | 2329.835 | 56284.37 | 15042.98 | 16894.51 | 0 | 53.2023 | 0 | 0 | 668094300 | 11722490 | 656371500 | 6563.715 | 192316.8495 | 0 | 56.3295 | 77.7135 | 2021-07-04 11:25
StdNResSpltPkgAC-65to134 | PreNResSpltPkgAC-65to-PEYes | Nrs | 2007 | CZ03 | cDXGF | 0 | None | 1 | 60654.58 | 791095.9 |  | 187871.8 | 0 | 419568.6 | 113.6987 | 123595.9 | 0 | 1350.374 | 58555.75 | 14537.03 | 14492.88 | 0 | 39.8989 | 0 | 0 | 530716300 | 11722490 | 518993500 | 5189.935 | 152065.0955 | 0 | 56.3295 | 77.7135 | 2021-07-04 11:25
StdNResSpltPkgAC-65to134 | PreNResSpltPkgAC-65to-PEYes | Nrs | 2007 | CZ04 | cDXGF | 0 | None | 1 | 60654.58 | 849204.4 |  | 187871.8 | 0 | 419568.6 | 82.8214 | 179140.4 | 0 | 1393.647 | 61118.62 | 11714.1 | 23070.85 | 0 | 28.6658 | 0 | 0 | 450536400 | 11722490 | 438813700 | 4388.137 | 128572.4141 | 0 | 56.3295 | 77.7135 | 2021-07-04 11:26
StdNResSpltPkgAC-65to134 | PreNResSpltPkgAC-65to-PEYes | Nrs | 2007 | CZ05 | cDXGF | 0 | None | 1 | 60654.58 | 807117.1 |  | 187871.8 | 0 | 419568.6 | 143.7961 | 133300.2 | 0 | 1551.251 | 64640.22 | 17918.55 | 17608.04 | 0 | 41.4167 | 0 | 0 | 531734200 | 11722490 | 520011300 | 5200.113 | 152363.3109 | 0 | 56.3295 | 77.7135 | 2021-07-04 11:27
StdNResSpltPkgAC-65to134 | PreNResSpltPkgAC-65to-PEYes | Nrs | 2007 | CZ06 | cDXGF | 0 | None | 1 | 60654.58 | 879173.1 |  | 187871.8 | 0 | 419568.6 | 0 | 209181.3 | 0 | 519.783 | 62031.6 | 8255.506 | 28861.55 | 0 | 0 | 0 | 0 | 263227000 | 11722490 | 251504300 | 2515.043 | 73690.7599 | 0 | 56.3295 | 77.7135 | 2021-07-04 11:28
StdNResSpltPkgAC-65to134 | PreNResSpltPkgAC-65to-PEYes | Nrs | 2007 | CZ07 | cDXGF | 0 | None | 1 | 60654.58 | 866456.2 |  | 187871.8 | 0 | 419568.6 | 0 | 191462.7 | 0 | 256.4508 | 67296.8 | 9747.281 | 28631.09 | 0 | 0 | 0 | 0 | 197045100 | 11722490 | 185322400 | 1853.224 | 54299.4632 | 0 | 56.3295 | 77.7135 | 2021-07-04 11:28
StdNResSpltPkgAC-65to134 | PreNResSpltPkgAC-65to-PEYes | Nrs | 2007 | CZ08 | cDXGF | 0 | None | 1 | 60654.58 | 910727 |  | 187871.8 | 0 | 419568.6 | 0 | 239441.9 | 0 | 566.4116 | 63278.68 | 7504.695 | 31712.31 | 0 | 0 | 0 | 0 | 247637100 | 11722490 | 235914400 | 2359.144 | 69122.9192 | 0 | 56.3295 | 77.7135 | 2021-07-04 11:29
StdNResSpltPkgAC-65to134 | PreNResSpltPkgAC-65to-PEYes | Nrs | 2007 | CZ09 | cDXGF | 0 | None | 1 | 60654.58 | 906263.8 |  | 187871.8 | 0 | 419568.6 | 3.4953 | 235218.8 | 0 | 830.8194 | 62770.04 | 8613.155 | 29353.31 | 0 | 0.43886 | 0 | 0 | 300202900 | 11722490 | 288480200 | 2884.802 | 84524.6986 | 0 | 56.3295 | 77.7135 | 2021-07-04 11:30
StdNResSpltPkgAC-65to134 | PreNResSpltPkgAC-65to-PEYes | Nrs | 2007 | CZ10 | cDXGF | 0 | None | 1 | 60654.58 | 885390.5 |  | 187871.8 | 0 | 419568.6 | 8.8309 | 217723.2 | 0 | 1123.742 | 59090.79 | 8640.769 | 28406.85 | 0 | 3.641 | 0 | 0 | 343954400 | 11722490 | 332231600 | 3322.316 | 97343.8588 | 0 | 56.3295 | 77.7135 | 2021-07-04 11:30
StdNResSpltPkgAC-65to134 | PreNResSpltPkgAC-65to-PEYes | Nrs | 2007 | CZ11 | cDXGF | 0 | None | 1 | 60654.58 | 884916.7 |  | 187871.8 | 0 | 419568.6 | 87.1125 | 210822 | 0 | 2087.963 | 64445.75 | 14787.36 | 28170.64 | 0 | 33.3048 | 0 | 0 | 527502500 | 11722490 | 515779800 | 5157.798 | 151123.4814 | 0 | 56.3295 | 77.7135 | 2021-07-04 11:31
StdNResSpltPkgAC-65to134 | PreNResSpltPkgAC-65to-PEYes | Nrs | 2007 | CZ12 | cDXGF | 0 | None | 1 | 60654.58 | 843830.5 |  | 187871.8 | 0 | 419568.6 | 67.9965 | 176120 | 0 | 1907.274 | 58264.7 | 12358.88 | 22505.05 | 0 | 30.0998 | 0 | 0 | 540401600 | 11722490 | 528678800 | 5286.788 | 154902.8884 | 0 | 56.3295 | 77.7135 | 2021-07-04 11:32
StdNResSpltPkgAC-65to134 | PreNResSpltPkgAC-65to-PEYes | Nrs | 2007 | CZ13 | cDXGF | 0 | None | 1 | 60654.58 | 902344.6 |  | 187871.8 | 0 | 419568.6 | 19.4124 | 233410.5 | 0 | 1822.893 | 59642.32 | 10187.69 | 29268.92 | 0 | 8.8267 | 0 | 0 | 453804200 | 11722490 | 442081400 | 4420.814 | 129529.8502 | 0 | 56.3295 | 77.7135 | 2021-07-04 11:32
StdNResSpltPkgAC-65to134 | PreNResSpltPkgAC-65to-PEYes | Nrs | 2007 | CZ14 | cDXGF | 0 | None | 1 | 60654.58 | 884447.8 |  | 187871.8 | 0 | 419568.6 | 482.9288 | 209909.7 | 0 | 2177.281 | 64322.88 | 14193.34 | 29179.22 | 0 | 114.6664 | 0 | 0 | 556043500 | 11722490 | 544320800 | 5443.208 | 159485.9944 | 0 | 56.3295 | 77.7135 | 2021-07-04 11:33
StdNResSpltPkgAC-65to134 | PreNResSpltPkgAC-65to-PEYes | Nrs | 2007 | CZ15 | cDXGF | 0 | None | 1 | 60654.58 | 1048705 |  | 187871.8 | 0 | 419568.6 | 0 | 372950 | 0 | 520.7911 | 67793.63 | 5680.504 | 45588.16 | 0 | 0 | 0 | 0 | 151151300 | 11722490 | 139428600 | 1394.286 | 40852.5798 | 0 | 56.3295 | 77.7135 | 2021-07-04 11:34
StdNResSpltPkgAC-65to134 | PreNResSpltPkgAC-65to-PEYes | Nrs | 2007 | CZ16 | cDXGF | 0 | None | 1 | 60654.58 | 781218.5 |  | 187871.8 | 0 | 419568.6 | 9839.214 | 99736.22 | 0 | 3739.757 | 55895.52 | 19714.77 | 14259.44 | 0 | 4567.365 | 0 | 0 | 1093912000 | 11722490 | 1082190000 | 10821.9 | 317081.67 | 0 | 56.3295 | 77.7135 | 2021-07-04 11:34
StdNResSpltPkgAC-65to134 | PreNResSpltPkgAC-65to-PEYes | Nrs | 2011 | CZ01 | cDXGF | 0 | None | 1 | 60654.58 | 726229.2 |  | 187871.8 | 0 | 419568.6 | 330.3055 | 62271.84 | 0 | 3196.203 | 52863.78 | 21924.34 | 4552.269 | 0 | 126.5959 | 0 | 0 | 954078100 | 11722490 | 942355500 | 9423.555 | 276110.1615 | 0 | 56.3295 | 77.7135 | 2021-07-04 11:35
StdNResSpltPkgAC-65to134 | PreNResSpltPkgAC-65to-PEYes | Nrs | 2011 | CZ02 | cDXGF | 0 | None | 1 | 60654.58 | 802901.6 |  | 187871.8 | 0 | 419568.6 | 29.9391 | 136717.8 | 0 | 2323.317 | 56378.93 | 14314.69 | 17162.59 | 0 | 11.2236 | 0 | 0 | 633194200 | 11722490 | 621471300 | 6214.713 | 182091.0909 | 0 | 56.3295 | 77.7135 | 2021-07-04 11:36
StdNResSpltPkgAC-65to134 | PreNResSpltPkgAC-65to-PEYes | Nrs | 2011 | CZ03 | cDXGF | 0 | None | 1 | 60654.58 | 791502.1 |  | 187871.8 | 0 | 419568.6 | 110.623 | 123985.6 | 0 | 1350.293 | 58576.4 | 14360.08 | 14532.18 | 0 | 38.7821 | 0 | 0 | 523697900 | 11722490 | 511975000 | 5119.75 | 150008.675 | 0 | 56.3295 | 77.7135 | 2021-07-04 11:37
StdNResSpltPkgAC-65to134 | PreNResSpltPkgAC-65to-PEYes | Nrs | 2011 | CZ04 | cDXGF | 0 | None | 1 | 60654.58 | 853239.6 |  | 187871.8 | 0 | 419568.6 | 8.4126 | 183311.8 | 0 | 1384.507 | 61090.75 | 10941.64 | 23399.7 | 0 | 3.5662 | 0 | 0 | 418284100 | 11722490 | 406561300 | 4065.613 | 119122.4609 | 0 | 56.3295 | 77.7135 | 2021-07-04 11:37
StdNResSpltPkgAC-65to134 | PreNResSpltPkgAC-65to-PEYes | Nrs | 2011 | CZ05 | cDXGF | 0 | None | 1 | 60654.58 | 807117.1 |  | 187871.8 | 0 | 419568.6 | 143.7961 | 133300.2 | 0 | 1551.251 | 64640.22 | 17918.55 | 17608.04 | 0 | 41.4167 | 0 | 0 | 531734200 | 11722490 | 520011300 | 5200.113 | 152363.3109 | 0 | 56.3295 | 77.7135 | 2021-07-04 11:38
StdNResSpltPkgAC-65to134 | PreNResSpltPkgAC-65to-PEYes | Nrs | 2011 | CZ06 | cDXGF | 0 | None | 1 | 60654.58 | 879173.1 |  | 187871.8 | 0 | 419568.6 | 0 | 209181.3 | 0 | 519.783 | 62031.6 | 8255.506 | 28861.55 | 0 | 0 | 0 | 0 | 263227000 | 11722490 | 251504300 | 2515.043 | 73690.7599 | 0 | 56.3295 | 77.7135 | 2021-07-04 11:39
StdNResSpltPkgAC-65to134 | PreNResSpltPkgAC-65to-PEYes | Nrs | 2011 | CZ07 | cDXGF | 0 | None | 1 | 60654.58 | 866664.8 |  | 187871.8 | 0 | 419568.6 | 0 | 191661.6 | 0 | 256.4211 | 67306.41 | 9661.454 | 28669.09 | 0 | 0 | 0 | 0 | 194518000 | 11722490 | 182795400 | 1827.954 | 53559.0522 | 0 | 56.3295 | 77.7135 | 2021-07-04 11:39
StdNResSpltPkgAC-65to134 | PreNResSpltPkgAC-65to-PEYes | Nrs | 2011 | CZ08 | cDXGF | 0 | None | 1 | 60654.58 | 910559.5 |  | 187871.8 | 0 | 419568.6 | 0 | 239274 | 0 | 566.3057 | 63278.97 | 7426.08 | 31728.84 | 0 | 0 | 0 | 0 | 244803900 | 11722490 | 233081100 | 2330.811 | 68292.7623 | 0 | 56.3295 | 77.7135 | 2021-07-04 11:40
StdNResSpltPkgAC-65to134 | PreNResSpltPkgAC-65to-PEYes | Nrs | 2011 | CZ09 | cDXGF | 0 | None | 1 | 60654.58 | 907393.9 |  | 187871.8 | 0 | 419568.6 | 0 | 236533.1 | 0 | 821.2047 | 62598.85 | 7796.045 | 29635.53 | 0 | 0 | 0 | 0 | 270167000 | 11722490 | 258444200 | 2584.442 | 75724.1506 | 0 | 56.3295 | 77.7135 | 2021-07-04 11:41
StdNResSpltPkgAC-65to134 | PreNResSpltPkgAC-65to-PEYes | Nrs | 2011 | CZ10 | cDXGF | 0 | None | 1 | 60654.58 | 886203.9 |  | 187871.8 | 0 | 419568.6 | 0.16841 | 218584.2 | 0 | 1117.462 | 59061.53 | 8267.283 | 28551.47 | 0 | 0.06406 | 0 | 0 | 327394000 | 11722490 | 315671200 | 3156.712 | 92491.6616 | 0 | 56.3295 | 77.7135 | 2021-07-04 11:41
StdNResSpltPkgAC-65to134 | PreNResSpltPkgAC-65to-PEYes | Nrs | 2011 | CZ11 | cDXGF | 0 | None | 1 | 60654.58 | 885261 |  | 187871.8 | 0 | 419568.6 | 12.4645 | 211346.3 | 0 | 2073.977 | 64383.2 | 14150.6 | 28318.4 | 0 | 4.82 | 0 | 0 | 494774400 | 11722490 | 483051700 | 4830.517 | 141534.1481 | 0 | 56.3295 | 77.7135 | 2021-07-04 11:42
StdNResSpltPkgAC-65to134 | PreNResSpltPkgAC-65to-PEYes | Nrs | 2011 | CZ12 | cDXGF | 0 | None | 1 | 60654.58 | 845812.9 |  | 187871.8 | 0 | 419568.6 | 8.9259 | 178226.3 | 0 | 1896.996 | 58236.29 | 11754.09 | 22671.12 | 0 | 3.921 | 0 | 0 | 510404900 | 11722490 | 498682000 | 4986.82 | 146113.826 | 0 | 56.3295 | 77.7135 | 2021-07-04 11:43
StdNResSpltPkgAC-65to134 | PreNResSpltPkgAC-65to-PEYes | Nrs | 2011 | CZ13 | cDXGF | 0 | None | 1 | 60654.58 | 901666.3 |  | 187871.8 | 0 | 419568.6 | 0.24023 | 232866.4 | 0 | 1809.927 | 59549 | 9659.797 | 29335.88 | 0 | 0.10141 | 0 | 0 | 427621200 | 11722490 | 415898700 | 4158.987 | 121858.3191 | 0 | 56.3295 | 77.7135 | 2021-07-04 11:43
StdNResSpltPkgAC-65to134 | PreNResSpltPkgAC-65to-PEYes | Nrs | 2011 | CZ14 | cDXGF | 0 | None | 1 | 60654.58 | 884469.9 |  | 187871.8 | 0 | 419568.6 | 99.2328 | 210495 | 0 | 2161.533 | 64256.9 | 13595.62 | 29318.2 | 0 | 16.7516 | 0 | 0 | 524986900 | 11722490 | 513264300 | 5132.643 | 150386.4399 | 0 | 56.3295 | 77.7135 | 2021-07-04 11:44
StdNResSpltPkgAC-65to134 | PreNResSpltPkgAC-65to-PEYes | Nrs | 2011 | CZ15 | cDXGF | 0 | None | 1 | 60654.58 | 1038184 |  | 187871.8 | 0 | 419568.6 | 0 | 362718.3 | 0 | 510.5811 | 67514.05 | 5323.673 | 45613.15 | 0 | 0 | 0 | 0 | 138491500 | 11722490 | 126768800 | 1267.688 | 37143.2584 | 0 | 56.3295 | 77.7135 | 2021-07-04 11:45
StdNResSpltPkgAC-65to134 | PreNResSpltPkgAC-65to-PEYes | Nrs | 2011 | CZ16 | cDXGF | 0 | None | 1 | 60654.58 | 776850.2 |  | 187871.8 | 0 | 419568.6 | 4958.218 | 102877.6 | 0 | 3730.766 | 55663.41 | 18530.97 | 14466.11 | 0 | 2179.95 | 0 | 0 | 1031623000 | 11722490 | 1019900000 | 10199 | 298830.7 | 0 | 56.3295 | 77.7135 | 2021-07-04 11:45
StdNResSpltPkgAC-65to134 | PreNResSpltPkgAC-65to-PEYes | Nrs | 2015 | CZ01 | cDXGF | 0 | None | 1 | 60654.58 | 716644.7 |  | 183299.1 | 0 | 419568.6 | 23.3844 | 57926.25 | 0 | 3182.519 | 52633.27 | 21880.31 | 4370.74 | 0 | 10.9426 | 0 | 0 | 953786500 | 11722490 | 942063900 | 9420.639 | 276024.7227 | 0 | 55.2236 | 77.7135 | 2021-07-04 11:46
StdNResSpltPkgAC-65to134 | PreNResSpltPkgAC-65to-PEYes | Nrs | 2015 | CZ02 | cDXGF | 0 | None | 1 | 60654.58 | 784303.4 |  | 183299.1 | 0 | 419568.6 | 0 | 123499.7 | 0 | 2303.722 | 55631.82 | 14245 | 16410.12 | 0 | 0 | 0 | 0 | 633087700 | 11722490 | 621364900 | 6213.649 | 182059.9157 | 0 | 55.2236 | 77.7135 | 2021-07-04 11:47
StdNResSpltPkgAC-65to134 | PreNResSpltPkgAC-65to-PEYes | Nrs | 2015 | CZ03 | cDXGF | 0 | None | 1 | 60654.58 | 756577.4 |  | 183299.1 | 0 | 419568.6 | 0.67968 | 97607.5 | 0 | 1278.044 | 54823.07 | 14370.66 | 12071.98 | 0 | 0.31043 | 0 | 0 | 532312900 | 11722490 | 520590200 | 5205.902 | 152532.9286 | 0 | 55.2236 | 77.7135 | 2021-07-04 11:47
StdNResSpltPkgAC-65to134 | PreNResSpltPkgAC-65to-PEYes | Nrs | 2015 | CZ04 | cDXGF | 0 | None | 1 | 60654.58 | 807425.6 |  | 183299.1 | 0 | 419568.6 | 0 | 146607.1 | 0 | 1302.046 | 56648.3 | 10870.85 | 20327.27 | 0 | 0 | 0 | 0 | 423043500 | 11722490 | 411320800 | 4113.208 | 120516.9944 | 0 | 55.2236 | 77.7135 | 2021-07-04 11:48
StdNResSpltPkgAC-65to134 | PreNResSpltPkgAC-65to-PEYes | Nrs | 2015 | CZ05 | cDXGF | 0 | None | 1 | 60654.58 | 769020.9 |  | 183299.1 | 0 | 419568.6 | 0.014469 | 103852.4 | 0 | 1470.969 | 60829.31 | 18062.42 | 14760.01 | 0 | 0.0035283 | 0 | 0 | 542114000 | 11722490 | 530391100 | 5303.911 | 155404.5923 | 0 | 55.2236 | 77.7135 | 2021-07-04 11:49
StdNResSpltPkgAC-65to134 | PreNResSpltPkgAC-65to-PEYes | Nrs | 2015 | CZ06 | cDXGF | 0 | None | 1 | 60654.58 | 823249 |  | 183299.1 | 0 | 419568.6 | 0 | 163256.8 | 0 | 481.6312 | 56642.52 | 8399.26 | 24793.61 | 0 | 0 | 0 | 0 | 272595700 | 11722490 | 260873000 | 2608.73 | 76435.789 | 0 | 55.2236 | 77.7135 | 2021-07-04 11:49
StdNResSpltPkgAC-65to134 | PreNResSpltPkgAC-65to-PEYes | Nrs | 2015 | CZ07 | cDXGF | 0 | None | 1 | 60654.58 | 815961.7 |  | 183299.1 | 0 | 419568.6 | 0 | 150526.1 | 0 | 238.8601 | 62328.67 | 10093.91 | 24790.57 | 0 | 0 | 0 | 0 | 204353500 | 11722490 | 192630800 | 1926.308 | 56440.8244 | 0 | 55.2236 | 77.7135 | 2021-07-04 11:50
StdNResSpltPkgAC-65to134 | PreNResSpltPkgAC-65to-PEYes | Nrs | 2015 | CZ08 | cDXGF | 0 | None | 1 | 60654.58 | 849746.3 |  | 183299.1 | 0 | 419568.6 | 0 | 188805.7 | 0 | 520.2267 | 57552.63 | 7470.399 | 27613.08 | 0 | 0 | 0 | 0 | 251855700 | 11722490 | 240133000 | 2401.33 | 70358.969 | 0 | 55.2236 | 77.7135 | 2021-07-04 11:51
StdNResSpltPkgAC-65to134 | PreNResSpltPkgAC-65to-PEYes | Nrs | 2015 | CZ09 | cDXGF | 0 | None | 1 | 60654.58 | 844043.3 |  | 183299.1 | 0 | 419568.6 | 0 | 183223.9 | 0 | 757.3812 | 57194.29 | 7844.257 | 25960.34 | 0 | 0 | 0 | 0 | 277977000 | 11722490 | 266254300 | 2662.543 | 78012.5099 | 0 | 55.2236 | 77.7135 | 2021-07-04 11:51
StdNResSpltPkgAC-65to134 | PreNResSpltPkgAC-65to-PEYes | Nrs | 2015 | CZ10 | cDXGF | 0 | None | 1 | 60654.58 | 858056.6 |  | 183299.1 | 0 | 419568.6 | 0 | 196302.3 | 0 | 1099.951 | 57785.94 | 8307.984 | 27366.75 | 0 | 0 | 0 | 0 | 330510800 | 11722490 | 318788000 | 3187.88 | 93404.884 | 0 | 55.2236 | 77.7135 | 2021-07-04 11:52
StdNResSpltPkgAC-65to134 | PreNResSpltPkgAC-65to-PEYes | Nrs | 2015 | CZ11 | cDXGF | 0 | None | 1 | 60654.58 | 858288.9 |  | 183299.1 | 0 | 419568.6 | 0 | 190245.3 | 0 | 2034.844 | 63140.98 | 14042.91 | 27281.71 | 0 | 0 | 0 | 0 | 489729500 | 11722490 | 478006900 | 4780.069 | 140056.0217 | 0 | 55.2236 | 77.7135 | 2021-07-04 11:53
StdNResSpltPkgAC-65to134 | PreNResSpltPkgAC-65to-PEYes | Nrs | 2015 | CZ12 | cDXGF | 0 | None | 1 | 60654.58 | 822316.1 |  | 183299.1 | 0 | 419568.6 | 0 | 160467.3 | 0 | 1870.553 | 57110.02 | 11672.71 | 21685.41 | 0 | 0 | 0 | 0 | 509274500 | 11722490 | 497551700 | 4975.517 | 145782.6481 | 0 | 55.2236 | 77.7135 | 2021-07-04 11:54
StdNResSpltPkgAC-65to134 | PreNResSpltPkgAC-65to-PEYes | Nrs | 2015 | CZ13 | cDXGF | 0 | None | 1 | 60654.58 | 872396.9 |  | 183299.1 | 0 | 419568.6 | 0 | 209438.5 | 0 | 1775.9 | 58314.64 | 9592 | 28267.06 | 0 | 0 | 0 | 0 | 425731700 | 11722490 | 414009000 | 4140.09 | 121304.637 | 0 | 55.2236 | 77.7135 | 2021-07-04 11:54
StdNResSpltPkgAC-65to134 | PreNResSpltPkgAC-65to-PEYes | Nrs | 2015 | CZ14 | cDXGF | 0 | None | 1 | 60654.58 | 855584.4 |  | 183299.1 | 0 | 419568.6 | 0.11908 | 187555.4 | 0 | 2122.297 | 63038.82 | 13612.23 | 28135.12 | 0 | 0.027358 | 0 | 0 | 523990700 | 11722490 | 512268000 | 5122.68 | 150094.524 | 0 | 55.2236 | 77.7135 | 2021-07-04 11:55
StdNResSpltPkgAC-65to134 | PreNResSpltPkgAC-65to-PEYes | Nrs | 2015 | CZ15 | cDXGF | 0 | None | 1 | 60654.58 | 994574 |  | 183299.1 | 0 | 419568.6 | 0 | 325085.8 | 0 | 496.4642 | 66123.86 | 5405.529 | 44333.93 | 0 | 0 | 0 | 0 | 140439200 | 11722490 | 128716600 | 1287.166 | 37713.9638 | 0 | 55.2236 | 77.7135 | 2021-07-04 11:56
StdNResSpltPkgAC-65to134 | PreNResSpltPkgAC-65to-PEYes | Nrs | 2015 | CZ16 | cDXGF | 0 | None | 1 | 60654.58 | 755554.9 |  | 183299.1 | 0 | 419568.6 | 1401.582 | 92288.61 | 0 | 3704.818 | 54797.97 | 18201.04 | 13779.88 | 0 | 493.7296 | 0 | 0 | 1021868000 | 11722490 | 1010145000 | 10101.45 | 295972.485 | 0 | 55.2236 | 77.7135 | 2021-07-04 11:56
StdNResSpltPkgAC-65to134 | PreNResSpltPkgAC-65to-PEYes | Nrs | 2017 | CZ01 | cDXGF | 0 | None | 1 | 60654.58 | 708171.3 |  | 173775 | 0 | 419568.6 | 21.7462 | 58925.28 | 0 | 3182.51 | 52687.63 | 21899.73 | 4408.383 | 0 | 10.1917 | 0 | 0 | 961885800 | 11722490 | 950163400 | 9501.634 | 278397.8762 | 0 | 53.2311 | 77.7135 | 2021-07-04 11:57
StdNResSpltPkgAC-65to134 | PreNResSpltPkgAC-65to-PEYes | Nrs | 2017 | CZ02 | cDXGF | 0 | None | 1 | 60654.58 | 774415.9 |  | 173775 | 0 | 419568.6 | 0 | 123160.1 | 0 | 2303.643 | 55608.34 | 14506.81 | 16263.08 | 0 | 0 | 0 | 0 | 647849700 | 11722490 | 636126800 | 6361.268 | 186385.1524 | 0 | 53.2311 | 77.7135 | 2021-07-04 11:58
StdNResSpltPkgAC-65to134 | PreNResSpltPkgAC-65to-PEYes | Nrs | 2017 | CZ03 | cDXGF | 0 | None | 1 | 60654.58 | 747028.4 |  | 173775 | 0 | 419568.6 | 0.61986 | 97592.34 | 0 | 1278.021 | 54812.96 | 14749.58 | 11900.14 | 0 | 0.28381 | 0 | 0 | 548447000 | 11722490 | 536724100 | 5367.241 | 157260.1613 | 0 | 53.2311 | 77.7135 | 2021-07-04 11:58
StdNResSpltPkgAC-65to134 | PreNResSpltPkgAC-65to-PEYes | Nrs | 2017 | CZ04 | cDXGF | 0 | None | 1 | 60654.58 | 797273.9 |  | 173775 | 0 | 419568.6 | 0 | 146017.4 | 0 | 1302.009 | 56610.41 | 11123.25 | 20152.33 | 0 | 0 | 0 | 0 | 433786300 | 11722490 | 422063500 | 4220.635 | 123664.6055 | 0 | 53.2311 | 77.7135 | 2021-07-04 11:59
StdNResSpltPkgAC-65to134 | PreNResSpltPkgAC-65to-PEYes | Nrs | 2017 | CZ05 | cDXGF | 0 | None | 1 | 60654.58 | 759789.3 |  | 173775 | 0 | 419568.6 | 0 | 104135 | 0 | 1470.917 | 60839.49 | 18244.3 | 14644.85 | 0 | 0 | 0 | 0 | 551727500 | 11722490 | 540004600 | 5400.046 | 158221.3478 | 0 | 53.2311 | 77.7135 | 2021-07-04 12:00
StdNResSpltPkgAC-65to134 | PreNResSpltPkgAC-65to-PEYes | Nrs | 2017 | CZ06 | cDXGF | 0 | None | 1 | 60654.58 | 813022.9 |  | 173775 | 0 | 419568.6 | 0 | 162559.3 | 0 | 481.5749 | 56638.05 | 8496.345 | 24579.95 | 0 | 0 | 0 | 0 | 275344400 | 11722490 | 263621700 | 2636.217 | 77241.1581 | 0 | 53.2311 | 77.7135 | 2021-07-04 12:00
StdNResSpltPkgAC-65to134 | PreNResSpltPkgAC-65to-PEYes | Nrs | 2017 | CZ07 | cDXGF | 0 | None | 1 | 60654.58 | 805823.5 |  | 173775 | 0 | 419568.6 | 0 | 149927 | 0 | 238.8468 | 62313.88 | 10296.35 | 24566.06 | 0 | 0 | 0 | 0 | 209546100 | 11722490 | 197823400 | 1978.234 | 57962.2562 | 0 | 53.2311 | 77.7135 | 2021-07-04 12:01
StdNResSpltPkgAC-65to134 | PreNResSpltPkgAC-65to-PEYes | Nrs | 2017 | CZ08 | cDXGF | 0 | None | 1 | 60654.58 | 838753.6 |  | 173775 | 0 | 419568.6 | 0 | 187379.8 | 0 | 520.0416 | 57509.86 | 7602.224 | 27404.89 | 0 | 0 | 0 | 0 | 256624700 | 11722490 | 244902000 | 2449.02 | 71756.286 | 0 | 53.2311 | 77.7135 | 2021-07-04 12:02
StdNResSpltPkgAC-65to134 | PreNResSpltPkgAC-65to-PEYes | Nrs | 2017 | CZ09 | cDXGF | 0 | None | 1 | 60654.58 | 833335.8 |  | 173775 | 0 | 419568.6 | 0 | 182070.6 | 0 | 755.3992 | 57165.82 | 8063.271 | 25791.38 | 0 | 0 | 0 | 0 | 285562400 | 11722490 | 273839700 | 2738.397 | 80235.0321 | 0 | 53.2311 | 77.7135 | 2021-07-04 12:02
StdNResSpltPkgAC-65to134 | PreNResSpltPkgAC-65to-PEYes | Nrs | 2017 | CZ10 | cDXGF | 0 | None | 1 | 60654.58 | 847177.5 |  | 173775 | 0 | 419568.6 | 0 | 194996.3 | 0 | 1098.698 | 57738.84 | 8486.754 | 27182.78 | 0 | 0 | 0 | 0 | 338129600 | 11722490 | 326406800 | 3264.068 | 95637.1924 | 0 | 53.2311 | 77.7135 | 2021-07-04 12:03
StdNResSpltPkgAC-65to134 | PreNResSpltPkgAC-65to-PEYes | Nrs | 2017 | CZ11 | cDXGF | 0 | None | 1 | 60654.58 | 848058.3 |  | 173775 | 0 | 419568.6 | 0 | 189590.4 | 0 | 2027.166 | 63097.04 | 13900.22 | 27181.01 | 0 | 0 | 0 | 0 | 486738200 | 11722490 | 475015500 | 4750.155 | 139179.5415 | 0 | 53.2311 | 77.7135 | 2021-07-04 12:04
StdNResSpltPkgAC-65to134 | PreNResSpltPkgAC-65to-PEYes | Nrs | 2017 | CZ12 | cDXGF | 0 | None | 1 | 60654.58 | 811910.8 |  | 173775 | 0 | 419568.6 | 0 | 159638 | 0 | 1868.795 | 57060.08 | 11814.61 | 21514.11 | 0 | 0 | 0 | 0 | 518801800 | 11722490 | 507078900 | 5070.789 | 148574.1177 | 0 | 53.2311 | 77.7135 | 2021-07-04 12:04
StdNResSpltPkgAC-65to134 | PreNResSpltPkgAC-65to-PEYes | Nrs | 2017 | CZ13 | cDXGF | 0 | None | 1 | 60654.58 | 861231.9 |  | 173775 | 0 | 419568.6 | 0 | 207870.2 | 0 | 1772.328 | 58245.34 | 9661.967 | 28052.74 | 0 | 0 | 0 | 0 | 432805500 | 11722490 | 421082900 | 4210.829 | 123377.2897 | 0 | 53.2311 | 77.7135 | 2021-07-04 12:05
StdNResSpltPkgAC-65to134 | PreNResSpltPkgAC-65to-PEYes | Nrs | 2017 | CZ14 | cDXGF | 0 | None | 1 | 60654.58 | 844814.4 |  | 173775 | 0 | 419568.6 | 0.083786 | 186359.7 | 0 | 2117.291 | 62993.35 | 13679.5 | 27965.74 | 0 | 0.018941 | 0 | 0 | 531112400 | 11722490 | 519389700 | 5193.897 | 152181.1821 | 0 | 53.2311 | 77.7135 | 2021-07-04 12:06
StdNResSpltPkgAC-65to134 | PreNResSpltPkgAC-65to-PEYes | Nrs | 2017 | CZ15 | cDXGF | 0 | None | 1 | 60654.58 | 981852.8 |  | 173775 | 0 | 419568.6 | 0 | 321958.6 | 0 | 493.1627 | 66057.21 | 5515.081 | 44118.81 | 0 | 0 | 0 | 0 | 144041200 | 11722490 | 132318500 | 1323.185 | 38769.3205 | 0 | 53.2311 | 77.7135 | 2021-07-04 12:07
StdNResSpltPkgAC-65to134 | PreNResSpltPkgAC-65to-PEYes | Nrs | 2017 | CZ16 | cDXGF | 0 | None | 1 | 60654.58 | 745885.3 |  | 173775 | 0 | 419568.6 | 1392.237 | 92190.87 | 0 | 3704.749 | 54763.32 | 18148.61 | 13638.13 | 0 | 490.1243 | 0 | 0 | 1026411000 | 11722490 | 1014688000 | 10146.88 | 297303.584 | 0 | 53.2311 | 77.7135 | 2021-07-04 12:07
StdNResSpltPkgAC-65to134 | PreNResSpltPkgAC-65to-PEYes | Nrs | 2020 | CZ01 | cDXGF | 0 | None | 1 | 60654.58 | 653381.3 |  | 124089.5 | 0 | 419568.6 | 52.1307 | 54087.82 | 0 | 3182.51 | 52376.16 | 23092.16 | 3833.763 | 0 | 24.1815 | 0 | 0 | 1030223000 | 11722490 | 1018501000 | 10185.01 | 298420.793 | 0 | 37.7404 | 77.7135 | 2021-07-04 12:08
StdNResSpltPkgAC-65to134 | PreNResSpltPkgAC-65to-PEYes | Nrs | 2020 | CZ02 | cDXGF | 0 | None | 1 | 60654.58 | 716901.1 |  | 124089.5 | 0 | 419568.6 | 0.24248 | 115857.4 | 0 | 2301.31 | 55083.43 | 15296.42 | 15257.36 | 0 | 0.091573 | 0 | 0 | 693546400 | 11722490 | 681823600 | 6818.236 | 199774.3148 | 0 | 37.7404 | 77.7135 | 2021-07-04 12:09
StdNResSpltPkgAC-65to134 | PreNResSpltPkgAC-65to-PEYes | Nrs | 2020 | CZ03 | cDXGF | 0 | None | 1 | 60654.58 | 690182.1 |  | 124089.5 | 0 | 419568.6 | 2.0919 | 90938.43 | 0 | 1277.189 | 54305.19 | 15710.35 | 10713.37 | 0 | 0.96473 | 0 | 0 | 595168000 | 11722490 | 583445200 | 5834.452 | 170949.4436 | 0 | 37.7404 | 77.7135 | 2021-07-04 12:09
StdNResSpltPkgAC-65to134 | PreNResSpltPkgAC-65to-PEYes | Nrs | 2020 | CZ04 | cDXGF | 0 | None | 1 | 60654.58 | 738967.3 |  | 124089.5 | 0 | 419568.6 | 0 | 137972.7 | 0 | 1300.857 | 56035.46 | 11857.63 | 18975.53 | 0 | 0 | 0 | 0 | 468656000 | 11722490 | 456933200 | 4569.332 | 133881.4276 | 0 | 37.7404 | 77.7135 | 2021-07-04 12:10
StdNResSpltPkgAC-65to134 | PreNResSpltPkgAC-65to-PEYes | Nrs | 2020 | CZ05 | cDXGF | 0 | None | 1 | 60654.58 | 702502.6 |  | 124089.5 | 0 | 419568.6 | 0.47031 | 97056.62 | 0 | 1470.177 | 60316.84 | 19224.52 | 13317.72 | 0 | 0.14197 | 0 | 0 | 596730200 | 11722490 | 585007400 | 5850.074 | 171407.1682 | 0 | 37.7404 | 77.7135 | 2021-07-04 12:11
StdNResSpltPkgAC-65to134 | PreNResSpltPkgAC-65to-PEYes | Nrs | 2020 | CZ06 | cDXGF | 0 | None | 1 | 60654.58 | 753385.5 |  | 124089.5 | 0 | 419568.6 | 0 | 153173.8 | 0 | 480.7065 | 56072.72 | 9162.532 | 23240.04 | 0 | 0 | 0 | 0 | 301390500 | 11722490 | 289667900 | 2896.679 | 84872.6947 | 0 | 37.7404 | 77.7135 | 2021-07-04 12:11
StdNResSpltPkgAC-65to134 | PreNResSpltPkgAC-65to-PEYes | Nrs | 2020 | CZ07 | cDXGF | 0 | None | 1 | 60654.58 | 746552 |  | 124089.5 | 0 | 419568.6 | 0 | 140926.6 | 0 | 238.5056 | 61728.61 | 11254.53 | 22944.05 | 0 | 0 | 0 | 0 | 233492200 | 11722490 | 221769400 | 2217.694 | 64978.4342 | 0 | 37.7404 | 77.7135 | 2021-07-04 12:12
StdNResSpltPkgAC-65to134 | PreNResSpltPkgAC-65to-PEYes | Nrs | 2020 | CZ08 | cDXGF | 0 | None | 1 | 60654.58 | 778850.3 |  | 124089.5 | 0 | 419568.6 | 0 | 177815.2 | 0 | 518.4399 | 56858.11 | 8180.112 | 26117.7 | 0 | 0 | 0 | 0 | 279931100 | 11722490 | 268208400 | 2682.084 | 78585.0612 | 0 | 37.7404 | 77.7135 | 2021-07-04 12:13
StdNResSpltPkgAC-65to134 | PreNResSpltPkgAC-65to-PEYes | Nrs | 2020 | CZ09 | cDXGF | 0 | None | 1 | 60654.58 | 773851.9 |  | 124089.5 | 0 | 419568.6 | 0 | 172832.1 | 0 | 751.1084 | 56610.43 | 8612.094 | 24661.58 | 0 | 0 | 0 | 0 | 309677500 | 11722490 | 297954800 | 2979.548 | 87300.7564 | 0 | 37.7404 | 77.7135 | 2021-07-04 12:13
StdNResSpltPkgAC-65to134 | PreNResSpltPkgAC-65to-PEYes | Nrs | 2020 | CZ10 | cDXGF | 0 | None | 1 | 60654.58 | 787416.9 |  | 124089.5 | 0 | 419568.6 | 0 | 185575.5 | 0 | 1094.644 | 57088.52 | 9013.367 | 26050.28 | 0 | 0 | 0 | 0 | 363783900 | 11722490 | 352061100 | 3520.611 | 103153.9023 | 0 | 37.7404 | 77.7135 | 2021-07-04 12:14
StdNResSpltPkgAC-65to134 | PreNResSpltPkgAC-65to-PEYes | Nrs | 2020 | CZ11 | cDXGF | 0 | None | 1 | 60654.58 | 788954.1 |  | 124089.5 | 0 | 419568.6 | 0 | 180777.7 | 0 | 2018.107 | 62500.17 | 14568.84 | 26155.57 | 0 | 0 | 0 | 0 | 521194600 | 11722490 | 509471900 | 5094.719 | 149275.2667 | 0 | 37.7404 | 77.7135 | 2021-07-04 12:15
StdNResSpltPkgAC-65to134 | PreNResSpltPkgAC-65to-PEYes | Nrs | 2020 | CZ12 | cDXGF | 0 | None | 1 | 60654.58 | 753366.7 |  | 124089.5 | 0 | 419568.6 | 0 | 151413.7 | 0 | 1864.249 | 56430.52 | 12500.23 | 20424.9 | 0 | 0 | 0 | 0 | 555934700 | 11722490 | 544211900 | 5442.119 | 159454.0867 | 0 | 37.7404 | 77.7135 | 2021-07-04 12:15
StdNResSpltPkgAC-65to134 | PreNResSpltPkgAC-65to-PEYes | Nrs | 2020 | CZ13 | cDXGF | 0 | None | 1 | 60654.58 | 801607.9 |  | 124089.5 | 0 | 419568.6 | 0 | 198591.8 | 0 | 1762.115 | 57595.64 | 10185.18 | 26994.93 | 0 | 0 | 0 | 0 | 462958700 | 11722490 | 451236000 | 4512.36 | 132212.148 | 0 | 37.7404 | 77.7135 | 2021-07-04 12:16
StdNResSpltPkgAC-65to134 | PreNResSpltPkgAC-65to-PEYes | Nrs | 2020 | CZ14 | cDXGF | 0 | None | 1 | 60654.58 | 785795.6 |  | 124089.5 | 0 | 419568.6 | 1.7824 | 177618.5 | 0 | 2104.31 | 62412.2 | 14283.22 | 26932.96 | 0 | 0.36803 | 0 | 0 | 564701000 | 11722490 | 552978300 | 5529.783 | 162022.6419 | 0 | 37.7404 | 77.7135 | 2021-07-04 12:17
StdNResSpltPkgAC-65to134 | PreNResSpltPkgAC-65to-PEYes | Nrs | 2020 | CZ15 | cDXGF | 0 | None | 1 | 60654.58 | 919217.2 |  | 124089.5 | 0 | 419568.6 | 0 | 309632 | 0 | 486.3661 | 65440.76 | 5858.752 | 43057.68 | 0 | 0 | 0 | 0 | 156276500 | 11722490 | 144553800 | 1445.538 | 42354.2634 | 0 | 37.7404 | 77.7135 | 2021-07-04 12:17
StdNResSpltPkgAC-65to134 | PreNResSpltPkgAC-65to-PEYes | Nrs | 2020 | CZ16 | cDXGF | 0 | None | 1 | 60654.58 | 690665.5 |  | 124089.5 | 0 | 419568.6 | 1838.853 | 86423.98 | 0 | 3701.406 | 54341.67 | 19068.89 | 12772.63 | 0 | 701.2663 | 0 | 0 | 1085662000 | 11722490 | 1073940000 | 10739.4 | 314664.42 | 0 | 37.7404 | 77.7135 | 2021-07-04 12:18
StdNResSpltPkgAC-65to134 | PreNResSpltPkgAC-65to-PEYes | OfL | 1975 | CZ01 | cDXGF | 0 | None | 1 | 174998.9 | 1620214 |  | 418822.3 | 0 | 1021806 | 0 | 32530.37 | 0 | 21195.39 | 125856.1 | 19379.15 | 24010.66 | 0 | 0 | 0 | 0 | 735758600 | 0 | 735758600 | 7357.586 | 215577.2698 | 0 | 191.2951 | 227.2327 | 2021-07-04 12:19
StdNResSpltPkgAC-65to134 | PreNResSpltPkgAC-65to-PEYes | OfL | 1975 | CZ02 | cDXGF | 0 | None | 1 | 174998.9 | 1863450 |  | 418822.3 | 0 | 1021806 | 0 | 278589.2 | 0 | 13270.69 | 130958.6 | 10186.2 | 82726.66 | 0 | 0 | 0 | 0 | 469773600 | 0 | 469773600 | 4697.736 | 137643.6648 | 0 | 191.2951 | 227.2327 | 2021-07-04 12:19
StdNResSpltPkgAC-65to134 | PreNResSpltPkgAC-65to-PEYes | OfL | 1975 | CZ03 | cDXGF | 0 | None | 1 | 174998.9 | 1765133 |  | 418822.3 | 0 | 1021806 | 0 | 170595.6 | 0 | 8853.92 | 145051.9 | 7603.951 | 74846.89 | 0 | 0 | 0 | 0 | 260909900 | 0 | 260909900 | 2609.099 | 76446.6007 | 0 | 191.2951 | 227.2327 | 2021-07-04 12:20
StdNResSpltPkgAC-65to134 | PreNResSpltPkgAC-65to-PEYes | OfL | 1975 | CZ04 | cDXGF | 0 | None | 1 | 174998.9 | 1921043 |  | 418822.3 | 0 | 1021806 | 0 | 335857 | 0 | 7502.663 | 137051.7 | 5582.828 | 97272.84 | 0 | 0 | 0 | 0 | 237158700 | 0 | 237158700 | 2371.587 | 69487.4991 | 0 | 191.2951 | 227.2327 | 2021-07-04 12:21
StdNResSpltPkgAC-65to134 | PreNResSpltPkgAC-65to-PEYes | OfL | 1975 | CZ05 | cDXGF | 0 | None | 1 | 174998.9 | 1817084 |  | 418822.3 | 0 | 1021806 | 0 | 220721.5 | 0 | 10139.44 | 145592.1 | 5282.056 | 87441.07 | 0 | 0 | 0 | 0 | 203001600 | 0 | 203001600 | 2030.016 | 59479.4688 | 0 | 191.2951 | 227.2327 | 2021-07-04 12:21
StdNResSpltPkgAC-65to134 | PreNResSpltPkgAC-65to-PEYes | OfL | 1975 | CZ06 | cDXGF | 0 | None | 1 | 174998.9 | 1998940 |  | 418822.3 | 0 | 1021806 | 0 | 402658.8 | 0 | 3499.459 | 152150 | 1931.662 | 114201 | 0 | 0 | 0 | 0 | 58669690 | 0 | 58669690 | 586.6969 | 17190.2192 | 0 | 191.2951 | 227.2327 | 2021-07-04 12:22
StdNResSpltPkgAC-65to134 | PreNResSpltPkgAC-65to-PEYes | OfL | 1975 | CZ07 | cDXGF | 0 | None | 1 | 174998.9 | 1927910 |  | 418822.3 | 0 | 1021806 | 0 | 334823.2 | 0 | 1700.816 | 150754.1 | 1333.42 | 108558.8 | 0 | 0 | 0 | 0 | 30486150 | 0 | 30486150 | 304.8615 | 8932.442 | 0 | 191.2951 | 227.2327 | 2021-07-04 12:23
StdNResSpltPkgAC-65to134 | PreNResSpltPkgAC-65to-PEYes | OfL | 1975 | CZ08 | cDXGF | 0 | None | 1 | 174998.9 | 2064021 |  | 418822.3 | 0 | 1021806 | 0 | 479152.6 | 0 | 3196.919 | 141040.5 | 1563.369 | 115841 | 0 | 0 | 0 | 0 | 52963690 | 0 | 52963690 | 529.6369 | 15518.3612 | 0 | 191.2951 | 227.2327 | 2021-07-04 12:23
StdNResSpltPkgAC-65to134 | PreNResSpltPkgAC-65to-PEYes | OfL | 1975 | CZ09 | cDXGF | 0 | None | 1 | 174998.9 | 2054167 |  | 418822.3 | 0 | 1021806 | 0 | 457755 | 0 | 5170.059 | 150610.2 | 2759.402 | 113752.6 | 0 | 0 | 0 | 0 | 89514850 | 0 | 89514850 | 895.1485 | 26227.8511 | 0 | 191.2951 | 227.2327 | 2021-07-04 12:24
StdNResSpltPkgAC-65to134 | PreNResSpltPkgAC-65to-PEYes | OfL | 1975 | CZ10 | cDXGF | 0 | None | 1 | 174998.9 | 2104797 |  | 418822.3 | 0 | 1021806 | 0 | 507358.3 | 0 | 7192.455 | 149615.4 | 3580.505 | 117227.5 | 0 | 0 | 0 | 0 | 141955200 | 0 | 141955200 | 1419.552 | 41592.8736 | 0 | 191.2951 | 227.2327 | 2021-07-04 12:25
StdNResSpltPkgAC-65to134 | PreNResSpltPkgAC-65to-PEYes | OfL | 1975 | CZ11 | cDXGF | 0 | None | 1 | 174998.9 | 2084559 |  | 418822.3 | 0 | 1021806 | 0 | 472613.9 | 0 | 14011.44 | 157303.2 | 14284 | 104655.6 | 0 | 0 | 0 | 0 | 592882600 | 0 | 592882600 | 5928.826 | 173714.6018 | 0 | 191.2951 | 227.2327 | 2021-07-04 12:26
StdNResSpltPkgAC-65to134 | PreNResSpltPkgAC-65to-PEYes | OfL | 1975 | CZ12 | cDXGF | 0 | None | 1 | 174998.9 | 1987620 |  | 418822.3 | 0 | 1021806 | 0 | 384063.9 | 0 | 12170.08 | 150755.5 | 11317.05 | 101410.3 | 0 | 0 | 0 | 0 | 479629800 | 0 | 479629800 | 4796.298 | 140531.5314 | 0 | 191.2951 | 227.2327 | 2021-07-04 12:26
StdNResSpltPkgAC-65to134 | PreNResSpltPkgAC-65to-PEYes | OfL | 1975 | CZ13 | cDXGF | 0 | None | 1 | 174998.9 | 2128219 |  | 418822.3 | 0 | 1021806 | 0 | 512493.7 | 0 | 12284.71 | 162810.8 | 10256.23 | 115332.8 | 0 | 0 | 0 | 0 | 416505000 | 0 | 416505000 | 4165.05 | 122035.965 | 0 | 191.2951 | 227.2327 | 2021-07-04 12:27
StdNResSpltPkgAC-65to134 | PreNResSpltPkgAC-65to-PEYes | OfL | 1975 | CZ14 | cDXGF | 0 | None | 1 | 174998.9 | 2104977 |  | 418822.3 | 0 | 1021806 | 0 | 491859.6 | 0 | 14645.93 | 157839.6 | 8310.287 | 112343.9 | 0 | 0 | 0 | 0 | 413915800 | 0 | 413915800 | 4139.158 | 121277.3294 | 0 | 191.2951 | 227.2327 | 2021-07-04 12:28
StdNResSpltPkgAC-65to134 | PreNResSpltPkgAC-65to-PEYes | OfL | 1975 | CZ15 | cDXGF | 0 | None | 1 | 174998.9 | 2507929 |  | 418822.3 | 0 | 1021806 | 0 | 873677.3 | 0 | 3718.723 | 189902.5 | 1595.469 | 163705 | 0 | 0 | 0 | 0 | 41330900 | 0 | 41330900 | 413.309 | 12109.9537 | 0 | 191.2951 | 227.2327 | 2021-07-04 12:28
StdNResSpltPkgAC-65to134 | PreNResSpltPkgAC-65to-PEYes | OfL | 1975 | CZ16 | cDXGF | 0 | None | 1 | 174998.9 | 1812686 |  | 418822.3 | 0 | 1021806 | 0 | 186600.1 | 0 | 27175.9 | 158279.5 | 28774.44 | 73200.28 | 0 | 0 | 0 | 0 | 1562210000 | 0 | 1562210000 | 15622.1 | 457727.53 | 0 | 191.2951 | 227.2327 | 2021-07-04 12:29
StdNResSpltPkgAC-65to134 | PreNResSpltPkgAC-65to-PEYes | OfL | 1985 | CZ01 | cDXGF | 0 | None | 1 | 174998.9 | 1575756 |  | 418822.3 | 0 | 978556.6 | 0 | 32784.79 | 0 | 20970.29 | 124622.4 | 17310.08 | 24224.49 | 0 | 0 | 0 | 0 | 621590600 | 0 | 621590600 | 6215.906 | 182126.0458 | 0 | 191.2951 | 217.6141 | 2021-07-04 12:30
StdNResSpltPkgAC-65to134 | PreNResSpltPkgAC-65to-PEYes | OfL | 1985 | CZ02 | cDXGF | 0 | None | 1 | 174998.9 | 1814870 |  | 418822.3 | 0 | 978556.6 | 0 | 275558.1 | 0 | 13018.81 | 128914.3 | 9013.887 | 82042.96 | 0 | 0 | 0 | 0 | 394740500 | 0 | 394740500 | 3947.405 | 115658.9665 | 0 | 191.2951 | 217.6141 | 2021-07-04 12:30
StdNResSpltPkgAC-65to134 | PreNResSpltPkgAC-65to-PEYes | OfL | 1985 | CZ03 | cDXGF | 0 | None | 1 | 174998.9 | 1719324 |  | 418822.3 | 0 | 978556.6 | 0 | 169690.4 | 0 | 8738.486 | 143516.6 | 6584.684 | 74628.77 | 0 | 0 | 0 | 0 | 213621100 | 0 | 213621100 | 2136.211 | 62590.9823 | 0 | 191.2951 | 217.6141 | 2021-07-04 12:31
StdNResSpltPkgAC-65to134 | PreNResSpltPkgAC-65to-PEYes | OfL | 1985 | CZ04 | cDXGF | 0 | None | 1 | 174998.9 | 1871491 |  | 418822.3 | 0 | 978556.6 | 0 | 331824.8 | 0 | 7357.181 | 134930.4 | 4823.382 | 96442.28 | 0 | 0 | 0 | 0 | 193942400 | 0 | 193942400 | 1939.424 | 56825.1232 | 0 | 191.2951 | 217.6141 | 2021-07-04 12:32
StdNResSpltPkgAC-65to134 | PreNResSpltPkgAC-65to-PEYes | OfL | 1985 | CZ05 | cDXGF | 0 | None | 1 | 174998.9 | 1770995 |  | 418822.3 | 0 | 978556.6 | 0 | 219522.7 | 0 | 10009.39 | 144083.8 | 4490.408 | 87222.7 | 0 | 0 | 0 | 0 | 161918500 | 0 | 161918500 | 1619.185 | 47442.1205 | 0 | 191.2951 | 217.6141 | 2021-07-04 12:32
StdNResSpltPkgAC-65to134 | PreNResSpltPkgAC-65to-PEYes | OfL | 1985 | CZ06 | cDXGF | 0 | None | 1 | 174998.9 | 1949905 |  | 418822.3 | 0 | 978556.6 | 0 | 398817.8 | 0 | 3446.495 | 150262 | 1598.445 | 113211.7 | 0 | 0 | 0 | 0 | 44758250 | 0 | 44758250 | 447.5825 | 13114.1673 | 0 | 191.2951 | 217.6141 | 2021-07-04 12:33
StdNResSpltPkgAC-65to134 | PreNResSpltPkgAC-65to-PEYes | OfL | 1985 | CZ07 | cDXGF | 0 | None | 1 | 174998.9 | 1879588 |  | 418822.3 | 0 | 978556.6 | 0 | 331520.9 | 0 | 1676.869 | 149010.9 | 1078.62 | 107773.2 | 0 | 0 | 0 | 0 | 22508910 | 0 | 22508910 | 225.0891 | 6595.1106 | 0 | 191.2951 | 217.6141 | 2021-07-04 12:34
StdNResSpltPkgAC-65to134 | PreNResSpltPkgAC-65to-PEYes | OfL | 1985 | CZ08 | cDXGF | 0 | None | 1 | 174998.9 | 2011569 |  | 418822.3 | 0 | 978556.6 | 0 | 472358.6 | 0 | 3126.543 | 138704.5 | 1298.412 | 114430.7 | 0 | 0 | 0 | 0 | 40901820 | 0 | 40901820 | 409.0182 | 11984.2333 | 0 | 191.2951 | 217.6141 | 2021-07-04 12:34
StdNResSpltPkgAC-65to134 | PreNResSpltPkgAC-65to-PEYes | OfL | 1985 | CZ09 | cDXGF | 0 | None | 1 | 174998.9 | 2001007 |  | 418822.3 | 0 | 978556.6 | 0 | 450527.6 | 0 | 5067.377 | 148033.8 | 2295.089 | 112327.9 | 0 | 0 | 0 | 0 | 68907840 | 0 | 68907840 | 689.0784 | 20189.9971 | 0 | 191.2951 | 217.6141 | 2021-07-04 12:35
StdNResSpltPkgAC-65to134 | PreNResSpltPkgAC-65to-PEYes | OfL | 1985 | CZ10 | cDXGF | 0 | None | 1 | 174998.9 | 2050318 |  | 418822.3 | 0 | 978556.6 | 0 | 498905.9 | 0 | 7045.358 | 146988.3 | 3056.638 | 115621.9 | 0 | 0 | 0 | 0 | 112989600 | 0 | 112989600 | 1129.896 | 33105.9528 | 0 | 191.2951 | 217.6141 | 2021-07-04 12:36
StdNResSpltPkgAC-65to134 | PreNResSpltPkgAC-65to-PEYes | OfL | 1985 | CZ11 | cDXGF | 0 | None | 1 | 174998.9 | 2027895 |  | 418822.3 | 0 | 978556.6 | 0 | 462764.8 | 0 | 13701.37 | 154051.1 | 12890.64 | 102939.9 | 0 | 0 | 0 | 0 | 509636000 | 0 | 509636000 | 5096.36 | 149323.348 | 0 | 191.2951 | 217.6141 | 2021-07-04 12:36
StdNResSpltPkgAC-65to134 | PreNResSpltPkgAC-65to-PEYes | OfL | 1985 | CZ12 | cDXGF | 0 | None | 1 | 174998.9 | 1935083 |  | 418822.3 | 0 | 978556.6 | 0 | 377771.1 | 0 | 11918.09 | 148015.1 | 10144.82 | 100191.9 | 0 | 0 | 0 | 0 | 409772800 | 0 | 409772800 | 4097.728 | 120063.4304 | 0 | 191.2951 | 217.6141 | 2021-07-04 12:37
StdNResSpltPkgAC-65to134 | PreNResSpltPkgAC-65to-PEYes | OfL | 1985 | CZ13 | cDXGF | 0 | None | 1 | 174998.9 | 2070271 |  | 418822.3 | 0 | 978556.6 | 0 | 501363.1 | 0 | 12028.74 | 159500.5 | 9160.194 | 113393.9 | 0 | 0 | 0 | 0 | 355550300 | 0 | 355550300 | 3555.503 | 104176.2379 | 0 | 191.2951 | 217.6141 | 2021-07-04 12:38
StdNResSpltPkgAC-65to134 | PreNResSpltPkgAC-65to-PEYes | OfL | 1985 | CZ14 | cDXGF | 0 | None | 1 | 174998.9 | 2049236 |  | 418822.3 | 0 | 978556.6 | 0 | 482583.5 | 0 | 14346.19 | 154927.7 | 7350.595 | 110759.4 | 0 | 0 | 0 | 0 | 347903000 | 0 | 347903000 | 3479.03 | 101935.579 | 0 | 191.2951 | 217.6141 | 2021-07-04 12:38
StdNResSpltPkgAC-65to134 | PreNResSpltPkgAC-65to-PEYes | OfL | 1985 | CZ15 | cDXGF | 0 | None | 1 | 174998.9 | 2438190 |  | 418822.3 | 0 | 978556.6 | 0 | 851399.3 | 0 | 3641.114 | 185769.9 | 1277.123 | 160339.5 | 0 | 0 | 0 | 0 | 31367070 | 0 | 31367070 | 313.6707 | 9190.5515 | 0 | 191.2951 | 217.6141 | 2021-07-04 12:39
StdNResSpltPkgAC-65to134 | PreNResSpltPkgAC-65to-PEYes | OfL | 1985 | CZ16 | cDXGF | 0 | None | 1 | 174998.9 | 1764089 |  | 418822.3 | 0 | 978556.6 | 0 | 184051.1 | 0 | 26771.08 | 155887.9 | 26693.38 | 72510.98 | 0 | 0 | 0 | 0 | 1382593000 | 0 | 1382593000 | 13825.93 | 405099.749 | 0 | 191.2951 | 217.6141 | 2021-07-04 12:40
StdNResSpltPkgAC-65to134 | PreNResSpltPkgAC-65to-PEYes | OfL | 1996 | CZ01 | cDXGF | 0 | None | 1 | 174998.9 | 1511715 |  | 418822.3 | 0 | 935304.1 | 0 | 29584.13 | 0 | 18507.57 | 109495.2 | 12057.29 | 22360.68 | 0 | 0 | 0 | 0 | 399476400 | 0 | 399476400 | 3994.764 | 117046.5852 | 0 | 191.2951 | 207.9958 | 2021-07-04 12:40
StdNResSpltPkgAC-65to134 | PreNResSpltPkgAC-65to-PEYes | OfL | 1996 | CZ02 | cDXGF | 0 | None | 1 | 174998.9 | 1740680 |  | 418822.3 | 0 | 935304.1 | 0 | 253091.1 | 0 | 12449.51 | 121010.7 | 9500.068 | 75854.38 | 0 | 0 | 0 | 0 | 427070900 | 0 | 427070900 | 4270.709 | 125131.7737 | 0 | 191.2951 | 207.9958 | 2021-07-04 12:41
StdNResSpltPkgAC-65to134 | PreNResSpltPkgAC-65to-PEYes | OfL | 1996 | CZ03 | cDXGF | 0 | None | 1 | 174998.9 | 1649305 |  | 418822.3 | 0 | 935304.1 | 0 | 152652.8 | 0 | 8319.883 | 134204.4 | 7529.359 | 67715.16 | 0 | 0 | 0 | 0 | 255437800 | 0 | 255437800 | 2554.378 | 74843.2754 | 0 | 191.2951 | 207.9958 | 2021-07-04 12:42
StdNResSpltPkgAC-65to134 | PreNResSpltPkgAC-65to-PEYes | OfL | 1996 | CZ04 | cDXGF | 0 | None | 1 | 174998.9 | 1793136 |  | 418822.3 | 0 | 935304.1 | 0 | 305107 | 0 | 7085.929 | 126814.4 | 5529.916 | 89000.91 | 0 | 0 | 0 | 0 | 230246800 | 0 | 230246800 | 2302.468 | 67462.3124 | 0 | 191.2951 | 207.9958 | 2021-07-04 12:42
StdNResSpltPkgAC-65to134 | PreNResSpltPkgAC-65to-PEYes | OfL | 1996 | CZ05 | cDXGF | 0 | None | 1 | 174998.9 | 1696936 |  | 418822.3 | 0 | 935304.1 | 0 | 198551.1 | 0 | 9532.284 | 134725 | 5301.2 | 79466.88 | 0 | 0 | 0 | 0 | 199798600 | 0 | 199798600 | 1997.986 | 58540.9898 | 0 | 191.2951 | 207.9958 | 2021-07-04 12:43
StdNResSpltPkgAC-65to134 | PreNResSpltPkgAC-65to-PEYes | OfL | 1996 | CZ06 | cDXGF | 0 | None | 1 | 174998.9 | 1865484 |  | 418822.3 | 0 | 935304.1 | 0 | 366874 | 0 | 3300.647 | 141180.4 | 1990.779 | 104937.2 | 0 | 0 | 0 | 0 | 58905940 | 0 | 58905940 | 589.0594 | 17259.4404 | 0 | 191.2951 | 207.9958 | 2021-07-04 12:44
StdNResSpltPkgAC-65to134 | PreNResSpltPkgAC-65to-PEYes | OfL | 1996 | CZ07 | cDXGF | 0 | None | 1 | 174998.9 | 1801423 |  | 418822.3 | 0 | 935304.1 | 0 | 305399.8 | 0 | 1607.239 | 140288.2 | 1393.352 | 99927.15 | 0 | 0 | 0 | 0 | 31154720 | 0 | 31154720 | 311.5472 | 9128.333 | 0 | 191.2951 | 207.9958 | 2021-07-04 12:44
StdNResSpltPkgAC-65to134 | PreNResSpltPkgAC-65to-PEYes | OfL | 1996 | CZ08 | cDXGF | 0 | None | 1 | 174998.9 | 1928635 |  | 418822.3 | 0 | 935304.1 | 0 | 440364 | 0 | 3030.007 | 131112.7 | 1627.203 | 106968.2 | 0 | 0 | 0 | 0 | 53234090 | 0 | 53234090 | 532.3409 | 15597.5884 | 0 | 191.2951 | 207.9958 | 2021-07-04 12:45
StdNResSpltPkgAC-65to134 | PreNResSpltPkgAC-65to-PEYes | OfL | 1996 | CZ09 | cDXGF | 0 | None | 1 | 174998.9 | 1918143 |  | 418822.3 | 0 | 935304.1 | 0 | 418251 | 0 | 4939.715 | 140823.8 | 2823.712 | 105177.9 | 0 | 0 | 0 | 0 | 90605860 | 0 | 90605860 | 906.0586 | 26547.517 | 0 | 191.2951 | 207.9958 | 2021-07-04 12:46
StdNResSpltPkgAC-65to134 | PreNResSpltPkgAC-65to-PEYes | OfL | 1996 | CZ10 | cDXGF | 0 | None | 1 | 174998.9 | 1964928 |  | 418822.3 | 0 | 935304.1 | 0 | 464977.9 | 0 | 6813.937 | 139006.9 | 3630.749 | 108037.7 | 0 | 0 | 0 | 0 | 141827500 | 0 | 141827500 | 1418.275 | 41555.4575 | 0 | 191.2951 | 207.9958 | 2021-07-04 12:47
StdNResSpltPkgAC-65to134 | PreNResSpltPkgAC-65to-PEYes | OfL | 1996 | CZ11 | cDXGF | 0 | None | 1 | 174998.9 | 1903221 |  | 418822.3 | 0 | 935304.1 | 0 | 400780 | 0 | 12289.18 | 136023.1 | 9317.713 | 91096.75 | 0 | 0 | 0 | 0 | 328876500 | 0 | 328876500 | 3288.765 | 96360.8145 | 0 | 191.2951 | 207.9958 | 2021-07-04 12:47
StdNResSpltPkgAC-65to134 | PreNResSpltPkgAC-65to-PEYes | OfL | 1996 | CZ12 | cDXGF | 0 | None | 1 | 174998.9 | 1825208 |  | 418822.3 | 0 | 935304.1 | 0 | 329594.3 | 0 | 10676.19 | 130809.3 | 7380.163 | 89265.16 | 0 | 0 | 0 | 0 | 266902800 | 0 | 266902800 | 2669.028 | 78202.5204 | 0 | 191.2951 | 207.9958 | 2021-07-04 12:48
StdNResSpltPkgAC-65to134 | PreNResSpltPkgAC-65to-PEYes | OfL | 1996 | CZ13 | cDXGF | 0 | None | 1 | 174998.9 | 1942984 |  | 418822.3 | 0 | 935304.1 | 0 | 436709 | 0 | 10822.56 | 141323.8 | 6809.619 | 100743.6 | 0 | 0 | 0 | 0 | 234453400 | 0 | 234453400 | 2344.534 | 68694.8462 | 0 | 191.2951 | 207.9958 | 2021-07-04 12:49
StdNResSpltPkgAC-65to134 | PreNResSpltPkgAC-65to-PEYes | OfL | 1996 | CZ14 | cDXGF | 0 | None | 1 | 174998.9 | 1918421 |  | 418822.3 | 0 | 935304.1 | 0 | 415425.8 | 0 | 12887.67 | 135979.4 | 5305.231 | 97042.49 | 0 | 0 | 0 | 0 | 204417100 | 0 | 204417100 | 2044.171 | 59894.2103 | 0 | 191.2951 | 207.9958 | 2021-07-04 12:49
StdNResSpltPkgAC-65to134 | PreNResSpltPkgAC-65to-PEYes | OfL | 1996 | CZ15 | cDXGF | 0 | None | 1 | 174998.9 | 2259998 |  | 418822.3 | 0 | 935304.1 | 0 | 738445.1 | 0 | 3288.276 | 164136.2 | 776.6409 | 141758.4 | 0 | 0 | 0 | 0 | 14487400 | 0 | 14487400 | 144.874 | 4244.8082 | 0 | 191.2951 | 207.9958 | 2021-07-04 12:50
StdNResSpltPkgAC-65to134 | PreNResSpltPkgAC-65to-PEYes | OfL | 1996 | CZ16 | cDXGF | 0 | None | 1 | 174998.9 | 1674374 |  | 418822.3 | 0 | 935304.1 | 0 | 160034 | 0 | 23725.02 | 136487.4 | 21277.04 | 63930.89 | 0 | 0 | 0 | 0 | 998579300 | 0 | 998579300 | 9985.793 | 292583.7349 | 0 | 191.2951 | 207.9958 | 2021-07-04 12:51
StdNResSpltPkgAC-65to134 | PreNResSpltPkgAC-65to-PEYes | OfL | 2003 | CZ01 | cDXGF | 0 | None | 1 | 174998.9 | 1446345 |  | 418822.3 | 0 | 892052.4 | 0 | 25663.12 | 0 | 15942.08 | 93863.41 | 10719.15 | 19726.05 | 0 | 0 | 0 | 0 | 361050000 | 0 | 361050000 | 3610.5 | 105787.65 | 0 | 191.2951 | 198.3774 | 2021-07-04 12:51
StdNResSpltPkgAC-65to134 | PreNResSpltPkgAC-65to-PEYes | OfL | 2003 | CZ02 | cDXGF | 0 | None | 1 | 174998.9 | 1626910 |  | 418822.3 | 0 | 892052.4 | 0 | 206741.9 | 0 | 10293.4 | 98998.57 | 5164.512 | 64046.25 | 0 | 0 | 0 | 0 | 192461100 | 0 | 192461100 | 1924.611 | 56391.1023 | 0 | 191.2951 | 198.3774 | 2021-07-04 12:52
StdNResSpltPkgAC-65to134 | PreNResSpltPkgAC-65to-PEYes | OfL | 2003 | CZ03 | cDXGF | 0 | None | 1 | 174998.9 | 1559721 |  | 418822.3 | 0 | 892052.4 | 0 | 128103.7 | 0 | 7134.486 | 113605.7 | 5592.187 | 58177.7 | 0 | 0 | 0 | 0 | 172634200 | 0 | 172634200 | 1726.342 | 50581.8206 | 0 | 191.2951 | 198.3774 | 2021-07-04 12:53
StdNResSpltPkgAC-65to134 | PreNResSpltPkgAC-65to-PEYes | OfL | 2003 | CZ04 | cDXGF | 0 | None | 1 | 174998.9 | 1682326 |  | 418822.3 | 0 | 892052.4 | 0 | 256570.4 | 0 | 6212.911 | 108665.9 | 4226.891 | 76569.13 | 0 | 0 | 0 | 0 | 157569200 | 0 | 157569200 | 1575.692 | 46167.7756 | 0 | 191.2951 | 198.3774 | 2021-07-04 12:53
StdNResSpltPkgAC-65to134 | PreNResSpltPkgAC-65to-PEYes | OfL | 2003 | CZ05 | cDXGF | 0 | None | 1 | 174998.9 | 1599868 |  | 418822.3 | 0 | 892052.4 | 0 | 167040.9 | 0 | 8153.334 | 113796.7 | 4073.03 | 68016.05 | 0 | 0 | 0 | 0 | 133347300 | 0 | 133347300 | 1333.473 | 39070.7589 | 0 | 191.2951 | 198.3774 | 2021-07-04 12:54
StdNResSpltPkgAC-65to134 | PreNResSpltPkgAC-65to-PEYes | OfL | 2003 | CZ06 | cDXGF | 0 | None | 1 | 174998.9 | 1747976 |  | 418822.3 | 0 | 892052.4 | 0 | 314155.9 | 0 | 2845.325 | 120097.4 | 1434.52 | 90081 | 0 | 0 | 0 | 0 | 35119230 | 0 | 35119230 | 351.1923 | 10289.9344 | 0 | 191.2951 | 198.3774 | 2021-07-04 12:55
StdNResSpltPkgAC-65to134 | PreNResSpltPkgAC-65to-PEYes | OfL | 2003 | CZ07 | cDXGF | 0 | None | 1 | 174998.9 | 1695112 |  | 418822.3 | 0 | 892052.4 | 0 | 263009.2 | 0 | 1385.047 | 119840.1 | 963.3336 | 86949.26 | 0 | 0 | 0 | 0 | 18766350 | 0 | 18766350 | 187.6635 | 5498.5405 | 0 | 191.2951 | 198.3774 | 2021-07-04 12:55
StdNResSpltPkgAC-65to134 | PreNResSpltPkgAC-65to-PEYes | OfL | 2003 | CZ08 | cDXGF | 0 | None | 1 | 174998.9 | 1803914 |  | 418822.3 | 0 | 892052.4 | 0 | 377415.8 | 0 | 2664.927 | 112955.4 | 1161.803 | 92710.13 | 0 | 0 | 0 | 0 | 32060670 | 0 | 32060670 | 320.6067 | 9393.7763 | 0 | 191.2951 | 198.3774 | 2021-07-04 12:56
StdNResSpltPkgAC-65to134 | PreNResSpltPkgAC-65to-PEYes | OfL | 2003 | CZ09 | cDXGF | 0 | None | 1 | 174998.9 | 1790823 |  | 418822.3 | 0 | 892052.4 | 0 | 353520 | 0 | 4382.959 | 122043.2 | 2213.661 | 91163.31 | 0 | 0 | 0 | 0 | 57846210 | 0 | 57846210 | 578.4621 | 16948.9395 | 0 | 191.2951 | 198.3774 | 2021-07-04 12:57
StdNResSpltPkgAC-65to134 | PreNResSpltPkgAC-65to-PEYes | OfL | 2003 | CZ10 | cDXGF | 0 | None | 1 | 174998.9 | 1809802 |  | 418822.3 | 0 | 892052.4 | 0 | 379026.3 | 0 | 5678.051 | 114220.8 | 1619.937 | 90504.58 | 0 | 0 | 0 | 0 | 43763010 | 0 | 43763010 | 437.6301 | 12822.5619 | 0 | 191.2951 | 198.3774 | 2021-07-04 12:57
StdNResSpltPkgAC-65to134 | PreNResSpltPkgAC-65to-PEYes | OfL | 2003 | CZ11 | cDXGF | 0 | None | 1 | 174998.9 | 1785058 |  | 418822.3 | 0 | 892052.4 | 0 | 343831.8 | 0 | 10998.42 | 119351.4 | 7544.396 | 79613.88 | 0 | 0 | 0 | 0 | 250764600 | 0 | 250764600 | 2507.646 | 73474.0278 | 0 | 191.2951 | 198.3774 | 2021-07-04 12:58
StdNResSpltPkgAC-65to134 | PreNResSpltPkgAC-65to-PEYes | OfL | 2003 | CZ12 | cDXGF | 0 | None | 1 | 174998.9 | 1718204 |  | 418822.3 | 0 | 892052.4 | 0 | 283206.1 | 0 | 9536.938 | 114584.7 | 5981.252 | 78118.88 | 0 | 0 | 0 | 0 | 206199500 | 0 | 206199500 | 2061.995 | 60416.4535 | 0 | 191.2951 | 198.3774 | 2021-07-04 12:59
StdNResSpltPkgAC-65to134 | PreNResSpltPkgAC-65to-PEYes | OfL | 2003 | CZ13 | cDXGF | 0 | None | 1 | 174998.9 | 1822330 |  | 418822.3 | 0 | 892052.4 | 0 | 377241.6 | 0 | 9722.751 | 124489.3 | 5703.521 | 88446.31 | 0 | 0 | 0 | 0 | 184117000 | 0 | 184117000 | 1841.17 | 53946.281 | 0 | 191.2951 | 198.3774 | 2021-07-04 12:59
StdNResSpltPkgAC-65to134 | PreNResSpltPkgAC-65to-PEYes | OfL | 2003 | CZ14 | cDXGF | 0 | None | 1 | 174998.9 | 1797746 |  | 418822.3 | 0 | 892052.4 | 0 | 355913.4 | 0 | 11634.96 | 119321.1 | 4804.056 | 84090.7 | 0 | 0 | 0 | 0 | 168427800 | 0 | 168427800 | 1684.278 | 49349.3454 | 0 | 191.2951 | 198.3774 | 2021-07-04 13:00
StdNResSpltPkgAC-65to134 | PreNResSpltPkgAC-65to-PEYes | OfL | 2003 | CZ15 | cDXGF | 0 | None | 1 | 174998.9 | 2104063 |  | 418822.3 | 0 | 892052.4 | 0 | 644723.5 | 0 | 2983.375 | 145479.1 | 625.6686 | 125440.4 | 0 | 0 | 0 | 0 | 11086030 | 0 | 11086030 | 110.8603 | 3248.2068 | 0 | 191.2951 | 198.3774 | 2021-07-04 13:01
StdNResSpltPkgAC-65to134 | PreNResSpltPkgAC-65to-PEYes | OfL | 2003 | CZ16 | cDXGF | 0 | None | 1 | 174998.9 | 1587594 |  | 418822.3 | 0 | 892052.4 | 0 | 138000.6 | 0 | 20744.28 | 117972 | 19500.24 | 55149.54 | 0 | 0 | 0 | 0 | 924758300 | 0 | 924758300 | 9247.583 | 270954.1819 | 0 | 191.2951 | 198.3774 | 2021-07-04 13:01
StdNResSpltPkgAC-65to134 | PreNResSpltPkgAC-65to-PEYes | OfL | 2007 | CZ01 | cDXGF | 0 | None | 1 | 174998.9 | 1446332 |  | 418822.3 | 0 | 892052.4 | 0 | 25723.48 | 0 | 15928.77 | 93802.99 | 10531.13 | 19787.04 | 0 | 0 | 0 | 0 | 352546500 | 0 | 352546500 | 3525.465 | 103296.1245 | 0 | 191.2951 | 198.3774 | 2021-07-04 13:02
StdNResSpltPkgAC-65to134 | PreNResSpltPkgAC-65to-PEYes | OfL | 2007 | CZ02 | cDXGF | 0 | None | 1 | 174998.9 | 1626817 |  | 418822.3 | 0 | 892052.4 | 0 | 206729 | 0 | 10282.48 | 98929.21 | 5069.885 | 64062.75 | 0 | 0 | 0 | 0 | 187745200 | 0 | 187745200 | 1877.452 | 55009.3436 | 0 | 191.2951 | 198.3774 | 2021-07-04 13:03
StdNResSpltPkgAC-65to134 | PreNResSpltPkgAC-65to-PEYes | OfL | 2007 | CZ03 | cDXGF | 0 | None | 1 | 174998.9 | 1559717 |  | 418822.3 | 0 | 892052.4 | 0 | 128139.8 | 0 | 7131.075 | 113568.5 | 5507.163 | 58200.28 | 0 | 0 | 0 | 0 | 168438400 | 0 | 168438400 | 1684.384 | 49352.4512 | 0 | 191.2951 | 198.3774 | 2021-07-04 13:03
StdNResSpltPkgAC-65to134 | PreNResSpltPkgAC-65to-PEYes | OfL | 2007 | CZ04 | cDXGF | 0 | None | 1 | 174998.9 | 1682185 |  | 418822.3 | 0 | 892052.4 | 0 | 256502.8 | 0 | 6207.163 | 108597 | 4140.709 | 76582.25 | 0 | 0 | 0 | 0 | 153925000 | 0 | 153925000 | 1539.25 | 45100.025 | 0 | 191.2951 | 198.3774 | 2021-07-04 13:04
StdNResSpltPkgAC-65to134 | PreNResSpltPkgAC-65to-PEYes | OfL | 2007 | CZ05 | cDXGF | 0 | None | 1 | 174998.9 | 1599884 |  | 418822.3 | 0 | 892052.4 | 0 | 167123.1 | 0 | 8146.979 | 113736.5 | 4003.903 | 68049.05 | 0 | 0 | 0 | 0 | 130510800 | 0 | 130510800 | 1305.108 | 38239.6644 | 0 | 191.2951 | 198.3774 | 2021-07-04 13:05
StdNResSpltPkgAC-65to134 | PreNResSpltPkgAC-65to-PEYes | OfL | 2007 | CZ06 | cDXGF | 0 | None | 1 | 174998.9 | 1747976 |  | 418822.3 | 0 | 892052.4 | 0 | 314155.9 | 0 | 2845.325 | 120097.4 | 1434.52 | 90081 | 0 | 0 | 0 | 0 | 35119230 | 0 | 35119230 | 351.1923 | 10289.9344 | 0 | 191.2951 | 198.3774 | 2021-07-04 13:05
StdNResSpltPkgAC-65to134 | PreNResSpltPkgAC-65to-PEYes | OfL | 2007 | CZ07 | cDXGF | 0 | None | 1 | 174998.9 | 1695112 |  | 418822.3 | 0 | 892052.4 | 0 | 263009.2 | 0 | 1385.047 | 119840.1 | 963.3336 | 86949.26 | 0 | 0 | 0 | 0 | 18766350 | 0 | 18766350 | 187.6635 | 5498.5405 | 0 | 191.2951 | 198.3774 | 2021-07-04 13:06
StdNResSpltPkgAC-65to134 | PreNResSpltPkgAC-65to-PEYes | OfL | 2007 | CZ08 | cDXGF | 0 | None | 1 | 174998.9 | 1803914 |  | 418822.3 | 0 | 892052.4 | 0 | 377415.8 | 0 | 2664.927 | 112955.4 | 1161.803 | 92710.13 | 0 | 0 | 0 | 0 | 32060670 | 0 | 32060670 | 320.6067 | 9393.7763 | 0 | 191.2951 | 198.3774 | 2021-07-04 13:07
StdNResSpltPkgAC-65to134 | PreNResSpltPkgAC-65to-PEYes | OfL | 2007 | CZ09 | cDXGF | 0 | None | 1 | 174998.9 | 1790823 |  | 418822.3 | 0 | 892052.4 | 0 | 353520 | 0 | 4382.959 | 122043.2 | 2213.661 | 91163.31 | 0 | 0 | 0 | 0 | 57846210 | 0 | 57846210 | 578.4621 | 16948.9395 | 0 | 191.2951 | 198.3774 | 2021-07-04 13:07
StdNResSpltPkgAC-65to134 | PreNResSpltPkgAC-65to-PEYes | OfL | 2007 | CZ10 | cDXGF | 0 | None | 1 | 174998.9 | 1809380 |  | 418822.3 | 0 | 892052.4 | 0 | 378711 | 0 | 5672.588 | 114119.6 | 1566.869 | 90467.32 | 0 | 0 | 0 | 0 | 42190660 | 0 | 42190660 | 421.9066 | 12361.8634 | 0 | 191.2951 | 198.3774 | 2021-07-04 13:08
StdNResSpltPkgAC-65to134 | PreNResSpltPkgAC-65to-PEYes | OfL | 2007 | CZ11 | cDXGF | 0 | None | 1 | 174998.9 | 1784549 |  | 418822.3 | 0 | 892052.4 | 0 | 343450 | 0 | 10987.55 | 119234.2 | 7435.585 | 79574.31 | 0 | 0 | 0 | 0 | 244515600 | 0 | 244515600 | 2445.156 | 71643.0708 | 0 | 191.2951 | 198.3774 | 2021-07-04 13:09
StdNResSpltPkgAC-65to134 | PreNResSpltPkgAC-65to-PEYes | OfL | 2007 | CZ12 | cDXGF | 0 | None | 1 | 174998.9 | 1717893 |  | 418822.3 | 0 | 892052.4 | 0 | 282989.5 | 0 | 9529.264 | 114496.9 | 5869.345 | 78100.59 | 0 | 0 | 0 | 0 | 200763500 | 0 | 200763500 | 2007.635 | 58823.7055 | 0 | 191.2951 | 198.3774 | 2021-07-04 13:09
StdNResSpltPkgAC-65to134 | PreNResSpltPkgAC-65to-PEYes | OfL | 2007 | CZ13 | cDXGF | 0 | None | 1 | 174998.9 | 1821632 |  | 418822.3 | 0 | 892052.4 | 0 | 376680.8 | 0 | 9714 | 124358.5 | 5592.532 | 88382.63 | 0 | 0 | 0 | 0 | 178930500 | 0 | 178930500 | 1789.305 | 52426.6365 | 0 | 191.2951 | 198.3774 | 2021-07-04 13:10
StdNResSpltPkgAC-65to134 | PreNResSpltPkgAC-65to-PEYes | OfL | 2007 | CZ14 | cDXGF | 0 | None | 1 | 174998.9 | 1797174 |  | 418822.3 | 0 | 892052.4 | 0 | 355481.1 | 0 | 11621.81 | 119195 | 4693.878 | 84050.95 | 0 | 0 | 0 | 0 | 163558600 | 0 | 163558600 | 1635.586 | 47922.6698 | 0 | 191.2951 | 198.3774 | 2021-07-04 13:11
StdNResSpltPkgAC-65to134 | PreNResSpltPkgAC-65to-PEYes | OfL | 2007 | CZ15 | cDXGF | 0 | None | 1 | 174998.9 | 2102867 |  | 418822.3 | 0 | 892052.4 | 0 | 643606.5 | 0 | 2982.878 | 145401.2 | 602.9586 | 125372.7 | 0 | 0 | 0 | 0 | 10529490 | 0 | 10529490 | 105.2949 | 3085.1406 | 0 | 191.2951 | 198.3774 | 2021-07-04 13:11
StdNResSpltPkgAC-65to134 | PreNResSpltPkgAC-65to-PEYes | OfL | 2007 | CZ16 | cDXGF | 0 | None | 1 | 174998.9 | 1587410 |  | 418822.3 | 0 | 892052.4 | 0 | 137926 | 0 | 20727.84 | 117880.4 | 19316.82 | 55147.02 | 0 | 0 | 0 | 0 | 910307100 | 0 | 910307100 | 9103.071 | 266719.9803 | 0 | 191.2951 | 198.3774 | 2021-07-04 13:12
StdNResSpltPkgAC-65to134 | PreNResSpltPkgAC-65to-PEYes | OfL | 2011 | CZ01 | cDXGF | 0 | None | 1 | 174998.9 | 1426585 |  | 399149.5 | 0 | 892052.4 | 0 | 26338.04 | 0 | 15808.83 | 93235.76 | 8578.282 | 20321.38 | 0 | 0 | 0 | 0 | 264816500 | 0 | 264816500 | 2648.165 | 77591.2345 | 0 | 183.2415 | 198.3774 | 2021-07-04 13:13
StdNResSpltPkgAC-65to134 | PreNResSpltPkgAC-65to-PEYes | OfL | 2011 | CZ02 | cDXGF | 0 | None | 1 | 174998.9 | 1606424 |  | 399149.5 | 0 | 892052.4 | 0 | 208160.8 | 0 | 9895.319 | 97164.5 | 2471.416 | 65488.54 | 0 | 0 | 0 | 0 | 72391670 | 0 | 72391670 | 723.9167 | 21210.7593 | 0 | 183.2415 | 198.3774 | 2021-07-04 13:13
StdNResSpltPkgAC-65to134 | PreNResSpltPkgAC-65to-PEYes | OfL | 2011 | CZ03 | cDXGF | 0 | None | 1 | 174998.9 | 1541008 |  | 399149.5 | 0 | 892052.4 | 0 | 130321.2 | 0 | 7002.653 | 112480.4 | 3248.395 | 59631.55 | 0 | 0 | 0 | 0 | 84648480 | 0 | 84648480 | 846.4848 | 24802.0046 | 0 | 183.2415 | 198.3774 | 2021-07-04 13:14
StdNResSpltPkgAC-65to134 | PreNResSpltPkgAC-65to-PEYes | OfL | 2011 | CZ04 | cDXGF | 0 | None | 1 | 174998.9 | 1659481 |  | 399149.5 | 0 | 892052.4 | 0 | 255990.5 | 0 | 5957.172 | 106330.1 | 1962.881 | 77728.89 | 0 | 0 | 0 | 0 | 58170640 | 0 | 58170640 | 581.7064 | 17043.9975 | 0 | 183.2415 | 198.3774 | 2021-07-04 13:15
StdNResSpltPkgAC-65to134 | PreNResSpltPkgAC-65to-PEYes | OfL | 2011 | CZ05 | cDXGF | 0 | None | 1 | 174998.9 | 1583918 |  | 399149.5 | 0 | 892052.4 | 0 | 171748.1 | 0 | 7985.675 | 112981.2 | 1862.63 | 70536.06 | 0 | 0 | 0 | 0 | 47750220 | 0 | 47750220 | 477.5022 | 13990.8145 | 0 | 183.2415 | 198.3774 | 2021-07-04 13:15
StdNResSpltPkgAC-65to134 | PreNResSpltPkgAC-65to-PEYes | OfL | 2011 | CZ06 | cDXGF | 0 | None | 1 | 174998.9 | 1725959 |  | 399149.5 | 0 | 892052.4 | 0 | 313143.5 | 0 | 2800.045 | 118812.1 | 1015.655 | 89856.36 | 0 | 0 | 0 | 0 | 21125300 | 0 | 21125300 | 211.253 | 6189.7129 | 0 | 183.2415 | 198.3774 | 2021-07-04 13:16
StdNResSpltPkgAC-65to134 | PreNResSpltPkgAC-65to-PEYes | OfL | 2011 | CZ07 | cDXGF | 0 | None | 1 | 174998.9 | 1673620 |  | 399149.5 | 0 | 892052.4 | 0 | 262386.6 | 0 | 1363.245 | 118666.3 | 585.1755 | 87152.72 | 0 | 0 | 0 | 0 | 10260400 | 0 | 10260400 | 102.604 | 3006.2972 | 0 | 183.2415 | 198.3774 | 2021-07-04 13:17
StdNResSpltPkgAC-65to134 | PreNResSpltPkgAC-65to-PEYes | OfL | 2011 | CZ08 | cDXGF | 0 | None | 1 | 174998.9 | 1777258 |  | 399149.5 | 0 | 892052.4 | 0 | 372902.3 | 0 | 2567.098 | 110585.3 | 473.0706 | 92528.54 | 0 | 0 | 0 | 0 | 9872272 | 0 | 9872272 | 98.7227 | 2892.5757 | 0 | 183.2415 | 198.3774 | 2021-07-04 13:17
StdNResSpltPkgAC-65to134 | PreNResSpltPkgAC-65to-PEYes | OfL | 2011 | CZ09 | cDXGF | 0 | None | 1 | 174998.9 | 1759983 |  | 399149.5 | 0 | 892052.4 | 0 | 346406.5 | 0 | 4187.247 | 118185.6 | 818.3897 | 90515.2 | 0 | 0 | 0 | 0 | 15770790 | 0 | 15770790 | 157.7079 | 4620.8415 | 0 | 183.2415 | 198.3774 | 2021-07-04 13:18
StdNResSpltPkgAC-65to134 | PreNResSpltPkgAC-65to-PEYes | OfL | 2011 | CZ10 | cDXGF | 0 | None | 1 | 174998.9 | 1779326 |  | 399149.5 | 0 | 892052.4 | 0 | 371611.9 | 0 | 5431.697 | 111079.3 | 595.5422 | 89967.29 | 0 | 0 | 0 | 0 | 12499500 | 0 | 12499500 | 124.995 | 3662.3535 | 0 | 183.2415 | 198.3774 | 2021-07-04 13:19
StdNResSpltPkgAC-65to134 | PreNResSpltPkgAC-65to-PEYes | OfL | 2011 | CZ11 | cDXGF | 0 | None | 1 | 174998.9 | 1748768 |  | 399149.5 | 0 | 892052.4 | 0 | 332182.9 | 0 | 10483.43 | 114898.1 | 4005.326 | 78452.06 | 0 | 0 | 0 | 0 | 105166600 | 0 | 105166600 | 1051.666 | 30813.8138 | 0 | 183.2415 | 198.3774 | 2021-07-04 13:19
StdNResSpltPkgAC-65to134 | PreNResSpltPkgAC-65to-PEYes | OfL | 2011 | CZ12 | cDXGF | 0 | None | 1 | 174998.9 | 1689779 |  | 399149.5 | 0 | 892052.4 | 0 | 278262.3 | 0 | 9104.824 | 111207.9 | 3039.758 | 78040.75 | 0 | 0 | 0 | 0 | 82417820 | 0 | 82417820 | 824.1782 | 24148.4213 | 0 | 183.2415 | 198.3774 | 2021-07-04 13:20
StdNResSpltPkgAC-65to134 | PreNResSpltPkgAC-65to-PEYes | OfL | 2011 | CZ13 | cDXGF | 0 | None | 1 | 174998.9 | 1783213 |  | 399149.5 | 0 | 892052.4 | 0 | 362905.8 | 0 | 9274.381 | 119829.6 | 2958.869 | 86726.38 | 0 | 0 | 0 | 0 | 73314900 | 0 | 73314900 | 733.149 | 21481.2657 | 0 | 183.2415 | 198.3774 | 2021-07-04 13:21
StdNResSpltPkgAC-65to134 | PreNResSpltPkgAC-65to-PEYes | OfL | 2011 | CZ14 | cDXGF | 0 | None | 1 | 174998.9 | 1762703 |  | 399149.5 | 0 | 892052.4 | 0 | 345219.8 | 0 | 11097.41 | 115182.9 | 2411.909 | 83273.69 | 0 | 0 | 0 | 0 | 64209640 | 0 | 64209640 | 642.0964 | 18813.4245 | 0 | 183.2415 | 198.3774 | 2021-07-04 13:21
StdNResSpltPkgAC-65to134 | PreNResSpltPkgAC-65to-PEYes | OfL | 2011 | CZ15 | cDXGF | 0 | None | 1 | 174998.9 | 2044264 |  | 399149.5 | 0 | 892052.4 | 0 | 611103.1 | 0 | 2844.559 | 139113.1 | 213.6938 | 120944.8 | 0 | 0 | 0 | 0 | 3113868 | 0 | 3113868 | 31.1387 | 912.3633 | 0 | 183.2415 | 198.3774 | 2021-07-04 13:22
StdNResSpltPkgAC-65to134 | PreNResSpltPkgAC-65to-PEYes | OfL | 2011 | CZ16 | cDXGF | 0 | None | 1 | 174998.9 | 1563256 |  | 399149.5 | 0 | 892052.4 | 0 | 136797.7 | 0 | 20109.19 | 115146 | 13615.15 | 55511.4 | 0 | 0 | 0 | 0 | 534944600 | 0 | 534944600 | 5349.446 | 156738.7678 | 0 | 183.2415 | 198.3774 | 2021-07-04 13:23
StdNResSpltPkgAC-65to134 | PreNResSpltPkgAC-65to-PEYes | OfL | 2015 | CZ01 | cDXGF | 0 | None | 1 | 174998.9 | 1408393 |  | 389313.3 | 0 | 892052.4 | 0 | 21144.22 | 0 | 15503.28 | 90378.03 | 11784.27 | 16522.15 | 0 | 0 | 0 | 0 | 408688600 | 0 | 408688600 | 4086.886 | 119745.7598 | 0 | 179.2147 | 198.3774 | 2021-07-04 13:23
StdNResSpltPkgAC-65to134 | PreNResSpltPkgAC-65to-PEYes | OfL | 2015 | CZ02 | cDXGF | 0 | None | 1 | 174998.9 | 1576598 |  | 389313.3 | 0 | 892052.4 | 0 | 192256.5 | 0 | 9787.884 | 93186.13 | 4356.928 | 60195.89 | 0 | 0 | 0 | 0 | 154194400 | 0 | 154194400 | 1541.944 | 45178.9592 | 0 | 179.2147 | 198.3774 | 2021-07-04 13:24
StdNResSpltPkgAC-65to134 | PreNResSpltPkgAC-65to-PEYes | OfL | 2015 | CZ03 | cDXGF | 0 | None | 1 | 174998.9 | 1507583 |  | 389313.3 | 0 | 892052.4 | 0 | 116407 | 0 | 6509.41 | 103298.9 | 3435.867 | 53868.2 | 0 | 0 | 0 | 0 | 93774380 | 0 | 93774380 | 937.7438 | 27475.8933 | 0 | 179.2147 | 198.3774 | 2021-07-04 13:25
StdNResSpltPkgAC-65to134 | PreNResSpltPkgAC-65to-PEYes | OfL | 2015 | CZ04 | cDXGF | 0 | None | 1 | 174998.9 | 1618094 |  | 389313.3 | 0 | 892052.4 | 0 | 233047.7 | 0 | 5589.292 | 98089.05 | 2112.078 | 71320.87 | 0 | 0 | 0 | 0 | 64338520 | 0 | 64338520 | 643.3852 | 18851.1864 | 0 | 179.2147 | 198.3774 | 2021-07-04 13:25
StdNResSpltPkgAC-65to134 | PreNResSpltPkgAC-65to-PEYes | OfL | 2015 | CZ05 | cDXGF | 0 | None | 1 | 174998.9 | 1546695 |  | 389313.3 | 0 | 892052.4 | 0 | 154378.8 | 0 | 7405.679 | 103542.5 | 2058.354 | 63953.73 | 0 | 0 | 0 | 0 | 54506110 | 0 | 54506110 | 545.0611 | 15970.2902 | 0 | 179.2147 | 198.3774 | 2021-07-04 13:26
StdNResSpltPkgAC-65to134 | PreNResSpltPkgAC-65to-PEYes | OfL | 2015 | CZ06 | cDXGF | 0 | None | 1 | 174998.9 | 1680291 |  | 389313.3 | 0 | 892052.4 | 0 | 286229.5 | 0 | 2628.853 | 110063.5 | 1117.808 | 82612.81 | 0 | 0 | 0 | 0 | 24047140 | 0 | 24047140 | 240.4714 | 7045.812 | 0 | 179.2147 | 198.3774 | 2021-07-04 13:27
StdNResSpltPkgAC-65to134 | PreNResSpltPkgAC-65to-PEYes | OfL | 2015 | CZ07 | cDXGF | 0 | None | 1 | 174998.9 | 1631879 |  | 389313.3 | 0 | 892052.4 | 0 | 239469.1 | 0 | 1277.097 | 109764.6 | 680.9005 | 80120.45 | 0 | 0 | 0 | 0 | 11995280 | 0 | 11995280 | 119.9528 | 3514.617 | 0 | 179.2147 | 198.3774 | 2021-07-04 13:27
StdNResSpltPkgAC-65to134 | PreNResSpltPkgAC-65to-PEYes | OfL | 2015 | CZ08 | cDXGF | 0 | None | 1 | 174998.9 | 1730142 |  | 389313.3 | 0 | 892052.4 | 0 | 343717.2 | 0 | 2419.615 | 102635.8 | 504.0472 | 85637.54 | 0 | 0 | 0 | 0 | 10698950 | 0 | 10698950 | 106.9895 | 3134.7924 | 0 | 179.2147 | 198.3774 | 2021-07-04 13:28
StdNResSpltPkgAC-65to134 | PreNResSpltPkgAC-65to-PEYes | OfL | 2015 | CZ09 | cDXGF | 0 | None | 1 | 174998.9 | 1713547 |  | 389313.3 | 0 | 892052.4 | 0 | 317465.4 | 0 | 3992.702 | 110719.7 | 914.9597 | 83964.12 | 0 | 0 | 0 | 0 | 17733860 | 0 | 17733860 | 177.3386 | 5196.021 | 0 | 179.2147 | 198.3774 | 2021-07-04 13:29
StdNResSpltPkgAC-65to134 | PreNResSpltPkgAC-65to-PEYes | OfL | 2015 | CZ10 | cDXGF | 0 | None | 1 | 174998.9 | 1747329 |  | 389313.3 | 0 | 892052.4 | 0 | 352712.3 | 0 | 5442.118 | 107805.4 | 1345.758 | 85185.7 | 0 | 0 | 0 | 0 | 33976050 | 0 | 33976050 | 339.7605 | 9954.9826 | 0 | 179.2147 | 198.3774 | 2021-07-04 13:29
StdNResSpltPkgAC-65to134 | PreNResSpltPkgAC-65to-PEYes | OfL | 2015 | CZ11 | cDXGF | 0 | None | 1 | 174998.9 | 1722524 |  | 389313.3 | 0 | 892052.4 | 0 | 318055.1 | 0 | 10535.75 | 112565.3 | 6666.543 | 74606.48 | 0 | 0 | 0 | 0 | 207963100 | 0 | 207963100 | 2079.631 | 60933.1883 | 0 | 179.2147 | 198.3774 | 2021-07-04 13:30
StdNResSpltPkgAC-65to134 | PreNResSpltPkgAC-65to-PEYes | OfL | 2015 | CZ12 | cDXGF | 0 | None | 1 | 174998.9 | 1660992 |  | 389313.3 | 0 | 892052.4 | 0 | 262541.1 | 0 | 9117.591 | 107964.8 | 5114.348 | 73248.8 | 0 | 0 | 0 | 0 | 164749400 | 0 | 164749400 | 1647.494 | 48271.5742 | 0 | 179.2147 | 198.3774 | 2021-07-04 13:31
StdNResSpltPkgAC-65to134 | PreNResSpltPkgAC-65to-PEYes | OfL | 2015 | CZ13 | cDXGF | 0 | None | 1 | 174998.9 | 1757691 |  | 389313.3 | 0 | 892052.4 | 0 | 349597.9 | 0 | 9319.345 | 117405.5 | 4904.126 | 83024.17 | 0 | 0 | 0 | 0 | 145690200 | 0 | 145690200 | 1456.902 | 42687.2286 | 0 | 179.2147 | 198.3774 | 2021-07-04 13:31
StdNResSpltPkgAC-65to134 | PreNResSpltPkgAC-65to-PEYes | OfL | 2015 | CZ14 | cDXGF | 0 | None | 1 | 174998.9 | 1737061 |  | 389313.3 | 0 | 892052.4 | 0 | 331420.9 | 0 | 11202.35 | 113069.4 | 4221.257 | 79125.17 | 0 | 0 | 0 | 0 | 140613500 | 0 | 140613500 | 1406.135 | 41199.7555 | 0 | 179.2147 | 198.3774 | 2021-07-04 13:32
StdNResSpltPkgAC-65to134 | PreNResSpltPkgAC-65to-PEYes | OfL | 2015 | CZ15 | cDXGF | 0 | None | 1 | 174998.9 | 2027122 |  | 389313.3 | 0 | 892052.4 | 0 | 604433.8 | 0 | 2881.582 | 138437.6 | 482.4066 | 119261.5 | 0 | 0 | 0 | 0 | 7154093 | 0 | 7154093 | 71.5409 | 2096.1492 | 0 | 179.2147 | 198.3774 | 2021-07-04 13:33
StdNResSpltPkgAC-65to134 | PreNResSpltPkgAC-65to-PEYes | OfL | 2015 | CZ16 | cDXGF | 0 | None | 1 | 174998.9 | 1538203 |  | 389313.3 | 0 | 892052.4 | 0 | 124919.6 | 0 | 19988.48 | 111927 | 17300.32 | 51158.45 | 0 | 0 | 0 | 0 | 752921500 | 0 | 752921500 | 7529.215 | 220605.9995 | 0 | 179.2147 | 198.3774 | 2021-07-04 13:33
StdNResSpltPkgAC-65to134 | PreNResSpltPkgAC-65to-PEYes | OfL | 2017 | CZ01 | cDXGF | 0 | None | 1 | 174998.9 | 1393665 |  | 374757.9 | 0 | 892052.4 | 0 | 21909.68 | 0 | 15341.65 | 89600.98 | 9266.688 | 17276.94 | 0 | 0 | 0 | 0 | 297856900 | 0 | 297856900 | 2978.569 | 87272.0717 | 0 | 173.8311 | 198.3774 | 2021-07-04 13:34
StdNResSpltPkgAC-65to134 | PreNResSpltPkgAC-65to-PEYes | OfL | 2017 | CZ02 | cDXGF | 0 | None | 1 | 174998.9 | 1559776 |  | 374757.9 | 0 | 892052.4 | 0 | 190670.2 | 0 | 9731.16 | 92562.55 | 4424.548 | 59697.22 | 0 | 0 | 0 | 0 | 157528400 | 0 | 157528400 | 1575.284 | 46155.8212 | 0 | 173.8311 | 198.3774 | 2021-07-04 13:35
StdNResSpltPkgAC-65to134 | PreNResSpltPkgAC-65to-PEYes | OfL | 2017 | CZ03 | cDXGF | 0 | None | 1 | 174998.9 | 1491093 |  | 374757.9 | 0 | 892052.4 | 0 | 115208 | 0 | 6471.419 | 102600.2 | 3492.083 | 53352.16 | 0 | 0 | 0 | 0 | 96016700 | 0 | 96016700 | 960.167 | 28132.8931 | 0 | 173.8311 | 198.3774 | 2021-07-04 13:36
StdNResSpltPkgAC-65to134 | PreNResSpltPkgAC-65to-PEYes | OfL | 2017 | CZ04 | cDXGF | 0 | None | 1 | 174998.9 | 1600919 |  | 374757.9 | 0 | 892052.4 | 0 | 231140.5 | 0 | 5556.883 | 97408.48 | 2134.573 | 70744.35 | 0 | 0 | 0 | 0 | 65792620 | 0 | 65792620 | 657.9262 | 19277.2377 | 0 | 173.8311 | 198.3774 | 2021-07-04 13:36
StdNResSpltPkgAC-65to134 | PreNResSpltPkgAC-65to-PEYes | OfL | 2017 | CZ05 | cDXGF | 0 | None | 1 | 174998.9 | 1529975 |  | 374757.9 | 0 | 892052.4 | 0 | 153024.6 | 0 | 7356.409 | 102781.1 | 1981.954 | 63400.23 | 0 | 0 | 0 | 0 | 53925690 | 0 | 53925690 | 539.2569 | 15800.2272 | 0 | 173.8311 | 198.3774 | 2021-07-04 13:37
StdNResSpltPkgAC-65to134 | PreNResSpltPkgAC-65to-PEYes | OfL | 2017 | CZ06 | cDXGF | 0 | None | 1 | 174998.9 | 1663197 |  | 374757.9 | 0 | 892052.4 | 0 | 285071.3 | 0 | 2583.16 | 108729 | 735.1365 | 82431.4 | 0 | 0 | 0 | 0 | 13925610 | 0 | 13925610 | 139.2561 | 4080.2037 | 0 | 173.8311 | 198.3774 | 2021-07-04 13:37
StdNResSpltPkgAC-65to134 | PreNResSpltPkgAC-65to-PEYes | OfL | 2017 | CZ07 | cDXGF | 0 | None | 1 | 174998.9 | 1615741 |  | 374757.9 | 0 | 892052.4 | 0 | 238890.4 | 0 | 1258.756 | 108778.4 | 424.5327 | 80355.91 | 0 | 0 | 0 | 0 | 7039176 | 0 | 7039176 | 70.3918 | 2062.4786 | 0 | 173.8311 | 198.3774 | 2021-07-04 13:38
StdNResSpltPkgAC-65to134 | PreNResSpltPkgAC-65to-PEYes | OfL | 2017 | CZ08 | cDXGF | 0 | None | 1 | 174998.9 | 1711775 |  | 374757.9 | 0 | 892052.4 | 0 | 340729.5 | 0 | 2402.482 | 101829.6 | 490.191 | 84959.14 | 0 | 0 | 0 | 0 | 10331550 | 0 | 10331550 | 103.3155 | 3027.1442 | 0 | 173.8311 | 198.3774 | 2021-07-04 13:39
StdNResSpltPkgAC-65to134 | PreNResSpltPkgAC-65to-PEYes | OfL | 2017 | CZ09 | cDXGF | 0 | None | 1 | 174998.9 | 1695901 |  | 374757.9 | 0 | 892052.4 | 0 | 315045.1 | 0 | 3973.509 | 110068.4 | 930.1291 | 83376 | 0 | 0 | 0 | 0 | 18113760 | 0 | 18113760 | 181.1376 | 5307.3317 | 0 | 173.8311 | 198.3774 | 2021-07-04 13:39
StdNResSpltPkgAC-65to134 | PreNResSpltPkgAC-65to-PEYes | OfL | 2017 | CZ10 | cDXGF | 0 | None | 1 | 174998.9 | 1729340 |  | 374757.9 | 0 | 892052.4 | 0 | 350019 | 0 | 5411.993 | 107095.5 | 1373.34 | 84569.72 | 0 | 0 | 0 | 0 | 34923790 | 0 | 34923790 | 349.2379 | 10232.6705 | 0 | 173.8311 | 198.3774 | 2021-07-04 13:40
StdNResSpltPkgAC-65to134 | PreNResSpltPkgAC-65to-PEYes | OfL | 2017 | CZ11 | cDXGF | 0 | None | 1 | 174998.9 | 1704900 |  | 374757.9 | 0 | 892052.4 | 0 | 315780 | 0 | 10473.37 | 111832.8 | 6715.735 | 74071.22 | 0 | 0 | 0 | 0 | 210265100 | 0 | 210265100 | 2102.651 | 61607.6743 | 0 | 173.8311 | 198.3774 | 2021-07-04 13:41
StdNResSpltPkgAC-65to134 | PreNResSpltPkgAC-65to-PEYes | OfL | 2017 | CZ12 | cDXGF | 0 | None | 1 | 174998.9 | 1643693 |  | 374757.9 | 0 | 892052.4 | 0 | 260556.2 | 0 | 9065.652 | 107256.8 | 5179.797 | 72711.59 | 0 | 0 | 0 | 0 | 167715800 | 0 | 167715800 | 1677.158 | 49140.7294 | 0 | 173.8311 | 198.3774 | 2021-07-04 13:42
StdNResSpltPkgAC-65to134 | PreNResSpltPkgAC-65to-PEYes | OfL | 2017 | CZ13 | cDXGF | 0 | None | 1 | 174998.9 | 1739692 |  | 374757.9 | 0 | 892052.4 | 0 | 346994.1 | 0 | 9264.276 | 116621.7 | 4961.913 | 82403.97 | 0 | 0 | 0 | 0 | 148091500 | 0 | 148091500 | 1480.915 | 43390.8095 | 0 | 173.8311 | 198.3774 | 2021-07-04 13:42
StdNResSpltPkgAC-65to134 | PreNResSpltPkgAC-65to-PEYes | OfL | 2017 | CZ14 | cDXGF | 0 | None | 1 | 174998.9 | 1719347 |  | 374757.9 | 0 | 892052.4 | 0 | 328983.4 | 0 | 11146.91 | 112403.4 | 4270.132 | 78603.09 | 0 | 0 | 0 | 0 | 142560600 | 0 | 142560600 | 1425.606 | 41770.2558 | 0 | 173.8311 | 198.3774 | 2021-07-04 13:43
StdNResSpltPkgAC-65to134 | PreNResSpltPkgAC-65to-PEYes | OfL | 2017 | CZ15 | cDXGF | 0 | None | 1 | 174998.9 | 2007499 |  | 374757.9 | 0 | 892052.4 | 0 | 600110.9 | 0 | 2870.217 | 137704.1 | 484.2767 | 118586.5 | 0 | 0 | 0 | 0 | 7242037 | 0 | 7242037 | 72.4204 | 2121.9168 | 0 | 173.8311 | 198.3774 | 2021-07-04 13:44
StdNResSpltPkgAC-65to134 | PreNResSpltPkgAC-65to-PEYes | OfL | 2017 | CZ16 | cDXGF | 0 | None | 1 | 174998.9 | 1521915 |  | 374757.9 | 0 | 892052.4 | 0 | 123900.3 | 0 | 19891.36 | 111309.9 | 17296.98 | 50787.14 | 0 | 0 | 0 | 0 | 758420900 | 0 | 758420900 | 7584.209 | 222217.3237 | 0 | 173.8311 | 198.3774 | 2021-07-04 13:44
StdNResSpltPkgAC-65to134 | PreNResSpltPkgAC-65to-PEYes | OfL | 2020 | CZ01 | cDXGF | 0 | None | 1 | 174998.9 | 1302992 |  | 289618.8 | 0 | 892052.4 | 0 | 19400.28 | 0 | 14955.18 | 86963.89 | 10742.62 | 15297.04 | 0 | 0 | 0 | 0 | 356062800 | 0 | 356062800 | 3560.628 | 104326.4004 | 0 | 131.4698 | 198.3774 | 2021-07-04 13:45
StdNResSpltPkgAC-65to134 | PreNResSpltPkgAC-65to-PEYes | OfL | 2020 | CZ02 | cDXGF | 0 | None | 1 | 174998.9 | 1461952 |  | 289618.8 | 0 | 892052.4 | 0 | 181343.6 | 0 | 9493.558 | 89443.91 | 5053.522 | 56690.93 | 0 | 0 | 0 | 0 | 187120300 | 0 | 187120300 | 1871.203 | 54826.2479 | 0 | 131.4698 | 198.3774 | 2021-07-04 13:46
StdNResSpltPkgAC-65to134 | PreNResSpltPkgAC-65to-PEYes | OfL | 2020 | CZ03 | cDXGF | 0 | None | 1 | 174998.9 | 1395112 |  | 289618.8 | 0 | 892052.4 | 0 | 107857.4 | 0 | 6313.886 | 99269.27 | 4162.156 | 50145.2 | 0 | 0 | 0 | 0 | 117793800 | 0 | 117793800 | 1177.938 | 34513.5834 | 0 | 131.4698 | 198.3774 | 2021-07-04 13:46
StdNResSpltPkgAC-65to134 | PreNResSpltPkgAC-65to-PEYes | OfL | 2020 | CZ04 | cDXGF | 0 | None | 1 | 174998.9 | 1501488 |  | 289618.8 | 0 | 892052.4 | 0 | 220329.7 | 0 | 5423.855 | 94063.18 | 2532.536 | 67290.84 | 0 | 0 | 0 | 0 | 80872050 | 0 | 80872050 | 808.7205 | 23695.5107 | 0 | 131.4698 | 198.3774 | 2021-07-04 13:47
StdNResSpltPkgAC-65to134 | PreNResSpltPkgAC-65to-PEYes | OfL | 2020 | CZ05 | cDXGF | 0 | None | 1 | 174998.9 | 1431889 |  | 289618.8 | 0 | 892052.4 | 0 | 143780.5 | 0 | 7168.726 | 99268.21 | 2351.223 | 59865.84 | 0 | 0 | 0 | 0 | 66038440 | 0 | 66038440 | 660.3844 | 19349.2629 | 0 | 131.4698 | 198.3774 | 2021-07-04 13:48
StdNResSpltPkgAC-65to134 | PreNResSpltPkgAC-65to-PEYes | OfL | 2020 | CZ06 | cDXGF | 0 | None | 1 | 174998.9 | 1561538 |  | 289618.8 | 0 | 892052.4 | 0 | 271823 | 0 | 2528.145 | 105516.5 | 870.5089 | 79094.14 | 0 | 0 | 0 | 0 | 17290790 | 0 | 17290790 | 172.9079 | 5066.2015 | 0 | 131.4698 | 198.3774 | 2021-07-04 13:48
StdNResSpltPkgAC-65to134 | PreNResSpltPkgAC-65to-PEYes | OfL | 2020 | CZ07 | cDXGF | 0 | None | 1 | 174998.9 | 1515046 |  | 289618.8 | 0 | 892052.4 | 0 | 226845 | 0 | 1230.182 | 105299.8 | 518.1407 | 76597.91 | 0 | 0 | 0 | 0 | 8748480 | 0 | 8748480 | 87.4848 | 2563.3046 | 0 | 131.4698 | 198.3774 | 2021-07-04 13:49
StdNResSpltPkgAC-65to134 | PreNResSpltPkgAC-65to-PEYes | OfL | 2020 | CZ08 | cDXGF | 0 | None | 1 | 174998.9 | 1608974 |  | 289618.8 | 0 | 892052.4 | 0 | 326306 | 0 | 2354.992 | 98642.81 | 593.8137 | 81578.19 | 0 | 0 | 0 | 0 | 12819610 | 0 | 12819610 | 128.1961 | 3756.1457 | 0 | 131.4698 | 198.3774 | 2021-07-04 13:50
StdNResSpltPkgAC-65to134 | PreNResSpltPkgAC-65to-PEYes | OfL | 2020 | CZ09 | cDXGF | 0 | None | 1 | 174998.9 | 1595023 |  | 289618.8 | 0 | 892052.4 | 0 | 302155.3 | 0 | 3907.584 | 107289.1 | 1107.838 | 80347.08 | 0 | 0 | 0 | 0 | 22432600 | 0 | 22432600 | 224.326 | 6572.7518 | 0 | 131.4698 | 198.3774 | 2021-07-04 13:50
StdNResSpltPkgAC-65to134 | PreNResSpltPkgAC-65to-PEYes | OfL | 2020 | CZ10 | cDXGF | 0 | None | 1 | 174998.9 | 1627259 |  | 289618.8 | 0 | 892052.4 | 0 | 336283.9 | 0 | 5305.091 | 103999.3 | 1623.066 | 81350.28 | 0 | 0 | 0 | 0 | 42823000 | 0 | 42823000 | 428.23 | 12547.139 | 0 | 131.4698 | 198.3774 | 2021-07-04 13:51
StdNResSpltPkgAC-65to134 | PreNResSpltPkgAC-65to-PEYes | OfL | 2020 | CZ11 | cDXGF | 0 | None | 1 | 174998.9 | 1605338 |  | 289618.8 | 0 | 892052.4 | 0 | 304460.4 | 0 | 10278.07 | 108928.8 | 7525.884 | 71315.71 | 0 | 0 | 0 | 0 | 243986700 | 0 | 243986700 | 2439.867 | 71488.1031 | 0 | 131.4698 | 198.3774 | 2021-07-04 13:52
StdNResSpltPkgAC-65to134 | PreNResSpltPkgAC-65to-PEYes | OfL | 2020 | CZ12 | cDXGF | 0 | None | 1 | 174998.9 | 1544603 |  | 289618.8 | 0 | 892052.4 | 0 | 249931.1 | 0 | 8876.188 | 104124.7 | 5900.618 | 69689.89 | 0 | 0 | 0 | 0 | 197407600 | 0 | 197407600 | 1974.076 | 57840.4268 | 0 | 131.4698 | 198.3774 | 2021-07-04 13:52
StdNResSpltPkgAC-65to134 | PreNResSpltPkgAC-65to-PEYes | OfL | 2020 | CZ13 | cDXGF | 0 | None | 1 | 174998.9 | 1639337 |  | 289618.8 | 0 | 892052.4 | 0 | 334916.6 | 0 | 9102.486 | 113647.2 | 5643.956 | 79554.03 | 0 | 0 | 0 | 0 | 174756300 | 0 | 174756300 | 1747.563 | 51203.5959 | 0 | 131.4698 | 198.3774 | 2021-07-04 13:53
StdNResSpltPkgAC-65to134 | PreNResSpltPkgAC-65to-PEYes | OfL | 2020 | CZ14 | cDXGF | 0 | None | 1 | 174998.9 | 1619213 |  | 289618.8 | 0 | 892052.4 | 0 | 317058.9 | 0 | 10941.49 | 109541.1 | 4816.245 | 75775.48 | 0 | 0 | 0 | 0 | 166074400 | 0 | 166074400 | 1660.744 | 48659.7992 | 0 | 131.4698 | 198.3774 | 2021-07-04 13:54
StdNResSpltPkgAC-65to134 | PreNResSpltPkgAC-65to-PEYes | OfL | 2020 | CZ15 | cDXGF | 0 | None | 1 | 174998.9 | 1901590 |  | 289618.8 | 0 | 892052.4 | 0 | 582377.7 | 0 | 2826.67 | 134714.4 | 568.4294 | 115480 | 0 | 0 | 0 | 0 | 8620144 | 0 | 8620144 | 86.2014 | 2525.7022 | 0 | 131.4698 | 198.3774 | 2021-07-04 13:54
StdNResSpltPkgAC-65to134 | PreNResSpltPkgAC-65to-PEYes | OfL | 2020 | CZ16 | cDXGF | 0 | None | 1 | 174998.9 | 1428204 |  | 289618.8 | 0 | 892052.4 | 0 | 118313.5 | 0 | 19533.66 | 108684.9 | 18624.17 | 48670.83 | 0 | 0 | 0 | 0 | 843237600 | 0 | 843237600 | 8432.376 | 247068.6168 | 0 | 131.4698 | 198.3774 | 2021-07-04 13:55
StdNResSpltPkgAC-65to134 | PreNResSpltPkgAC-65to-PEYes | OfS | 1975 | CZ01 | cDXGF | 0 | None | 1 | 10000.08 | 81847.26 |  | 20480.68 | 0 | 49066.88 | 0 | 1927.969 | 0 | 1492.914 | 8878.893 | 2764.8 | 1354.451 | 0 | 0 | 0 | 0 | 153938300 | 0 | 153938300 | 1539.383 | 45103.9219 | 0 | 11.0827 | 13.1733 | 2021-07-04 13:55
StdNResSpltPkgAC-65to134 | PreNResSpltPkgAC-65to-PEYes | OfS | 1975 | CZ02 | cDXGF | 0 | None | 1 | 10000.08 | 98157.89 |  | 20480.68 | 0 | 49066.88 | 0 | 18381.35 | 0 | 967.3827 | 9261.727 | 1471.409 | 5367.514 | 0 | 0 | 0 | 0 | 95129440 | 0 | 95129440 | 951.2944 | 27872.9259 | 0 | 11.0827 | 13.1733 | 2021-07-04 13:56
StdNResSpltPkgAC-65to134 | PreNResSpltPkgAC-65to-PEYes | OfS | 1975 | CZ03 | cDXGF | 0 | None | 1 | 10000.08 | 90975.25 |  | 20480.68 | 0 | 49066.88 | 0 | 10732.94 | 0 | 626.4642 | 10068.45 | 1336.668 | 4636.139 | 0 | 0 | 0 | 0 | 66026890 | 0 | 66026890 | 660.2689 | 19345.8788 | 0 | 11.0827 | 13.1733 | 2021-07-04 13:57
StdNResSpltPkgAC-65to134 | PreNResSpltPkgAC-65to-PEYes | OfS | 1975 | CZ04 | cDXGF | 0 | None | 1 | 10000.08 | 101970 |  | 20480.68 | 0 | 49066.88 | 0 | 22247.11 | 0 | 550.2744 | 9625.192 | 945.9016 | 6302.337 | 0 | 0 | 0 | 0 | 56700790 | 0 | 56700790 | 567.0079 | 16613.3315 | 0 | 11.0827 | 13.1733 | 2021-07-04 13:57
StdNResSpltPkgAC-65to134 | PreNResSpltPkgAC-65to-PEYes | OfS | 1975 | CZ05 | cDXGF | 0 | None | 1 | 10000.08 | 94297.98 |  | 20480.68 | 0 | 49066.88 | 0 | 13937.21 | 0 | 717.5857 | 10095.79 | 1024.762 | 5475.465 | 0 | 0 | 0 | 0 | 55338020 | 0 | 55338020 | 553.3802 | 16214.0399 | 0 | 11.0827 | 13.1733 | 2021-07-04 13:58
StdNResSpltPkgAC-65to134 | PreNResSpltPkgAC-65to-PEYes | OfS | 1975 | CZ06 | cDXGF | 0 | None | 1 | 10000.08 | 106243.5 |  | 20480.68 | 0 | 49066.88 | 0 | 25911.75 | 0 | 247.9086 | 10536.4 | 462.6852 | 7496.695 | 0 | 0 | 0 | 0 | 21276650 | 0 | 21276650 | 212.7665 | 6234.0585 | 0 | 11.0827 | 13.1733 | 2021-07-04 13:59
StdNResSpltPkgAC-65to134 | PreNResSpltPkgAC-65to-PEYes | OfS | 1975 | CZ07 | cDXGF | 0 | None | 1 | 10000.08 | 101156.9 |  | 20480.68 | 0 | 49066.88 | 0 | 21172.11 | 0 | 120.0256 | 10317.35 | 395.798 | 6892.803 | 0 | 0 | 0 | 0 | 15620620 | 0 | 15620620 | 156.2062 | 4576.8417 | 0 | 11.0827 | 13.1733 | 2021-07-04 13:59
StdNResSpltPkgAC-65to134 | PreNResSpltPkgAC-65to-PEYes | OfS | 1975 | CZ08 | cDXGF | 0 | None | 1 | 10000.08 | 111370.9 |  | 20480.68 | 0 | 49066.88 | 0 | 31814.92 | 0 | 230.7245 | 9777.84 | 388.4972 | 7613.886 | 0 | 0 | 0 | 0 | 19734810 | 0 | 19734810 | 197.3481 | 5782.2993 | 0 | 11.0827 | 13.1733 | 2021-07-04 14:00
StdNResSpltPkgAC-65to134 | PreNResSpltPkgAC-65to-PEYes | OfS | 1975 | CZ09 | cDXGF | 0 | None | 1 | 10000.08 | 111489.2 |  | 20480.68 | 0 | 49066.88 | 0 | 30958.87 | 0 | 375.4654 | 10607.49 | 567.2343 | 7597.95 | 0 | 0 | 0 | 0 | 27114030 | 0 | 27114030 | 271.1403 | 7944.4108 | 0 | 11.0827 | 13.1733 | 2021-07-04 14:00
StdNResSpltPkgAC-65to134 | PreNResSpltPkgAC-65to-PEYes | OfS | 1975 | CZ10 | cDXGF | 0 | None | 1 | 10000.08 | 115346.5 |  | 20480.68 | 0 | 49066.88 | 0 | 34647.05 | 0 | 528.5703 | 10623.4 | 622.7571 | 7921.087 | 0 | 0 | 0 | 0 | 35646080 | 0 | 35646080 | 356.4608 | 10444.3014 | 0 | 11.0827 | 13.1733 | 2021-07-04 14:01
StdNResSpltPkgAC-65to134 | PreNResSpltPkgAC-65to-PEYes | OfS | 1975 | CZ11 | cDXGF | 0 | None | 1 | 10000.08 | 115163.6 |  | 20480.68 | 0 | 49066.88 | 0 | 33240.91 | 0 | 1032.689 | 11342.58 | 1754.206 | 7175.372 | 0 | 0 | 0 | 0 | 101950800 | 0 | 101950800 | 1019.508 | 29871.5844 | 0 | 11.0827 | 13.1733 | 2021-07-04 14:02
StdNResSpltPkgAC-65to134 | PreNResSpltPkgAC-65to-PEYes | OfS | 1975 | CZ12 | cDXGF | 0 | None | 1 | 10000.08 | 107489.5 |  | 20480.68 | 0 | 49066.88 | 0 | 26290.64 | 0 | 895.0684 | 10756.41 | 1484.909 | 6785.876 | 0 | 0 | 0 | 0 | 87615890 | 0 | 87615890 | 876.1589 | 25671.4558 | 0 | 11.0827 | 13.1733 | 2021-07-04 14:02
StdNResSpltPkgAC-65to134 | PreNResSpltPkgAC-65to-PEYes | OfS | 1975 | CZ13 | cDXGF | 0 | None | 1 | 10000.08 | 118303.2 |  | 20480.68 | 0 | 49066.88 | 0 | 36137.58 | 0 | 907.6648 | 11710.52 | 1363.916 | 7942.173 | 0 | 0 | 0 | 0 | 75022530 | 0 | 75022530 | 750.2253 | 21981.6013 | 0 | 11.0827 | 13.1733 | 2021-07-04 14:03
StdNResSpltPkgAC-65to134 | PreNResSpltPkgAC-65to-PEYes | OfS | 1975 | CZ14 | cDXGF | 0 | None | 1 | 10000.08 | 116411.4 |  | 20480.68 | 0 | 49066.88 | 0 | 34396.88 | 0 | 1075.567 | 11391.5 | 1131.943 | 7778.578 | 0 | 0 | 0 | 0 | 76999550 | 0 | 76999550 | 769.9955 | 22560.8682 | 0 | 11.0827 | 13.1733 | 2021-07-04 14:04
StdNResSpltPkgAC-65to134 | PreNResSpltPkgAC-65to-PEYes | OfS | 1975 | CZ15 | cDXGF | 0 | None | 1 | 10000.08 | 146791.5 |  | 20480.68 | 0 | 49066.88 | 0 | 63227.83 | 0 | 272.356 | 13743.81 | 341.9873 | 11637.01 | 0 | 0 | 0 | 0 | 13202580 | 0 | 13202580 | 132.0258 | 3868.3559 | 0 | 11.0827 | 13.1733 | 2021-07-04 14:04
StdNResSpltPkgAC-65to134 | PreNResSpltPkgAC-65to-PEYes | OfS | 1975 | CZ16 | cDXGF | 0 | None | 1 | 10000.08 | 95171.59 |  | 20480.68 | 0 | 49066.88 | 0 | 12497.72 | 0 | 1926.357 | 11200.1 | 2941.851 | 4838.322 | 0 | 0 | 0 | 0 | 221514700 | 0 | 221514700 | 2215.147 | 64903.8071 | 0 | 11.0827 | 13.1733 | 2021-07-04 14:05
StdNResSpltPkgAC-65to134 | PreNResSpltPkgAC-65to-PEYes | OfS | 1985 | CZ01 | cDXGF | 0 | None | 1 | 10000.08 | 79741.02 |  | 20480.68 | 0 | 47017.09 | 0 | 1952.199 | 0 | 1481.076 | 8810.125 | 2596.611 | 1369.066 | 0 | 0 | 0 | 0 | 138748200 | 0 | 138748200 | 1387.482 | 40653.2226 | 0 | 11.0827 | 12.623 | 2021-07-04 14:06
StdNResSpltPkgAC-65to134 | PreNResSpltPkgAC-65to-PEYes | OfS | 1985 | CZ02 | cDXGF | 0 | None | 1 | 10000.08 | 95885.33 |  | 20480.68 | 0 | 47017.09 | 0 | 18288.19 | 0 | 952.4157 | 9147.102 | 1371.227 | 5344.488 | 0 | 0 | 0 | 0 | 85472400 | 0 | 85472400 | 854.724 | 25043.4132 | 0 | 11.0827 | 12.623 | 2021-07-04 14:06
StdNResSpltPkgAC-65to134 | PreNResSpltPkgAC-65to-PEYes | OfS | 1985 | CZ03 | cDXGF | 0 | None | 1 | 10000.08 | 88868.55 |  | 20480.68 | 0 | 47017.09 | 0 | 10754.22 | 0 | 620.4244 | 9996.261 | 1228.586 | 4645.61 | 0 | 0 | 0 | 0 | 58737960 | 0 | 58737960 | 587.3796 | 17210.2223 | 0 | 11.0827 | 12.623 | 2021-07-04 14:07
StdNResSpltPkgAC-65to134 | PreNResSpltPkgAC-65to-PEYes | OfS | 1985 | CZ04 | cDXGF | 0 | None | 1 | 10000.08 | 99668.2 |  | 20480.68 | 0 | 47017.09 | 0 | 22114.41 | 0 | 541.782 | 9514.4 | 869.7664 | 6273.948 | 0 | 0 | 0 | 0 | 50538170 | 0 | 50538170 | 505.3817 | 14807.6838 | 0 | 11.0827 | 12.623 | 2021-07-04 14:07
StdNResSpltPkgAC-65to134 | PreNResSpltPkgAC-65to-PEYes | OfS | 1985 | CZ05 | cDXGF | 0 | None | 1 | 10000.08 | 92185.26 |  | 20480.68 | 0 | 47017.09 | 0 | 13951.85 | 0 | 710.8997 | 10024.87 | 926.0444 | 5480.646 | 0 | 0 | 0 | 0 | 48500640 | 0 | 48500640 | 485.0064 | 14210.6875 | 0 | 11.0827 | 12.623 | 2021-07-04 14:08
StdNResSpltPkgAC-65to134 | PreNResSpltPkgAC-65to-PEYes | OfS | 1985 | CZ06 | cDXGF | 0 | None | 1 | 10000.08 | 104046.4 |  | 20480.68 | 0 | 47017.09 | 0 | 25849.18 | 0 | 245.2401 | 10454.29 | 414.3317 | 7470.333 | 0 | 0 | 0 | 0 | 18431760 | 0 | 18431760 | 184.3176 | 5400.5057 | 0 | 11.0827 | 12.623 | 2021-07-04 14:09
StdNResSpltPkgAC-65to134 | PreNResSpltPkgAC-65to-PEYes | OfS | 1985 | CZ07 | cDXGF | 0 | None | 1 | 10000.08 | 98972.92 |  | 20480.68 | 0 | 47017.09 | 0 | 21113.12 | 0 | 118.8131 | 10243.33 | 351.8459 | 6878.083 | 0 | 0 | 0 | 0 | 13355040 | 0 | 13355040 | 133.5504 | 3913.0267 | 0 | 11.0827 | 12.623 | 2021-07-04 14:09
StdNResSpltPkgAC-65to134 | PreNResSpltPkgAC-65to-PEYes | OfS | 1985 | CZ08 | cDXGF | 0 | None | 1 | 10000.08 | 108918.3 |  | 20480.68 | 0 | 47017.09 | 0 | 31531.07 | 0 | 227.1731 | 9662.402 | 349.5452 | 7553.488 | 0 | 0 | 0 | 0 | 17081710 | 0 | 17081710 | 170.8171 | 5004.941 | 0 | 11.0827 | 12.623 | 2021-07-04 14:10
StdNResSpltPkgAC-65to134 | PreNResSpltPkgAC-65to-PEYes | OfS | 1985 | CZ09 | cDXGF | 0 | None | 1 | 10000.08 | 108993 |  | 20480.68 | 0 | 47017.09 | 0 | 30658.19 | 0 | 369.2457 | 10467.89 | 511.1409 | 7537.142 | 0 | 0 | 0 | 0 | 23638220 | 0 | 23638220 | 236.3822 | 6925.9985 | 0 | 11.0827 | 12.623 | 2021-07-04 14:11
StdNResSpltPkgAC-65to134 | PreNResSpltPkgAC-65to-PEYes | OfS | 1985 | CZ10 | cDXGF | 0 | None | 1 | 10000.08 | 112769.2 |  | 20480.68 | 0 | 47017.09 | 0 | 34273.29 | 0 | 519.6483 | 10478.64 | 567.8674 | 7849.611 | 0 | 0 | 0 | 0 | 31290960 | 0 | 31290960 | 312.9096 | 9168.2513 | 0 | 11.0827 | 12.623 | 2021-07-04 14:11
StdNResSpltPkgAC-65to134 | PreNResSpltPkgAC-65to-PEYes | OfS | 1985 | CZ11 | cDXGF | 0 | None | 1 | 10000.08 | 112413.3 |  | 20480.68 | 0 | 47017.09 | 0 | 32744.32 | 0 | 1014.238 | 11157.14 | 1648.52 | 7090.638 | 0 | 0 | 0 | 0 | 92428530 | 0 | 92428530 | 924.2853 | 27081.5593 | 0 | 11.0827 | 12.623 | 2021-07-04 14:12
StdNResSpltPkgAC-65to134 | PreNResSpltPkgAC-65to-PEYes | OfS | 1985 | CZ12 | cDXGF | 0 | None | 1 | 10000.08 | 104993.9 |  | 20480.68 | 0 | 47017.09 | 0 | 26017.8 | 0 | 879.5191 | 10598.89 | 1383.952 | 6731.614 | 0 | 0 | 0 | 0 | 79208350 | 0 | 79208350 | 792.0835 | 23208.0465 | 0 | 11.0827 | 12.623 | 2021-07-04 14:12
StdNResSpltPkgAC-65to134 | PreNResSpltPkgAC-65to-PEYes | OfS | 1985 | CZ13 | cDXGF | 0 | None | 1 | 10000.08 | 115471.5 |  | 20480.68 | 0 | 47017.09 | 0 | 35558.73 | 0 | 891.5139 | 11523.66 | 1271.98 | 7842.367 | 0 | 0 | 0 | 0 | 67653450 | 0 | 67653450 | 676.5345 | 19822.4608 | 0 | 11.0827 | 12.623 | 2021-07-04 14:13
StdNResSpltPkgAC-65to134 | PreNResSpltPkgAC-65to-PEYes | OfS | 1985 | CZ14 | cDXGF | 0 | None | 1 | 10000.08 | 113730 |  | 20480.68 | 0 | 47017.09 | 0 | 33953.58 | 0 | 1056.922 | 11221.86 | 1045.369 | 7708.325 | 0 | 0 | 0 | 0 | 68647710 | 0 | 68647710 | 686.4771 | 20113.779 | 0 | 11.0827 | 12.623 | 2021-07-04 14:14
StdNResSpltPkgAC-65to134 | PreNResSpltPkgAC-65to-PEYes | OfS | 1985 | CZ15 | cDXGF | 0 | None | 1 | 10000.08 | 143198.7 |  | 20480.68 | 0 | 47017.09 | 0 | 61935.07 | 0 | 267.4223 | 13498.62 | 306.1424 | 11446.42 | 0 | 0 | 0 | 0 | 11372580 | 0 | 11372580 | 113.7258 | 3332.1659 | 0 | 11.0827 | 12.623 | 2021-07-04 14:14
StdNResSpltPkgAC-65to134 | PreNResSpltPkgAC-65to-PEYes | OfS | 1985 | CZ16 | cDXGF | 0 | None | 1 | 10000.08 | 92885.93 |  | 20480.68 | 0 | 47017.09 | 0 | 12409.24 | 0 | 1904.596 | 11074.46 | 2801.85 | 4820.015 | 0 | 0 | 0 | 0 | 202978800 | 0 | 202978800 | 2029.788 | 59472.7884 | 0 | 11.0827 | 12.623 | 2021-07-04 14:15
StdNResSpltPkgAC-65to134 | PreNResSpltPkgAC-65to-PEYes | OfS | 1996 | CZ01 | cDXGF | 0 | None | 1 | 10000.08 | 75768.35 |  | 20480.68 | 0 | 44967.2 | 0 | 1650.857 | 0 | 1258.337 | 7411.434 | 2069.553 | 1176.608 | 0 | 0 | 0 | 0 | 106522800 | 0 | 106522800 | 1065.228 | 31211.1804 | 0 | 11.0827 | 12.0727 | 2021-07-04 14:16
StdNResSpltPkgAC-65to134 | PreNResSpltPkgAC-65to-PEYes | OfS | 1996 | CZ02 | cDXGF | 0 | None | 1 | 10000.08 | 91359.48 |  | 20480.68 | 0 | 44967.2 | 0 | 16507.75 | 0 | 902.3405 | 8501.702 | 1385.67 | 4856.84 | 0 | 0 | 0 | 0 | 88915000 | 0 | 88915000 | 889.15 | 26052.095 | 0 | 11.0827 | 12.0727 | 2021-07-04 14:16
StdNResSpltPkgAC-65to134 | PreNResSpltPkgAC-65to-PEYes | OfS | 1996 | CZ03 | cDXGF | 0 | None | 1 | 10000.08 | 84754.53 |  | 20480.68 | 0 | 44967.2 | 0 | 9463.888 | 0 | 585.1279 | 9257.807 | 1282.404 | 4136.419 | 0 | 0 | 0 | 0 | 62476560 | 0 | 62476560 | 624.7656 | 18305.6321 | 0 | 11.0827 | 12.0727 | 2021-07-04 14:17
StdNResSpltPkgAC-65to134 | PreNResSpltPkgAC-65to-PEYes | OfS | 1996 | CZ04 | cDXGF | 0 | None | 1 | 10000.08 | 94765.39 |  | 20480.68 | 0 | 44967.2 | 0 | 19972.56 | 0 | 514.8278 | 8830.325 | 897.072 | 5696.621 | 0 | 0 | 0 | 0 | 53205100 | 0 | 53205100 | 532.051 | 15589.0943 | 0 | 11.0827 | 12.0727 | 2021-07-04 14:17
StdNResSpltPkgAC-65to134 | PreNResSpltPkgAC-65to-PEYes | OfS | 1996 | CZ05 | cDXGF | 0 | None | 1 | 10000.08 | 87770.07 |  | 20480.68 | 0 | 44967.2 | 0 | 12381.89 | 0 | 669.3438 | 9271.151 | 980.5795 | 4913.369 | 0 | 0 | 0 | 0 | 52344930 | 0 | 52344930 | 523.4493 | 15337.0645 | 0 | 11.0827 | 12.0727 | 2021-07-04 14:18
StdNResSpltPkgAC-65to134 | PreNResSpltPkgAC-65to-PEYes | OfS | 1996 | CZ06 | cDXGF | 0 | None | 1 | 10000.08 | 98710.18 |  | 20480.68 | 0 | 44967.2 | 0 | 23326.28 | 0 | 232.0452 | 9704.166 | 464.9322 | 6819.549 | 0 | 0 | 0 | 0 | 20905740 | 0 | 20905740 | 209.0574 | 6125.3818 | 0 | 11.0827 | 12.0727 | 2021-07-04 14:19
StdNResSpltPkgAC-65to134 | PreNResSpltPkgAC-65to-PEYes | OfS | 1996 | CZ07 | cDXGF | 0 | None | 1 | 10000.08 | 94183.28 |  | 20480.68 | 0 | 44967.2 | 0 | 19092.28 | 0 | 112.5006 | 9530.823 | 402.0749 | 6269.824 | 0 | 0 | 0 | 0 | 15424690 | 0 | 15424690 | 154.2469 | 4519.4342 | 0 | 11.0827 | 12.0727 | 2021-07-04 14:19
StdNResSpltPkgAC-65to134 | PreNResSpltPkgAC-65to-PEYes | OfS | 1996 | CZ08 | cDXGF | 0 | None | 1 | 10000.08 | 103690.1 |  | 20480.68 | 0 | 44967.2 | 0 | 28997.99 | 0 | 217.0041 | 9027.431 | 385.8186 | 6971.844 | 0 | 0 | 0 | 0 | 19226020 | 0 | 19226020 | 192.2602 | 5633.2239 | 0 | 11.0827 | 12.0727 | 2021-07-04 14:20
StdNResSpltPkgAC-65to134 | PreNResSpltPkgAC-65to-PEYes | OfS | 1996 | CZ09 | cDXGF | 0 | None | 1 | 10000.08 | 103737.8 |  | 20480.68 | 0 | 44967.2 | 0 | 28069.92 | 0 | 356.3994 | 9863.815 | 590.8318 | 6964.194 | 0 | 0 | 0 | 0 | 27993460 | 0 | 27993460 | 279.9346 | 8202.0838 | 0 | 11.0827 | 12.0727 | 2021-07-04 14:20
StdNResSpltPkgAC-65to134 | PreNResSpltPkgAC-65to-PEYes | OfS | 1996 | CZ10 | cDXGF | 0 | None | 1 | 10000.08 | 107308.7 |  | 20480.68 | 0 | 44967.2 | 0 | 31521.43 | 0 | 500.123 | 9839.419 | 640.7053 | 7249.672 | 0 | 0 | 0 | 0 | 36458120 | 0 | 36458120 | 364.5812 | 10682.2292 | 0 | 11.0827 | 12.0727 | 2021-07-04 14:21
StdNResSpltPkgAC-65to134 | PreNResSpltPkgAC-65to-PEYes | OfS | 1996 | CZ11 | cDXGF | 0 | None | 1 | 10000.08 | 103018 |  | 20480.68 | 0 | 44967.2 | 0 | 27173.74 | 0 | 887.1725 | 9509.44 | 1328.765 | 6010.105 | 0 | 0 | 0 | 0 | 67910370 | 0 | 67910370 | 679.1037 | 19897.7384 | 0 | 11.0827 | 12.0727 | 2021-07-04 14:22
StdNResSpltPkgAC-65to134 | PreNResSpltPkgAC-65to-PEYes | OfS | 1996 | CZ12 | cDXGF | 0 | None | 1 | 10000.08 | 96940.33 |  | 20480.68 | 0 | 44967.2 | 0 | 21691.28 | 0 | 767.5567 | 9033.784 | 1110.477 | 5727.875 | 0 | 0 | 0 | 0 | 59344770 | 0 | 59344770 | 593.4477 | 17388.0176 | 0 | 11.0827 | 12.0727 | 2021-07-04 14:22
StdNResSpltPkgAC-65to134 | PreNResSpltPkgAC-65to-PEYes | OfS | 1996 | CZ13 | cDXGF | 0 | None | 1 | 10000.08 | 105820.8 |  | 20480.68 | 0 | 44967.2 | 0 | 29732.91 | 0 | 781.9062 | 9858.355 | 1023.935 | 6683.888 | 0 | 0 | 0 | 0 | 50696630 | 0 | 50696630 | 506.9663 | 14854.1126 | 0 | 11.0827 | 12.0727 | 2021-07-04 14:23
StdNResSpltPkgAC-65to134 | PreNResSpltPkgAC-65to-PEYes | OfS | 1996 | CZ14 | cDXGF | 0 | None | 1 | 10000.08 | 103694.7 |  | 20480.68 | 0 | 44967.2 | 0 | 27853 | 0 | 922.8857 | 9471.169 | 841.0866 | 6441.601 | 0 | 0 | 0 | 0 | 48130200 | 0 | 48130200 | 481.302 | 14102.1486 | 0 | 11.0827 | 12.0727 | 2021-07-04 14:24
StdNResSpltPkgAC-65to134 | PreNResSpltPkgAC-65to-PEYes | OfS | 1996 | CZ15 | cDXGF | 0 | None | 1 | 10000.08 | 128717.4 |  | 20480.68 | 0 | 44967.2 | 0 | 51535.55 | 0 | 234.9371 | 11499.21 | 228.7208 | 9728.896 | 0 | 0 | 0 | 0 | 7173092 | 0 | 7173092 | 71.7309 | 2101.716 | 0 | 11.0827 | 12.0727 | 2021-07-04 14:24
StdNResSpltPkgAC-65to134 | PreNResSpltPkgAC-65to-PEYes | OfS | 1996 | CZ16 | cDXGF | 0 | None | 1 | 10000.08 | 86580.76 |  | 20480.68 | 0 | 44967.2 | 0 | 10257.56 | 0 | 1623.817 | 9251.692 | 2298.915 | 4032.523 | 0 | 0 | 0 | 0 | 155216500 | 0 | 155216500 | 1552.165 | 45478.4345 | 0 | 11.0827 | 12.0727 | 2021-07-04 14:25
StdNResSpltPkgAC-65to134 | PreNResSpltPkgAC-65to-PEYes | OfS | 2003 | CZ01 | cDXGF | 0 | None | 1 | 10000.08 | 71692.76 |  | 20480.68 | 0 | 42917.13 | 0 | 1322.816 | 0 | 1017.653 | 5954.404 | 1865.571 | 951.3977 | 0 | 0 | 0 | 0 | 104241800 | 0 | 104241800 | 1042.418 | 30542.8474 | 0 | 11.0827 | 11.5223 | 2021-07-04 14:25
StdNResSpltPkgAC-65to134 | PreNResSpltPkgAC-65to-PEYes | OfS | 2003 | CZ02 | cDXGF | 0 | None | 1 | 10000.08 | 82565.33 |  | 20480.68 | 0 | 42917.13 | 0 | 12074.23 | 0 | 700.8239 | 6392.381 | 953.6951 | 3661.673 | 0 | 0 | 0 | 0 | 56339190 | 0 | 56339190 | 563.3919 | 16507.3827 | 0 | 11.0827 | 11.5223 | 2021-07-04 14:26
StdNResSpltPkgAC-65to134 | PreNResSpltPkgAC-65to-PEYes | OfS | 2003 | CZ03 | cDXGF | 0 | None | 1 | 10000.08 | 78432.55 |  | 20480.68 | 0 | 42917.13 | 0 | 7188.597 | 0 | 476.7438 | 7369.358 | 1142.178 | 3206.604 | 0 | 0 | 0 | 0 | 55767090 | 0 | 55767090 | 557.6709 | 16339.7574 | 0 | 11.0827 | 11.5223 | 2021-07-04 14:26
StdNResSpltPkgAC-65to134 | PreNResSpltPkgAC-65to-PEYes | OfS | 2003 | CZ04 | cDXGF | 0 | None | 1 | 10000.08 | 86589.72 |  | 20480.68 | 0 | 42917.13 | 0 | 15569.51 | 0 | 436.1688 | 7186.164 | 817.3728 | 4524.169 | 0 | 0 | 0 | 0 | 47290770 | 0 | 47290770 | 472.9077 | 13856.1956 | 0 | 11.0827 | 11.5223 | 2021-07-04 14:27
StdNResSpltPkgAC-65to134 | PreNResSpltPkgAC-65to-PEYes | OfS | 2003 | CZ05 | cDXGF | 0 | None | 1 | 10000.08 | 80727.09 |  | 20480.68 | 0 | 42917.13 | 0 | 9441.05 | 0 | 543.08 | 7345.091 | 905.5089 | 3817.004 | 0 | 0 | 0 | 0 | 47559780 | 0 | 47559780 | 475.5978 | 13935.0155 | 0 | 11.0827 | 11.5223 | 2021-07-04 14:28
StdNResSpltPkgAC-65to134 | PreNResSpltPkgAC-65to-PEYes | OfS | 2003 | CZ06 | cDXGF | 0 | None | 1 | 10000.08 | 89852.58 |  | 20480.68 | 0 | 42917.13 | 0 | 18484.72 | 0 | 190.463 | 7779.5 | 437.2884 | 5421.932 | 0 | 0 | 0 | 0 | 18632880 | 0 | 18632880 | 186.3288 | 5459.4338 | 0 | 11.0827 | 11.5223 | 2021-07-04 14:28
StdNResSpltPkgAC-65to134 | PreNResSpltPkgAC-65to-PEYes | OfS | 2003 | CZ07 | cDXGF | 0 | None | 1 | 10000.08 | 86405.7 |  | 20480.68 | 0 | 42917.13 | 0 | 15234.57 | 0 | 92.4029 | 7680.861 | 386.4928 | 5043.264 | 0 | 0 | 0 | 0 | 14248610 | 0 | 14248610 | 142.4861 | 4174.8427 | 0 | 11.0827 | 11.5223 | 2021-07-04 14:29
StdNResSpltPkgAC-65to134 | PreNResSpltPkgAC-65to-PEYes | OfS | 2003 | CZ08 | cDXGF | 0 | None | 1 | 10000.08 | 94292.89 |  | 20480.68 | 0 | 42917.13 | 0 | 23308.98 | 0 | 184.5964 | 7401.437 | 364.2298 | 5653.367 | 0 | 0 | 0 | 0 | 17034240 | 0 | 17034240 | 170.3424 | 4991.0323 | 0 | 11.0827 | 11.5223 | 2021-07-04 14:29
StdNResSpltPkgAC-65to134 | PreNResSpltPkgAC-65to-PEYes | OfS | 2003 | CZ09 | cDXGF | 0 | None | 1 | 10000.08 | 94142.28 |  | 20480.68 | 0 | 42917.13 | 0 | 22238.51 | 0 | 307.577 | 8198.313 | 538.7958 | 5688.41 | 0 | 0 | 0 | 0 | 23542480 | 0 | 23542480 | 235.4248 | 6897.9466 | 0 | 11.0827 | 11.5223 | 2021-07-04 14:30
StdNResSpltPkgAC-65to134 | PreNResSpltPkgAC-65to-PEYes | OfS | 2003 | CZ10 | cDXGF | 0 | None | 1 | 10000.08 | 94696.8 |  | 20480.68 | 0 | 42917.13 | 0 | 23435.81 | 0 | 392.7783 | 7470.331 | 414.5105 | 5530.081 | 0 | 0 | 0 | 0 | 19256000 | 0 | 19256000 | 192.56 | 5642.008 | 0 | 11.0827 | 11.5223 | 2021-07-04 14:31
StdNResSpltPkgAC-65to134 | PreNResSpltPkgAC-65to-PEYes | OfS | 2003 | CZ11 | cDXGF | 0 | None | 1 | 10000.08 | 94064.09 |  | 20480.68 | 0 | 42917.13 | 0 | 21946.9 | 0 | 765.1912 | 7954.146 | 1160.112 | 4938.354 | 0 | 0 | 0 | 0 | 57906440 | 0 | 57906440 | 579.0644 | 16966.5869 | 0 | 11.0827 | 11.5223 | 2021-07-04 14:31
StdNResSpltPkgAC-65to134 | PreNResSpltPkgAC-65to-PEYes | OfS | 2003 | CZ12 | cDXGF | 0 | None | 1 | 10000.08 | 89036.64 |  | 20480.68 | 0 | 42917.13 | 0 | 17460.46 | 0 | 659.1189 | 7519.175 | 965.9604 | 4690.598 | 0 | 0 | 0 | 0 | 51150990 | 0 | 51150990 | 511.5099 | 14987.2401 | 0 | 11.0827 | 11.5223 | 2021-07-04 14:32
StdNResSpltPkgAC-65to134 | PreNResSpltPkgAC-65to-PEYes | OfS | 2003 | CZ13 | cDXGF | 0 | None | 1 | 10000.08 | 96620.06 |  | 20480.68 | 0 | 42917.13 | 0 | 24264.21 | 0 | 677.3123 | 8280.669 | 907.0743 | 5538.846 | 0 | 0 | 0 | 0 | 44017920 | 0 | 44017920 | 440.1792 | 12897.2506 | 0 | 11.0827 | 11.5223 | 2021-07-04 14:32
StdNResSpltPkgAC-65to134 | PreNResSpltPkgAC-65to-PEYes | OfS | 2003 | CZ14 | cDXGF | 0 | None | 1 | 10000.08 | 94544.41 |  | 20480.68 | 0 | 42917.13 | 0 | 22429.56 | 0 | 802.5737 | 7914.37 | 801.9332 | 5243.72 | 0 | 0 | 0 | 0 | 44130350 | 0 | 44130350 | 441.3035 | 12930.1925 | 0 | 11.0827 | 11.5223 | 2021-07-04 14:33
StdNResSpltPkgAC-65to134 | PreNResSpltPkgAC-65to-PEYes | OfS | 2003 | CZ15 | cDXGF | 0 | None | 1 | 10000.08 | 116206.4 |  | 20480.68 | 0 | 42917.13 | 0 | 42831.61 | 0 | 206.4756 | 9770.337 | 215.9958 | 8214.655 | 0 | 0 | 0 | 0 | 6461098 | 0 | 6461098 | 64.611 | 1893.1017 | 0 | 11.0827 | 11.5223 | 2021-07-04 14:34
StdNResSpltPkgAC-65to134 | PreNResSpltPkgAC-65to-PEYes | OfS | 2003 | CZ16 | cDXGF | 0 | None | 1 | 10000.08 | 80496.42 |  | 20480.68 | 0 | 42917.13 | 0 | 8269.019 | 0 | 1336.437 | 7493.159 | 2059.188 | 3228.29 | 0 | 0 | 0 | 0 | 146401100 | 0 | 146401100 | 1464.011 | 42895.5223 | 0 | 11.0827 | 11.5223 | 2021-07-04 14:34
StdNResSpltPkgAC-65to134 | PreNResSpltPkgAC-65to-PEYes | OfS | 2007 | CZ01 | cDXGF | 0 | None | 1 | 10000.08 | 71697.78 |  | 20480.68 | 0 | 42917.13 | 0 | 1328.314 | 0 | 1017.462 | 5954.168 | 1834.454 | 954.8391 | 0 | 0 | 0 | 0 | 102084900 | 0 | 102084900 | 1020.849 | 29910.8757 | 0 | 11.0827 | 11.5223 | 2021-07-04 14:35
StdNResSpltPkgAC-65to134 | PreNResSpltPkgAC-65to-PEYes | OfS | 2007 | CZ02 | cDXGF | 0 | None | 1 | 10000.08 | 82540.34 |  | 20480.68 | 0 | 42917.13 | 0 | 12064.71 | 0 | 698.824 | 6378.97 | 933.7009 | 3661.147 | 0 | 0 | 0 | 0 | 55097200 | 0 | 55097200 | 550.972 | 16143.4796 | 0 | 11.0827 | 11.5223 | 2021-07-04 14:35
StdNResSpltPkgAC-65to134 | PreNResSpltPkgAC-65to-PEYes | OfS | 2007 | CZ03 | cDXGF | 0 | None | 1 | 10000.08 | 78435.67 |  | 20480.68 | 0 | 42917.13 | 0 | 7192.208 | 0 | 476.6377 | 7368.929 | 1119.897 | 3210.2 | 0 | 0 | 0 | 0 | 54587740 | 0 | 54587740 | 545.8774 | 15994.2078 | 0 | 11.0827 | 11.5223 | 2021-07-04 14:36
StdNResSpltPkgAC-65to134 | PreNResSpltPkgAC-65to-PEYes | OfS | 2007 | CZ04 | cDXGF | 0 | None | 1 | 10000.08 | 86557.63 |  | 20480.68 | 0 | 42917.13 | 0 | 15552.56 | 0 | 435.0247 | 7172.175 | 798.4033 | 4522.115 | 0 | 0 | 0 | 0 | 46306120 | 0 | 46306120 | 463.0612 | 13567.6932 | 0 | 11.0827 | 11.5223 | 2021-07-04 14:37
StdNResSpltPkgAC-65to134 | PreNResSpltPkgAC-65to-PEYes | OfS | 2007 | CZ05 | cDXGF | 0 | None | 1 | 10000.08 | 80736.05 |  | 20480.68 | 0 | 42917.13 | 0 | 9450.752 | 0 | 542.9365 | 7344.489 | 889.6652 | 3821.942 | 0 | 0 | 0 | 0 | 46659080 | 0 | 46659080 | 466.5908 | 13671.1104 | 0 | 11.0827 | 11.5223 | 2021-07-04 14:37
StdNResSpltPkgAC-65to134 | PreNResSpltPkgAC-65to-PEYes | OfS | 2007 | CZ06 | cDXGF | 0 | None | 1 | 10000.08 | 89852.58 |  | 20480.68 | 0 | 42917.13 | 0 | 18484.72 | 0 | 190.463 | 7779.5 | 437.2884 | 5421.932 | 0 | 0 | 0 | 0 | 18632880 | 0 | 18632880 | 186.3288 | 5459.4338 | 0 | 11.0827 | 11.5223 | 2021-07-04 14:38
StdNResSpltPkgAC-65to134 | PreNResSpltPkgAC-65to-PEYes | OfS | 2007 | CZ07 | cDXGF | 0 | None | 1 | 10000.08 | 86405.7 |  | 20480.68 | 0 | 42917.13 | 0 | 15234.57 | 0 | 92.4029 | 7680.861 | 386.4928 | 5043.264 | 0 | 0 | 0 | 0 | 14248610 | 0 | 14248610 | 142.4861 | 4174.8427 | 0 | 11.0827 | 11.5223 | 2021-07-04 14:38
StdNResSpltPkgAC-65to134 | PreNResSpltPkgAC-65to-PEYes | OfS | 2007 | CZ08 | cDXGF | 0 | None | 1 | 10000.08 | 94292.89 |  | 20480.68 | 0 | 42917.13 | 0 | 23308.98 | 0 | 184.5964 | 7401.437 | 364.2298 | 5653.367 | 0 | 0 | 0 | 0 | 17034240 | 0 | 17034240 | 170.3424 | 4991.0323 | 0 | 11.0827 | 11.5223 | 2021-07-04 14:39
StdNResSpltPkgAC-65to134 | PreNResSpltPkgAC-65to-PEYes | OfS | 2007 | CZ09 | cDXGF | 0 | None | 1 | 10000.08 | 94142.28 |  | 20480.68 | 0 | 42917.13 | 0 | 22238.51 | 0 | 307.577 | 8198.313 | 538.7958 | 5688.41 | 0 | 0 | 0 | 0 | 23542480 | 0 | 23542480 | 235.4248 | 6897.9466 | 0 | 11.0827 | 11.5223 | 2021-07-04 14:40
StdNResSpltPkgAC-65to134 | PreNResSpltPkgAC-65to-PEYes | OfS | 2007 | CZ10 | cDXGF | 0 | None | 1 | 10000.08 | 94622.76 |  | 20480.68 | 0 | 42917.13 | 0 | 23381.09 | 0 | 391.6441 | 7452.156 | 403.4472 | 5523.521 | 0 | 0 | 0 | 0 | 18726310 | 0 | 18726310 | 187.2631 | 5486.8088 | 0 | 11.0827 | 11.5223 | 2021-07-04 14:40
StdNResSpltPkgAC-65to134 | PreNResSpltPkgAC-65to-PEYes | OfS | 2007 | CZ11 | cDXGF | 0 | None | 1 | 10000.08 | 93963.3 |  | 20480.68 | 0 | 42917.13 | 0 | 21872.11 | 0 | 762.7094 | 7930.565 | 1136.677 | 4929.334 | 0 | 0 | 0 | 0 | 56333980 | 0 | 56333980 | 563.3398 | 16505.8561 | 0 | 11.0827 | 11.5223 | 2021-07-04 14:41
StdNResSpltPkgAC-65to134 | PreNResSpltPkgAC-65to-PEYes | OfS | 2007 | CZ12 | cDXGF | 0 | None | 1 | 10000.08 | 88975.84 |  | 20480.68 | 0 | 42917.13 | 0 | 17420.58 | 0 | 657.1207 | 7500.247 | 940.5185 | 4684.496 | 0 | 0 | 0 | 0 | 49799450 | 0 | 49799450 | 497.9945 | 14591.2389 | 0 | 11.0827 | 11.5223 | 2021-07-04 14:42
StdNResSpltPkgAC-65to134 | PreNResSpltPkgAC-65to-PEYes | OfS | 2007 | CZ13 | cDXGF | 0 | None | 1 | 10000.08 | 96491.76 |  | 20480.68 | 0 | 42917.13 | 0 | 24163.53 | 0 | 675.1294 | 8255.207 | 881.0773 | 5526.995 | 0 | 0 | 0 | 0 | 42727760 | 0 | 42727760 | 427.2776 | 12519.2337 | 0 | 11.0827 | 11.5223 | 2021-07-04 14:42
StdNResSpltPkgAC-65to134 | PreNResSpltPkgAC-65to-PEYes | OfS | 2007 | CZ14 | cDXGF | 0 | None | 1 | 10000.08 | 94441.38 |  | 20480.68 | 0 | 42917.13 | 0 | 22351.46 | 0 | 800.0068 | 7892.046 | 780.8546 | 5234.805 | 0 | 0 | 0 | 0 | 42941040 | 0 | 42941040 | 429.4104 | 12581.7247 | 0 | 11.0827 | 11.5223 | 2021-07-04 14:43
StdNResSpltPkgAC-65to134 | PreNResSpltPkgAC-65to-PEYes | OfS | 2007 | CZ15 | cDXGF | 0 | None | 1 | 10000.08 | 115952.6 |  | 20480.68 | 0 | 42917.13 | 0 | 42612.02 | 0 | 205.8193 | 9736.885 | 207.4148 | 8190.576 | 0 | 0 | 0 | 0 | 6174995 | 0 | 6174995 | 61.7499 | 1809.2735 | 0 | 11.0827 | 11.5223 | 2021-07-04 14:43
StdNResSpltPkgAC-65to134 | PreNResSpltPkgAC-65to-PEYes | OfS | 2007 | CZ16 | cDXGF | 0 | None | 1 | 10000.08 | 80482.88 |  | 20480.68 | 0 | 42917.13 | 0 | 8258.048 | 0 | 1336.101 | 7490.892 | 2034.16 | 3229.277 | 0 | 0 | 0 | 0 | 143442600 | 0 | 143442600 | 1434.426 | 42028.6818 | 0 | 11.0827 | 11.5223 | 2021-07-04 14:44
StdNResSpltPkgAC-65to134 | PreNResSpltPkgAC-65to-PEYes | OfS | 2011 | CZ01 | cDXGF | 0 | None | 1 | 10000.08 | 70890.8 |  | 19718.72 | 0 | 42917.13 | 0 | 1310.259 | 0 | 1013.847 | 5930.744 | 1847.31 | 941.1774 | 0 | 0 | 0 | 0 | 102825800 | 0 | 102825800 | 1028.258 | 30127.9594 | 0 | 10.7132 | 11.5223 | 2021-07-04 14:44
StdNResSpltPkgAC-65to134 | PreNResSpltPkgAC-65to-PEYes | OfS | 2011 | CZ02 | cDXGF | 0 | None | 1 | 10000.08 | 81663.2 |  | 19718.72 | 0 | 42917.13 | 0 | 12046.38 | 0 | 686.4781 | 6294.443 | 821.017 | 3665.77 | 0 | 0 | 0 | 0 | 46960680 | 0 | 46960680 | 469.6068 | 13759.4792 | 0 | 10.7132 | 11.5223 | 2021-07-04 14:45
StdNResSpltPkgAC-65to134 | PreNResSpltPkgAC-65to-PEYes | OfS | 2011 | CZ03 | cDXGF | 0 | None | 1 | 10000.08 | 77592.12 |  | 19718.72 | 0 | 42917.13 | 0 | 7139.587 | 0 | 475.1061 | 7341.493 | 1106.496 | 3189.438 | 0 | 0 | 0 | 0 | 53790340 | 0 | 53790340 | 537.9034 | 15760.5696 | 0 | 10.7132 | 11.5223 | 2021-07-04 14:46
StdNResSpltPkgAC-65to134 | PreNResSpltPkgAC-65to-PEYes | OfS | 2011 | CZ04 | cDXGF | 0 | None | 1 | 10000.08 | 85617.33 |  | 19718.72 | 0 | 42917.13 | 0 | 15498.59 | 0 | 425.2447 | 7057.564 | 684.1918 | 4526.529 | 0 | 0 | 0 | 0 | 37867770 | 0 | 37867770 | 378.6777 | 11095.2566 | 0 | 10.7132 | 11.5223 | 2021-07-04 14:46
StdNResSpltPkgAC-65to134 | PreNResSpltPkgAC-65to-PEYes | OfS | 2011 | CZ05 | cDXGF | 0 | None | 1 | 10000.08 | 79871.2 |  | 19718.72 | 0 | 42917.13 | 0 | 9377.627 | 0 | 541.3082 | 7316.334 | 893.1179 | 3794.559 | 0 | 0 | 0 | 0 | 46960500 | 0 | 46960500 | 469.605 | 13759.4265 | 0 | 10.7132 | 11.5223 | 2021-07-04 14:47
StdNResSpltPkgAC-65to134 | PreNResSpltPkgAC-65to-PEYes | OfS | 2011 | CZ06 | cDXGF | 0 | None | 1 | 10000.08 | 88955.54 |  | 19718.72 | 0 | 42917.13 | 0 | 18377.35 | 0 | 189.9408 | 7752.297 | 438.9919 | 5394.105 | 0 | 0 | 0 | 0 | 18760900 | 0 | 18760900 | 187.609 | 5496.9437 | 0 | 10.7132 | 11.5223 | 2021-07-04 14:47
StdNResSpltPkgAC-65to134 | PreNResSpltPkgAC-65to-PEYes | OfS | 2011 | CZ07 | cDXGF | 0 | None | 1 | 10000.08 | 85512.35 |  | 19718.72 | 0 | 42917.13 | 0 | 15132.21 | 0 | 92.1254 | 7652.038 | 379.8032 | 5014.436 | 0 | 0 | 0 | 0 | 13998730 | 0 | 13998730 | 139.9873 | 4101.6279 | 0 | 10.7132 | 11.5223 | 2021-07-04 14:48
StdNResSpltPkgAC-65to134 | PreNResSpltPkgAC-65to-PEYes | OfS | 2011 | CZ08 | cDXGF | 0 | None | 1 | 10000.08 | 93333.55 |  | 19718.72 | 0 | 42917.13 | 0 | 23150.53 | 0 | 183.7736 | 7363.319 | 358.6215 | 5619.857 | 0 | 0 | 0 | 0 | 16794710 | 0 | 16794710 | 167.9471 | 4920.85 | 0 | 10.7132 | 11.5223 | 2021-07-04 14:49
StdNResSpltPkgAC-65to134 | PreNResSpltPkgAC-65to-PEYes | OfS | 2011 | CZ09 | cDXGF | 0 | None | 1 | 10000.08 | 92797.1 |  | 19718.72 | 0 | 42917.13 | 0 | 21873.04 | 0 | 298.2003 | 7989.951 | 412.8635 | 5625.937 | 0 | 0 | 0 | 0 | 17058980 | 0 | 17058980 | 170.5898 | 4998.2811 | 0 | 10.7132 | 11.5223 | 2021-07-04 14:49
StdNResSpltPkgAC-65to134 | PreNResSpltPkgAC-65to-PEYes | OfS | 2011 | CZ10 | cDXGF | 0 | None | 1 | 10000.08 | 93481.22 |  | 19718.72 | 0 | 42917.13 | 0 | 23123.58 | 0 | 384.1075 | 7337.588 | 348.7005 | 5481.622 | 0 | 0 | 0 | 0 | 15333720 | 0 | 15333720 | 153.3372 | 4492.78 | 0 | 10.7132 | 11.5223 | 2021-07-04 14:50
StdNResSpltPkgAC-65to134 | PreNResSpltPkgAC-65to-PEYes | OfS | 2011 | CZ11 | cDXGF | 0 | None | 1 | 10000.08 | 92656.47 |  | 19718.72 | 0 | 42917.13 | 0 | 21491.61 | 0 | 747.0092 | 7781.92 | 1014.102 | 4872.673 | 0 | 0 | 0 | 0 | 47993680 | 0 | 47993680 | 479.9368 | 14062.1482 | 0 | 10.7132 | 11.5223 | 2021-07-04 14:50
StdNResSpltPkgAC-65to134 | PreNResSpltPkgAC-65to-PEYes | OfS | 2011 | CZ12 | cDXGF | 0 | None | 1 | 10000.08 | 87893.92 |  | 19718.72 | 0 | 42917.13 | 0 | 17237.49 | 0 | 643.911 | 7376.575 | 828.9318 | 4660.365 | 0 | 0 | 0 | 0 | 42363650 | 0 | 42363650 | 423.6365 | 12412.5495 | 0 | 10.7132 | 11.5223 | 2021-07-04 14:51
StdNResSpltPkgAC-65to134 | PreNResSpltPkgAC-65to-PEYes | OfS | 2011 | CZ13 | cDXGF | 0 | None | 1 | 10000.08 | 95099.34 |  | 19718.72 | 0 | 42917.13 | 0 | 23700.86 | 0 | 661.2881 | 8101.269 | 776.3058 | 5458.412 | 0 | 0 | 0 | 0 | 36180700 | 0 | 36180700 | 361.807 | 10600.9451 | 0 | 10.7132 | 11.5223 | 2021-07-04 14:52
StdNResSpltPkgAC-65to134 | PreNResSpltPkgAC-65to-PEYes | OfS | 2011 | CZ14 | cDXGF | 0 | None | 1 | 10000.08 | 93176.82 |  | 19718.72 | 0 | 42917.13 | 0 | 21999.29 | 0 | 784.2442 | 7757.364 | 685.1862 | 5189.465 | 0 | 0 | 0 | 0 | 36049950 | 0 | 36049950 | 360.4995 | 10562.6354 | 0 | 10.7132 | 11.5223 | 2021-07-04 14:52
StdNResSpltPkgAC-65to134 | PreNResSpltPkgAC-65to-PEYes | OfS | 2011 | CZ15 | cDXGF | 0 | None | 1 | 10000.08 | 113075.7 |  | 19718.72 | 0 | 42917.13 | 0 | 40844.67 | 0 | 198.4295 | 9396.628 | 142.5813 | 7951.124 | 0 | 0 | 0 | 0 | 3719654 | 0 | 3719654 | 37.1965 | 1089.8586 | 0 | 10.7132 | 11.5223 | 2021-07-04 14:53
StdNResSpltPkgAC-65to134 | PreNResSpltPkgAC-65to-PEYes | OfS | 2011 | CZ16 | cDXGF | 0 | None | 1 | 10000.08 | 79566.86 |  | 19718.72 | 0 | 42917.13 | 0 | 8210.358 | 0 | 1319.36 | 7401.206 | 1884.583 | 3225.652 | 0 | 0 | 0 | 0 | 126678200 | 0 | 126678200 | 1266.782 | 37116.7126 | 0 | 10.7132 | 11.5223 | 2021-07-04 14:53
StdNResSpltPkgAC-65to134 | PreNResSpltPkgAC-65to-PEYes | OfS | 2015 | CZ01 | cDXGF | 0 | None | 1 | 10000.08 | 69441.16 |  | 19337.75 | 0 | 42917.13 | 0 | 1109.539 | 0 | 891.8093 | 5184.868 | 1635.028 | 809.2324 | 0 | 0 | 0 | 0 | 92262380 | 0 | 92262380 | 922.6238 | 27032.8773 | 0 | 10.5284 | 11.5223 | 2021-07-04 14:54
StdNResSpltPkgAC-65to134 | PreNResSpltPkgAC-65to-PEYes | OfS | 2015 | CZ02 | cDXGF | 0 | None | 1 | 10000.08 | 78931.12 |  | 19337.75 | 0 | 42917.13 | 0 | 10518.95 | 0 | 611.2677 | 5545.991 | 744.7811 | 3221.662 | 0 | 0 | 0 | 0 | 43751450 | 0 | 43751450 | 437.5145 | 12819.1748 | 0 | 10.5284 | 11.5223 | 2021-07-04 14:55
StdNResSpltPkgAC-65to134 | PreNResSpltPkgAC-65to-PEYes | OfS | 2015 | CZ03 | cDXGF | 0 | None | 1 | 10000.08 | 74738.98 |  | 19337.75 | 0 | 42917.13 | 0 | 6161.304 | 0 | 382.6707 | 5940.122 | 789.8776 | 2760.76 | 0 | 0 | 0 | 0 | 38114240 | 0 | 38114240 | 381.1424 | 11167.4723 | 0 | 10.5284 | 11.5223 | 2021-07-04 14:55
StdNResSpltPkgAC-65to134 | PreNResSpltPkgAC-65to-PEYes | OfS | 2015 | CZ04 | cDXGF | 0 | None | 1 | 10000.08 | 81447.23 |  | 19337.75 | 0 | 42917.13 | 0 | 13002.26 | 0 | 352.449 | 5837.661 | 481.2942 | 3864.067 | 0 | 0 | 0 | 0 | 24927010 | 0 | 24927010 | 249.2701 | 7303.6139 | 0 | 10.5284 | 11.5223 | 2021-07-04 14:56
StdNResSpltPkgAC-65to134 | PreNResSpltPkgAC-65to-PEYes | OfS | 2015 | CZ05 | cDXGF | 0 | None | 1 | 10000.08 | 76609.05 |  | 19337.75 | 0 | 42917.13 | 0 | 7987.704 | 0 | 436.7484 | 5929.709 | 661.5378 | 3234.165 | 0 | 0 | 0 | 0 | 33399800 | 0 | 33399800 | 333.998 | 9786.1414 | 0 | 10.5284 | 11.5223 | 2021-07-04 14:56
StdNResSpltPkgAC-65to134 | PreNResSpltPkgAC-65to-PEYes | OfS | 2015 | CZ06 | cDXGF | 0 | None | 1 | 10000.08 | 84503.15 |  | 19337.75 | 0 | 42917.13 | 0 | 15786.9 | 0 | 153.9752 | 6307.389 | 319.1035 | 4517.806 | 0 | 0 | 0 | 0 | 12652300 | 0 | 12652300 | 126.523 | 3707.1239 | 0 | 10.5284 | 11.5223 | 2021-07-04 14:57
StdNResSpltPkgAC-65to134 | PreNResSpltPkgAC-65to-PEYes | OfS | 2015 | CZ07 | cDXGF | 0 | None | 1 | 10000.08 | 81614.95 |  | 19337.75 | 0 | 42917.13 | 0 | 13038.42 | 0 | 74.746 | 6246.928 | 272.8414 | 4286.648 | 0 | 0 | 0 | 0 | 9630442 | 0 | 9630442 | 96.3044 | 2821.7195 | 0 | 10.5284 | 11.5223 | 2021-07-04 14:58
StdNResSpltPkgAC-65to134 | PreNResSpltPkgAC-65to-PEYes | OfS | 2015 | CZ08 | cDXGF | 0 | None | 1 | 10000.08 | 88121.33 |  | 19337.75 | 0 | 42917.13 | 0 | 19558.95 | 0 | 154.693 | 6152.807 | 266.3561 | 4772.518 | 0 | 0 | 0 | 0 | 10958630 | 0 | 10958630 | 109.5863 | 3210.8786 | 0 | 10.5284 | 11.5223 | 2021-07-04 14:58
StdNResSpltPkgAC-65to134 | PreNResSpltPkgAC-65to-PEYes | OfS | 2015 | CZ09 | cDXGF | 0 | None | 1 | 10000.08 | 87537.73 |  | 19337.75 | 0 | 42917.13 | 0 | 18283.13 | 0 | 254.3357 | 6745.403 | 299.964 | 4806.769 | 0 | 0 | 0 | 0 | 10435730 | 0 | 10435730 | 104.3573 | 3057.6689 | 0 | 10.5284 | 11.5223 | 2021-07-04 14:59
StdNResSpltPkgAC-65to134 | PreNResSpltPkgAC-65to-PEYes | OfS | 2015 | CZ10 | cDXGF | 0 | None | 1 | 10000.08 | 89678.4 |  | 19337.75 | 0 | 42917.13 | 0 | 20503.19 | 0 | 349.1556 | 6571.186 | 329.0292 | 4894.878 | 0 | 0 | 0 | 0 | 14159960 | 0 | 14159960 | 141.5996 | 4148.8683 | 0 | 10.5284 | 11.5223 | 2021-07-04 14:59
StdNResSpltPkgAC-65to134 | PreNResSpltPkgAC-65to-PEYes | OfS | 2015 | CZ11 | cDXGF | 0 | None | 1 | 10000.08 | 88919.91 |  | 19337.75 | 0 | 42917.13 | 0 | 18994.39 | 0 | 680.6022 | 6990.043 | 929.0181 | 4344.924 | 0 | 0 | 0 | 0 | 43400150 | 0 | 43400150 | 434.0015 | 12716.244 | 0 | 10.5284 | 11.5223 | 2021-07-04 15:00
StdNResSpltPkgAC-65to134 | PreNResSpltPkgAC-65to-PEYes | OfS | 2015 | CZ12 | cDXGF | 0 | None | 1 | 10000.08 | 84586.66 |  | 19337.75 | 0 | 42917.13 | 0 | 15169.5 | 0 | 582.4053 | 6579.877 | 756.8022 | 4128.688 | 0 | 0 | 0 | 0 | 38772580 | 0 | 38772580 | 387.7258 | 11360.3659 | 0 | 10.5284 | 11.5223 | 2021-07-04 15:01
StdNResSpltPkgAC-65to134 | PreNResSpltPkgAC-65to-PEYes | OfS | 2015 | CZ13 | cDXGF | 0 | None | 1 | 10000.08 | 91160.89 |  | 19337.75 | 0 | 42917.13 | 0 | 21016.73 | 0 | 603.8243 | 7285.433 | 720.5754 | 4874.245 | 0 | 0 | 0 | 0 | 33055900 | 0 | 33055900 | 330.559 | 9685.3787 | 0 | 10.5284 | 11.5223 | 2021-07-04 15:01
StdNResSpltPkgAC-65to134 | PreNResSpltPkgAC-65to-PEYes | OfS | 2015 | CZ14 | cDXGF | 0 | None | 1 | 10000.08 | 89733.02 |  | 19337.75 | 0 | 42917.13 | 0 | 19718.86 | 0 | 722.8986 | 7036.376 | 652.6371 | 4664.372 | 0 | 0 | 0 | 0 | 32315400 | 0 | 32315400 | 323.154 | 9468.4122 | 0 | 10.5284 | 11.5223 | 2021-07-04 15:02
StdNResSpltPkgAC-65to134 | PreNResSpltPkgAC-65to-PEYes | OfS | 2015 | CZ15 | cDXGF | 0 | None | 1 | 10000.08 | 108058.8 |  | 19337.75 | 0 | 42917.13 | 0 | 37026.33 | 0 | 184.2449 | 8593.372 | 127.7498 | 7264.717 | 0 | 0 | 0 | 0 | 2921780 | 0 | 2921780 | 29.2178 | 856.0815 | 0 | 10.5284 | 11.5223 | 2021-07-04 15:02
StdNResSpltPkgAC-65to134 | PreNResSpltPkgAC-65to-PEYes | OfS | 2015 | CZ16 | cDXGF | 0 | None | 1 | 10000.08 | 76836.09 |  | 19337.75 | 0 | 42917.13 | 0 | 6998.339 | 0 | 1162.334 | 6420.485 | 1661.081 | 2779.18 | 0 | 0 | 0 | 0 | 109806600 | 0 | 109806600 | 1098.066 | 32173.3338 | 0 | 10.5284 | 11.5223 | 2021-07-04 15:03
StdNResSpltPkgAC-65to134 | PreNResSpltPkgAC-65to-PEYes | OfS | 2017 | CZ01 | cDXGF | 0 | None | 1 | 10000.08 | 68573.18 |  | 18512.11 | 0 | 42917.13 | 0 | 1091.588 | 0 | 888.3018 | 5163.986 | 1591.766 | 798.9554 | 0 | 0 | 0 | 0 | 90238850 | 0 | 90238850 | 902.3885 | 26439.9831 | 0 | 10.066 | 11.5223 | 2021-07-04 15:04
StdNResSpltPkgAC-65to134 | PreNResSpltPkgAC-65to-PEYes | OfS | 2017 | CZ02 | cDXGF | 0 | None | 1 | 10000.08 | 77972.49 |  | 18512.11 | 0 | 42917.13 | 0 | 10433.62 | 0 | 606.2715 | 5503.272 | 731.644 | 3196.311 | 0 | 0 | 0 | 0 | 43572130 | 0 | 43572130 | 435.7213 | 12766.6341 | 0 | 10.066 | 11.5223 | 2021-07-04 15:04
StdNResSpltPkgAC-65to134 | PreNResSpltPkgAC-65to-PEYes | OfS | 2017 | CZ03 | cDXGF | 0 | None | 1 | 10000.08 | 73828.41 |  | 18512.11 | 0 | 42917.13 | 0 | 6101.466 | 0 | 381.3531 | 5916.264 | 786.0164 | 2738.793 | 0 | 0 | 0 | 0 | 38204050 | 0 | 38204050 | 382.0405 | 11193.7867 | 0 | 10.066 | 11.5223 | 2021-07-04 15:05
StdNResSpltPkgAC-65to134 | PreNResSpltPkgAC-65to-PEYes | OfS | 2017 | CZ04 | cDXGF | 0 | None | 1 | 10000.08 | 80467.77 |  | 18512.11 | 0 | 42917.13 | 0 | 12894.96 | 0 | 349.6796 | 5793.81 | 474.29 | 3836.093 | 0 | 0 | 0 | 0 | 24932240 | 0 | 24932240 | 249.3224 | 7305.1463 | 0 | 10.066 | 11.5223 | 2021-07-04 15:05
StdNResSpltPkgAC-65to134 | PreNResSpltPkgAC-65to-PEYes | OfS | 2017 | CZ05 | cDXGF | 0 | None | 1 | 10000.08 | 75701.24 |  | 18512.11 | 0 | 42917.13 | 0 | 7931.648 | 0 | 435.0173 | 5905.254 | 647.7593 | 3217.215 | 0 | 0 | 0 | 0 | 32848490 | 0 | 32848490 | 328.4849 | 9624.6076 | 0 | 10.066 | 11.5223 | 2021-07-04 15:06
StdNResSpltPkgAC-65to134 | PreNResSpltPkgAC-65to-PEYes | OfS | 2017 | CZ06 | cDXGF | 0 | None | 1 | 10000.08 | 83499.29 |  | 18512.11 | 0 | 42917.13 | 0 | 15641.75 | 0 | 153.2097 | 6274.988 | 304.5164 | 4493.445 | 0 | 0 | 0 | 0 | 12065050 | 0 | 12065050 | 120.6505 | 3535.0596 | 0 | 10.066 | 11.5223 | 2021-07-04 15:07
StdNResSpltPkgAC-65to134 | PreNResSpltPkgAC-65to-PEYes | OfS | 2017 | CZ07 | cDXGF | 0 | None | 1 | 10000.08 | 80646.46 |  | 18512.11 | 0 | 42917.13 | 0 | 12926.6 | 0 | 74.4039 | 6216.126 | 266.7378 | 4261.868 | 0 | 0 | 0 | 0 | 9444022 | 0 | 9444022 | 94.4402 | 2767.0984 | 0 | 10.066 | 11.5223 | 2021-07-04 15:07
StdNResSpltPkgAC-65to134 | PreNResSpltPkgAC-65to-PEYes | OfS | 2017 | CZ08 | cDXGF | 0 | None | 1 | 10000.08 | 87039.13 |  | 18512.11 | 0 | 42917.13 | 0 | 19360.39 | 0 | 153.1589 | 6096.255 | 253.5243 | 4734.125 | 0 | 0 | 0 | 0 | 10645650 | 0 | 10645650 | 106.4565 | 3119.1755 | 0 | 10.066 | 11.5223 | 2021-07-04 15:08
StdNResSpltPkgAC-65to134 | PreNResSpltPkgAC-65to-PEYes | OfS | 2017 | CZ09 | cDXGF | 0 | None | 1 | 10000.08 | 86514.13 |  | 18512.11 | 0 | 42917.13 | 0 | 18131.92 | 0 | 252.6001 | 6700.279 | 294.9579 | 4776.705 | 0 | 0 | 0 | 0 | 10348280 | 0 | 10348280 | 103.4828 | 3032.046 | 0 | 10.066 | 11.5223 | 2021-07-04 15:08
StdNResSpltPkgAC-65to134 | PreNResSpltPkgAC-65to-PEYes | OfS | 2017 | CZ10 | cDXGF | 0 | None | 1 | 10000.08 | 88625.95 |  | 18512.11 | 0 | 42917.13 | 0 | 20326.17 | 0 | 346.6216 | 6523.84 | 324.0498 | 4858.155 | 0 | 0 | 0 | 0 | 14069670 | 0 | 14069670 | 140.6967 | 4122.4133 | 0 | 10.066 | 11.5223 | 2021-07-04 15:09
StdNResSpltPkgAC-65to134 | PreNResSpltPkgAC-65to-PEYes | OfS | 2017 | CZ11 | cDXGF | 0 | None | 1 | 10000.08 | 87690.24 |  | 18512.11 | 0 | 42917.13 | 0 | 18711.95 | 0 | 668.869 | 6880.107 | 855.1133 | 4299.985 | 0 | 0 | 0 | 0 | 39227340 | 0 | 39227340 | 392.2734 | 11493.6106 | 0 | 10.066 | 11.5223 | 2021-07-04 15:10
StdNResSpltPkgAC-65to134 | PreNResSpltPkgAC-65to-PEYes | OfS | 2017 | CZ12 | cDXGF | 0 | None | 1 | 10000.08 | 83577.56 |  | 18512.11 | 0 | 42917.13 | 0 | 15038.82 | 0 | 577.9965 | 6531.442 | 739.2852 | 4098.879 | 0 | 0 | 0 | 0 | 38281670 | 0 | 38281670 | 382.8167 | 11216.5293 | 0 | 10.066 | 11.5223 | 2021-07-04 15:10
StdNResSpltPkgAC-65to134 | PreNResSpltPkgAC-65to-PEYes | OfS | 2017 | CZ13 | cDXGF | 0 | None | 1 | 10000.08 | 90063.76 |  | 18512.11 | 0 | 42917.13 | 0 | 20805.17 | 0 | 599.3618 | 7229.919 | 702.7804 | 4836.841 | 0 | 0 | 0 | 0 | 32527380 | 0 | 32527380 | 325.2738 | 9530.5223 | 0 | 10.066 | 11.5223 | 2021-07-04 15:11
StdNResSpltPkgAC-65to134 | PreNResSpltPkgAC-65to-PEYes | OfS | 2017 | CZ14 | cDXGF | 0 | None | 1 | 10000.08 | 88665.84 |  | 18512.11 | 0 | 42917.13 | 0 | 19533.84 | 0 | 717.5913 | 6985.127 | 638.4974 | 4630.16 | 0 | 0 | 0 | 0 | 31826460 | 0 | 31826460 | 318.2646 | 9325.1528 | 0 | 10.066 | 11.5223 | 2021-07-04 15:11
StdNResSpltPkgAC-65to134 | PreNResSpltPkgAC-65to-PEYes | OfS | 2017 | CZ15 | cDXGF | 0 | None | 1 | 10000.08 | 106767.6 |  | 18512.11 | 0 | 42917.13 | 0 | 36626.86 | 0 | 182.9758 | 8528.459 | 125.3517 | 7209.973 | 0 | 0 | 0 | 0 | 2825608 | 0 | 2825608 | 28.2561 | 827.9031 | 0 | 10.066 | 11.5223 | 2021-07-04 15:12
StdNResSpltPkgAC-65to134 | PreNResSpltPkgAC-65to-PEYes | OfS | 2017 | CZ16 | cDXGF | 0 | None | 1 | 10000.08 | 75926 |  | 18512.11 | 0 | 42917.13 | 0 | 6940.149 | 0 | 1158.649 | 6397.87 | 1637.22 | 2763.921 | 0 | 0 | 0 | 0 | 108236900 | 0 | 108236900 | 1082.369 | 31713.4117 | 0 | 10.066 | 11.5223 | 2021-07-04 15:13
StdNResSpltPkgAC-65to134 | PreNResSpltPkgAC-65to-PEYes | OfS | 2020 | CZ01 | cDXGF | 0 | None | 1 | 10000.08 | 63636.06 |  | 13865.43 | 0 | 42917.13 | 0 | 965.5717 | 0 | 865.9745 | 5021.872 | 1689.281 | 706.9441 | 0 | 0 | 0 | 0 | 97348060 | 0 | 97348060 | 973.4806 | 28522.9816 | 0 | 7.5278 | 11.5223 | 2021-07-04 15:13
StdNResSpltPkgAC-65to134 | PreNResSpltPkgAC-65to-PEYes | OfS | 2020 | CZ02 | cDXGF | 0 | None | 1 | 10000.08 | 72665.48 |  | 13865.43 | 0 | 42917.13 | 0 | 9943.728 | 0 | 593.1099 | 5345.989 | 778.8357 | 3045.767 | 0 | 0 | 0 | 0 | 46854800 | 0 | 46854800 | 468.548 | 13728.4564 | 0 | 7.5278 | 11.5223 | 2021-07-04 15:14
StdNResSpltPkgAC-65to134 | PreNResSpltPkgAC-65to-PEYes | OfS | 2020 | CZ03 | cDXGF | 0 | None | 1 | 10000.08 | 68620.1 |  | 13865.43 | 0 | 42917.13 | 0 | 5718.268 | 0 | 372.5648 | 5746.605 | 842.6117 | 2570.271 | 0 | 0 | 0 | 0 | 41375580 | 0 | 41375580 | 413.7558 | 12123.0449 | 0 | 7.5278 | 11.5223 | 2021-07-04 15:14
StdNResSpltPkgAC-65to134 | PreNResSpltPkgAC-65to-PEYes | OfS | 2020 | CZ04 | cDXGF | 0 | None | 1 | 10000.08 | 75076.2 |  | 13865.43 | 0 | 42917.13 | 0 | 12325.02 | 0 | 342.3401 | 5626.211 | 504.1322 | 3661.763 | 0 | 0 | 0 | 0 | 26947070 | 0 | 26947070 | 269.4707 | 7895.4915 | 0 | 7.5278 | 11.5223 | 2021-07-04 15:15
StdNResSpltPkgAC-65to134 | PreNResSpltPkgAC-65to-PEYes | OfS | 2020 | CZ05 | cDXGF | 0 | None | 1 | 10000.08 | 70391.17 |  | 13865.43 | 0 | 42917.13 | 0 | 7453.213 | 0 | 424.8124 | 5730.517 | 686.3862 | 3035.583 | 0 | 0 | 0 | 0 | 35411320 | 0 | 35411320 | 354.1132 | 10375.5168 | 0 | 7.5278 | 11.5223 | 2021-07-04 15:16
StdNResSpltPkgAC-65to134 | PreNResSpltPkgAC-65to-PEYes | OfS | 2020 | CZ06 | cDXGF | 0 | None | 1 | 10000.08 | 77991.05 |  | 13865.43 | 0 | 42917.13 | 0 | 14952.83 | 0 | 149.9044 | 6105.647 | 323.2623 | 4317.529 | 0 | 0 | 0 | 0 | 13069040 | 0 | 13069040 | 130.6904 | 3829.2287 | 0 | 7.5278 | 11.5223 | 2021-07-04 15:16
StdNResSpltPkgAC-65to134 | PreNResSpltPkgAC-65to-PEYes | OfS | 2020 | CZ07 | cDXGF | 0 | None | 1 | 10000.08 | 75191.02 |  | 13865.43 | 0 | 42917.13 | 0 | 12295.6 | 0 | 72.79 | 6039.971 | 285.9667 | 4068.108 | 0 | 0 | 0 | 0 | 10307790 | 0 | 10307790 | 103.0779 | 3020.1825 | 0 | 7.5278 | 11.5223 | 2021-07-04 15:17
StdNResSpltPkgAC-65to134 | PreNResSpltPkgAC-65to-PEYes | OfS | 2020 | CZ08 | cDXGF | 0 | None | 1 | 10000.08 | 81481.77 |  | 13865.43 | 0 | 42917.13 | 0 | 18612.35 | 0 | 150.284 | 5936.495 | 272.1664 | 4557.43 | 0 | 0 | 0 | 0 | 11570400 | 0 | 11570400 | 115.704 | 3390.1272 | 0 | 7.5278 | 11.5223 | 2021-07-04 15:17
StdNResSpltPkgAC-65to134 | PreNResSpltPkgAC-65to-PEYes | OfS | 2020 | CZ09 | cDXGF | 0 | None | 1 | 10000.08 | 81034.14 |  | 13865.43 | 0 | 42917.13 | 0 | 17451.02 | 0 | 248.4031 | 6552.043 | 314.94 | 4615.614 | 0 | 0 | 0 | 0 | 11285960 | 0 | 11285960 | 112.8596 | 3306.7863 | 0 | 7.5278 | 11.5223 | 2021-07-04 15:18
StdNResSpltPkgAC-65to134 | PreNResSpltPkgAC-65to-PEYes | OfS | 2020 | CZ10 | cDXGF | 0 | None | 1 | 10000.08 | 83085.02 |  | 13865.43 | 0 | 42917.13 | 0 | 19596.36 | 0 | 340.4443 | 6365.562 | 345.2558 | 4692.603 | 0 | 0 | 0 | 0 | 15205080 | 0 | 15205080 | 152.0508 | 4455.0884 | 0 | 7.5278 | 11.5223 | 2021-07-04 15:19
StdNResSpltPkgAC-65to134 | PreNResSpltPkgAC-65to-PEYes | OfS | 2020 | CZ11 | cDXGF | 0 | None | 1 | 10000.08 | 82278.55 |  | 13865.43 | 0 | 42917.13 | 0 | 18111.77 | 0 | 657.347 | 6726.802 | 912.0195 | 4159.472 | 0 | 0 | 0 | 0 | 42173550 | 0 | 42173550 | 421.7355 | 12356.8502 | 0 | 7.5278 | 11.5223 | 2021-07-04 15:19
StdNResSpltPkgAC-65to134 | PreNResSpltPkgAC-65to-PEYes | OfS | 2020 | CZ12 | cDXGF | 0 | None | 1 | 10000.08 | 78194.3 |  | 13865.43 | 0 | 42917.13 | 0 | 14474.74 | 0 | 567.3365 | 6369.555 | 790.3406 | 3945.418 | 0 | 0 | 0 | 0 | 41118870 | 0 | 41118870 | 411.1887 | 12047.8289 | 0 | 7.5278 | 11.5223 | 2021-07-04 15:20
StdNResSpltPkgAC-65to134 | PreNResSpltPkgAC-65to-PEYes | OfS | 2020 | CZ13 | cDXGF | 0 | None | 1 | 10000.08 | 84603.03 |  | 13865.43 | 0 | 42917.13 | 0 | 20160.23 | 0 | 589.4869 | 7070.652 | 753.2245 | 4686.756 | 0 | 0 | 0 | 0 | 35012980 | 0 | 35012980 | 350.1298 | 10258.8031 | 0 | 7.5278 | 11.5223 | 2021-07-04 15:20
StdNResSpltPkgAC-65to134 | PreNResSpltPkgAC-65to-PEYes | OfS | 2020 | CZ14 | cDXGF | 0 | None | 1 | 10000.08 | 83223.13 |  | 13865.43 | 0 | 42917.13 | 0 | 18901.25 | 0 | 705.5563 | 6833.681 | 674.5678 | 4480.529 | 0 | 0 | 0 | 0 | 33987450 | 0 | 33987450 | 339.8745 | 9958.3229 | 0 | 7.5278 | 11.5223 | 2021-07-04 15:21
StdNResSpltPkgAC-65to134 | PreNResSpltPkgAC-65to-PEYes | OfS | 2020 | CZ15 | cDXGF | 0 | None | 1 | 10000.08 | 100993.3 |  | 13865.43 | 0 | 42917.13 | 0 | 35664.13 | 0 | 180.3815 | 8366.079 | 134.9773 | 7042.709 | 0 | 0 | 0 | 0 | 3108846 | 0 | 3108846 | 31.0885 | 910.8919 | 0 | 7.5278 | 11.5223 | 2021-07-04 15:22
StdNResSpltPkgAC-65to134 | PreNResSpltPkgAC-65to-PEYes | OfS | 2020 | CZ16 | cDXGF | 0 | None | 1 | 10000.08 | 70810.56 |  | 13865.43 | 0 | 42917.13 | 0 | 6650.133 | 0 | 1134.561 | 6243.226 | 1698.986 | 2650.594 | 0 | 0 | 0 | 0 | 114394200 | 0 | 114394200 | 1143.942 | 33517.5006 | 0 | 7.5278 | 11.5223 | 2021-07-04 15:22
StdNResSpltPkgAC-65to134 | PreNResSpltPkgAC-65to-PEYes | RFF | 1975 | CZ01 | cDXGF | 0 | None | 1 | 2500.053 | 38516.39 |  | 12898.34 | 0 | 22087.34 | 0 | 396.6711 | 0 | 267.5156 | 2866.555 | 1520.798 | 298.6925 | 0 | 0 | 0 | 0 | 94281810 | 5439761 | 88842120 | 888.4212 | 26030.7412 | 0 | 3.2254 | 5.5785 | 2021-07-04 15:23
StdNResSpltPkgAC-65to134 | PreNResSpltPkgAC-65to-PEYes | RFF | 1975 | CZ02 | cDXGF | 0 | None | 1 | 2500.053 | 43840.95 |  | 12898.34 | 0 | 22087.34 | 0 | 5584.194 | 0 | 184.3697 | 3086.748 | 885.3119 | 1465.027 | 0 | 0 | 0 | 0 | 58363530 | 5439761 | 52923780 | 529.2378 | 15506.6675 | 0 | 3.2254 | 5.5785 | 2021-07-04 15:23
StdNResSpltPkgAC-65to134 | PreNResSpltPkgAC-65to-PEYes | RFF | 1975 | CZ03 | cDXGF | 0 | None | 1 | 2500.053 | 41500.53 |  | 12898.34 | 0 | 22087.34 | 0 | 3096.407 | 0 | 119.5563 | 3298.917 | 822.2773 | 1255.574 | 0 | 0 | 0 | 0 | 42826740 | 5439761 | 37386980 | 373.8698 | 10954.3851 | 0 | 3.2254 | 5.5785 | 2021-07-04 15:23
StdNResSpltPkgAC-65to134 | PreNResSpltPkgAC-65to-PEYes | RFF | 1975 | CZ04 | cDXGF | 0 | None | 1 | 2500.053 | 45764.93 |  | 12898.34 | 0 | 22087.34 | 0 | 7419.845 | 0 | 106.4616 | 3252.978 | 622.3888 | 1895.46 | 0 | 0 | 0 | 0 | 37646220 | 5439761 | 32206470 | 322.0647 | 9436.4957 | 0 | 3.2254 | 5.5785 | 2021-07-04 15:24
StdNResSpltPkgAC-65to134 | PreNResSpltPkgAC-65to-PEYes | RFF | 1975 | CZ05 | cDXGF | 0 | None | 1 | 2500.053 | 42046.22 |  | 12898.34 | 0 | 22087.34 | 0 | 3717.115 | 0 | 132.2572 | 3211.205 | 674.8431 | 1386.53 | 0 | 0 | 0 | 0 | 36475320 | 5439761 | 31035560 | 310.3556 | 9093.4191 | 0 | 3.2254 | 5.5785 | 2021-07-04 15:24
StdNResSpltPkgAC-65to134 | PreNResSpltPkgAC-65to-PEYes | RFF | 1975 | CZ06 | cDXGF | 0 | None | 1 | 2500.053 | 46919.01 |  | 12898.34 | 0 | 22087.34 | 0 | 8382.003 | 0 | 48.5183 | 3502.856 | 311.715 | 2221.69 | 0 | 0 | 0 | 0 | 16723390 | 5439761 | 11283610 | 112.8361 | 3306.0977 | 0 | 3.2254 | 5.5785 | 2021-07-04 15:25
StdNResSpltPkgAC-65to134 | PreNResSpltPkgAC-65to-PEYes | RFF | 1975 | CZ07 | cDXGF | 0 | None | 1 | 2500.053 | 45744.91 |  | 12898.34 | 0 | 22087.34 | 0 | 7281.521 | 0 | 23.3267 | 3454.423 | 234.0505 | 2212.609 | 0 | 0 | 0 | 0 | 12854520 | 5439761 | 7414754 | 74.1475 | 2172.5229 | 0 | 3.2254 | 5.5785 | 2021-07-04 15:25
StdNResSpltPkgAC-65to134 | PreNResSpltPkgAC-65to-PEYes | RFF | 1975 | CZ08 | cDXGF | 0 | None | 1 | 2500.053 | 49537.91 |  | 12898.34 | 0 | 22087.34 | 0 | 11128.66 | 0 | 45.3738 | 3378.24 | 250.7998 | 2452.721 | 0 | 0 | 0 | 0 | 14850670 | 5439761 | 9410893 | 94.1089 | 2757.3916 | 0 | 3.2254 | 5.5785 | 2021-07-04 15:26
StdNResSpltPkgAC-65to134 | PreNResSpltPkgAC-65to-PEYes | RFF | 1975 | CZ09 | cDXGF | 0 | None | 1 | 2500.053 | 49296.7 |  | 12898.34 | 0 | 22087.34 | 0 | 10308.77 | 0 | 84.1315 | 3918.16 | 407.5327 | 2421.381 | 0 | 0 | 0 | 0 | 19716250 | 5439761 | 14276480 | 142.7648 | 4183.0086 | 0 | 3.2254 | 5.5785 | 2021-07-04 15:26
StdNResSpltPkgAC-65to134 | PreNResSpltPkgAC-65to-PEYes | RFF | 1975 | CZ10 | cDXGF | 0 | None | 1 | 2500.053 | 50664.84 |  | 12898.34 | 0 | 22087.34 | 0 | 11769.68 | 0 | 113.314 | 3796.228 | 463.2528 | 2455.014 | 0 | 0 | 0 | 0 | 25103870 | 5439761 | 19664090 | 196.6409 | 5761.5784 | 0 | 3.2254 | 5.5785 | 2021-07-04 15:26
StdNResSpltPkgAC-65to134 | PreNResSpltPkgAC-65to-PEYes | RFF | 1975 | CZ11 | cDXGF | 0 | None | 1 | 2500.053 | 51134.48 |  | 12898.34 | 0 | 22087.34 | 0 | 11787.15 | 0 | 232.3242 | 4129.367 | 1053.186 | 2233.268 | 0 | 0 | 0 | 0 | 60926620 | 5439761 | 55486880 | 554.8688 | 16257.6558 | 0 | 3.2254 | 5.5785 | 2021-07-04 15:27
StdNResSpltPkgAC-65to134 | PreNResSpltPkgAC-65to-PEYes | RFF | 1975 | CZ12 | cDXGF | 0 | None | 1 | 2500.053 | 47869.1 |  | 12898.34 | 0 | 22087.34 | 0 | 8895.102 | 0 | 190.4482 | 3797.914 | 885.405 | 2049.198 | 0 | 0 | 0 | 0 | 52778980 | 5439761 | 47339240 | 473.3924 | 13870.3973 | 0 | 3.2254 | 5.5785 | 2021-07-04 15:27
StdNResSpltPkgAC-65to134 | PreNResSpltPkgAC-65to-PEYes | RFF | 1975 | CZ13 | cDXGF | 0 | None | 1 | 2500.053 | 52885.53 |  | 12898.34 | 0 | 22087.34 | 0 | 13478.68 | 0 | 202.1225 | 4219.083 | 859.129 | 2566.162 | 0 | 0 | 0 | 0 | 47577180 | 5439761 | 42137440 | 421.3744 | 12346.2699 | 0 | 3.2254 | 5.5785 | 2021-07-04 15:28
StdNResSpltPkgAC-65to134 | PreNResSpltPkgAC-65to-PEYes | RFF | 1975 | CZ14 | cDXGF | 0 | None | 1 | 2500.053 | 50548.61 |  | 12898.34 | 0 | 22087.34 | 0 | 11258.73 | 0 | 239.3801 | 4064.85 | 870.9401 | 2290.13 | 0 | 0 | 0 | 0 | 50134770 | 5439761 | 44695030 | 446.9503 | 13095.6438 | 0 | 3.2254 | 5.5785 | 2021-07-04 15:28
StdNResSpltPkgAC-65to134 | PreNResSpltPkgAC-65to-PEYes | RFF | 1975 | CZ15 | cDXGF | 0 | None | 1 | 2500.053 | 63719.89 |  | 12898.34 | 0 | 22087.34 | 0 | 23447 | 0 | 67.3579 | 5219.888 | 248.4192 | 3970.108 | 0 | 0 | 0 | 0 | 11880040 | 5439761 | 6440275 | 64.4027 | 1887.0006 | 0 | 3.2254 | 5.5785 | 2021-07-04 15:29
StdNResSpltPkgAC-65to134 | PreNResSpltPkgAC-65to-PEYes | RFF | 1975 | CZ16 | cDXGF | 0 | None | 1 | 2500.053 | 43004.35 |  | 12898.34 | 0 | 22087.34 | 0 | 4042.279 | 0 | 374.113 | 3602.343 | 1495.906 | 1382.793 | 0 | 0 | 0 | 0 | 126024200 | 5439761 | 120584600 | 1205.846 | 35331.2878 | 0 | 3.2254 | 5.5785 | 2021-07-04 15:29
StdNResSpltPkgAC-65to134 | PreNResSpltPkgAC-65to-PEYes | RFF | 1985 | CZ01 | cDXGF | 0 | None | 1 | 2500.053 | 38270.17 |  | 12898.34 | 0 | 21854.62 | 0 | 390.8651 | 0 | 266.8818 | 2859.496 | 1523.375 | 294.1409 | 0 | 0 | 0 | 0 | 94769610 | 5439761 | 89329900 | 893.299 | 26173.6607 | 0 | 3.2254 | 5.5399 | 2021-07-04 15:29
StdNResSpltPkgAC-65to134 | PreNResSpltPkgAC-65to-PEYes | RFF | 1985 | CZ02 | cDXGF | 0 | None | 1 | 2500.053 | 43576.51 |  | 12898.34 | 0 | 21854.62 | 0 | 5560.446 | 0 | 183.9984 | 3079.093 | 887.215 | 1458.087 | 0 | 0 | 0 | 0 | 58645320 | 5439761 | 53205580 | 532.0558 | 15589.2349 | 0 | 3.2254 | 5.5399 | 2021-07-04 15:30
StdNResSpltPkgAC-65to134 | PreNResSpltPkgAC-65to-PEYes | RFF | 1985 | CZ03 | cDXGF | 0 | None | 1 | 2500.053 | 41240.88 |  | 12898.34 | 0 | 21854.62 | 0 | 3078.126 | 0 | 119.3015 | 3290.528 | 824.9274 | 1248.442 | 0 | 0 | 0 | 0 | 43096580 | 5439761 | 37656820 | 376.5682 | 11033.4483 | 0 | 3.2254 | 5.5399 | 2021-07-04 15:30
StdNResSpltPkgAC-65to134 | PreNResSpltPkgAC-65to-PEYes | RFF | 1985 | CZ04 | cDXGF | 0 | None | 1 | 2500.053 | 45495.07 |  | 12898.34 | 0 | 21854.62 | 0 | 7391.074 | 0 | 106.2571 | 3244.799 | 624.0469 | 1887.962 | 0 | 0 | 0 | 0 | 37855210 | 5439761 | 32415460 | 324.1546 | 9497.7298 | 0 | 3.2254 | 5.5399 | 2021-07-04 15:31
StdNResSpltPkgAC-65to134 | PreNResSpltPkgAC-65to-PEYes | RFF | 1985 | CZ05 | cDXGF | 0 | None | 1 | 2500.053 | 41783.59 |  | 12898.34 | 0 | 21854.62 | 0 | 3695.944 | 0 | 131.9679 | 3202.735 | 677.2686 | 1379.103 | 0 | 0 | 0 | 0 | 36708070 | 5439761 | 31268320 | 312.6832 | 9161.6178 | 0 | 3.2254 | 5.5399 | 2021-07-04 15:31
StdNResSpltPkgAC-65to134 | PreNResSpltPkgAC-65to-PEYes | RFF | 1985 | CZ06 | cDXGF | 0 | None | 1 | 2500.053 | 46643.14 |  | 12898.34 | 0 | 21854.62 | 0 | 8347.138 | 0 | 48.4253 | 3494.647 | 312.5542 | 2213.214 | 0 | 0 | 0 | 0 | 16827340 | 5439761 | 11387560 | 113.8756 | 3336.5551 | 0 | 3.2254 | 5.5399 | 2021-07-04 15:32
StdNResSpltPkgAC-65to134 | PreNResSpltPkgAC-65to-PEYes | RFF | 1985 | CZ07 | cDXGF | 0 | None | 1 | 2500.053 | 45470.63 |  | 12898.34 | 0 | 21854.62 | 0 | 7248.679 | 0 | 23.2803 | 3445.722 | 235.4771 | 2202.073 | 0 | 0 | 0 | 0 | 12938420 | 5439761 | 7498649 | 74.9865 | 2197.1042 | 0 | 3.2254 | 5.5399 | 2021-07-04 15:32
StdNResSpltPkgAC-65to134 | PreNResSpltPkgAC-65to-PEYes | RFF | 1985 | CZ08 | cDXGF | 0 | None | 1 | 2500.053 | 49258.14 |  | 12898.34 | 0 | 21854.62 | 0 | 11089.9 | 0 | 45.2913 | 3370.012 | 253.0602 | 2443.228 | 0 | 0 | 0 | 0 | 14948170 | 5439761 | 9508398 | 95.084 | 2785.9606 | 0 | 3.2254 | 5.5399 | 2021-07-04 15:32
StdNResSpltPkgAC-65to134 | PreNResSpltPkgAC-65to-PEYes | RFF | 1985 | CZ09 | cDXGF | 0 | None | 1 | 2500.053 | 49022.85 |  | 12898.34 | 0 | 21854.62 | 0 | 10275.09 | 0 | 84.0091 | 3910.811 | 410.6337 | 2413.411 | 0 | 0 | 0 | 0 | 19843030 | 5439761 | 14403260 | 144.0326 | 4220.1552 | 0 | 3.2254 | 5.5399 | 2021-07-04 15:33
StdNResSpltPkgAC-65to134 | PreNResSpltPkgAC-65to-PEYes | RFF | 1985 | CZ10 | cDXGF | 0 | None | 1 | 2500.053 | 50388.23 |  | 12898.34 | 0 | 21854.62 | 0 | 11733.67 | 0 | 113.1413 | 3788.51 | 466.1981 | 2445.954 | 0 | 0 | 0 | 0 | 25249240 | 5439761 | 19809470 | 198.0947 | 5804.1747 | 0 | 3.2254 | 5.5399 | 2021-07-04 15:33
StdNResSpltPkgAC-65to134 | PreNResSpltPkgAC-65to-PEYes | RFF | 1985 | CZ11 | cDXGF | 0 | None | 1 | 2500.053 | 50863.31 |  | 12898.34 | 0 | 21854.62 | 0 | 11756.32 | 0 | 231.997 | 4122.077 | 1054.784 | 2227.033 | 0 | 0 | 0 | 0 | 61184100 | 5439761 | 55744360 | 557.4436 | 16333.0975 | 0 | 3.2254 | 5.5399 | 2021-07-04 15:34
StdNResSpltPkgAC-65to134 | PreNResSpltPkgAC-65to-PEYes | RFF | 1985 | CZ12 | cDXGF | 0 | None | 1 | 2500.053 | 47599.83 |  | 12898.34 | 0 | 21854.62 | 0 | 8866.315 | 0 | 190.19 | 3790.408 | 886.162 | 2041.62 | 0 | 0 | 0 | 0 | 53007080 | 5439761 | 47567300 | 475.673 | 13937.2189 | 0 | 3.2254 | 5.5399 | 2021-07-04 15:34
StdNResSpltPkgAC-65to134 | PreNResSpltPkgAC-65to-PEYes | RFF | 1985 | CZ13 | cDXGF | 0 | None | 1 | 2500.053 | 52610.41 |  | 12898.34 | 0 | 21854.62 | 0 | 13444.32 | 0 | 201.8389 | 4211.328 | 860.8862 | 2559.618 | 0 | 0 | 0 | 0 | 47784180 | 5439761 | 42344420 | 423.4442 | 12406.9151 | 0 | 3.2254 | 5.5399 | 2021-07-04 15:35
StdNResSpltPkgAC-65to134 | PreNResSpltPkgAC-65to-PEYes | RFF | 1985 | CZ14 | cDXGF | 0 | None | 1 | 2500.053 | 50276.87 |  | 12898.34 | 0 | 21854.62 | 0 | 11227.62 | 0 | 239.0251 | 4057.303 | 872.3506 | 2282.97 | 0 | 0 | 0 | 0 | 50344370 | 5439761 | 44904630 | 449.0463 | 13157.0566 | 0 | 3.2254 | 5.5399 | 2021-07-04 15:35
StdNResSpltPkgAC-65to134 | PreNResSpltPkgAC-65to-PEYes | RFF | 1985 | CZ15 | cDXGF | 0 | None | 1 | 2500.053 | 63431.52 |  | 12898.34 | 0 | 21854.62 | 0 | 23399.27 | 0 | 67.2799 | 5212.023 | 251.6031 | 3963.139 | 0 | 0 | 0 | 0 | 11950660 | 5439761 | 6510902 | 65.109 | 1907.6943 | 0 | 3.2254 | 5.5399 | 2021-07-04 15:36
StdNResSpltPkgAC-65to134 | PreNResSpltPkgAC-65to-PEYes | RFF | 1985 | CZ16 | cDXGF | 0 | None | 1 | 2500.053 | 42747.67 |  | 12898.34 | 0 | 21854.62 | 0 | 4027.019 | 0 | 373.3838 | 3594.323 | 1496.072 | 1376.745 | 0 | 0 | 0 | 0 | 126388900 | 5439761 | 120949200 | 1209.492 | 35438.1156 | 0 | 3.2254 | 5.5399 | 2021-07-04 15:36
StdNResSpltPkgAC-65to134 | PreNResSpltPkgAC-65to-PEYes | RFF | 1996 | CZ01 | cDXGF | 0 | None | 1 | 2500.053 | 37792.41 |  | 12898.34 | 0 | 21621.86 | 0 | 354.3961 | 0 | 247.985 | 2669.813 | 1403.459 | 275.627 | 0 | 0 | 0 | 0 | 86457100 | 5439761 | 81017380 | 810.1738 | 23738.0923 | 0 | 3.2254 | 5.5014 | 2021-07-04 15:37
StdNResSpltPkgAC-65to134 | PreNResSpltPkgAC-65to-PEYes | RFF | 1996 | CZ02 | cDXGF | 0 | None | 1 | 2500.053 | 42928.41 |  | 12898.34 | 0 | 21621.86 | 0 | 5251.791 | 0 | 178.4143 | 2977.991 | 890.6755 | 1384.468 | 0 | 0 | 0 | 0 | 60519300 | 5439761 | 55079560 | 550.7956 | 16138.3111 | 0 | 3.2254 | 5.5014 | 2021-07-04 15:37
StdNResSpltPkgAC-65to134 | PreNResSpltPkgAC-65to-PEYes | RFF | 1996 | CZ03 | cDXGF | 0 | None | 1 | 2500.053 | 40659.02 |  | 12898.34 | 0 | 21621.86 | 0 | 2844.173 | 0 | 115.5285 | 3179.123 | 831.0792 | 1176.752 | 0 | 0 | 0 | 0 | 45110980 | 5439761 | 39671230 | 396.7123 | 11623.6704 | 0 | 3.2254 | 5.5014 | 2021-07-04 15:38
StdNResSpltPkgAC-65to134 | PreNResSpltPkgAC-65to-PEYes | RFF | 1996 | CZ04 | cDXGF | 0 | None | 1 | 2500.053 | 44771.99 |  | 12898.34 | 0 | 21621.86 | 0 | 7007.986 | 0 | 103.4777 | 3140.325 | 630.8091 | 1801.407 | 0 | 0 | 0 | 0 | 39262780 | 5439761 | 33823040 | 338.2304 | 9910.1507 | 0 | 3.2254 | 5.5014 | 2021-07-04 15:38
StdNResSpltPkgAC-65to134 | PreNResSpltPkgAC-65to-PEYes | RFF | 1996 | CZ05 | cDXGF | 0 | None | 1 | 2500.053 | 41171.51 |  | 12898.34 | 0 | 21621.86 | 0 | 3431.383 | 0 | 127.6338 | 3092.291 | 684.0019 | 1303.699 | 0 | 0 | 0 | 0 | 38888620 | 5439761 | 33448860 | 334.4886 | 9800.516 | 0 | 3.2254 | 5.5014 | 2021-07-04 15:38
StdNResSpltPkgAC-65to134 | PreNResSpltPkgAC-65to-PEYes | RFF | 1996 | CZ06 | cDXGF | 0 | None | 1 | 2500.053 | 45843.01 |  | 12898.34 | 0 | 21621.86 | 0 | 7861.761 | 0 | 47.7873 | 3413.266 | 349.7891 | 2101.354 | 0 | 0 | 0 | 0 | 18969980 | 5439761 | 13530210 | 135.3021 | 3964.3515 | 0 | 3.2254 | 5.5014 | 2021-07-04 15:39
StdNResSpltPkgAC-65to134 | PreNResSpltPkgAC-65to-PEYes | RFF | 1996 | CZ07 | cDXGF | 0 | None | 1 | 2500.053 | 44735.13 |  | 12898.34 | 0 | 21621.86 | 0 | 6830.907 | 0 | 22.937 | 3361.099 | 268.3932 | 2090.422 | 0 | 0 | 0 | 0 | 14599060 | 5439761 | 9159294 | 91.5929 | 2683.6731 | 0 | 3.2254 | 5.5014 | 2021-07-04 15:39
StdNResSpltPkgAC-65to134 | PreNResSpltPkgAC-65to-PEYes | RFF | 1996 | CZ08 | cDXGF | 0 | None | 1 | 2500.053 | 48531.23 |  | 12898.34 | 0 | 21621.86 | 0 | 10661.77 | 0 | 44.9375 | 3304.333 | 282.3646 | 2345.005 | 0 | 0 | 0 | 0 | 16660780 | 5439761 | 11221000 | 112.21 | 3287.753 | 0 | 3.2254 | 5.5014 | 2021-07-04 15:40
StdNResSpltPkgAC-65to134 | PreNResSpltPkgAC-65to-PEYes | RFF | 1996 | CZ09 | cDXGF | 0 | None | 1 | 2500.053 | 48351.44 |  | 12898.34 | 0 | 21621.86 | 0 | 9887.103 | 0 | 83.5693 | 3860.58 | 453.347 | 2328.055 | 0 | 0 | 0 | 0 | 22188340 | 5439761 | 16748570 | 167.4857 | 4907.331 | 0 | 3.2254 | 5.5014 | 2021-07-04 15:40
StdNResSpltPkgAC-65to134 | PreNResSpltPkgAC-65to-PEYes | RFF | 1996 | CZ10 | cDXGF | 0 | None | 1 | 2500.053 | 49692.68 |  | 12898.34 | 0 | 21621.86 | 0 | 11326.24 | 0 | 112.6979 | 3733.548 | 502.2701 | 2361.433 | 0 | 0 | 0 | 0 | 27902120 | 5439761 | 22462350 | 224.6235 | 6581.4686 | 0 | 3.2254 | 5.5014 | 2021-07-04 15:41
StdNResSpltPkgAC-65to134 | PreNResSpltPkgAC-65to-PEYes | RFF | 1996 | CZ11 | cDXGF | 0 | None | 1 | 2500.053 | 49487.8 |  | 12898.34 | 0 | 21621.86 | 0 | 10886.51 | 0 | 218.0907 | 3863.002 | 970.3126 | 2086.248 | 0 | 0 | 0 | 0 | 55305000 | 5439761 | 49865250 | 498.6525 | 14610.5182 | 0 | 3.2254 | 5.5014 | 2021-07-04 15:41
StdNResSpltPkgAC-65to134 | PreNResSpltPkgAC-65to-PEYes | RFF | 1996 | CZ12 | cDXGF | 0 | None | 1 | 2500.053 | 46448.57 |  | 12898.34 | 0 | 21621.86 | 0 | 8194.263 | 0 | 178.8047 | 3555.323 | 820.0004 | 1917.115 | 0 | 0 | 0 | 0 | 48226440 | 5439761 | 42786690 | 427.8669 | 12536.5002 | 0 | 3.2254 | 5.5014 | 2021-07-04 15:42
StdNResSpltPkgAC-65to134 | PreNResSpltPkgAC-65to-PEYes | RFF | 1996 | CZ13 | cDXGF | 0 | None | 1 | 2500.053 | 51169.88 |  | 12898.34 | 0 | 21621.86 | 0 | 12505.1 | 0 | 190.2157 | 3954.357 | 794.9897 | 2408.058 | 0 | 0 | 0 | 0 | 43544290 | 5439761 | 38104540 | 381.0454 | 11164.6302 | 0 | 3.2254 | 5.5014 | 2021-07-04 15:42
StdNResSpltPkgAC-65to134 | PreNResSpltPkgAC-65to-PEYes | RFF | 1996 | CZ14 | cDXGF | 0 | None | 1 | 2500.053 | 48816.12 |  | 12898.34 | 0 | 21621.86 | 0 | 10278.68 | 0 | 224.7294 | 3792.518 | 816.3721 | 2117.868 | 0 | 0 | 0 | 0 | 45864050 | 5439761 | 40424300 | 404.243 | 11844.3199 | 0 | 3.2254 | 5.5014 | 2021-07-04 15:42
StdNResSpltPkgAC-65to134 | PreNResSpltPkgAC-65to-PEYes | RFF | 1996 | CZ15 | cDXGF | 0 | None | 1 | 2500.053 | 61257.93 |  | 12898.34 | 0 | 21621.86 | 0 | 21765.74 | 0 | 63.7338 | 4908.236 | 214.2038 | 3732.558 | 0 | 0 | 0 | 0 | 10782970 | 5439761 | 5343202 | 53.432 | 1565.5582 | 0 | 3.2254 | 5.5014 | 2021-07-04 15:43
StdNResSpltPkgAC-65to134 | PreNResSpltPkgAC-65to-PEYes | RFF | 1996 | CZ16 | cDXGF | 0 | None | 1 | 2500.053 | 41915.86 |  | 12898.34 | 0 | 21621.86 | 0 | 3689.242 | 0 | 349.1672 | 3357.222 | 1403.404 | 1283.028 | 0 | 0 | 0 | 0 | 116644500 | 5439761 | 111204800 | 1112.048 | 32583.0064 | 0 | 3.2254 | 5.5014 | 2021-07-04 15:43
StdNResSpltPkgAC-65to134 | PreNResSpltPkgAC-65to-PEYes | RFF | 2003 | CZ01 | cDXGF | 0 | None | 1 | 2500.053 | 37262.93 |  | 12898.34 | 0 | 21389.11 | 0 | 296.8262 | 0 | 226.8923 | 2451.736 | 1332.21 | 234.793 | 0 | 0 | 0 | 0 | 85961840 | 5439761 | 80522130 | 805.2213 | 23592.9841 | 0 | 3.2254 | 5.4628 | 2021-07-04 15:44
StdNResSpltPkgAC-65to134 | PreNResSpltPkgAC-65to-PEYes | RFF | 2003 | CZ02 | cDXGF | 0 | None | 1 | 2500.053 | 41646.73 |  | 12898.34 | 0 | 21389.11 | 0 | 4550.608 | 0 | 158.5379 | 2650.131 | 784.515 | 1226.575 | 0 | 0 | 0 | 0 | 53440650 | 5439761 | 48000900 | 480.009 | 14064.2637 | 0 | 3.2254 | 5.4628 | 2021-07-04 15:44
StdNResSpltPkgAC-65to134 | PreNResSpltPkgAC-65to-PEYes | RFF | 2003 | CZ03 | cDXGF | 0 | None | 1 | 2500.053 | 39790.41 |  | 12898.34 | 0 | 21389.11 | 0 | 2469.816 | 0 | 106.7939 | 2926.31 | 777.1824 | 1051.274 | 0 | 0 | 0 | 0 | 42941490 | 5439761 | 37501730 | 375.0173 | 10988.0069 | 0 | 3.2254 | 5.4628 | 2021-07-04 15:45
StdNResSpltPkgAC-65to134 | PreNResSpltPkgAC-65to-PEYes | RFF | 2003 | CZ04 | cDXGF | 0 | None | 1 | 2500.053 | 43572.05 |  | 12898.34 | 0 | 21389.11 | 0 | 6302.713 | 0 | 95.3118 | 2886.558 | 590.3964 | 1640.932 | 0 | 0 | 0 | 0 | 37333000 | 5439761 | 31893250 | 318.9325 | 9344.7223 | 0 | 3.2254 | 5.4628 | 2021-07-04 15:45
StdNResSpltPkgAC-65to134 | PreNResSpltPkgAC-65to-PEYes | RFF | 2003 | CZ05 | cDXGF | 0 | None | 1 | 2500.053 | 40220.05 |  | 12898.34 | 0 | 21389.11 | 0 | 2974.345 | 0 | 117.6957 | 2840.534 | 638.5788 | 1163.081 | 0 | 0 | 0 | 0 | 37586500 | 5439761 | 32146740 | 321.4674 | 9418.9948 | 0 | 3.2254 | 5.4628 | 2021-07-04 15:45
StdNResSpltPkgAC-65to134 | PreNResSpltPkgAC-65to-PEYes | RFF | 2003 | CZ06 | cDXGF | 0 | None | 1 | 2500.053 | 44564.91 |  | 12898.34 | 0 | 21389.11 | 0 | 7074.034 | 0 | 44.4566 | 3158.952 | 326.3394 | 1927.686 | 0 | 0 | 0 | 0 | 18282760 | 5439761 | 12842980 | 128.4298 | 3762.9931 | 0 | 3.2254 | 5.4628 | 2021-07-04 15:46
StdNResSpltPkgAC-65to134 | PreNResSpltPkgAC-65to-PEYes | RFF | 2003 | CZ07 | cDXGF | 0 | None | 1 | 2500.053 | 43630.72 |  | 12898.34 | 0 | 21389.11 | 0 | 6199.186 | 0 | 21.3798 | 3122.674 | 249.3418 | 1930.166 | 0 | 0 | 0 | 0 | 14161920 | 5439761 | 8722148 | 87.2215 | 2555.5894 | 0 | 3.2254 | 5.4628 | 2021-07-04 15:46
StdNResSpltPkgAC-65to134 | PreNResSpltPkgAC-65to-PEYes | RFF | 2003 | CZ08 | cDXGF | 0 | None | 1 | 2500.053 | 47164 |  | 12898.34 | 0 | 21389.11 | 0 | 9755.481 | 0 | 42.0976 | 3078.939 | 265.3387 | 2176.105 | 0 | 0 | 0 | 0 | 15965740 | 5439761 | 10525960 | 105.2596 | 3084.1063 | 0 | 3.2254 | 5.4628 | 2021-07-04 15:47
StdNResSpltPkgAC-65to134 | PreNResSpltPkgAC-65to-PEYes | RFF | 2003 | CZ09 | cDXGF | 0 | None | 1 | 2500.053 | 46984.97 |  | 12898.34 | 0 | 21389.11 | 0 | 9001.586 | 0 | 78.6119 | 3617.318 | 434.2103 | 2154.972 | 0 | 0 | 0 | 0 | 21562760 | 5439761 | 16122980 | 161.2298 | 4724.0331 | 0 | 3.2254 | 5.4628 | 2021-07-04 15:47
StdNResSpltPkgAC-65to134 | PreNResSpltPkgAC-65to-PEYes | RFF | 2003 | CZ10 | cDXGF | 0 | None | 1 | 2500.053 | 47703.86 |  | 12898.34 | 0 | 21389.11 | 0 | 10009.58 | 0 | 99.0914 | 3307.712 | 411.6265 | 2132.244 | 0 | 0 | 0 | 0 | 23423500 | 5439761 | 17983730 | 179.8373 | 5269.2329 | 0 | 3.2254 | 5.4628 | 2021-07-04 15:48
StdNResSpltPkgAC-65to134 | PreNResSpltPkgAC-65to-PEYes | RFF | 2003 | CZ11 | cDXGF | 0 | None | 1 | 2500.053 | 48152.81 |  | 12898.34 | 0 | 21389.11 | 0 | 10037.8 | 0 | 205.5452 | 3621.994 | 937.5545 | 1934.571 | 0 | 0 | 0 | 0 | 54824260 | 5439761 | 49384530 | 493.8453 | 14469.6673 | 0 | 3.2254 | 5.4628 | 2021-07-04 15:48
StdNResSpltPkgAC-65to134 | PreNResSpltPkgAC-65to-PEYes | RFF | 2003 | CZ12 | cDXGF | 0 | None | 1 | 2500.053 | 45256.68 |  | 12898.34 | 0 | 21389.11 | 0 | 7482.855 | 0 | 167.8029 | 3318.541 | 791.8431 | 1763.674 | 0 | 0 | 0 | 0 | 48019640 | 5439761 | 42579910 | 425.7991 | 12475.9136 | 0 | 3.2254 | 5.4628 | 2021-07-04 15:49
StdNResSpltPkgAC-65to134 | PreNResSpltPkgAC-65to-PEYes | RFF | 2003 | CZ13 | cDXGF | 0 | None | 1 | 2500.053 | 49745.46 |  | 12898.34 | 0 | 21389.11 | 0 | 11569.39 | 0 | 179.5958 | 3709.003 | 772.3975 | 2237.973 | 0 | 0 | 0 | 0 | 43478090 | 5439761 | 38038350 | 380.3835 | 11145.2366 | 0 | 3.2254 | 5.4628 | 2021-07-04 15:49
StdNResSpltPkgAC-65to134 | PreNResSpltPkgAC-65to-PEYes | RFF | 2003 | CZ14 | cDXGF | 0 | None | 1 | 2500.053 | 47567.86 |  | 12898.34 | 0 | 21389.11 | 0 | 9489.617 | 0 | 213.3382 | 3577.396 | 819.686 | 1960.83 | 0 | 0 | 0 | 0 | 47448820 | 5439761 | 42009080 | 420.0908 | 12308.6604 | 0 | 3.2254 | 5.4628 | 2021-07-04 15:49
StdNResSpltPkgAC-65to134 | PreNResSpltPkgAC-65to-PEYes | RFF | 2003 | CZ15 | cDXGF | 0 | None | 1 | 2500.053 | 59487.01 |  | 12898.34 | 0 | 21389.11 | 0 | 20463.63 | 0 | 61.1319 | 4674.755 | 222.0931 | 3532.109 | 0 | 0 | 0 | 0 | 11125610 | 5439761 | 5685842 | 56.8584 | 1665.9517 | 0 | 3.2254 | 5.4628 | 2021-07-04 15:50
StdNResSpltPkgAC-65to134 | PreNResSpltPkgAC-65to-PEYes | RFF | 2003 | CZ16 | cDXGF | 0 | None | 1 | 2500.053 | 41021.11 |  | 12898.34 | 0 | 21389.11 | 0 | 3307.185 | 0 | 324.0612 | 3102.386 | 1338.419 | 1160.254 | 0 | 0 | 0 | 0 | 115395300 | 5439761 | 109955600 | 1099.556 | 32216.9908 | 0 | 3.2254 | 5.4628 | 2021-07-04 15:50
StdNResSpltPkgAC-65to134 | PreNResSpltPkgAC-65to-PEYes | RFF | 2007 | CZ01 | cDXGF | 0 | None | 1 | 2500.053 | 37252.36 |  | 12898.34 | 0 | 21389.11 | 0 | 304.9497 | 0 | 224.4783 | 2435.445 | 1298.919 | 244.7142 | 0 | 0 | 0 | 0 | 83777270 | 5439761 | 78337560 | 783.3756 | 22952.9051 | 0 | 3.2254 | 5.4628 | 2021-07-04 15:51
StdNResSpltPkgAC-65to134 | PreNResSpltPkgAC-65to-PEYes | RFF | 2007 | CZ02 | cDXGF | 0 | None | 1 | 2500.053 | 41606.59 |  | 12898.34 | 0 | 21389.11 | 0 | 4531.87 | 0 | 156.6926 | 2630.572 | 769.2819 | 1227.678 | 0 | 0 | 0 | 0 | 52413350 | 5439761 | 46973610 | 469.7361 | 13763.2677 | 0 | 3.2254 | 5.4628 | 2021-07-04 15:51
StdNResSpltPkgAC-65to134 | PreNResSpltPkgAC-65to-PEYes | RFF | 2007 | CZ03 | cDXGF | 0 | None | 1 | 2500.053 | 39795.68 |  | 12898.34 | 0 | 21389.11 | 0 | 2488.385 | 0 | 105.9207 | 2913.889 | 750.5344 | 1066.653 | 0 | 0 | 0 | 0 | 41672900 | 5439761 | 36233150 | 362.3315 | 10616.3129 | 0 | 3.2254 | 5.4628 | 2021-07-04 15:52
StdNResSpltPkgAC-65to134 | PreNResSpltPkgAC-65to-PEYes | RFF | 2007 | CZ04 | cDXGF | 0 | None | 1 | 2500.053 | 43545.08 |  | 12898.34 | 0 | 21389.11 | 0 | 6291.087 | 0 | 94.467 | 2872.054 | 574.2137 | 1645.502 | 0 | 0 | 0 | 0 | 36401940 | 5439761 | 30962200 | 309.622 | 9071.9246 | 0 | 3.2254 | 5.4628 | 2021-07-04 15:52
StdNResSpltPkgAC-65to134 | PreNResSpltPkgAC-65to-PEYes | RFF | 2007 | CZ05 | cDXGF | 0 | None | 1 | 2500.053 | 40225.16 |  | 12898.34 | 0 | 21389.11 | 0 | 2996.382 | 0 | 116.4409 | 2824.854 | 616.444 | 1178.951 | 0 | 0 | 0 | 0 | 36474030 | 5439761 | 31034260 | 310.3426 | 9093.0382 | 0 | 3.2254 | 5.4628 | 2021-07-04 15:52
StdNResSpltPkgAC-65to134 | PreNResSpltPkgAC-65to-PEYes | RFF | 2007 | CZ06 | cDXGF | 0 | None | 1 | 2500.053 | 44564.91 |  | 12898.34 | 0 | 21389.11 | 0 | 7074.034 | 0 | 44.4566 | 3158.952 | 326.3394 | 1927.686 | 0 | 0 | 0 | 0 | 18282760 | 5439761 | 12842980 | 128.4298 | 3762.9931 | 0 | 3.2254 | 5.4628 | 2021-07-04 15:53
StdNResSpltPkgAC-65to134 | PreNResSpltPkgAC-65to-PEYes | RFF | 2007 | CZ07 | cDXGF | 0 | None | 1 | 2500.053 | 43630.72 |  | 12898.34 | 0 | 21389.11 | 0 | 6199.186 | 0 | 21.3798 | 3122.674 | 249.3418 | 1930.166 | 0 | 0 | 0 | 0 | 14161920 | 5439761 | 8722148 | 87.2215 | 2555.5894 | 0 | 3.2254 | 5.4628 | 2021-07-04 15:53
StdNResSpltPkgAC-65to134 | PreNResSpltPkgAC-65to-PEYes | RFF | 2007 | CZ08 | cDXGF | 0 | None | 1 | 2500.053 | 47164 |  | 12898.34 | 0 | 21389.11 | 0 | 9755.481 | 0 | 42.0976 | 3078.939 | 265.3387 | 2176.105 | 0 | 0 | 0 | 0 | 15965740 | 5439761 | 10525960 | 105.2596 | 3084.1063 | 0 | 3.2254 | 5.4628 | 2021-07-04 15:54
StdNResSpltPkgAC-65to134 | PreNResSpltPkgAC-65to-PEYes | RFF | 2007 | CZ09 | cDXGF | 0 | None | 1 | 2500.053 | 46984.97 |  | 12898.34 | 0 | 21389.11 | 0 | 9001.586 | 0 | 78.6119 | 3617.318 | 434.2103 | 2154.972 | 0 | 0 | 0 | 0 | 21562760 | 5439761 | 16122980 | 161.2298 | 4724.0331 | 0 | 3.2254 | 5.4628 | 2021-07-04 15:54
StdNResSpltPkgAC-65to134 | PreNResSpltPkgAC-65to-PEYes | RFF | 2007 | CZ10 | cDXGF | 0 | None | 1 | 2500.053 | 47647.44 |  | 12898.34 | 0 | 21389.11 | 0 | 9976.415 | 0 | 98.0793 | 3285.468 | 401.1385 | 2134.491 | 0 | 0 | 0 | 0 | 22693290 | 5439761 | 17253510 | 172.5351 | 5055.2784 | 0 | 3.2254 | 5.4628 | 2021-07-04 15:55
StdNResSpltPkgAC-65to134 | PreNResSpltPkgAC-65to-PEYes | RFF | 2007 | CZ11 | cDXGF | 0 | None | 1 | 2500.053 | 48066.35 |  | 12898.34 | 0 | 21389.11 | 0 | 9984.353 | 0 | 203.2088 | 3591.323 | 915.0137 | 1932.262 | 0 | 0 | 0 | 0 | 53221100 | 5439761 | 47781370 | 477.8137 | 13999.9414 | 0 | 3.2254 | 5.4628 | 2021-07-04 15:55
StdNResSpltPkgAC-65to134 | PreNResSpltPkgAC-65to-PEYes | RFF | 2007 | CZ12 | cDXGF | 0 | None | 1 | 2500.053 | 45201.41 |  | 12898.34 | 0 | 21389.11 | 0 | 7455.698 | 0 | 165.8522 | 3292.387 | 771.669 | 1768.341 | 0 | 0 | 0 | 0 | 46623140 | 5439761 | 41183400 | 411.834 | 12066.7362 | 0 | 3.2254 | 5.4628 | 2021-07-04 15:56
StdNResSpltPkgAC-65to134 | PreNResSpltPkgAC-65to-PEYes | RFF | 2007 | CZ13 | cDXGF | 0 | None | 1 | 2500.053 | 49643.02 |  | 12898.34 | 0 | 21389.11 | 0 | 11499.47 | 0 | 177.5956 | 3678.486 | 749.7333 | 2230.865 | 0 | 0 | 0 | 0 | 42162800 | 5439761 | 36723060 | 367.2306 | 10759.8566 | 0 | 3.2254 | 5.4628 | 2021-07-04 15:56
StdNResSpltPkgAC-65to134 | PreNResSpltPkgAC-65to-PEYes | RFF | 2007 | CZ14 | cDXGF | 0 | None | 1 | 2500.053 | 47483.16 |  | 12898.34 | 0 | 21389.11 | 0 | 9437.069 | 0 | 211.0264 | 3547.564 | 797.0987 | 1957.664 | 0 | 0 | 0 | 0 | 45894200 | 5439761 | 40454470 | 404.5447 | 11853.1597 | 0 | 3.2254 | 5.4628 | 2021-07-04 15:56
StdNResSpltPkgAC-65to134 | PreNResSpltPkgAC-65to-PEYes | RFF | 2007 | CZ15 | cDXGF | 0 | None | 1 | 2500.053 | 59307.31 |  | 12898.34 | 0 | 21389.11 | 0 | 20319.23 | 0 | 60.5722 | 4640.01 | 209.8407 | 3519.324 | 0 | 0 | 0 | 0 | 10741280 | 5439761 | 5301517 | 53.0152 | 1553.3445 | 0 | 3.2254 | 5.4628 | 2021-07-04 15:57
StdNResSpltPkgAC-65to134 | PreNResSpltPkgAC-65to-PEYes | RFF | 2007 | CZ16 | cDXGF | 0 | None | 1 | 2500.053 | 40994.2 |  | 12898.34 | 0 | 21389.11 | 0 | 3304.666 | 0 | 320.4891 | 3081.569 | 1315.954 | 1163.516 | 0 | 0 | 0 | 0 | 112870600 | 5439761 | 107431000 | 1074.31 | 31477.283 | 0 | 3.2254 | 5.4628 | 2021-07-04 15:57
StdNResSpltPkgAC-65to134 | PreNResSpltPkgAC-65to-PEYes | RFF | 2011 | CZ01 | cDXGF | 0 | None | 1 | 2500.053 | 37256.35 |  | 12898.34 | 0 | 21389.11 | 0 | 326.2602 | 0 | 222.1665 | 2420.435 | 1234.538 | 267.9258 | 0 | 0 | 0 | 0 | 78925240 | 5439761 | 73485550 | 734.8555 | 21531.2661 | 0 | 3.2254 | 5.4628 | 2021-07-04 15:58
StdNResSpltPkgAC-65to134 | PreNResSpltPkgAC-65to-PEYes | RFF | 2011 | CZ02 | cDXGF | 0 | None | 1 | 2500.053 | 41565.98 |  | 12898.34 | 0 | 21389.11 | 0 | 4513.612 | 0 | 154.7301 | 2610.182 | 755.7028 | 1228.816 | 0 | 0 | 0 | 0 | 51455150 | 5439761 | 46015420 | 460.1542 | 13482.5181 | 0 | 3.2254 | 5.4628 | 2021-07-04 15:58
StdNResSpltPkgAC-65to134 | PreNResSpltPkgAC-65to-PEYes | RFF | 2011 | CZ03 | cDXGF | 0 | None | 1 | 2500.053 | 39803.17 |  | 12898.34 | 0 | 21389.11 | 0 | 2506.622 | 0 | 105.19 | 2903.87 | 725.0996 | 1082.332 | 0 | 0 | 0 | 0 | 40425130 | 5439761 | 34985370 | 349.8537 | 10250.7134 | 0 | 3.2254 | 5.4628 | 2021-07-04 15:59
StdNResSpltPkgAC-65to134 | PreNResSpltPkgAC-65to-PEYes | RFF | 2011 | CZ04 | cDXGF | 0 | None | 1 | 2500.053 | 43517.42 |  | 12898.34 | 0 | 21389.11 | 0 | 6279.707 | 0 | 93.5442 | 2856.707 | 559.9885 | 1649.877 | 0 | 0 | 0 | 0 | 35524640 | 5439761 | 30084900 | 300.849 | 8814.8757 | 0 | 3.2254 | 5.4628 | 2021-07-04 15:59
StdNResSpltPkgAC-65to134 | PreNResSpltPkgAC-65to-PEYes | RFF | 2011 | CZ05 | cDXGF | 0 | None | 1 | 2500.053 | 40225.16 |  | 12898.34 | 0 | 21389.11 | 0 | 2996.382 | 0 | 116.4409 | 2824.854 | 616.444 | 1178.951 | 0 | 0 | 0 | 0 | 36474030 | 5439761 | 31034260 | 310.3426 | 9093.0382 | 0 | 3.2254 | 5.4628 | 2021-07-04 16:00
StdNResSpltPkgAC-65to134 | PreNResSpltPkgAC-65to-PEYes | RFF | 2011 | CZ06 | cDXGF | 0 | None | 1 | 2500.053 | 44564.91 |  | 12898.34 | 0 | 21389.11 | 0 | 7074.034 | 0 | 44.4566 | 3158.952 | 326.3394 | 1927.686 | 0 | 0 | 0 | 0 | 18282760 | 5439761 | 12842980 | 128.4298 | 3762.9931 | 0 | 3.2254 | 5.4628 | 2021-07-04 16:00
StdNResSpltPkgAC-65to134 | PreNResSpltPkgAC-65to-PEYes | RFF | 2011 | CZ07 | cDXGF | 0 | None | 1 | 2500.053 | 43643.03 |  | 12898.34 | 0 | 21389.11 | 0 | 6222.503 | 0 | 21.2173 | 3111.833 | 240.2584 | 1945.599 | 0 | 0 | 0 | 0 | 13730330 | 5439761 | 8290558 | 82.9056 | 2429.1335 | 0 | 3.2254 | 5.4628 | 2021-07-04 16:00
StdNResSpltPkgAC-65to134 | PreNResSpltPkgAC-65to-PEYes | RFF | 2011 | CZ08 | cDXGF | 0 | None | 1 | 2500.053 | 47133.32 |  | 12898.34 | 0 | 21389.11 | 0 | 9742.857 | 0 | 41.6889 | 3061.308 | 254.523 | 2181.233 | 0 | 0 | 0 | 0 | 15468350 | 5439761 | 10028580 | 100.2858 | 2938.3739 | 0 | 3.2254 | 5.4628 | 2021-07-04 16:01
StdNResSpltPkgAC-65to134 | PreNResSpltPkgAC-65to-PEYes | RFF | 2011 | CZ09 | cDXGF | 0 | None | 1 | 2500.053 | 46799.11 |  | 12898.34 | 0 | 21389.11 | 0 | 8905.437 | 0 | 75.9459 | 3530.221 | 369.3824 | 2171.129 | 0 | 0 | 0 | 0 | 18685420 | 5439761 | 13245640 | 132.4564 | 3880.9725 | 0 | 3.2254 | 5.4628 | 2021-07-04 16:01
StdNResSpltPkgAC-65to134 | PreNResSpltPkgAC-65to-PEYes | RFF | 2011 | CZ10 | cDXGF | 0 | None | 1 | 2500.053 | 47593.59 |  | 12898.34 | 0 | 21389.11 | 0 | 9946.21 | 0 | 97.0372 | 3262.86 | 383.9517 | 2138.312 | 0 | 0 | 0 | 0 | 21935240 | 5439761 | 16495460 | 164.9546 | 4833.1698 | 0 | 3.2254 | 5.4628 | 2021-07-04 16:02
StdNResSpltPkgAC-65to134 | PreNResSpltPkgAC-65to-PEYes | RFF | 2011 | CZ11 | cDXGF | 0 | None | 1 | 2500.053 | 47470.74 |  | 12898.34 | 0 | 21389.11 | 0 | 9577.677 | 0 | 190.5917 | 3414.985 | 760.3333 | 1899.028 | 0 | 0 | 0 | 0 | 42510140 | 5439761 | 37070410 | 370.7041 | 10861.6301 | 0 | 3.2254 | 5.4628 | 2021-07-04 16:02
StdNResSpltPkgAC-65to134 | PreNResSpltPkgAC-65to-PEYes | RFF | 2011 | CZ12 | cDXGF | 0 | None | 1 | 2500.053 | 45050.96 |  | 12898.34 | 0 | 21389.11 | 0 | 7379.744 | 0 | 160.7705 | 3222.984 | 706.0354 | 1772.724 | 0 | 0 | 0 | 0 | 42465300 | 5439761 | 37025550 | 370.2555 | 10848.4862 | 0 | 3.2254 | 5.4628 | 2021-07-04 16:03
StdNResSpltPkgAC-65to134 | PreNResSpltPkgAC-65to-PEYes | RFF | 2011 | CZ13 | cDXGF | 0 | None | 1 | 2500.053 | 49108.81 |  | 12898.34 | 0 | 21389.11 | 0 | 11106.54 | 0 | 169.395 | 3545.366 | 646.5418 | 2193.386 | 0 | 0 | 0 | 0 | 35869740 | 5439761 | 30429970 | 304.2997 | 8915.9812 | 0 | 3.2254 | 5.4628 | 2021-07-04 16:03
StdNResSpltPkgAC-65to134 | PreNResSpltPkgAC-65to-PEYes | RFF | 2011 | CZ14 | cDXGF | 0 | None | 1 | 2500.053 | 46982.33 |  | 12898.34 | 0 | 21389.11 | 0 | 9109.542 | 0 | 198.6 | 3386.714 | 649.9841 | 1939.384 | 0 | 0 | 0 | 0 | 36814420 | 5439761 | 31374660 | 313.7466 | 9192.7754 | 0 | 3.2254 | 5.4628 | 2021-07-04 16:04
StdNResSpltPkgAC-65to134 | PreNResSpltPkgAC-65to-PEYes | RFF | 2011 | CZ15 | cDXGF | 0 | None | 1 | 2500.053 | 57913.7 |  | 12898.34 | 0 | 21389.11 | 0 | 19143.37 | 0 | 57.4614 | 4425.374 | 152.0597 | 3399.152 | 0 | 0 | 0 | 0 | 9050812 | 5439761 | 3611042 | 36.1104 | 1058.0353 | 0 | 3.2254 | 5.4628 | 2021-07-04 16:04
StdNResSpltPkgAC-65to134 | PreNResSpltPkgAC-65to-PEYes | RFF | 2011 | CZ16 | cDXGF | 0 | None | 1 | 2500.053 | 40750.88 |  | 12898.34 | 0 | 21389.11 | 0 | 3238.699 | 0 | 297.541 | 2927.144 | 1154.453 | 1160.604 | 0 | 0 | 0 | 0 | 91939780 | 5439761 | 86500090 | 865.0009 | 25344.5264 | 0 | 3.2254 | 5.4628 | 2021-07-04 16:04
StdNResSpltPkgAC-65to134 | PreNResSpltPkgAC-65to-PEYes | RFF | 2015 | CZ01 | cDXGF | 0 | None | 1 | 2500.053 | 35636.81 |  | 11418.35 | 0 | 21389.11 | 0 | 240.2703 | 0 | 216.381 | 2372.668 | 1372.683 | 200.7723 | 0 | 0 | 0 | 0 | 92812310 | 5439761 | 87372620 | 873.7262 | 25600.1777 | 0 | 2.898 | 5.4628 | 2021-07-04 16:05
StdNResSpltPkgAC-65to134 | PreNResSpltPkgAC-65to-PEYes | RFF | 2015 | CZ02 | cDXGF | 0 | None | 1 | 2500.053 | 39631.43 |  | 11418.35 | 0 | 21389.11 | 0 | 4112.837 | 0 | 153.1988 | 2557.894 | 845.5435 | 1116.211 | 0 | 0 | 0 | 0 | 60016620 | 5439761 | 54576880 | 545.7688 | 15991.0258 | 0 | 2.898 | 5.4628 | 2021-07-04 16:05
StdNResSpltPkgAC-65to134 | PreNResSpltPkgAC-65to-PEYes | RFF | 2015 | CZ03 | cDXGF | 0 | None | 1 | 2500.053 | 37779.7 |  | 11418.35 | 0 | 21389.11 | 0 | 2144.571 | 0 | 98.7936 | 2728.843 | 779.1711 | 941.6644 | 0 | 0 | 0 | 0 | 44360410 | 5439761 | 38920640 | 389.2064 | 11403.7475 | 0 | 2.898 | 5.4628 | 2021-07-04 16:06
StdNResSpltPkgAC-65to134 | PreNResSpltPkgAC-65to-PEYes | RFF | 2015 | CZ04 | cDXGF | 0 | None | 1 | 2500.053 | 41261.11 |  | 11418.35 | 0 | 21389.11 | 0 | 5656.993 | 0 | 89.3124 | 2707.314 | 608.8673 | 1489.477 | 0 | 0 | 0 | 0 | 38952140 | 5439761 | 33512390 | 335.1239 | 9819.1303 | 0 | 2.898 | 5.4628 | 2021-07-04 16:06
StdNResSpltPkgAC-65to134 | PreNResSpltPkgAC-65to-PEYes | RFF | 2015 | CZ05 | cDXGF | 0 | None | 1 | 2500.053 | 38141.15 |  | 11418.35 | 0 | 21389.11 | 0 | 2574.389 | 0 | 109.1151 | 2650.158 | 665.2861 | 1036.173 | 0 | 0 | 0 | 0 | 40328160 | 5439761 | 34888380 | 348.8838 | 10222.2953 | 0 | 2.898 | 5.4628 | 2021-07-04 16:07
StdNResSpltPkgAC-65to134 | PreNResSpltPkgAC-65to-PEYes | RFF | 2015 | CZ06 | cDXGF | 0 | None | 1 | 2500.053 | 42205.09 |  | 11418.35 | 0 | 21389.11 | 0 | 6368.044 | 0 | 42.064 | 2987.499 | 346.4901 | 1764.827 | 0 | 0 | 0 | 0 | 19890900 | 5439761 | 14451120 | 144.5112 | 4234.1782 | 0 | 2.898 | 5.4628 | 2021-07-04 16:07
StdNResSpltPkgAC-65to134 | PreNResSpltPkgAC-65to-PEYes | RFF | 2015 | CZ07 | cDXGF | 0 | None | 1 | 2500.053 | 41355.11 |  | 11418.35 | 0 | 21389.11 | 0 | 5587.095 | 0 | 20.0859 | 2940.444 | 266.2519 | 1775.234 | 0 | 0 | 0 | 0 | 15040830 | 5439761 | 9601049 | 96.0105 | 2813.1074 | 0 | 2.898 | 5.4628 | 2021-07-04 16:08
StdNResSpltPkgAC-65to134 | PreNResSpltPkgAC-65to-PEYes | RFF | 2015 | CZ08 | cDXGF | 0 | None | 1 | 2500.053 | 44744.83 |  | 11418.35 | 0 | 21389.11 | 0 | 8975.044 | 0 | 40.1151 | 2922.181 | 275.2236 | 2032.238 | 0 | 0 | 0 | 0 | 16675130 | 5439761 | 11235350 | 112.3535 | 3291.9576 | 0 | 2.898 | 5.4628 | 2021-07-04 16:08
StdNResSpltPkgAC-65to134 | PreNResSpltPkgAC-65to-PEYes | RFF | 2015 | CZ09 | cDXGF | 0 | None | 1 | 2500.053 | 44504.25 |  | 11418.35 | 0 | 21389.11 | 0 | 8217.105 | 0 | 73.6178 | 3406.036 | 405.1692 | 2032.431 | 0 | 0 | 0 | 0 | 19971170 | 5439761 | 14531390 | 145.3139 | 4257.6973 | 0 | 2.898 | 5.4628 | 2021-07-04 16:08
StdNResSpltPkgAC-65to134 | PreNResSpltPkgAC-65to-PEYes | RFF | 2015 | CZ10 | cDXGF | 0 | None | 1 | 2500.053 | 45566.87 |  | 11418.35 | 0 | 21389.11 | 0 | 9429.083 | 0 | 97.2818 | 3233.03 | 446.3352 | 2039.101 | 0 | 0 | 0 | 0 | 25527060 | 5439761 | 20087290 | 200.8729 | 5885.576 | 0 | 2.898 | 5.4628 | 2021-07-04 16:09
StdNResSpltPkgAC-65to134 | PreNResSpltPkgAC-65to-PEYes | RFF | 2015 | CZ11 | cDXGF | 0 | None | 1 | 2500.053 | 45503.44 |  | 11418.35 | 0 | 21389.11 | 0 | 9129.652 | 0 | 189.9914 | 3376.309 | 846.9153 | 1811.314 | 0 | 0 | 0 | 0 | 48504950 | 5439761 | 43065220 | 430.6522 | 12618.1095 | 0 | 2.898 | 5.4628 | 2021-07-04 16:09
StdNResSpltPkgAC-65to134 | PreNResSpltPkgAC-65to-PEYes | RFF | 2015 | CZ12 | cDXGF | 0 | None | 1 | 2500.053 | 43082.56 |  | 11418.35 | 0 | 21389.11 | 0 | 6941.901 | 0 | 159.937 | 3173.225 | 785.9381 | 1665.293 | 0 | 0 | 0 | 0 | 48118080 | 5439761 | 42678340 | 426.7834 | 12504.7536 | 0 | 2.898 | 5.4628 | 2021-07-04 16:10
StdNResSpltPkgAC-65to134 | PreNResSpltPkgAC-65to-PEYes | RFF | 2015 | CZ13 | cDXGF | 0 | None | 1 | 2500.053 | 47120.35 |  | 11418.35 | 0 | 21389.11 | 0 | 10642.99 | 0 | 168.7441 | 3501.132 | 720.8361 | 2107.897 | 0 | 0 | 0 | 0 | 40247940 | 5439761 | 34808170 | 348.0817 | 10198.7938 | 0 | 2.898 | 5.4628 | 2021-07-04 16:10
StdNResSpltPkgAC-65to134 | PreNResSpltPkgAC-65to-PEYes | RFF | 2015 | CZ14 | cDXGF | 0 | None | 1 | 2500.053 | 44962.45 |  | 11418.35 | 0 | 21389.11 | 0 | 8612.866 | 0 | 198.0472 | 3344.06 | 749.0815 | 1830.74 | 0 | 0 | 0 | 0 | 43200320 | 5439761 | 37760580 | 377.6058 | 11063.8499 | 0 | 2.898 | 5.4628 | 2021-07-04 16:11
StdNResSpltPkgAC-65to134 | PreNResSpltPkgAC-65to-PEYes | RFF | 2015 | CZ15 | cDXGF | 0 | None | 1 | 2500.053 | 55865.74 |  | 11418.35 | 0 | 21389.11 | 0 | 18600.53 | 0 | 57.5348 | 4400.188 | 192.6594 | 3326.732 | 0 | 0 | 0 | 0 | 10038970 | 5439761 | 4599202 | 45.992 | 1347.5662 | 0 | 2.898 | 5.4628 | 2021-07-04 16:11
StdNResSpltPkgAC-65to134 | PreNResSpltPkgAC-65to-PEYes | RFF | 2015 | CZ16 | cDXGF | 0 | None | 1 | 2500.053 | 38905.39 |  | 11418.35 | 0 | 21389.11 | 0 | 2955.61 | 0 | 290.429 | 2851.865 | 1214.245 | 1068.237 | 0 | 0 | 0 | 0 | 103789000 | 5439761 | 98349310 | 983.4931 | 28816.3478 | 0 | 2.898 | 5.4628 | 2021-07-04 16:11
StdNResSpltPkgAC-65to134 | PreNResSpltPkgAC-65to-PEYes | RFF | 2017 | CZ01 | cDXGF | 0 | None | 1 | 2500.053 | 35339.91 |  | 11152.91 | 0 | 21389.11 | 0 | 254.1712 | 0 | 210.9168 | 2332.774 | 1307.53 | 217.1006 | 0 | 0 | 0 | 0 | 89294620 | 5439761 | 83854940 | 838.5494 | 24569.4974 | 0 | 2.8258 | 5.4628 | 2021-07-04 16:12
StdNResSpltPkgAC-65to134 | PreNResSpltPkgAC-65to-PEYes | RFF | 2017 | CZ02 | cDXGF | 0 | None | 1 | 2500.053 | 39298.06 |  | 11152.91 | 0 | 21389.11 | 0 | 4074.862 | 0 | 150.9062 | 2530.265 | 834.2158 | 1112.167 | 0 | 0 | 0 | 0 | 59496640 | 5439761 | 54056900 | 540.569 | 15838.6717 | 0 | 2.8258 | 5.4628 | 2021-07-04 16:12
StdNResSpltPkgAC-65to134 | PreNResSpltPkgAC-65to-PEYes | RFF | 2017 | CZ03 | cDXGF | 0 | None | 1 | 2500.053 | 37502.02 |  | 11152.91 | 0 | 21389.11 | 0 | 2150.023 | 0 | 97.888 | 2712.072 | 755.3069 | 952.3024 | 0 | 0 | 0 | 0 | 43550750 | 5439761 | 38111000 | 381.11 | 11166.523 | 0 | 2.8258 | 5.4628 | 2021-07-04 16:13
StdNResSpltPkgAC-65to134 | PreNResSpltPkgAC-65to-PEYes | RFF | 2017 | CZ04 | cDXGF | 0 | None | 1 | 2500.053 | 40938.63 |  | 11152.91 | 0 | 21389.11 | 0 | 5623.521 | 0 | 88.2208 | 2684.827 | 596.8883 | 1488.344 | 0 | 0 | 0 | 0 | 38424980 | 5439761 | 32985250 | 329.8525 | 9664.6783 | 0 | 2.8258 | 5.4628 | 2021-07-04 16:13
StdNResSpltPkgAC-65to134 | PreNResSpltPkgAC-65to-PEYes | RFF | 2017 | CZ05 | cDXGF | 0 | None | 1 | 2500.053 | 37866.93 |  | 11152.91 | 0 | 21389.11 | 0 | 2604.842 | 0 | 106.5131 | 2613.533 | 621.5954 | 1066.78 | 0 | 0 | 0 | 0 | 38476320 | 5439761 | 33036540 | 330.3654 | 9679.7062 | 0 | 2.8258 | 5.4628 | 2021-07-04 16:14
StdNResSpltPkgAC-65to134 | PreNResSpltPkgAC-65to-PEYes | RFF | 2017 | CZ06 | cDXGF | 0 | None | 1 | 2500.053 | 41894.29 |  | 11152.91 | 0 | 21389.11 | 0 | 6377.835 | 0 | 40.781 | 2933.639 | 315.6267 | 1783.031 | 0 | 0 | 0 | 0 | 18465210 | 5439761 | 13025420 | 130.2542 | 3816.4481 | 0 | 2.8258 | 5.4628 | 2021-07-04 16:14
StdNResSpltPkgAC-65to134 | PreNResSpltPkgAC-65to-PEYes | RFF | 2017 | CZ07 | cDXGF | 0 | None | 1 | 2500.053 | 41082.3 |  | 11152.91 | 0 | 21389.11 | 0 | 5613.365 | 0 | 19.6777 | 2907.234 | 243.1816 | 1791.686 | 0 | 0 | 0 | 0 | 14332210 | 5439761 | 8892436 | 88.9244 | 2605.4837 | 0 | 2.8258 | 5.4628 | 2021-07-04 16:15
StdNResSpltPkgAC-65to134 | PreNResSpltPkgAC-65to-PEYes | RFF | 2017 | CZ08 | cDXGF | 0 | None | 1 | 2500.053 | 44381.13 |  | 11152.91 | 0 | 21389.11 | 0 | 8918.567 | 0 | 39.2464 | 2881.282 | 257.0051 | 2032.171 | 0 | 0 | 0 | 0 | 15861190 | 5439761 | 10421420 | 104.2142 | 3053.4761 | 0 | 2.8258 | 5.4628 | 2021-07-04 16:15
StdNResSpltPkgAC-65to134 | PreNResSpltPkgAC-65to-PEYes | RFF | 2017 | CZ09 | cDXGF | 0 | None | 1 | 2500.053 | 44161.26 |  | 11152.91 | 0 | 21389.11 | 0 | 8168.685 | 0 | 72.8202 | 3377.728 | 392.5513 | 2033.151 | 0 | 0 | 0 | 0 | 19482120 | 5439761 | 14042350 | 140.4235 | 4114.4086 | 0 | 2.8258 | 5.4628 | 2021-07-04 16:15
StdNResSpltPkgAC-65to134 | PreNResSpltPkgAC-65to-PEYes | RFF | 2017 | CZ10 | cDXGF | 0 | None | 1 | 2500.053 | 45207.76 |  | 11152.91 | 0 | 21389.11 | 0 | 9366.856 | 0 | 96.0507 | 3202.813 | 433.3975 | 2035.92 | 0 | 0 | 0 | 0 | 24971750 | 5439761 | 19531980 | 195.3198 | 5722.8701 | 0 | 2.8258 | 5.4628 | 2021-07-04 16:16
StdNResSpltPkgAC-65to134 | PreNResSpltPkgAC-65to-PEYes | RFF | 2017 | CZ11 | cDXGF | 0 | None | 1 | 2500.053 | 45116.55 |  | 11152.91 | 0 | 21389.11 | 0 | 9049.124 | 0 | 187.2595 | 3338.128 | 821.9752 | 1805.731 | 0 | 0 | 0 | 0 | 47263170 | 5439761 | 41823450 | 418.2345 | 12254.2709 | 0 | 2.8258 | 5.4628 | 2021-07-04 16:16
StdNResSpltPkgAC-65to134 | PreNResSpltPkgAC-65to-PEYes | RFF | 2017 | CZ12 | cDXGF | 0 | None | 1 | 2500.053 | 42734.06 |  | 11152.91 | 0 | 21389.11 | 0 | 6894.454 | 0 | 157.661 | 3139.903 | 761.0499 | 1663.504 | 0 | 0 | 0 | 0 | 47032070 | 5439761 | 41592320 | 415.9232 | 12186.5498 | 0 | 2.8258 | 5.4628 | 2021-07-04 16:17
StdNResSpltPkgAC-65to134 | PreNResSpltPkgAC-65to-PEYes | RFF | 2017 | CZ13 | cDXGF | 0 | None | 1 | 2500.053 | 46712.2 |  | 11152.91 | 0 | 21389.11 | 0 | 10541.41 | 0 | 166.405 | 3462.335 | 697.5319 | 2096.746 | 0 | 0 | 0 | 0 | 39239070 | 5439761 | 33799320 | 337.9932 | 9903.2008 | 0 | 2.8258 | 5.4628 | 2021-07-04 16:17
StdNResSpltPkgAC-65to134 | PreNResSpltPkgAC-65to-PEYes | RFF | 2017 | CZ14 | cDXGF | 0 | None | 1 | 2500.053 | 44577.8 |  | 11152.91 | 0 | 21389.11 | 0 | 8533.335 | 0 | 195.3312 | 3307.083 | 725.5811 | 1822.324 | 0 | 0 | 0 | 0 | 41970800 | 5439761 | 36531060 | 365.3106 | 10703.6006 | 0 | 2.8258 | 5.4628 | 2021-07-04 16:18
StdNResSpltPkgAC-65to134 | PreNResSpltPkgAC-65to-PEYes | RFF | 2017 | CZ15 | cDXGF | 0 | None | 1 | 2500.053 | 55360.55 |  | 11152.91 | 0 | 21389.11 | 0 | 18405.75 | 0 | 56.8775 | 4355.877 | 183.0226 | 3303.251 | 0 | 0 | 0 | 0 | 9798126 | 5439761 | 4358361 | 43.5836 | 1276.9998 | 0 | 2.8258 | 5.4628 | 2021-07-04 16:18
StdNResSpltPkgAC-65to134 | PreNResSpltPkgAC-65to-PEYes | RFF | 2017 | CZ16 | cDXGF | 0 | None | 1 | 2500.053 | 38595.43 |  | 11152.91 | 0 | 21389.11 | 0 | 2944.686 | 0 | 285.9818 | 2822.697 | 1188.427 | 1069.911 | 0 | 0 | 0 | 0 | 101511900 | 5439761 | 96072190 | 960.7219 | 28149.1517 | 0 | 2.8258 | 5.4628 | 2021-07-04 16:18
StdNResSpltPkgAC-65to134 | PreNResSpltPkgAC-65to-PEYes | RFF | 2020 | CZ01 | cDXGF | 0 | None | 1 | 2500.053 | 31050.93 |  | 7067.909 | 0 | 21389.11 | 0 | 181.4489 | 0 | 198.226 | 2214.221 | 1398.842 | 149.4333 | 0 | 0 | 0 | 0 | 104475400 | 5439761 | 99035740 | 990.3574 | 29017.4718 | 0 | 1.7608 | 5.4628 | 2021-07-04 16:19
StdNResSpltPkgAC-65to134 | PreNResSpltPkgAC-65to-PEYes | RFF | 2020 | CZ02 | cDXGF | 0 | None | 1 | 2500.053 | 34734.25 |  | 7067.909 | 0 | 21389.11 | 0 | 3702.759 | 0 | 145.2654 | 2429.18 | 879.9636 | 1016.344 | 0 | 0 | 0 | 0 | 66492620 | 5439761 | 61052850 | 610.5285 | 17888.485 | 0 | 1.7608 | 5.4628 | 2021-07-04 16:19
StdNResSpltPkgAC-65to134 | PreNResSpltPkgAC-65to-PEYes | RFF | 2020 | CZ03 | cDXGF | 0 | None | 1 | 2500.053 | 33014.59 |  | 7067.909 | 0 | 21389.11 | 0 | 1883.842 | 0 | 92.8858 | 2580.801 | 817.3198 | 845.851 | 0 | 0 | 0 | 0 | 49697650 | 5439761 | 44257910 | 442.5791 | 12967.5676 | 0 | 1.7608 | 5.4628 | 2021-07-04 16:20
StdNResSpltPkgAC-65to134 | PreNResSpltPkgAC-65to-PEYes | RFF | 2020 | CZ04 | cDXGF | 0 | None | 1 | 2500.053 | 36274.05 |  | 7067.909 | 0 | 21389.11 | 0 | 5161.467 | 0 | 84.7751 | 2570.74 | 647.2142 | 1363.171 | 0 | 0 | 0 | 0 | 43624860 | 5439761 | 38185110 | 381.8511 | 11188.2372 | 0 | 1.7608 | 5.4628 | 2021-07-04 16:20
StdNResSpltPkgAC-65to134 | PreNResSpltPkgAC-65to-PEYes | RFF | 2020 | CZ05 | cDXGF | 0 | None | 1 | 2500.053 | 33324.22 |  | 7067.909 | 0 | 21389.11 | 0 | 2286.859 | 0 | 100.7066 | 2479.609 | 671.274 | 955.5651 | 0 | 0 | 0 | 0 | 44037810 | 5439761 | 38598060 | 385.9806 | 11309.2316 | 0 | 1.7608 | 5.4628 | 2021-07-04 16:21
StdNResSpltPkgAC-65to134 | PreNResSpltPkgAC-65to-PEYes | RFF | 2020 | CZ06 | cDXGF | 0 | None | 1 | 2500.053 | 37109.9 |  | 7067.909 | 0 | 21389.11 | 0 | 5809.333 | 0 | 38.9388 | 2804.571 | 349.677 | 1648.262 | 0 | 0 | 0 | 0 | 21128700 | 5439761 | 15688920 | 156.8892 | 4596.8536 | 0 | 1.7608 | 5.4628 | 2021-07-04 16:21
StdNResSpltPkgAC-65to134 | PreNResSpltPkgAC-65to-PEYes | RFF | 2020 | CZ07 | cDXGF | 0 | None | 1 | 2500.053 | 36334.98 |  | 7067.909 | 0 | 21389.11 | 0 | 5084.258 | 0 | 18.7911 | 2774.886 | 286.5854 | 1651.303 | 0 | 0 | 0 | 0 | 16650950 | 5439761 | 11211170 | 112.1117 | 3284.8728 | 0 | 1.7608 | 5.4628 | 2021-07-04 16:22
StdNResSpltPkgAC-65to134 | PreNResSpltPkgAC-65to-PEYes | RFF | 2020 | CZ08 | cDXGF | 0 | None | 1 | 2500.053 | 39540.69 |  | 7067.909 | 0 | 21389.11 | 0 | 8281.162 | 0 | 37.8201 | 2764.662 | 291.7607 | 1899.904 | 0 | 0 | 0 | 0 | 18180220 | 5439761 | 12740440 | 127.4044 | 3732.9489 | 0 | 1.7608 | 5.4628 | 2021-07-04 16:22
StdNResSpltPkgAC-65to134 | PreNResSpltPkgAC-65to-PEYes | RFF | 2020 | CZ09 | cDXGF | 0 | None | 1 | 2500.053 | 39440.92 |  | 7067.909 | 0 | 21389.11 | 0 | 7639.099 | 0 | 70.7662 | 3273.998 | 438.4767 | 1913.297 | 0 | 0 | 0 | 0 | 22142120 | 5439761 | 16702340 | 167.0234 | 4893.7856 | 0 | 1.7608 | 5.4628 | 2021-07-04 16:22
StdNResSpltPkgAC-65to134 | PreNResSpltPkgAC-65to-PEYes | RFF | 2020 | CZ10 | cDXGF | 0 | None | 1 | 2500.053 | 40448.27 |  | 7067.909 | 0 | 21389.11 | 0 | 8801.94 | 0 | 93.1961 | 3096.074 | 474.3072 | 1920.541 | 0 | 0 | 0 | 0 | 28036890 | 5439761 | 22597130 | 225.9713 | 6620.9591 | 0 | 1.7608 | 5.4628 | 2021-07-04 16:23
StdNResSpltPkgAC-65to134 | PreNResSpltPkgAC-65to-PEYes | RFF | 2020 | CZ11 | cDXGF | 0 | None | 1 | 2500.053 | 40443.23 |  | 7067.909 | 0 | 21389.11 | 0 | 8564.954 | 0 | 182.3232 | 3238.909 | 866.0154 | 1710.878 | 0 | 0 | 0 | 0 | 52405100 | 5439761 | 46965380 | 469.6538 | 13760.8563 | 0 | 1.7608 | 5.4628 | 2021-07-04 16:23
StdNResSpltPkgAC-65to134 | PreNResSpltPkgAC-65to-PEYes | RFF | 2020 | CZ12 | cDXGF | 0 | None | 1 | 2500.053 | 38094.9 |  | 7067.909 | 0 | 21389.11 | 0 | 6448.795 | 0 | 153.0715 | 3035.998 | 806.5045 | 1557.893 | 0 | 0 | 0 | 0 | 52073500 | 5439761 | 46633760 | 466.3376 | 13663.6917 | 0 | 1.7608 | 5.4628 | 2021-07-04 16:24
StdNResSpltPkgAC-65to134 | PreNResSpltPkgAC-65to-PEYes | RFF | 2020 | CZ13 | cDXGF | 0 | None | 1 | 2500.053 | 41967.21 |  | 7067.909 | 0 | 21389.11 | 0 | 9994.037 | 0 | 161.9399 | 3354.179 | 738.8563 | 1987.449 | 0 | 0 | 0 | 0 | 43474090 | 5439761 | 38034320 | 380.3432 | 11144.0558 | 0 | 1.7608 | 5.4628 | 2021-07-04 16:24
StdNResSpltPkgAC-65to134 | PreNResSpltPkgAC-65to-PEYes | RFF | 2020 | CZ14 | cDXGF | 0 | None | 1 | 2500.053 | 39905.77 |  | 7067.909 | 0 | 21389.11 | 0 | 8050.754 | 0 | 190.1117 | 3207.847 | 776.3663 | 1719.717 | 0 | 0 | 0 | 0 | 46678140 | 5439761 | 41238420 | 412.3842 | 12082.8571 | 0 | 1.7608 | 5.4628 | 2021-07-04 16:25
StdNResSpltPkgAC-65to134 | PreNResSpltPkgAC-65to-PEYes | RFF | 2020 | CZ15 | cDXGF | 0 | None | 1 | 2500.053 | 50394.63 |  | 7067.909 | 0 | 21389.11 | 0 | 17639.67 | 0 | 55.6043 | 4242.321 | 216.0249 | 3180.145 | 0 | 0 | 0 | 0 | 10938370 | 5439761 | 5498610 | 54.9861 | 1611.0927 | 0 | 1.7608 | 5.4628 | 2021-07-04 16:25
StdNResSpltPkgAC-65to134 | PreNResSpltPkgAC-65to-PEYes | RFF | 2020 | CZ16 | cDXGF | 0 | None | 1 | 2500.053 | 34125.68 |  | 7067.909 | 0 | 21389.11 | 0 | 2706.755 | 0 | 271.3854 | 2690.5 | 1196.116 | 988.2699 | 0 | 0 | 0 | 0 | 109098400 | 5439761 | 103658800 | 1036.588 | 30372.0284 | 0 | 1.7608 | 5.4628 | 2021-07-04 16:26
StdNResSpltPkgAC-65to134 | PreNResSpltPkgAC-65to-PEYes | RSD | 1975 | CZ01 | cDXGF | 0 | None | 1 | 5599.957 | 69458.38 |  | 26630.69 | 0 | 37822.35 | 0 | 902.6191 | 0 | 444.6747 | 3658.051 | 1625.169 | 673.1761 | 0 | 0 | 0 | 0 | 75604860 | 6961006 | 68643750 | 686.4375 | 20112.6188 | 0 | 7.1701 | 7.7573 | 2021-07-04 16:26
StdNResSpltPkgAC-65to134 | PreNResSpltPkgAC-65to-PEYes | RSD | 1975 | CZ02 | cDXGF | 0 | None | 1 | 5599.957 | 78327.84 |  | 26630.69 | 0 | 37822.35 | 0 | 9338.735 | 0 | 331.4499 | 4204.62 | 840.0099 | 2460.242 | 0 | 0 | 0 | 0 | 44375120 | 6961006 | 37414050 | 374.1405 | 10962.3166 | 0 | 7.1701 | 7.7573 | 2021-07-04 16:26
StdNResSpltPkgAC-65to134 | PreNResSpltPkgAC-65to-PEYes | RSD | 1975 | CZ03 | cDXGF | 0 | None | 1 | 5599.957 | 74734.59 |  | 26630.69 | 0 | 37822.35 | 0 | 5793.334 | 0 | 194.392 | 4293.823 | 609.7602 | 2373.799 | 0 | 0 | 0 | 0 | 27118170 | 6961006 | 20157150 | 201.5715 | 5906.0449 | 0 | 7.1701 | 7.7573 | 2021-07-04 16:27
StdNResSpltPkgAC-65to134 | PreNResSpltPkgAC-65to-PEYes | RSD | 1975 | CZ04 | cDXGF | 0 | None | 1 | 5599.957 | 81154.48 |  | 26630.69 | 0 | 37822.35 | 0 | 12091.26 | 0 | 188.2193 | 4421.971 | 553.9418 | 3074.13 | 0 | 0 | 0 | 0 | 26610040 | 6961006 | 19649020 | 196.4902 | 5757.1629 | 0 | 7.1701 | 7.7573 | 2021-07-04 16:27
StdNResSpltPkgAC-65to134 | PreNResSpltPkgAC-65to-PEYes | RSD | 1975 | CZ05 | cDXGF | 0 | None | 1 | 5599.957 | 75678.3 |  | 26630.69 | 0 | 37822.35 | 0 | 6756.49 | 0 | 220.1247 | 4248.634 | 445.079 | 2518.36 | 0 | 0 | 0 | 0 | 20797780 | 6961006 | 13836760 | 138.3676 | 4054.1707 | 0 | 7.1701 | 7.7573 | 2021-07-04 16:28
StdNResSpltPkgAC-65to134 | PreNResSpltPkgAC-65to-PEYes | RSD | 1975 | CZ06 | cDXGF | 0 | None | 1 | 5599.957 | 83098.58 |  | 26630.69 | 0 | 37822.35 | 0 | 14013.8 | 0 | 78.1809 | 4553.51 | 137.9181 | 3518.515 | 0 | 0 | 0 | 0 | 10101050 | 6961006 | 3140047 | 31.4005 | 920.0338 | 0 | 7.1701 | 7.7573 | 2021-07-04 16:28
StdNResSpltPkgAC-65to134 | PreNResSpltPkgAC-65to-PEYes | RSD | 1975 | CZ07 | cDXGF | 0 | None | 1 | 5599.957 | 81178.34 |  | 26630.69 | 0 | 37822.35 | 0 | 12143.51 | 0 | 37.6741 | 4544.071 | 72.0498 | 3602.573 | 0 | 0 | 0 | 0 | 8474940 | 6961006 | 1513933 | 15.1393 | 443.5824 | 0 | 7.1701 | 7.7573 | 2021-07-04 16:29
StdNResSpltPkgAC-65to134 | PreNResSpltPkgAC-65to-PEYes | RSD | 1975 | CZ08 | cDXGF | 0 | None | 1 | 5599.957 | 86561.96 |  | 26630.69 | 0 | 37822.35 | 0 | 17390.13 | 0 | 82.4216 | 4636.354 | 116.4361 | 3780.163 | 0 | 0 | 0 | 0 | 9715270 | 6961006 | 2754264 | 27.5426 | 806.9994 | 0 | 7.1701 | 7.7573 | 2021-07-04 16:29
StdNResSpltPkgAC-65to134 | PreNResSpltPkgAC-65to-PEYes | RSD | 1975 | CZ09 | cDXGF | 0 | None | 1 | 5599.957 | 86285.93 |  | 26630.69 | 0 | 37822.35 | 0 | 16360.98 | 0 | 151.8928 | 5320.005 | 242.1659 | 3823.391 | 0 | 0 | 0 | 0 | 12416520 | 6961006 | 5455513 | 54.5551 | 1598.4653 | 0 | 7.1701 | 7.7573 | 2021-07-04 16:29
StdNResSpltPkgAC-65to134 | PreNResSpltPkgAC-65to-PEYes | RSD | 1975 | CZ10 | cDXGF | 0 | None | 1 | 5599.957 | 88460.08 |  | 26630.69 | 0 | 37822.35 | 0 | 18666.68 | 0 | 203.9634 | 5136.408 | 345.3008 | 3845.925 | 0 | 0 | 0 | 0 | 16989000 | 6961006 | 10027990 | 100.2799 | 2938.2011 | 0 | 7.1701 | 7.7573 | 2021-07-04 16:30
StdNResSpltPkgAC-65to134 | PreNResSpltPkgAC-65to-PEYes | RSD | 1975 | CZ11 | cDXGF | 0 | None | 1 | 5599.957 | 88710.12 |  | 26630.69 | 0 | 37822.35 | 0 | 18349.58 | 0 | 417.3224 | 5490.165 | 1031.293 | 3371.356 | 0 | 0 | 0 | 0 | 48160700 | 6961006 | 41199620 | 411.9962 | 12071.4887 | 0 | 7.1701 | 7.7573 | 2021-07-04 16:30
StdNResSpltPkgAC-65to134 | PreNResSpltPkgAC-65to-PEYes | RSD | 1975 | CZ12 | cDXGF | 0 | None | 1 | 5599.957 | 84409 |  | 26630.69 | 0 | 37822.35 | 0 | 14466.9 | 0 | 341.9184 | 5147.176 | 886.4054 | 3306.602 | 0 | 0 | 0 | 0 | 41774560 | 6961006 | 34813500 | 348.135 | 10200.3555 | 0 | 7.1701 | 7.7573 | 2021-07-04 16:31
StdNResSpltPkgAC-65to134 | PreNResSpltPkgAC-65to-PEYes | RSD | 1975 | CZ13 | cDXGF | 0 | None | 1 | 5599.957 | 91411.59 |  | 26630.69 | 0 | 37822.35 | 0 | 20922.85 | 0 | 365.5454 | 5670.176 | 892.4012 | 3865.456 | 0 | 0 | 0 | 0 | 39855590 | 6961006 | 32894530 | 328.9453 | 9638.0973 | 0 | 7.1701 | 7.7573 | 2021-07-04 16:31
StdNResSpltPkgAC-65to134 | PreNResSpltPkgAC-65to-PEYes | RSD | 1975 | CZ14 | cDXGF | 0 | None | 1 | 5599.957 | 87863.97 |  | 26630.69 | 0 | 37822.35 | 0 | 17502.46 | 0 | 436.4278 | 5471.999 | 856.9314 | 3460.738 | 0 | 0 | 0 | 0 | 38368720 | 6961006 | 31407660 | 314.0766 | 9202.4444 | 0 | 7.1701 | 7.7573 | 2021-07-04 16:32
StdNResSpltPkgAC-65to134 | PreNResSpltPkgAC-65to-PEYes | RSD | 1975 | CZ15 | cDXGF | 0 | None | 1 | 5599.957 | 106940 |  | 26630.69 | 0 | 37822.35 | 0 | 35220.19 | 0 | 124.6562 | 7142.217 | 111.8556 | 5838.813 | 0 | 0 | 0 | 0 | 8768486 | 6961006 | 1807479 | 18.0748 | 529.5913 | 0 | 7.1701 | 7.7573 | 2021-07-04 16:32
StdNResSpltPkgAC-65to134 | PreNResSpltPkgAC-65to-PEYes | RSD | 1975 | CZ16 | cDXGF | 0 | None | 1 | 5599.957 | 75620.55 |  | 26630.69 | 0 | 37822.35 | 0 | 6040.634 | 0 | 604.9176 | 4521.975 | 1740.91 | 2009.294 | 0 | 0 | 0 | 0 | 130217700 | 6961006 | 123256600 | 1232.566 | 36114.1838 | 0 | 7.1701 | 7.7573 | 2021-07-04 16:33
StdNResSpltPkgAC-65to134 | PreNResSpltPkgAC-65to-PEYes | RSD | 1985 | CZ01 | cDXGF | 0 | None | 1 | 5599.957 | 68886.44 |  | 26630.69 | 0 | 37215.79 | 0 | 957.1526 | 0 | 441.0125 | 3641.919 | 1524.521 | 716.4313 | 0 | 0 | 0 | 0 | 69530230 | 6961006 | 62569130 | 625.6913 | 18332.7551 | 0 | 7.1701 | 7.6568 | 2021-07-04 16:33
StdNResSpltPkgAC-65to134 | PreNResSpltPkgAC-65to-PEYes | RSD | 1985 | CZ02 | cDXGF | 0 | None | 1 | 5599.957 | 77716.81 |  | 26630.69 | 0 | 37215.79 | 0 | 9366.997 | 0 | 326.7905 | 4176.69 | 793.9569 | 2483.166 | 0 | 0 | 0 | 0 | 41165820 | 6961006 | 34204750 | 342.0475 | 10021.9918 | 0 | 7.1701 | 7.6568 | 2021-07-04 16:33
StdNResSpltPkgAC-65to134 | PreNResSpltPkgAC-65to-PEYes | RSD | 1985 | CZ03 | cDXGF | 0 | None | 1 | 5599.957 | 74240.12 |  | 26630.69 | 0 | 37215.79 | 0 | 5931.089 | 0 | 191.3671 | 4271.313 | 550.6985 | 2432.075 | 0 | 0 | 0 | 0 | 24621300 | 6961006 | 17660280 | 176.6028 | 5174.462 | 0 | 7.1701 | 7.6568 | 2021-07-04 16:34
StdNResSpltPkgAC-65to134 | PreNResSpltPkgAC-65to-PEYes | RSD | 1985 | CZ04 | cDXGF | 0 | None | 1 | 5599.957 | 80529.46 |  | 26630.69 | 0 | 37215.79 | 0 | 12107.01 | 0 | 185.0813 | 4391.017 | 511.5546 | 3094.128 | 0 | 0 | 0 | 0 | 24613380 | 6961006 | 17652360 | 176.5236 | 5172.1415 | 0 | 7.1701 | 7.6568 | 2021-07-04 16:34
StdNResSpltPkgAC-65to134 | PreNResSpltPkgAC-65to-PEYes | RSD | 1985 | CZ05 | cDXGF | 0 | None | 1 | 5599.957 | 75175.38 |  | 26630.69 | 0 | 37215.79 | 0 | 6872.548 | 0 | 217.8281 | 4238.644 | 391.9026 | 2565.932 | 0 | 0 | 0 | 0 | 18893890 | 6961006 | 11932880 | 119.3288 | 3496.3338 | 0 | 7.1701 | 7.6568 | 2021-07-04 16:35
StdNResSpltPkgAC-65to134 | PreNResSpltPkgAC-65to-PEYes | RSD | 1985 | CZ06 | cDXGF | 0 | None | 1 | 5599.957 | 82569.38 |  | 26630.69 | 0 | 37215.79 | 0 | 14115.08 | 0 | 77.0767 | 4530.867 | 109.9519 | 3548.117 | 0 | 0 | 0 | 0 | 9454886 | 6961006 | 2493881 | 24.9388 | 730.7071 | 0 | 7.1701 | 7.6568 | 2021-07-04 16:35
StdNResSpltPkgAC-65to134 | PreNResSpltPkgAC-65to-PEYes | RSD | 1985 | CZ07 | cDXGF | 0 | None | 1 | 5599.957 | 80672.53 |  | 26630.69 | 0 | 37215.79 | 0 | 12262.48 | 0 | 37.1453 | 4526.561 | 54.9576 | 3649.231 | 0 | 0 | 0 | 0 | 8121653 | 6961006 | 1160646 | 11.6065 | 340.0693 | 0 | 7.1701 | 7.6568 | 2021-07-04 16:36
StdNResSpltPkgAC-65to134 | PreNResSpltPkgAC-65to-PEYes | RSD | 1985 | CZ08 | cDXGF | 0 | None | 1 | 5599.957 | 85887.5 |  | 26630.69 | 0 | 37215.79 | 0 | 17352.03 | 0 | 81.3212 | 4607.796 | 96.9674 | 3796.093 | 0 | 0 | 0 | 0 | 9226821 | 6961006 | 2265815 | 22.6581 | 663.8838 | 0 | 7.1701 | 7.6568 | 2021-07-04 16:36
StdNResSpltPkgAC-65to134 | PreNResSpltPkgAC-65to-PEYes | RSD | 1985 | CZ09 | cDXGF | 0 | None | 1 | 5599.957 | 85570.7 |  | 26630.69 | 0 | 37215.79 | 0 | 16304.96 | 0 | 149.5914 | 5269.787 | 203.483 | 3836.813 | 0 | 0 | 0 | 0 | 11430020 | 6961006 | 4469018 | 44.6902 | 1309.4223 | 0 | 7.1701 | 7.6568 | 2021-07-04 16:36
StdNResSpltPkgAC-65to134 | PreNResSpltPkgAC-65to-PEYes | RSD | 1985 | CZ10 | cDXGF | 0 | None | 1 | 5599.957 | 87724.35 |  | 26630.69 | 0 | 37215.79 | 0 | 18583.35 | 0 | 201.0489 | 5093.6 | 312.3247 | 3850.607 | 0 | 0 | 0 | 0 | 15605750 | 6961006 | 8644740 | 86.4474 | 2532.9088 | 0 | 7.1701 | 7.6568 | 2021-07-04 16:37
StdNResSpltPkgAC-65to134 | PreNResSpltPkgAC-65to-PEYes | RSD | 1985 | CZ11 | cDXGF | 0 | None | 1 | 5599.957 | 87853.52 |  | 26630.69 | 0 | 37215.79 | 0 | 18172.34 | 0 | 410.5108 | 5424.291 | 971.3561 | 3363.855 | 0 | 0 | 0 | 0 | 44275760 | 6961006 | 37314690 | 373.1469 | 10933.2042 | 0 | 7.1701 | 7.6568 | 2021-07-04 16:37
StdNResSpltPkgAC-65to134 | PreNResSpltPkgAC-65to-PEYes | RSD | 1985 | CZ12 | cDXGF | 0 | None | 1 | 5599.957 | 83692.45 |  | 26630.69 | 0 | 37215.79 | 0 | 14411.04 | 0 | 336.5668 | 5098.492 | 831.9193 | 3312.852 | 0 | 0 | 0 | 0 | 38410310 | 6961006 | 31449240 | 314.4924 | 9214.6273 | 0 | 7.1701 | 7.6568 | 2021-07-04 16:38
StdNResSpltPkgAC-65to134 | PreNResSpltPkgAC-65to-PEYes | RSD | 1985 | CZ13 | cDXGF | 0 | None | 1 | 5599.957 | 90518.72 |  | 26630.69 | 0 | 37215.79 | 0 | 20707.83 | 0 | 359.7226 | 5604.791 | 842.5084 | 3847.207 | 0 | 0 | 0 | 0 | 36732910 | 6961006 | 29771840 | 297.7184 | 8723.1491 | 0 | 7.1701 | 7.6568 | 2021-07-04 16:38
StdNResSpltPkgAC-65to134 | PreNResSpltPkgAC-65to-PEYes | RSD | 1985 | CZ14 | cDXGF | 0 | None | 1 | 5599.957 | 87054.33 |  | 26630.69 | 0 | 37215.79 | 0 | 17360.99 | 0 | 430.1272 | 5416.866 | 797.4537 | 3463.27 | 0 | 0 | 0 | 0 | 35088820 | 6961006 | 28127760 | 281.2776 | 8241.4337 | 0 | 7.1701 | 7.6568 | 2021-07-04 16:39
StdNResSpltPkgAC-65to134 | PreNResSpltPkgAC-65to-PEYes | RSD | 1985 | CZ15 | cDXGF | 0 | None | 1 | 5599.957 | 105742.9 |  | 26630.69 | 0 | 37215.79 | 0 | 34719.44 | 0 | 122.7918 | 7054.285 | 88.5397 | 5793.16 | 0 | 0 | 0 | 0 | 8362861 | 6961006 | 1401855 | 14.0185 | 410.7435 | 0 | 7.1701 | 7.6568 | 2021-07-04 16:39
StdNResSpltPkgAC-65to134 | PreNResSpltPkgAC-65to-PEYes | RSD | 1985 | CZ16 | cDXGF | 0 | None | 1 | 5599.957 | 74954.45 |  | 26630.69 | 0 | 37215.79 | 0 | 6042.275 | 0 | 594.7707 | 4471.059 | 1676.728 | 2022.077 | 0 | 0 | 0 | 0 | 122271700 | 6961006 | 115310500 | 1153.105 | 33785.9765 | 0 | 7.1701 | 7.6568 | 2021-07-04 16:40
StdNResSpltPkgAC-65to134 | PreNResSpltPkgAC-65to-PEYes | RSD | 1996 | CZ01 | cDXGF | 0 | None | 1 | 5599.957 | 68054.38 |  | 26630.69 | 0 | 36609.16 | 0 | 912.2888 | 0 | 418.6031 | 3483.766 | 1425.771 | 687.9565 | 0 | 0 | 0 | 0 | 63703990 | 6961006 | 56742900 | 567.429 | 16625.6697 | 0 | 7.1701 | 7.5563 | 2021-07-04 16:40
StdNResSpltPkgAC-65to134 | PreNResSpltPkgAC-65to-PEYes | RSD | 1996 | CZ02 | cDXGF | 0 | None | 1 | 5599.957 | 76594.7 |  | 26630.69 | 0 | 36609.16 | 0 | 8992.194 | 0 | 315.8689 | 4046.915 | 766.8928 | 2411.417 | 0 | 0 | 0 | 0 | 40236380 | 6961006 | 33275330 | 332.7533 | 9749.6717 | 0 | 7.1701 | 7.5563 | 2021-07-04 16:40
StdNResSpltPkgAC-65to134 | PreNResSpltPkgAC-65to-PEYes | RSD | 1996 | CZ03 | cDXGF | 0 | None | 1 | 5599.957 | 73221.63 |  | 26630.69 | 0 | 36609.16 | 0 | 5664.786 | 0 | 184.4646 | 4132.643 | 533.0377 | 2354.995 | 0 | 0 | 0 | 0 | 24372260 | 6961006 | 17411230 | 174.1123 | 5101.4904 | 0 | 7.1701 | 7.5563 | 2021-07-04 16:41
StdNResSpltPkgAC-65to134 | PreNResSpltPkgAC-65to-PEYes | RSD | 1996 | CZ04 | cDXGF | 0 | None | 1 | 5599.957 | 79331.41 |  | 26630.69 | 0 | 36609.16 | 0 | 11658.74 | 0 | 178.9179 | 4254.014 | 498.3008 | 2998.457 | 0 | 0 | 0 | 0 | 24042020 | 6961006 | 17081000 | 170.81 | 5004.733 | 0 | 7.1701 | 7.5563 | 2021-07-04 16:41
StdNResSpltPkgAC-65to134 | PreNResSpltPkgAC-65to-PEYes | RSD | 1996 | CZ05 | cDXGF | 0 | None | 1 | 5599.957 | 74116.4 |  | 26630.69 | 0 | 36609.16 | 0 | 6561.861 | 0 | 210.2803 | 4104.551 | 386.5605 | 2474.58 | 0 | 0 | 0 | 0 | 18956100 | 6961006 | 11995090 | 119.9509 | 3514.5614 | 0 | 7.1701 | 7.5563 | 2021-07-04 16:42
StdNResSpltPkgAC-65to134 | PreNResSpltPkgAC-65to-PEYes | RSD | 1996 | CZ06 | cDXGF | 0 | None | 1 | 5599.957 | 81281.8 |  | 26630.69 | 0 | 36609.16 | 0 | 13527.45 | 0 | 76.4679 | 4438.159 | 133.049 | 3419.184 | 0 | 0 | 0 | 0 | 10155510 | 6961006 | 3194504 | 31.945 | 935.9897 | 0 | 7.1701 | 7.5563 | 2021-07-04 16:42
StdNResSpltPkgAC-65to134 | PreNResSpltPkgAC-65to-PEYes | RSD | 1996 | CZ07 | cDXGF | 0 | None | 1 | 5599.957 | 79452.74 |  | 26630.69 | 0 | 36609.16 | 0 | 11746 | 0 | 36.8064 | 4430.206 | 69.1882 | 3513.164 | 0 | 0 | 0 | 0 | 8553424 | 6961006 | 1592418 | 15.9242 | 466.5785 | 0 | 7.1701 | 7.5563 | 2021-07-04 16:43
StdNResSpltPkgAC-65to134 | PreNResSpltPkgAC-65to-PEYes | RSD | 1996 | CZ08 | cDXGF | 0 | None | 1 | 5599.957 | 84711.45 |  | 26630.69 | 0 | 36609.16 | 0 | 16861.34 | 0 | 80.7798 | 4529.579 | 116.0028 | 3686.413 | 0 | 0 | 0 | 0 | 9756416 | 6961006 | 2795410 | 27.9541 | 819.0551 | 0 | 7.1701 | 7.5563 | 2021-07-04 16:43
StdNResSpltPkgAC-65to134 | PreNResSpltPkgAC-65to-PEYes | RSD | 1996 | CZ09 | cDXGF | 0 | None | 1 | 5599.957 | 84416.47 |  | 26630.69 | 0 | 36609.16 | 0 | 15822.81 | 0 | 149.0394 | 5204.863 | 253.9214 | 3715.009 | 0 | 0 | 0 | 0 | 12915050 | 6961006 | 5954041 | 59.5404 | 1744.534 | 0 | 7.1701 | 7.5563 | 2021-07-04 16:43
StdNResSpltPkgAC-65to134 | PreNResSpltPkgAC-65to-PEYes | RSD | 1996 | CZ10 | cDXGF | 0 | None | 1 | 5599.957 | 86549.02 |  | 26630.69 | 0 | 36609.16 | 0 | 18086.69 | 0 | 200.3535 | 5022.248 | 353.5329 | 3738.068 | 0 | 0 | 0 | 0 | 17531510 | 6961006 | 10570500 | 105.705 | 3097.1565 | 0 | 7.1701 | 7.5563 | 2021-07-04 16:44
StdNResSpltPkgAC-65to134 | PreNResSpltPkgAC-65to-PEYes | RSD | 1996 | CZ11 | cDXGF | 0 | None | 1 | 5599.957 | 85934.9 |  | 26630.69 | 0 | 36609.16 | 0 | 17146.56 | 0 | 389.6774 | 5158.957 | 859.4322 | 3228.118 | 0 | 0 | 0 | 0 | 38080870 | 6961006 | 31119820 | 311.1982 | 9118.1073 | 0 | 7.1701 | 7.5563 | 2021-07-04 16:44
StdNResSpltPkgAC-65to134 | PreNResSpltPkgAC-65to-PEYes | RSD | 1996 | CZ12 | cDXGF | 0 | None | 1 | 5599.957 | 82066.8 |  | 26630.69 | 0 | 36609.16 | 0 | 13651.19 | 0 | 319.2794 | 4856.579 | 736.8688 | 3192.567 | 0 | 0 | 0 | 0 | 33152420 | 6961006 | 26191380 | 261.9138 | 7674.0743 | 0 | 7.1701 | 7.5563 | 2021-07-04 16:45
StdNResSpltPkgAC-65to134 | PreNResSpltPkgAC-65to-PEYes | RSD | 1996 | CZ13 | cDXGF | 0 | None | 1 | 5599.957 | 88471.09 |  | 26630.69 | 0 | 36609.16 | 0 | 19552.7 | 0 | 342.2214 | 5336.427 | 757.415 | 3685.742 | 0 | 0 | 0 | 0 | 31895670 | 6961006 | 24934630 | 249.3463 | 7305.8466 | 0 | 7.1701 | 7.5563 | 2021-07-04 16:45
StdNResSpltPkgAC-65to134 | PreNResSpltPkgAC-65to-PEYes | RSD | 1996 | CZ14 | cDXGF | 0 | None | 1 | 5599.957 | 85101.42 |  | 26630.69 | 0 | 36609.16 | 0 | 16300.99 | 0 | 408.9404 | 5151.772 | 713.2413 | 3310.697 | 0 | 0 | 0 | 0 | 30825070 | 6961006 | 23864030 | 238.6403 | 6992.1608 | 0 | 7.1701 | 7.5563 | 2021-07-04 16:46
StdNResSpltPkgAC-65to134 | PreNResSpltPkgAC-65to-PEYes | RSD | 1996 | CZ15 | cDXGF | 0 | None | 1 | 5599.957 | 102791.4 |  | 26630.69 | 0 | 36609.16 | 0 | 32707.43 | 0 | 117.2918 | 6726.96 | 59.291 | 5551.821 | 0 | 0 | 0 | 0 | 7834670 | 6961006 | 873664.3 | 8.7366 | 255.9836 | 0 | 7.1701 | 7.5563 | 2021-07-04 16:46
StdNResSpltPkgAC-65to134 | PreNResSpltPkgAC-65to-PEYes | RSD | 1996 | CZ16 | cDXGF | 0 | None | 1 | 5599.957 | 73707.58 |  | 26630.69 | 0 | 36609.16 | 0 | 5677.163 | 0 | 559.119 | 4231.627 | 1560.655 | 1929.97 | 0 | 0 | 0 | 0 | 110584700 | 6961006 | 103623500 | 1036.235 | 30361.6855 | 0 | 7.1701 | 7.5563 | 2021-07-04 16:47
StdNResSpltPkgAC-65to134 | PreNResSpltPkgAC-65to-PEYes | RSD | 2003 | CZ01 | cDXGF | 0 | None | 1 | 5599.957 | 67073.77 |  | 26630.69 | 0 | 36002.35 | 0 | 731.4017 | 0 | 398.4165 | 3310.892 | 1504.483 | 559.853 | 0 | 0 | 0 | 0 | 71599020 | 6961006 | 64637930 | 646.3793 | 18938.9135 | 0 | 7.1701 | 7.4558 | 2021-07-04 16:47
StdNResSpltPkgAC-65to134 | PreNResSpltPkgAC-65to-PEYes | RSD | 2003 | CZ02 | cDXGF | 0 | None | 1 | 5599.957 | 75077.04 |  | 26630.69 | 0 | 36002.35 | 0 | 8349.016 | 0 | 295.4433 | 3799.543 | 706.7472 | 2274.819 | 0 | 0 | 0 | 0 | 36912900 | 6961006 | 29951860 | 299.5186 | 8775.895 | 0 | 7.1701 | 7.4558 | 2021-07-04 16:47
StdNResSpltPkgAC-65to134 | PreNResSpltPkgAC-65to-PEYes | RSD | 2003 | CZ03 | cDXGF | 0 | None | 1 | 5599.957 | 72675.18 |  | 26630.69 | 0 | 36002.35 | 0 | 5733.179 | 0 | 183.4312 | 4125.496 | 496.5587 | 2389.487 | 0 | 0 | 0 | 0 | 22083930 | 6961006 | 15122910 | 151.2291 | 4431.0126 | 0 | 7.1701 | 7.4558 | 2021-07-04 16:48
StdNResSpltPkgAC-65to134 | PreNResSpltPkgAC-65to-PEYes | RSD | 2003 | CZ04 | cDXGF | 0 | None | 1 | 5599.957 | 78643.89 |  | 26630.69 | 0 | 36002.35 | 0 | 11613.5 | 0 | 176.8189 | 4220.497 | 462.6934 | 3004.148 | 0 | 0 | 0 | 0 | 22216740 | 6961006 | 15255720 | 152.5572 | 4469.926 | 0 | 7.1701 | 7.4558 | 2021-07-04 16:48
StdNResSpltPkgAC-65to134 | PreNResSpltPkgAC-65to-PEYes | RSD | 2003 | CZ05 | cDXGF | 0 | None | 1 | 5599.957 | 73540.03 |  | 26630.69 | 0 | 36002.35 | 0 | 6599.766 | 0 | 209.2969 | 4097.921 | 355.1682 | 2501.744 | 0 | 0 | 0 | 0 | 17390130 | 6961006 | 10429120 | 104.2912 | 3055.7322 | 0 | 7.1701 | 7.4558 | 2021-07-04 16:49
StdNResSpltPkgAC-65to134 | PreNResSpltPkgAC-65to-PEYes | RSD | 2003 | CZ06 | cDXGF | 0 | None | 1 | 5599.957 | 80876.11 |  | 26630.69 | 0 | 36002.35 | 0 | 13706.39 | 0 | 76.4657 | 4460.198 | 115.9782 | 3465.522 | 0 | 0 | 0 | 0 | 9564263 | 6961006 | 2603258 | 26.0326 | 762.7546 | 0 | 7.1701 | 7.4558 | 2021-07-04 16:49
StdNResSpltPkgAC-65to134 | PreNResSpltPkgAC-65to-PEYes | RSD | 2003 | CZ07 | cDXGF | 0 | None | 1 | 5599.957 | 79033.82 |  | 26630.69 | 0 | 36002.35 | 0 | 11908.59 | 0 | 36.8382 | 4455.324 | 60.7068 | 3564.02 | 0 | 0 | 0 | 0 | 8253847 | 6961006 | 1292840 | 12.9284 | 378.8021 | 0 | 7.1701 | 7.4558 | 2021-07-04 16:50
StdNResSpltPkgAC-65to134 | PreNResSpltPkgAC-65to-PEYes | RSD | 2003 | CZ08 | cDXGF | 0 | None | 1 | 5599.957 | 84178.18 |  | 26630.69 | 0 | 36002.35 | 0 | 16929.52 | 0 | 80.6799 | 4534.912 | 100.5437 | 3719.563 | 0 | 0 | 0 | 0 | 9313298 | 6961006 | 2352291 | 23.5229 | 689.2213 | 0 | 7.1701 | 7.4558 | 2021-07-04 16:50
StdNResSpltPkgAC-65to134 | PreNResSpltPkgAC-65to-PEYes | RSD | 2003 | CZ09 | cDXGF | 0 | None | 1 | 5599.957 | 83846.1 |  | 26630.69 | 0 | 36002.35 | 0 | 15881.27 | 0 | 147.7895 | 5183.96 | 214.591 | 3744.134 | 0 | 0 | 0 | 0 | 11679810 | 6961006 | 4718801 | 47.188 | 1382.6087 | 0 | 7.1701 | 7.4558 | 2021-07-04 16:50
StdNResSpltPkgAC-65to134 | PreNResSpltPkgAC-65to-PEYes | RSD | 2003 | CZ10 | cDXGF | 0 | None | 1 | 5599.957 | 84250.85 |  | 26630.69 | 0 | 36002.35 | 0 | 16767.9 | 0 | 184.1118 | 4665.76 | 259.6987 | 3548.247 | 0 | 0 | 0 | 0 | 14168280 | 6961006 | 7207270 | 72.0727 | 2111.7301 | 0 | 7.1701 | 7.4558 | 2021-07-04 16:51
StdNResSpltPkgAC-65to134 | PreNResSpltPkgAC-65to-PEYes | RSD | 2003 | CZ11 | cDXGF | 0 | None | 1 | 5599.957 | 84314.35 |  | 26630.69 | 0 | 36002.35 | 0 | 16335.51 | 0 | 376.8716 | 4968.901 | 848.9547 | 3089.648 | 0 | 0 | 0 | 0 | 38238540 | 6961006 | 31277480 | 312.7748 | 9164.3016 | 0 | 7.1701 | 7.4558 | 2021-07-04 16:51
StdNResSpltPkgAC-65to134 | PreNResSpltPkgAC-65to-PEYes | RSD | 2003 | CZ12 | cDXGF | 0 | None | 1 | 5599.957 | 80543.74 |  | 26630.69 | 0 | 36002.35 | 0 | 12945.97 | 0 | 307.4046 | 4657.278 | 728.232 | 3047.007 | 0 | 0 | 0 | 0 | 33350580 | 6961006 | 26389540 | 263.8954 | 7732.1352 | 0 | 7.1701 | 7.4558 | 2021-07-04 16:52
StdNResSpltPkgAC-65to134 | PreNResSpltPkgAC-65to-PEYes | RSD | 2003 | CZ13 | cDXGF | 0 | None | 1 | 5599.957 | 86749.26 |  | 26630.69 | 0 | 36002.35 | 0 | 18650.14 | 0 | 330.9333 | 5135.14 | 748.0346 | 3526.814 | 0 | 0 | 0 | 0 | 32188020 | 6961006 | 25226980 | 252.2698 | 7391.5051 | 0 | 7.1701 | 7.4558 | 2021-07-04 16:52
StdNResSpltPkgAC-65to134 | PreNResSpltPkgAC-65to-PEYes | RSD | 2003 | CZ14 | cDXGF | 0 | None | 1 | 5599.957 | 83557.34 |  | 26630.69 | 0 | 36002.35 | 0 | 15549.42 | 0 | 397.0239 | 4977.813 | 732.7927 | 3167.061 | 0 | 0 | 0 | 0 | 32343140 | 6961006 | 25382100 | 253.821 | 7436.9553 | 0 | 7.1701 | 7.4558 | 2021-07-04 16:53
StdNResSpltPkgAC-65to134 | PreNResSpltPkgAC-65to-PEYes | RSD | 2003 | CZ15 | cDXGF | 0 | None | 1 | 5599.957 | 100762.6 |  | 26630.69 | 0 | 36002.35 | 0 | 31491.19 | 0 | 114.3108 | 6524.094 | 62.0109 | 5369.663 | 0 | 0 | 0 | 0 | 7931434 | 6961006 | 970427.3 | 9.7043 | 284.3352 | 0 | 7.1701 | 7.4558 | 2021-07-04 16:53
StdNResSpltPkgAC-65to134 | PreNResSpltPkgAC-65to-PEYes | RSD | 2003 | CZ16 | cDXGF | 0 | None | 1 | 5599.957 | 72495.05 |  | 26630.69 | 0 | 36002.35 | 0 | 5298.14 | 0 | 533.5276 | 4030.305 | 1532.473 | 1812.746 | 0 | 0 | 0 | 0 | 111193700 | 6961006 | 104232500 | 1042.325 | 30540.1225 | 0 | 7.1701 | 7.4558 | 2021-07-04 16:54
StdNResSpltPkgAC-65to134 | PreNResSpltPkgAC-65to-PEYes | RSD | 2007 | CZ01 | cDXGF | 0 | None | 1 | 5599.957 | 67055.52 |  | 26630.69 | 0 | 36002.35 | 0 | 743.3538 | 0 | 393.2375 | 3285.922 | 1478.451 | 566.2123 | 0 | 0 | 0 | 0 | 69792860 | 6961006 | 62831770 | 628.3177 | 18409.7086 | 0 | 7.1701 | 7.4558 | 2021-07-04 16:54
StdNResSpltPkgAC-65to134 | PreNResSpltPkgAC-65to-PEYes | RSD | 2007 | CZ02 | cDXGF | 0 | None | 1 | 5599.957 | 75037.11 |  | 26630.69 | 0 | 36002.35 | 0 | 8336.882 | 0 | 291.6335 | 3775.568 | 681.3704 | 2288.046 | 0 | 0 | 0 | 0 | 35497710 | 6961006 | 28536680 | 285.3668 | 8361.2472 | 0 | 7.1701 | 7.4558 | 2021-07-04 16:54
StdNResSpltPkgAC-65to134 | PreNResSpltPkgAC-65to-PEYes | RSD | 2007 | CZ03 | cDXGF | 0 | None | 1 | 5599.957 | 72688.1 |  | 26630.69 | 0 | 36002.35 | 0 | 5765.564 | 0 | 181.3896 | 4108.085 | 471.9447 | 2409.723 | 0 | 0 | 0 | 0 | 21022460 | 6961006 | 14061440 | 140.6144 | 4120.0019 | 0 | 7.1701 | 7.4558 | 2021-07-04 16:55
StdNResSpltPkgAC-65to134 | PreNResSpltPkgAC-65to-PEYes | RSD | 2007 | CZ04 | cDXGF | 0 | None | 1 | 5599.957 | 78624.3 |  | 26630.69 | 0 | 36002.35 | 0 | 11611.93 | 0 | 175.1062 | 4204.178 | 436.2458 | 3016.283 | 0 | 0 | 0 | 0 | 21047720 | 6961006 | 14086700 | 140.867 | 4127.4031 | 0 | 7.1701 | 7.4558 | 2021-07-04 16:55
StdNResSpltPkgAC-65to134 | PreNResSpltPkgAC-65to-PEYes | RSD | 2007 | CZ05 | cDXGF | 0 | None | 1 | 5599.957 | 73538.77 |  | 26630.69 | 0 | 36002.35 | 0 | 6623.855 | 0 | 206.5001 | 4075.333 | 337.6607 | 2516.736 | 0 | 0 | 0 | 0 | 16686610 | 6961006 | 9725601 | 97.256 | 2849.6011 | 0 | 7.1701 | 7.4558 | 2021-07-04 16:56
StdNResSpltPkgAC-65to134 | PreNResSpltPkgAC-65to-PEYes | RSD | 2007 | CZ06 | cDXGF | 0 | None | 1 | 5599.957 | 80876.11 |  | 26630.69 | 0 | 36002.35 | 0 | 13706.39 | 0 | 76.4657 | 4460.198 | 115.9782 | 3465.522 | 0 | 0 | 0 | 0 | 9564263 | 6961006 | 2603258 | 26.0326 | 762.7546 | 0 | 7.1701 | 7.4558 | 2021-07-04 16:56
StdNResSpltPkgAC-65to134 | PreNResSpltPkgAC-65to-PEYes | RSD | 2007 | CZ07 | cDXGF | 0 | None | 1 | 5599.957 | 79033.82 |  | 26630.69 | 0 | 36002.35 | 0 | 11908.59 | 0 | 36.8382 | 4455.324 | 60.7068 | 3564.02 | 0 | 0 | 0 | 0 | 8253847 | 6961006 | 1292840 | 12.9284 | 378.8021 | 0 | 7.1701 | 7.4558 | 2021-07-04 16:57
StdNResSpltPkgAC-65to134 | PreNResSpltPkgAC-65to-PEYes | RSD | 2007 | CZ08 | cDXGF | 0 | None | 1 | 5599.957 | 84178.18 |  | 26630.69 | 0 | 36002.35 | 0 | 16929.52 | 0 | 80.6799 | 4534.912 | 100.5437 | 3719.563 | 0 | 0 | 0 | 0 | 9313298 | 6961006 | 2352291 | 23.5229 | 689.2213 | 0 | 7.1701 | 7.4558 | 2021-07-04 16:57
StdNResSpltPkgAC-65to134 | PreNResSpltPkgAC-65to-PEYes | RSD | 2007 | CZ09 | cDXGF | 0 | None | 1 | 5599.957 | 83846.1 |  | 26630.69 | 0 | 36002.35 | 0 | 15881.27 | 0 | 147.7895 | 5183.96 | 214.591 | 3744.134 | 0 | 0 | 0 | 0 | 11679810 | 6961006 | 4718801 | 47.188 | 1382.6087 | 0 | 7.1701 | 7.4558 | 2021-07-04 16:57
StdNResSpltPkgAC-65to134 | PreNResSpltPkgAC-65to-PEYes | RSD | 2007 | CZ10 | cDXGF | 0 | None | 1 | 5599.957 | 84162.3 |  | 26630.69 | 0 | 36002.35 | 0 | 16711.45 | 0 | 181.9838 | 4635.768 | 236.1685 | 3553.501 | 0 | 0 | 0 | 0 | 13353840 | 6961006 | 6392830 | 63.9283 | 1873.0992 | 0 | 7.1701 | 7.4558 | 2021-07-04 16:58
StdNResSpltPkgAC-65to134 | PreNResSpltPkgAC-65to-PEYes | RSD | 2007 | CZ11 | cDXGF | 0 | None | 1 | 5599.957 | 84164.66 |  | 26630.69 | 0 | 36002.35 | 0 | 16234.16 | 0 | 371.9992 | 4925.438 | 809.012 | 3089.932 | 0 | 0 | 0 | 0 | 35796780 | 6961006 | 28835740 | 288.3574 | 8448.8718 | 0 | 7.1701 | 7.4558 | 2021-07-04 16:58
StdNResSpltPkgAC-65to134 | PreNResSpltPkgAC-65to-PEYes | RSD | 2007 | CZ12 | cDXGF | 0 | None | 1 | 5599.957 | 80466.08 |  | 26630.69 | 0 | 36002.35 | 0 | 12907.4 | 0 | 303.376 | 4622.221 | 689.8701 | 3055.078 | 0 | 0 | 0 | 0 | 31266460 | 6961006 | 24305420 | 243.0542 | 7121.4881 | 0 | 7.1701 | 7.4558 | 2021-07-04 16:59
StdNResSpltPkgAC-65to134 | PreNResSpltPkgAC-65to-PEYes | RSD | 2007 | CZ13 | cDXGF | 0 | None | 1 | 5599.957 | 86551.7 |  | 26630.69 | 0 | 36002.35 | 0 | 18501.56 | 0 | 326.7291 | 5090.351 | 709.1775 | 3520.383 | 0 | 0 | 0 | 0 | 30115920 | 6961006 | 23154870 | 231.5487 | 6784.3769 | 0 | 7.1701 | 7.4558 | 2021-07-04 16:59
StdNResSpltPkgAC-65to134 | PreNResSpltPkgAC-65to-PEYes | RSD | 2007 | CZ14 | cDXGF | 0 | None | 1 | 5599.957 | 83417.79 |  | 26630.69 | 0 | 36002.35 | 0 | 15457.54 | 0 | 392.0054 | 4935.215 | 688.309 | 3167.008 | 0 | 0 | 0 | 0 | 30106530 | 6961006 | 23145500 | 231.455 | 6781.6315 | 0 | 7.1701 | 7.4558 | 2021-07-04 17:00
StdNResSpltPkgAC-65to134 | PreNResSpltPkgAC-65to-PEYes | RSD | 2007 | CZ15 | cDXGF | 0 | None | 1 | 5599.957 | 100403.2 |  | 26630.69 | 0 | 36002.35 | 0 | 31186.47 | 0 | 113.0872 | 6470.612 | 48.5775 | 5345.91 | 0 | 0 | 0 | 0 | 7699381 | 6961006 | 738373.9 | 7.3837 | 216.3436 | 0 | 7.1701 | 7.4558 | 2021-07-04 17:00
StdNResSpltPkgAC-65to134 | PreNResSpltPkgAC-65to-PEYes | RSD | 2007 | CZ16 | cDXGF | 0 | None | 1 | 5599.957 | 72455.1 |  | 26630.69 | 0 | 36002.35 | 0 | 5298.702 | 0 | 525.5297 | 3997.835 | 1483.768 | 1824.914 | 0 | 0 | 0 | 0 | 106743500 | 6961006 | 99782370 | 997.8237 | 29236.2344 | 0 | 7.1701 | 7.4558 | 2021-07-04 17:01
StdNResSpltPkgAC-65to134 | PreNResSpltPkgAC-65to-PEYes | RSD | 2011 | CZ01 | cDXGF | 0 | None | 1 | 5599.957 | 67055.52 |  | 26630.69 | 0 | 36002.35 | 0 | 743.3538 | 0 | 393.2375 | 3285.922 | 1478.451 | 566.2123 | 0 | 0 | 0 | 0 | 69792860 | 6961006 | 62831770 | 628.3177 | 18409.7086 | 0 | 7.1701 | 7.4558 | 2021-07-04 17:01
StdNResSpltPkgAC-65to134 | PreNResSpltPkgAC-65to-PEYes | RSD | 2011 | CZ02 | cDXGF | 0 | None | 1 | 5599.957 | 74986.56 |  | 26630.69 | 0 | 36002.35 | 0 | 8442.889 | 0 | 285.6249 | 3625.004 | 617.913 | 2206.452 | 0 | 0 | 0 | 0 | 31599430 | 6961006 | 24638390 | 246.3839 | 7219.0483 | 0 | 7.1701 | 7.4558 | 2021-07-04 17:01
StdNResSpltPkgAC-65to134 | PreNResSpltPkgAC-65to-PEYes | RSD | 2011 | CZ03 | cDXGF | 0 | None | 1 | 5599.957 | 72706.23 |  | 26630.69 | 0 | 36002.35 | 0 | 5801.828 | 0 | 179.388 | 4091.928 | 448.8468 | 2432.454 | 0 | 0 | 0 | 0 | 19969560 | 6961006 | 13008540 | 130.0854 | 3811.5022 | 0 | 7.1701 | 7.4558 | 2021-07-04 17:02
StdNResSpltPkgAC-65to134 | PreNResSpltPkgAC-65to-PEYes | RSD | 2011 | CZ04 | cDXGF | 0 | None | 1 | 5599.957 | 78581.48 |  | 26630.69 | 0 | 36002.35 | 0 | 11759.22 | 0 | 170.6588 | 4018.548 | 359.5195 | 2910.613 | 0 | 0 | 0 | 0 | 17732640 | 6961006 | 10771630 | 107.7163 | 3156.0876 | 0 | 7.1701 | 7.4558 | 2021-07-04 17:02
StdNResSpltPkgAC-65to134 | PreNResSpltPkgAC-65to-PEYes | RSD | 2011 | CZ05 | cDXGF | 0 | None | 1 | 5599.957 | 73538.77 |  | 26630.69 | 0 | 36002.35 | 0 | 6623.855 | 0 | 206.5001 | 4075.333 | 337.6607 | 2516.736 | 0 | 0 | 0 | 0 | 16686610 | 6961006 | 9725601 | 97.256 | 2849.6011 | 0 | 7.1701 | 7.4558 | 2021-07-04 17:03
StdNResSpltPkgAC-65to134 | PreNResSpltPkgAC-65to-PEYes | RSD | 2011 | CZ06 | cDXGF | 0 | None | 1 | 5599.957 | 80876.11 |  | 26630.69 | 0 | 36002.35 | 0 | 13706.39 | 0 | 76.4657 | 4460.198 | 115.9782 | 3465.522 | 0 | 0 | 0 | 0 | 9564263 | 6961006 | 2603258 | 26.0326 | 762.7546 | 0 | 7.1701 | 7.4558 | 2021-07-04 17:03
StdNResSpltPkgAC-65to134 | PreNResSpltPkgAC-65to-PEYes | RSD | 2011 | CZ07 | cDXGF | 0 | None | 1 | 5599.957 | 79088.85 |  | 26630.69 | 0 | 36002.35 | 0 | 11981.6 | 0 | 36.3672 | 4437.81 | 48.7304 | 3595.36 | 0 | 0 | 0 | 0 | 7975901 | 6961006 | 1014894 | 10.1489 | 297.3639 | 0 | 7.1701 | 7.4558 | 2021-07-04 17:04
StdNResSpltPkgAC-65to134 | PreNResSpltPkgAC-65to-PEYes | RSD | 2011 | CZ08 | cDXGF | 0 | None | 1 | 5599.957 | 84102.56 |  | 26630.69 | 0 | 36002.35 | 0 | 16879.81 | 0 | 79.7848 | 4509.889 | 86.3927 | 3724.29 | 0 | 0 | 0 | 0 | 8978204 | 6961006 | 2017198 | 20.172 | 591.039 | 0 | 7.1701 | 7.4558 | 2021-07-04 17:04
StdNResSpltPkgAC-65to134 | PreNResSpltPkgAC-65to-PEYes | RSD | 2011 | CZ09 | cDXGF | 0 | None | 1 | 5599.957 | 83613.67 |  | 26630.69 | 0 | 36002.35 | 0 | 15810.66 | 0 | 139.726 | 5030.185 | 76.1655 | 3836.22 | 0 | 0 | 0 | 0 | 8470581 | 6961006 | 1509575 | 15.0958 | 442.3055 | 0 | 7.1701 | 7.4558 | 2021-07-04 17:04
StdNResSpltPkgAC-65to134 | PreNResSpltPkgAC-65to-PEYes | RSD | 2011 | CZ10 | cDXGF | 0 | None | 1 | 5599.957 | 84080.8 |  | 26630.69 | 0 | 36002.35 | 0 | 16678.95 | 0 | 178.0536 | 4590.755 | 177.7194 | 3580.842 | 0 | 0 | 0 | 0 | 11617440 | 6961006 | 4656437 | 46.5644 | 1364.336 | 0 | 7.1701 | 7.4558 | 2021-07-04 17:05
StdNResSpltPkgAC-65to134 | PreNResSpltPkgAC-65to-PEYes | RSD | 2011 | CZ11 | cDXGF | 0 | None | 1 | 5599.957 | 83923.41 |  | 26630.69 | 0 | 36002.35 | 0 | 16075.76 | 0 | 363.0375 | 4851.54 | 712.314 | 3106.34 | 0 | 0 | 0 | 0 | 30467690 | 6961006 | 23506660 | 235.0666 | 6887.4514 | 0 | 7.1701 | 7.4558 | 2021-07-04 17:05
StdNResSpltPkgAC-65to134 | PreNResSpltPkgAC-65to-PEYes | RSD | 2011 | CZ12 | cDXGF | 0 | None | 1 | 5599.957 | 80365.79 |  | 26630.69 | 0 | 36002.35 | 0 | 12866.36 | 0 | 296.3125 | 4570.039 | 609.7356 | 3077.792 | 0 | 0 | 0 | 0 | 27109470 | 6961006 | 20148450 | 201.4845 | 5903.4959 | 0 | 7.1701 | 7.4558 | 2021-07-04 17:06
StdNResSpltPkgAC-65to134 | PreNResSpltPkgAC-65to-PEYes | RSD | 2011 | CZ13 | cDXGF | 0 | None | 1 | 5599.957 | 86231.95 |  | 26630.69 | 0 | 36002.35 | 0 | 18266.93 | 0 | 318.7735 | 5013.163 | 605.3904 | 3516.337 | 0 | 0 | 0 | 0 | 25546770 | 6961006 | 18585740 | 185.8574 | 5445.6218 | 0 | 7.1701 | 7.4558 | 2021-07-04 17:06
StdNResSpltPkgAC-65to134 | PreNResSpltPkgAC-65to-PEYes | RSD | 2011 | CZ14 | cDXGF | 0 | None | 1 | 5599.957 | 83218.32 |  | 26630.69 | 0 | 36002.35 | 0 | 15332.64 | 0 | 383.3595 | 4869.253 | 588.1152 | 3193.275 | 0 | 0 | 0 | 0 | 25446680 | 6961006 | 18485640 | 184.8564 | 5416.2925 | 0 | 7.1701 | 7.4558 | 2021-07-04 17:07
StdNResSpltPkgAC-65to134 | PreNResSpltPkgAC-65to-PEYes | RSD | 2011 | CZ15 | cDXGF | 0 | None | 1 | 5599.957 | 99398.34 |  | 26630.69 | 0 | 36002.35 | 0 | 30334.21 | 0 | 109.5025 | 6321.572 | 19.711 | 5286.287 | 0 | 0 | 0 | 0 | 7217902 | 6961006 | 256895.2 | 2.569 | 75.2703 | 0 | 7.1701 | 7.4558 | 2021-07-04 17:07
StdNResSpltPkgAC-65to134 | PreNResSpltPkgAC-65to-PEYes | RSD | 2011 | CZ16 | cDXGF | 0 | None | 1 | 5599.957 | 72383.59 |  | 26630.69 | 0 | 36002.35 | 0 | 5296.529 | 0 | 511.8873 | 3942.114 | 1418.326 | 1837.155 | 0 | 0 | 0 | 0 | 99172730 | 6961006 | 92211530 | 922.1153 | 27017.9783 | 0 | 7.1701 | 7.4558 | 2021-07-04 17:08
StdNResSpltPkgAC-65to134 | PreNResSpltPkgAC-65to-PEYes | RSD | 2015 | CZ01 | cDXGF | 0 | None | 1 | 5599.957 | 64018.89 |  | 23939.61 | 0 | 36002.35 | 0 | 524.9479 | 0 | 378.096 | 3173.875 | 1806.133 | 389.6623 | 0 | 0 | 0 | 0 | 91168310 | 6961006 | 84207180 | 842.0718 | 24672.7037 | 0 | 6.5518 | 7.4558 | 2021-07-04 17:08
StdNResSpltPkgAC-65to134 | PreNResSpltPkgAC-65to-PEYes | RSD | 2015 | CZ02 | cDXGF | 0 | None | 1 | 5599.957 | 71433.42 |  | 23939.61 | 0 | 36002.35 | 0 | 7680.964 | 0 | 280.0722 | 3530.316 | 730.5384 | 2007.339 | 0 | 0 | 0 | 0 | 38629080 | 6961006 | 31668030 | 316.6803 | 9278.7328 | 0 | 6.5518 | 7.4558 | 2021-07-04 17:08
StdNResSpltPkgAC-65to134 | PreNResSpltPkgAC-65to-PEYes | RSD | 2015 | CZ03 | cDXGF | 0 | None | 1 | 5599.957 | 68285.05 |  | 23939.61 | 0 | 36002.35 | 0 | 4506.069 | 0 | 163.4152 | 3673.55 | 649.1526 | 1927.182 | 0 | 0 | 0 | 0 | 28995260 | 6961006 | 22034240 | 220.3424 | 6456.0323 | 0 | 6.5518 | 7.4558 | 2021-07-04 17:09
StdNResSpltPkgAC-65to134 | PreNResSpltPkgAC-65to-PEYes | RSD | 2015 | CZ04 | cDXGF | 0 | None | 1 | 5599.957 | 73856.28 |  | 23939.61 | 0 | 36002.35 | 0 | 10072.8 | 0 | 158.3581 | 3683.086 | 472.5385 | 2535.33 | 0 | 0 | 0 | 0 | 23135480 | 6961006 | 16174450 | 161.7445 | 4739.1138 | 0 | 6.5518 | 7.4558 | 2021-07-04 17:09
StdNResSpltPkgAC-65to134 | PreNResSpltPkgAC-65to-PEYes | RSD | 2015 | CZ05 | cDXGF | 0 | None | 1 | 5599.957 | 68973.55 |  | 23939.61 | 0 | 36002.35 | 0 | 5178.298 | 0 | 188.5596 | 3664.677 | 529.1647 | 2017.837 | 0 | 0 | 0 | 0 | 24671490 | 6961006 | 17710470 | 177.1047 | 5189.1677 | 0 | 6.5518 | 7.4558 | 2021-07-04 17:10
StdNResSpltPkgAC-65to134 | PreNResSpltPkgAC-65to-PEYes | RSD | 2015 | CZ06 | cDXGF | 0 | None | 1 | 5599.957 | 75739.5 |  | 23939.61 | 0 | 36002.35 | 0 | 11689.42 | 0 | 69.9969 | 4038.059 | 175.6501 | 3031.946 | 0 | 0 | 0 | 0 | 11289160 | 6961006 | 4328159 | 43.2816 | 1268.1506 | 0 | 6.5518 | 7.4558 | 2021-07-04 17:10
StdNResSpltPkgAC-65to134 | PreNResSpltPkgAC-65to-PEYes | RSD | 2015 | CZ07 | cDXGF | 0 | None | 1 | 5599.957 | 74169.01 |  | 23939.61 | 0 | 36002.35 | 0 | 10179.43 | 0 | 33.2518 | 4014.303 | 89.1619 | 3132.676 | 0 | 0 | 0 | 0 | 8975189 | 6961006 | 2014184 | 20.1418 | 590.1559 | 0 | 6.5518 | 7.4558 | 2021-07-04 17:11
StdNResSpltPkgAC-65to134 | PreNResSpltPkgAC-65to-PEYes | RSD | 2015 | CZ08 | cDXGF | 0 | None | 1 | 5599.957 | 78931.93 |  | 23939.61 | 0 | 36002.35 | 0 | 14762.06 | 0 | 74.9398 | 4152.893 | 145.3888 | 3306.082 | 0 | 0 | 0 | 0 | 10401230 | 6961006 | 3440226 | 34.4023 | 1007.9862 | 0 | 6.5518 | 7.4558 | 2021-07-04 17:11
StdNResSpltPkgAC-65to134 | PreNResSpltPkgAC-65to-PEYes | RSD | 2015 | CZ09 | cDXGF | 0 | None | 1 | 5599.957 | 78609.83 |  | 23939.61 | 0 | 36002.35 | 0 | 13855.19 | 0 | 131.9367 | 4680.672 | 133.0522 | 3436.279 | 0 | 0 | 0 | 0 | 9610094 | 6961006 | 2649087 | 26.4909 | 776.1825 | 0 | 6.5518 | 7.4558 | 2021-07-04 17:11
StdNResSpltPkgAC-65to134 | PreNResSpltPkgAC-65to-PEYes | RSD | 2015 | CZ10 | cDXGF | 0 | None | 1 | 5599.957 | 80384.6 |  | 23939.61 | 0 | 36002.35 | 0 | 15779.07 | 0 | 176.1452 | 4487.369 | 245.8113 | 3411.038 | 0 | 0 | 0 | 0 | 13455280 | 6961006 | 6494268 | 64.9427 | 1902.8205 | 0 | 6.5518 | 7.4558 | 2021-07-04 17:12
StdNResSpltPkgAC-65to134 | PreNResSpltPkgAC-65to-PEYes | RSD | 2015 | CZ11 | cDXGF | 0 | None | 1 | 5599.957 | 80416.84 |  | 23939.61 | 0 | 36002.35 | 0 | 15356.81 | 0 | 359.0529 | 4758.991 | 796.7849 | 2966.378 | 0 | 0 | 0 | 0 | 34507180 | 6961006 | 27546150 | 275.4615 | 8071.022 | 0 | 6.5518 | 7.4558 | 2021-07-04 17:12
StdNResSpltPkgAC-65to134 | PreNResSpltPkgAC-65to-PEYes | RSD | 2015 | CZ12 | cDXGF | 0 | None | 1 | 5599.957 | 76792.23 |  | 23939.61 | 0 | 36002.35 | 0 | 12099.48 | 0 | 292.7974 | 4457.957 | 721.9963 | 2901.349 | 0 | 0 | 0 | 0 | 31834630 | 6961006 | 24873590 | 248.7359 | 7287.9619 | 0 | 6.5518 | 7.4558 | 2021-07-04 17:13
StdNResSpltPkgAC-65to134 | PreNResSpltPkgAC-65to-PEYes | RSD | 2015 | CZ13 | cDXGF | 0 | None | 1 | 5599.957 | 82692.02 |  | 23939.61 | 0 | 36002.35 | 0 | 17511.33 | 0 | 316.0435 | 4922.603 | 712.279 | 3388.409 | 0 | 0 | 0 | 0 | 28904170 | 6961006 | 21943130 | 219.4313 | 6429.3371 | 0 | 6.5518 | 7.4558 | 2021-07-04 17:13
StdNResSpltPkgAC-65to134 | PreNResSpltPkgAC-65to-PEYes | RSD | 2015 | CZ14 | cDXGF | 0 | None | 1 | 5599.957 | 79661.76 |  | 23939.61 | 0 | 36002.35 | 0 | 14563.68 | 0 | 379.3172 | 4776.767 | 701.1087 | 3028.745 | 0 | 0 | 0 | 0 | 29576820 | 6961006 | 22615790 | 226.1579 | 6626.4265 | 0 | 6.5518 | 7.4558 | 2021-07-04 17:14
StdNResSpltPkgAC-65to134 | PreNResSpltPkgAC-65to-PEYes | RSD | 2015 | CZ15 | cDXGF | 0 | None | 1 | 5599.957 | 95713.46 |  | 23939.61 | 0 | 36002.35 | 0 | 29426.71 | 0 | 108.6359 | 6236.096 | 33.4439 | 5159.076 | 0 | 0 | 0 | 0 | 7346095 | 6961006 | 385088.9 | 3.8509 | 112.831 | 0 | 6.5518 | 7.4558 | 2021-07-04 17:14
StdNResSpltPkgAC-65to134 | PreNResSpltPkgAC-65to-PEYes | RSD | 2015 | CZ16 | cDXGF | 0 | None | 1 | 5599.957 | 69071.81 |  | 23939.61 | 0 | 36002.35 | 0 | 4828.68 | 0 | 494.4702 | 3806.666 | 1519.224 | 1676.06 | 0 | 0 | 0 | 0 | 115742600 | 6961006 | 108781400 | 1087.814 | 31872.9502 | 0 | 6.5518 | 7.4558 | 2021-07-04 17:15
StdNResSpltPkgAC-65to134 | PreNResSpltPkgAC-65to-PEYes | RSD | 2017 | CZ01 | cDXGF | 0 | None | 1 | 5599.957 | 63725.55 |  | 23731.79 | 0 | 36002.35 | 0 | 515.8769 | 0 | 367.5522 | 3107.988 | 1770.336 | 368.6387 | 0 | 0 | 0 | 0 | 88935850 | 6961006 | 81974680 | 819.7468 | 24018.5812 | 0 | 6.4913 | 7.4558 | 2021-07-04 17:15
StdNResSpltPkgAC-65to134 | PreNResSpltPkgAC-65to-PEYes | RSD | 2017 | CZ02 | cDXGF | 0 | None | 1 | 5599.957 | 71132.13 |  | 23731.79 | 0 | 36002.35 | 0 | 7622.091 | 0 | 276.0131 | 3499.939 | 707.9766 | 1998.517 | 0 | 0 | 0 | 0 | 37505420 | 6961006 | 30544370 | 305.4437 | 8949.5004 | 0 | 6.4913 | 7.4558 | 2021-07-04 17:15
StdNResSpltPkgAC-65to134 | PreNResSpltPkgAC-65to-PEYes | RSD | 2017 | CZ03 | cDXGF | 0 | None | 1 | 5599.957 | 68060.22 |  | 23731.79 | 0 | 36002.35 | 0 | 4515.783 | 0 | 161.1707 | 3649.153 | 630.7672 | 1937.449 | 0 | 0 | 0 | 0 | 28277970 | 6961006 | 21316940 | 213.1694 | 6245.8634 | 0 | 6.4913 | 7.4558 | 2021-07-04 17:16
StdNResSpltPkgAC-65to134 | PreNResSpltPkgAC-65to-PEYes | RSD | 2017 | CZ04 | cDXGF | 0 | None | 1 | 5599.957 | 73568.23 |  | 23731.79 | 0 | 36002.35 | 0 | 10020.34 | 0 | 156.4065 | 3657.414 | 451.8327 | 2531.811 | 0 | 0 | 0 | 0 | 22210440 | 6961006 | 15249420 | 152.4942 | 4468.0801 | 0 | 6.4913 | 7.4558 | 2021-07-04 17:16
StdNResSpltPkgAC-65to134 | PreNResSpltPkgAC-65to-PEYes | RSD | 2017 | CZ05 | cDXGF | 0 | None | 1 | 5599.957 | 68714.93 |  | 23731.79 | 0 | 36002.35 | 0 | 5191.029 | 0 | 182.5554 | 3607.252 | 503.6573 | 2029.394 | 0 | 0 | 0 | 0 | 23727420 | 6961006 | 16766410 | 167.6641 | 4912.5581 | 0 | 6.4913 | 7.4558 | 2021-07-04 17:17
StdNResSpltPkgAC-65to134 | PreNResSpltPkgAC-65to-PEYes | RSD | 2017 | CZ06 | cDXGF | 0 | None | 1 | 5599.957 | 75490.76 |  | 23731.79 | 0 | 36002.35 | 0 | 11734.38 | 0 | 66.8758 | 3955.396 | 128.9278 | 3063.261 | 0 | 0 | 0 | 0 | 10036280 | 6961006 | 3075278 | 30.7528 | 901.0565 | 0 | 6.4913 | 7.4558 | 2021-07-04 17:17
StdNResSpltPkgAC-65to134 | PreNResSpltPkgAC-65to-PEYes | RSD | 2017 | CZ07 | cDXGF | 0 | None | 1 | 5599.957 | 73908 |  | 23731.79 | 0 | 36002.35 | 0 | 10177.7 | 0 | 32.3245 | 3963.89 | 72.3017 | 3142.717 | 0 | 0 | 0 | 0 | 8577260 | 6961006 | 1616253 | 16.1625 | 473.5621 | 0 | 6.4913 | 7.4558 | 2021-07-04 17:18
StdNResSpltPkgAC-65to134 | PreNResSpltPkgAC-65to-PEYes | RSD | 2017 | CZ08 | cDXGF | 0 | None | 1 | 5599.957 | 78534.67 |  | 23731.79 | 0 | 36002.35 | 0 | 14628.97 | 0 | 73.1633 | 4098.449 | 114.1044 | 3305.734 | 0 | 0 | 0 | 0 | 9686376 | 6961006 | 2725370 | 27.2537 | 798.5334 | 0 | 6.4913 | 7.4558 | 2021-07-04 17:18
StdNResSpltPkgAC-65to134 | PreNResSpltPkgAC-65to-PEYes | RSD | 2017 | CZ09 | cDXGF | 0 | None | 1 | 5599.957 | 78317.65 |  | 23731.79 | 0 | 36002.35 | 0 | 13804.73 | 0 | 130.4071 | 4648.402 | 112.0835 | 3446.851 | 0 | 0 | 0 | 0 | 9165224 | 6961006 | 2204217 | 22.0422 | 645.8356 | 0 | 6.4913 | 7.4558 | 2021-07-04 17:18
StdNResSpltPkgAC-65to134 | PreNResSpltPkgAC-65to-PEYes | RSD | 2017 | CZ10 | cDXGF | 0 | None | 1 | 5599.957 | 80037.89 |  | 23731.79 | 0 | 36002.35 | 0 | 15679.62 | 0 | 173.7437 | 4450.449 | 227.141 | 3402.225 | 0 | 0 | 0 | 0 | 12901670 | 6961006 | 5940663 | 59.4066 | 1740.6143 | 0 | 6.4913 | 7.4558 | 2021-07-04 17:19
StdNResSpltPkgAC-65to134 | PreNResSpltPkgAC-65to-PEYes | RSD | 2017 | CZ11 | cDXGF | 0 | None | 1 | 5599.957 | 79980.71 |  | 23731.79 | 0 | 36002.35 | 0 | 15199.85 | 0 | 351.8557 | 4694.904 | 732.4406 | 2971.536 | 0 | 0 | 0 | 0 | 30804320 | 6961006 | 23843280 | 238.4328 | 6986.081 | 0 | 6.4913 | 7.4558 | 2021-07-04 17:19
StdNResSpltPkgAC-65to134 | PreNResSpltPkgAC-65to-PEYes | RSD | 2017 | CZ12 | cDXGF | 0 | None | 1 | 5599.957 | 76460.53 |  | 23731.79 | 0 | 36002.35 | 0 | 12020.83 | 0 | 288.4965 | 4417.138 | 692.8911 | 2896.099 | 0 | 0 | 0 | 0 | 30341190 | 6961006 | 23380160 | 233.8016 | 6850.3869 | 0 | 6.4913 | 7.4558 | 2021-07-04 17:20
StdNResSpltPkgAC-65to134 | PreNResSpltPkgAC-65to-PEYes | RSD | 2017 | CZ13 | cDXGF | 0 | None | 1 | 5599.957 | 82248.58 |  | 23731.79 | 0 | 36002.35 | 0 | 17329.81 | 0 | 311.5665 | 4873.096 | 666.3639 | 3373.845 | 0 | 0 | 0 | 0 | 26931790 | 6961006 | 19970760 | 199.7076 | 5851.4327 | 0 | 6.4913 | 7.4558 | 2021-07-04 17:20
StdNResSpltPkgAC-65to134 | PreNResSpltPkgAC-65to-PEYes | RSD | 2017 | CZ14 | cDXGF | 0 | None | 1 | 5599.957 | 79286.38 |  | 23731.79 | 0 | 36002.35 | 0 | 14447.56 | 0 | 374.0718 | 4730.651 | 652.095 | 3031.938 | 0 | 0 | 0 | 0 | 27476260 | 6961006 | 20515220 | 205.1522 | 6010.9595 | 0 | 6.4913 | 7.4558 | 2021-07-04 17:21
StdNResSpltPkgAC-65to134 | PreNResSpltPkgAC-65to-PEYes | RSD | 2017 | CZ15 | cDXGF | 0 | None | 1 | 5599.957 | 95086.66 |  | 23731.79 | 0 | 36002.35 | 0 | 29070.6 | 0 | 107.2651 | 6174.651 | 25.2352 | 5126.707 | 0 | 0 | 0 | 0 | 7252571 | 6961006 | 291564.5 | 2.9156 | 85.4284 | 0 | 6.4913 | 7.4558 | 2021-07-04 17:21
StdNResSpltPkgAC-65to134 | PreNResSpltPkgAC-65to-PEYes | RSD | 2017 | CZ16 | cDXGF | 0 | None | 1 | 5599.957 | 68778.22 |  | 23731.79 | 0 | 36002.35 | 0 | 4790.242 | 0 | 486.0947 | 3767.757 | 1489.715 | 1667.085 | 0 | 0 | 0 | 0 | 113957300 | 6961006 | 106996100 | 1069.961 | 31349.8573 | 0 | 6.4913 | 7.4558 | 2021-07-04 17:21
StdNResSpltPkgAC-65to134 | PreNResSpltPkgAC-65to-PEYes | RSD | 2020 | CZ01 | cDXGF | 0 | None | 1 | 5599.957 | 53763.06 |  | 14258.23 | 0 | 36002.35 | 0 | 284.3367 | 0 | 336.5407 | 2881.618 | 2077.225 | 197.2975 | 0 | 0 | 0 | 0 | 132158800 | 6961006 | 125197500 | 1251.975 | 36682.8675 | 0 | 3.8194 | 7.4558 | 2021-07-04 17:22
StdNResSpltPkgAC-65to134 | PreNResSpltPkgAC-65to-PEYes | RSD | 2020 | CZ02 | cDXGF | 0 | None | 1 | 5599.957 | 60185.32 |  | 14258.23 | 0 | 36002.35 | 0 | 6415.526 | 0 | 259.8875 | 3249.343 | 894.3394 | 1682.224 | 0 | 0 | 0 | 0 | 52700170 | 6961006 | 45739090 | 457.3909 | 13401.5534 | 0 | 3.8194 | 7.4558 | 2021-07-04 17:22
StdNResSpltPkgAC-65to134 | PreNResSpltPkgAC-65to-PEYes | RSD | 2020 | CZ03 | cDXGF | 0 | None | 1 | 5599.957 | 57080.2 |  | 14258.23 | 0 | 36002.35 | 0 | 3422.934 | 0 | 149.241 | 3247.484 | 861.8813 | 1406.18 | 0 | 0 | 0 | 0 | 44353240 | 6961006 | 37392180 | 373.9218 | 10955.9087 | 0 | 3.8194 | 7.4558 | 2021-07-04 17:23
StdNResSpltPkgAC-65to134 | PreNResSpltPkgAC-65to-PEYes | RSD | 2020 | CZ04 | cDXGF | 0 | None | 1 | 5599.957 | 62369.61 |  | 14258.23 | 0 | 36002.35 | 0 | 8571.563 | 0 | 147.6819 | 3389.815 | 603.2426 | 2160.173 | 0 | 0 | 0 | 0 | 31942840 | 6961006 | 24981790 | 249.8179 | 7319.6645 | 0 | 3.8194 | 7.4558 | 2021-07-04 17:23
StdNResSpltPkgAC-65to134 | PreNResSpltPkgAC-65to-PEYes | RSD | 2020 | CZ05 | cDXGF | 0 | None | 1 | 5599.957 | 57585.18 |  | 14258.23 | 0 | 36002.35 | 0 | 3949.426 | 0 | 168.7523 | 3206.442 | 748.1601 | 1505.263 | 0 | 0 | 0 | 0 | 38266500 | 6961006 | 31305460 | 313.0546 | 9172.4998 | 0 | 3.8194 | 7.4558 | 2021-07-04 17:24
StdNResSpltPkgAC-65to134 | PreNResSpltPkgAC-65to-PEYes | RSD | 2020 | CZ06 | cDXGF | 0 | None | 1 | 5599.957 | 63870.37 |  | 14258.23 | 0 | 36002.35 | 0 | 9907.472 | 0 | 62.5095 | 3639.863 | 251.7092 | 2633.233 | 0 | 0 | 0 | 0 | 14215530 | 6961006 | 7254526 | 72.5453 | 2125.5761 | 0 | 3.8194 | 7.4558 | 2021-07-04 17:24
StdNResSpltPkgAC-65to134 | PreNResSpltPkgAC-65to-PEYes | RSD | 2020 | CZ07 | cDXGF | 0 | None | 1 | 5599.957 | 62268.41 |  | 14258.23 | 0 | 36002.35 | 0 | 8359.795 | 0 | 30.1562 | 3617.924 | 180.4907 | 2633.396 | 0 | 0 | 0 | 0 | 11699530 | 6961006 | 4738526 | 47.3853 | 1388.3881 | 0 | 3.8194 | 7.4558 | 2021-07-04 17:25
StdNResSpltPkgAC-65to134 | PreNResSpltPkgAC-65to-PEYes | RSD | 2020 | CZ08 | cDXGF | 0 | None | 1 | 5599.957 | 67159.45 |  | 14258.23 | 0 | 36002.35 | 0 | 13003.62 | 0 | 69.4135 | 3825.881 | 197.5088 | 2970.721 | 0 | 0 | 0 | 0 | 12064860 | 6961006 | 5103856 | 51.0386 | 1495.4298 | 0 | 3.8194 | 7.4558 | 2021-07-04 17:25
StdNResSpltPkgAC-65to134 | PreNResSpltPkgAC-65to-PEYes | RSD | 2020 | CZ09 | cDXGF | 0 | None | 1 | 5599.957 | 67183.49 |  | 14258.23 | 0 | 36002.35 | 0 | 12387.24 | 0 | 125.3646 | 4410.343 | 207.9489 | 3146.874 | 0 | 0 | 0 | 0 | 11646450 | 6961006 | 4685439 | 46.8544 | 1372.8336 | 0 | 3.8194 | 7.4558 | 2021-07-04 17:26
StdNResSpltPkgAC-65to134 | PreNResSpltPkgAC-65to-PEYes | RSD | 2020 | CZ10 | cDXGF | 0 | None | 1 | 5599.957 | 68787 |  | 14258.23 | 0 | 36002.35 | 0 | 14161.21 | 0 | 166.6042 | 4198.64 | 330.7913 | 3104.794 | 0 | 0 | 0 | 0 | 16799110 | 6961006 | 9838101 | 98.381 | 2882.5636 | 0 | 3.8194 | 7.4558 | 2021-07-04 17:26
StdNResSpltPkgAC-65to134 | PreNResSpltPkgAC-65to-PEYes | RSD | 2020 | CZ11 | cDXGF | 0 | None | 1 | 5599.957 | 68995.93 |  | 14258.23 | 0 | 36002.35 | 0 | 13937.2 | 0 | 337.6309 | 4460.535 | 850.3834 | 2719.654 | 0 | 0 | 0 | 0 | 39292370 | 6961006 | 32331320 | 323.3132 | 9473.0768 | 0 | 3.8194 | 7.4558 | 2021-07-04 17:26
StdNResSpltPkgAC-65to134 | PreNResSpltPkgAC-65to-PEYes | RSD | 2020 | CZ12 | cDXGF | 0 | None | 1 | 5599.957 | 65488.46 |  | 14258.23 | 0 | 36002.35 | 0 | 10794.11 | 0 | 275.5811 | 4158.235 | 808.5759 | 2603.507 | 0 | 0 | 0 | 0 | 39193410 | 6961006 | 32232360 | 322.3236 | 9444.0815 | 0 | 3.8194 | 7.4558 | 2021-07-04 17:27
StdNResSpltPkgAC-65to134 | PreNResSpltPkgAC-65to-PEYes | RSD | 2020 | CZ13 | cDXGF | 0 | None | 1 | 5599.957 | 71110.88 |  | 14258.23 | 0 | 36002.35 | 0 | 15931.48 | 0 | 299.0097 | 4619.861 | 763.0473 | 3109.731 | 0 | 0 | 0 | 0 | 34300870 | 6961006 | 27339830 | 273.3983 | 8010.5702 | 0 | 3.8194 | 7.4558 | 2021-07-04 17:27
StdNResSpltPkgAC-65to134 | PreNResSpltPkgAC-65to-PEYes | RSD | 2020 | CZ14 | cDXGF | 0 | None | 1 | 5599.957 | 68329.77 |  | 14258.23 | 0 | 36002.35 | 0 | 13214.56 | 0 | 359.0159 | 4495.639 | 785.8947 | 2770.924 | 0 | 0 | 0 | 0 | 35256270 | 6961006 | 28295210 | 282.9521 | 8290.4965 | 0 | 3.8194 | 7.4558 | 2021-07-04 17:28
StdNResSpltPkgAC-65to134 | PreNResSpltPkgAC-65to-PEYes | RSD | 2020 | CZ15 | cDXGF | 0 | None | 1 | 5599.957 | 83483.13 |  | 14258.23 | 0 | 36002.35 | 0 | 27188.69 | 0 | 104.0935 | 5929.849 | 64.9282 | 4847.21 | 0 | 0 | 0 | 0 | 7839492 | 6961006 | 878486.2 | 8.7849 | 257.3965 | 0 | 3.8194 | 7.4558 | 2021-07-04 17:28
StdNResSpltPkgAC-65to134 | PreNResSpltPkgAC-65to-PEYes | RSD | 2020 | CZ16 | cDXGF | 0 | None | 1 | 5599.957 | 58251.09 |  | 14258.23 | 0 | 36002.35 | 0 | 4049.508 | 0 | 451.4413 | 3489.552 | 1565.016 | 1436.106 | 0 | 0 | 0 | 0 | 142741700 | 6961006 | 135780400 | 1357.804 | 39783.6572 | 0 | 3.8194 | 7.4558 | 2021-07-04 17:29
StdNResSpltPkgAC-65to134 | PreNResSpltPkgAC-65to-PEYes | Rt3 | 1975 | CZ01 | cDXGF | 0 | None | 1 | 120000.5 | 1319556 |  | 754922.6 | 0 | 469995.8 | 0 | 23847.77 | 0 | 7185.599 | 63606.27 | 8419.607 | 18396.37 | 0 | 0 | 0 | 0 | 338989200 | 0 | 338989200 | 3389.892 | 99323.8356 | 0 | 151.4723 | 118.2672 | 2021-07-04 17:29
StdNResSpltPkgAC-65to134 | PreNResSpltPkgAC-65to-PEYes | Rt3 | 1975 | CZ02 | cDXGF | 0 | None | 1 | 120000.5 | 1480346 |  | 754922.6 | 0 | 469995.8 | 0 | 168081.2 | 0 | 5885.141 | 81464.03 | 4796.252 | 51317.98 | 0 | 0 | 0 | 0 | 180207400 | 0 | 180207400 | 1802.074 | 52800.7682 | 0 | 151.4723 | 118.2672 | 2021-07-04 17:30
StdNResSpltPkgAC-65to134 | PreNResSpltPkgAC-65to-PEYes | Rt3 | 1975 | CZ03 | cDXGF | 0 | None | 1 | 120000.5 | 1415124 |  | 754922.6 | 0 | 469995.8 | 0 | 111130 | 0 | 3019.846 | 76058.48 | 2912.106 | 48266.07 | 0 | 0 | 0 | 0 | 98188820 | 0 | 98188820 | 981.8882 | 28769.3243 | 0 | 151.4723 | 118.2672 | 2021-07-04 17:30
StdNResSpltPkgAC-65to134 | PreNResSpltPkgAC-65to-PEYes | Rt3 | 1975 | CZ04 | cDXGF | 0 | None | 1 | 120000.5 | 1526933 |  | 754922.6 | 0 | 469995.8 | 0 | 212522.9 | 0 | 3357.321 | 86137.58 | 2503.927 | 62597.43 | 0 | 0 | 0 | 0 | 82004020 | 0 | 82004020 | 820.0402 | 24027.1779 | 0 | 151.4723 | 118.2672 | 2021-07-04 17:31
StdNResSpltPkgAC-65to134 | PreNResSpltPkgAC-65to-PEYes | Rt3 | 1975 | CZ05 | cDXGF | 0 | None | 1 | 120000.5 | 1436747 |  | 754922.6 | 0 | 469995.8 | 0 | 131476 | 0 | 3477.419 | 76877.42 | 1899.282 | 52742.04 | 0 | 0 | 0 | 0 | 58707230 | 0 | 58707230 | 587.0723 | 17201.2184 | 0 | 151.4723 | 118.2672 | 2021-07-04 17:32
StdNResSpltPkgAC-65to134 | PreNResSpltPkgAC-65to-PEYes | Rt3 | 1975 | CZ06 | cDXGF | 0 | None | 1 | 120000.5 | 1561671 |  | 754922.6 | 0 | 469995.8 | 0 | 253678.3 | 0 | 1221.707 | 81854.91 | 529.4665 | 67400.21 | 0 | 0 | 0 | 0 | 11250510 | 0 | 11250510 | 112.5051 | 3296.3994 | 0 | 151.4723 | 118.2672 | 2021-07-04 17:32
StdNResSpltPkgAC-65to134 | PreNResSpltPkgAC-65to-PEYes | Rt3 | 1975 | CZ07 | cDXGF | 0 | None | 1 | 120000.5 | 1536587 |  | 754922.6 | 0 | 469995.8 | 0 | 227921.8 | 0 | 590.9872 | 83158.4 | 212.205 | 70298.26 | 0 | 0 | 0 | 0 | 3869252 | 0 | 3869252 | 38.6925 | 1133.6908 | 0 | 151.4723 | 118.2672 | 2021-07-04 17:33
StdNResSpltPkgAC-65to134 | PreNResSpltPkgAC-65to-PEYes | Rt3 | 1975 | CZ08 | cDXGF | 0 | None | 1 | 120000.5 | 1628343 |  | 754922.6 | 0 | 469995.8 | 0 | 311822.9 | 0 | 1431.024 | 90173.38 | 360.9801 | 75956.08 | 0 | 0 | 0 | 0 | 8147034 | 0 | 8147034 | 81.4703 | 2387.081 | 0 | 151.4723 | 118.2672 | 2021-07-04 17:33
StdNResSpltPkgAC-65to134 | PreNResSpltPkgAC-65to-PEYes | Rt3 | 1975 | CZ09 | cDXGF | 0 | None | 1 | 120000.5 | 1617051 |  | 754922.6 | 0 | 469995.8 | 0 | 288105 | 0 | 2560.74 | 101469.4 | 1174.814 | 74670.55 | 0 | 0 | 0 | 0 | 25345690 | 0 | 25345690 | 253.4569 | 7426.2872 | 0 | 151.4723 | 118.2672 | 2021-07-04 17:34
StdNResSpltPkgAC-65to134 | PreNResSpltPkgAC-65to-PEYes | Rt3 | 1975 | CZ10 | cDXGF | 0 | None | 1 | 120000.5 | 1650399 |  | 754922.6 | 0 | 469995.8 | 0 | 323424.4 | 0 | 3459.172 | 98599.45 | 1735.69 | 75540.09 | 0 | 0 | 0 | 0 | 45892830 | 0 | 45892830 | 458.9283 | 13446.5992 | 0 | 151.4723 | 118.2672 | 2021-07-04 17:34
StdNResSpltPkgAC-65to134 | PreNResSpltPkgAC-65to-PEYes | Rt3 | 1975 | CZ11 | cDXGF | 0 | None | 1 | 120000.5 | 1644875 |  | 754922.6 | 0 | 469995.8 | 0 | 306930.2 | 0 | 7028.824 | 106001.1 | 8934.08 | 66945.34 | 0 | 0 | 0 | 0 | 295053200 | 0 | 295053200 | 2950.532 | 86450.5876 | 0 | 151.4723 | 118.2672 | 2021-07-04 17:35
StdNResSpltPkgAC-65to134 | PreNResSpltPkgAC-65to-PEYes | Rt3 | 1975 | CZ12 | cDXGF | 0 | None | 1 | 120000.5 | 1577196 |  | 754922.6 | 0 | 469995.8 | 0 | 246928.7 | 0 | 5856.416 | 99494.84 | 6584.22 | 65856.81 | 0 | 0 | 0 | 0 | 221997900 | 0 | 221997900 | 2219.979 | 65045.3847 | 0 | 151.4723 | 118.2672 | 2021-07-04 17:35
StdNResSpltPkgAC-65to134 | PreNResSpltPkgAC-65to-PEYes | Rt3 | 1975 | CZ13 | cDXGF | 0 | None | 1 | 120000.5 | 1684701 |  | 754922.6 | 0 | 469995.8 | 0 | 343916.5 | 0 | 6141.841 | 109725.9 | 7012.413 | 75795.82 | 0 | 0 | 0 | 0 | 218143600 | 0 | 218143600 | 2181.436 | 63916.0748 | 0 | 151.4723 | 118.2672 | 2021-07-04 17:36
StdNResSpltPkgAC-65to134 | PreNResSpltPkgAC-65to-PEYes | Rt3 | 1975 | CZ14 | cDXGF | 0 | None | 1 | 120000.5 | 1636778 |  | 754922.6 | 0 | 469995.8 | 0 | 299654.7 | 0 | 7375.428 | 104831.1 | 6751.382 | 67879.82 | 0 | 0 | 0 | 0 | 211352200 | 0 | 211352200 | 2113.522 | 61926.1946 | 0 | 151.4723 | 118.2672 | 2021-07-04 17:37
StdNResSpltPkgAC-65to134 | PreNResSpltPkgAC-65to-PEYes | Rt3 | 1975 | CZ15 | cDXGF | 0 | None | 1 | 120000.5 | 1946505 |  | 754922.6 | 0 | 469995.8 | 0 | 584166.9 | 0 | 1999.934 | 135422.3 | 474.4755 | 112943.5 | 0 | 0 | 0 | 0 | 7957478 | 0 | 7957478 | 79.5748 | 2331.5411 | 0 | 151.4723 | 118.2672 | 2021-07-04 17:37
StdNResSpltPkgAC-65to134 | PreNResSpltPkgAC-65to-PEYes | Rt3 | 1975 | CZ16 | cDXGF | 0 | None | 1 | 120000.5 | 1432680 |  | 754922.6 | 0 | 469995.8 | 0 | 115839.6 | 0 | 9585.236 | 82339.69 | 17719.21 | 41545.69 | 0 | 0 | 0 | 0 | 1097770000 | 0 | 1097770000 | 10977.7 | 321646.61 | 0 | 151.4723 | 118.2672 | 2021-07-04 17:38
StdNResSpltPkgAC-65to134 | PreNResSpltPkgAC-65to-PEYes | Rt3 | 1985 | CZ01 | cDXGF | 0 | None | 1 | 120000.5 | 1298039 |  | 754922.6 | 0 | 450097.8 | 0 | 23055.98 | 0 | 7111.862 | 62848.21 | 8718.25 | 17817.36 | 0 | 0 | 0 | 0 | 353409600 | 0 | 353409600 | 3534.096 | 103549.0128 | 0 | 151.4723 | 113.2612 | 2021-07-04 17:38
StdNResSpltPkgAC-65to134 | PreNResSpltPkgAC-65to-PEYes | Rt3 | 1985 | CZ02 | cDXGF | 0 | None | 1 | 120000.5 | 1457078 |  | 754922.6 | 0 | 450097.8 | 0 | 165576.5 | 0 | 5841.024 | 80639.49 | 4962.573 | 50526.77 | 0 | 0 | 0 | 0 | 188053300 | 0 | 188053300 | 1880.533 | 55099.6169 | 0 | 151.4723 | 113.2612 | 2021-07-04 17:39
StdNResSpltPkgAC-65to134 | PreNResSpltPkgAC-65to-PEYes | Rt3 | 1985 | CZ03 | cDXGF | 0 | None | 1 | 120000.5 | 1392157 |  | 754922.6 | 0 | 450097.8 | 0 | 109019.1 | 0 | 2990.62 | 75126.38 | 3037.255 | 47379.71 | 0 | 0 | 0 | 0 | 102938800 | 0 | 102938800 | 1029.388 | 30161.0684 | 0 | 151.4723 | 113.2612 | 2021-07-04 17:39
StdNResSpltPkgAC-65to134 | PreNResSpltPkgAC-65to-PEYes | Rt3 | 1985 | CZ04 | cDXGF | 0 | None | 1 | 120000.5 | 1503229 |  | 754922.6 | 0 | 450097.8 | 0 | 209610.7 | 0 | 3332.731 | 85263.16 | 2605.649 | 61679.75 | 0 | 0 | 0 | 0 | 85861300 | 0 | 85861300 | 858.613 | 25157.3609 | 0 | 151.4723 | 113.2612 | 2021-07-04 17:40
StdNResSpltPkgAC-65to134 | PreNResSpltPkgAC-65to-PEYes | Rt3 | 1985 | CZ05 | cDXGF | 0 | None | 1 | 120000.5 | 1413425 |  | 754922.6 | 0 | 450097.8 | 0 | 129025.8 | 0 | 3443.734 | 75934.28 | 1969.796 | 51791.48 | 0 | 0 | 0 | 0 | 61395300 | 0 | 61395300 | 613.953 | 17988.8229 | 0 | 151.4723 | 113.2612 | 2021-07-04 17:41
StdNResSpltPkgAC-65to134 | PreNResSpltPkgAC-65to-PEYes | Rt3 | 1985 | CZ06 | cDXGF | 0 | None | 1 | 120000.5 | 1537392 |  | 754922.6 | 0 | 450097.8 | 0 | 250223.5 | 0 | 1210.697 | 80935.89 | 552.9637 | 66493.27 | 0 | 0 | 0 | 0 | 11913460 | 0 | 11913460 | 119.1346 | 3490.6438 | 0 | 151.4723 | 113.2612 | 2021-07-04 17:41
StdNResSpltPkgAC-65to134 | PreNResSpltPkgAC-65to-PEYes | Rt3 | 1985 | CZ07 | cDXGF | 0 | None | 1 | 120000.5 | 1512462 |  | 754922.6 | 0 | 450097.8 | 0 | 224650 | 0 | 585.7354 | 82204.58 | 229.144 | 69291.48 | 0 | 0 | 0 | 0 | 4171570 | 0 | 4171570 | 41.7157 | 1222.27 | 0 | 151.4723 | 113.2612 | 2021-07-04 17:42
StdNResSpltPkgAC-65to134 | PreNResSpltPkgAC-65to-PEYes | Rt3 | 1985 | CZ08 | cDXGF | 0 | None | 1 | 120000.5 | 1603831 |  | 754922.6 | 0 | 450097.8 | 0 | 308080.7 | 0 | 1421.215 | 89307.94 | 377.9231 | 75009.97 | 0 | 0 | 0 | 0 | 8626554 | 0 | 8626554 | 86.2655 | 2527.5803 | 0 | 151.4723 | 113.2612 | 2021-07-04 17:42
StdNResSpltPkgAC-65to134 | PreNResSpltPkgAC-65to-PEYes | Rt3 | 1985 | CZ09 | cDXGF | 0 | None | 1 | 120000.5 | 1593068 |  | 754922.6 | 0 | 450097.8 | 0 | 284780.1 | 0 | 2546.229 | 100719.2 | 1218.357 | 73865.22 | 0 | 0 | 0 | 0 | 26616870 | 0 | 26616870 | 266.1687 | 7798.7429 | 0 | 151.4723 | 113.2612 | 2021-07-04 17:43
StdNResSpltPkgAC-65to134 | PreNResSpltPkgAC-65to-PEYes | Rt3 | 1985 | CZ10 | cDXGF | 0 | None | 1 | 120000.5 | 1626104 |  | 754922.6 | 0 | 450097.8 | 0 | 319856.6 | 0 | 3437.985 | 97787.21 | 1811.44 | 74713.34 | 0 | 0 | 0 | 0 | 48133330 | 0 | 48133330 | 481.3333 | 14103.0657 | 0 | 151.4723 | 113.2612 | 2021-07-04 17:43
StdNResSpltPkgAC-65to134 | PreNResSpltPkgAC-65to-PEYes | Rt3 | 1985 | CZ11 | cDXGF | 0 | None | 1 | 120000.5 | 1621205 |  | 754922.6 | 0 | 450097.8 | 0 | 303952.7 | 0 | 6988.796 | 105240.7 | 9188.28 | 66230.28 | 0 | 0 | 0 | 0 | 305889200 | 0 | 305889200 | 3058.892 | 89625.5356 | 0 | 151.4723 | 113.2612 | 2021-07-04 17:44
StdNResSpltPkgAC-65to134 | PreNResSpltPkgAC-65to-PEYes | Rt3 | 1985 | CZ12 | cDXGF | 0 | None | 1 | 120000.5 | 1553571 |  | 754922.6 | 0 | 450097.8 | 0 | 244060.6 | 0 | 5819.983 | 98668.95 | 6787.474 | 65081.34 | 0 | 0 | 0 | 0 | 230853500 | 0 | 230853500 | 2308.535 | 67640.0755 | 0 | 151.4723 | 113.2612 | 2021-07-04 17:44
StdNResSpltPkgAC-65to134 | PreNResSpltPkgAC-65to-PEYes | Rt3 | 1985 | CZ13 | cDXGF | 0 | None | 1 | 120000.5 | 1660708 |  | 754922.6 | 0 | 450097.8 | 0 | 340662.9 | 0 | 6106.788 | 108916.8 | 7205.09 | 75072.09 | 0 | 0 | 0 | 0 | 226577300 | 0 | 226577300 | 2265.773 | 66387.1489 | 0 | 151.4723 | 113.2612 | 2021-07-04 17:45
StdNResSpltPkgAC-65to134 | PreNResSpltPkgAC-65to-PEYes | Rt3 | 1985 | CZ14 | cDXGF | 0 | None | 1 | 120000.5 | 1613060 |  | 754922.6 | 0 | 450097.8 | 0 | 296627.5 | 0 | 7334.062 | 104075.7 | 6972.031 | 67161.56 | 0 | 0 | 0 | 0 | 219437500 | 0 | 219437500 | 2194.375 | 64295.1875 | 0 | 151.4723 | 113.2612 | 2021-07-04 17:46
StdNResSpltPkgAC-65to134 | PreNResSpltPkgAC-65to-PEYes | Rt3 | 1985 | CZ15 | cDXGF | 0 | None | 1 | 120000.5 | 1921263 |  | 754922.6 | 0 | 450097.8 | 0 | 579612.4 | 0 | 1990.738 | 134637.6 | 500.795 | 112120.4 | 0 | 0 | 0 | 0 | 8417928 | 0 | 8417928 | 84.1793 | 2466.4529 | 0 | 151.4723 | 113.2612 | 2021-07-04 17:46
StdNResSpltPkgAC-65to134 | PreNResSpltPkgAC-65to-PEYes | Rt3 | 1985 | CZ16 | cDXGF | 0 | None | 1 | 120000.5 | 1410395 |  | 754922.6 | 0 | 450097.8 | 0 | 114336.9 | 0 | 9502.202 | 81534.45 | 17921.12 | 40999.82 | 0 | 0 | 0 | 0 | 1122855000 | 0 | 1122855000 | 11228.55 | 328996.515 | 0 | 151.4723 | 113.2612 | 2021-07-04 17:47
StdNResSpltPkgAC-65to134 | PreNResSpltPkgAC-65to-PEYes | Rt3 | 1996 | CZ01 | cDXGF | 0 | None | 1 | 120000.5 | 1275958 |  | 754922.6 | 0 | 430205.2 | 0 | 22193.55 | 0 | 6986.602 | 61651.19 | 8871.321 | 17209.59 | 0 | 0 | 0 | 0 | 362059500 | 0 | 362059500 | 3620.595 | 106083.4335 | 0 | 151.4723 | 108.2551 | 2021-07-04 17:47
StdNResSpltPkgAC-65to134 | PreNResSpltPkgAC-65to-PEYes | Rt3 | 1996 | CZ02 | cDXGF | 0 | None | 1 | 120000.5 | 1432666 |  | 754922.6 | 0 | 430205.2 | 0 | 162203.7 | 0 | 5784.726 | 79551.42 | 5189.403 | 49473.58 | 0 | 0 | 0 | 0 | 198123500 | 0 | 198123500 | 1981.235 | 58050.1855 | 0 | 151.4723 | 108.2551 | 2021-07-04 17:48
StdNResSpltPkgAC-65to134 | PreNResSpltPkgAC-65to-PEYes | Rt3 | 1996 | CZ03 | cDXGF | 0 | None | 1 | 120000.5 | 1368092 |  | 754922.6 | 0 | 430205.2 | 0 | 106123.2 | 0 | 2953.361 | 73887.34 | 3186.74 | 46171.6 | 0 | 0 | 0 | 0 | 109330600 | 0 | 109330600 | 1093.306 | 32033.8658 | 0 | 151.4723 | 108.2551 | 2021-07-04 17:48
StdNResSpltPkgAC-65to134 | PreNResSpltPkgAC-65to-PEYes | Rt3 | 1996 | CZ04 | cDXGF | 0 | None | 1 | 120000.5 | 1478160 |  | 754922.6 | 0 | 430205.2 | 0 | 205642.7 | 0 | 3301.16 | 84088.77 | 2717.593 | 60466.97 | 0 | 0 | 0 | 0 | 90875930 | 0 | 90875930 | 908.7593 | 26626.6475 | 0 | 151.4723 | 108.2551 | 2021-07-04 17:49
StdNResSpltPkgAC-65to134 | PreNResSpltPkgAC-65to-PEYes | Rt3 | 1996 | CZ05 | cDXGF | 0 | None | 1 | 120000.5 | 1388904 |  | 754922.6 | 0 | 430205.2 | 0 | 125712.4 | 0 | 3398.909 | 74664.9 | 2071.131 | 50511.58 | 0 | 0 | 0 | 0 | 65379010 | 0 | 65379010 | 653.7901 | 19156.0499 | 0 | 151.4723 | 108.2551 | 2021-07-04 17:50
StdNResSpltPkgAC-65to134 | PreNResSpltPkgAC-65to-PEYes | Rt3 | 1996 | CZ06 | cDXGF | 0 | None | 1 | 120000.5 | 1511733 |  | 754922.6 | 0 | 430205.2 | 0 | 245647.6 | 0 | 1197.939 | 79759.58 | 655.994 | 65164.81 | 0 | 0 | 0 | 0 | 14909520 | 0 | 14909520 | 149.0952 | 4368.4894 | 0 | 151.4723 | 108.2551 | 2021-07-04 17:50
StdNResSpltPkgAC-65to134 | PreNResSpltPkgAC-65to-PEYes | Rt3 | 1996 | CZ07 | cDXGF | 0 | None | 1 | 120000.5 | 1486979 |  | 754922.6 | 0 | 430205.2 | 0 | 220346.6 | 0 | 578.883 | 80926.19 | 279.287 | 67850.14 | 0 | 0 | 0 | 0 | 5369358 | 0 | 5369358 | 53.6936 | 1573.2219 | 0 | 151.4723 | 108.2551 | 2021-07-04 17:51
StdNResSpltPkgAC-65to134 | PreNResSpltPkgAC-65to-PEYes | Rt3 | 1996 | CZ08 | cDXGF | 0 | None | 1 | 120000.5 | 1579066 |  | 754922.6 | 0 | 430205.2 | 0 | 303941.8 | 0 | 1418.002 | 88579.01 | 473.58 | 73911.8 | 0 | 0 | 0 | 0 | 11163070 | 0 | 11163070 | 111.6307 | 3270.7795 | 0 | 151.4723 | 108.2551 | 2021-07-04 17:51
StdNResSpltPkgAC-65to134 | PreNResSpltPkgAC-65to-PEYes | Rt3 | 1996 | CZ09 | cDXGF | 0 | None | 1 | 120000.5 | 1569101 |  | 754922.6 | 0 | 430205.2 | 0 | 281216.3 | 0 | 2542.366 | 100214.7 | 1470.339 | 72905.78 | 0 | 0 | 0 | 0 | 33498020 | 0 | 33498020 | 334.9802 | 9814.9199 | 0 | 151.4723 | 108.2551 | 2021-07-04 17:52
StdNResSpltPkgAC-65to134 | PreNResSpltPkgAC-65to-PEYes | Rt3 | 1996 | CZ10 | cDXGF | 0 | None | 1 | 120000.5 | 1602001 |  | 754922.6 | 0 | 430205.2 | 0 | 316240.3 | 0 | 3431.814 | 97200.47 | 2142.507 | 73783.94 | 0 | 0 | 0 | 0 | 58291410 | 0 | 58291410 | 582.9141 | 17079.3831 | 0 | 151.4723 | 108.2551 | 2021-07-04 17:52
StdNResSpltPkgAC-65to134 | PreNResSpltPkgAC-65to-PEYes | Rt3 | 1996 | CZ11 | cDXGF | 0 | None | 1 | 120000.5 | 1594403 |  | 754922.6 | 0 | 430205.2 | 0 | 298529.4 | 0 | 6912.153 | 103833.9 | 9340.997 | 65093.06 | 0 | 0 | 0 | 0 | 311592400 | 0 | 311592400 | 3115.924 | 91296.5732 | 0 | 151.4723 | 108.2551 | 2021-07-04 17:53
StdNResSpltPkgAC-65to134 | PreNResSpltPkgAC-65to-PEYes | Rt3 | 1996 | CZ12 | cDXGF | 0 | None | 1 | 120000.5 | 1527351 |  | 754922.6 | 0 | 430205.2 | 0 | 239228.4 | 0 | 5753.637 | 97241.09 | 6875.826 | 63906.2 | 0 | 0 | 0 | 0 | 235749400 | 0 | 235749400 | 2357.494 | 69074.5742 | 0 | 151.4723 | 108.2551 | 2021-07-04 17:53
StdNResSpltPkgAC-65to134 | PreNResSpltPkgAC-65to-PEYes | Rt3 | 1996 | CZ13 | cDXGF | 0 | None | 1 | 120000.5 | 1633365 |  | 754922.6 | 0 | 430205.2 | 0 | 334804 | 0 | 6036.357 | 107397.1 | 7322.042 | 73818.02 | 0 | 0 | 0 | 0 | 231827600 | 0 | 231827600 | 2318.276 | 67925.4868 | 0 | 151.4723 | 108.2551 | 2021-07-04 17:54
StdNResSpltPkgAC-65to134 | PreNResSpltPkgAC-65to-PEYes | Rt3 | 1996 | CZ14 | cDXGF | 0 | None | 1 | 120000.5 | 1585884 |  | 754922.6 | 0 | 430205.2 | 0 | 290907.1 | 0 | 7248.366 | 102600 | 7109.378 | 65892.09 | 0 | 0 | 0 | 0 | 225056400 | 0 | 225056400 | 2250.564 | 65941.5252 | 0 | 151.4723 | 108.2551 | 2021-07-04 17:55
StdNResSpltPkgAC-65to134 | PreNResSpltPkgAC-65to-PEYes | Rt3 | 1996 | CZ15 | cDXGF | 0 | None | 1 | 120000.5 | 1890786 |  | 754922.6 | 0 | 430205.2 | 0 | 570645.8 | 0 | 1971.27 | 133040.4 | 521.2491 | 110615.5 | 0 | 0 | 0 | 0 | 8721296 | 0 | 8721296 | 87.213 | 2555.3397 | 0 | 151.4723 | 108.2551 | 2021-07-04 17:55
StdNResSpltPkgAC-65to134 | PreNResSpltPkgAC-65to-PEYes | Rt3 | 1996 | CZ16 | cDXGF | 0 | None | 1 | 120000.5 | 1386334 |  | 754922.6 | 0 | 430205.2 | 0 | 111792.5 | 0 | 9346.82 | 80066.23 | 17993.36 | 40094.1 | 0 | 0 | 0 | 0 | 1136311000 | 0 | 1136311000 | 11363.11 | 332939.123 | 0 | 151.4723 | 108.2551 | 2021-07-04 17:56
StdNResSpltPkgAC-65to134 | PreNResSpltPkgAC-65to-PEYes | Rt3 | 2003 | CZ01 | cDXGF | 0 | None | 1 | 120000.5 | 1254421 |  | 754922.6 | 0 | 410310 | 0 | 21476.96 | 0 | 6900.972 | 60809.79 | 9085.618 | 16679.27 | 0 | 0 | 0 | 0 | 373202800 | 0 | 373202800 | 3732.028 | 109348.4204 | 0 | 151.4723 | 103.2491 | 2021-07-04 17:56
StdNResSpltPkgAC-65to134 | PreNResSpltPkgAC-65to-PEYes | Rt3 | 2003 | CZ02 | cDXGF | 0 | None | 1 | 120000.5 | 1408207 |  | 754922.6 | 0 | 410310 | 0 | 158984.3 | 0 | 5702.182 | 78286.75 | 5192.78 | 48561.05 | 0 | 0 | 0 | 0 | 198809600 | 0 | 198809600 | 1988.096 | 58251.2128 | 0 | 151.4723 | 103.2491 | 2021-07-04 17:57
StdNResSpltPkgAC-65to134 | PreNResSpltPkgAC-65to-PEYes | Rt3 | 2003 | CZ03 | cDXGF | 0 | None | 1 | 120000.5 | 1345818 |  | 754922.6 | 0 | 410310 | 0 | 104633.3 | 0 | 2920.743 | 73029.82 | 3208.922 | 45569.64 | 0 | 0 | 0 | 0 | 109957600 | 0 | 109957600 | 1099.576 | 32217.5768 | 0 | 151.4723 | 103.2491 | 2021-07-04 17:57
StdNResSpltPkgAC-65to134 | PreNResSpltPkgAC-65to-PEYes | Rt3 | 2003 | CZ04 | cDXGF | 0 | None | 1 | 120000.5 | 1454778 |  | 754922.6 | 0 | 410310 | 0 | 203060.7 | 0 | 3270.887 | 83213.24 | 2727.09 | 59739.2 | 0 | 0 | 0 | 0 | 91566740 | 0 | 91566740 | 915.6674 | 26829.0548 | 0 | 151.4723 | 103.2491 | 2021-07-04 17:58
StdNResSpltPkgAC-65to134 | PreNResSpltPkgAC-65to-PEYes | Rt3 | 2003 | CZ05 | cDXGF | 0 | None | 1 | 120000.5 | 1366278 |  | 754922.6 | 0 | 410310 | 0 | 123884.4 | 0 | 3361.973 | 73797.1 | 2075.584 | 49869.47 | 0 | 0 | 0 | 0 | 65484620 | 0 | 65484620 | 654.8462 | 19186.9937 | 0 | 151.4723 | 103.2491 | 2021-07-04 17:58
StdNResSpltPkgAC-65to134 | PreNResSpltPkgAC-65to-PEYes | Rt3 | 2003 | CZ06 | cDXGF | 0 | None | 1 | 120000.5 | 1488114 |  | 754922.6 | 0 | 410310 | 0 | 242801 | 0 | 1185.283 | 78894.38 | 654.9933 | 64430.65 | 0 | 0 | 0 | 0 | 14888510 | 0 | 14888510 | 148.8851 | 4362.3334 | 0 | 151.4723 | 103.2491 | 2021-07-04 17:59
StdNResSpltPkgAC-65to134 | PreNResSpltPkgAC-65to-PEYes | Rt3 | 2003 | CZ07 | cDXGF | 0 | None | 1 | 120000.5 | 1463531 |  | 754922.6 | 0 | 410310 | 0 | 217688.8 | 0 | 572.7479 | 80036.28 | 282.3794 | 67073.05 | 0 | 0 | 0 | 0 | 5390306 | 0 | 5390306 | 53.9031 | 1579.3597 | 0 | 151.4723 | 103.2491 | 2021-07-04 18:00
StdNResSpltPkgAC-65to134 | PreNResSpltPkgAC-65to-PEYes | Rt3 | 2003 | CZ08 | cDXGF | 0 | None | 1 | 120000.5 | 1554781 |  | 754922.6 | 0 | 410310 | 0 | 300428.9 | 0 | 1406.137 | 87711.58 | 470.3154 | 73098.44 | 0 | 0 | 0 | 0 | 11189630 | 0 | 11189630 | 111.8963 | 3278.5616 | 0 | 151.4723 | 103.2491 | 2021-07-04 18:00
StdNResSpltPkgAC-65to134 | PreNResSpltPkgAC-65to-PEYes | Rt3 | 2003 | CZ09 | cDXGF | 0 | None | 1 | 120000.5 | 1545187 |  | 754922.6 | 0 | 410310 | 0 | 278010.1 | 0 | 2524.431 | 99418.5 | 1475.458 | 72197.86 | 0 | 0 | 0 | 0 | 33688910 | 0 | 33688910 | 336.8891 | 9870.8506 | 0 | 151.4723 | 103.2491 | 2021-07-04 18:01
StdNResSpltPkgAC-65to134 | PreNResSpltPkgAC-65to-PEYes | Rt3 | 2003 | CZ10 | cDXGF | 0 | None | 1 | 120000.5 | 1573601 |  | 754922.6 | 0 | 410310 | 0 | 309687.1 | 0 | 3366.382 | 95313.19 | 1912.265 | 72460.52 | 0 | 0 | 0 | 0 | 51396120 | 0 | 51396120 | 513.9612 | 15059.0632 | 0 | 151.4723 | 103.2491 | 2021-07-04 18:01
StdNResSpltPkgAC-65to134 | PreNResSpltPkgAC-65to-PEYes | Rt3 | 2003 | CZ11 | cDXGF | 0 | None | 1 | 120000.5 | 1569885 |  | 754922.6 | 0 | 410310 | 0 | 294931.9 | 0 | 6856.929 | 102862.3 | 9546.892 | 64284.15 | 0 | 0 | 0 | 0 | 319770600 | 0 | 319770600 | 3197.706 | 93692.7858 | 0 | 151.4723 | 103.2491 | 2021-07-04 18:02
StdNResSpltPkgAC-65to134 | PreNResSpltPkgAC-65to-PEYes | Rt3 | 2003 | CZ12 | cDXGF | 0 | None | 1 | 120000.5 | 1503106 |  | 754922.6 | 0 | 410310 | 0 | 235916.2 | 0 | 5706.363 | 96249.19 | 7013.854 | 63076.96 | 0 | 0 | 0 | 0 | 242517400 | 0 | 242517400 | 2425.174 | 71057.5982 | 0 | 151.4723 | 103.2491 | 2021-07-04 18:02
StdNResSpltPkgAC-65to134 | PreNResSpltPkgAC-65to-PEYes | Rt3 | 2003 | CZ13 | cDXGF | 0 | None | 1 | 120000.5 | 1608478 |  | 754922.6 | 0 | 410310 | 0 | 330869.1 | 0 | 5989.37 | 106385.5 | 7479.094 | 72976.75 | 0 | 0 | 0 | 0 | 238553500 | 0 | 238553500 | 2385.535 | 69896.1755 | 0 | 151.4723 | 103.2491 | 2021-07-04 18:03
StdNResSpltPkgAC-65to134 | PreNResSpltPkgAC-65to-PEYes | Rt3 | 2003 | CZ14 | cDXGF | 0 | None | 1 | 120000.5 | 1561569 |  | 754922.6 | 0 | 410310 | 0 | 287438.3 | 0 | 7195.846 | 101700.6 | 7262.316 | 65087.23 | 0 | 0 | 0 | 0 | 231675300 | 0 | 231675300 | 2316.753 | 67880.8629 | 0 | 151.4723 | 103.2491 | 2021-07-04 18:04
StdNResSpltPkgAC-65to134 | PreNResSpltPkgAC-65to-PEYes | Rt3 | 2003 | CZ15 | cDXGF | 0 | None | 1 | 120000.5 | 1864466 |  | 754922.6 | 0 | 410310 | 0 | 565186.1 | 0 | 1959.586 | 132086.6 | 544.8536 | 109652.8 | 0 | 0 | 0 | 0 | 9123230 | 0 | 9123230 | 91.2323 | 2673.1064 | 0 | 151.4723 | 103.2491 | 2021-07-04 18:04
StdNResSpltPkgAC-65to134 | PreNResSpltPkgAC-65to-PEYes | Rt3 | 2003 | CZ16 | cDXGF | 0 | None | 1 | 120000.5 | 1363662 |  | 754922.6 | 0 | 410310 | 0 | 110092.3 | 0 | 9242.778 | 79094.64 | 18097.79 | 39505.72 | 0 | 0 | 0 | 0 | 1154036000 | 0 | 1154036000 | 11540.36 | 338132.548 | 0 | 151.4723 | 103.2491 | 2021-07-04 18:05
StdNResSpltPkgAC-65to134 | PreNResSpltPkgAC-65to-PEYes | Rt3 | 2007 | CZ01 | cDXGF | 0 | None | 1 | 120000.5 | 1254507 |  | 754922.6 | 0 | 410310 | 0 | 21560.45 | 0 | 6899.456 | 60812.79 | 8826.669 | 16741.29 | 0 | 0 | 0 | 0 | 359410100 | 0 | 359410100 | 3594.101 | 105307.1593 | 0 | 151.4723 | 103.2491 | 2021-07-04 18:05
StdNResSpltPkgAC-65to134 | PreNResSpltPkgAC-65to-PEYes | Rt3 | 2007 | CZ02 | cDXGF | 0 | None | 1 | 120000.5 | 1407940 |  | 754922.6 | 0 | 410310 | 0 | 158922.3 | 0 | 5682.766 | 78100.96 | 4967.483 | 48580.25 | 0 | 0 | 0 | 0 | 189212200 | 0 | 189212200 | 1892.122 | 55439.1746 | 0 | 151.4723 | 103.2491 | 2021-07-04 18:06
StdNResSpltPkgAC-65to134 | PreNResSpltPkgAC-65to-PEYes | Rt3 | 2007 | CZ03 | cDXGF | 0 | None | 1 | 120000.5 | 1345892 |  | 754922.6 | 0 | 410310 | 0 | 104706.6 | 0 | 2919.948 | 73031.45 | 3061.066 | 45639.47 | 0 | 0 | 0 | 0 | 104154200 | 0 | 104154200 | 1041.542 | 30517.1806 | 0 | 151.4723 | 103.2491 | 2021-07-04 18:06
StdNResSpltPkgAC-65to134 | PreNResSpltPkgAC-65to-PEYes | Rt3 | 2007 | CZ04 | cDXGF | 0 | None | 1 | 120000.5 | 1454445 |  | 754922.6 | 0 | 410310 | 0 | 202933.8 | 0 | 3259.198 | 83019.63 | 2588.342 | 59762.72 | 0 | 0 | 0 | 0 | 86322850 | 0 | 86322850 | 863.2285 | 25292.5951 | 0 | 151.4723 | 103.2491 | 2021-07-04 18:07
StdNResSpltPkgAC-65to134 | PreNResSpltPkgAC-65to-PEYes | Rt3 | 2007 | CZ05 | cDXGF | 0 | None | 1 | 120000.5 | 1366419 |  | 754922.6 | 0 | 410310 | 0 | 124022 | 0 | 3361.093 | 73801.91 | 1975.225 | 49947.62 | 0 | 0 | 0 | 0 | 62127320 | 0 | 62127320 | 621.2732 | 18203.3048 | 0 | 151.4723 | 103.2491 | 2021-07-04 18:08
StdNResSpltPkgAC-65to134 | PreNResSpltPkgAC-65to-PEYes | Rt3 | 2007 | CZ06 | cDXGF | 0 | None | 1 | 120000.5 | 1488114 |  | 754922.6 | 0 | 410310 | 0 | 242801 | 0 | 1185.283 | 78894.38 | 654.9933 | 64430.65 | 0 | 0 | 0 | 0 | 14888510 | 0 | 14888510 | 148.8851 | 4362.3334 | 0 | 151.4723 | 103.2491 | 2021-07-04 18:08
StdNResSpltPkgAC-65to134 | PreNResSpltPkgAC-65to-PEYes | Rt3 | 2007 | CZ07 | cDXGF | 0 | None | 1 | 120000.5 | 1463531 |  | 754922.6 | 0 | 410310 | 0 | 217688.8 | 0 | 572.7479 | 80036.28 | 282.3794 | 67073.05 | 0 | 0 | 0 | 0 | 5390306 | 0 | 5390306 | 53.9031 | 1579.3597 | 0 | 151.4723 | 103.2491 | 2021-07-04 18:09
StdNResSpltPkgAC-65to134 | PreNResSpltPkgAC-65to-PEYes | Rt3 | 2007 | CZ08 | cDXGF | 0 | None | 1 | 120000.5 | 1554781 |  | 754922.6 | 0 | 410310 | 0 | 300428.9 | 0 | 1406.137 | 87711.58 | 470.3154 | 73098.44 | 0 | 0 | 0 | 0 | 11189630 | 0 | 11189630 | 111.8963 | 3278.5616 | 0 | 151.4723 | 103.2491 | 2021-07-04 18:09
StdNResSpltPkgAC-65to134 | PreNResSpltPkgAC-65to-PEYes | Rt3 | 2007 | CZ09 | cDXGF | 0 | None | 1 | 120000.5 | 1545187 |  | 754922.6 | 0 | 410310 | 0 | 278010.1 | 0 | 2524.431 | 99418.5 | 1475.458 | 72197.86 | 0 | 0 | 0 | 0 | 33688910 | 0 | 33688910 | 336.8891 | 9870.8506 | 0 | 151.4723 | 103.2491 | 2021-07-04 18:10
StdNResSpltPkgAC-65to134 | PreNResSpltPkgAC-65to-PEYes | Rt3 | 2007 | CZ10 | cDXGF | 0 | None | 1 | 120000.5 | 1572675 |  | 754922.6 | 0 | 410310 | 0 | 309048.9 | 0 | 3354.411 | 95037.51 | 1792.737 | 72344.49 | 0 | 0 | 0 | 0 | 48059980 | 0 | 48059980 | 480.5998 | 14081.5741 | 0 | 151.4723 | 103.2491 | 2021-07-04 18:10
StdNResSpltPkgAC-65to134 | PreNResSpltPkgAC-65to-PEYes | Rt3 | 2007 | CZ11 | cDXGF | 0 | None | 1 | 120000.5 | 1568615 |  | 754922.6 | 0 | 410310 | 0 | 294044.2 | 0 | 6830.377 | 102506.3 | 9205.731 | 64151.36 | 0 | 0 | 0 | 0 | 304913500 | 0 | 304913500 | 3049.135 | 89339.6555 | 0 | 151.4723 | 103.2491 | 2021-07-04 18:11
StdNResSpltPkgAC-65to134 | PreNResSpltPkgAC-65to-PEYes | Rt3 | 2007 | CZ12 | cDXGF | 0 | None | 1 | 120000.5 | 1502301 |  | 754922.6 | 0 | 410310 | 0 | 235448 | 0 | 5682.995 | 95936.45 | 6751.839 | 62975.2 | 0 | 0 | 0 | 0 | 230411600 | 0 | 230411600 | 2304.116 | 67510.5988 | 0 | 151.4723 | 103.2491 | 2021-07-04 18:12
StdNResSpltPkgAC-65to134 | PreNResSpltPkgAC-65to-PEYes | Rt3 | 2007 | CZ13 | cDXGF | 0 | None | 1 | 120000.5 | 1606888 |  | 754922.6 | 0 | 410310 | 0 | 329671.4 | 0 | 5966.749 | 106015.8 | 7179.774 | 72791.91 | 0 | 0 | 0 | 0 | 226217900 | 0 | 226217900 | 2262.179 | 66281.8447 | 0 | 151.4723 | 103.2491 | 2021-07-04 18:12
StdNResSpltPkgAC-65to134 | PreNResSpltPkgAC-65to-PEYes | Rt3 | 2007 | CZ14 | cDXGF | 0 | None | 1 | 120000.5 | 1560302 |  | 754922.6 | 0 | 410310 | 0 | 286536 | 0 | 7169.283 | 101362.1 | 6967.7 | 64994.5 | 0 | 0 | 0 | 0 | 219432000 | 0 | 219432000 | 2194.32 | 64293.576 | 0 | 151.4723 | 103.2491 | 2021-07-04 18:13
StdNResSpltPkgAC-65to134 | PreNResSpltPkgAC-65to-PEYes | Rt3 | 2007 | CZ15 | cDXGF | 0 | None | 1 | 120000.5 | 1861480 |  | 754922.6 | 0 | 410310 | 0 | 562689.6 | 0 | 1952.421 | 131604.1 | 488.8004 | 109326.6 | 0 | 0 | 0 | 0 | 8127762 | 0 | 8127762 | 81.2776 | 2381.4343 | 0 | 151.4723 | 103.2491 | 2021-07-04 18:13
StdNResSpltPkgAC-65to134 | PreNResSpltPkgAC-65to-PEYes | Rt3 | 2007 | CZ16 | cDXGF | 0 | None | 1 | 120000.5 | 1363494 |  | 754922.6 | 0 | 410310 | 0 | 109964.7 | 0 | 9239.436 | 79057.16 | 17927.71 | 39505.18 | 0 | 0 | 0 | 0 | 1128223000 | 0 | 1128223000 | 11282.23 | 330569.339 | 0 | 151.4723 | 103.2491 | 2021-07-04 18:14
StdNResSpltPkgAC-65to134 | PreNResSpltPkgAC-65to-PEYes | Rt3 | 2011 | CZ01 | cDXGF | 0 | None | 1 | 120000.5 | 1256465 |  | 754922.6 | 0 | 410310 | 0 | 23958.68 | 0 | 6801.188 | 60472.19 | 7055.466 | 18493.76 | 0 | 0 | 0 | 0 | 269129400 | 0 | 269129400 | 2691.294 | 78854.9142 | 0 | 151.4723 | 103.2491 | 2021-07-04 18:14
StdNResSpltPkgAC-65to134 | PreNResSpltPkgAC-65to-PEYes | Rt3 | 2011 | CZ02 | cDXGF | 0 | None | 1 | 120000.5 | 1407679 |  | 754922.6 | 0 | 410310 | 0 | 158864.4 | 0 | 5663.422 | 77917.04 | 4778.961 | 48592.64 | 0 | 0 | 0 | 0 | 180044900 | 0 | 180044900 | 1800.449 | 52753.1557 | 0 | 151.4723 | 103.2491 | 2021-07-04 18:15
StdNResSpltPkgAC-65to134 | PreNResSpltPkgAC-65to-PEYes | Rt3 | 2011 | CZ03 | cDXGF | 0 | None | 1 | 120000.5 | 1345973 |  | 754922.6 | 0 | 410310 | 0 | 104786.8 | 0 | 2919.115 | 73033.26 | 2901.44 | 45715.97 | 0 | 0 | 0 | 0 | 98669860 | 0 | 98669860 | 986.6986 | 28910.269 | 0 | 151.4723 | 103.2491 | 2021-07-04 18:15
StdNResSpltPkgAC-65to134 | PreNResSpltPkgAC-65to-PEYes | Rt3 | 2011 | CZ04 | cDXGF | 0 | None | 1 | 120000.5 | 1454132 |  | 754922.6 | 0 | 410310 | 0 | 202823.2 | 0 | 3247.261 | 82828.15 | 2445.747 | 59783.66 | 0 | 0 | 0 | 0 | 81361500 | 0 | 81361500 | 813.615 | 23838.9195 | 0 | 151.4723 | 103.2491 | 2021-07-04 18:16
StdNResSpltPkgAC-65to134 | PreNResSpltPkgAC-65to-PEYes | Rt3 | 2011 | CZ05 | cDXGF | 0 | None | 1 | 120000.5 | 1366419 |  | 754922.6 | 0 | 410310 | 0 | 124022 | 0 | 3361.093 | 73801.91 | 1975.225 | 49947.62 | 0 | 0 | 0 | 0 | 62127320 | 0 | 62127320 | 621.2732 | 18203.3048 | 0 | 151.4723 | 103.2491 | 2021-07-04 18:17
StdNResSpltPkgAC-65to134 | PreNResSpltPkgAC-65to-PEYes | Rt3 | 2011 | CZ06 | cDXGF | 0 | None | 1 | 120000.5 | 1488114 |  | 754922.6 | 0 | 410310 | 0 | 242801 | 0 | 1185.283 | 78894.38 | 654.9933 | 64430.65 | 0 | 0 | 0 | 0 | 14888510 | 0 | 14888510 | 148.8851 | 4362.3334 | 0 | 151.4723 | 103.2491 | 2021-07-04 18:17
StdNResSpltPkgAC-65to134 | PreNResSpltPkgAC-65to-PEYes | Rt3 | 2011 | CZ07 | cDXGF | 0 | None | 1 | 120000.5 | 1463495 |  | 754922.6 | 0 | 410310 | 0 | 217662.7 | 0 | 572.5853 | 80026.81 | 261.2679 | 67126.05 | 0 | 0 | 0 | 0 | 4937667 | 0 | 4937667 | 49.3767 | 1446.7364 | 0 | 151.4723 | 103.2491 | 2021-07-04 18:18
StdNResSpltPkgAC-65to134 | PreNResSpltPkgAC-65to-PEYes | Rt3 | 2011 | CZ08 | cDXGF | 0 | None | 1 | 120000.5 | 1554154 |  | 754922.6 | 0 | 410310 | 0 | 300011 | 0 | 1401.651 | 87507.92 | 434.8569 | 73045.12 | 0 | 0 | 0 | 0 | 10206420 | 0 | 10206420 | 102.0642 | 2990.4811 | 0 | 151.4723 | 103.2491 | 2021-07-04 18:18
StdNResSpltPkgAC-65to134 | PreNResSpltPkgAC-65to-PEYes | Rt3 | 2011 | CZ09 | cDXGF | 0 | None | 1 | 120000.5 | 1542151 |  | 754922.6 | 0 | 410310 | 0 | 276075 | 0 | 2492.345 | 98350.66 | 1117.933 | 71899.81 | 0 | 0 | 0 | 0 | 24315080 | 0 | 24315080 | 243.1508 | 7124.3184 | 0 | 151.4723 | 103.2491 | 2021-07-04 18:19
StdNResSpltPkgAC-65to134 | PreNResSpltPkgAC-65to-PEYes | Rt3 | 2011 | CZ10 | cDXGF | 0 | None | 1 | 120000.5 | 1571743 |  | 754922.6 | 0 | 410310 | 0 | 308410.8 | 0 | 3342.125 | 94756.25 | 1683.359 | 72240.47 | 0 | 0 | 0 | 0 | 45036570 | 0 | 45036570 | 450.3657 | 13195.715 | 0 | 151.4723 | 103.2491 | 2021-07-04 18:19
StdNResSpltPkgAC-65to134 | PreNResSpltPkgAC-65to-PEYes | Rt3 | 2011 | CZ11 | cDXGF | 0 | None | 1 | 120000.5 | 1550233 |  | 754922.6 | 0 | 410310 | 0 | 282053.4 | 0 | 6388.296 | 96556.78 | 4312.733 | 62960.93 | 0 | 0 | 0 | 0 | 118606700 | 0 | 118606700 | 1186.067 | 34751.7631 | 0 | 151.4723 | 103.2491 | 2021-07-04 18:20
StdNResSpltPkgAC-65to134 | PreNResSpltPkgAC-65to-PEYes | Rt3 | 2011 | CZ12 | cDXGF | 0 | None | 1 | 120000.5 | 1498224 |  | 754922.6 | 0 | 410310 | 0 | 233302.4 | 0 | 5542.758 | 94145.27 | 5094.238 | 62757 | 0 | 0 | 0 | 0 | 164419900 | 0 | 164419900 | 1644.199 | 48175.0307 | 0 | 151.4723 | 103.2491 | 2021-07-04 18:21
StdNResSpltPkgAC-65to134 | PreNResSpltPkgAC-65to-PEYes | Rt3 | 2011 | CZ13 | cDXGF | 0 | None | 1 | 120000.5 | 1590318 |  | 754922.6 | 0 | 410310 | 0 | 318005.8 | 0 | 5677.065 | 101401.1 | 4158.777 | 71116.4 | 0 | 0 | 0 | 0 | 117138700 | 0 | 117138700 | 1171.387 | 34321.6391 | 0 | 151.4723 | 103.2491 | 2021-07-04 18:21
StdNResSpltPkgAC-65to134 | PreNResSpltPkgAC-65to-PEYes | Rt3 | 2011 | CZ14 | cDXGF | 0 | None | 1 | 120000.5 | 1544211 |  | 754922.6 | 0 | 410310 | 0 | 276552.8 | 0 | 6693.553 | 95731.65 | 3121.514 | 64221.53 | 0 | 0 | 0 | 0 | 81696340 | 0 | 81696340 | 816.9634 | 23937.0276 | 0 | 151.4723 | 103.2491 | 2021-07-04 18:22
StdNResSpltPkgAC-65to134 | PreNResSpltPkgAC-65to-PEYes | Rt3 | 2011 | CZ15 | cDXGF | 0 | None | 1 | 120000.5 | 1815616 |  | 754922.6 | 0 | 410310 | 0 | 525352.3 | 0 | 1830.904 | 123199.2 | 108.5647 | 103850.4 | 0 | 0 | 0 | 0 | 1585001 | 0 | 1585001 | 15.85 | 464.4053 | 0 | 151.4723 | 103.2491 | 2021-07-04 18:22
StdNResSpltPkgAC-65to134 | PreNResSpltPkgAC-65to-PEYes | Rt3 | 2011 | CZ16 | cDXGF | 0 | None | 1 | 120000.5 | 1357183 |  | 754922.6 | 0 | 410310 | 0 | 108964.8 | 0 | 8556.699 | 74426.99 | 11284.8 | 39821.11 | 0 | 0 | 0 | 0 | 553690300 | 0 | 553690300 | 5536.903 | 162231.2579 | 0 | 151.4723 | 103.2491 | 2021-07-04 18:23
StdNResSpltPkgAC-65to134 | PreNResSpltPkgAC-65to-PEYes | Rt3 | 2015 | CZ01 | cDXGF | 0 | None | 1 | 120000.5 | 1130401 |  | 638134.9 | 0 | 410310 | 0 | 19265.5 | 0 | 6403.946 | 56284.21 | 9013.848 | 15029.22 | 0 | 0 | 0 | 0 | 367189300 | 0 | 367189300 | 3671.893 | 107586.4649 | 0 | 128.9326 | 103.2491 | 2021-07-04 18:23
StdNResSpltPkgAC-65to134 | PreNResSpltPkgAC-65to-PEYes | Rt3 | 2015 | CZ02 | cDXGF | 0 | None | 1 | 120000.5 | 1272606 |  | 638134.9 | 0 | 410310 | 0 | 145212.3 | 0 | 5439.569 | 73507.37 | 6140.13 | 44200.72 | 0 | 0 | 0 | 0 | 239238400 | 0 | 239238400 | 2392.384 | 70096.8512 | 0 | 128.9326 | 103.2491 | 2021-07-04 18:24
StdNResSpltPkgAC-65to134 | PreNResSpltPkgAC-65to-PEYes | Rt3 | 2015 | CZ03 | cDXGF | 0 | None | 1 | 120000.5 | 1210900 |  | 638134.9 | 0 | 410310 | 0 | 92237.41 | 0 | 2748.573 | 67468.96 | 3818.374 | 40249.58 | 0 | 0 | 0 | 0 | 137958800 | 0 | 137958800 | 1379.588 | 40421.9284 | 0 | 128.9326 | 103.2491 | 2021-07-04 18:25
StdNResSpltPkgAC-65to134 | PreNResSpltPkgAC-65to-PEYes | Rt3 | 2015 | CZ04 | cDXGF | 0 | None | 1 | 120000.5 | 1314608 |  | 638134.9 | 0 | 410310 | 0 | 185495 | 0 | 3104.733 | 77562.16 | 3283.927 | 54384.29 | 0 | 0 | 0 | 0 | 111555900 | 0 | 111555900 | 1115.559 | 32685.8787 | 0 | 128.9326 | 103.2491 | 2021-07-04 18:25
StdNResSpltPkgAC-65to134 | PreNResSpltPkgAC-65to-PEYes | Rt3 | 2015 | CZ05 | cDXGF | 0 | None | 1 | 120000.5 | 1229426 |  | 638134.9 | 0 | 410310 | 0 | 109665.9 | 0 | 3162.281 | 68151.12 | 2606.158 | 44371.24 | 0 | 0 | 0 | 0 | 87795560 | 0 | 87795560 | 877.9556 | 25724.0991 | 0 | 128.9326 | 103.2491 | 2021-07-04 18:26
StdNResSpltPkgAC-65to134 | PreNResSpltPkgAC-65to-PEYes | Rt3 | 2015 | CZ06 | cDXGF | 0 | None | 1 | 120000.5 | 1344056 |  | 638134.9 | 0 | 410310 | 0 | 221263.2 | 0 | 1120.683 | 73226.96 | 915.9813 | 58648.42 | 0 | 0 | 0 | 0 | 22589110 | 0 | 22589110 | 225.8911 | 6618.6092 | 0 | 128.9326 | 103.2491 | 2021-07-04 18:26
StdNResSpltPkgAC-65to134 | PreNResSpltPkgAC-65to-PEYes | Rt3 | 2015 | CZ07 | cDXGF | 0 | None | 1 | 120000.5 | 1320932 |  | 638134.9 | 0 | 410310 | 0 | 197866.1 | 0 | 540.4935 | 74080.13 | 396.8116 | 60931.34 | 0 | 0 | 0 | 0 | 8118267 | 0 | 8118267 | 81.1827 | 2378.6522 | 0 | 128.9326 | 103.2491 | 2021-07-04 18:27
StdNResSpltPkgAC-65to134 | PreNResSpltPkgAC-65to-PEYes | Rt3 | 2015 | CZ08 | cDXGF | 0 | None | 1 | 120000.5 | 1409657 |  | 638134.9 | 0 | 410310 | 0 | 277435.1 | 0 | 1349.603 | 82426.77 | 633.0577 | 67518.73 | 0 | 0 | 0 | 0 | 14855270 | 0 | 14855270 | 148.5527 | 4352.5941 | 0 | 128.9326 | 103.2491 | 2021-07-04 18:27
StdNResSpltPkgAC-65to134 | PreNResSpltPkgAC-65to-PEYes | Rt3 | 2015 | CZ09 | cDXGF | 0 | None | 1 | 120000.5 | 1400678 |  | 638134.9 | 0 | 410310 | 0 | 256023.6 | 0 | 2409.915 | 93799.03 | 1534.734 | 67023.15 | 0 | 0 | 0 | 0 | 32761820 | 0 | 32761820 | 327.6182 | 9599.2133 | 0 | 128.9326 | 103.2491 | 2021-07-04 18:28
StdNResSpltPkgAC-65to134 | PreNResSpltPkgAC-65to-PEYes | Rt3 | 2015 | CZ10 | cDXGF | 0 | None | 1 | 120000.5 | 1430660 |  | 638134.9 | 0 | 410310 | 0 | 288562.9 | 0 | 3242.2 | 90409.23 | 2344.743 | 67684.48 | 0 | 0 | 0 | 0 | 61518520 | 0 | 61518520 | 615.1852 | 18024.9264 | 0 | 128.9326 | 103.2491 | 2021-07-04 18:28
StdNResSpltPkgAC-65to134 | PreNResSpltPkgAC-65to-PEYes | Rt3 | 2015 | CZ11 | cDXGF | 0 | None | 1 | 120000.5 | 1411452 |  | 638134.9 | 0 | 410310 | 0 | 264512.2 | 0 | 6193.292 | 92300.38 | 5824.663 | 58892.13 | 0 | 0 | 0 | 0 | 157657700 | 0 | 157657700 | 1576.577 | 46193.7061 | 0 | 128.9326 | 103.2491 | 2021-07-04 18:29
StdNResSpltPkgAC-65to134 | PreNResSpltPkgAC-65to-PEYes | Rt3 | 2015 | CZ12 | cDXGF | 0 | None | 1 | 120000.5 | 1360697 |  | 638134.9 | 0 | 410310 | 0 | 217158.3 | 0 | 5371.181 | 89721.52 | 6673.622 | 58453.91 | 0 | 0 | 0 | 0 | 214643800 | 0 | 214643800 | 2146.438 | 62890.6334 | 0 | 128.9326 | 103.2491 | 2021-07-04 18:30
StdNResSpltPkgAC-65to134 | PreNResSpltPkgAC-65to-PEYes | Rt3 | 2015 | CZ13 | cDXGF | 0 | None | 1 | 120000.5 | 1450130 |  | 638134.9 | 0 | 410310 | 0 | 299230.9 | 0 | 5510.599 | 96942.53 | 5620.508 | 66916.73 | 0 | 0 | 0 | 0 | 153742600 | 0 | 153742600 | 1537.426 | 45046.5818 | 0 | 128.9326 | 103.2491 | 2021-07-04 18:30
StdNResSpltPkgAC-65to134 | PreNResSpltPkgAC-65to-PEYes | Rt3 | 2015 | CZ14 | cDXGF | 0 | None | 1 | 120000.5 | 1404887 |  | 638134.9 | 0 | 410310 | 0 | 258402.5 | 0 | 6496.72 | 91541.18 | 4334.548 | 59961.3 | 0 | 0 | 0 | 0 | 110415300 | 0 | 110415300 | 1104.153 | 32351.6829 | 0 | 128.9326 | 103.2491 | 2021-07-04 18:31
StdNResSpltPkgAC-65to134 | PreNResSpltPkgAC-65to-PEYes | Rt3 | 2015 | CZ15 | cDXGF | 0 | None | 1 | 120000.5 | 1667967 |  | 638134.9 | 0 | 410310 | 0 | 498909.6 | 0 | 1787.267 | 118825 | 178.8823 | 99261.87 | 0 | 0 | 0 | 0 | 2122559 | 0 | 2122559 | 21.2256 | 621.9098 | 0 | 128.9326 | 103.2491 | 2021-07-04 18:31
StdNResSpltPkgAC-65to134 | PreNResSpltPkgAC-65to-PEYes | Rt3 | 2015 | CZ16 | cDXGF | 0 | None | 1 | 120000.5 | 1225734 |  | 638134.9 | 0 | 410310 | 0 | 99605.58 | 0 | 8096.694 | 69586.48 | 12988.07 | 36214.16 | 0 | 0 | 0 | 0 | 695247500 | 0 | 695247500 | 6952.475 | 203707.5175 | 0 | 128.9326 | 103.2491 | 2021-07-04 18:32
StdNResSpltPkgAC-65to134 | PreNResSpltPkgAC-65to-PEYes | Rt3 | 2017 | CZ01 | cDXGF | 0 | None | 1 | 120000.5 | 1126790 |  | 634628.3 | 0 | 410310 | 0 | 19293.1 | 0 | 6389.605 | 56166.55 | 8572.406 | 15090.26 | 0 | 0 | 0 | 0 | 342893000 | 0 | 342893000 | 3428.93 | 100467.649 | 0 | 128.1949 | 103.2491 | 2021-07-04 18:32
StdNResSpltPkgAC-65to134 | PreNResSpltPkgAC-65to-PEYes | Rt3 | 2017 | CZ02 | cDXGF | 0 | None | 1 | 120000.5 | 1268276 |  | 634628.3 | 0 | 410310 | 0 | 144752.4 | 0 | 5411.503 | 73171.66 | 5971.901 | 44084.07 | 0 | 0 | 0 | 0 | 231210900 | 0 | 231210900 | 2312.109 | 67744.7937 | 0 | 128.1949 | 103.2491 | 2021-07-04 18:33
StdNResSpltPkgAC-65to134 | PreNResSpltPkgAC-65to-PEYes | Rt3 | 2017 | CZ03 | cDXGF | 0 | None | 1 | 120000.5 | 1206967 |  | 634628.3 | 0 | 410310 | 0 | 91962.61 | 0 | 2743.479 | 67320.36 | 3674.148 | 40176.67 | 0 | 0 | 0 | 0 | 132824300 | 0 | 132824300 | 1328.243 | 38917.5199 | 0 | 128.1949 | 103.2491 | 2021-07-04 18:34
StdNResSpltPkgAC-65to134 | PreNResSpltPkgAC-65to-PEYes | Rt3 | 2017 | CZ04 | cDXGF | 0 | None | 1 | 120000.5 | 1310146 |  | 634628.3 | 0 | 410310 | 0 | 184895.8 | 0 | 3088.835 | 77221.14 | 3148.71 | 54243.73 | 0 | 0 | 0 | 0 | 106931000 | 0 | 106931000 | 1069.31 | 31330.783 | 0 | 128.1949 | 103.2491 | 2021-07-04 18:34
StdNResSpltPkgAC-65to134 | PreNResSpltPkgAC-65to-PEYes | Rt3 | 2017 | CZ05 | cDXGF | 0 | None | 1 | 120000.5 | 1225648 |  | 634628.3 | 0 | 410310 | 0 | 109544.9 | 0 | 3155.544 | 68006.53 | 2426.776 | 44380.59 | 0 | 0 | 0 | 0 | 81286470 | 0 | 81286470 | 812.8647 | 23816.9357 | 0 | 128.1949 | 103.2491 | 2021-07-04 18:35
StdNResSpltPkgAC-65to134 | PreNResSpltPkgAC-65to-PEYes | Rt3 | 2017 | CZ06 | cDXGF | 0 | None | 1 | 120000.5 | 1339387 |  | 634628.3 | 0 | 410310 | 0 | 220344.6 | 0 | 1117.374 | 72984.03 | 783.7659 | 58575.59 | 0 | 0 | 0 | 0 | 18923240 | 0 | 18923240 | 189.2324 | 5544.5093 | 0 | 128.1949 | 103.2491 | 2021-07-04 18:35
StdNResSpltPkgAC-65to134 | PreNResSpltPkgAC-65to-PEYes | Rt3 | 2017 | CZ07 | cDXGF | 0 | None | 1 | 120000.5 | 1316625 |  | 634628.3 | 0 | 410310 | 0 | 197247.9 | 0 | 539.321 | 73896.44 | 361.7412 | 60874.71 | 0 | 0 | 0 | 0 | 7282839 | 0 | 7282839 | 72.8284 | 2133.8718 | 0 | 128.1949 | 103.2491 | 2021-07-04 18:36
StdNResSpltPkgAC-65to134 | PreNResSpltPkgAC-65to-PEYes | Rt3 | 2017 | CZ08 | cDXGF | 0 | None | 1 | 120000.5 | 1404088 |  | 634628.3 | 0 | 410310 | 0 | 275958.3 | 0 | 1338.415 | 81850.11 | 562.8237 | 67238.71 | 0 | 0 | 0 | 0 | 12885490 | 0 | 12885490 | 128.8549 | 3775.4486 | 0 | 128.1949 | 103.2491 | 2021-07-04 18:36
StdNResSpltPkgAC-65to134 | PreNResSpltPkgAC-65to-PEYes | Rt3 | 2017 | CZ09 | cDXGF | 0 | None | 1 | 120000.5 | 1395698 |  | 634628.3 | 0 | 410310 | 0 | 254978.9 | 0 | 2398.649 | 93379.6 | 1461.797 | 66816.42 | 0 | 0 | 0 | 0 | 30906300 | 0 | 30906300 | 309.063 | 9055.5459 | 0 | 128.1949 | 103.2491 | 2021-07-04 18:37
StdNResSpltPkgAC-65to134 | PreNResSpltPkgAC-65to-PEYes | Rt3 | 2017 | CZ10 | cDXGF | 0 | None | 1 | 120000.5 | 1425474 |  | 634628.3 | 0 | 410310 | 0 | 287319.3 | 0 | 3226.269 | 89987.55 | 2251.877 | 67459.37 | 0 | 0 | 0 | 0 | 58756260 | 0 | 58756260 | 587.5626 | 17215.5842 | 0 | 128.1949 | 103.2491 | 2021-07-04 18:38
StdNResSpltPkgAC-65to134 | PreNResSpltPkgAC-65to-PEYes | Rt3 | 2017 | CZ11 | cDXGF | 0 | None | 1 | 120000.5 | 1405954 |  | 634628.3 | 0 | 410310 | 0 | 263101.4 | 0 | 6154.955 | 91757.12 | 5532.545 | 58634.28 | 0 | 0 | 0 | 0 | 147673700 | 0 | 147673700 | 1476.737 | 43268.3941 | 0 | 128.1949 | 103.2491 | 2021-07-04 18:38
StdNResSpltPkgAC-65to134 | PreNResSpltPkgAC-65to-PEYes | Rt3 | 2017 | CZ12 | cDXGF | 0 | None | 1 | 120000.5 | 1355750 |  | 634628.3 | 0 | 410310 | 0 | 216219.5 | 0 | 5340.007 | 89249.88 | 6405.284 | 58236.65 | 0 | 0 | 0 | 0 | 204835400 | 0 | 204835400 | 2048.354 | 60016.7722 | 0 | 128.1949 | 103.2491 | 2021-07-04 18:39
StdNResSpltPkgAC-65to134 | PreNResSpltPkgAC-65to-PEYes | Rt3 | 2017 | CZ13 | cDXGF | 0 | None | 1 | 120000.5 | 1444227 |  | 634628.3 | 0 | 410310 | 0 | 297429.6 | 0 | 5477.391 | 96379.14 | 5344.574 | 66600.05 | 0 | 0 | 0 | 0 | 144983300 | 0 | 144983300 | 1449.833 | 42480.1069 | 0 | 128.1949 | 103.2491 | 2021-07-04 18:39
StdNResSpltPkgAC-65to134 | PreNResSpltPkgAC-65to-PEYes | Rt3 | 2017 | CZ14 | cDXGF | 0 | None | 1 | 120000.5 | 1399375 |  | 634628.3 | 0 | 410310 | 0 | 256950.9 | 0 | 6458.322 | 91025.06 | 4070.3 | 59728.25 | 0 | 0 | 0 | 0 | 102752400 | 0 | 102752400 | 1027.524 | 30106.4532 | 0 | 128.1949 | 103.2491 | 2021-07-04 18:40
StdNResSpltPkgAC-65to134 | PreNResSpltPkgAC-65to-PEYes | Rt3 | 2017 | CZ15 | cDXGF | 0 | None | 1 | 120000.5 | 1660397 |  | 634628.3 | 0 | 410310 | 0 | 495515.7 | 0 | 1777.603 | 118162.6 | 149.5882 | 98771.04 | 0 | 0 | 0 | 0 | 1790191 | 0 | 1790191 | 17.9019 | 524.526 | 0 | 128.1949 | 103.2491 | 2021-07-04 18:40
StdNResSpltPkgAC-65to134 | PreNResSpltPkgAC-65to-PEYes | Rt3 | 2017 | CZ16 | cDXGF | 0 | None | 1 | 120000.5 | 1221661 |  | 634628.3 | 0 | 410310 | 0 | 99224.26 | 0 | 8080.448 | 69415.28 | 12767.5 | 36134.52 | 0 | 0 | 0 | 0 | 674378100 | 0 | 674378100 | 6743.781 | 197592.7833 | 0 | 128.1949 | 103.2491 | 2021-07-04 18:41
StdNResSpltPkgAC-65to134 | PreNResSpltPkgAC-65to-PEYes | Rt3 | 2020 | CZ01 | cDXGF | 0 | None | 1 | 120000.5 | 998830.9 |  | 514297.2 | 0 | 410310 | 0 | 15257.75 | 0 | 6082.794 | 52882.68 | 11145 | 12037.85 | 0 | 0 | 0 | 0 | 481993500 | 0 | 481993500 | 4819.935 | 141224.0955 | 0 | 103.2249 | 103.2491 | 2021-07-04 18:42
StdNResSpltPkgAC-65to134 | PreNResSpltPkgAC-65to-PEYes | Rt3 | 2020 | CZ02 | cDXGF | 0 | None | 1 | 120000.5 | 1131219 |  | 514297.2 | 0 | 410310 | 0 | 132262.3 | 0 | 5200.312 | 69148.14 | 7445.533 | 40047.16 | 0 | 0 | 0 | 0 | 312464100 | 0 | 312464100 | 3124.641 | 91551.9813 | 0 | 103.2249 | 103.2491 | 2021-07-04 18:42
StdNResSpltPkgAC-65to134 | PreNResSpltPkgAC-65to-PEYes | Rt3 | 2020 | CZ03 | cDXGF | 0 | None | 1 | 120000.5 | 1071620 |  | 514297.2 | 0 | 410310 | 0 | 81338.05 | 0 | 2616.7 | 63057.09 | 5097.862 | 35362.62 | 0 | 0 | 0 | 0 | 193458600 | 0 | 193458600 | 1934.586 | 56683.3698 | 0 | 103.2249 | 103.2491 | 2021-07-04 18:43
StdNResSpltPkgAC-65to134 | PreNResSpltPkgAC-65to-PEYes | Rt3 | 2020 | CZ04 | cDXGF | 0 | None | 1 | 120000.5 | 1170552 |  | 514297.2 | 0 | 410310 | 0 | 170153.2 | 0 | 2968.847 | 72821.39 | 4158.529 | 49530.85 | 0 | 0 | 0 | 0 | 152654400 | 0 | 152654400 | 1526.544 | 44727.7392 | 0 | 103.2249 | 103.2491 | 2021-07-04 18:43
StdNResSpltPkgAC-65to134 | PreNResSpltPkgAC-65to-PEYes | Rt3 | 2020 | CZ05 | cDXGF | 0 | None | 1 | 120000.5 | 1088439 |  | 514297.2 | 0 | 410310 | 0 | 97176.59 | 0 | 3008.737 | 63645.43 | 3346.854 | 39453.05 | 0 | 0 | 0 | 0 | 119933300 | 0 | 119933300 | 1199.333 | 35140.4569 | 0 | 103.2249 | 103.2491 | 2021-07-04 18:44
StdNResSpltPkgAC-65to134 | PreNResSpltPkgAC-65to-PEYes | Rt3 | 2020 | CZ06 | cDXGF | 0 | None | 1 | 120000.5 | 1196266 |  | 514297.2 | 0 | 410310 | 0 | 201897 | 0 | 1070.716 | 68689.8 | 1158.284 | 53697.25 | 0 | 0 | 0 | 0 | 31134130 | 0 | 31134130 | 311.3413 | 9122.3001 | 0 | 103.2249 | 103.2491 | 2021-07-04 18:44
StdNResSpltPkgAC-65to134 | PreNResSpltPkgAC-65to-PEYes | Rt3 | 2020 | CZ07 | cDXGF | 0 | None | 1 | 120000.5 | 1174357 |  | 514297.2 | 0 | 410310 | 0 | 179925.7 | 0 | 515.9924 | 69307.73 | 600.7828 | 55507.97 | 0 | 0 | 0 | 0 | 13497890 | 0 | 13497890 | 134.9789 | 3954.8818 | 0 | 103.2249 | 103.2491 | 2021-07-04 18:45
StdNResSpltPkgAC-65to134 | PreNResSpltPkgAC-65to-PEYes | Rt3 | 2020 | CZ08 | cDXGF | 0 | None | 1 | 120000.5 | 1259844 |  | 514297.2 | 0 | 410310 | 0 | 256578.3 | 0 | 1288.24 | 77368.68 | 836.7146 | 62411.63 | 0 | 0 | 0 | 0 | 21057710 | 0 | 21057710 | 210.5771 | 6169.909 | 0 | 103.2249 | 103.2491 | 2021-07-04 18:45
StdNResSpltPkgAC-65to134 | PreNResSpltPkgAC-65to-PEYes | Rt3 | 2020 | CZ09 | cDXGF | 0 | None | 1 | 120000.5 | 1254439 |  | 514297.2 | 0 | 410310 | 0 | 237972.3 | 0 | 2327.423 | 89531.04 | 2045.157 | 62558.37 | 0 | 0 | 0 | 0 | 46523820 | 0 | 46523820 | 465.2382 | 13631.4793 | 0 | 103.2249 | 103.2491 | 2021-07-04 18:46
StdNResSpltPkgAC-65to134 | PreNResSpltPkgAC-65to-PEYes | Rt3 | 2020 | CZ10 | cDXGF | 0 | None | 1 | 120000.5 | 1282591 |  | 514297.2 | 0 | 410310 | 0 | 269045.3 | 0 | 3121.277 | 85815.95 | 3036.44 | 63083.47 | 0 | 0 | 0 | 0 | 85106560 | 0 | 85106560 | 851.0656 | 24936.2221 | 0 | 103.2249 | 103.2491 | 2021-07-04 18:47
StdNResSpltPkgAC-65to134 | PreNResSpltPkgAC-65to-PEYes | Rt3 | 2020 | CZ11 | cDXGF | 0 | None | 1 | 120000.5 | 1265359 |  | 514297.2 | 0 | 410310 | 0 | 247128.5 | 0 | 5950.387 | 87672 | 7224.757 | 54806.13 | 0 | 0 | 0 | 0 | 210557300 | 0 | 210557300 | 2105.573 | 61693.2889 | 0 | 103.2249 | 103.2491 | 2021-07-04 18:47
StdNResSpltPkgAC-65to134 | PreNResSpltPkgAC-65to-PEYes | Rt3 | 2020 | CZ12 | cDXGF | 0 | None | 1 | 120000.5 | 1216222 |  | 514297.2 | 0 | 410310 | 0 | 201477.7 | 0 | 5156.879 | 84979.15 | 8064.392 | 54114.24 | 0 | 0 | 0 | 0 | 277363700 | 0 | 277363700 | 2773.637 | 81267.5641 | 0 | 103.2249 | 103.2491 | 2021-07-04 18:48
StdNResSpltPkgAC-65to134 | PreNResSpltPkgAC-65to-PEYes | Rt3 | 2020 | CZ13 | cDXGF | 0 | None | 1 | 120000.5 | 1302168 |  | 514297.2 | 0 | 410310 | 0 | 280142.9 | 0 | 5302.186 | 92113.8 | 6912.126 | 62594.68 | 0 | 0 | 0 | 0 | 203340100 | 0 | 203340100 | 2033.401 | 59578.6493 | 0 | 103.2249 | 103.2491 | 2021-07-04 18:48
StdNResSpltPkgAC-65to134 | PreNResSpltPkgAC-65to-PEYes | Rt3 | 2020 | CZ14 | cDXGF | 0 | None | 1 | 120000.5 | 1258359 |  | 514297.2 | 0 | 410310 | 0 | 240589.6 | 0 | 6240.543 | 86920.65 | 5435.499 | 55631.7 | 0 | 0 | 0 | 0 | 150536100 | 0 | 150536100 | 1505.361 | 44107.0773 | 0 | 103.2249 | 103.2491 | 2021-07-04 18:49
StdNResSpltPkgAC-65to134 | PreNResSpltPkgAC-65to-PEYes | Rt3 | 2020 | CZ15 | cDXGF | 0 | None | 1 | 120000.5 | 1511430 |  | 514297.2 | 0 | 410310 | 0 | 471147.7 | 0 | 1731.983 | 113942.4 | 283.2621 | 94463.71 | 0 | 0 | 0 | 0 | 3395176 | 0 | 3395176 | 33.9518 | 994.7866 | 0 | 103.2249 | 103.2491 | 2021-07-04 18:49
StdNResSpltPkgAC-65to134 | PreNResSpltPkgAC-65to-PEYes | Rt3 | 2020 | CZ16 | cDXGF | 0 | None | 1 | 120000.5 | 1088717 |  | 514297.2 | 0 | 410310 | 0 | 90913.82 | 0 | 7715.34 | 65479.85 | 14476.25 | 33008.59 | 0 | 0 | 0 | 0 | 833119900 | 0 | 833119900 | 8331.199 | 244104.1307 | 0 | 103.2249 | 103.2491 | 2021-07-04 18:50
StdNResSpltPkgAC-65to134 | PreNResSpltPkgAC-65to-PEYes | RtL | 1975 | CZ01 | cDXGF | 0 | None | 1 | 129997 | 1300916 |  | 550930.6 | 0 | 639589.4 | 0 | 38754.96 | 0 | 6236.888 | 65404.04 | 13113.84 | 26413.66 | 0 | 0 | 0 | 0 | 746097300 | 0 | 746097300 | 7460.973 | 218606.5089 | 0 | 167.0825 | 133.6737 | 2021-07-04 18:50
StdNResSpltPkgAC-65to134 | PreNResSpltPkgAC-65to-PEYes | RtL | 1975 | CZ02 | cDXGF | 0 | None | 1 | 129997 | 1436453 |  | 550930.6 | 0 | 639589.4 | 0 | 159130.3 | 0 | 5224.095 | 81578.96 | 7935.951 | 50912.01 | 0 | 0 | 0 | 0 | 413018700 | 0 | 413018700 | 4130.187 | 121014.4791 | 0 | 167.0825 | 133.6737 | 2021-07-04 18:51
StdNResSpltPkgAC-65to134 | PreNResSpltPkgAC-65to-PEYes | RtL | 1975 | CZ03 | cDXGF | 0 | None | 1 | 129997 | 1388406 |  | 550930.6 | 0 | 639589.4 | 0 | 118107.4 | 0 | 2593.499 | 77186.43 | 7016.607 | 50709 | 0 | 0 | 0 | 0 | 332533300 | 0 | 332533300 | 3325.333 | 97432.2569 | 0 | 167.0825 | 133.6737 | 2021-07-04 18:51
StdNResSpltPkgAC-65to134 | PreNResSpltPkgAC-65to-PEYes | RtL | 1975 | CZ04 | cDXGF | 0 | None | 1 | 129997 | 1479994 |  | 550930.6 | 0 | 639589.4 | 0 | 201815 | 0 | 2900.629 | 84758.17 | 5300.768 | 61532.91 | 0 | 0 | 0 | 0 | 263224400 | 0 | 263224400 | 2632.244 | 77124.7492 | 0 | 167.0825 | 133.6737 | 2021-07-04 18:52
StdNResSpltPkgAC-65to134 | PreNResSpltPkgAC-65to-PEYes | RtL | 1975 | CZ05 | cDXGF | 0 | None | 1 | 129997 | 1404467 |  | 550930.6 | 0 | 639589.4 | 0 | 133636 | 0 | 2986.216 | 77324.98 | 6406.953 | 52856.67 | 0 | 0 | 0 | 0 | 299887400 | 0 | 299887400 | 2998.874 | 87867.0082 | 0 | 167.0825 | 133.6737 | 2021-07-04 18:52
StdNResSpltPkgAC-65to134 | PreNResSpltPkgAC-65to-PEYes | RtL | 1975 | CZ06 | cDXGF | 0 | None | 1 | 129997 | 1519274 |  | 550930.6 | 0 | 639589.4 | 0 | 245851.6 | 0 | 1020.936 | 81882.74 | 3107.156 | 66684.26 | 0 | 0 | 0 | 0 | 123709500 | 0 | 123709500 | 1237.095 | 36246.8835 | 0 | 167.0825 | 133.6737 | 2021-07-04 18:53
StdNResSpltPkgAC-65to134 | PreNResSpltPkgAC-65to-PEYes | RtL | 1975 | CZ07 | cDXGF | 0 | None | 1 | 129997 | 1493043 |  | 550930.6 | 0 | 639589.4 | 0 | 219511.3 | 0 | 497.804 | 82514.47 | 2790.347 | 67807.84 | 0 | 0 | 0 | 0 | 101277300 | 0 | 101277300 | 1012.773 | 29674.2489 | 0 | 167.0825 | 133.6737 | 2021-07-04 18:53
StdNResSpltPkgAC-65to134 | PreNResSpltPkgAC-65to-PEYes | RtL | 1975 | CZ08 | cDXGF | 0 | None | 1 | 129997 | 1566197 |  | 550930.6 | 0 | 639589.4 | 0 | 285598.5 | 0 | 1274.196 | 88804.95 | 2690.507 | 72255.84 | 0 | 0 | 0 | 0 | 98566390 | 0 | 98566390 | 985.6639 | 28879.9523 | 0 | 167.0825 | 133.6737 | 2021-07-04 18:54
StdNResSpltPkgAC-65to134 | PreNResSpltPkgAC-65to-PEYes | RtL | 1975 | CZ09 | cDXGF | 0 | None | 1 | 129997 | 1556636 |  | 550930.6 | 0 | 639589.4 | 0 | 263889 | 0 | 2262.473 | 99964.72 | 4357.585 | 71274.09 | 0 | 0 | 0 | 0 | 140288600 | 0 | 140288600 | 1402.886 | 41104.5598 | 0 | 167.0825 | 133.6737 | 2021-07-04 18:54
StdNResSpltPkgAC-65to134 | PreNResSpltPkgAC-65to-PEYes | RtL | 1975 | CZ10 | cDXGF | 0 | None | 1 | 129997 | 1587764 |  | 550930.6 | 0 | 639589.4 | 0 | 297143.8 | 0 | 3072.285 | 97027.95 | 4750.2 | 72142.16 | 0 | 0 | 0 | 0 | 179988400 | 0 | 179988400 | 1799.884 | 52736.6012 | 0 | 167.0825 | 133.6737 | 2021-07-04 18:55
StdNResSpltPkgAC-65to134 | PreNResSpltPkgAC-65to-PEYes | RtL | 1975 | CZ11 | cDXGF | 0 | None | 1 | 129997 | 1588233 |  | 550930.6 | 0 | 639589.4 | 0 | 287947 | 0 | 6209.122 | 103557.2 | 11302.51 | 65072.88 | 0 | 0 | 0 | 0 | 478182600 | 0 | 478182600 | 4781.826 | 140107.5018 | 0 | 167.0825 | 133.6737 | 2021-07-04 18:55
StdNResSpltPkgAC-65to134 | PreNResSpltPkgAC-65to-PEYes | RtL | 1975 | CZ12 | cDXGF | 0 | None | 1 | 129997 | 1522773 |  | 550930.6 | 0 | 639589.4 | 0 | 229280.8 | 0 | 5170.697 | 97801.34 | 9077.592 | 63182.24 | 0 | 0 | 0 | 0 | 398663400 | 0 | 398663400 | 3986.634 | 116808.3762 | 0 | 167.0825 | 133.6737 | 2021-07-04 18:56
StdNResSpltPkgAC-65to134 | PreNResSpltPkgAC-65to-PEYes | RtL | 1975 | CZ13 | cDXGF | 0 | None | 1 | 129997 | 1626121 |  | 550930.6 | 0 | 639589.4 | 0 | 323247.2 | 0 | 5437.336 | 106917.1 | 9041.157 | 72845.82 | 0 | 0 | 0 | 0 | 367970600 | 0 | 367970600 | 3679.706 | 107815.3858 | 0 | 167.0825 | 133.6737 | 2021-07-04 18:56
StdNResSpltPkgAC-65to134 | PreNResSpltPkgAC-65to-PEYes | RtL | 1975 | CZ14 | cDXGF | 0 | None | 1 | 129997 | 1581388 |  | 550930.6 | 0 | 639589.4 | 0 | 281009.2 | 0 | 6519.492 | 103339.9 | 10533.14 | 65955.35 | 0 | 0 | 0 | 0 | 441223400 | 0 | 441223400 | 4412.234 | 129278.4562 | 0 | 167.0825 | 133.6737 | 2021-07-04 18:57
StdNResSpltPkgAC-65to134 | PreNResSpltPkgAC-65to-PEYes | RtL | 1975 | CZ15 | cDXGF | 0 | None | 1 | 129997 | 1869945 |  | 550930.6 | 0 | 639589.4 | 0 | 544376.2 | 0 | 1800.19 | 133249.1 | 2999.229 | 108959.1 | 0 | 0 | 0 | 0 | 70778980 | 0 | 70778980 | 707.7898 | 20738.2411 | 0 | 167.0825 | 133.6737 | 2021-07-04 18:57
StdNResSpltPkgAC-65to134 | PreNResSpltPkgAC-65to-PEYes | RtL | 1975 | CZ16 | cDXGF | 0 | None | 1 | 129997 | 1380496 |  | 550930.6 | 0 | 639589.4 | 0 | 105652.6 | 0 | 7911.021 | 76413.01 | 18249.71 | 39020.9 | 0 | 0 | 0 | 0 | 1321648000 | 0 | 1321648000 | 13216.48 | 387242.864 | 0 | 167.0825 | 133.6737 | 2021-07-04 18:58
StdNResSpltPkgAC-65to134 | PreNResSpltPkgAC-65to-PEYes | RtL | 1985 | CZ01 | cDXGF | 0 | None | 1 | 129997 | 1270725 |  | 550930.6 | 0 | 612101.3 | 0 | 37281.83 | 0 | 6146.644 | 64264.86 | 13337.7 | 25453.06 | 0 | 0 | 0 | 0 | 762430600 | 0 | 762430600 | 7624.306 | 223392.1658 | 0 | 167.0825 | 127.9743 | 2021-07-04 18:58
StdNResSpltPkgAC-65to134 | PreNResSpltPkgAC-65to-PEYes | RtL | 1985 | CZ02 | cDXGF | 0 | None | 1 | 129997 | 1404276 |  | 550930.6 | 0 | 612101.3 | 0 | 155671.4 | 0 | 5169.83 | 80404.23 | 8097.834 | 49735.88 | 0 | 0 | 0 | 0 | 423344400 | 0 | 423344400 | 4233.444 | 124039.9092 | 0 | 167.0825 | 127.9743 | 2021-07-04 18:59
StdNResSpltPkgAC-65to134 | PreNResSpltPkgAC-65to-PEYes | RtL | 1985 | CZ03 | cDXGF | 0 | None | 1 | 129997 | 1356487 |  | 550930.6 | 0 | 612101.3 | 0 | 115055.3 | 0 | 2557.527 | 75843.05 | 7104.844 | 49364.32 | 0 | 0 | 0 | 0 | 339299400 | 0 | 339299400 | 3392.994 | 99414.7242 | 0 | 167.0825 | 127.9743 | 2021-07-04 18:59
StdNResSpltPkgAC-65to134 | PreNResSpltPkgAC-65to-PEYes | RtL | 1985 | CZ04 | cDXGF | 0 | None | 1 | 129997 | 1447083 |  | 550930.6 | 0 | 612101.3 | 0 | 197694.9 | 0 | 2869.93 | 83487.34 | 5401.704 | 60236.3 | 0 | 0 | 0 | 0 | 269262800 | 0 | 269262800 | 2692.628 | 78894.0004 | 0 | 167.0825 | 127.9743 | 2021-07-04 19:00
StdNResSpltPkgAC-65to134 | PreNResSpltPkgAC-65to-PEYes | RtL | 1985 | CZ05 | cDXGF | 0 | None | 1 | 129997 | 1372257 |  | 550930.6 | 0 | 612101.3 | 0 | 130299 | 0 | 2944.505 | 75982.51 | 6506.434 | 51542.22 | 0 | 0 | 0 | 0 | 305815800 | 0 | 305815800 | 3058.158 | 89604.0294 | 0 | 167.0825 | 127.9743 | 2021-07-04 19:00
StdNResSpltPkgAC-65to134 | PreNResSpltPkgAC-65to-PEYes | RtL | 1985 | CZ06 | cDXGF | 0 | None | 1 | 129997 | 1485575 |  | 550930.6 | 0 | 612101.3 | 0 | 240981.5 | 0 | 1007.399 | 80554.32 | 3155.463 | 65333.37 | 0 | 0 | 0 | 0 | 126125900 | 0 | 126125900 | 1261.259 | 36954.8887 | 0 | 167.0825 | 127.9743 | 2021-07-04 19:01
StdNResSpltPkgAC-65to134 | PreNResSpltPkgAC-65to-PEYes | RtL | 1985 | CZ07 | cDXGF | 0 | None | 1 | 129997 | 1459558 |  | 550930.6 | 0 | 612101.3 | 0 | 214911.6 | 0 | 491.0792 | 81124.24 | 2832.756 | 66418.22 | 0 | 0 | 0 | 0 | 103371700 | 0 | 103371700 | 1033.717 | 30287.9081 | 0 | 167.0825 | 127.9743 | 2021-07-04 19:01
StdNResSpltPkgAC-65to134 | PreNResSpltPkgAC-65to-PEYes | RtL | 1985 | CZ08 | cDXGF | 0 | None | 1 | 129997 | 1532255 |  | 550930.6 | 0 | 612101.3 | 0 | 280383.2 | 0 | 1261.995 | 87579.38 | 2723.431 | 70947.8 | 0 | 0 | 0 | 0 | 100631600 | 0 | 100631600 | 1006.316 | 29485.0588 | 0 | 167.0825 | 127.9743 | 2021-07-04 19:02
StdNResSpltPkgAC-65to134 | PreNResSpltPkgAC-65to-PEYes | RtL | 1985 | CZ09 | cDXGF | 0 | None | 1 | 129997 | 1523478 |  | 550930.6 | 0 | 612101.3 | 0 | 259305 | 0 | 2244.427 | 98897.13 | 4442.731 | 70100.32 | 0 | 0 | 0 | 0 | 143581400 | 0 | 143581400 | 1435.814 | 42069.3502 | 0 | 167.0825 | 127.9743 | 2021-07-04 19:02
StdNResSpltPkgAC-65to134 | PreNResSpltPkgAC-65to-PEYes | RtL | 1985 | CZ10 | cDXGF | 0 | None | 1 | 129997 | 1554160 |  | 550930.6 | 0 | 612101.3 | 0 | 292213.7 | 0 | 3045.359 | 95869.98 | 4854.362 | 70938.45 | 0 | 0 | 0 | 0 | 184328600 | 0 | 184328600 | 1843.286 | 54008.2798 | 0 | 167.0825 | 127.9743 | 2021-07-04 19:03
StdNResSpltPkgAC-65to134 | PreNResSpltPkgAC-65to-PEYes | RtL | 1985 | CZ11 | cDXGF | 0 | None | 1 | 129997 | 1555449 |  | 550930.6 | 0 | 612101.3 | 0 | 283772 | 0 | 6159.584 | 102485.3 | 11592.5 | 64126.78 | 0 | 0 | 0 | 0 | 492481200 | 0 | 492481200 | 4924.812 | 144296.9916 | 0 | 167.0825 | 127.9743 | 2021-07-04 19:03
StdNResSpltPkgAC-65to134 | PreNResSpltPkgAC-65to-PEYes | RtL | 1985 | CZ12 | cDXGF | 0 | None | 1 | 129997 | 1490115 |  | 550930.6 | 0 | 612101.3 | 0 | 225346.8 | 0 | 5124.45 | 96612.85 | 9281.093 | 62086.34 | 0 | 0 | 0 | 0 | 409712000 | 0 | 409712000 | 4097.12 | 120045.616 | 0 | 167.0825 | 127.9743 | 2021-07-04 19:04
StdNResSpltPkgAC-65to134 | PreNResSpltPkgAC-65to-PEYes | RtL | 1985 | CZ13 | cDXGF | 0 | None | 1 | 129997 | 1592844 |  | 550930.6 | 0 | 612101.3 | 0 | 318660.3 | 0 | 5392.519 | 105759.2 | 9255.943 | 71759.1 | 0 | 0 | 0 | 0 | 378738800 | 0 | 378738800 | 3787.388 | 110970.4684 | 0 | 167.0825 | 127.9743 | 2021-07-04 19:04
StdNResSpltPkgAC-65to134 | PreNResSpltPkgAC-65to-PEYes | RtL | 1985 | CZ14 | cDXGF | 0 | None | 1 | 129997 | 1548618 |  | 550930.6 | 0 | 612101.3 | 0 | 276846.1 | 0 | 6467.237 | 102273.1 | 10752.37 | 64922.89 | 0 | 0 | 0 | 0 | 453076000 | 0 | 453076000 | 4530.76 | 132751.268 | 0 | 167.0825 | 127.9743 | 2021-07-04 19:04
StdNResSpltPkgAC-65to134 | PreNResSpltPkgAC-65to-PEYes | RtL | 1985 | CZ15 | cDXGF | 0 | None | 1 | 129997 | 1835076 |  | 550930.6 | 0 | 612101.3 | 0 | 538121.9 | 0 | 1788.408 | 132134.6 | 3062.007 | 107737 | 0 | 0 | 0 | 0 | 72453790 | 0 | 72453790 | 724.5379 | 21228.9605 | 0 | 167.0825 | 127.9743 | 2021-07-04 19:05
StdNResSpltPkgAC-65to134 | PreNResSpltPkgAC-65to-PEYes | RtL | 1985 | CZ16 | cDXGF | 0 | None | 1 | 129997 | 1349562 |  | 550930.6 | 0 | 612101.3 | 0 | 103471.2 | 0 | 7807.095 | 75252.36 | 18479.2 | 38175.4 | 0 | 0 | 0 | 0 | 1352575000 | 0 | 1352575000 | 13525.75 | 396304.475 | 0 | 167.0825 | 127.9743 | 2021-07-04 19:05
StdNResSpltPkgAC-65to134 | PreNResSpltPkgAC-65to-PEYes | RtL | 1996 | CZ01 | cDXGF | 0 | None | 1 | 129997 | 1240256 |  | 550930.6 | 0 | 584609.5 | 0 | 35856.84 | 0 | 6023.044 | 62832.71 | 13506.06 | 24529 | 0 | 0 | 0 | 0 | 776429100 | 0 | 776429100 | 7764.291 | 227493.7263 | 0 | 167.0825 | 122.275 | 2021-07-04 19:06
StdNResSpltPkgAC-65to134 | PreNResSpltPkgAC-65to-PEYes | RtL | 1996 | CZ02 | cDXGF | 0 | None | 1 | 129997 | 1371325 |  | 550930.6 | 0 | 584609.5 | 0 | 151635.7 | 0 | 5106.158 | 79040.1 | 8277.822 | 48362.54 | 0 | 0 | 0 | 0 | 437445600 | 0 | 437445600 | 4374.456 | 128171.5608 | 0 | 167.0825 | 122.275 | 2021-07-04 19:06
StdNResSpltPkgAC-65to134 | PreNResSpltPkgAC-65to-PEYes | RtL | 1996 | CZ03 | cDXGF | 0 | None | 1 | 129997 | 1323826 |  | 550930.6 | 0 | 584609.5 | 0 | 111484.9 | 0 | 2515.646 | 74282.26 | 7276.188 | 47829.87 | 0 | 0 | 0 | 0 | 350360200 | 0 | 350360200 | 3503.602 | 102655.5386 | 0 | 167.0825 | 122.275 | 2021-07-04 19:07
StdNResSpltPkgAC-65to134 | PreNResSpltPkgAC-65to-PEYes | RtL | 1996 | CZ04 | cDXGF | 0 | None | 1 | 129997 | 1413203 |  | 550930.6 | 0 | 584609.5 | 0 | 192831 | 0 | 2833.821 | 81993.76 | 5523.891 | 58719.53 | 0 | 0 | 0 | 0 | 278156500 | 0 | 278156500 | 2781.565 | 81499.8545 | 0 | 167.0825 | 122.275 | 2021-07-04 19:07
StdNResSpltPkgAC-65to134 | PreNResSpltPkgAC-65to-PEYes | RtL | 1996 | CZ05 | cDXGF | 0 | None | 1 | 129997 | 1339250 |  | 550930.6 | 0 | 584609.5 | 0 | 126398.9 | 0 | 2895.476 | 74412.76 | 6671.478 | 49985.78 | 0 | 0 | 0 | 0 | 315625400 | 0 | 315625400 | 3156.254 | 92478.2422 | 0 | 167.0825 | 122.275 | 2021-07-04 19:08
StdNResSpltPkgAC-65to134 | PreNResSpltPkgAC-65to-PEYes | RtL | 1996 | CZ06 | cDXGF | 0 | None | 1 | 129997 | 1450723 |  | 550930.6 | 0 | 584609.5 | 0 | 234646.4 | 0 | 1006.395 | 79526.57 | 3601.071 | 63412.75 | 0 | 0 | 0 | 0 | 155272700 | 0 | 155272700 | 1552.727 | 45494.9011 | 0 | 167.0825 | 122.275 | 2021-07-04 19:08
StdNResSpltPkgAC-65to134 | PreNResSpltPkgAC-65to-PEYes | RtL | 1996 | CZ07 | cDXGF | 0 | None | 1 | 129997 | 1424412 |  | 550930.6 | 0 | 584609.5 | 0 | 208458.8 | 0 | 489.8667 | 79920.08 | 3307.151 | 64253.36 | 0 | 0 | 0 | 0 | 130462100 | 0 | 130462100 | 1304.621 | 38225.3953 | 0 | 167.0825 | 122.275 | 2021-07-04 19:09
StdNResSpltPkgAC-65to134 | PreNResSpltPkgAC-65to-PEYes | RtL | 1996 | CZ08 | cDXGF | 0 | None | 1 | 129997 | 1501488 |  | 550930.6 | 0 | 584609.5 | 0 | 276684.1 | 0 | 1286.183 | 87973.6 | 3389.686 | 69825.2 | 0 | 0 | 0 | 0 | 128790000 | 0 | 128790000 | 1287.9 | 37735.47 | 0 | 167.0825 | 122.275 | 2021-07-04 19:09
StdNResSpltPkgAC-65to134 | PreNResSpltPkgAC-65to-PEYes | RtL | 1996 | CZ09 | cDXGF | 0 | None | 1 | 129997 | 1494095 |  | 550930.6 | 0 | 584609.5 | 0 | 256650.3 | 0 | 2279.612 | 99621.25 | 5365.802 | 69278.72 | 0 | 0 | 0 | 0 | 182983300 | 0 | 182983300 | 1829.833 | 53614.1069 | 0 | 167.0825 | 122.275 | 2021-07-04 19:10
StdNResSpltPkgAC-65to134 | PreNResSpltPkgAC-65to-PEYes | RtL | 1996 | CZ10 | cDXGF | 0 | None | 1 | 129997 | 1525403 |  | 550930.6 | 0 | 584609.5 | 0 | 290189.4 | 0 | 3097.904 | 96572.25 | 5848.212 | 70290.21 | 0 | 0 | 0 | 0 | 229417800 | 0 | 229417800 | 2294.178 | 67219.4154 | 0 | 167.0825 | 122.275 | 2021-07-04 19:10
StdNResSpltPkgAC-65to134 | PreNResSpltPkgAC-65to-PEYes | RtL | 1996 | CZ11 | cDXGF | 0 | None | 1 | 129997 | 1520279 |  | 550930.6 | 0 | 584609.5 | 0 | 277795.8 | 0 | 6079.383 | 100860.4 | 11799.32 | 62778.97 | 0 | 0 | 0 | 0 | 503767800 | 0 | 503767800 | 5037.678 | 147603.9654 | 0 | 167.0825 | 122.275 | 2021-07-04 19:11
StdNResSpltPkgAC-65to134 | PreNResSpltPkgAC-65to-PEYes | RtL | 1996 | CZ12 | cDXGF | 0 | None | 1 | 129997 | 1455490 |  | 550930.6 | 0 | 584609.5 | 0 | 219951.3 | 0 | 5054.844 | 94940.68 | 9391.951 | 60650.71 | 0 | 0 | 0 | 0 | 418416700 | 0 | 418416700 | 4184.167 | 122596.0931 | 0 | 167.0825 | 122.275 | 2021-07-04 19:11
StdNResSpltPkgAC-65to134 | PreNResSpltPkgAC-65to-PEYes | RtL | 1996 | CZ13 | cDXGF | 0 | None | 1 | 129997 | 1557089 |  | 550930.6 | 0 | 584609.5 | 0 | 312159.4 | 0 | 5323.262 | 104063 | 9377.979 | 70319.61 | 0 | 0 | 0 | 0 | 387556800 | 0 | 387556800 | 3875.568 | 113554.1424 | 0 | 167.0825 | 122.275 | 2021-07-04 19:12
StdNResSpltPkgAC-65to134 | PreNResSpltPkgAC-65to-PEYes | RtL | 1996 | CZ14 | cDXGF | 0 | None | 1 | 129997 | 1513312 |  | 550930.6 | 0 | 584609.5 | 0 | 270717.7 | 0 | 6384.193 | 100666.4 | 10987.99 | 63557.76 | 0 | 0 | 0 | 0 | 465479900 | 0 | 465479900 | 4654.799 | 136385.6107 | 0 | 167.0825 | 122.275 | 2021-07-04 19:12
StdNResSpltPkgAC-65to134 | PreNResSpltPkgAC-65to-PEYes | RtL | 1996 | CZ15 | cDXGF | 0 | None | 1 | 129997 | 1796292 |  | 550930.6 | 0 | 584609.5 | 0 | 528597.2 | 0 | 1769.108 | 130381.6 | 3130.843 | 106026.7 | 0 | 0 | 0 | 0 | 74771420 | 0 | 74771420 | 747.7142 | 21908.0261 | 0 | 167.0825 | 122.275 | 2021-07-04 19:13
StdNResSpltPkgAC-65to134 | PreNResSpltPkgAC-65to-PEYes | RtL | 1996 | CZ16 | cDXGF | 0 | None | 1 | 129997 | 1317429 |  | 550930.6 | 0 | 584609.5 | 0 | 100567.2 | 0 | 7659.485 | 73658.69 | 18623.66 | 37132.46 | 0 | 0 | 0 | 0 | 1376167000 | 0 | 1376167000 | 13761.67 | 403216.931 | 0 | 167.0825 | 122.275 | 2021-07-04 19:13
StdNResSpltPkgAC-65to134 | PreNResSpltPkgAC-65to-PEYes | RtL | 2003 | CZ01 | cDXGF | 0 | None | 1 | 129997 | 1210108 |  | 550930.6 | 0 | 557123.7 | 0 | 34434.53 | 0 | 5930.117 | 61689.2 | 13721.02 | 23628.55 | 0 | 0 | 0 | 0 | 791713700 | 0 | 791713700 | 7917.137 | 231972.1141 | 0 | 167.0825 | 116.5756 | 2021-07-04 19:14
StdNResSpltPkgAC-65to134 | PreNResSpltPkgAC-65to-PEYes | RtL | 2003 | CZ02 | cDXGF | 0 | None | 1 | 129997 | 1338302 |  | 550930.6 | 0 | 557123.7 | 0 | 147707 | 0 | 5023.511 | 77517.58 | 8313.179 | 47138.08 | 0 | 0 | 0 | 0 | 442331600 | 0 | 442331600 | 4423.316 | 129603.1588 | 0 | 167.0825 | 116.5756 | 2021-07-04 19:14
StdNResSpltPkgAC-65to134 | PreNResSpltPkgAC-65to-PEYes | RtL | 2003 | CZ03 | cDXGF | 0 | None | 1 | 129997 | 1292453 |  | 550930.6 | 0 | 557123.7 | 0 | 108887.5 | 0 | 2479.386 | 73032.54 | 7316.468 | 46769.07 | 0 | 0 | 0 | 0 | 352474800 | 0 | 352474800 | 3524.748 | 103275.1164 | 0 | 167.0825 | 116.5756 | 2021-07-04 19:15
StdNResSpltPkgAC-65to134 | PreNResSpltPkgAC-65to-PEYes | RtL | 2003 | CZ04 | cDXGF | 0 | None | 1 | 129997 | 1380538 |  | 550930.6 | 0 | 557123.7 | 0 | 188971.1 | 0 | 2798.983 | 80714.16 | 5539.625 | 57516.6 | 0 | 0 | 0 | 0 | 280621600 | 0 | 280621600 | 2806.216 | 82222.1288 | 0 | 167.0825 | 116.5756 | 2021-07-04 19:15
StdNResSpltPkgAC-65to134 | PreNResSpltPkgAC-65to-PEYes | RtL | 2003 | CZ05 | cDXGF | 0 | None | 1 | 129997 | 1307576 |  | 550930.6 | 0 | 557123.7 | 0 | 123518.7 | 0 | 2852.88 | 73150.59 | 6704.404 | 48858.45 | 0 | 0 | 0 | 0 | 317710200 | 0 | 317710200 | 3177.102 | 93089.0886 | 0 | 167.0825 | 116.5756 | 2021-07-04 19:16
StdNResSpltPkgAC-65to134 | PreNResSpltPkgAC-65to-PEYes | RtL | 2003 | CZ06 | cDXGF | 0 | None | 1 | 129997 | 1417547 |  | 550930.6 | 0 | 557123.7 | 0 | 230248.5 | 0 | 991.9846 | 78252.15 | 3616.629 | 62237.56 | 0 | 0 | 0 | 0 | 156239800 | 0 | 156239800 | 1562.398 | 45778.2614 | 0 | 167.0825 | 116.5756 | 2021-07-04 19:16
StdNResSpltPkgAC-65to134 | PreNResSpltPkgAC-65to-PEYes | RtL | 2003 | CZ07 | cDXGF | 0 | None | 1 | 129997 | 1391449 |  | 550930.6 | 0 | 557123.7 | 0 | 204312.3 | 0 | 482.8187 | 78599.38 | 3341.878 | 62973.43 | 0 | 0 | 0 | 0 | 131651800 | 0 | 131651800 | 1316.518 | 38573.9774 | 0 | 167.0825 | 116.5756 | 2021-07-04 19:17
StdNResSpltPkgAC-65to134 | PreNResSpltPkgAC-65to-PEYes | RtL | 2003 | CZ08 | cDXGF | 0 | None | 1 | 129997 | 1467725 |  | 550930.6 | 0 | 557123.7 | 0 | 271643.8 | 0 | 1272.696 | 86754.22 | 3410.772 | 68654.04 | 0 | 0 | 0 | 0 | 129995100 | 0 | 129995100 | 1299.951 | 38088.5643 | 0 | 167.0825 | 116.5756 | 2021-07-04 19:17
StdNResSpltPkgAC-65to134 | PreNResSpltPkgAC-65to-PEYes | RtL | 2003 | CZ09 | cDXGF | 0 | None | 1 | 129997 | 1460940 |  | 550930.6 | 0 | 557123.7 | 0 | 252162.1 | 0 | 2257.729 | 98466.47 | 5427.419 | 68137.07 | 0 | 0 | 0 | 0 | 184968900 | 0 | 184968900 | 1849.689 | 54195.8877 | 0 | 167.0825 | 116.5756 | 2021-07-04 19:18
StdNResSpltPkgAC-65to134 | PreNResSpltPkgAC-65to-PEYes | RtL | 2003 | CZ10 | cDXGF | 0 | None | 1 | 129997 | 1484209 |  | 550930.6 | 0 | 557123.7 | 0 | 280231.9 | 0 | 2972.766 | 92950.45 | 5007.233 | 68155.88 | 0 | 0 | 0 | 0 | 193633700 | 0 | 193633700 | 1936.337 | 56734.6741 | 0 | 167.0825 | 116.5756 | 2021-07-04 19:18
StdNResSpltPkgAC-65to134 | PreNResSpltPkgAC-65to-PEYes | RtL | 2003 | CZ11 | cDXGF | 0 | None | 1 | 129997 | 1486853 |  | 550930.6 | 0 | 557123.7 | 0 | 273161.3 | 0 | 6018.797 | 99619.48 | 12031.65 | 61643.55 | 0 | 0 | 0 | 0 | 516316700 | 0 | 516316700 | 5163.167 | 151280.7931 | 0 | 167.0825 | 116.5756 | 2021-07-04 19:18
StdNResSpltPkgAC-65to134 | PreNResSpltPkgAC-65to-PEYes | RtL | 2003 | CZ12 | cDXGF | 0 | None | 1 | 129997 | 1422367 |  | 550930.6 | 0 | 557123.7 | 0 | 215680.5 | 0 | 5001.402 | 93630.98 | 9559.582 | 59451.52 | 0 | 0 | 0 | 0 | 428496300 | 0 | 428496300 | 4284.963 | 125549.4159 | 0 | 167.0825 | 116.5756 | 2021-07-04 19:19
StdNResSpltPkgAC-65to134 | PreNResSpltPkgAC-65to-PEYes | RtL | 2003 | CZ13 | cDXGF | 0 | None | 1 | 129997 | 1523147 |  | 550930.6 | 0 | 557123.7 | 0 | 307055.5 | 0 | 5270.231 | 102766.8 | 9632.803 | 69193.41 | 0 | 0 | 0 | 0 | 398485000 | 0 | 398485000 | 3984.85 | 116756.105 | 0 | 167.0825 | 116.5756 | 2021-07-04 19:19
StdNResSpltPkgAC-65to134 | PreNResSpltPkgAC-65to-PEYes | RtL | 2003 | CZ14 | cDXGF | 0 | None | 1 | 129997 | 1480119 |  | 550930.6 | 0 | 557123.7 | 0 | 266246.4 | 0 | 6324.862 | 99492.66 | 11192.31 | 62536.55 | 0 | 0 | 0 | 0 | 477050300 | 0 | 477050300 | 4770.503 | 139775.7379 | 0 | 167.0825 | 116.5756 | 2021-07-04 19:20
StdNResSpltPkgAC-65to134 | PreNResSpltPkgAC-65to-PEYes | RtL | 2003 | CZ15 | cDXGF | 0 | None | 1 | 129997 | 1760578 |  | 550930.6 | 0 | 557123.7 | 0 | 521650.1 | 0 | 1755.237 | 129119.2 | 3204.665 | 104686.9 | 0 | 0 | 0 | 0 | 76614240 | 0 | 76614240 | 766.1424 | 22447.9723 | 0 | 167.0825 | 116.5756 | 2021-07-04 19:20
StdNResSpltPkgAC-65to134 | PreNResSpltPkgAC-65to-PEYes | RtL | 2003 | CZ16 | cDXGF | 0 | None | 1 | 129997 | 1286235 |  | 550930.6 | 0 | 557123.7 | 0 | 98242.35 | 0 | 7541.876 | 72395.95 | 18906.75 | 36232.74 | 0 | 0 | 0 | 0 | 1403906000 | 0 | 1403906000 | 14039.06 | 411344.458 | 0 | 167.0825 | 116.5756 | 2021-07-04 19:21
StdNResSpltPkgAC-65to134 | PreNResSpltPkgAC-65to-PEYes | RtL | 2007 | CZ01 | cDXGF | 0 | None | 1 | 129997 | 1210776 |  | 550930.6 | 0 | 557123.7 | 0 | 35296.79 | 0 | 5893.595 | 61530.84 | 13114.22 | 24135.16 | 0 | 0 | 0 | 0 | 739769000 | 0 | 739769000 | 7397.69 | 216752.317 | 0 | 167.0825 | 116.5756 | 2021-07-04 19:21
StdNResSpltPkgAC-65to134 | PreNResSpltPkgAC-65to-PEYes | RtL | 2007 | CZ02 | cDXGF | 0 | None | 1 | 129997 | 1337390 |  | 550930.6 | 0 | 557123.7 | 0 | 147645.9 | 0 | 4946.918 | 76742.55 | 7686.685 | 47288.24 | 0 | 0 | 0 | 0 | 407094100 | 0 | 407094100 | 4070.941 | 119278.5713 | 0 | 167.0825 | 116.5756 | 2021-07-04 19:22
StdNResSpltPkgAC-65to134 | PreNResSpltPkgAC-65to-PEYes | RtL | 2007 | CZ03 | cDXGF | 0 | None | 1 | 129997 | 1293202 |  | 550930.6 | 0 | 557123.7 | 0 | 109801.2 | 0 | 2462.852 | 72883.98 | 6982.051 | 47218.25 | 0 | 0 | 0 | 0 | 325020900 | 0 | 325020900 | 3250.209 | 95231.1237 | 0 | 167.0825 | 116.5756 | 2021-07-04 19:22
StdNResSpltPkgAC-65to134 | PreNResSpltPkgAC-65to-PEYes | RtL | 2007 | CZ04 | cDXGF | 0 | None | 1 | 129997 | 1379746 |  | 550930.6 | 0 | 557123.7 | 0 | 188907.2 | 0 | 2757.844 | 80027.04 | 5114.139 | 57687.39 | 0 | 0 | 0 | 0 | 256426400 | 0 | 256426400 | 2564.264 | 75132.9352 | 0 | 167.0825 | 116.5756 | 2021-07-04 19:23
StdNResSpltPkgAC-65to134 | PreNResSpltPkgAC-65to-PEYes | RtL | 2007 | CZ05 | cDXGF | 0 | None | 1 | 129997 | 1308254 |  | 550930.6 | 0 | 557123.7 | 0 | 124374.4 | 0 | 2833.587 | 72991.53 | 6391.872 | 49266.23 | 0 | 0 | 0 | 0 | 292684400 | 0 | 292684400 | 2926.844 | 85756.5292 | 0 | 167.0825 | 116.5756 | 2021-07-04 19:23
StdNResSpltPkgAC-65to134 | PreNResSpltPkgAC-65to-PEYes | RtL | 2007 | CZ06 | cDXGF | 0 | None | 1 | 129997 | 1417547 |  | 550930.6 | 0 | 557123.7 | 0 | 230248.5 | 0 | 991.9846 | 78252.15 | 3616.629 | 62237.56 | 0 | 0 | 0 | 0 | 156239800 | 0 | 156239800 | 1562.398 | 45778.2614 | 0 | 167.0825 | 116.5756 | 2021-07-04 19:24
StdNResSpltPkgAC-65to134 | PreNResSpltPkgAC-65to-PEYes | RtL | 2007 | CZ07 | cDXGF | 0 | None | 1 | 129997 | 1391449 |  | 550930.6 | 0 | 557123.7 | 0 | 204312.3 | 0 | 482.8187 | 78599.38 | 3341.878 | 62973.43 | 0 | 0 | 0 | 0 | 131651800 | 0 | 131651800 | 1316.518 | 38573.9774 | 0 | 167.0825 | 116.5756 | 2021-07-04 19:24
StdNResSpltPkgAC-65to134 | PreNResSpltPkgAC-65to-PEYes | RtL | 2007 | CZ08 | cDXGF | 0 | None | 1 | 129997 | 1467725 |  | 550930.6 | 0 | 557123.7 | 0 | 271643.8 | 0 | 1272.696 | 86754.22 | 3410.772 | 68654.04 | 0 | 0 | 0 | 0 | 129995100 | 0 | 129995100 | 1299.951 | 38088.5643 | 0 | 167.0825 | 116.5756 | 2021-07-04 19:25
StdNResSpltPkgAC-65to134 | PreNResSpltPkgAC-65to-PEYes | RtL | 2007 | CZ09 | cDXGF | 0 | None | 1 | 129997 | 1460940 |  | 550930.6 | 0 | 557123.7 | 0 | 252162.1 | 0 | 2257.729 | 98466.47 | 5427.419 | 68137.07 | 0 | 0 | 0 | 0 | 184968900 | 0 | 184968900 | 1849.689 | 54195.8877 | 0 | 167.0825 | 116.5756 | 2021-07-04 19:25
StdNResSpltPkgAC-65to134 | PreNResSpltPkgAC-65to-PEYes | RtL | 2007 | CZ10 | cDXGF | 0 | None | 1 | 129997 | 1481123 |  | 550930.6 | 0 | 557123.7 | 0 | 278348.3 | 0 | 2925.004 | 91795.4 | 4560.97 | 67786.36 | 0 | 0 | 0 | 0 | 174859200 | 0 | 174859200 | 1748.592 | 51233.7456 | 0 | 167.0825 | 116.5756 | 2021-07-04 19:26
StdNResSpltPkgAC-65to134 | PreNResSpltPkgAC-65to-PEYes | RtL | 2007 | CZ11 | cDXGF | 0 | None | 1 | 129997 | 1482705 |  | 550930.6 | 0 | 557123.7 | 0 | 270469.8 | 0 | 5920.478 | 98261.21 | 11014.41 | 61315.86 | 0 | 0 | 0 | 0 | 469156700 | 0 | 469156700 | 4691.567 | 137462.9131 | 0 | 167.0825 | 116.5756 | 2021-07-04 19:26
StdNResSpltPkgAC-65to134 | PreNResSpltPkgAC-65to-PEYes | RtL | 2007 | CZ12 | cDXGF | 0 | None | 1 | 129997 | 1419629 |  | 550930.6 | 0 | 557123.7 | 0 | 214276.7 | 0 | 4913.302 | 92384.34 | 8760.251 | 59203.75 | 0 | 0 | 0 | 0 | 389803500 | 0 | 389803500 | 3898.035 | 114212.4255 | 0 | 167.0825 | 116.5756 | 2021-07-04 19:27
StdNResSpltPkgAC-65to134 | PreNResSpltPkgAC-65to-PEYes | RtL | 2007 | CZ13 | cDXGF | 0 | None | 1 | 129997 | 1517985 |  | 550930.6 | 0 | 557123.7 | 0 | 303376.5 | 0 | 5186.527 | 101367.5 | 8801.463 | 68591.7 | 0 | 0 | 0 | 0 | 360681300 | 0 | 360681300 | 3606.813 | 105679.6209 | 0 | 167.0825 | 116.5756 | 2021-07-04 19:27
StdNResSpltPkgAC-65to134 | PreNResSpltPkgAC-65to-PEYes | RtL | 2007 | CZ14 | cDXGF | 0 | None | 1 | 129997 | 1476090 |  | 550930.6 | 0 | 557123.7 | 0 | 263620.8 | 0 | 6226.083 | 98189.47 | 10342.68 | 62129.89 | 0 | 0 | 0 | 0 | 433617600 | 0 | 433617600 | 4336.176 | 127049.9568 | 0 | 167.0825 | 116.5756 | 2021-07-04 19:28
StdNResSpltPkgAC-65to134 | PreNResSpltPkgAC-65to-PEYes | RtL | 2007 | CZ15 | cDXGF | 0 | None | 1 | 129997 | 1751095 |  | 550930.6 | 0 | 557123.7 | 0 | 513873.3 | 0 | 1730.713 | 127436.3 | 2849.596 | 103708.5 | 0 | 0 | 0 | 0 | 67278380 | 0 | 67278380 | 672.7838 | 19712.5653 | 0 | 167.0825 | 116.5756 | 2021-07-04 19:28
StdNResSpltPkgAC-65to134 | PreNResSpltPkgAC-65to-PEYes | RtL | 2007 | CZ16 | cDXGF | 0 | None | 1 | 129997 | 1285595 |  | 550930.6 | 0 | 557123.7 | 0 | 98107.1 | 0 | 7484.207 | 71949.25 | 17945.13 | 36335.67 | 0 | 0 | 0 | 0 | 1310447000 | 0 | 1310447000 | 13104.47 | 383960.971 | 0 | 167.0825 | 116.5756 | 2021-07-04 19:29
StdNResSpltPkgAC-65to134 | PreNResSpltPkgAC-65to-PEYes | RtL | 2011 | CZ01 | cDXGF | 0 | None | 1 | 129997 | 1212612 |  | 550930.6 | 0 | 557123.7 | 0 | 37123.41 | 0 | 5855.221 | 61578.88 | 12287.28 | 25284.56 | 0 | 0 | 0 | 0 | 680359200 | 0 | 680359200 | 6803.592 | 199345.2456 | 0 | 167.0825 | 116.5756 | 2021-07-04 19:29
StdNResSpltPkgAC-65to134 | PreNResSpltPkgAC-65to-PEYes | RtL | 2011 | CZ02 | cDXGF | 0 | None | 1 | 129997 | 1336606 |  | 550930.6 | 0 | 557123.7 | 0 | 147716.6 | 0 | 4868.621 | 75966.2 | 7092.652 | 47517.1 | 0 | 0 | 0 | 0 | 372968600 | 0 | 372968600 | 3729.686 | 109279.7998 | 0 | 167.0825 | 116.5756 | 2021-07-04 19:30
StdNResSpltPkgAC-65to134 | PreNResSpltPkgAC-65to-PEYes | RtL | 2011 | CZ03 | cDXGF | 0 | None | 1 | 129997 | 1294121 |  | 550930.6 | 0 | 557123.7 | 0 | 110855.6 | 0 | 2445.97 | 72765.87 | 6720.499 | 47745.97 | 0 | 0 | 0 | 0 | 298120300 | 0 | 298120300 | 2981.203 | 87349.2479 | 0 | 167.0825 | 116.5756 | 2021-07-04 19:30
StdNResSpltPkgAC-65to134 | PreNResSpltPkgAC-65to-PEYes | RtL | 2011 | CZ04 | cDXGF | 0 | None | 1 | 129997 | 1379133 |  | 550930.6 | 0 | 557123.7 | 0 | 188959.9 | 0 | 2717.975 | 79401.48 | 4677.729 | 57866.89 | 0 | 0 | 0 | 0 | 232578400 | 0 | 232578400 | 2325.784 | 68145.4712 | 0 | 167.0825 | 116.5756 | 2021-07-04 19:31
StdNResSpltPkgAC-65to134 | PreNResSpltPkgAC-65to-PEYes | RtL | 2011 | CZ05 | cDXGF | 0 | None | 1 | 129997 | 1308254 |  | 550930.6 | 0 | 557123.7 | 0 | 124374.4 | 0 | 2833.587 | 72991.53 | 6391.872 | 49266.23 | 0 | 0 | 0 | 0 | 292684400 | 0 | 292684400 | 2926.844 | 85756.5292 | 0 | 167.0825 | 116.5756 | 2021-07-04 19:31
StdNResSpltPkgAC-65to134 | PreNResSpltPkgAC-65to-PEYes | RtL | 2011 | CZ06 | cDXGF | 0 | None | 1 | 129997 | 1417547 |  | 550930.6 | 0 | 557123.7 | 0 | 230248.5 | 0 | 991.9846 | 78252.15 | 3616.629 | 62237.56 | 0 | 0 | 0 | 0 | 156239800 | 0 | 156239800 | 1562.398 | 45778.2614 | 0 | 167.0825 | 116.5756 | 2021-07-04 19:32
StdNResSpltPkgAC-65to134 | PreNResSpltPkgAC-65to-PEYes | RtL | 2011 | CZ07 | cDXGF | 0 | None | 1 | 129997 | 1391713 |  | 550930.6 | 0 | 557123.7 | 0 | 204800.6 | 0 | 479.5284 | 78379.32 | 3133.165 | 63226.71 | 0 | 0 | 0 | 0 | 119791100 | 0 | 119791100 | 1197.911 | 35098.7923 | 0 | 167.0825 | 116.5756 | 2021-07-04 19:32
StdNResSpltPkgAC-65to134 | PreNResSpltPkgAC-65to-PEYes | RtL | 2011 | CZ08 | cDXGF | 0 | None | 1 | 129997 | 1465571 |  | 550930.6 | 0 | 557123.7 | 0 | 270427 | 0 | 1253.614 | 85837.2 | 3106.458 | 68386.09 | 0 | 0 | 0 | 0 | 117264300 | 0 | 117264300 | 1172.643 | 34358.4399 | 0 | 167.0825 | 116.5756 | 2021-07-04 19:33
StdNResSpltPkgAC-65to134 | PreNResSpltPkgAC-65to-PEYes | RtL | 2011 | CZ09 | cDXGF | 0 | None | 1 | 129997 | 1451239 |  | 550930.6 | 0 | 557123.7 | 0 | 246750.9 | 0 | 2138.43 | 94295.18 | 3684.764 | 67213.27 | 0 | 0 | 0 | 0 | 117486500 | 0 | 117486500 | 1174.865 | 34423.5445 | 0 | 167.0825 | 116.5756 | 2021-07-04 19:33
StdNResSpltPkgAC-65to134 | PreNResSpltPkgAC-65to-PEYes | RtL | 2011 | CZ10 | cDXGF | 0 | None | 1 | 129997 | 1478083 |  | 550930.6 | 0 | 557123.7 | 0 | 276508.8 | 0 | 2876.718 | 90643.98 | 4129.973 | 67469.66 | 0 | 0 | 0 | 0 | 156877400 | 0 | 156877400 | 1568.774 | 45965.0782 | 0 | 167.0825 | 116.5756 | 2021-07-04 19:34
StdNResSpltPkgAC-65to134 | PreNResSpltPkgAC-65to-PEYes | RtL | 2011 | CZ11 | cDXGF | 0 | None | 1 | 129997 | 1472100 |  | 550930.6 | 0 | 557123.7 | 0 | 264055.3 | 0 | 5618.458 | 94372.37 | 7638.004 | 60711.07 | 0 | 0 | 0 | 0 | 311706300 | 0 | 311706300 | 3117.063 | 91329.9459 | 0 | 167.0825 | 116.5756 | 2021-07-04 19:34
StdNResSpltPkgAC-65to134 | PreNResSpltPkgAC-65to-PEYes | RtL | 2011 | CZ12 | cDXGF | 0 | None | 1 | 129997 | 1416031 |  | 550930.6 | 0 | 557123.7 | 0 | 212777.7 | 0 | 4764.263 | 90434.95 | 7200.513 | 59092.49 | 0 | 0 | 0 | 0 | 317838000 | 0 | 317838000 | 3178.38 | 93126.534 | 0 | 167.0825 | 116.5756 | 2021-07-04 19:35
StdNResSpltPkgAC-65to134 | PreNResSpltPkgAC-65to-PEYes | RtL | 2011 | CZ13 | cDXGF | 0 | None | 1 | 129997 | 1507018 |  | 550930.6 | 0 | 557123.7 | 0 | 296030.5 | 0 | 4964.947 | 97968.01 | 6496.642 | 67613.79 | 0 | 0 | 0 | 0 | 262166400 | 0 | 262166400 | 2621.664 | 76814.7552 | 0 | 167.0825 | 116.5756 | 2021-07-04 19:35
StdNResSpltPkgAC-65to134 | PreNResSpltPkgAC-65to-PEYes | RtL | 2011 | CZ14 | cDXGF | 0 | None | 1 | 129997 | 1466683 |  | 550930.6 | 0 | 557123.7 | 0 | 258237.5 | 0 | 5918.26 | 94473.63 | 7189.072 | 61771.5 | 0 | 0 | 0 | 0 | 294059600 | 0 | 294059600 | 2940.596 | 86159.4628 | 0 | 167.0825 | 116.5756 | 2021-07-04 19:36
StdNResSpltPkgAC-65to134 | PreNResSpltPkgAC-65to-PEYes | RtL | 2011 | CZ15 | cDXGF | 0 | None | 1 | 129997 | 1724928 |  | 550930.6 | 0 | 557123.7 | 0 | 492752.3 | 0 | 1655.242 | 122466.7 | 2067.514 | 100777.1 | 0 | 0 | 0 | 0 | 45555110 | 0 | 45555110 | 455.5511 | 13347.6472 | 0 | 167.0825 | 116.5756 | 2021-07-04 19:36
StdNResSpltPkgAC-65to134 | PreNResSpltPkgAC-65to-PEYes | RtL | 2011 | CZ16 | cDXGF | 0 | None | 1 | 129997 | 1285488 |  | 550930.6 | 0 | 557123.7 | 0 | 100014.6 | 0 | 7155.074 | 70263.88 | 14092.85 | 37716.66 | 0 | 0 | 0 | 0 | 914434200 | 0 | 914434200 | 9144.342 | 267929.2206 | 0 | 167.0825 | 116.5756 | 2021-07-04 19:37
StdNResSpltPkgAC-65to134 | PreNResSpltPkgAC-65to-PEYes | RtL | 2015 | CZ01 | cDXGF | 0 | None | 1 | 129997 | 1128999 |  | 474706.8 | 0 | 557123.7 | 0 | 33334 | 0 | 5588.346 | 58247.14 | 12951.48 | 22751.12 | 0 | 0 | 0 | 0 | 733199400 | 0 | 733199400 | 7331.994 | 214827.4242 | 0 | 144.4917 | 116.5756 | 2021-07-04 19:37
StdNResSpltPkgAC-65to134 | PreNResSpltPkgAC-65to-PEYes | RtL | 2015 | CZ02 | cDXGF | 0 | None | 1 | 129997 | 1247413 |  | 474706.8 | 0 | 557123.7 | 0 | 138445.7 | 0 | 4691.514 | 72446.24 | 7604.459 | 44378.23 | 0 | 0 | 0 | 0 | 402847900 | 0 | 402847900 | 4028.479 | 118034.4347 | 0 | 144.4917 | 116.5756 | 2021-07-04 19:38
StdNResSpltPkgAC-65to134 | PreNResSpltPkgAC-65to-PEYes | RtL | 2015 | CZ03 | cDXGF | 0 | None | 1 | 129997 | 1205208 |  | 474706.8 | 0 | 557123.7 | 0 | 102547.4 | 0 | 2322.519 | 68508.87 | 7085.314 | 44074.59 | 0 | 0 | 0 | 0 | 322123100 | 0 | 322123100 | 3221.231 | 94382.0683 | 0 | 144.4917 | 116.5756 | 2021-07-04 19:38
StdNResSpltPkgAC-65to134 | PreNResSpltPkgAC-65to-PEYes | RtL | 2015 | CZ04 | cDXGF | 0 | None | 1 | 129997 | 1286946 |  | 474706.8 | 0 | 557123.7 | 0 | 177250.3 | 0 | 2605.134 | 75260.27 | 5036.013 | 54067.52 | 0 | 0 | 0 | 0 | 250690000 | 0 | 250690000 | 2506.9 | 73452.17 | 0 | 144.4917 | 116.5756 | 2021-07-04 19:38
StdNResSpltPkgAC-65to134 | PreNResSpltPkgAC-65to-PEYes | RtL | 2015 | CZ05 | cDXGF | 0 | None | 1 | 129997 | 1218411 |  | 474706.8 | 0 | 557123.7 | 0 | 115197.2 | 0 | 2687.01 | 68697.28 | 6791.306 | 45642.12 | 0 | 0 | 0 | 0 | 315031600 | 0 | 315031600 | 3150.316 | 92304.2588 | 0 | 144.4917 | 116.5756 | 2021-07-04 19:39
StdNResSpltPkgAC-65to134 | PreNResSpltPkgAC-65to-PEYes | RtL | 2015 | CZ06 | cDXGF | 0 | None | 1 | 129997 | 1322627 |  | 474706.8 | 0 | 557123.7 | 0 | 215764.2 | 0 | 946.0968 | 74086.72 | 3806.001 | 58364.71 | 0 | 0 | 0 | 0 | 165961700 | 0 | 165961700 | 1659.617 | 48626.7781 | 0 | 144.4917 | 116.5756 | 2021-07-04 19:39
StdNResSpltPkgAC-65to134 | PreNResSpltPkgAC-65to-PEYes | RtL | 2015 | CZ07 | cDXGF | 0 | None | 1 | 129997 | 1298042 |  | 474706.8 | 0 | 557123.7 | 0 | 191620.5 | 0 | 457.329 | 74135.07 | 3341.701 | 59137.95 | 0 | 0 | 0 | 0 | 127375600 | 0 | 127375600 | 1273.756 | 37321.0508 | 0 | 144.4917 | 116.5756 | 2021-07-04 19:40
StdNResSpltPkgAC-65to134 | PreNResSpltPkgAC-65to-PEYes | RtL | 2015 | CZ08 | cDXGF | 0 | None | 1 | 129997 | 1370195 |  | 474706.8 | 0 | 557123.7 | 0 | 255261.6 | 0 | 1209.547 | 81893.94 | 3341.322 | 64546.16 | 0 | 0 | 0 | 0 | 122919500 | 0 | 122919500 | 1229.195 | 36015.4135 | 0 | 144.4917 | 116.5756 | 2021-07-04 19:40
StdNResSpltPkgAC-65to134 | PreNResSpltPkgAC-65to-PEYes | RtL | 2015 | CZ09 | cDXGF | 0 | None | 1 | 129997 | 1357758 |  | 474706.8 | 0 | 557123.7 | 0 | 233150.8 | 0 | 2075.214 | 90701.88 | 4073.225 | 63867.52 | 0 | 0 | 0 | 0 | 121974400 | 0 | 121974400 | 1219.744 | 35738.4992 | 0 | 144.4917 | 116.5756 | 2021-07-04 19:41
StdNResSpltPkgAC-65to134 | PreNResSpltPkgAC-65to-PEYes | RtL | 2015 | CZ10 | cDXGF | 0 | None | 1 | 129997 | 1385039 |  | 474706.8 | 0 | 557123.7 | 0 | 263130.6 | 0 | 2797.117 | 87281.23 | 4485.605 | 64258.48 | 0 | 0 | 0 | 0 | 165319800 | 0 | 165319800 | 1653.198 | 48438.7014 | 0 | 144.4917 | 116.5756 | 2021-07-04 19:41
StdNResSpltPkgAC-65to134 | PreNResSpltPkgAC-65to-PEYes | RtL | 2015 | CZ11 | cDXGF | 0 | None | 1 | 129997 | 1380479 |  | 474706.8 | 0 | 557123.7 | 0 | 252273.4 | 0 | 5456.18 | 90920.17 | 8516.129 | 57804.12 | 0 | 0 | 0 | 0 | 329432400 | 0 | 329432400 | 3294.324 | 96523.6932 | 0 | 144.4917 | 116.5756 | 2021-07-04 19:42
StdNResSpltPkgAC-65to134 | PreNResSpltPkgAC-65to-PEYes | RtL | 2015 | CZ12 | cDXGF | 0 | None | 1 | 129997 | 1325460 |  | 474706.8 | 0 | 557123.7 | 0 | 202072 | 0 | 4623.539 | 86935.16 | 7924.354 | 56028.48 | 0 | 0 | 0 | 0 | 340700000 | 0 | 340700000 | 3407 | 99825.1 | 0 | 144.4917 | 116.5756 | 2021-07-04 19:42
StdNResSpltPkgAC-65to134 | PreNResSpltPkgAC-65to-PEYes | RtL | 2015 | CZ13 | cDXGF | 0 | None | 1 | 129997 | 1414418 |  | 474706.8 | 0 | 557123.7 | 0 | 283319.6 | 0 | 4825.581 | 94442.28 | 7218.263 | 64605.34 | 0 | 0 | 0 | 0 | 276475800 | 0 | 276475800 | 2764.758 | 81007.4094 | 0 | 144.4917 | 116.5756 | 2021-07-04 19:43
StdNResSpltPkgAC-65to134 | PreNResSpltPkgAC-65to-PEYes | RtL | 2015 | CZ14 | cDXGF | 0 | None | 1 | 129997 | 1374795 |  | 474706.8 | 0 | 557123.7 | 0 | 246132.2 | 0 | 5753.932 | 91078.56 | 7983.705 | 58713.87 | 0 | 0 | 0 | 0 | 307887000 | 0 | 307887000 | 3078.87 | 90210.891 | 0 | 144.4917 | 116.5756 | 2021-07-04 19:43
StdNResSpltPkgAC-65to134 | PreNResSpltPkgAC-65to-PEYes | RtL | 2015 | CZ15 | cDXGF | 0 | None | 1 | 129997 | 1627071 |  | 474706.8 | 0 | 557123.7 | 0 | 474765 | 0 | 1617.194 | 118858.3 | 2240.057 | 97201.67 | 0 | 0 | 0 | 0 | 42399860 | 0 | 42399860 | 423.9986 | 12423.159 | 0 | 144.4917 | 116.5756 | 2021-07-04 19:44
StdNResSpltPkgAC-65to134 | PreNResSpltPkgAC-65to-PEYes | RtL | 2015 | CZ16 | cDXGF | 0 | None | 1 | 129997 | 1199042 |  | 474706.8 | 0 | 557123.7 | 0 | 93834.32 | 0 | 6823.651 | 66554.3 | 14826.45 | 35147.55 | 0 | 0 | 0 | 0 | 1001179000 | 0 | 1001179000 | 10011.79 | 293345.447 | 0 | 144.4917 | 116.5756 | 2021-07-04 19:44
StdNResSpltPkgAC-65to134 | PreNResSpltPkgAC-65to-PEYes | RtL | 2017 | CZ01 | cDXGF | 0 | None | 1 | 129997 | 1129121 |  | 473124.1 | 0 | 557123.7 | 0 | 35415.99 | 0 | 5511.746 | 57944.99 | 12064.58 | 24051.06 | 0 | 0 | 0 | 0 | 639165200 | 0 | 639165200 | 6391.652 | 187275.4036 | 0 | 143.9042 | 116.5756 | 2021-07-04 19:45
StdNResSpltPkgAC-65to134 | PreNResSpltPkgAC-65to-PEYes | RtL | 2017 | CZ02 | cDXGF | 0 | None | 1 | 129997 | 1244855 |  | 473124.1 | 0 | 557123.7 | 0 | 138385.3 | 0 | 4609.134 | 71612.97 | 7034.308 | 44525.73 | 0 | 0 | 0 | 0 | 369856100 | 0 | 369856100 | 3698.561 | 108367.8373 | 0 | 143.9042 | 116.5756 | 2021-07-04 19:45
StdNResSpltPkgAC-65to134 | PreNResSpltPkgAC-65to-PEYes | RtL | 2017 | CZ03 | cDXGF | 0 | None | 1 | 129997 | 1204422 |  | 473124.1 | 0 | 557123.7 | 0 | 103500.5 | 0 | 2305.014 | 68368.63 | 6798.977 | 44541.18 | 0 | 0 | 0 | 0 | 297744200 | 0 | 297744200 | 2977.442 | 87239.0506 | 0 | 143.9042 | 116.5756 | 2021-07-04 19:46
StdNResSpltPkgAC-65to134 | PreNResSpltPkgAC-65to-PEYes | RtL | 2017 | CZ04 | cDXGF | 0 | None | 1 | 129997 | 1284559 |  | 473124.1 | 0 | 557123.7 | 0 | 177147 | 0 | 2564.783 | 74599.01 | 4584.126 | 54262.38 | 0 | 0 | 0 | 0 | 227233000 | 0 | 227233000 | 2272.33 | 66579.269 | 0 | 143.9042 | 116.5756 | 2021-07-04 19:46
StdNResSpltPkgAC-65to134 | PreNResSpltPkgAC-65to-PEYes | RtL | 2017 | CZ05 | cDXGF | 0 | None | 1 | 129997 | 1218430 |  | 473124.1 | 0 | 557123.7 | 0 | 117130.9 | 0 | 2646.561 | 68404.58 | 6213.663 | 46452.25 | 0 | 0 | 0 | 0 | 267445700 | 0 | 267445700 | 2674.457 | 78361.5901 | 0 | 143.9042 | 116.5756 | 2021-07-04 19:47
StdNResSpltPkgAC-65to134 | PreNResSpltPkgAC-65to-PEYes | RtL | 2017 | CZ06 | cDXGF | 0 | None | 1 | 129997 | 1320734 |  | 473124.1 | 0 | 557123.7 | 0 | 216321.2 | 0 | 923.2407 | 73241.73 | 3302.295 | 58790.07 | 0 | 0 | 0 | 0 | 129727100 | 0 | 129727100 | 1297.271 | 38010.0403 | 0 | 143.9042 | 116.5756 | 2021-07-04 19:47
StdNResSpltPkgAC-65to134 | PreNResSpltPkgAC-65to-PEYes | RtL | 2017 | CZ07 | cDXGF | 0 | None | 1 | 129997 | 1296931 |  | 473124.1 | 0 | 557123.7 | 0 | 192550.1 | 0 | 450.1688 | 73683.17 | 2974.192 | 59593.75 | 0 | 0 | 0 | 0 | 105474700 | 0 | 105474700 | 1054.747 | 30904.0871 | 0 | 143.9042 | 116.5756 | 2021-07-04 19:48
StdNResSpltPkgAC-65to134 | PreNResSpltPkgAC-65to-PEYes | RtL | 2017 | CZ08 | cDXGF | 0 | None | 1 | 129997 | 1364169 |  | 473124.1 | 0 | 557123.7 | 0 | 252660.3 | 0 | 1171.929 | 80088.7 | 2723.701 | 64211.7 | 0 | 0 | 0 | 0 | 100512700 | 0 | 100512700 | 1005.127 | 29450.2211 | 0 | 143.9042 | 116.5756 | 2021-07-04 19:48
StdNResSpltPkgAC-65to134 | PreNResSpltPkgAC-65to-PEYes | RtL | 2017 | CZ09 | cDXGF | 0 | None | 1 | 129997 | 1353559 |  | 473124.1 | 0 | 557123.7 | 0 | 231668.7 | 0 | 2043.654 | 89598.34 | 3622.597 | 63598.6 | 0 | 0 | 0 | 0 | 107696600 | 0 | 107696600 | 1076.966 | 31555.1038 | 0 | 143.9042 | 116.5756 | 2021-07-04 19:49
StdNResSpltPkgAC-65to134 | PreNResSpltPkgAC-65to-PEYes | RtL | 2017 | CZ10 | cDXGF | 0 | None | 1 | 129997 | 1380191 |  | 473124.1 | 0 | 557123.7 | 0 | 261090.6 | 0 | 2748.293 | 86103.89 | 4056.444 | 63900.32 | 0 | 0 | 0 | 0 | 149027300 | 0 | 149027300 | 1490.273 | 43664.9989 | 0 | 143.9042 | 116.5756 | 2021-07-04 19:49
StdNResSpltPkgAC-65to134 | PreNResSpltPkgAC-65to-PEYes | RtL | 2017 | CZ11 | cDXGF | 0 | None | 1 | 129997 | 1374363 |  | 473124.1 | 0 | 557123.7 | 0 | 249412 | 0 | 5343.704 | 89359.18 | 7558.056 | 57336.98 | 0 | 0 | 0 | 0 | 291862400 | 0 | 291862400 | 2918.624 | 85515.6832 | 0 | 143.9042 | 116.5756 | 2021-07-04 19:50
StdNResSpltPkgAC-65to134 | PreNResSpltPkgAC-65to-PEYes | RtL | 2017 | CZ12 | cDXGF | 0 | None | 1 | 129997 | 1320973 |  | 473124.1 | 0 | 557123.7 | 0 | 200577.2 | 0 | 4530.877 | 85617.28 | 7119.923 | 55838.18 | 0 | 0 | 0 | 0 | 306983800 | 0 | 306983800 | 3069.838 | 89946.2534 | 0 | 143.9042 | 116.5756 | 2021-07-04 19:50
StdNResSpltPkgAC-65to134 | PreNResSpltPkgAC-65to-PEYes | RtL | 2017 | CZ13 | cDXGF | 0 | None | 1 | 129997 | 1407159 |  | 473124.1 | 0 | 557123.7 | 0 | 279342.8 | 0 | 4729.687 | 92838.73 | 6394.933 | 63931.51 | 0 | 0 | 0 | 0 | 245514500 | 0 | 245514500 | 2455.145 | 71935.7485 | 0 | 143.9042 | 116.5756 | 2021-07-04 19:51
StdNResSpltPkgAC-65to134 | PreNResSpltPkgAC-65to-PEYes | RtL | 2017 | CZ14 | cDXGF | 0 | None | 1 | 129997 | 1368802 |  | 473124.1 | 0 | 557123.7 | 0 | 243323 | 0 | 5641.982 | 89588.18 | 7053.922 | 58345.11 | 0 | 0 | 0 | 0 | 272741400 | 0 | 272741400 | 2727.414 | 79913.2302 | 0 | 143.9042 | 116.5756 | 2021-07-04 19:51
StdNResSpltPkgAC-65to134 | PreNResSpltPkgAC-65to-PEYes | RtL | 2017 | CZ15 | cDXGF | 0 | None | 1 | 129997 | 1615200 |  | 473124.1 | 0 | 557123.7 | 0 | 466400.7 | 0 | 1589.072 | 116961 | 1913.193 | 96013.36 | 0 | 0 | 0 | 0 | 35537580 | 0 | 35537580 | 355.3758 | 10412.5109 | 0 | 143.9042 | 116.5756 | 2021-07-04 19:52
StdNResSpltPkgAC-65to134 | PreNResSpltPkgAC-65to-PEYes | RtL | 2017 | CZ16 | cDXGF | 0 | None | 1 | 129997 | 1196901 |  | 473124.1 | 0 | 557123.7 | 0 | 93770.52 | 0 | 6758.634 | 66124.41 | 13923.36 | 35305.3 | 0 | 0 | 0 | 0 | 922889400 | 0 | 922889400 | 9228.894 | 270406.5942 | 0 | 143.9042 | 116.5756 | 2021-07-04 19:52
StdNResSpltPkgAC-65to134 | PreNResSpltPkgAC-65to-PEYes | RtL | 2020 | CZ01 | cDXGF | 0 | None | 1 | 129997 | 1020773 |  | 373221 | 0 | 557123.7 | 0 | 31128.53 | 0 | 5208.98 | 54091.68 | 12895.74 | 21104.41 | 0 | 0 | 0 | 0 | 726067800 | 0 | 726067800 | 7260.678 | 212737.8654 | 0 | 113.151 | 116.5756 | 2021-07-04 19:53
StdNResSpltPkgAC-65to134 | PreNResSpltPkgAC-65to-PEYes | RtL | 2020 | CZ02 | cDXGF | 0 | None | 1 | 129997 | 1130266 |  | 373221 | 0 | 557123.7 | 0 | 128013.4 | 0 | 4395.498 | 67513.11 | 7601.971 | 41009.88 | 0 | 0 | 0 | 0 | 421717600 | 0 | 421717600 | 4217.176 | 123563.2568 | 0 | 113.151 | 116.5756 | 2021-07-04 19:53
StdNResSpltPkgAC-65to134 | PreNResSpltPkgAC-65to-PEYes | RtL | 2020 | CZ03 | cDXGF | 0 | None | 1 | 129997 | 1091282 |  | 373221 | 0 | 557123.7 | 0 | 95052.3 | 0 | 2176.813 | 63709.13 | 7533.453 | 40442.96 | 0 | 0 | 0 | 0 | 346836900 | 0 | 346836900 | 3468.369 | 101623.2117 | 0 | 113.151 | 116.5756 | 2021-07-04 19:54
StdNResSpltPkgAC-65to134 | PreNResSpltPkgAC-65to-PEYes | RtL | 2020 | CZ04 | cDXGF | 0 | None | 1 | 129997 | 1167786 |  | 373221 | 0 | 557123.7 | 0 | 164711.3 | 0 | 2447.595 | 70283.56 | 5049.74 | 50176.99 | 0 | 0 | 0 | 0 | 262607800 | 0 | 262607800 | 2626.078 | 76944.0854 | 0 | 113.151 | 116.5756 | 2021-07-04 19:54
StdNResSpltPkgAC-65to134 | PreNResSpltPkgAC-65to-PEYes | RtL | 2020 | CZ05 | cDXGF | 0 | None | 1 | 129997 | 1103987 |  | 373221 | 0 | 557123.7 | 0 | 107457 | 0 | 2497.547 | 63688.82 | 6898.08 | 42383.41 | 0 | 0 | 0 | 0 | 312302200 | 0 | 312302200 | 3123.022 | 91504.5446 | 0 | 113.151 | 116.5756 | 2021-07-04 19:55
StdNResSpltPkgAC-65to134 | PreNResSpltPkgAC-65to-PEYes | RtL | 2020 | CZ06 | cDXGF | 0 | None | 1 | 129997 | 1201175 |  | 373221 | 0 | 557123.7 | 0 | 201261.3 | 0 | 874.561 | 68695.27 | 3739.073 | 54431.92 | 0 | 0 | 0 | 0 | 152680400 | 0 | 152680400 | 1526.804 | 44735.3572 | 0 | 113.151 | 116.5756 | 2021-07-04 19:55
StdNResSpltPkgAC-65to134 | PreNResSpltPkgAC-65to-PEYes | RtL | 2020 | CZ07 | cDXGF | 0 | None | 1 | 129997 | 1178533 |  | 373221 | 0 | 557123.7 | 0 | 178853.8 | 0 | 425.5782 | 68909.22 | 3485.22 | 55041.23 | 0 | 0 | 0 | 0 | 127307200 | 0 | 127307200 | 1273.072 | 37301.0096 | 0 | 113.151 | 116.5756 | 2021-07-04 19:56
StdNResSpltPkgAC-65to134 | PreNResSpltPkgAC-65to-PEYes | RtL | 2020 | CZ08 | cDXGF | 0 | None | 1 | 129997 | 1243903 |  | 373221 | 0 | 557123.7 | 0 | 236551.3 | 0 | 1123.987 | 75883.48 | 3082.091 | 60049.98 | 0 | 0 | 0 | 0 | 118743500 | 0 | 118743500 | 1187.435 | 34791.8455 | 0 | 113.151 | 116.5756 | 2021-07-04 19:56
StdNResSpltPkgAC-65to134 | PreNResSpltPkgAC-65to-PEYes | RtL | 2020 | CZ09 | cDXGF | 0 | None | 1 | 129997 | 1235058 |  | 373221 | 0 | 557123.7 | 0 | 217082 | 0 | 1972.315 | 85659.54 | 4121.557 | 59906.69 | 0 | 0 | 0 | 0 | 128425900 | 0 | 128425900 | 1284.259 | 37628.7887 | 0 | 113.151 | 116.5756 | 2021-07-04 19:56
StdNResSpltPkgAC-65to134 | PreNResSpltPkgAC-65to-PEYes | RtL | 2020 | CZ10 | cDXGF | 0 | None | 1 | 129997 | 1260490 |  | 373221 | 0 | 557123.7 | 0 | 245510.3 | 0 | 2644.982 | 81991.04 | 4491.609 | 60121.8 | 0 | 0 | 0 | 0 | 173041200 | 0 | 173041200 | 1730.412 | 50701.0716 | 0 | 113.151 | 116.5756 | 2021-07-04 19:57
StdNResSpltPkgAC-65to134 | PreNResSpltPkgAC-65to-PEYes | RtL | 2020 | CZ11 | cDXGF | 0 | None | 1 | 129997 | 1256649 |  | 373221 | 0 | 557123.7 | 0 | 235958 | 0 | 5139.514 | 85206.96 | 8314.726 | 53942.88 | 0 | 0 | 0 | 0 | 336676000 | 0 | 336676000 | 3366.76 | 98646.068 | 0 | 113.151 | 116.5756 | 2021-07-04 19:57
StdNResSpltPkgAC-65to134 | PreNResSpltPkgAC-65to-PEYes | RtL | 2020 | CZ12 | cDXGF | 0 | None | 1 | 129997 | 1204312 |  | 373221 | 0 | 557123.7 | 0 | 188263.8 | 0 | 4349.273 | 81354.59 | 7790.368 | 52208.32 | 0 | 0 | 0 | 0 | 351557900 | 0 | 351557900 | 3515.579 | 103006.4647 | 0 | 113.151 | 116.5756 | 2021-07-04 19:58
StdNResSpltPkgAC-65to134 | PreNResSpltPkgAC-65to-PEYes | RtL | 2020 | CZ13 | cDXGF | 0 | None | 1 | 129997 | 1288336 |  | 373221 | 0 | 557123.7 | 0 | 264792.3 | 0 | 4558.209 | 88640.95 | 7084.087 | 60376.18 | 0 | 0 | 0 | 0 | 283517400 | 0 | 283517400 | 2835.174 | 83070.5982 | 0 | 113.151 | 116.5756 | 2021-07-04 19:58
StdNResSpltPkgAC-65to134 | PreNResSpltPkgAC-65to-PEYes | RtL | 2020 | CZ14 | cDXGF | 0 | None | 1 | 129997 | 1250921 |  | 373221 | 0 | 557123.7 | 0 | 229624.9 | 0 | 5433.028 | 85519.03 | 7805.37 | 54787.65 | 0 | 0 | 0 | 0 | 313734300 | 0 | 313734300 | 3137.343 | 91924.1499 | 0 | 113.151 | 116.5756 | 2021-07-04 19:59
StdNResSpltPkgAC-65to134 | PreNResSpltPkgAC-65to-PEYes | RtL | 2020 | CZ15 | cDXGF | 0 | None | 1 | 129997 | 1490035 |  | 373221 | 0 | 557123.7 | 0 | 445478.4 | 0 | 1542.074 | 112670.6 | 2232.392 | 91950.24 | 0 | 0 | 0 | 0 | 44166370 | 0 | 44166370 | 441.6637 | 12940.7464 | 0 | 113.151 | 116.5756 | 2021-07-04 19:59
StdNResSpltPkgAC-65to134 | PreNResSpltPkgAC-65to-PEYes | RtL | 2020 | CZ16 | cDXGF | 0 | None | 1 | 129997 | 1085567 |  | 373221 | 0 | 557123.7 | 0 | 87017.39 | 0 | 6381.148 | 61823.78 | 14886.95 | 32292.92 | 0 | 0 | 0 | 0 | 1034444000 | 0 | 1034444000 | 10344.44 | 303092.092 | 0 | 113.151 | 116.5756 | 2021-07-04 20:00
StdNResSpltPkgAC-65to134 | PreNResSpltPkgAC-65to-PEYes | RtS | 1975 | CZ01 | cDXGF | 0 | None | 1 | 7999.929 | 56687 |  | 26261.42 | 0 | 24619.78 | 0 | 795.7783 | 0 | 536.1588 | 4473.995 | 2059.568 | 613.2626 | 0 | 0 | 0 | 0 | 132517800 | 0 | 132517800 | 1325.178 | 38827.7154 | 0 | 9.0014 | 6.8431 | 2021-07-04 20:00
StdNResSpltPkgAC-65to134 | PreNResSpltPkgAC-65to-PEYes | RtS | 1975 | CZ02 | cDXGF | 0 | None | 1 | 7999.929 | 67814.95 |  | 26261.42 | 0 | 24619.78 | 0 | 10778.01 | 0 | 445.461 | 5710.412 | 1286.335 | 3088.27 | 0 | 0 | 0 | 0 | 73139890 | 0 | 73139890 | 731.3989 | 21429.9878 | 0 | 9.0014 | 6.8431 | 2021-07-04 20:01
StdNResSpltPkgAC-65to134 | PreNResSpltPkgAC-65to-PEYes | RtS | 1975 | CZ03 | cDXGF | 0 | None | 1 | 7999.929 | 62464.87 |  | 26261.42 | 0 | 24619.78 | 0 | 6039.818 | 0 | 233.4011 | 5310.586 | 1087.284 | 2539.77 | 0 | 0 | 0 | 0 | 55770240 | 0 | 55770240 | 557.7024 | 16340.6803 | 0 | 9.0014 | 6.8431 | 2021-07-04 20:01
StdNResSpltPkgAC-65to134 | PreNResSpltPkgAC-65to-PEYes | RtS | 1975 | CZ04 | cDXGF | 0 | None | 1 | 7999.929 | 70882.03 |  | 26261.42 | 0 | 24619.78 | 0 | 13723.32 | 0 | 256.3717 | 6021.247 | 909.2413 | 3799.36 | 0 | 0 | 0 | 0 | 45223270 | 0 | 45223270 | 452.2327 | 13250.4181 | 0 | 9.0014 | 6.8431 | 2021-07-04 20:02
StdNResSpltPkgAC-65to134 | PreNResSpltPkgAC-65to-PEYes | RtS | 1975 | CZ05 | cDXGF | 0 | None | 1 | 7999.929 | 63783.92 |  | 26261.42 | 0 | 24619.78 | 0 | 7374.437 | 0 | 263.9746 | 5264.447 | 790.1251 | 2884.763 | 0 | 0 | 0 | 0 | 39879020 | 0 | 39879020 | 398.7902 | 11684.5529 | 0 | 9.0014 | 6.8431 | 2021-07-04 20:02
StdNResSpltPkgAC-65to134 | PreNResSpltPkgAC-65to-PEYes | RtS | 1975 | CZ06 | cDXGF | 0 | None | 1 | 7999.929 | 72234.8 |  | 26261.42 | 0 | 24619.78 | 0 | 15472.36 | 0 | 96.1187 | 5785.248 | 392.838 | 4117.723 | 0 | 0 | 0 | 0 | 15194180 | 0 | 15194180 | 151.9418 | 4451.8947 | 0 | 9.0014 | 6.8431 | 2021-07-04 20:03
StdNResSpltPkgAC-65to134 | PreNResSpltPkgAC-65to-PEYes | RtS | 1975 | CZ07 | cDXGF | 0 | None | 1 | 7999.929 | 69637.11 |  | 26261.42 | 0 | 24619.78 | 0 | 13012.04 | 0 | 46.2201 | 5697.794 | 321.3806 | 3987.434 | 0 | 0 | 0 | 0 | 11211090 | 0 | 11211090 | 112.1109 | 3284.8494 | 0 | 9.0014 | 6.8431 | 2021-07-04 20:03
StdNResSpltPkgAC-65to134 | PreNResSpltPkgAC-65to-PEYes | RtS | 1975 | CZ08 | cDXGF | 0 | None | 1 | 7999.929 | 77332.98 |  | 26261.42 | 0 | 24619.78 | 0 | 20151.04 | 0 | 107.2649 | 6193.613 | 338.517 | 4686.462 | 0 | 0 | 0 | 0 | 12414670 | 0 | 12414670 | 124.1467 | 3637.4983 | 0 | 9.0014 | 6.8431 | 2021-07-04 20:04
StdNResSpltPkgAC-65to134 | PreNResSpltPkgAC-65to-PEYes | RtS | 1975 | CZ09 | cDXGF | 0 | None | 1 | 7999.929 | 77720.54 |  | 26261.42 | 0 | 24619.78 | 0 | 19430.19 | 0 | 193.0307 | 7216.219 | 588.824 | 4837.236 | 0 | 0 | 0 | 0 | 19864140 | 0 | 19864140 | 198.6414 | 5820.193 | 0 | 9.0014 | 6.8431 | 2021-07-04 20:04
StdNResSpltPkgAC-65to134 | PreNResSpltPkgAC-65to-PEYes | RtS | 1975 | CZ10 | cDXGF | 0 | None | 1 | 7999.929 | 80366.59 |  | 26261.42 | 0 | 24619.78 | 0 | 22160.76 | 0 | 264.6778 | 7060.089 | 659.3107 | 4985.753 | 0 | 0 | 0 | 0 | 25774370 | 0 | 25774370 | 257.7437 | 7551.8904 | 0 | 9.0014 | 6.8431 | 2021-07-04 20:04
StdNResSpltPkgAC-65to134 | PreNResSpltPkgAC-65to-PEYes | RtS | 1975 | CZ11 | cDXGF | 0 | None | 1 | 7999.929 | 81291.71 |  | 26261.42 | 0 | 24619.78 | 0 | 22166.56 | 0 | 532.4842 | 7711.58 | 1765.338 | 4553.673 | 0 | 0 | 0 | 0 | 86325570 | 0 | 86325570 | 863.2557 | 25293.392 | 0 | 9.0014 | 6.8431 | 2021-07-04 20:05
StdNResSpltPkgAC-65to134 | PreNResSpltPkgAC-65to-PEYes | RtS | 1975 | CZ12 | cDXGF | 0 | None | 1 | 7999.929 | 75406.26 |  | 26261.42 | 0 | 24619.78 | 0 | 17008.27 | 0 | 442.2873 | 7074.594 | 1441.525 | 4273.44 | 0 | 0 | 0 | 0 | 73141580 | 0 | 73141580 | 731.4158 | 21430.4829 | 0 | 9.0014 | 6.8431 | 2021-07-04 20:05
StdNResSpltPkgAC-65to134 | PreNResSpltPkgAC-65to-PEYes | RtS | 1975 | CZ13 | cDXGF | 0 | None | 1 | 7999.929 | 84154.87 |  | 26261.42 | 0 | 24619.78 | 0 | 24799.99 | 0 | 469.7152 | 8004.102 | 1434.382 | 5200.188 | 0 | 0 | 0 | 0 | 66507110 | 0 | 66507110 | 665.0711 | 19486.5832 | 0 | 9.0014 | 6.8431 | 2021-07-04 20:06
StdNResSpltPkgAC-65to134 | PreNResSpltPkgAC-65to-PEYes | RtS | 1975 | CZ14 | cDXGF | 0 | None | 1 | 7999.929 | 80948.2 |  | 26261.42 | 0 | 24619.78 | 0 | 21843.2 | 0 | 557.1486 | 7666.781 | 1334.5 | 4717.956 | 0 | 0 | 0 | 0 | 62117660 | 0 | 62117660 | 621.1766 | 18200.4744 | 0 | 9.0014 | 6.8431 | 2021-07-04 20:06
StdNResSpltPkgAC-65to134 | PreNResSpltPkgAC-65to-PEYes | RtS | 1975 | CZ15 | cDXGF | 0 | None | 1 | 7999.929 | 104945 |  | 26261.42 | 0 | 24619.78 | 0 | 43947.16 | 0 | 151.0079 | 9965.73 | 363.8569 | 8104.565 | 0 | 0 | 0 | 0 | 8803908 | 0 | 8803908 | 88.0391 | 2579.545 | 0 | 9.0014 | 6.8431 | 2021-07-04 20:07
StdNResSpltPkgAC-65to134 | PreNResSpltPkgAC-65to-PEYes | RtS | 1975 | CZ16 | cDXGF | 0 | None | 1 | 7999.929 | 65231.37 |  | 26261.42 | 0 | 24619.78 | 0 | 7641.521 | 0 | 733.2438 | 5975.492 | 2191.254 | 2663.984 | 0 | 0 | 0 | 0 | 190702800 | 0 | 190702800 | 1907.028 | 55875.9204 | 0 | 9.0014 | 6.8431 | 2021-07-04 20:07
StdNResSpltPkgAC-65to134 | PreNResSpltPkgAC-65to-PEYes | RtS | 1985 | CZ01 | cDXGF | 0 | None | 1 | 7999.929 | 55584.69 |  | 26261.42 | 0 | 23576.54 | 0 | 773.692 | 0 | 532.4451 | 4440.514 | 2076.756 | 597.2421 | 0 | 0 | 0 | 0 | 134385300 | 0 | 134385300 | 1343.853 | 39374.8929 | 0 | 9.0014 | 6.5532 | 2021-07-04 20:08
StdNResSpltPkgAC-65to134 | PreNResSpltPkgAC-65to-PEYes | RtS | 1985 | CZ02 | cDXGF | 0 | None | 1 | 7999.929 | 66613.26 |  | 26261.42 | 0 | 23576.54 | 0 | 10660.12 | 0 | 443.1465 | 5671.926 | 1296.189 | 3052.342 | 0 | 0 | 0 | 0 | 74178690 | 0 | 74178690 | 741.7869 | 21734.3562 | 0 | 9.0014 | 6.5532 | 2021-07-04 20:08
StdNResSpltPkgAC-65to134 | PreNResSpltPkgAC-65to-PEYes | RtS | 1985 | CZ03 | cDXGF | 0 | None | 1 | 7999.929 | 61284.7 |  | 26261.42 | 0 | 23576.54 | 0 | 5949.13 | 0 | 231.7477 | 5265.762 | 1099.029 | 2500.747 | 0 | 0 | 0 | 0 | 56697820 | 0 | 56697820 | 566.9782 | 16612.4613 | 0 | 9.0014 | 6.5532 | 2021-07-04 20:09
StdNResSpltPkgAC-65to134 | PreNResSpltPkgAC-65to-PEYes | RtS | 1985 | CZ04 | cDXGF | 0 | None | 1 | 7999.929 | 69660.35 |  | 26261.42 | 0 | 23576.54 | 0 | 13587.34 | 0 | 255.0416 | 5979.906 | 919.2769 | 3758.4 | 0 | 0 | 0 | 0 | 45986010 | 0 | 45986010 | 459.8601 | 13473.9009 | 0 | 9.0014 | 6.5532 | 2021-07-04 20:09
StdNResSpltPkgAC-65to134 | PreNResSpltPkgAC-65to-PEYes | RtS | 1985 | CZ05 | cDXGF | 0 | None | 1 | 7999.929 | 62582.51 |  | 26261.42 | 0 | 23576.54 | 0 | 7263.45 | 0 | 262.1069 | 5218.918 | 800.235 | 2841.873 | 0 | 0 | 0 | 0 | 40552650 | 0 | 40552650 | 405.5265 | 11881.9265 | 0 | 9.0014 | 6.5532 | 2021-07-04 20:10
StdNResSpltPkgAC-65to134 | PreNResSpltPkgAC-65to-PEYes | RtS | 1985 | CZ06 | cDXGF | 0 | None | 1 | 7999.929 | 70983.88 |  | 26261.42 | 0 | 23576.54 | 0 | 15309.75 | 0 | 95.4961 | 5740.568 | 398.0805 | 4071.19 | 0 | 0 | 0 | 0 | 15497530 | 0 | 15497530 | 154.9753 | 4540.7763 | 0 | 9.0014 | 6.5532 | 2021-07-04 20:10
StdNResSpltPkgAC-65to134 | PreNResSpltPkgAC-65to-PEYes | RtS | 1985 | CZ07 | cDXGF | 0 | None | 1 | 7999.929 | 68395.17 |  | 26261.42 | 0 | 23576.54 | 0 | 12860.14 | 0 | 45.913 | 5651.059 | 327.0394 | 3938.66 | 0 | 0 | 0 | 0 | 11447790 | 0 | 11447790 | 114.4779 | 3354.2025 | 0 | 9.0014 | 6.5532 | 2021-07-04 20:10
StdNResSpltPkgAC-65to134 | PreNResSpltPkgAC-65to-PEYes | RtS | 1985 | CZ08 | cDXGF | 0 | None | 1 | 7999.929 | 76069.41 |  | 26261.42 | 0 | 23576.54 | 0 | 19971.76 | 0 | 106.7431 | 6152.827 | 343.5321 | 4640.5 | 0 | 0 | 0 | 0 | 12661590 | 0 | 12661590 | 126.6159 | 3709.8459 | 0 | 9.0014 | 6.5532 | 2021-07-04 20:11
StdNResSpltPkgAC-65to134 | PreNResSpltPkgAC-65to-PEYes | RtS | 1985 | CZ09 | cDXGF | 0 | None | 1 | 7999.929 | 76476.61 |  | 26261.42 | 0 | 23576.54 | 0 | 19267.44 | 0 | 192.2371 | 7178.859 | 598.1683 | 4798.119 | 0 | 0 | 0 | 0 | 20241920 | 0 | 20241920 | 202.4192 | 5930.8826 | 0 | 9.0014 | 6.5532 | 2021-07-04 20:11
StdNResSpltPkgAC-65to134 | PreNResSpltPkgAC-65to-PEYes | RtS | 1985 | CZ10 | cDXGF | 0 | None | 1 | 7999.929 | 79106.72 |  | 26261.42 | 0 | 23576.54 | 0 | 21984.65 | 0 | 263.522 | 7020.491 | 669.7919 | 4946.866 | 0 | 0 | 0 | 0 | 26232750 | 0 | 26232750 | 262.3275 | 7686.1957 | 0 | 9.0014 | 6.5532 | 2021-07-04 20:12
StdNResSpltPkgAC-65to134 | PreNResSpltPkgAC-65to-PEYes | RtS | 1985 | CZ11 | cDXGF | 0 | None | 1 | 7999.929 | 80059.35 |  | 26261.42 | 0 | 23576.54 | 0 | 22018.47 | 0 | 530.2656 | 7672.589 | 1777.347 | 4522.399 | 0 | 0 | 0 | 0 | 87421710 | 0 | 87421710 | 874.2171 | 25614.561 | 0 | 9.0014 | 6.5532 | 2021-07-04 20:12
StdNResSpltPkgAC-65to134 | PreNResSpltPkgAC-65to-PEYes | RtS | 1985 | CZ12 | cDXGF | 0 | None | 1 | 7999.929 | 74179.26 |  | 26261.42 | 0 | 23576.54 | 0 | 16867.55 | 0 | 440.2802 | 7033.379 | 1447.824 | 4238.293 | 0 | 0 | 0 | 0 | 74106730 | 0 | 74106730 | 741.0673 | 21713.2719 | 0 | 9.0014 | 6.5532 | 2021-07-04 20:13
StdNResSpltPkgAC-65to134 | PreNResSpltPkgAC-65to-PEYes | RtS | 1985 | CZ13 | cDXGF | 0 | None | 1 | 7999.929 | 82906.77 |  | 26261.42 | 0 | 23576.54 | 0 | 24637.92 | 0 | 467.8329 | 7962.973 | 1441.201 | 5162.054 | 0 | 0 | 0 | 0 | 67368850 | 0 | 67368850 | 673.6885 | 19739.073 | 0 | 9.0014 | 6.5532 | 2021-07-04 20:13
StdNResSpltPkgAC-65to134 | PreNResSpltPkgAC-65to-PEYes | RtS | 1985 | CZ14 | cDXGF | 0 | None | 1 | 7999.929 | 79712.78 |  | 26261.42 | 0 | 23576.54 | 0 | 21691.4 | 0 | 554.9142 | 7628.432 | 1345.067 | 4680.766 | 0 | 0 | 0 | 0 | 62948490 | 0 | 62948490 | 629.4849 | 18443.9076 | 0 | 9.0014 | 6.5532 | 2021-07-04 20:14
StdNResSpltPkgAC-65to134 | PreNResSpltPkgAC-65to-PEYes | RtS | 1985 | CZ15 | cDXGF | 0 | None | 1 | 7999.929 | 103628.4 |  | 26261.42 | 0 | 23576.54 | 0 | 43715.05 | 0 | 150.5074 | 9924.781 | 371.2072 | 8061.758 | 0 | 0 | 0 | 0 | 8996217 | 0 | 8996217 | 89.9622 | 2635.8916 | 0 | 9.0014 | 6.5532 | 2021-07-04 20:14
StdNResSpltPkgAC-65to134 | PreNResSpltPkgAC-65to-PEYes | RtS | 1985 | CZ16 | cDXGF | 0 | None | 1 | 7999.929 | 64068.19 |  | 26261.42 | 0 | 23576.54 | 0 | 7568.208 | 0 | 728.5721 | 5933.338 | 2192.78 | 2637.077 | 0 | 0 | 0 | 0 | 192313000 | 0 | 192313000 | 1923.13 | 56347.709 | 0 | 9.0014 | 6.5532 | 2021-07-04 20:15
StdNResSpltPkgAC-65to134 | PreNResSpltPkgAC-65to-PEYes | RtS | 1996 | CZ01 | cDXGF | 0 | None | 1 | 7999.929 | 53994.5 |  | 26261.42 | 0 | 22533.54 | 0 | 691.7028 | 0 | 483.3307 | 4024.497 | 1932.626 | 544.2371 | 0 | 0 | 0 | 0 | 122548100 | 0 | 122548100 | 1225.481 | 35906.5933 | 0 | 9.0014 | 6.2632 | 2021-07-04 20:15
StdNResSpltPkgAC-65to134 | PreNResSpltPkgAC-65to-PEYes | RtS | 1996 | CZ02 | cDXGF | 0 | None | 1 | 7999.929 | 64450.41 |  | 26261.42 | 0 | 22533.54 | 0 | 9852.903 | 0 | 424.7823 | 5377.781 | 1294.036 | 2820.311 | 0 | 0 | 0 | 0 | 75313960 | 0 | 75313960 | 753.1396 | 22066.9903 | 0 | 9.0014 | 6.2632 | 2021-07-04 20:15
StdNResSpltPkgAC-65to134 | PreNResSpltPkgAC-65to-PEYes | RtS | 1996 | CZ03 | cDXGF | 0 | None | 1 | 7999.929 | 59285.31 |  | 26261.42 | 0 | 22533.54 | 0 | 5314.481 | 0 | 221.0113 | 4954.868 | 1115.547 | 2250.97 | 0 | 0 | 0 | 0 | 58755260 | 0 | 58755260 | 587.5526 | 17215.2912 | 0 | 9.0014 | 6.2632 | 2021-07-04 20:16
StdNResSpltPkgAC-65to134 | PreNResSpltPkgAC-65to-PEYes | RtS | 1996 | CZ04 | cDXGF | 0 | None | 1 | 7999.929 | 67317.24 |  | 26261.42 | 0 | 22533.54 | 0 | 12606.88 | 0 | 245.3054 | 5670.112 | 929.2773 | 3492.412 | 0 | 0 | 0 | 0 | 46940700 | 0 | 46940700 | 469.407 | 13753.6251 | 0 | 9.0014 | 6.2632 | 2021-07-04 20:16
StdNResSpltPkgAC-65to134 | PreNResSpltPkgAC-65to-PEYes | RtS | 1996 | CZ05 | cDXGF | 0 | None | 1 | 7999.929 | 60483 |  | 26261.42 | 0 | 22533.54 | 0 | 6532.815 | 0 | 249.588 | 4905.654 | 827.8391 | 2573.689 | 0 | 0 | 0 | 0 | 42491160 | 0 | 42491160 | 424.9116 | 12449.9099 | 0 | 9.0014 | 6.2632 | 2021-07-04 20:17
StdNResSpltPkgAC-65to134 | PreNResSpltPkgAC-65to-PEYes | RtS | 1996 | CZ06 | cDXGF | 0 | None | 1 | 7999.929 | 68599.81 |  | 26261.42 | 0 | 22533.54 | 0 | 14204.71 | 0 | 92.9727 | 5507.162 | 465.1734 | 3789.786 | 0 | 0 | 0 | 0 | 19169850 | 0 | 19169850 | 191.6985 | 5616.7661 | 0 | 9.0014 | 6.2632 | 2021-07-04 20:17
StdNResSpltPkgAC-65to134 | PreNResSpltPkgAC-65to-PEYes | RtS | 1996 | CZ07 | cDXGF | 0 | None | 1 | 7999.929 | 66183.23 |  | 26261.42 | 0 | 22533.54 | 0 | 11922.31 | 0 | 44.7029 | 5421.257 | 401.7463 | 3657.609 | 0 | 0 | 0 | 0 | 14701350 | 0 | 14701350 | 147.0135 | 4307.4955 | 0 | 9.0014 | 6.2632 | 2021-07-04 20:18
StdNResSpltPkgAC-65to134 | PreNResSpltPkgAC-65to-PEYes | RtS | 1996 | CZ08 | cDXGF | 0 | None | 1 | 7999.929 | 73842.91 |  | 26261.42 | 0 | 22533.54 | 0 | 18973.01 | 0 | 105.396 | 5969.546 | 401.7099 | 4404.868 | 0 | 0 | 0 | 0 | 15663520 | 0 | 15663520 | 156.6352 | 4589.4114 | 0 | 9.0014 | 6.2632 | 2021-07-04 20:18
StdNResSpltPkgAC-65to134 | PreNResSpltPkgAC-65to-PEYes | RtS | 1996 | CZ09 | cDXGF | 0 | None | 1 | 7999.929 | 74322.12 |  | 26261.42 | 0 | 22533.54 | 0 | 18313.8 | 0 | 190.2381 | 7023.141 | 688.1139 | 4583.396 | 0 | 0 | 0 | 0 | 24496680 | 0 | 24496680 | 244.9668 | 7177.5272 | 0 | 9.0014 | 6.2632 | 2021-07-04 20:19
StdNResSpltPkgAC-65to134 | PreNResSpltPkgAC-65to-PEYes | RtS | 1996 | CZ10 | cDXGF | 0 | None | 1 | 7999.929 | 76881.59 |  | 26261.42 | 0 | 22533.54 | 0 | 20977.48 | 0 | 260.7596 | 6848.373 | 762.4632 | 4727.123 | 0 | 0 | 0 | 0 | 31154730 | 0 | 31154730 | 311.5473 | 9128.3359 | 0 | 9.0014 | 6.2632 | 2021-07-04 20:19
StdNResSpltPkgAC-65to134 | PreNResSpltPkgAC-65to-PEYes | RtS | 1996 | CZ11 | cDXGF | 0 | None | 1 | 7999.929 | 76003.27 |  | 26261.42 | 0 | 22533.54 | 0 | 19725.58 | 0 | 489.0711 | 6993.67 | 1615.135 | 4085.014 | 0 | 0 | 0 | 0 | 77729050 | 0 | 77729050 | 777.2905 | 22774.6116 | 0 | 9.0014 | 6.2632 | 2021-07-04 20:20
StdNResSpltPkgAC-65to134 | PreNResSpltPkgAC-65to-PEYes | RtS | 1996 | CZ12 | cDXGF | 0 | None | 1 | 7999.929 | 70640.29 |  | 26261.42 | 0 | 22533.54 | 0 | 15053.5 | 0 | 404.1996 | 6387.626 | 1328.024 | 3814.261 | 0 | 0 | 0 | 0 | 66430880 | 0 | 66430880 | 664.3088 | 19464.2478 | 0 | 9.0014 | 6.2632 | 2021-07-04 20:20
StdNResSpltPkgAC-65to134 | PreNResSpltPkgAC-65to-PEYes | RtS | 1996 | CZ13 | cDXGF | 0 | None | 1 | 7999.929 | 78644.02 |  | 26261.42 | 0 | 22533.54 | 0 | 22150.51 | 0 | 432.1486 | 7266.422 | 1327.812 | 4672.218 | 0 | 0 | 0 | 0 | 60500140 | 0 | 60500140 | 605.0014 | 17726.541 | 0 | 9.0014 | 6.2632 | 2021-07-04 20:21
StdNResSpltPkgAC-65to134 | PreNResSpltPkgAC-65to-PEYes | RtS | 1996 | CZ14 | cDXGF | 0 | None | 1 | 7999.929 | 75409.09 |  | 26261.42 | 0 | 22533.54 | 0 | 19192.66 | 0 | 510.0266 | 6911.456 | 1256.497 | 4178.308 | 0 | 0 | 0 | 0 | 56778110 | 0 | 56778110 | 567.7811 | 16635.9862 | 0 | 9.0014 | 6.2632 | 2021-07-04 20:21
StdNResSpltPkgAC-65to134 | PreNResSpltPkgAC-65to-PEYes | RtS | 1996 | CZ15 | cDXGF | 0 | None | 1 | 7999.929 | 97384.11 |  | 26261.42 | 0 | 22533.54 | 0 | 39368.82 | 0 | 139.5027 | 9080.831 | 323.2563 | 7353.422 | 0 | 0 | 0 | 0 | 7671746 | 0 | 7671746 | 76.7175 | 2247.8216 | 0 | 9.0014 | 6.2632 | 2021-07-04 20:21
StdNResSpltPkgAC-65to134 | PreNResSpltPkgAC-65to-PEYes | RtS | 1996 | CZ16 | cDXGF | 0 | None | 1 | 7999.929 | 61337.54 |  | 26261.42 | 0 | 22533.54 | 0 | 6639.279 | 0 | 649.8842 | 5253.4 | 1984.257 | 2319.62 | 0 | 0 | 0 | 0 | 174564800 | 0 | 174564800 | 1745.648 | 51147.4864 | 0 | 9.0014 | 6.2632 | 2021-07-04 20:22
StdNResSpltPkgAC-65to134 | PreNResSpltPkgAC-65to-PEYes | RtS | 2003 | CZ01 | cDXGF | 0 | None | 1 | 7999.929 | 52361.22 |  | 26261.42 | 0 | 21490.53 | 0 | 581.8793 | 0 | 432.3291 | 3595.128 | 1892.142 | 462.464 | 0 | 0 | 0 | 0 | 124611300 | 0 | 124611300 | 1246.113 | 36511.1109 | 0 | 9.0014 | 5.9733 | 2021-07-04 20:22
StdNResSpltPkgAC-65to134 | PreNResSpltPkgAC-65to-PEYes | RtS | 2003 | CZ02 | cDXGF | 0 | None | 1 | 7999.929 | 61016.34 |  | 26261.42 | 0 | 21490.53 | 0 | 8247.083 | 0 | 371.496 | 4645.915 | 1161.474 | 2395.575 | 0 | 0 | 0 | 0 | 67614390 | 0 | 67614390 | 676.1439 | 19811.0163 | 0 | 9.0014 | 5.9733 | 2021-07-04 20:23
StdNResSpltPkgAC-65to134 | PreNResSpltPkgAC-65to-PEYes | RtS | 2003 | CZ03 | cDXGF | 0 | None | 1 | 7999.929 | 56742.23 |  | 26261.42 | 0 | 21490.53 | 0 | 4456.185 | 0 | 195.0027 | 4339.171 | 1074.448 | 1904.761 | 0 | 0 | 0 | 0 | 57944590 | 0 | 57944590 | 579.4459 | 16977.7649 | 0 | 9.0014 | 5.9733 | 2021-07-04 20:23
StdNResSpltPkgAC-65to134 | PreNResSpltPkgAC-65to-PEYes | RtS | 2003 | CZ04 | cDXGF | 0 | None | 1 | 7999.929 | 63880.48 |  | 26261.42 | 0 | 21490.53 | 0 | 10862.28 | 0 | 222.1816 | 5044.166 | 898.4843 | 3029.385 | 0 | 0 | 0 | 0 | 45931280 | 0 | 45931280 | 459.3128 | 13457.865 | 0 | 9.0014 | 5.9733 | 2021-07-04 20:24
StdNResSpltPkgAC-65to134 | PreNResSpltPkgAC-65to-PEYes | RtS | 2003 | CZ05 | cDXGF | 0 | None | 1 | 7999.929 | 57772.91 |  | 26261.42 | 0 | 21490.53 | 0 | 5470.407 | 0 | 222.2609 | 4328.387 | 838.5648 | 2189.922 | 0 | 0 | 0 | 0 | 43489740 | 0 | 43489740 | 434.8974 | 12742.4938 | 0 | 9.0014 | 5.9733 | 2021-07-04 20:24
StdNResSpltPkgAC-65to134 | PreNResSpltPkgAC-65to-PEYes | RtS | 2003 | CZ06 | cDXGF | 0 | None | 1 | 7999.929 | 64939.46 |  | 26261.42 | 0 | 21490.53 | 0 | 12303.75 | 0 | 81.4117 | 4802.475 | 457.295 | 3277.546 | 0 | 0 | 0 | 0 | 19857170 | 0 | 19857170 | 198.5717 | 5818.1508 | 0 | 9.0014 | 5.9733 | 2021-07-04 20:25
StdNResSpltPkgAC-65to134 | PreNResSpltPkgAC-65to-PEYes | RtS | 2003 | CZ07 | cDXGF | 0 | None | 1 | 7999.929 | 62950.65 |  | 26261.42 | 0 | 21490.53 | 0 | 10411.4 | 0 | 39.2238 | 4748.175 | 402.443 | 3193.761 | 0 | 0 | 0 | 0 | 16066900 | 0 | 16066900 | 160.669 | 4707.6017 | 0 | 9.0014 | 5.9733 | 2021-07-04 20:25
StdNResSpltPkgAC-65to134 | PreNResSpltPkgAC-65to-PEYes | RtS | 2003 | CZ08 | cDXGF | 0 | None | 1 | 7999.929 | 69988.94 |  | 26261.42 | 0 | 21490.53 | 0 | 16739.47 | 0 | 97.0896 | 5400.504 | 404.8464 | 3914.7 | 0 | 0 | 0 | 0 | 16143970 | 0 | 16143970 | 161.4397 | 4730.1832 | 0 | 9.0014 | 5.9733 | 2021-07-04 20:26
StdNResSpltPkgAC-65to134 | PreNResSpltPkgAC-65to-PEYes | RtS | 2003 | CZ09 | cDXGF | 0 | None | 1 | 7999.929 | 70432.83 |  | 26261.42 | 0 | 21490.53 | 0 | 16094.97 | 0 | 175.7144 | 6410.323 | 693.8687 | 4092.417 | 0 | 0 | 0 | 0 | 25098100 | 0 | 25098100 | 250.981 | 7353.7433 | 0 | 9.0014 | 5.9733 | 2021-07-04 20:26
StdNResSpltPkgAC-65to134 | PreNResSpltPkgAC-65to-PEYes | RtS | 2003 | CZ10 | cDXGF | 0 | None | 1 | 7999.929 | 71630.55 |  | 26261.42 | 0 | 21490.53 | 0 | 17774.56 | 0 | 225.9777 | 5878.15 | 631.4698 | 4045.004 | 0 | 0 | 0 | 0 | 25095540 | 0 | 25095540 | 250.9554 | 7352.9932 | 0 | 9.0014 | 5.9733 | 2021-07-04 20:26
StdNResSpltPkgAC-65to134 | PreNResSpltPkgAC-65to-PEYes | RtS | 2003 | CZ11 | cDXGF | 0 | None | 1 | 7999.929 | 72562.42 |  | 26261.42 | 0 | 21490.53 | 0 | 17877.3 | 0 | 458.2325 | 6475.004 | 1587.297 | 3708.259 | 0 | 0 | 0 | 0 | 78281190 | 0 | 78281190 | 782.8119 | 22936.3887 | 0 | 9.0014 | 5.9733 | 2021-07-04 20:27
StdNResSpltPkgAC-65to134 | PreNResSpltPkgAC-65to-PEYes | RtS | 2003 | CZ12 | cDXGF | 0 | None | 1 | 7999.929 | 67461.45 |  | 26261.42 | 0 | 21490.53 | 0 | 13467.02 | 0 | 376.5297 | 5866.025 | 1307.844 | 3419.832 | 0 | 0 | 0 | 0 | 67170140 | 0 | 67170140 | 671.7014 | 19680.851 | 0 | 9.0014 | 5.9733 | 2021-07-04 20:27
StdNResSpltPkgAC-65to134 | PreNResSpltPkgAC-65to-PEYes | RtS | 2003 | CZ13 | cDXGF | 0 | None | 1 | 7999.929 | 74997.1 |  | 26261.42 | 0 | 21490.53 | 0 | 20130.5 | 0 | 404.1889 | 6710.589 | 1309.724 | 4245.034 | 0 | 0 | 0 | 0 | 61444660 | 0 | 61444660 | 614.4466 | 18003.2854 | 0 | 9.0014 | 5.9733 | 2021-07-04 20:28
StdNResSpltPkgAC-65to134 | PreNResSpltPkgAC-65to-PEYes | RtS | 2003 | CZ14 | cDXGF | 0 | None | 1 | 7999.929 | 72129.77 |  | 26261.42 | 0 | 21490.53 | 0 | 17464.93 | 0 | 480.4919 | 6432.475 | 1302.986 | 3791.925 | 0 | 0 | 0 | 0 | 60309500 | 0 | 60309500 | 603.095 | 17670.6835 | 0 | 9.0014 | 5.9733 | 2021-07-04 20:28
StdNResSpltPkgAC-65to134 | PreNResSpltPkgAC-65to-PEYes | RtS | 2003 | CZ15 | cDXGF | 0 | None | 1 | 7999.929 | 92956.2 |  | 26261.42 | 0 | 21490.53 | 0 | 36521.64 | 0 | 132.8866 | 8549.84 | 342.7675 | 6861.638 | 0 | 0 | 0 | 0 | 8444257 | 0 | 8444257 | 84.4426 | 2474.1673 | 0 | 9.0014 | 5.9733 | 2021-07-04 20:29
StdNResSpltPkgAC-65to134 | PreNResSpltPkgAC-65to-PEYes | RtS | 2003 | CZ16 | cDXGF | 0 | None | 1 | 7999.929 | 58737.46 |  | 26261.42 | 0 | 21490.53 | 0 | 5786.208 | 0 | 574.7789 | 4624.598 | 1856.234 | 2004.976 | 0 | 0 | 0 | 0 | 173904000 | 0 | 173904000 | 1739.04 | 50953.872 | 0 | 9.0014 | 5.9733 | 2021-07-04 20:29
StdNResSpltPkgAC-65to134 | PreNResSpltPkgAC-65to-PEYes | RtS | 2007 | CZ01 | cDXGF | 0 | None | 1 | 7999.929 | 52361.09 |  | 26261.42 | 0 | 21490.53 | 0 | 586.3627 | 0 | 432.0529 | 3590.805 | 1866.517 | 465.0292 | 0 | 0 | 0 | 0 | 119009100 | 0 | 119009100 | 1190.091 | 34869.6663 | 0 | 9.0014 | 5.9733 | 2021-07-04 20:30
StdNResSpltPkgAC-65to134 | PreNResSpltPkgAC-65to-PEYes | RtS | 2007 | CZ02 | cDXGF | 0 | None | 1 | 7999.929 | 60888.91 |  | 26261.42 | 0 | 21490.53 | 0 | 8193.279 | 0 | 365.2618 | 4578.484 | 1108.434 | 2380.448 | 0 | 0 | 0 | 0 | 63707890 | 0 | 63707890 | 637.0789 | 18666.4118 | 0 | 9.0014 | 5.9733 | 2021-07-04 20:30
StdNResSpltPkgAC-65to134 | PreNResSpltPkgAC-65to-PEYes | RtS | 2007 | CZ03 | cDXGF | 0 | None | 1 | 7999.929 | 56734.15 |  | 26261.42 | 0 | 21490.53 | 0 | 4451.454 | 0 | 194.8817 | 4335.95 | 1048.166 | 1909.706 | 0 | 0 | 0 | 0 | 54519620 | 0 | 54519620 | 545.1962 | 15974.2487 | 0 | 9.0014 | 5.9733 | 2021-07-04 20:31
StdNResSpltPkgAC-65to134 | PreNResSpltPkgAC-65to-PEYes | RtS | 2007 | CZ04 | cDXGF | 0 | None | 1 | 7999.929 | 63764.59 |  | 26261.42 | 0 | 21490.53 | 0 | 10803.32 | 0 | 219.3073 | 4990.111 | 854.7556 | 3017.251 | 0 | 0 | 0 | 0 | 42877640 | 0 | 42877640 | 428.7764 | 12563.1485 | 0 | 9.0014 | 5.9733 | 2021-07-04 20:31
StdNResSpltPkgAC-65to134 | PreNResSpltPkgAC-65to-PEYes | RtS | 2007 | CZ05 | cDXGF | 0 | None | 1 | 7999.929 | 57770 |  | 26261.42 | 0 | 21490.53 | 0 | 5470.508 | 0 | 222.1431 | 4325.492 | 809.4579 | 2193.755 | 0 | 0 | 0 | 0 | 40534870 | 0 | 40534870 | 405.3487 | 11876.7169 | 0 | 9.0014 | 5.9733 | 2021-07-04 20:32
StdNResSpltPkgAC-65to134 | PreNResSpltPkgAC-65to-PEYes | RtS | 2007 | CZ06 | cDXGF | 0 | None | 1 | 7999.929 | 64939.46 |  | 26261.42 | 0 | 21490.53 | 0 | 12303.75 | 0 | 81.4117 | 4802.475 | 457.295 | 3277.546 | 0 | 0 | 0 | 0 | 19857170 | 0 | 19857170 | 198.5717 | 5818.1508 | 0 | 9.0014 | 5.9733 | 2021-07-04 20:32
StdNResSpltPkgAC-65to134 | PreNResSpltPkgAC-65to-PEYes | RtS | 2007 | CZ07 | cDXGF | 0 | None | 1 | 7999.929 | 62950.65 |  | 26261.42 | 0 | 21490.53 | 0 | 10411.4 | 0 | 39.2238 | 4748.175 | 402.443 | 3193.761 | 0 | 0 | 0 | 0 | 16066900 | 0 | 16066900 | 160.669 | 4707.6017 | 0 | 9.0014 | 5.9733 | 2021-07-04 20:33
StdNResSpltPkgAC-65to134 | PreNResSpltPkgAC-65to-PEYes | RtS | 2007 | CZ08 | cDXGF | 0 | None | 1 | 7999.929 | 69988.94 |  | 26261.42 | 0 | 21490.53 | 0 | 16739.47 | 0 | 97.0896 | 5400.504 | 404.8464 | 3914.7 | 0 | 0 | 0 | 0 | 16143970 | 0 | 16143970 | 161.4397 | 4730.1832 | 0 | 9.0014 | 5.9733 | 2021-07-04 20:33
StdNResSpltPkgAC-65to134 | PreNResSpltPkgAC-65to-PEYes | RtS | 2007 | CZ09 | cDXGF | 0 | None | 1 | 7999.929 | 70432.83 |  | 26261.42 | 0 | 21490.53 | 0 | 16094.97 | 0 | 175.7144 | 6410.323 | 693.8687 | 4092.417 | 0 | 0 | 0 | 0 | 25098100 | 0 | 25098100 | 250.981 | 7353.7433 | 0 | 9.0014 | 5.9733 | 2021-07-04 20:33
StdNResSpltPkgAC-65to134 | PreNResSpltPkgAC-65to-PEYes | RtS | 2007 | CZ10 | cDXGF | 0 | None | 1 | 7999.929 | 71404.76 |  | 26261.42 | 0 | 21490.53 | 0 | 17625.4 | 0 | 222.7435 | 5804.76 | 587.5108 | 4015.395 | 0 | 0 | 0 | 0 | 23052840 | 0 | 23052840 | 230.5284 | 6754.4821 | 0 | 9.0014 | 5.9733 | 2021-07-04 20:34
StdNResSpltPkgAC-65to134 | PreNResSpltPkgAC-65to-PEYes | RtS | 2007 | CZ11 | cDXGF | 0 | None | 1 | 7999.929 | 72267.53 |  | 26261.42 | 0 | 21490.53 | 0 | 17683.8 | 0 | 450.9231 | 6380.976 | 1523.427 | 3670.469 | 0 | 0 | 0 | 0 | 73837300 | 0 | 73837300 | 738.373 | 21634.3289 | 0 | 9.0014 | 5.9733 | 2021-07-04 20:34
StdNResSpltPkgAC-65to134 | PreNResSpltPkgAC-65to-PEYes | RtS | 2007 | CZ12 | cDXGF | 0 | None | 1 | 7999.929 | 67253.05 |  | 26261.42 | 0 | 21490.53 | 0 | 13344.66 | 0 | 370.6558 | 5785.872 | 1251.635 | 3394.815 | 0 | 0 | 0 | 0 | 63335220 | 0 | 63335220 | 633.3522 | 18557.2195 | 0 | 9.0014 | 5.9733 | 2021-07-04 20:35
StdNResSpltPkgAC-65to134 | PreNResSpltPkgAC-65to-PEYes | RtS | 2007 | CZ13 | cDXGF | 0 | None | 1 | 7999.929 | 74646.23 |  | 26261.42 | 0 | 21490.53 | 0 | 19879.27 | 0 | 398.0903 | 6617.008 | 1259.374 | 4203.402 | 0 | 0 | 0 | 0 | 57841590 | 0 | 57841590 | 578.4159 | 16947.5859 | 0 | 9.0014 | 5.9733 | 2021-07-04 20:35
StdNResSpltPkgAC-65to134 | PreNResSpltPkgAC-65to-PEYes | RtS | 2007 | CZ14 | cDXGF | 0 | None | 1 | 7999.929 | 71846.6 |  | 26261.42 | 0 | 21490.53 | 0 | 17276.05 | 0 | 473.4927 | 6345.213 | 1239.535 | 3757.657 | 0 | 0 | 0 | 0 | 56321970 | 0 | 56321970 | 563.2197 | 16502.3372 | 0 | 9.0014 | 5.9733 | 2021-07-04 20:36
StdNResSpltPkgAC-65to134 | PreNResSpltPkgAC-65to-PEYes | RtS | 2007 | CZ15 | cDXGF | 0 | None | 1 | 7999.929 | 92365.69 |  | 26261.42 | 0 | 21490.53 | 0 | 36043.88 | 0 | 131.0755 | 8438.91 | 310.397 | 6788.773 | 0 | 0 | 0 | 0 | 7392271 | 0 | 7392271 | 73.9227 | 2165.9354 | 0 | 9.0014 | 5.9733 | 2021-07-04 20:36
StdNResSpltPkgAC-65to134 | PreNResSpltPkgAC-65to-PEYes | RtS | 2007 | CZ16 | cDXGF | 0 | None | 1 | 7999.929 | 58640.66 |  | 26261.42 | 0 | 21490.53 | 0 | 5753.042 | 0 | 567.2424 | 4568.529 | 1804.407 | 1995.579 | 0 | 0 | 0 | 0 | 167091700 | 0 | 167091700 | 1670.917 | 48957.8681 | 0 | 9.0014 | 5.9733 | 2021-07-04 20:37
StdNResSpltPkgAC-65to134 | PreNResSpltPkgAC-65to-PEYes | RtS | 2011 | CZ01 | cDXGF | 0 | None | 1 | 7999.929 | 52377.13 |  | 26261.42 | 0 | 21490.53 | 0 | 617.2792 | 0 | 430.0801 | 3577.878 | 1801.163 | 487.2484 | 0 | 0 | 0 | 0 | 111863700 | 0 | 111863700 | 1118.637 | 32776.0641 | 0 | 9.0014 | 5.9733 | 2021-07-04 20:37
StdNResSpltPkgAC-65to134 | PreNResSpltPkgAC-65to-PEYes | RtS | 2011 | CZ02 | cDXGF | 0 | None | 1 | 7999.929 | 60745.49 |  | 26261.42 | 0 | 21490.53 | 0 | 8140.043 | 0 | 357.5188 | 4496.068 | 1047.077 | 2362.811 | 0 | 0 | 0 | 0 | 59935650 | 0 | 59935650 | 599.3565 | 17561.1454 | 0 | 9.0014 | 5.9733 | 2021-07-04 20:38
StdNResSpltPkgAC-65to134 | PreNResSpltPkgAC-65to-PEYes | RtS | 2011 | CZ03 | cDXGF | 0 | None | 1 | 7999.929 | 56728.47 |  | 26261.42 | 0 | 21490.53 | 0 | 4448.894 | 0 | 194.7548 | 4332.972 | 1014.342 | 1914.632 | 0 | 0 | 0 | 0 | 51036160 | 0 | 51036160 | 510.3616 | 14953.5949 | 0 | 9.0014 | 5.9733 | 2021-07-04 20:38
StdNResSpltPkgAC-65to134 | PreNResSpltPkgAC-65to-PEYes | RtS | 2011 | CZ04 | cDXGF | 0 | None | 1 | 7999.929 | 63647.73 |  | 26261.42 | 0 | 21490.53 | 0 | 10746.4 | 0 | 216.2205 | 4933.251 | 804.3721 | 3006.874 | 0 | 0 | 0 | 0 | 39795090 | 0 | 39795090 | 397.9509 | 11659.9614 | 0 | 9.0014 | 5.9733 | 2021-07-04 20:39
StdNResSpltPkgAC-65to134 | PreNResSpltPkgAC-65to-PEYes | RtS | 2011 | CZ05 | cDXGF | 0 | None | 1 | 7999.929 | 57770 |  | 26261.42 | 0 | 21490.53 | 0 | 5470.508 | 0 | 222.1431 | 4325.492 | 809.4579 | 2193.755 | 0 | 0 | 0 | 0 | 40534870 | 0 | 40534870 | 405.3487 | 11876.7169 | 0 | 9.0014 | 5.9733 | 2021-07-04 20:39
StdNResSpltPkgAC-65to134 | PreNResSpltPkgAC-65to-PEYes | RtS | 2011 | CZ06 | cDXGF | 0 | None | 1 | 7999.929 | 64939.46 |  | 26261.42 | 0 | 21490.53 | 0 | 12303.75 | 0 | 81.4117 | 4802.475 | 457.295 | 3277.546 | 0 | 0 | 0 | 0 | 19857170 | 0 | 19857170 | 198.5717 | 5818.1508 | 0 | 9.0014 | 5.9733 | 2021-07-04 20:40
StdNResSpltPkgAC-65to134 | PreNResSpltPkgAC-65to-PEYes | RtS | 2011 | CZ07 | cDXGF | 0 | None | 1 | 7999.929 | 62885.61 |  | 26261.42 | 0 | 21490.53 | 0 | 10391.43 | 0 | 38.7997 | 4703.515 | 371.6755 | 3188.332 | 0 | 0 | 0 | 0 | 14628220 | 0 | 14628220 | 146.2822 | 4286.0685 | 0 | 9.0014 | 5.9733 | 2021-07-04 20:40
StdNResSpltPkgAC-65to134 | PreNResSpltPkgAC-65to-PEYes | RtS | 2011 | CZ08 | cDXGF | 0 | None | 1 | 7999.929 | 69813.41 |  | 26261.42 | 0 | 21490.53 | 0 | 16626.42 | 0 | 95.7992 | 5339.352 | 376.9473 | 3893.718 | 0 | 0 | 0 | 0 | 14721560 | 0 | 14721560 | 147.2156 | 4313.4171 | 0 | 9.0014 | 5.9733 | 2021-07-04 20:41
StdNResSpltPkgAC-65to134 | PreNResSpltPkgAC-65to-PEYes | RtS | 2011 | CZ09 | cDXGF | 0 | None | 1 | 7999.929 | 69668.02 |  | 26261.42 | 0 | 21490.53 | 0 | 15623.34 | 0 | 167.1901 | 6125.637 | 524.4162 | 3991.064 | 0 | 0 | 0 | 0 | 17267210 | 0 | 17267210 | 172.6721 | 5059.2925 | 0 | 9.0014 | 5.9733 | 2021-07-04 20:41
StdNResSpltPkgAC-65to134 | PreNResSpltPkgAC-65to-PEYes | RtS | 2011 | CZ10 | cDXGF | 0 | None | 1 | 7999.929 | 71178.22 |  | 26261.42 | 0 | 21490.53 | 0 | 17476.97 | 0 | 219.4377 | 5729.958 | 550.0492 | 3986.491 | 0 | 0 | 0 | 0 | 21072220 | 0 | 21072220 | 210.7222 | 6174.1605 | 0 | 9.0014 | 5.9733 | 2021-07-04 20:42
StdNResSpltPkgAC-65to134 | PreNResSpltPkgAC-65to-PEYes | RtS | 2011 | CZ11 | cDXGF | 0 | None | 1 | 7999.929 | 70907.47 |  | 26261.42 | 0 | 21490.53 | 0 | 16745.95 | 0 | 421.6824 | 5987.964 | 1243.068 | 3531.269 | 0 | 0 | 0 | 0 | 54940730 | 0 | 54940730 | 549.4073 | 16097.6339 | 0 | 9.0014 | 5.9733 | 2021-07-04 20:42
StdNResSpltPkgAC-65to134 | PreNResSpltPkgAC-65to-PEYes | RtS | 2011 | CZ12 | cDXGF | 0 | None | 1 | 7999.929 | 66814.08 |  | 26261.42 | 0 | 21490.53 | 0 | 13088.09 | 0 | 358.0003 | 5616.104 | 1142.599 | 3346.313 | 0 | 0 | 0 | 0 | 55169240 | 0 | 55169240 | 551.6924 | 16164.5873 | 0 | 9.0014 | 5.9733 | 2021-07-04 20:42
StdNResSpltPkgAC-65to134 | PreNResSpltPkgAC-65to-PEYes | RtS | 2011 | CZ13 | cDXGF | 0 | None | 1 | 7999.929 | 73422.74 |  | 26261.42 | 0 | 21490.53 | 0 | 18986.62 | 0 | 378.3797 | 6305.856 | 1081.24 | 4065.242 | 0 | 0 | 0 | 0 | 46141410 | 0 | 46141410 | 461.4141 | 13519.4331 | 0 | 9.0014 | 5.9733 | 2021-07-04 20:43
StdNResSpltPkgAC-65to134 | PreNResSpltPkgAC-65to-PEYes | RtS | 2011 | CZ14 | cDXGF | 0 | None | 1 | 7999.929 | 70630.94 |  | 26261.42 | 0 | 21490.53 | 0 | 16454.79 | 0 | 443.8237 | 5980.469 | 969.2301 | 3640.964 | 0 | 0 | 0 | 0 | 40858440 | 0 | 40858440 | 408.5844 | 11971.5229 | 0 | 9.0014 | 5.9733 | 2021-07-04 20:43
StdNResSpltPkgAC-65to134 | PreNResSpltPkgAC-65to-PEYes | RtS | 2011 | CZ15 | cDXGF | 0 | None | 1 | 7999.929 | 89313.2 |  | 26261.42 | 0 | 21490.53 | 0 | 33501.09 | 0 | 123.7051 | 7936.563 | 213.6356 | 6435.598 | 0 | 0 | 0 | 0 | 4723893 | 0 | 4723893 | 47.2389 | 1384.1006 | 0 | 9.0014 | 5.9733 | 2021-07-04 20:44
StdNResSpltPkgAC-65to134 | PreNResSpltPkgAC-65to-PEYes | RtS | 2011 | CZ16 | cDXGF | 0 | None | 1 | 7999.929 | 58272.18 |  | 26261.42 | 0 | 21490.53 | 0 | 5548.529 | 0 | 550.3146 | 4421.476 | 1618.331 | 1975.408 | 0 | 0 | 0 | 0 | 130485300 | 0 | 130485300 | 1304.853 | 38232.1929 | 0 | 9.0014 | 5.9733 | 2021-07-04 20:44
StdNResSpltPkgAC-65to134 | PreNResSpltPkgAC-65to-PEYes | RtS | 2015 | CZ01 | cDXGF | 0 | None | 1 | 7999.929 | 48203.68 |  | 22467.66 | 0 | 21490.53 | 0 | 388.8277 | 0 | 417.0088 | 3439.713 | 2034.507 | 315.7813 | 0 | 0 | 0 | 0 | 135137300 | 0 | 135137300 | 1351.373 | 39595.2289 | 0 | 7.8295 | 5.9733 | 2021-07-04 20:45
StdNResSpltPkgAC-65to134 | PreNResSpltPkgAC-65to-PEYes | RtS | 2015 | CZ02 | cDXGF | 0 | None | 1 | 7999.929 | 55884.25 |  | 22467.66 | 0 | 21490.53 | 0 | 7264.586 | 0 | 350.507 | 4311.017 | 1172.76 | 2109.988 | 0 | 0 | 0 | 0 | 70989150 | 0 | 70989150 | 709.8915 | 20799.8209 | 0 | 7.8295 | 5.9733 | 2021-07-04 20:45
StdNResSpltPkgAC-65to134 | PreNResSpltPkgAC-65to-PEYes | RtS | 2015 | CZ03 | cDXGF | 0 | None | 1 | 7999.929 | 51763.37 |  | 22467.66 | 0 | 21490.53 | 0 | 3683.581 | 0 | 179.9771 | 3941.678 | 1091.336 | 1597.668 | 0 | 0 | 0 | 0 | 58034860 | 0 | 58034860 | 580.3486 | 17004.214 | 0 | 7.8295 | 5.9733 | 2021-07-04 20:46
StdNResSpltPkgAC-65to134 | PreNResSpltPkgAC-65to-PEYes | RtS | 2015 | CZ04 | cDXGF | 0 | None | 1 | 7999.929 | 58221.55 |  | 22467.66 | 0 | 21490.53 | 0 | 9509.368 | 0 | 203.5146 | 4550.533 | 868.8949 | 2651.797 | 0 | 0 | 0 | 0 | 44963660 | 0 | 44963660 | 449.6366 | 13174.3524 | 0 | 7.8295 | 5.9733 | 2021-07-04 20:46
StdNResSpltPkgAC-65to134 | PreNResSpltPkgAC-65to-PEYes | RtS | 2015 | CZ05 | cDXGF | 0 | None | 1 | 7999.929 | 52650.43 |  | 22467.66 | 0 | 21490.53 | 0 | 4553.688 | 0 | 205.3435 | 3933.301 | 905.7103 | 1845.533 | 0 | 0 | 0 | 0 | 47212170 | 0 | 47212170 | 472.1217 | 13833.1658 | 0 | 7.8295 | 5.9733 | 2021-07-04 20:47
StdNResSpltPkgAC-65to134 | PreNResSpltPkgAC-65to-PEYes | RtS | 2015 | CZ06 | cDXGF | 0 | None | 1 | 7999.929 | 59218.13 |  | 22467.66 | 0 | 21490.53 | 0 | 10806.71 | 0 | 75.2693 | 4378.035 | 508.1381 | 2888.331 | 0 | 0 | 0 | 0 | 22953620 | 0 | 22953620 | 229.5362 | 6725.4107 | 0 | 7.8295 | 5.9733 | 2021-07-04 20:47
StdNResSpltPkgAC-65to134 | PreNResSpltPkgAC-65to-PEYes | RtS | 2015 | CZ07 | cDXGF | 0 | None | 1 | 7999.929 | 57338.99 |  | 22467.66 | 0 | 21490.53 | 0 | 9074.192 | 0 | 35.7942 | 4270.87 | 422.2769 | 2790.756 | 0 | 0 | 0 | 0 | 17381070 | 0 | 17381070 | 173.8107 | 5092.6535 | 0 | 7.8295 | 5.9733 | 2021-07-04 20:48
StdNResSpltPkgAC-65to134 | PreNResSpltPkgAC-65to-PEYes | RtS | 2015 | CZ08 | cDXGF | 0 | None | 1 | 7999.929 | 64063.21 |  | 22467.66 | 0 | 21490.53 | 0 | 15031.64 | 0 | 91.1973 | 4982.25 | 421.4451 | 3534.052 | 0 | 0 | 0 | 0 | 16769440 | 0 | 16769440 | 167.6944 | 4913.4459 | 0 | 7.8295 | 5.9733 | 2021-07-04 20:48
StdNResSpltPkgAC-65to134 | PreNResSpltPkgAC-65to-PEYes | RtS | 2015 | CZ09 | cDXGF | 0 | None | 1 | 7999.929 | 64059.08 |  | 22467.66 | 0 | 21490.53 | 0 | 14143.93 | 0 | 160.1804 | 5796.824 | 601.1766 | 3660.959 | 0 | 0 | 0 | 0 | 19510640 | 0 | 19510640 | 195.1064 | 5716.6175 | 0 | 7.8295 | 5.9733 | 2021-07-04 20:49
StdNResSpltPkgAC-65to134 | PreNResSpltPkgAC-65to-PEYes | RtS | 2015 | CZ10 | cDXGF | 0 | None | 1 | 7999.929 | 65986.9 |  | 22467.66 | 0 | 21490.53 | 0 | 16261.92 | 0 | 216.8152 | 5550.032 | 658.8599 | 3729.595 | 0 | 0 | 0 | 0 | 25939050 | 0 | 25939050 | 259.3905 | 7600.1416 | 0 | 7.8295 | 5.9733 | 2021-07-04 20:49
StdNResSpltPkgAC-65to134 | PreNResSpltPkgAC-65to-PEYes | RtS | 2015 | CZ11 | cDXGF | 0 | None | 1 | 7999.929 | 65884.45 |  | 22467.66 | 0 | 21490.53 | 0 | 15688.8 | 0 | 417.0193 | 5820.482 | 1403.021 | 3298.047 | 0 | 0 | 0 | 0 | 64138860 | 0 | 64138860 | 641.3886 | 18792.686 | 0 | 7.8295 | 5.9733 | 2021-07-04 20:49
StdNResSpltPkgAC-65to134 | PreNResSpltPkgAC-65to-PEYes | RtS | 2015 | CZ12 | cDXGF | 0 | None | 1 | 7999.929 | 61800.92 |  | 22467.66 | 0 | 21490.53 | 0 | 12070.18 | 0 | 352.8455 | 5419.741 | 1262.213 | 3072.704 | 0 | 0 | 0 | 0 | 63668620 | 0 | 63668620 | 636.6862 | 18654.9057 | 0 | 7.8295 | 5.9733 | 2021-07-04 20:50
StdNResSpltPkgAC-65to134 | PreNResSpltPkgAC-65to-PEYes | RtS | 2015 | CZ13 | cDXGF | 0 | None | 1 | 7999.929 | 68377.64 |  | 22467.66 | 0 | 21490.53 | 0 | 17922.1 | 0 | 373.9995 | 6123.4 | 1207.521 | 3830.966 | 0 | 0 | 0 | 0 | 52908810 | 0 | 52908810 | 529.0881 | 15502.2813 | 0 | 7.8295 | 5.9733 | 2021-07-04 20:50
StdNResSpltPkgAC-65to134 | PreNResSpltPkgAC-65to-PEYes | RtS | 2015 | CZ14 | cDXGF | 0 | None | 1 | 7999.929 | 65455.82 |  | 22467.66 | 0 | 21490.53 | 0 | 15259.15 | 0 | 438.368 | 5800.152 | 1173.765 | 3369.541 | 0 | 0 | 0 | 0 | 49898160 | 0 | 49898160 | 498.9816 | 14620.1609 | 0 | 7.8295 | 5.9733 | 2021-07-04 20:51
StdNResSpltPkgAC-65to134 | PreNResSpltPkgAC-65to-PEYes | RtS | 2015 | CZ15 | cDXGF | 0 | None | 1 | 7999.929 | 83976.92 |  | 22467.66 | 0 | 21490.53 | 0 | 32113.15 | 0 | 123.0944 | 7782.558 | 285.4731 | 6215.428 | 0 | 0 | 0 | 0 | 5838538 | 0 | 5838538 | 58.3854 | 1710.6916 | 0 | 7.8295 | 5.9733 | 2021-07-04 20:51
StdNResSpltPkgAC-65to134 | PreNResSpltPkgAC-65to-PEYes | RtS | 2015 | CZ16 | cDXGF | 0 | None | 1 | 7999.929 | 53612.26 |  | 22467.66 | 0 | 21490.53 | 0 | 4891.341 | 0 | 536.9352 | 4225.831 | 1729.115 | 1749.415 | 0 | 0 | 0 | 0 | 152146100 | 0 | 152146100 | 1521.461 | 44578.8073 | 0 | 7.8295 | 5.9733 | 2021-07-04 20:52
StdNResSpltPkgAC-65to134 | PreNResSpltPkgAC-65to-PEYes | RtS | 2017 | CZ01 | cDXGF | 0 | None | 1 | 7999.929 | 48117.28 |  | 22391.06 | 0 | 21490.53 | 0 | 391.7079 | 0 | 416.2137 | 3427.798 | 1980.552 | 317.9198 | 0 | 0 | 0 | 0 | 123463400 | 0 | 123463400 | 1234.634 | 36174.7762 | 0 | 7.7922 | 5.9733 | 2021-07-04 20:52
StdNResSpltPkgAC-65to134 | PreNResSpltPkgAC-65to-PEYes | RtS | 2017 | CZ02 | cDXGF | 0 | None | 1 | 7999.929 | 55655.92 |  | 22391.06 | 0 | 21490.53 | 0 | 7200.924 | 0 | 343.1377 | 4230.285 | 1117.556 | 2091.168 | 0 | 0 | 0 | 0 | 67184640 | 0 | 67184640 | 671.8464 | 19685.0995 | 0 | 7.7922 | 5.9733 | 2021-07-04 20:53
StdNResSpltPkgAC-65to134 | PreNResSpltPkgAC-65to-PEYes | RtS | 2017 | CZ03 | cDXGF | 0 | None | 1 | 7999.929 | 51665.41 |  | 22391.06 | 0 | 21490.53 | 0 | 3669.393 | 0 | 179.7335 | 3934.748 | 1062.662 | 1595.591 | 0 | 0 | 0 | 0 | 54545220 | 0 | 54545220 | 545.4522 | 15981.7495 | 0 | 7.7922 | 5.9733 | 2021-07-04 20:53
StdNResSpltPkgAC-65to134 | PreNResSpltPkgAC-65to-PEYes | RtS | 2017 | CZ04 | cDXGF | 0 | None | 1 | 7999.929 | 58006.51 |  | 22391.06 | 0 | 21490.53 | 0 | 9440.585 | 0 | 200.0576 | 4484.302 | 821.2755 | 2637.381 | 0 | 0 | 0 | 0 | 41923900 | 0 | 41923900 | 419.239 | 12283.7027 | 0 | 7.7922 | 5.9733 | 2021-07-04 20:54
StdNResSpltPkgAC-65to134 | PreNResSpltPkgAC-65to-PEYes | RtS | 2017 | CZ05 | cDXGF | 0 | None | 1 | 7999.929 | 52557.2 |  | 22391.06 | 0 | 21490.53 | 0 | 4545.667 | 0 | 205.011 | 3924.969 | 850.6353 | 1847.521 | 0 | 0 | 0 | 0 | 41160320 | 0 | 41160320 | 411.6032 | 12059.9738 | 0 | 7.7922 | 5.9733 | 2021-07-04 20:54
StdNResSpltPkgAC-65to134 | PreNResSpltPkgAC-65to-PEYes | RtS | 2017 | CZ06 | cDXGF | 0 | None | 1 | 7999.929 | 58890.18 |  | 22391.06 | 0 | 21490.53 | 0 | 10686.55 | 0 | 72.884 | 4249.178 | 422.3672 | 2851.835 | 0 | 0 | 0 | 0 | 18230920 | 0 | 18230920 | 182.3092 | 5341.6596 | 0 | 7.7922 | 5.9733 | 2021-07-04 20:54
StdNResSpltPkgAC-65to134 | PreNResSpltPkgAC-65to-PEYes | RtS | 2017 | CZ07 | cDXGF | 0 | None | 1 | 7999.929 | 57174.71 |  | 22391.06 | 0 | 21490.53 | 0 | 9026.814 | 0 | 35.4368 | 4230.886 | 372.2198 | 2788.072 | 0 | 0 | 0 | 0 | 14408700 | 0 | 14408700 | 144.087 | 4221.7491 | 0 | 7.7922 | 5.9733 | 2021-07-04 20:55
StdNResSpltPkgAC-65to134 | PreNResSpltPkgAC-65to-PEYes | RtS | 2017 | CZ08 | cDXGF | 0 | None | 1 | 7999.929 | 63618.16 |  | 22391.06 | 0 | 21490.53 | 0 | 14790.51 | 0 | 88.611 | 4857.449 | 365.2699 | 3482.429 | 0 | 0 | 0 | 0 | 13881150 | 0 | 13881150 | 138.8115 | 4067.177 | 0 | 7.7922 | 5.9733 | 2021-07-04 20:55
StdNResSpltPkgAC-65to134 | PreNResSpltPkgAC-65to-PEYes | RtS | 2017 | CZ09 | cDXGF | 0 | None | 1 | 7999.929 | 63777.67 |  | 22391.06 | 0 | 21490.53 | 0 | 14016.84 | 0 | 157.9389 | 5721.31 | 556.2094 | 3632.882 | 0 | 0 | 0 | 0 | 17547550 | 0 | 17547550 | 175.4755 | 5141.4322 | 0 | 7.7922 | 5.9733 | 2021-07-04 20:56
StdNResSpltPkgAC-65to134 | PreNResSpltPkgAC-65to-PEYes | RtS | 2017 | CZ10 | cDXGF | 0 | None | 1 | 7999.929 | 65665.63 |  | 22391.06 | 0 | 21490.53 | 0 | 16098.62 | 0 | 213.4377 | 5472.032 | 620.9273 | 3698.114 | 0 | 0 | 0 | 0 | 23878180 | 0 | 23878180 | 238.7818 | 6996.3067 | 0 | 7.7922 | 5.9733 | 2021-07-04 20:56
StdNResSpltPkgAC-65to134 | PreNResSpltPkgAC-65to-PEYes | RtS | 2017 | CZ11 | cDXGF | 0 | None | 1 | 7999.929 | 65481.67 |  | 22391.06 | 0 | 21490.53 | 0 | 15474.24 | 0 | 408.9868 | 5716.886 | 1333.811 | 3258.614 | 0 | 0 | 0 | 0 | 59504500 | 0 | 59504500 | 595.045 | 17434.8185 | 0 | 7.7922 | 5.9733 | 2021-07-04 20:57
StdNResSpltPkgAC-65to134 | PreNResSpltPkgAC-65to-PEYes | RtS | 2017 | CZ12 | cDXGF | 0 | None | 1 | 7999.929 | 61493.86 |  | 22391.06 | 0 | 21490.53 | 0 | 11932.47 | 0 | 346.5642 | 5333.242 | 1209.971 | 3043.913 | 0 | 0 | 0 | 0 | 59751440 | 0 | 59751440 | 597.5144 | 17507.1719 | 0 | 7.7922 | 5.9733 | 2021-07-04 20:57
StdNResSpltPkgAC-65to134 | PreNResSpltPkgAC-65to-PEYes | RtS | 2017 | CZ13 | cDXGF | 0 | None | 1 | 7999.929 | 67916.48 |  | 22391.06 | 0 | 21490.53 | 0 | 17646.25 | 0 | 367.3228 | 6021.335 | 1147.71 | 3785.234 | 0 | 0 | 0 | 0 | 49175860 | 0 | 49175860 | 491.7586 | 14408.527 | 0 | 7.7922 | 5.9733 | 2021-07-04 20:58
StdNResSpltPkgAC-65to134 | PreNResSpltPkgAC-65to-PEYes | RtS | 2017 | CZ14 | cDXGF | 0 | None | 1 | 7999.929 | 65062.33 |  | 22391.06 | 0 | 21490.53 | 0 | 15049.02 | 0 | 430.4698 | 5701.278 | 1105.251 | 3331.647 | 0 | 0 | 0 | 0 | 45742770 | 0 | 45742770 | 457.4277 | 13402.6316 | 0 | 7.7922 | 5.9733 | 2021-07-04 20:58
StdNResSpltPkgAC-65to134 | PreNResSpltPkgAC-65to-PEYes | RtS | 2017 | CZ15 | cDXGF | 0 | None | 1 | 7999.929 | 83253.52 |  | 22391.06 | 0 | 21490.53 | 0 | 31589.58 | 0 | 121.0773 | 7661.301 | 249.1742 | 6140.568 | 0 | 0 | 0 | 0 | 4852151 | 0 | 4852151 | 48.5215 | 1421.6802 | 0 | 7.7922 | 5.9733 | 2021-07-04 20:58
StdNResSpltPkgAC-65to134 | PreNResSpltPkgAC-65to-PEYes | RtS | 2017 | CZ16 | cDXGF | 0 | None | 1 | 7999.929 | 53485.07 |  | 22391.06 | 0 | 21490.53 | 0 | 4853.644 | 0 | 535.995 | 4213.886 | 1701.893 | 1745.295 | 0 | 0 | 0 | 0 | 144849900 | 0 | 144849900 | 1448.499 | 42441.0207 | 0 | 7.7922 | 5.9733 | 2021-07-04 20:59
StdNResSpltPkgAC-65to134 | PreNResSpltPkgAC-65to-PEYes | RtS | 2020 | CZ01 | cDXGF | 0 | None | 1 | 7999.929 | 43594.14 |  | 18024.85 | 0 | 21490.53 | 0 | 331.1277 | 0 | 406.3488 | 3341.31 | 2063.799 | 268.1604 | 0 | 0 | 0 | 0 | 134109600 | 0 | 134109600 | 1341.096 | 39294.1128 | 0 | 6.2396 | 5.9733 | 2021-07-04 20:59
StdNResSpltPkgAC-65to134 | PreNResSpltPkgAC-65to-PEYes | RtS | 2020 | CZ02 | cDXGF | 0 | None | 1 | 7999.929 | 50745.76 |  | 18024.85 | 0 | 21490.53 | 0 | 6806.768 | 0 | 333.6377 | 4090.069 | 1149.698 | 1975.552 | 0 | 0 | 0 | 0 | 72630230 | 0 | 72630230 | 726.3023 | 21280.6574 | 0 | 6.2396 | 5.9733 | 2021-07-04 21:00
StdNResSpltPkgAC-65to134 | PreNResSpltPkgAC-65to-PEYes | RtS | 2020 | CZ03 | cDXGF | 0 | None | 1 | 7999.929 | 46880.03 |  | 18024.85 | 0 | 21490.53 | 0 | 3380.49 | 0 | 175.056 | 3809.137 | 1124.867 | 1473.702 | 0 | 0 | 0 | 0 | 60130040 | 0 | 60130040 | 601.3004 | 17618.1017 | 0 | 6.2396 | 5.9733 | 2021-07-04 21:00
StdNResSpltPkgAC-65to134 | PreNResSpltPkgAC-65to-PEYes | RtS | 2020 | CZ04 | cDXGF | 0 | None | 1 | 7999.929 | 53019.5 |  | 18024.85 | 0 | 21490.53 | 0 | 8976.766 | 0 | 194.5078 | 4332.898 | 865.392 | 2495.006 | 0 | 0 | 0 | 0 | 46168840 | 0 | 46168840 | 461.6884 | 13527.4701 | 0 | 6.2396 | 5.9733 | 2021-07-04 21:01
StdNResSpltPkgAC-65to134 | PreNResSpltPkgAC-65to-PEYes | RtS | 2020 | CZ05 | cDXGF | 0 | None | 1 | 7999.929 | 47700.52 |  | 18024.85 | 0 | 21490.53 | 0 | 4191.047 | 0 | 199.5421 | 3794.6 | 914.829 | 1710.72 | 0 | 0 | 0 | 0 | 45849260 | 0 | 45849260 | 458.4926 | 13433.8332 | 0 | 6.2396 | 5.9733 | 2021-07-04 21:01
StdNResSpltPkgAC-65to134 | PreNResSpltPkgAC-65to-PEYes | RtS | 2020 | CZ06 | cDXGF | 0 | None | 1 | 7999.929 | 53810.34 |  | 18024.85 | 0 | 21490.53 | 0 | 10101.48 | 0 | 71.1502 | 4122.389 | 466.2621 | 2706.519 | 0 | 0 | 0 | 0 | 20583810 | 0 | 20583810 | 205.8381 | 6031.0563 | 0 | 6.2396 | 5.9733 | 2021-07-04 21:02
StdNResSpltPkgAC-65to134 | PreNResSpltPkgAC-65to-PEYes | RtS | 2020 | CZ07 | cDXGF | 0 | None | 1 | 7999.929 | 52143.62 |  | 18024.85 | 0 | 21490.53 | 0 | 8493.232 | 0 | 34.6117 | 4100.454 | 422.8458 | 2632.154 | 0 | 0 | 0 | 0 | 16615300 | 0 | 16615300 | 166.153 | 4868.2829 | 0 | 6.2396 | 5.9733 | 2021-07-04 21:02
StdNResSpltPkgAC-65to134 | PreNResSpltPkgAC-65to-PEYes | RtS | 2020 | CZ08 | cDXGF | 0 | None | 1 | 7999.929 | 58476.35 |  | 18024.85 | 0 | 21490.53 | 0 | 14159.02 | 0 | 86.5704 | 4715.417 | 396.7695 | 3336.688 | 0 | 0 | 0 | 0 | 15664200 | 0 | 15664200 | 156.642 | 4589.6106 | 0 | 6.2396 | 5.9733 | 2021-07-04 21:02
StdNResSpltPkgAC-65to134 | PreNResSpltPkgAC-65to-PEYes | RtS | 2020 | CZ09 | cDXGF | 0 | None | 1 | 7999.929 | 58704.55 |  | 18024.85 | 0 | 21490.53 | 0 | 13443.15 | 0 | 154.9186 | 5591.161 | 609.9412 | 3497.673 | 0 | 0 | 0 | 0 | 19810840 | 0 | 19810840 | 198.1084 | 5804.5761 | 0 | 6.2396 | 5.9733 | 2021-07-04 21:03
StdNResSpltPkgAC-65to134 | PreNResSpltPkgAC-65to-PEYes | RtS | 2020 | CZ10 | cDXGF | 0 | None | 1 | 7999.929 | 60530.5 |  | 18024.85 | 0 | 21490.53 | 0 | 15477.49 | 0 | 208.8523 | 5328.808 | 657.1143 | 3552.917 | 0 | 0 | 0 | 0 | 26427910 | 0 | 26427910 | 264.2791 | 7743.3776 | 0 | 6.2396 | 5.9733 | 2021-07-04 21:03
StdNResSpltPkgAC-65to134 | PreNResSpltPkgAC-65to-PEYes | RtS | 2020 | CZ11 | cDXGF | 0 | None | 1 | 7999.929 | 60432.92 |  | 18024.85 | 0 | 21490.53 | 0 | 14943.16 | 0 | 400.3056 | 5574.141 | 1382.227 | 3138.743 | 0 | 0 | 0 | 0 | 64352140 | 0 | 64352140 | 643.5214 | 18855.177 | 0 | 6.2396 | 5.9733 | 2021-07-04 21:04
StdNResSpltPkgAC-65to134 | PreNResSpltPkgAC-65to-PEYes | RtS | 2020 | CZ12 | cDXGF | 0 | None | 1 | 7999.929 | 56480.13 |  | 18024.85 | 0 | 21490.53 | 0 | 11444.34 | 0 | 338.4419 | 5182.052 | 1240.979 | 2910.863 | 0 | 0 | 0 | 0 | 64376750 | 0 | 64376750 | 643.7675 | 18862.3878 | 0 | 6.2396 | 5.9733 | 2021-07-04 21:04
StdNResSpltPkgAC-65to134 | PreNResSpltPkgAC-65to-PEYes | RtS | 2020 | CZ13 | cDXGF | 0 | None | 1 | 7999.929 | 62812.63 |  | 18024.85 | 0 | 21490.53 | 0 | 17062.57 | 0 | 360.1551 | 5874.582 | 1188.306 | 3652.978 | 0 | 0 | 0 | 0 | 53104620 | 0 | 53104620 | 531.0462 | 15559.6537 | 0 | 6.2396 | 5.9733 | 2021-07-04 21:05
StdNResSpltPkgAC-65to134 | PreNResSpltPkgAC-65to-PEYes | RtS | 2020 | CZ14 | cDXGF | 0 | None | 1 | 7999.929 | 59997.36 |  | 18024.85 | 0 | 21490.53 | 0 | 14503.06 | 0 | 421.1583 | 5557.821 | 1157.685 | 3203.714 | 0 | 0 | 0 | 0 | 50034950 | 0 | 50034950 | 500.3495 | 14660.2404 | 0 | 6.2396 | 5.9733 | 2021-07-04 21:05
StdNResSpltPkgAC-65to134 | PreNResSpltPkgAC-65to-PEYes | RtS | 2020 | CZ15 | cDXGF | 0 | None | 1 | 7999.929 | 77880.68 |  | 18024.85 | 0 | 21490.53 | 0 | 30733.84 | 0 | 119.1908 | 7512.319 | 284.9616 | 5984.327 | 0 | 0 | 0 | 0 | 5746004 | 0 | 5746004 | 57.46 | 1683.5792 | 0 | 6.2396 | 5.9733 | 2021-07-04 21:06
StdNResSpltPkgAC-65to134 | PreNResSpltPkgAC-65to-PEYes | RtS | 2020 | CZ16 | cDXGF | 0 | None | 1 | 7999.929 | 48722.29 |  | 18024.85 | 0 | 21490.53 | 0 | 4595.836 | 0 | 522.3832 | 4088.746 | 1725.135 | 1657.195 | 0 | 0 | 0 | 0 | 152756300 | 0 | 152756300 | 1527.563 | 44757.5959 | 0 | 6.2396 | 5.9733 | 2021-07-04 21:06
StdNResSpltPkgAC-65to134 | PreNResSpltPkgAC-65to-PEYes | SCn | 1975 | CZ01 | cDXGF | 0 | None | 1 | 250000.3 | 812176.5 |  | 353206.1 | 0 | 356446.5 | 0 | 3277.385 | 0 | 10751.95 | 88495.55 | 63015.51 | 2109.676 | 0 | 0 | 0 | 0 | 4851070000 | 0 | 4851070000 | 48510.7 | 1421363.51 | 0 | 163.5851 | 85.6634 | 2021-07-04 21:06
StdNResSpltPkgAC-65to134 | PreNResSpltPkgAC-65to-PEYes | SCn | 1975 | CZ02 | cDXGF | 0 | None | 1 | 250000.3 | 833883.3 |  | 353206.1 | 0 | 356446.5 | 0 | 46591.49 | 0 | 6259.241 | 71380.77 | 24072.22 | 13118.21 | 0 | 0 | 0 | 0 | 2539805000 | 0 | 2539805000 | 25398.05 | 744162.865 | 0 | 163.5851 | 85.6634 | 2021-07-04 21:07
StdNResSpltPkgAC-65to134 | PreNResSpltPkgAC-65to-PEYes | SCn | 1975 | CZ03 | cDXGF | 0 | None | 1 | 250000.3 | 816506.5 |  | 353206.1 | 0 | 356446.5 | 0 | 16463.99 | 0 | 4330.016 | 86060.76 | 32764.63 | 6551.756 | 0 | 0 | 0 | 0 | 2250300000 | 0 | 2250300000 | 22503 | 659337.9 | 0 | 163.5851 | 85.6634 | 2021-07-04 21:07
StdNResSpltPkgAC-65to134 | PreNResSpltPkgAC-65to-PEYes | SCn | 1975 | CZ04 | cDXGF | 0 | None | 1 | 250000.3 | 852675.4 |  | 353206.1 | 0 | 356446.5 | 0 | 69772.67 | 0 | 3413.268 | 69837.9 | 18349.83 | 18520.78 | 0 | 0 | 0 | 0 | 1812662000 | 0 | 1812662000 | 18126.62 | 531109.966 | 0 | 163.5851 | 85.6634 | 2021-07-04 21:08
StdNResSpltPkgAC-65to134 | PreNResSpltPkgAC-65to-PEYes | SCn | 1975 | CZ05 | cDXGF | 0 | None | 1 | 250000.3 | 819128 |  | 353206.1 | 0 | 356446.5 | 0 | 19211.34 | 0 | 4913.933 | 85351.34 | 26391.36 | 7363.358 | 0 | 0 | 0 | 0 | 1920142000 | 0 | 1920142000 | 19201.42 | 562601.606 | 0 | 163.5851 | 85.6634 | 2021-07-04 21:08
StdNResSpltPkgAC-65to134 | PreNResSpltPkgAC-65to-PEYes | SCn | 1975 | CZ06 | cDXGF | 0 | None | 1 | 250000.3 | 861163 |  | 353206.1 | 0 | 356446.5 | 0 | 61771.3 | 0 | 1629.134 | 88110.89 | 13216.55 | 22488.04 | 0 | 0 | 0 | 0 | 830152700 | 0 | 830152700 | 8301.527 | 243234.7411 | 0 | 163.5851 | 85.6634 | 2021-07-04 21:09
StdNResSpltPkgAC-65to134 | PreNResSpltPkgAC-65to-PEYes | SCn | 1975 | CZ07 | cDXGF | 0 | None | 1 | 250000.3 | 843719.7 |  | 353206.1 | 0 | 356446.5 | 0 | 47457.41 | 0 | 785.5654 | 85825 | 12376.04 | 18367.73 | 0 | 0 | 0 | 0 | 710475100 | 0 | 710475100 | 7104.751 | 208169.2043 | 0 | 163.5851 | 85.6634 | 2021-07-04 21:09
StdNResSpltPkgAC-65to134 | PreNResSpltPkgAC-65to-PEYes | SCn | 1975 | CZ08 | cDXGF | 0 | None | 1 | 250000.3 | 913571 |  | 353206.1 | 0 | 356446.5 | 0 | 125943.4 | 0 | 1509.995 | 76466.34 | 8788.246 | 30680.95 | 0 | 0 | 0 | 0 | 673610400 | 0 | 673610400 | 6736.104 | 197367.8472 | 0 | 163.5851 | 85.6634 | 2021-07-04 21:10
StdNResSpltPkgAC-65to134 | PreNResSpltPkgAC-65to-PEYes | SCn | 1975 | CZ09 | cDXGF | 0 | None | 1 | 250000.3 | 938477.6 |  | 353206.1 | 0 | 356446.5 | 0 | 124754.5 | 0 | 2917.454 | 101154.4 | 15024.88 | 35861.89 | 0 | 0 | 0 | 0 | 945877700 | 0 | 945877700 | 9458.777 | 277142.1661 | 0 | 163.5851 | 85.6634 | 2021-07-04 21:10
StdNResSpltPkgAC-65to134 | PreNResSpltPkgAC-65to-PEYes | SCn | 1975 | CZ10 | cDXGF | 0 | None | 1 | 250000.3 | 965844.7 |  | 353206.1 | 0 | 356446.5 | 0 | 159877.8 | 0 | 3897.203 | 92417.99 | 14471.06 | 36922.5 | 0 | 0 | 0 | 0 | 1108006000 | 0 | 1108006000 | 11080.06 | 324645.758 | 0 | 163.5851 | 85.6634 | 2021-07-04 21:10
StdNResSpltPkgAC-65to134 | PreNResSpltPkgAC-65to-PEYes | SCn | 1975 | CZ11 | cDXGF | 0 | None | 1 | 250000.3 | 1012862 |  | 353206.1 | 0 | 356446.5 | 0 | 186501.4 | 0 | 8262.63 | 108446.2 | 33065.66 | 39166.45 | 0 | 0 | 0 | 0 | 2562974000 | 0 | 2562974000 | 25629.74 | 750951.382 | 0 | 163.5851 | 85.6634 | 2021-07-04 21:11
StdNResSpltPkgAC-65to134 | PreNResSpltPkgAC-65to-PEYes | SCn | 1975 | CZ12 | cDXGF | 0 | None | 1 | 250000.3 | 922635.3 |  | 353206.1 | 0 | 356446.5 | 0 | 113063.1 | 0 | 6601.866 | 93318.7 | 26221.67 | 26684.14 | 0 | 0 | 0 | 0 | 2268553000 | 0 | 2268553000 | 22685.53 | 664686.029 | 0 | 163.5851 | 85.6634 | 2021-07-04 21:11
StdNResSpltPkgAC-65to134 | PreNResSpltPkgAC-65to-PEYes | SCn | 1975 | CZ13 | cDXGF | 0 | None | 1 | 250000.3 | 1044407 |  | 353206.1 | 0 | 356446.5 | 0 | 216021.1 | 0 | 7326.991 | 111407.8 | 26670.58 | 44858.95 | 0 | 0 | 0 | 0 | 2028424000 | 0 | 2028424000 | 20284.24 | 594328.232 | 0 | 163.5851 | 85.6634 | 2021-07-04 21:12
StdNResSpltPkgAC-65to134 | PreNResSpltPkgAC-65to-PEYes | SCn | 1975 | CZ14 | cDXGF | 0 | None | 1 | 250000.3 | 1018358 |  | 353206.1 | 0 | 356446.5 | 0 | 190333.1 | 0 | 8713.883 | 109659.3 | 29210.88 | 41123.72 | 0 | 0 | 0 | 0 | 2387296000 | 0 | 2387296000 | 23872.96 | 699477.728 | 0 | 163.5851 | 85.6634 | 2021-07-04 21:12
StdNResSpltPkgAC-65to134 | PreNResSpltPkgAC-65to-PEYes | SCn | 1975 | CZ15 | cDXGF | 0 | None | 1 | 250000.3 | 1323350 |  | 353206.1 | 0 | 356446.5 | 0 | 461127 | 0 | 2531.835 | 150038.9 | 10195.96 | 93513.5 | 0 | 0 | 0 | 0 | 467679100 | 0 | 467679100 | 4676.791 | 137029.9763 | 0 | 163.5851 | 85.6634 | 2021-07-04 21:13
StdNResSpltPkgAC-65to134 | PreNResSpltPkgAC-65to-PEYes | SCn | 1975 | CZ16 | cDXGF | 0 | None | 1 | 250000.3 | 863726.4 |  | 353206.1 | 0 | 356446.5 | 0 | 39804.38 | 0 | 13975.67 | 100294.9 | 52178.16 | 15437.99 | 0 | 0 | 0 | 0 | 5599805000 | 0 | 5599805000 | 55998.05 | 1640742.865 | 0 | 163.5851 | 85.6634 | 2021-07-04 21:13
StdNResSpltPkgAC-65to134 | PreNResSpltPkgAC-65to-PEYes | SCn | 1985 | CZ01 | cDXGF | 0 | None | 1 | 250000.3 | 796726.7 |  | 353206.1 | 0 | 341463.9 | 0 | 2915.444 | 0 | 10748.14 | 88392.9 | 63412.9 | 1908.083 | 0 | 0 | 0 | 0 | 4890521000 | 0 | 4890521000 | 48905.21 | 1432922.653 | 0 | 163.5851 | 82.063 | 2021-07-04 21:13
StdNResSpltPkgAC-65to134 | PreNResSpltPkgAC-65to-PEYes | SCn | 1985 | CZ02 | cDXGF | 0 | None | 1 | 250000.3 | 817429.6 |  | 353206.1 | 0 | 341463.9 | 0 | 45565.84 | 0 | 6225.153 | 70968.23 | 24191.67 | 12819.68 | 0 | 0 | 0 | 0 | 2562643000 | 0 | 2562643000 | 25626.43 | 750854.399 | 0 | 163.5851 | 82.063 | 2021-07-04 21:14
StdNResSpltPkgAC-65to134 | PreNResSpltPkgAC-65to-PEYes | SCn | 1985 | CZ03 | cDXGF | 0 | None | 1 | 250000.3 | 802105.9 |  | 353206.1 | 0 | 341463.9 | 0 | 15744.72 | 0 | 4326.971 | 87364.43 | 33374.05 | 6299.559 | 0 | 0 | 0 | 0 | 2285199000 | 0 | 2285199000 | 22851.99 | 669563.307 | 0 | 163.5851 | 82.063 | 2021-07-04 21:14
StdNResSpltPkgAC-65to134 | PreNResSpltPkgAC-65to-PEYes | SCn | 1985 | CZ04 | cDXGF | 0 | None | 1 | 250000.3 | 835896.7 |  | 353206.1 | 0 | 341463.9 | 0 | 68450.57 | 0 | 3394.31 | 69381.79 | 18427.97 | 18161.93 | 0 | 0 | 0 | 0 | 1830674000 | 0 | 1830674000 | 18306.74 | 536387.482 | 0 | 163.5851 | 82.063 | 2021-07-04 21:15
StdNResSpltPkgAC-65to134 | PreNResSpltPkgAC-65to-PEYes | SCn | 1985 | CZ05 | cDXGF | 0 | None | 1 | 250000.3 | 803437.7 |  | 353206.1 | 0 | 341463.9 | 0 | 18371.41 | 0 | 4910.793 | 85485.86 | 26771.12 | 7076.042 | 0 | 0 | 0 | 0 | 1946329000 | 0 | 1946329000 | 19463.29 | 570274.397 | 0 | 163.5851 | 82.063 | 2021-07-04 21:15
StdNResSpltPkgAC-65to134 | PreNResSpltPkgAC-65to-PEYes | SCn | 1985 | CZ06 | cDXGF | 0 | None | 1 | 250000.3 | 843440 |  | 353206.1 | 0 | 341463.9 | 0 | 60059.62 | 0 | 1626.779 | 87083.76 | 13369.79 | 22048 | 0 | 0 | 0 | 0 | 840927000 | 0 | 840927000 | 8409.27 | 246391.611 | 0 | 163.5851 | 82.063 | 2021-07-04 21:16
StdNResSpltPkgAC-65to134 | PreNResSpltPkgAC-65to-PEYes | SCn | 1985 | CZ07 | cDXGF | 0 | None | 1 | 250000.3 | 826898.3 |  | 353206.1 | 0 | 341463.9 | 0 | 45974.45 | 0 | 784.4762 | 85469.56 | 12519.09 | 17854.36 | 0 | 0 | 0 | 0 | 720266300 | 0 | 720266300 | 7202.663 | 211038.0259 | 0 | 163.5851 | 82.063 | 2021-07-04 21:16
StdNResSpltPkgAC-65to134 | PreNResSpltPkgAC-65to-PEYes | SCn | 1985 | CZ08 | cDXGF | 0 | None | 1 | 250000.3 | 895579.1 |  | 353206.1 | 0 | 341463.9 | 0 | 123953.3 | 0 | 1501.647 | 75454.19 | 8895.253 | 30205.17 | 0 | 0 | 0 | 0 | 682801500 | 0 | 682801500 | 6828.015 | 200060.8395 | 0 | 163.5851 | 82.063 | 2021-07-04 21:17
StdNResSpltPkgAC-65to134 | PreNResSpltPkgAC-65to-PEYes | SCn | 1985 | CZ09 | cDXGF | 0 | None | 1 | 250000.3 | 921192.1 |  | 353206.1 | 0 | 341463.9 | 0 | 122916.7 | 0 | 2905.511 | 100699.9 | 15169.9 | 35436.08 | 0 | 0 | 0 | 0 | 957694900 | 0 | 957694900 | 9576.949 | 280604.6057 | 0 | 163.5851 | 82.063 | 2021-07-04 21:17
StdNResSpltPkgAC-65to134 | PreNResSpltPkgAC-65to-PEYes | SCn | 1985 | CZ10 | cDXGF | 0 | None | 1 | 250000.3 | 948747.6 |  | 353206.1 | 0 | 341463.9 | 0 | 157842.3 | 0 | 3878.306 | 92357.25 | 14692.73 | 36499.95 | 0 | 0 | 0 | 0 | 1121365000 | 0 | 1121365000 | 11213.65 | 328559.945 | 0 | 163.5851 | 82.063 | 2021-07-04 21:18
StdNResSpltPkgAC-65to134 | PreNResSpltPkgAC-65to-PEYes | SCn | 1985 | CZ11 | cDXGF | 0 | None | 1 | 250000.3 | 995857.6 |  | 353206.1 | 0 | 341463.9 | 0 | 184886.5 | 0 | 8236.472 | 108065.1 | 33222.52 | 38850.09 | 0 | 0 | 0 | 0 | 2582436000 | 0 | 2582436000 | 25824.36 | 756653.748 | 0 | 163.5851 | 82.063 | 2021-07-04 21:18
StdNResSpltPkgAC-65to134 | PreNResSpltPkgAC-65to-PEYes | SCn | 1985 | CZ12 | cDXGF | 0 | None | 1 | 250000.3 | 905515.3 |  | 353206.1 | 0 | 341463.9 | 0 | 111619.4 | 0 | 6573.249 | 92652.41 | 26293.65 | 26354.72 | 0 | 0 | 0 | 0 | 2285432000 | 0 | 2285432000 | 22854.32 | 669631.576 | 0 | 163.5851 | 82.063 | 2021-07-04 21:19
StdNResSpltPkgAC-65to134 | PreNResSpltPkgAC-65to-PEYes | SCn | 1985 | CZ13 | cDXGF | 0 | None | 1 | 250000.3 | 1027119 |  | 353206.1 | 0 | 341463.9 | 0 | 214224.2 | 0 | 7296.165 | 110928 | 26870.16 | 44428.04 | 0 | 0 | 0 | 0 | 2044898000 | 0 | 2044898000 | 20448.98 | 599155.114 | 0 | 163.5851 | 82.063 | 2021-07-04 21:19
StdNResSpltPkgAC-65to134 | PreNResSpltPkgAC-65to-PEYes | SCn | 1985 | CZ14 | cDXGF | 0 | None | 1 | 250000.3 | 1001145 |  | 353206.1 | 0 | 341463.9 | 0 | 188594.2 | 0 | 8677.544 | 109203.2 | 29430.2 | 40773.04 | 0 | 0 | 0 | 0 | 2406414000 | 0 | 2406414000 | 24064.14 | 705079.302 | 0 | 163.5851 | 82.063 | 2021-07-04 21:20
StdNResSpltPkgAC-65to134 | PreNResSpltPkgAC-65to-PEYes | SCn | 1985 | CZ15 | cDXGF | 0 | None | 1 | 250000.3 | 1304964 |  | 353206.1 | 0 | 341463.9 | 0 | 458227.7 | 0 | 2524.167 | 149542.6 | 10308.29 | 92869.28 | 0 | 0 | 0 | 0 | 474010400 | 0 | 474010400 | 4740.104 | 138885.0472 | 0 | 163.5851 | 82.063 | 2021-07-04 21:20
StdNResSpltPkgAC-65to134 | PreNResSpltPkgAC-65to-PEYes | SCn | 1985 | CZ16 | cDXGF | 0 | None | 1 | 250000.3 | 847455.4 |  | 353206.1 | 0 | 341463.9 | 0 | 39070.34 | 0 | 13959.93 | 99754.84 | 52355.75 | 15222.06 | 0 | 0 | 0 | 0 | 5629145000 | 0 | 5629145000 | 56291.45 | 1649339.485 | 0 | 163.5851 | 82.063 | 2021-07-04 21:21
StdNResSpltPkgAC-65to134 | PreNResSpltPkgAC-65to-PEYes | SCn | 1996 | CZ01 | cDXGF | 0 | None | 1 | 250000.3 | 781318.6 |  | 353206.1 | 0 | 326484.5 | 0 | 2565.472 | 0 | 10728 | 88335.8 | 63999.82 | 1719.132 | 0 | 0 | 0 | 0 | 4942584000 | 0 | 4942584000 | 49425.84 | 1448177.112 | 0 | 163.5851 | 78.4626 | 2021-07-04 21:21
StdNResSpltPkgAC-65to134 | PreNResSpltPkgAC-65to-PEYes | SCn | 1996 | CZ02 | cDXGF | 0 | None | 1 | 250000.3 | 800691.7 |  | 353206.1 | 0 | 326484.5 | 0 | 44268.72 | 0 | 6179.136 | 70554.97 | 24404.65 | 12400.21 | 0 | 0 | 0 | 0 | 2599726000 | 0 | 2599726000 | 25997.26 | 761719.718 | 0 | 163.5851 | 78.4626 | 2021-07-04 21:22
StdNResSpltPkgAC-65to134 | PreNResSpltPkgAC-65to-PEYes | SCn | 1996 | CZ03 | cDXGF | 0 | None | 1 | 250000.3 | 786301.6 |  | 353206.1 | 0 | 326484.5 | 0 | 14920.06 | 0 | 4323.456 | 87368.97 | 33875.04 | 6006.858 | 0 | 0 | 0 | 0 | 2323229000 | 0 | 2323229000 | 23232.29 | 680706.097 | 0 | 163.5851 | 78.4626 | 2021-07-04 21:22
StdNResSpltPkgAC-65to134 | PreNResSpltPkgAC-65to-PEYes | SCn | 1996 | CZ04 | cDXGF | 0 | None | 1 | 250000.3 | 818675.3 |  | 353206.1 | 0 | 326484.5 | 0 | 66723.19 | 0 | 3367.882 | 68894.94 | 18620.5 | 17654.32 | 0 | 0 | 0 | 0 | 1859273000 | 0 | 1859273000 | 18592.73 | 544766.989 | 0 | 163.5851 | 78.4626 | 2021-07-04 21:22
StdNResSpltPkgAC-65to134 | PreNResSpltPkgAC-65to-PEYes | SCn | 1996 | CZ05 | cDXGF | 0 | None | 1 | 250000.3 | 788177.4 |  | 353206.1 | 0 | 326484.5 | 0 | 17429.74 | 0 | 4905.971 | 86152.78 | 27433.77 | 6701.748 | 0 | 0 | 0 | 0 | 1987925000 | 0 | 1987925000 | 19879.25 | 582462.025 | 0 | 163.5851 | 78.4626 | 2021-07-04 21:23
StdNResSpltPkgAC-65to134 | PreNResSpltPkgAC-65to-PEYes | SCn | 1996 | CZ06 | cDXGF | 0 | None | 1 | 250000.3 | 829386.8 |  | 353206.1 | 0 | 326484.5 | 0 | 59419.86 | 0 | 1638.652 | 88639.32 | 15081.58 | 21355.02 | 0 | 0 | 0 | 0 | 1017936000 | 0 | 1017936000 | 10179.36 | 298255.248 | 0 | 163.5851 | 78.4626 | 2021-07-04 21:23
StdNResSpltPkgAC-65to134 | PreNResSpltPkgAC-65to-PEYes | SCn | 1996 | CZ07 | cDXGF | 0 | None | 1 | 250000.3 | 811646.4 |  | 353206.1 | 0 | 326484.5 | 0 | 45335.25 | 0 | 788.2059 | 85834.18 | 14586.56 | 17126.93 | 0 | 0 | 0 | 0 | 898830500 | 0 | 898830500 | 8988.305 | 263357.3365 | 0 | 163.5851 | 78.4626 | 2021-07-04 21:24
StdNResSpltPkgAC-65to134 | PreNResSpltPkgAC-65to-PEYes | SCn | 1996 | CZ08 | cDXGF | 0 | None | 1 | 250000.3 | 896399.1 |  | 353206.1 | 0 | 326484.5 | 0 | 130999.6 | 0 | 1671.92 | 84038.61 | 11141.6 | 32319.01 | 0 | 0 | 0 | 0 | 841522700 | 0 | 841522700 | 8415.227 | 246566.1511 | 0 | 163.5851 | 78.4626 | 2021-07-04 21:24
StdNResSpltPkgAC-65to134 | PreNResSpltPkgAC-65to-PEYes | SCn | 1996 | CZ09 | cDXGF | 0 | None | 1 | 250000.3 | 922431.7 |  | 353206.1 | 0 | 326484.5 | 0 | 129662 | 0 | 3186.093 | 109894.5 | 18146.26 | 37976.29 | 0 | 0 | 0 | 0 | 1158211000 | 0 | 1158211000 | 11582.11 | 339355.823 | 0 | 163.5851 | 78.4626 | 2021-07-04 21:25
StdNResSpltPkgAC-65to134 | PreNResSpltPkgAC-65to-PEYes | SCn | 1996 | CZ10 | cDXGF | 0 | None | 1 | 250000.3 | 953489.1 |  | 353206.1 | 0 | 326484.5 | 0 | 167181.6 | 0 | 4293.386 | 102324.8 | 17645.42 | 39132.83 | 0 | 0 | 0 | 0 | 1329009000 | 0 | 1329009000 | 13290.09 | 389399.637 | 0 | 163.5851 | 78.4626 | 2021-07-04 21:25
StdNResSpltPkgAC-65to134 | PreNResSpltPkgAC-65to-PEYes | SCn | 1996 | CZ11 | cDXGF | 0 | None | 1 | 250000.3 | 977117.4 |  | 353206.1 | 0 | 326484.5 | 0 | 181800.4 | 0 | 8170.396 | 107457.5 | 33384.22 | 38233.86 | 0 | 0 | 0 | 0 | 2606635000 | 0 | 2606635000 | 26066.35 | 763744.055 | 0 | 163.5851 | 78.4626 | 2021-07-04 21:26
StdNResSpltPkgAC-65to134 | PreNResSpltPkgAC-65to-PEYes | SCn | 1996 | CZ12 | cDXGF | 0 | None | 1 | 250000.3 | 887381.8 |  | 353206.1 | 0 | 326484.5 | 0 | 109096.7 | 0 | 6526.371 | 92069.76 | 26545.07 | 25812.15 | 0 | 0 | 0 | 0 | 2308924000 | 0 | 2308924000 | 23089.24 | 676514.732 | 0 | 163.5851 | 78.4626 | 2021-07-04 21:26
StdNResSpltPkgAC-65to134 | PreNResSpltPkgAC-65to-PEYes | SCn | 1996 | CZ13 | cDXGF | 0 | None | 1 | 250000.3 | 1007809 |  | 353206.1 | 0 | 326484.5 | 0 | 210917.1 | 0 | 7240.219 | 109962.4 | 26987.12 | 43701.91 | 0 | 0 | 0 | 0 | 2062274000 | 0 | 2062274000 | 20622.74 | 604246.282 | 0 | 163.5851 | 78.4626 | 2021-07-04 21:27
StdNResSpltPkgAC-65to134 | PreNResSpltPkgAC-65to-PEYes | SCn | 1996 | CZ14 | cDXGF | 0 | None | 1 | 250000.3 | 981741.1 |  | 353206.1 | 0 | 326484.5 | 0 | 185327.4 | 0 | 8608.491 | 108116.4 | 29597.12 | 40084.96 | 0 | 0 | 0 | 0 | 2430779000 | 0 | 2430779000 | 24307.79 | 712218.247 | 0 | 163.5851 | 78.4626 | 2021-07-04 21:27
StdNResSpltPkgAC-65to134 | PreNResSpltPkgAC-65to-PEYes | SCn | 1996 | CZ15 | cDXGF | 0 | None | 1 | 250000.3 | 1283905 |  | 353206.1 | 0 | 326484.5 | 0 | 452517.1 | 0 | 2509.861 | 149188.1 | 10577.66 | 91847.2 | 0 | 0 | 0 | 0 | 484641400 | 0 | 484641400 | 4846.414 | 141999.9302 | 0 | 163.5851 | 78.4626 | 2021-07-04 21:27
StdNResSpltPkgAC-65to134 | PreNResSpltPkgAC-65to-PEYes | SCn | 1996 | CZ16 | cDXGF | 0 | None | 1 | 250000.3 | 830815.2 |  | 353206.1 | 0 | 326484.5 | 0 | 37801.05 | 0 | 13924.35 | 99400.3 | 52536.69 | 14821.06 | 0 | 0 | 0 | 0 | 5660177000 | 0 | 5660177000 | 56601.77 | 1658431.861 | 0 | 163.5851 | 78.4626 | 2021-07-04 21:28
StdNResSpltPkgAC-65to134 | PreNResSpltPkgAC-65to-PEYes | SCn | 2003 | CZ01 | cDXGF | 0 | None | 1 | 250000.3 | 765720.6 |  | 353206.1 | 0 | 311499.4 | 0 | 2248.485 | 0 | 10717.21 | 88046.55 | 64246.89 | 1537.45 | 0 | 0 | 0 | 0 | 4976744000 | 0 | 4976744000 | 49767.44 | 1458185.992 | 0 | 163.5851 | 74.8622 | 2021-07-04 21:28
StdNResSpltPkgAC-65to134 | PreNResSpltPkgAC-65to-PEYes | SCn | 2003 | CZ02 | cDXGF | 0 | None | 1 | 250000.3 | 783420.1 |  | 353206.1 | 0 | 311499.4 | 0 | 42827.09 | 0 | 6113.741 | 69771.13 | 24458.27 | 11989.31 | 0 | 0 | 0 | 0 | 2618594000 | 0 | 2618594000 | 26185.94 | 767248.042 | 0 | 163.5851 | 74.8622 | 2021-07-04 21:29
StdNResSpltPkgAC-65to134 | PreNResSpltPkgAC-65to-PEYes | SCn | 2003 | CZ03 | cDXGF | 0 | None | 1 | 250000.3 | 770434.3 |  | 353206.1 | 0 | 311499.4 | 0 | 14209.33 | 0 | 4313.298 | 87204.67 | 34101.09 | 5750.646 | 0 | 0 | 0 | 0 | 2339217000 | 0 | 2339217000 | 23392.17 | 685390.581 | 0 | 163.5851 | 74.8622 | 2021-07-04 21:29
StdNResSpltPkgAC-65to134 | PreNResSpltPkgAC-65to-PEYes | SCn | 2003 | CZ04 | cDXGF | 0 | None | 1 | 250000.3 | 801821.5 |  | 353206.1 | 0 | 311499.4 | 0 | 65398.82 | 0 | 3345.357 | 68369.65 | 18649.24 | 17304.65 | 0 | 0 | 0 | 0 | 1869764000 | 0 | 1869764000 | 18697.64 | 547840.852 | 0 | 163.5851 | 74.8622 | 2021-07-04 21:30
StdNResSpltPkgAC-65to134 | PreNResSpltPkgAC-65to-PEYes | SCn | 2003 | CZ05 | cDXGF | 0 | None | 1 | 250000.3 | 772026.9 |  | 353206.1 | 0 | 311499.4 | 0 | 16618.72 | 0 | 4894.479 | 85806.07 | 27618.02 | 6410.795 | 0 | 0 | 0 | 0 | 2001216000 | 0 | 2001216000 | 20012.16 | 586356.288 | 0 | 163.5851 | 74.8622 | 2021-07-04 21:30
StdNResSpltPkgAC-65to134 | PreNResSpltPkgAC-65to-PEYes | SCn | 2003 | CZ06 | cDXGF | 0 | None | 1 | 250000.3 | 812470.6 |  | 353206.1 | 0 | 311499.4 | 0 | 57744.39 | 0 | 1635.429 | 88383.33 | 15199.26 | 20851.63 | 0 | 0 | 0 | 0 | 1025993000 | 0 | 1025993000 | 10259.93 | 300615.949 | 0 | 163.5851 | 74.8622 | 2021-07-04 21:31
StdNResSpltPkgAC-65to134 | PreNResSpltPkgAC-65to-PEYes | SCn | 2003 | CZ07 | cDXGF | 0 | None | 1 | 250000.3 | 795067.1 |  | 353206.1 | 0 | 311499.4 | 0 | 43885.3 | 0 | 786.8449 | 85687.34 | 14809.4 | 16648.61 | 0 | 0 | 0 | 0 | 908395100 | 0 | 908395100 | 9083.951 | 266159.7643 | 0 | 163.5851 | 74.8622 | 2021-07-04 21:31
StdNResSpltPkgAC-65to134 | PreNResSpltPkgAC-65to-PEYes | SCn | 2003 | CZ08 | cDXGF | 0 | None | 1 | 250000.3 | 878767.9 |  | 353206.1 | 0 | 311499.4 | 0 | 128930.9 | 0 | 1662.031 | 83467.31 | 11194.51 | 31805.92 | 0 | 0 | 0 | 0 | 848284300 | 0 | 848284300 | 8482.843 | 248547.2999 | 0 | 163.5851 | 74.8622 | 2021-07-04 21:32
StdNResSpltPkgAC-65to134 | PreNResSpltPkgAC-65to-PEYes | SCn | 2003 | CZ09 | cDXGF | 0 | None | 1 | 250000.3 | 904929.4 |  | 353206.1 | 0 | 311499.4 | 0 | 127746.2 | 0 | 3169.969 | 109305.1 | 18323.16 | 37476.09 | 0 | 0 | 0 | 0 | 1166261000 | 0 | 1166261000 | 11662.61 | 341714.473 | 0 | 163.5851 | 74.8622 | 2021-07-04 21:32
StdNResSpltPkgAC-65to134 | PreNResSpltPkgAC-65to-PEYes | SCn | 2003 | CZ10 | cDXGF | 0 | None | 1 | 250000.3 | 911863.9 |  | 353206.1 | 0 | 311499.4 | 0 | 152116.3 | 0 | 3822.673 | 91217.13 | 15140.03 | 35174.23 | 0 | 0 | 0 | 0 | 1159036000 | 0 | 1159036000 | 11590.36 | 339597.548 | 0 | 163.5851 | 74.8622 | 2021-07-04 21:33
StdNResSpltPkgAC-65to134 | PreNResSpltPkgAC-65to-PEYes | SCn | 2003 | CZ11 | cDXGF | 0 | None | 1 | 250000.3 | 958153.7 |  | 353206.1 | 0 | 311499.4 | 0 | 179783.8 | 0 | 8122.724 | 105539 | 33062.23 | 37848.35 | 0 | 0 | 0 | 0 | 2608144000 | 0 | 2608144000 | 26081.44 | 764186.192 | 0 | 163.5851 | 74.8622 | 2021-07-04 21:33
StdNResSpltPkgAC-65to134 | PreNResSpltPkgAC-65to-PEYes | SCn | 2003 | CZ12 | cDXGF | 0 | None | 1 | 250000.3 | 870165.5 |  | 353206.1 | 0 | 311499.4 | 0 | 107416.8 | 0 | 6492.583 | 91547.95 | 26667.02 | 25436.45 | 0 | 0 | 0 | 0 | 2326398000 | 0 | 2326398000 | 23263.98 | 681634.614 | 0 | 163.5851 | 74.8622 | 2021-07-04 21:33
StdNResSpltPkgAC-65to134 | PreNResSpltPkgAC-65to-PEYes | SCn | 2003 | CZ13 | cDXGF | 0 | None | 1 | 250000.3 | 989799.9 |  | 353206.1 | 0 | 311499.4 | 0 | 208728.4 | 0 | 7200.368 | 109163.1 | 27001.18 | 43259.55 | 0 | 0 | 0 | 0 | 2074848000 | 0 | 2074848000 | 20748.48 | 607930.464 | 0 | 163.5851 | 74.8622 | 2021-07-04 21:34
StdNResSpltPkgAC-65to134 | PreNResSpltPkgAC-65to-PEYes | SCn | 2003 | CZ14 | cDXGF | 0 | None | 1 | 250000.3 | 964264.3 |  | 353206.1 | 0 | 311499.4 | 0 | 183414 | 0 | 8568.897 | 107572.9 | 29775.22 | 39667.39 | 0 | 0 | 0 | 0 | 2448685000 | 0 | 2448685000 | 24486.85 | 717464.705 | 0 | 163.5851 | 74.8622 | 2021-07-04 21:34
StdNResSpltPkgAC-65to134 | PreNResSpltPkgAC-65to-PEYes | SCn | 2003 | CZ15 | cDXGF | 0 | None | 1 | 250000.3 | 1265424 |  | 353206.1 | 0 | 311499.4 | 0 | 449117.2 | 0 | 2500.524 | 149098.4 | 10738.7 | 91266.06 | 0 | 0 | 0 | 0 | 491569000 | 0 | 491569000 | 4915.69 | 144029.717 | 0 | 163.5851 | 74.8622 | 2021-07-04 21:35
StdNResSpltPkgAC-65to134 | PreNResSpltPkgAC-65to-PEYes | SCn | 2003 | CZ16 | cDXGF | 0 | None | 1 | 250000.3 | 814571.4 |  | 353206.1 | 0 | 311499.4 | 0 | 36941.98 | 0 | 13903.86 | 99017.57 | 52651.6 | 14566.45 | 0 | 0 | 0 | 0 | 5683827000 | 0 | 5683827000 | 56838.27 | 1665361.311 | 0 | 163.5851 | 74.8622 | 2021-07-04 21:35
StdNResSpltPkgAC-65to134 | PreNResSpltPkgAC-65to-PEYes | SCn | 2007 | CZ01 | cDXGF | 0 | None | 1 | 250000.3 | 764565 |  | 353206.1 | 0 | 311499.4 | 0 | 2289.556 | 0 | 10658.75 | 86908.69 | 63396.88 | 1559.33 | 0 | 0 | 0 | 0 | 4706795000 | 0 | 4706795000 | 47067.95 | 1379090.935 | 0 | 163.5851 | 74.8622 | 2021-07-04 21:36
StdNResSpltPkgAC-65to134 | PreNResSpltPkgAC-65to-PEYes | SCn | 2007 | CZ02 | cDXGF | 0 | None | 1 | 250000.3 | 777999.3 |  | 353206.1 | 0 | 311499.4 | 0 | 40811.61 | 0 | 5823.622 | 66656.05 | 22708.53 | 11535 | 0 | 0 | 0 | 0 | 2452785000 | 0 | 2452785000 | 24527.85 | 718666.005 | 0 | 163.5851 | 74.8622 | 2021-07-04 21:36
StdNResSpltPkgAC-65to134 | PreNResSpltPkgAC-65to-PEYes | SCn | 2007 | CZ03 | cDXGF | 0 | None | 1 | 250000.3 | 769742.3 |  | 353206.1 | 0 | 311499.4 | 0 | 13999.07 | 0 | 4290.764 | 86744.74 | 32997.81 | 5735.499 | 0 | 0 | 0 | 0 | 2172956000 | 0 | 2172956000 | 21729.56 | 636676.108 | 0 | 163.5851 | 74.8622 | 2021-07-04 21:37
StdNResSpltPkgAC-65to134 | PreNResSpltPkgAC-65to-PEYes | SCn | 2007 | CZ04 | cDXGF | 0 | None | 1 | 250000.3 | 796621.4 |  | 353206.1 | 0 | 311499.4 | 0 | 63049.85 | 0 | 3211.497 | 65652.34 | 17364.34 | 16871.21 | 0 | 0 | 0 | 0 | 1733773000 | 0 | 1733773000 | 17337.73 | 507995.489 | 0 | 163.5851 | 74.8622 | 2021-07-04 21:37
StdNResSpltPkgAC-65to134 | PreNResSpltPkgAC-65to-PEYes | SCn | 2007 | CZ05 | cDXGF | 0 | None | 1 | 250000.3 | 771172.3 |  | 353206.1 | 0 | 311499.4 | 0 | 16502.28 | 0 | 4874.345 | 85088.3 | 26143.14 | 6398.336 | 0 | 0 | 0 | 0 | 1837032000 | 0 | 1837032000 | 18370.32 | 538250.376 | 0 | 163.5851 | 74.8622 | 2021-07-04 21:38
StdNResSpltPkgAC-65to134 | PreNResSpltPkgAC-65to-PEYes | SCn | 2007 | CZ06 | cDXGF | 0 | None | 1 | 250000.3 | 812470.6 |  | 353206.1 | 0 | 311499.4 | 0 | 57744.39 | 0 | 1635.429 | 88383.33 | 15199.26 | 20851.63 | 0 | 0 | 0 | 0 | 1025993000 | 0 | 1025993000 | 10259.93 | 300615.949 | 0 | 163.5851 | 74.8622 | 2021-07-04 21:38
StdNResSpltPkgAC-65to134 | PreNResSpltPkgAC-65to-PEYes | SCn | 2007 | CZ07 | cDXGF | 0 | None | 1 | 250000.3 | 795067.1 |  | 353206.1 | 0 | 311499.4 | 0 | 43885.3 | 0 | 786.8449 | 85687.34 | 14809.4 | 16648.61 | 0 | 0 | 0 | 0 | 908395100 | 0 | 908395100 | 9083.951 | 266159.7643 | 0 | 163.5851 | 74.8622 | 2021-07-04 21:39
StdNResSpltPkgAC-65to134 | PreNResSpltPkgAC-65to-PEYes | SCn | 2007 | CZ08 | cDXGF | 0 | None | 1 | 250000.3 | 878767.9 |  | 353206.1 | 0 | 311499.4 | 0 | 128930.9 | 0 | 1662.031 | 83467.31 | 11194.51 | 31805.92 | 0 | 0 | 0 | 0 | 848284300 | 0 | 848284300 | 8482.843 | 248547.2999 | 0 | 163.5851 | 74.8622 | 2021-07-04 21:39
StdNResSpltPkgAC-65to134 | PreNResSpltPkgAC-65to-PEYes | SCn | 2007 | CZ09 | cDXGF | 0 | None | 1 | 250000.3 | 904929.4 |  | 353206.1 | 0 | 311499.4 | 0 | 127746.2 | 0 | 3169.969 | 109305.1 | 18323.16 | 37476.09 | 0 | 0 | 0 | 0 | 1166261000 | 0 | 1166261000 | 11662.61 | 341714.473 | 0 | 163.5851 | 74.8622 | 2021-07-04 21:40
StdNResSpltPkgAC-65to134 | PreNResSpltPkgAC-65to-PEYes | SCn | 2007 | CZ10 | cDXGF | 0 | None | 1 | 250000.3 | 900007.3 |  | 353206.1 | 0 | 311499.4 | 0 | 146294.1 | 0 | 3593.848 | 85411.66 | 13689.18 | 33551.34 | 0 | 0 | 0 | 0 | 1066827000 | 0 | 1066827000 | 10668.27 | 312580.311 | 0 | 163.5851 | 74.8622 | 2021-07-04 21:40
StdNResSpltPkgAC-65to134 | PreNResSpltPkgAC-65to-PEYes | SCn | 2007 | CZ11 | cDXGF | 0 | None | 1 | 250000.3 | 946830.1 |  | 353206.1 | 0 | 311499.4 | 0 | 173150.5 | 0 | 7716.158 | 101255.4 | 31174.5 | 36320.21 | 0 | 0 | 0 | 0 | 2451515000 | 0 | 2451515000 | 24515.15 | 718293.895 | 0 | 163.5851 | 74.8622 | 2021-07-04 21:41
StdNResSpltPkgAC-65to134 | PreNResSpltPkgAC-65to-PEYes | SCn | 2007 | CZ12 | cDXGF | 0 | None | 1 | 250000.3 | 861391.4 |  | 353206.1 | 0 | 311499.4 | 0 | 102919.2 | 0 | 6202.16 | 87562.35 | 24866.67 | 24476.86 | 0 | 0 | 0 | 0 | 2178518000 | 0 | 2178518000 | 21785.18 | 638305.774 | 0 | 163.5851 | 74.8622 | 2021-07-04 21:41
StdNResSpltPkgAC-65to134 | PreNResSpltPkgAC-65to-PEYes | SCn | 2007 | CZ13 | cDXGF | 0 | None | 1 | 250000.3 | 974473 |  | 353206.1 | 0 | 311499.4 | 0 | 199952 | 0 | 6766.751 | 103046.8 | 24952.62 | 41273.04 | 0 | 0 | 0 | 0 | 1937716000 | 0 | 1937716000 | 19377.16 | 567750.788 | 0 | 163.5851 | 74.8622 | 2021-07-04 21:42
StdNResSpltPkgAC-65to134 | PreNResSpltPkgAC-65to-PEYes | SCn | 2007 | CZ14 | cDXGF | 0 | None | 1 | 250000.3 | 949610.4 |  | 353206.1 | 0 | 311499.4 | 0 | 176667.4 | 0 | 8069.829 | 100164.9 | 27165.92 | 37850.71 | 0 | 0 | 0 | 0 | 2267236000 | 0 | 2267236000 | 22672.36 | 664300.148 | 0 | 163.5851 | 74.8622 | 2021-07-04 21:42
StdNResSpltPkgAC-65to134 | PreNResSpltPkgAC-65to-PEYes | SCn | 2007 | CZ15 | cDXGF | 0 | None | 1 | 250000.3 | 1242091 |  | 353206.1 | 0 | 311499.4 | 0 | 433165.9 | 0 | 2386.103 | 141830.9 | 9580.135 | 87673.57 | 0 | 0 | 0 | 0 | 435267300 | 0 | 435267300 | 4352.673 | 127533.3189 | 0 | 163.5851 | 74.8622 | 2021-07-04 21:42
StdNResSpltPkgAC-65to134 | PreNResSpltPkgAC-65to-PEYes | SCn | 2007 | CZ16 | cDXGF | 0 | None | 1 | 250000.3 | 813234.3 |  | 353206.1 | 0 | 311499.4 | 0 | 35807.66 | 0 | 13837.89 | 98881.66 | 51835.41 | 14458.62 | 0 | 0 | 0 | 0 | 5382713000 | 0 | 5382713000 | 53827.13 | 1577134.909 | 0 | 163.5851 | 74.8622 | 2021-07-04 21:43
StdNResSpltPkgAC-65to134 | PreNResSpltPkgAC-65to-PEYes | SCn | 2011 | CZ01 | cDXGF | 0 | None | 1 | 250000.3 | 762537.3 |  | 353206.1 | 0 | 311499.4 | 0 | 2428.499 | 0 | 10419.67 | 84982.27 | 61152.87 | 1654.703 | 0 | 0 | 0 | 0 | 4442431000 | 0 | 4442431000 | 44424.31 | 1301632.283 | 0 | 163.5851 | 74.8622 | 2021-07-04 21:43
StdNResSpltPkgAC-65to134 | PreNResSpltPkgAC-65to-PEYes | SCn | 2011 | CZ02 | cDXGF | 0 | None | 1 | 250000.3 | 771625.6 |  | 353206.1 | 0 | 311499.4 | 0 | 38963.55 | 0 | 5529.669 | 62424.66 | 20893.14 | 11033.59 | 0 | 0 | 0 | 0 | 2280799000 | 0 | 2280799000 | 22807.99 | 668274.107 | 0 | 163.5851 | 74.8622 | 2021-07-04 21:44
StdNResSpltPkgAC-65to134 | PreNResSpltPkgAC-65to-PEYes | SCn | 2011 | CZ03 | cDXGF | 0 | None | 1 | 250000.3 | 763199.7 |  | 353206.1 | 0 | 311499.4 | 0 | 13931.24 | 0 | 4270.801 | 80290.22 | 30907.28 | 5685.637 | 0 | 0 | 0 | 0 | 1982570000 | 0 | 1982570000 | 19825.7 | 580893.01 | 0 | 163.5851 | 74.8622 | 2021-07-04 21:44
StdNResSpltPkgAC-65to134 | PreNResSpltPkgAC-65to-PEYes | SCn | 2011 | CZ04 | cDXGF | 0 | None | 1 | 250000.3 | 789272.1 |  | 353206.1 | 0 | 311499.4 | 0 | 60811.39 | 0 | 3078.32 | 60674.5 | 15673.35 | 16400.13 | 0 | 0 | 0 | 0 | 1572728000 | 0 | 1572728000 | 15727.28 | 460809.304 | 0 | 163.5851 | 74.8622 | 2021-07-04 21:45
StdNResSpltPkgAC-65to134 | PreNResSpltPkgAC-65to-PEYes | SCn | 2011 | CZ05 | cDXGF | 0 | None | 1 | 250000.3 | 771172.3 |  | 353206.1 | 0 | 311499.4 | 0 | 16502.28 | 0 | 4874.345 | 85088.3 | 26143.14 | 6398.336 | 0 | 0 | 0 | 0 | 1837032000 | 0 | 1837032000 | 18370.32 | 538250.376 | 0 | 163.5851 | 74.8622 | 2021-07-04 21:45
StdNResSpltPkgAC-65to134 | PreNResSpltPkgAC-65to-PEYes | SCn | 2011 | CZ06 | cDXGF | 0 | None | 1 | 250000.3 | 812470.6 |  | 353206.1 | 0 | 311499.4 | 0 | 57744.39 | 0 | 1635.429 | 88383.33 | 15199.26 | 20851.63 | 0 | 0 | 0 | 0 | 1025993000 | 0 | 1025993000 | 10259.93 | 300615.949 | 0 | 163.5851 | 74.8622 | 2021-07-04 21:46
StdNResSpltPkgAC-65to134 | PreNResSpltPkgAC-65to-PEYes | SCn | 2011 | CZ07 | cDXGF | 0 | None | 1 | 250000.3 | 794019.4 |  | 353206.1 | 0 | 311499.4 | 0 | 43219.2 | 0 | 784.2491 | 85308.45 | 13886.72 | 16612.71 | 0 | 0 | 0 | 0 | 828197200 | 0 | 828197200 | 8281.972 | 242661.7796 | 0 | 163.5851 | 74.8622 | 2021-07-04 21:46
StdNResSpltPkgAC-65to134 | PreNResSpltPkgAC-65to-PEYes | SCn | 2011 | CZ08 | cDXGF | 0 | None | 1 | 250000.3 | 869849 |  | 353206.1 | 0 | 311499.4 | 0 | 124112.4 | 0 | 1575.081 | 79453.78 | 10205.78 | 30560.18 | 0 | 0 | 0 | 0 | 776969800 | 0 | 776969800 | 7769.698 | 227652.1514 | 0 | 163.5851 | 74.8622 | 2021-07-04 21:46
StdNResSpltPkgAC-65to134 | PreNResSpltPkgAC-65to-PEYes | SCn | 2011 | CZ09 | cDXGF | 0 | None | 1 | 250000.3 | 863182.3 |  | 353206.1 | 0 | 311499.4 | 0 | 109853.2 | 0 | 2581.522 | 86040.3 | 12141.31 | 31384.57 | 0 | 0 | 0 | 0 | 782565000 | 0 | 782565000 | 7825.65 | 229291.545 | 0 | 163.5851 | 74.8622 | 2021-07-04 21:47
StdNResSpltPkgAC-65to134 | PreNResSpltPkgAC-65to-PEYes | SCn | 2011 | CZ10 | cDXGF | 0 | None | 1 | 250000.3 | 890115.8 |  | 353206.1 | 0 | 311499.4 | 0 | 140878.8 | 0 | 3435.35 | 81093.47 | 12358.62 | 32492.18 | 0 | 0 | 0 | 0 | 966608100 | 0 | 966608100 | 9666.081 | 283216.1733 | 0 | 163.5851 | 74.8622 | 2021-07-04 21:47
StdNResSpltPkgAC-65to134 | PreNResSpltPkgAC-65to-PEYes | SCn | 2011 | CZ11 | cDXGF | 0 | None | 1 | 250000.3 | 916095.9 |  | 353206.1 | 0 | 311499.4 | 0 | 156197.7 | 0 | 6713.704 | 88476.5 | 24936.32 | 33157.49 | 0 | 0 | 0 | 0 | 1864184000 | 0 | 1864184000 | 18641.84 | 546205.912 | 0 | 163.5851 | 74.8622 | 2021-07-04 21:48
StdNResSpltPkgAC-65to134 | PreNResSpltPkgAC-65to-PEYes | SCn | 2011 | CZ12 | cDXGF | 0 | None | 1 | 250000.3 | 847614.9 |  | 353206.1 | 0 | 311499.4 | 0 | 96913.55 | 0 | 5713.019 | 80280.59 | 21745.13 | 23215.5 | 0 | 0 | 0 | 0 | 1893994000 | 0 | 1893994000 | 18939.94 | 554940.242 | 0 | 163.5851 | 74.8622 | 2021-07-04 21:48
StdNResSpltPkgAC-65to134 | PreNResSpltPkgAC-65to-PEYes | SCn | 2011 | CZ13 | cDXGF | 0 | None | 1 | 250000.3 | 943799.6 |  | 353206.1 | 0 | 311499.4 | 0 | 181883.9 | 0 | 5987.81 | 91220.33 | 20606.69 | 37638.46 | 0 | 0 | 0 | 0 | 1576074000 | 0 | 1576074000 | 15760.74 | 461789.682 | 0 | 163.5851 | 74.8622 | 2021-07-04 21:49
StdNResSpltPkgAC-65to134 | PreNResSpltPkgAC-65to-PEYes | SCn | 2011 | CZ14 | cDXGF | 0 | None | 1 | 250000.3 | 917787.2 |  | 353206.1 | 0 | 311499.4 | 0 | 159713 | 0 | 6840.763 | 86525.88 | 21190.15 | 33605.77 | 0 | 0 | 0 | 0 | 1716768000 | 0 | 1716768000 | 17167.68 | 503013.024 | 0 | 163.5851 | 74.8622 | 2021-07-04 21:49
StdNResSpltPkgAC-65to134 | PreNResSpltPkgAC-65to-PEYes | SCn | 2011 | CZ15 | cDXGF | 0 | None | 1 | 250000.3 | 1174861 |  | 353206.1 | 0 | 311499.4 | 0 | 385276.7 | 0 | 2098.678 | 122778 | 6697.134 | 78743.47 | 0 | 0 | 0 | 0 | 276855100 | 0 | 276855100 | 2768.551 | 81118.5443 | 0 | 163.5851 | 74.8622 | 2021-07-04 21:50
StdNResSpltPkgAC-65to134 | PreNResSpltPkgAC-65to-PEYes | SCn | 2011 | CZ16 | cDXGF | 0 | None | 1 | 250000.3 | 798456.9 |  | 353206.1 | 0 | 311499.4 | 0 | 32868.07 | 0 | 12477.74 | 88403.02 | 44151.48 | 13897.65 | 0 | 0 | 0 | 0 | 4131729000 | 0 | 4131729000 | 41317.29 | 1210596.597 | 0 | 163.5851 | 74.8622 | 2021-07-04 21:50
StdNResSpltPkgAC-65to134 | PreNResSpltPkgAC-65to-PEYes | SCn | 2015 | CZ01 | cDXGF | 0 | None | 1 | 250000.3 | 762453.2 |  | 353206.1 | 0 | 311499.4 | 0 | 2407.71 | 0 | 10414.6 | 84922.67 | 61363.56 | 1640.019 | 0 | 0 | 0 | 0 | 4463930000 | 0 | 4463930000 | 44639.3 | 1307931.49 | 0 | 163.5851 | 74.8622 | 2021-07-04 21:51
StdNResSpltPkgAC-65to134 | PreNResSpltPkgAC-65to-PEYes | SCn | 2015 | CZ02 | cDXGF | 0 | None | 1 | 250000.3 | 770137.6 |  | 353206.1 | 0 | 311499.4 | 0 | 38236.01 | 0 | 5456.842 | 61737.01 | 20825.08 | 10824.25 | 0 | 0 | 0 | 0 | 2296951000 | 0 | 2296951000 | 22969.51 | 673006.643 | 0 | 163.5851 | 74.8622 | 2021-07-04 21:51
StdNResSpltPkgAC-65to134 | PreNResSpltPkgAC-65to-PEYes | SCn | 2015 | CZ03 | cDXGF | 0 | None | 1 | 250000.3 | 762921.1 |  | 353206.1 | 0 | 311499.4 | 0 | 13717.27 | 0 | 4257.978 | 80238.24 | 31319.06 | 5645.882 | 0 | 0 | 0 | 0 | 2007343000 | 0 | 2007343000 | 20073.43 | 588151.499 | 0 | 163.5851 | 74.8622 | 2021-07-04 21:51
StdNResSpltPkgAC-65to134 | PreNResSpltPkgAC-65to-PEYes | SCn | 2015 | CZ04 | cDXGF | 0 | None | 1 | 250000.3 | 786923.8 |  | 353206.1 | 0 | 311499.4 | 0 | 59317.68 | 0 | 3024.42 | 59873.76 | 15564.77 | 16023.35 | 0 | 0 | 0 | 0 | 1589755000 | 0 | 1589755000 | 15897.55 | 465798.215 | 0 | 163.5851 | 74.8622 | 2021-07-04 21:52
StdNResSpltPkgAC-65to134 | PreNResSpltPkgAC-65to-PEYes | SCn | 2015 | CZ05 | cDXGF | 0 | None | 1 | 250000.3 | 770583.5 |  | 353206.1 | 0 | 311499.4 | 0 | 16147.92 | 0 | 4854.918 | 84872.82 | 26628.75 | 6230.014 | 0 | 0 | 0 | 0 | 1869395000 | 0 | 1869395000 | 18693.95 | 547732.735 | 0 | 163.5851 | 74.8622 | 2021-07-04 21:52
StdNResSpltPkgAC-65to134 | PreNResSpltPkgAC-65to-PEYes | SCn | 2015 | CZ06 | cDXGF | 0 | None | 1 | 250000.3 | 810188.6 |  | 353206.1 | 0 | 311499.4 | 0 | 56106.58 | 0 | 1623.434 | 87750.93 | 15341.13 | 20360.04 | 0 | 0 | 0 | 0 | 1040886000 | 0 | 1040886000 | 10408.86 | 304979.598 | 0 | 163.5851 | 74.8622 | 2021-07-04 21:53
StdNResSpltPkgAC-65to134 | PreNResSpltPkgAC-65to-PEYes | SCn | 2015 | CZ07 | cDXGF | 0 | None | 1 | 250000.3 | 792224.4 |  | 353206.1 | 0 | 311499.4 | 0 | 42050.09 | 0 | 779.463 | 84687.22 | 14024.7 | 16096.44 | 0 | 0 | 0 | 0 | 843006700 | 0 | 843006700 | 8430.067 | 247000.9631 | 0 | 163.5851 | 74.8622 | 2021-07-04 21:53
StdNResSpltPkgAC-65to134 | PreNResSpltPkgAC-65to-PEYes | SCn | 2015 | CZ08 | cDXGF | 0 | None | 1 | 250000.3 | 869314.8 |  | 353206.1 | 0 | 311499.4 | 0 | 122350.1 | 0 | 1601.671 | 80655.23 | 10492.17 | 30606.05 | 0 | 0 | 0 | 0 | 784653800 | 0 | 784653800 | 7846.538 | 229903.5634 | 0 | 163.5851 | 74.8622 | 2021-07-04 21:54
StdNResSpltPkgAC-65to134 | PreNResSpltPkgAC-65to-PEYes | SCn | 2015 | CZ09 | cDXGF | 0 | None | 1 | 250000.3 | 865351.7 |  | 353206.1 | 0 | 311499.4 | 0 | 108036.3 | 0 | 2629.395 | 89978.37 | 12807.26 | 31461.32 | 0 | 0 | 0 | 0 | 795850200 | 0 | 795850200 | 7958.502 | 233184.1086 | 0 | 163.5851 | 74.8622 | 2021-07-04 21:54
StdNResSpltPkgAC-65to134 | PreNResSpltPkgAC-65to-PEYes | SCn | 2015 | CZ10 | cDXGF | 0 | None | 1 | 250000.3 | 890430.8 |  | 353206.1 | 0 | 311499.4 | 0 | 139686.3 | 0 | 3476.521 | 82560.22 | 12738.44 | 32487.9 | 0 | 0 | 0 | 0 | 978340900 | 0 | 978340900 | 9783.409 | 286653.8837 | 0 | 163.5851 | 74.8622 | 2021-07-04 21:55
StdNResSpltPkgAC-65to134 | PreNResSpltPkgAC-65to-PEYes | SCn | 2015 | CZ11 | cDXGF | 0 | None | 1 | 250000.3 | 914020.2 |  | 353206.1 | 0 | 311499.4 | 0 | 154573.9 | 0 | 6676.712 | 88061.52 | 25027.24 | 32833.83 | 0 | 0 | 0 | 0 | 1862745000 | 0 | 1862745000 | 18627.45 | 545784.285 | 0 | 163.5851 | 74.8622 | 2021-07-04 21:55
StdNResSpltPkgAC-65to134 | PreNResSpltPkgAC-65to-PEYes | SCn | 2015 | CZ12 | cDXGF | 0 | None | 1 | 250000.3 | 846113.6 |  | 353206.1 | 0 | 311499.4 | 0 | 95666.09 | 0 | 5673.033 | 80066.5 | 21845 | 22958.02 | 0 | 0 | 0 | 0 | 1903729000 | 0 | 1903729000 | 19037.29 | 557792.597 | 0 | 163.5851 | 74.8622 | 2021-07-04 21:55
StdNResSpltPkgAC-65to134 | PreNResSpltPkgAC-65to-PEYes | SCn | 2015 | CZ13 | cDXGF | 0 | None | 1 | 250000.3 | 943347.3 |  | 353206.1 | 0 | 311499.4 | 0 | 180441.3 | 0 | 6048.057 | 92149.35 | 20998.78 | 37701.68 | 0 | 0 | 0 | 0 | 1572525000 | 0 | 1572525000 | 15725.25 | 460749.825 | 0 | 163.5851 | 74.8622 | 2021-07-04 21:56
StdNResSpltPkgAC-65to134 | PreNResSpltPkgAC-65to-PEYes | SCn | 2015 | CZ14 | cDXGF | 0 | None | 1 | 250000.3 | 918577.9 |  | 353206.1 | 0 | 311499.4 | 0 | 158798.7 | 0 | 7030.515 | 88041.13 | 21745.32 | 34141.78 | 0 | 0 | 0 | 0 | 1702655000 | 0 | 1702655000 | 17026.55 | 498877.915 | 0 | 163.5851 | 74.8622 | 2021-07-04 21:56
StdNResSpltPkgAC-65to134 | PreNResSpltPkgAC-65to-PEYes | SCn | 2015 | CZ15 | cDXGF | 0 | None | 1 | 250000.3 | 1173897 |  | 353206.1 | 0 | 311499.4 | 0 | 383156.3 | 0 | 2117.84 | 123914.7 | 7003.945 | 79064.01 | 0 | 0 | 0 | 0 | 268170700 | 0 | 268170700 | 2681.707 | 78574.0151 | 0 | 163.5851 | 74.8622 | 2021-07-04 21:57
StdNResSpltPkgAC-65to134 | PreNResSpltPkgAC-65to-PEYes | SCn | 2015 | CZ16 | cDXGF | 0 | None | 1 | 250000.3 | 797723.4 |  | 353206.1 | 0 | 311499.4 | 0 | 32262.47 | 0 | 12463.97 | 88289 | 44290.31 | 13759.64 | 0 | 0 | 0 | 0 | 4146064000 | 0 | 4146064000 | 41460.64 | 1214796.752 | 0 | 163.5851 | 74.8622 | 2021-07-04 21:57
StdNResSpltPkgAC-65to134 | PreNResSpltPkgAC-65to-PEYes | SCn | 2017 | CZ01 | cDXGF | 0 | None | 1 | 250000.3 | 750285.1 |  | 351295.6 | 0 | 311499.4 | 0 | 2319.849 | 0 | 10294.73 | 74874.17 | 54894.24 | 1626.026 | 0 | 0 | 0 | 0 | 3754707000 | 0 | 3754707000 | 37547.07 | 1100129.151 | 0 | 163.0142 | 74.8622 | 2021-07-04 21:58
StdNResSpltPkgAC-65to134 | PreNResSpltPkgAC-65to-PEYes | SCn | 2017 | CZ02 | cDXGF | 0 | None | 1 | 250000.3 | 761876.4 |  | 351295.6 | 0 | 311499.4 | 0 | 36195.66 | 0 | 5153.687 | 57730.97 | 18766.15 | 10291.89 | 0 | 0 | 0 | 0 | 2108660000 | 0 | 2108660000 | 21086.6 | 617837.38 | 0 | 163.0142 | 74.8622 | 2021-07-04 21:58
StdNResSpltPkgAC-65to134 | PreNResSpltPkgAC-65to-PEYes | SCn | 2017 | CZ03 | cDXGF | 0 | None | 1 | 250000.3 | 763583.7 |  | 351295.6 | 0 | 311499.4 | 0 | 12817.06 | 0 | 4235.768 | 83734.76 | 29345.3 | 5356.596 | 0 | 0 | 0 | 0 | 1827703000 | 0 | 1827703000 | 18277.03 | 535516.979 | 0 | 163.0142 | 74.8622 | 2021-07-04 21:59
StdNResSpltPkgAC-65to134 | PreNResSpltPkgAC-65to-PEYes | SCn | 2017 | CZ04 | cDXGF | 0 | None | 1 | 250000.3 | 780942.4 |  | 351295.6 | 0 | 311499.4 | 0 | 56550.82 | 0 | 2878.265 | 58717.2 | 14704.91 | 15384.58 | 0 | 0 | 0 | 0 | 1502478000 | 0 | 1502478000 | 15024.78 | 440226.054 | 0 | 163.0142 | 74.8622 | 2021-07-04 21:59
StdNResSpltPkgAC-65to134 | PreNResSpltPkgAC-65to-PEYes | SCn | 2017 | CZ05 | cDXGF | 0 | None | 1 | 250000.3 | 761682.5 |  | 351295.6 | 0 | 311499.4 | 0 | 15651.76 | 0 | 4817.92 | 78416.85 | 22958.86 | 6131.911 | 0 | 0 | 0 | 0 | 1515801000 | 0 | 1515801000 | 15158.01 | 444129.693 | 0 | 163.0142 | 74.8622 | 2021-07-04 22:00
StdNResSpltPkgAC-65to134 | PreNResSpltPkgAC-65to-PEYes | SCn | 2017 | CZ06 | cDXGF | 0 | None | 1 | 250000.3 | 803539.6 |  | 351295.6 | 0 | 311499.4 | 0 | 53059.74 | 0 | 1599.65 | 86083.95 | 13159.77 | 20176.28 | 0 | 0 | 0 | 0 | 800485600 | 0 | 800485600 | 8004.856 | 234542.2808 | 0 | 163.0142 | 74.8622 | 2021-07-04 22:00
StdNResSpltPkgAC-65to134 | PreNResSpltPkgAC-65to-PEYes | SCn | 2017 | CZ07 | cDXGF | 0 | None | 1 | 250000.3 | 787948 |  | 351295.6 | 0 | 311499.4 | 0 | 40392.02 | 0 | 772.8164 | 83987.11 | 12334.65 | 15978.43 | 0 | 0 | 0 | 0 | 683785900 | 0 | 683785900 | 6837.859 | 200349.2687 | 0 | 163.0142 | 74.8622 | 2021-07-04 22:00
StdNResSpltPkgAC-65to134 | PreNResSpltPkgAC-65to-PEYes | SCn | 2017 | CZ08 | cDXGF | 0 | None | 1 | 250000.3 | 848957 |  | 351295.6 | 0 | 311499.4 | 0 | 112659.7 | 0 | 1427.42 | 72073.91 | 8438.477 | 27980.6 | 0 | 0 | 0 | 0 | 642107800 | 0 | 642107800 | 6421.078 | 188137.5854 | 0 | 163.0142 | 74.8622 | 2021-07-04 22:01
StdNResSpltPkgAC-65to134 | PreNResSpltPkgAC-65to-PEYes | SCn | 2017 | CZ09 | cDXGF | 0 | None | 1 | 250000.3 | 854972.9 |  | 351295.6 | 0 | 311499.4 | 0 | 103673.5 | 0 | 2485.074 | 86018.46 | 11669.26 | 30023.14 | 0 | 0 | 0 | 0 | 722650700 | 0 | 722650700 | 7226.507 | 211736.6551 | 0 | 163.0142 | 74.8622 | 2021-07-04 22:01
StdNResSpltPkgAC-65to134 | PreNResSpltPkgAC-65to-PEYes | SCn | 2017 | CZ10 | cDXGF | 0 | None | 1 | 250000.3 | 875955.9 |  | 351295.6 | 0 | 311499.4 | 0 | 133832.1 | 0 | 3263.033 | 76064.8 | 11046.34 | 30951.52 | 0 | 0 | 0 | 0 | 859404700 | 0 | 859404700 | 8594.047 | 251805.5771 | 0 | 163.0142 | 74.8622 | 2021-07-04 22:02
StdNResSpltPkgAC-65to134 | PreNResSpltPkgAC-65to-PEYes | SCn | 2017 | CZ11 | cDXGF | 0 | None | 1 | 250000.3 | 900244.6 |  | 351295.6 | 0 | 311499.4 | 0 | 147867.1 | 0 | 6300.169 | 83281.34 | 22635.54 | 31610.05 | 0 | 0 | 0 | 0 | 1687827000 | 0 | 1687827000 | 16878.27 | 494533.311 | 0 | 163.0142 | 74.8622 | 2021-07-04 22:02
StdNResSpltPkgAC-65to134 | PreNResSpltPkgAC-65to-PEYes | SCn | 2017 | CZ12 | cDXGF | 0 | None | 1 | 250000.3 | 831420.3 |  | 351295.6 | 0 | 311499.4 | 0 | 91217.7 | 0 | 5368.685 | 72037.81 | 19332.35 | 22060.12 | 0 | 0 | 0 | 0 | 1714826000 | 0 | 1714826000 | 17148.26 | 502444.018 | 0 | 163.0142 | 74.8622 | 2021-07-04 22:03
StdNResSpltPkgAC-65to134 | PreNResSpltPkgAC-65to-PEYes | SCn | 2017 | CZ13 | cDXGF | 0 | None | 1 | 250000.3 | 925172.6 |  | 351295.6 | 0 | 311499.4 | 0 | 171486.7 | 0 | 5633.007 | 85256.55 | 18739.19 | 35727.53 | 0 | 0 | 0 | 0 | 1430082000 | 0 | 1430082000 | 14300.82 | 419014.026 | 0 | 163.0142 | 74.8622 | 2021-07-04 22:03
StdNResSpltPkgAC-65to134 | PreNResSpltPkgAC-65to-PEYes | SCn | 2017 | CZ14 | cDXGF | 0 | None | 1 | 250000.3 | 903832.9 |  | 351295.6 | 0 | 311499.4 | 0 | 151940.5 | 0 | 6529.948 | 82565.96 | 19757.71 | 32289.77 | 0 | 0 | 0 | 0 | 1548946000 | 0 | 1548946000 | 15489.46 | 453841.178 | 0 | 163.0142 | 74.8622 | 2021-07-04 22:04
StdNResSpltPkgAC-65to134 | PreNResSpltPkgAC-65to-PEYes | SCn | 2017 | CZ15 | cDXGF | 0 | None | 1 | 250000.3 | 1150309 |  | 351295.6 | 0 | 311499.4 | 0 | 366531.7 | 0 | 2001.56 | 118979.4 | 6038.216 | 75472.13 | 0 | 0 | 0 | 0 | 222614900 | 0 | 222614900 | 2226.149 | 65226.1657 | 0 | 163.0142 | 74.8622 | 2021-07-04 22:04
StdNResSpltPkgAC-65to134 | PreNResSpltPkgAC-65to-PEYes | SCn | 2017 | CZ16 | cDXGF | 0 | None | 1 | 250000.3 | 793471.3 |  | 351295.6 | 0 | 311499.4 | 0 | 31021.33 | 0 | 12354.96 | 87298.36 | 43082.53 | 13617.84 | 0 | 0 | 0 | 0 | 3827224000 | 0 | 3827224000 | 38272.24 | 1121376.632 | 0 | 163.0142 | 74.8622 | 2021-07-04 22:05
StdNResSpltPkgAC-65to134 | PreNResSpltPkgAC-65to-PEYes | SCn | 2020 | CZ01 | cDXGF | 0 | None | 1 | 250000.3 | 670246.9 |  | 262734.3 | 0 | 311499.4 | 0 | 1498.368 | 0 | 10295.57 | 84217.2 | 62516.28 | 1284.232 | 0 | 0 | 0 | 0 | 4194632000 | 0 | 4194632000 | 41946.32 | 1229027.176 | 0 | 121.9894 | 74.8622 | 2021-07-04 22:06
StdNResSpltPkgAC-65to134 | PreNResSpltPkgAC-65to-PEYes | SCn | 2020 | CZ02 | cDXGF | 0 | None | 1 | 250000.3 | 665386.1 |  | 262734.3 | 0 | 311499.4 | 0 | 31749.52 | 0 | 4922.696 | 54477.66 | 19573.28 | 8928.204 | 0 | 0 | 0 | 0 | 2322383000 | 0 | 2322383000 | 23223.83 | 680458.219 | 0 | 121.9894 | 74.8622 | 2021-07-04 22:06
StdNResSpltPkgAC-65to134 | PreNResSpltPkgAC-65to-PEYes | SCn | 2020 | CZ03 | cDXGF | 0 | None | 1 | 250000.3 | 674490.7 |  | 262734.3 | 0 | 311499.4 | 0 | 10562.74 | 0 | 4227.047 | 85464.43 | 33465.63 | 4552.302 | 0 | 0 | 0 | 0 | 2052495000 | 0 | 2052495000 | 20524.95 | 601381.035 | 0 | 121.9894 | 74.8622 | 2021-07-04 22:06
StdNResSpltPkgAC-65to134 | PreNResSpltPkgAC-65to-PEYes | SCn | 2020 | CZ04 | cDXGF | 0 | None | 1 | 250000.3 | 683791.9 |  | 262734.3 | 0 | 311499.4 | 0 | 50131.04 | 0 | 2764.972 | 56659.6 | 15769.05 | 13518.71 | 0 | 0 | 0 | 0 | 1688850000 | 0 | 1688850000 | 16888.5 | 494833.05 | 0 | 121.9894 | 74.8622 | 2021-07-04 22:07
StdNResSpltPkgAC-65to134 | PreNResSpltPkgAC-65to-PEYes | SCn | 2020 | CZ05 | cDXGF | 0 | None | 1 | 250000.3 | 665458.4 |  | 262734.3 | 0 | 311499.4 | 0 | 12871.71 | 0 | 4804.894 | 73545.8 | 25812.96 | 5097.69 | 0 | 0 | 0 | 0 | 1696616000 | 0 | 1696616000 | 16966.16 | 497108.488 | 0 | 121.9894 | 74.8622 | 2021-07-04 22:07
StdNResSpltPkgAC-65to134 | PreNResSpltPkgAC-65to-PEYes | SCn | 2020 | CZ06 | cDXGF | 0 | None | 1 | 250000.3 | 706218.9 |  | 262734.3 | 0 | 311499.4 | 0 | 44741.01 | 0 | 1592.23 | 85648.98 | 14573.1 | 17287.09 | 0 | 0 | 0 | 0 | 890827100 | 0 | 890827100 | 8908.271 | 261012.3403 | 0 | 121.9894 | 74.8622 | 2021-07-04 22:08
StdNResSpltPkgAC-65to134 | PreNResSpltPkgAC-65to-PEYes | SCn | 2020 | CZ07 | cDXGF | 0 | None | 1 | 250000.3 | 692157 |  | 262734.3 | 0 | 311499.4 | 0 | 33872.95 | 0 | 769.0282 | 83278.27 | 14018.25 | 13619.79 | 0 | 0 | 0 | 0 | 774704900 | 0 | 774704900 | 7747.049 | 226988.5357 | 0 | 121.9894 | 74.8622 | 2021-07-04 22:08
StdNResSpltPkgAC-65to134 | PreNResSpltPkgAC-65to-PEYes | SCn | 2020 | CZ08 | cDXGF | 0 | None | 1 | 250000.3 | 746420.5 |  | 262734.3 | 0 | 311499.4 | 0 | 102364.2 | 0 | 1368.145 | 68451.66 | 9097.252 | 25445.87 | 0 | 0 | 0 | 0 | 717850200 | 0 | 717850200 | 7178.502 | 210330.1086 | 0 | 121.9894 | 74.8622 | 2021-07-04 22:09
StdNResSpltPkgAC-65to134 | PreNResSpltPkgAC-65to-PEYes | SCn | 2020 | CZ09 | cDXGF | 0 | None | 1 | 250000.3 | 751610.2 |  | 262734.3 | 0 | 311499.4 | 0 | 94081.82 | 0 | 2397.913 | 80894.02 | 12213.58 | 27358.42 | 0 | 0 | 0 | 0 | 793739200 | 0 | 793739200 | 7937.392 | 232565.5856 | 0 | 121.9894 | 74.8622 | 2021-07-04 22:09
StdNResSpltPkgAC-65to134 | PreNResSpltPkgAC-65to-PEYes | SCn | 2020 | CZ10 | cDXGF | 0 | None | 1 | 250000.3 | 775459.8 |  | 262734.3 | 0 | 311499.4 | 0 | 123545.5 | 0 | 3162.949 | 74515.02 | 12001.92 | 28686.19 | 0 | 0 | 0 | 0 | 963286300 | 0 | 963286300 | 9632.863 | 282242.8859 | 0 | 121.9894 | 74.8622 | 2021-07-04 22:10
StdNResSpltPkgAC-65to134 | PreNResSpltPkgAC-65to-PEYes | SCn | 2020 | CZ11 | cDXGF | 0 | None | 1 | 250000.3 | 799770.6 |  | 262734.3 | 0 | 311499.4 | 0 | 139154.4 | 0 | 6092.699 | 80287.7 | 23436.82 | 29673.85 | 0 | 0 | 0 | 0 | 1822353000 | 0 | 1822353000 | 18223.53 | 533949.429 | 0 | 121.9894 | 74.8622 | 2021-07-04 22:10
StdNResSpltPkgAC-65to134 | PreNResSpltPkgAC-65to-PEYes | SCn | 2020 | CZ12 | cDXGF | 0 | None | 1 | 250000.3 | 736477.5 |  | 262734.3 | 0 | 311499.4 | 0 | 83882.92 | 0 | 5197.546 | 73161.05 | 20727.37 | 20379.42 | 0 | 0 | 0 | 0 | 1879699000 | 0 | 1879699000 | 18796.99 | 550751.807 | 0 | 121.9894 | 74.8622 | 2021-07-04 22:11
StdNResSpltPkgAC-65to134 | PreNResSpltPkgAC-65to-PEYes | SCn | 2020 | CZ13 | cDXGF | 0 | None | 1 | 250000.3 | 825158.8 |  | 262734.3 | 0 | 311499.4 | 0 | 162066.3 | 0 | 5466 | 83390.61 | 19613.47 | 33669.85 | 0 | 0 | 0 | 0 | 1548551000 | 0 | 1548551000 | 15485.51 | 453725.443 | 0 | 121.9894 | 74.8622 | 2021-07-04 22:11
StdNResSpltPkgAC-65to134 | PreNResSpltPkgAC-65to-PEYes | SCn | 2020 | CZ14 | cDXGF | 0 | None | 1 | 250000.3 | 802614.4 |  | 262734.3 | 0 | 311499.4 | 0 | 142774.8 | 0 | 6272.354 | 79331.2 | 20577.44 | 30356.72 | 0 | 0 | 0 | 0 | 1682644000 | 0 | 1682644000 | 16826.44 | 493014.692 | 0 | 121.9894 | 74.8622 | 2021-07-04 22:12
StdNResSpltPkgAC-65to134 | PreNResSpltPkgAC-65to-PEYes | SCn | 2020 | CZ15 | cDXGF | 0 | None | 1 | 250000.3 | 1040780 |  | 262734.3 | 0 | 311499.4 | 0 | 350317.9 | 0 | 1946.926 | 114279.5 | 6793.222 | 72068.15 | 0 | 0 | 0 | 0 | 264921800 | 0 | 264921800 | 2649.218 | 77622.0874 | 0 | 121.9894 | 74.8622 | 2021-07-04 22:12
StdNResSpltPkgAC-65to134 | PreNResSpltPkgAC-65to-PEYes | SCn | 2020 | CZ16 | cDXGF | 0 | None | 1 | 250000.3 | 700765.2 |  | 262734.3 | 0 | 311499.4 | 0 | 27170.99 | 0 | 12348.54 | 87009.4 | 44667.08 | 12357.68 | 0 | 0 | 0 | 0 | 4037383000 | 0 | 4037383000 | 40373.83 | 1182953.219 | 0 | 121.9894 | 74.8622 | 2021-07-04 22:12
StdNResSpltPkgAC-65to134 | PreNResSpltPkgAC-65to-PEYes | WRf | 1975 | CZ01 | cDXGF | 0 | None | 1 | 99998.18 | 3802542 |  | 380066.7 | 0 | 60898.55 | 0 | 1931.245 | 147968.5 | 0 | 1318126 | 861.0218 | 1315860 | 1893545 | 0 | 0 | 0 | 59709120 | 0 | 59709110 | 597.0911 | 17494.7692 | 0 | 80.8888 | 30.6072 | 2021-07-04 22:13
StdNResSpltPkgAC-65to134 | PreNResSpltPkgAC-65to-PEYes | WRf | 1975 | CZ02 | cDXGF | 0 | None | 1 | 99998.18 | 3988693 |  | 380066.7 | 0 | 60898.55 | 0 | 9719.525 | 160464.7 | 0 | 1318904 | 973.8354 | 1316874 | 2058641 | 0 | 0 | 0 | 46749320 | 0 | 46749320 | 467.4932 | 13697.5508 | 0 | 80.8888 | 30.6072 | 2021-07-04 22:13
StdNResSpltPkgAC-65to134 | PreNResSpltPkgAC-65to-PEYes | WRf | 1975 | CZ03 | cDXGF | 0 | None | 1 | 99998.18 | 4002159 |  | 380066.7 | 0 | 60898.55 | 0 | 7262.56 | 162585.5 | 0 | 1318565 | 938.9861 | 1316788 | 2072779 | 0 | 0 | 0 | 49247410 | 0 | 49247410 | 492.4741 | 14429.4911 | 0 | 80.8888 | 30.6072 | 2021-07-04 22:14
StdNResSpltPkgAC-65to134 | PreNResSpltPkgAC-65to-PEYes | WRf | 1975 | CZ04 | cDXGF | 0 | None | 1 | 99998.18 | 4087231 |  | 380066.7 | 0 | 60898.55 | 0 | 11885.74 | 169168.3 | 0 | 1319319 | 1212.786 | 1317232 | 2145894 | 0 | 0 | 0 | 45051220 | 0 | 45051220 | 450.5122 | 13200.0075 | 0 | 80.8888 | 30.6072 | 2021-07-04 22:14
StdNResSpltPkgAC-65to134 | PreNResSpltPkgAC-65to-PEYes | WRf | 1975 | CZ05 | cDXGF | 0 | None | 1 | 99998.18 | 4012168 |  | 380066.7 | 0 | 60898.55 | 0 | 8846.528 | 161955.2 | 0 | 1318529 | 895.5004 | 1316997 | 2081872 | 0 | 0 | 0 | 46393490 | 0 | 46393490 | 463.9349 | 13593.2926 | 0 | 80.8888 | 30.6072 | 2021-07-04 22:14
StdNResSpltPkgAC-65to134 | PreNResSpltPkgAC-65to-PEYes | WRf | 1975 | CZ06 | cDXGF | 0 | None | 1 | 99998.18 | 4222753 |  | 380066.7 | 0 | 60898.55 | 0 | 15497.14 | 184036.1 | 0 | 1319199 | 1281.372 | 1317642 | 2263057 | 0 | 0 | 0 | 41057710 | 0 | 41057710 | 410.5771 | 12029.909 | 0 | 80.8888 | 30.6072 | 2021-07-04 22:15
StdNResSpltPkgAC-65to134 | PreNResSpltPkgAC-65to-PEYes | WRf | 1975 | CZ07 | cDXGF | 0 | None | 1 | 99998.18 | 4146874 |  | 380066.7 | 0 | 60898.55 | 0 | 13465.61 | 177235.7 | 0 | 1319390 | 1290.403 | 1317886 | 2195818 | 0 | 0 | 0 | 42321260 | 0 | 42321260 | 423.2126 | 12400.1292 | 0 | 80.8888 | 30.6072 | 2021-07-04 22:15
StdNResSpltPkgAC-65to134 | PreNResSpltPkgAC-65to-PEYes | WRf | 1975 | CZ08 | cDXGF | 0 | None | 1 | 99998.18 | 4172708 |  | 380066.7 | 0 | 60898.55 | 0 | 17388.26 | 178791.5 | 0 | 1319732 | 1426.135 | 1317954 | 2215826 | 0 | 0 | 0 | 36992130 | 0 | 36992130 | 369.9213 | 10838.6941 | 0 | 80.8888 | 30.6072 | 2021-07-04 22:15
StdNResSpltPkgAC-65to134 | PreNResSpltPkgAC-65to-PEYes | WRf | 1975 | CZ09 | cDXGF | 0 | None | 1 | 99998.18 | 4144120 |  | 380066.7 | 0 | 60898.55 | 0 | 16222.77 | 172478.8 | 0 | 1319647 | 1247.827 | 1317978 | 2194805 | 0 | 0 | 0 | 38375780 | 0 | 38375780 | 383.7578 | 11244.1035 | 0 | 80.8888 | 30.6072 | 2021-07-04 22:16
StdNResSpltPkgAC-65to134 | PreNResSpltPkgAC-65to-PEYes | WRf | 1975 | CZ10 | cDXGF | 0 | None | 1 | 99998.18 | 4169013 |  | 380066.7 | 0 | 60898.55 | 0 | 17815.9 | 175227.8 | 0 | 1319957 | 1212.687 | 1318248 | 2215050 | 0 | 0 | 0 | 36592710 | 0 | 36592710 | 365.9271 | 10721.664 | 0 | 80.8888 | 30.6072 | 2021-07-04 22:16
StdNResSpltPkgAC-65to134 | PreNResSpltPkgAC-65to-PEYes | WRf | 1975 | CZ11 | cDXGF | 0 | None | 1 | 99998.18 | 4105232 |  | 380066.7 | 0 | 60898.55 | 0 | 16236.37 | 169204.1 | 0 | 1320178 | 1243.584 | 1317778 | 2158651 | 0 | 0 | 0 | 43002550 | 0 | 43002550 | 430.0255 | 12599.7472 | 0 | 80.8888 | 30.6072 | 2021-07-04 22:16
StdNResSpltPkgAC-65to134 | PreNResSpltPkgAC-65to-PEYes | WRf | 1975 | CZ12 | cDXGF | 0 | None | 1 | 99998.18 | 4072415 |  | 380066.7 | 0 | 60898.55 | 0 | 13470.76 | 167902.6 | 0 | 1319402 | 1171.815 | 1317259 | 2130673 | 0 | 0 | 0 | 44028280 | 0 | 44028280 | 440.2828 | 12900.286 | 0 | 80.8888 | 30.6072 | 2021-07-04 22:17
StdNResSpltPkgAC-65to134 | PreNResSpltPkgAC-65to-PEYes | WRf | 1975 | CZ13 | cDXGF | 0 | None | 1 | 99998.18 | 4162695 |  | 380066.7 | 0 | 60898.55 | 0 | 18055.34 | 174765.4 | 0 | 1320014 | 1060.626 | 1317917 | 2208889 | 0 | 0 | 0 | 38121480 | 0 | 38121480 | 381.2148 | 11169.5936 | 0 | 80.8888 | 30.6072 | 2021-07-04 22:17
StdNResSpltPkgAC-65to134 | PreNResSpltPkgAC-65to-PEYes | WRf | 1975 | CZ14 | cDXGF | 0 | None | 1 | 99998.18 | 4115566 |  | 380066.7 | 0 | 60898.55 | 0 | 17077.91 | 163174 | 0 | 1319890 | 1113.26 | 1317975 | 2174455 | 0 | 0 | 0 | 41169880 | 0 | 41169870 | 411.6987 | 12062.7719 | 0 | 80.8888 | 30.6072 | 2021-07-04 22:17
StdNResSpltPkgAC-65to134 | PreNResSpltPkgAC-65to-PEYes | WRf | 1975 | CZ15 | cDXGF | 0 | None | 1 | 99998.18 | 4384462 |  | 380066.7 | 0 | 60898.55 | 0 | 31135.8 | 189077.1 | 0 | 1322393 | 1226.155 | 1320493 | 2400882 | 0 | 0 | 0 | 25958680 | 0 | 25958680 | 259.5868 | 7605.8932 | 0 | 80.8888 | 30.6072 | 2021-07-04 22:18
StdNResSpltPkgAC-65to134 | PreNResSpltPkgAC-65to-PEYes | WRf | 1975 | CZ16 | cDXGF | 0 | None | 1 | 99998.18 | 3785522 |  | 380066.7 | 0 | 60898.55 | 0 | 6825.158 | 140561.5 | 0 | 1318764 | 1456.416 | 1316397 | 1878400 | 0 | 0 | 0 | 67788900 | 0 | 67788900 | 677.889 | 19862.1477 | 0 | 80.8888 | 30.6072 | 2021-07-04 22:18
StdNResSpltPkgAC-65to134 | PreNResSpltPkgAC-65to-PEYes | WRf | 1985 | CZ01 | cDXGF | 0 | None | 1 | 99998.18 | 3736510 |  | 380066.7 | 0 | 58250.43 | 0 | 1928.282 | 146051 | 0 | 1318055 | 843.9854 | 1315886 | 1832158 | 0 | 0 | 0 | 59699820 | 0 | 59699820 | 596.9982 | 17492.0473 | 0 | 80.8888 | 29.2764 | 2021-07-04 22:19
StdNResSpltPkgAC-65to134 | PreNResSpltPkgAC-65to-PEYes | WRf | 1985 | CZ02 | cDXGF | 0 | None | 1 | 99998.18 | 3920389 |  | 380066.7 | 0 | 58250.43 | 0 | 9455.532 | 158102.2 | 0 | 1318766 | 946.6152 | 1316806 | 1995746 | 0 | 0 | 0 | 46636000 | 0 | 46636000 | 466.36 | 13664.348 | 0 | 80.8888 | 29.2764 | 2021-07-04 22:19
StdNResSpltPkgAC-65to134 | PreNResSpltPkgAC-65to-PEYes | WRf | 1985 | CZ03 | cDXGF | 0 | None | 1 | 99998.18 | 3925606 |  | 380066.7 | 0 | 58250.43 | 0 | 7153.358 | 160125.2 | 0 | 1318450 | 909.648 | 1316788 | 2001557 | 0 | 0 | 0 | 49129880 | 0 | 49129870 | 491.2987 | 14395.0519 | 0 | 80.8888 | 29.2764 | 2021-07-04 22:19
StdNResSpltPkgAC-65to134 | PreNResSpltPkgAC-65to-PEYes | WRf | 1985 | CZ04 | cDXGF | 0 | None | 1 | 99998.18 | 4008398 |  | 380066.7 | 0 | 58250.43 | 0 | 11557.8 | 166447.7 | 0 | 1319167 | 1177.3 | 1317202 | 2072908 | 0 | 0 | 0 | 44929730 | 0 | 44929730 | 449.2973 | 13164.4109 | 0 | 80.8888 | 29.2764 | 2021-07-04 22:20
StdNResSpltPkgAC-65to134 | PreNResSpltPkgAC-65to-PEYes | WRf | 1985 | CZ05 | cDXGF | 0 | None | 1 | 99998.18 | 3932494 |  | 380066.7 | 0 | 58250.43 | 0 | 8691.331 | 159447.5 | 0 | 1318426 | 870.7536 | 1316984 | 2007613 | 0 | 0 | 0 | 46315980 | 0 | 46315980 | 463.1598 | 13570.5821 | 0 | 80.8888 | 29.2764 | 2021-07-04 22:20
StdNResSpltPkgAC-65to134 | PreNResSpltPkgAC-65to-PEYes | WRf | 1985 | CZ06 | cDXGF | 0 | None | 1 | 99998.18 | 4131086 |  | 380066.7 | 0 | 58250.43 | 0 | 15135.65 | 180816.1 | 0 | 1319061 | 1232.908 | 1317602 | 2177757 | 0 | 0 | 0 | 40766750 | 0 | 40766750 | 407.6675 | 11944.6578 | 0 | 80.8888 | 29.2764 | 2021-07-04 22:20
StdNResSpltPkgAC-65to134 | PreNResSpltPkgAC-65to-PEYes | WRf | 1985 | CZ07 | cDXGF | 0 | None | 1 | 99998.18 | 4056314 |  | 380066.7 | 0 | 58250.43 | 0 | 13126.35 | 174119.5 | 0 | 1319269 | 1233.327 | 1317865 | 2111483 | 0 | 0 | 0 | 41970380 | 0 | 41970380 | 419.7038 | 12297.3213 | 0 | 80.8888 | 29.2764 | 2021-07-04 22:21
StdNResSpltPkgAC-65to134 | PreNResSpltPkgAC-65to-PEYes | WRf | 1985 | CZ08 | cDXGF | 0 | None | 1 | 99998.18 | 4088341 |  | 380066.7 | 0 | 58250.43 | 0 | 16884.16 | 175611 | 0 | 1319530 | 1361.742 | 1317812 | 2137995 | 0 | 0 | 0 | 36684240 | 0 | 36684240 | 366.8424 | 10748.4823 | 0 | 80.8888 | 29.2764 | 2021-07-04 22:21
StdNResSpltPkgAC-65to134 | PreNResSpltPkgAC-65to-PEYes | WRf | 1985 | CZ09 | cDXGF | 0 | None | 1 | 99998.18 | 4061833 |  | 380066.7 | 0 | 58250.43 | 0 | 15731.14 | 169513.3 | 0 | 1319485 | 1198.599 | 1317877 | 2118786 | 0 | 0 | 0 | 38227060 | 0 | 38227060 | 382.2706 | 11200.5286 | 0 | 80.8888 | 29.2764 | 2021-07-04 22:21
StdNResSpltPkgAC-65to134 | PreNResSpltPkgAC-65to-PEYes | WRf | 1985 | CZ10 | cDXGF | 0 | None | 1 | 99998.18 | 4088747 |  | 380066.7 | 0 | 58250.43 | 0 | 17261.12 | 172256.5 | 0 | 1319760 | 1169.904 | 1318133 | 2141145 | 0 | 0 | 0 | 36381190 | 0 | 36381190 | 363.8119 | 10659.6887 | 0 | 80.8888 | 29.2764 | 2021-07-04 22:22
StdNResSpltPkgAC-65to134 | PreNResSpltPkgAC-65to-PEYes | WRf | 1985 | CZ11 | cDXGF | 0 | None | 1 | 99998.18 | 4029424 |  | 380066.7 | 0 | 58250.43 | 0 | 15660.82 | 166416.9 | 0 | 1319974 | 1205.938 | 1317619 | 2089054 | 0 | 0 | 0 | 42812260 | 0 | 42812260 | 428.1226 | 12543.9922 | 0 | 80.8888 | 29.2764 | 2021-07-04 22:22
StdNResSpltPkgAC-65to134 | PreNResSpltPkgAC-65to-PEYes | WRf | 1985 | CZ12 | cDXGF | 0 | None | 1 | 99998.18 | 3997362 |  | 380066.7 | 0 | 58250.43 | 0 | 13053.29 | 165193.4 | 0 | 1319237 | 1132.038 | 1317174 | 2061564 | 0 | 0 | 0 | 43796900 | 0 | 43796900 | 437.969 | 12832.4917 | 0 | 80.8888 | 29.2764 | 2021-07-04 22:23
StdNResSpltPkgAC-65to134 | PreNResSpltPkgAC-65to-PEYes | WRf | 1985 | CZ13 | cDXGF | 0 | None | 1 | 99998.18 | 4084462 |  | 380066.7 | 0 | 58250.43 | 0 | 17406.82 | 171752.8 | 0 | 1319808 | 1024.396 | 1317767 | 2137174 | 0 | 0 | 0 | 37971890 | 0 | 37971890 | 379.7189 | 11125.7638 | 0 | 80.8888 | 29.2764 | 2021-07-04 22:23
StdNResSpltPkgAC-65to134 | PreNResSpltPkgAC-65to-PEYes | WRf | 1985 | CZ14 | cDXGF | 0 | None | 1 | 99998.18 | 4032370 |  | 380066.7 | 0 | 58250.43 | 0 | 16546.07 | 160482.1 | 0 | 1319562 | 1019.415 | 1317816 | 2097466 | 0 | 0 | 0 | 40403740 | 0 | 40403740 | 404.0374 | 11838.2958 | 0 | 80.8888 | 29.2764 | 2021-07-04 22:23
StdNResSpltPkgAC-65to134 | PreNResSpltPkgAC-65to-PEYes | WRf | 1985 | CZ15 | cDXGF | 0 | None | 1 | 99998.18 | 4289112 |  | 380066.7 | 0 | 58250.43 | 0 | 29800.76 | 185486.3 | 0 | 1321624 | 1069.223 | 1320097 | 2313880 | 0 | 0 | 0 | 25197460 | 0 | 25197460 | 251.9746 | 7382.8558 | 0 | 80.8888 | 29.2764 | 2021-07-04 22:24
StdNResSpltPkgAC-65to134 | PreNResSpltPkgAC-65to-PEYes | WRf | 1985 | CZ16 | cDXGF | 0 | None | 1 | 99998.18 | 3723954 |  | 380066.7 | 0 | 58250.43 | 0 | 6618.333 | 138738 | 0 | 1318655 | 1391.818 | 1316385 | 1821625 | 0 | 0 | 0 | 66444120 | 0 | 66444120 | 664.4412 | 19468.1272 | 0 | 80.8888 | 29.2764 | 2021-07-04 22:24
StdNResSpltPkgAC-65to134 | PreNResSpltPkgAC-65to-PEYes | WRf | 1996 | CZ01 | cDXGF | 0 | None | 1 | 99998.18 | 3729656 |  | 380066.7 | 0 | 55602.78 | 0 | 1964.327 | 155267.2 | 0 | 1317876 | 809.3136 | 1315875 | 1818878 | 0 | 0 | 0 | 59515240 | 0 | 59515240 | 595.1524 | 17437.9653 | 0 | 80.8888 | 27.9457 | 2021-07-04 22:24
StdNResSpltPkgAC-65to134 | PreNResSpltPkgAC-65to-PEYes | WRf | 1996 | CZ02 | cDXGF | 0 | None | 1 | 99998.18 | 3910577 |  | 380066.7 | 0 | 55602.78 | 0 | 9042.482 | 167181 | 0 | 1318573 | 879.4319 | 1316751 | 1980104 | 0 | 0 | 0 | 45855700 | 0 | 45855700 | 458.557 | 13435.7201 | 0 | 80.8888 | 27.9457 | 2021-07-04 22:25
StdNResSpltPkgAC-65to134 | PreNResSpltPkgAC-65to-PEYes | WRf | 1996 | CZ03 | cDXGF | 0 | None | 1 | 99998.18 | 3932124 |  | 380066.7 | 0 | 55602.78 | 0 | 6810.207 | 169802.5 | 0 | 1318260 | 847.4777 | 1316744 | 2001573 | 0 | 0 | 0 | 48039840 | 0 | 48039840 | 480.3984 | 14075.6731 | 0 | 80.8888 | 27.9457 | 2021-07-04 22:25
StdNResSpltPkgAC-65to134 | PreNResSpltPkgAC-65to-PEYes | WRf | 1996 | CZ04 | cDXGF | 0 | None | 1 | 99998.18 | 4014719 |  | 380066.7 | 0 | 55602.78 | 0 | 11076.1 | 176152.1 | 0 | 1318924 | 1057.724 | 1317085 | 2072897 | 0 | 0 | 0 | 43463760 | 0 | 43463760 | 434.6376 | 12734.8817 | 0 | 80.8888 | 27.9457 | 2021-07-04 22:25
StdNResSpltPkgAC-65to134 | PreNResSpltPkgAC-65to-PEYes | WRf | 1996 | CZ05 | cDXGF | 0 | None | 1 | 99998.18 | 3938936 |  | 380066.7 | 0 | 55602.78 | 0 | 8270.525 | 169122.4 | 0 | 1318235 | 812.9409 | 1316919 | 2007631 | 0 | 0 | 0 | 45291080 | 0 | 45291080 | 452.9108 | 13270.2864 | 0 | 80.8888 | 27.9457 | 2021-07-04 22:26
StdNResSpltPkgAC-65to134 | PreNResSpltPkgAC-65to-PEYes | WRf | 1996 | CZ06 | cDXGF | 0 | None | 1 | 99998.18 | 4280379 |  | 380066.7 | 0 | 55602.78 | 0 | 14614.11 | 195584.9 | 0 | 1318765 | 1084.869 | 1317526 | 2315738 | 0 | 0 | 0 | 39764940 | 0 | 39764940 | 397.6494 | 11651.1274 | 0 | 80.8888 | 27.9457 | 2021-07-04 22:26
StdNResSpltPkgAC-65to134 | PreNResSpltPkgAC-65to-PEYes | WRf | 1996 | CZ07 | cDXGF | 0 | None | 1 | 99998.18 | 4205159 |  | 380066.7 | 0 | 55602.78 | 0 | 12676.49 | 188613.3 | 0 | 1318970 | 1103.507 | 1317764 | 2249224 | 0 | 0 | 0 | 41236950 | 0 | 41236950 | 412.3695 | 12082.4264 | 0 | 80.8888 | 27.9457 | 2021-07-04 22:26
StdNResSpltPkgAC-65to134 | PreNResSpltPkgAC-65to-PEYes | WRf | 1996 | CZ08 | cDXGF | 0 | None | 1 | 99998.18 | 4226567 |  | 380066.7 | 0 | 55602.78 | 0 | 16477.45 | 190271.2 | 0 | 1319426 | 1242.882 | 1317758 | 2264724 | 0 | 0 | 0 | 36365590 | 0 | 36365590 | 363.6559 | 10655.1179 | 0 | 80.8888 | 27.9457 | 2021-07-04 22:27
StdNResSpltPkgAC-65to134 | PreNResSpltPkgAC-65to-PEYes | WRf | 1996 | CZ09 | cDXGF | 0 | None | 1 | 99998.18 | 4195062 |  | 380066.7 | 0 | 55602.78 | 0 | 15250.81 | 183773 | 0 | 1319347 | 1113.098 | 1317761 | 2241017 | 0 | 0 | 0 | 38455640 | 0 | 38455640 | 384.5564 | 11267.5025 | 0 | 80.8888 | 27.9457 | 2021-07-04 22:27
StdNResSpltPkgAC-65to134 | PreNResSpltPkgAC-65to-PEYes | WRf | 1996 | CZ10 | cDXGF | 0 | None | 1 | 99998.18 | 4221905 |  | 380066.7 | 0 | 55602.78 | 0 | 16843.62 | 186769.3 | 0 | 1319685 | 1084.629 | 1318088 | 2262930 | 0 | 0 | 0 | 36624230 | 0 | 36624230 | 366.2423 | 10730.8994 | 0 | 80.8888 | 27.9457 | 2021-07-04 22:28
StdNResSpltPkgAC-65to134 | PreNResSpltPkgAC-65to-PEYes | WRf | 1996 | CZ11 | cDXGF | 0 | None | 1 | 99998.18 | 4017244 |  | 380066.7 | 0 | 55602.78 | 0 | 14782.85 | 175419.2 | 0 | 1319682 | 1157.268 | 1317553 | 2071690 | 0 | 0 | 0 | 42609100 | 0 | 42609090 | 426.0909 | 12484.4634 | 0 | 80.8888 | 27.9457 | 2021-07-04 22:28
StdNResSpltPkgAC-65to134 | PreNResSpltPkgAC-65to-PEYes | WRf | 1996 | CZ12 | cDXGF | 0 | None | 1 | 99998.18 | 3985424 |  | 380066.7 | 0 | 55602.78 | 0 | 12342.75 | 174214.5 | 0 | 1318961 | 1066.661 | 1317029 | 2044234 | 0 | 0 | 0 | 43368430 | 0 | 43368430 | 433.6843 | 12706.95 | 0 | 80.8888 | 27.9457 | 2021-07-04 22:28
StdNResSpltPkgAC-65to134 | PreNResSpltPkgAC-65to-PEYes | WRf | 1996 | CZ13 | cDXGF | 0 | None | 1 | 99998.18 | 4070520 |  | 380066.7 | 0 | 55602.78 | 0 | 16457.87 | 180710.3 | 0 | 1319525 | 973.2797 | 1317645 | 2118158 | 0 | 0 | 0 | 37606640 | 0 | 37606640 | 376.0664 | 11018.7455 | 0 | 80.8888 | 27.9457 | 2021-07-04 22:29
StdNResSpltPkgAC-65to134 | PreNResSpltPkgAC-65to-PEYes | WRf | 1996 | CZ14 | cDXGF | 0 | None | 1 | 99998.18 | 4016660 |  | 380066.7 | 0 | 55602.78 | 0 | 15579.99 | 169513.3 | 0 | 1319284 | 988.1157 | 1317651 | 2076607 | 0 | 0 | 0 | 40427610 | 0 | 40427610 | 404.2761 | 11845.2897 | 0 | 80.8888 | 27.9457 | 2021-07-04 22:29
StdNResSpltPkgAC-65to134 | PreNResSpltPkgAC-65to-PEYes | WRf | 1996 | CZ15 | cDXGF | 0 | None | 1 | 99998.18 | 4268425 |  | 380066.7 | 0 | 55602.78 | 0 | 28174.85 | 194922.3 | 0 | 1321250 | 996.2817 | 1319819 | 2288407 | 0 | 0 | 0 | 24750710 | 0 | 24750710 | 247.5071 | 7251.958 | 0 | 80.8888 | 27.9457 | 2021-07-04 22:29
StdNResSpltPkgAC-65to134 | PreNResSpltPkgAC-65to-PEYes | WRf | 1996 | CZ16 | cDXGF | 0 | None | 1 | 99998.18 | 3715247 |  | 380066.7 | 0 | 55602.78 | 0 | 6254.894 | 147938.5 | 0 | 1318403 | 1298.403 | 1316318 | 1806976 | 0 | 0 | 0 | 65271000 | 0 | 65271000 | 652.71 | 19124.403 | 0 | 80.8888 | 27.9457 | 2021-07-04 22:30
StdNResSpltPkgAC-65to134 | PreNResSpltPkgAC-65to-PEYes | WRf | 2003 | CZ01 | cDXGF | 0 | None | 1 | 99998.18 | 3563730 |  | 380066.7 | 0 | 52954.79 | 0 | 1921.37 | 127027.8 | 0 | 1317764 | 784.6193 | 1315868 | 1683986 | 0 | 0 | 0 | 59380560 | 0 | 59380560 | 593.8056 | 17398.5041 | 0 | 80.8888 | 26.6149 | 2021-07-04 22:30
StdNResSpltPkgAC-65to134 | PreNResSpltPkgAC-65to-PEYes | WRf | 2003 | CZ02 | cDXGF | 0 | None | 1 | 99998.18 | 3729510 |  | 380066.7 | 0 | 52954.79 | 0 | 8653.018 | 138542.9 | 0 | 1318399 | 852.2565 | 1316645 | 1830884 | 0 | 0 | 0 | 45882300 | 0 | 45882300 | 458.823 | 13443.5139 | 0 | 80.8888 | 26.6149 | 2021-07-04 22:30
StdNResSpltPkgAC-65to134 | PreNResSpltPkgAC-65to-PEYes | WRf | 2003 | CZ03 | cDXGF | 0 | None | 1 | 99998.18 | 3745267 |  | 380066.7 | 0 | 52954.79 | 0 | 6748.813 | 140644.8 | 0 | 1318180 | 826.1594 | 1316695 | 1846668 | 0 | 0 | 0 | 48096640 | 0 | 48096640 | 480.9664 | 14092.3155 | 0 | 80.8888 | 26.6149 | 2021-07-04 22:31
StdNResSpltPkgAC-65to134 | PreNResSpltPkgAC-65to-PEYes | WRf | 2003 | CZ04 | cDXGF | 0 | None | 1 | 99998.18 | 3826355 |  | 380066.7 | 0 | 52954.79 | 0 | 10839.42 | 147153.1 | 0 | 1318808 | 1025.593 | 1317053 | 1916526 | 0 | 0 | 0 | 43432510 | 0 | 43432510 | 434.3251 | 12725.7254 | 0 | 80.8888 | 26.6149 | 2021-07-04 22:31
StdNResSpltPkgAC-65to134 | PreNResSpltPkgAC-65to-PEYes | WRf | 2003 | CZ05 | cDXGF | 0 | None | 1 | 99998.18 | 3751810 |  | 380066.7 | 0 | 52954.79 | 0 | 8158.625 | 139960.7 | 0 | 1318165 | 798.4881 | 1316870 | 1852502 | 0 | 0 | 0 | 45427610 | 0 | 45427610 | 454.2761 | 13310.2897 | 0 | 80.8888 | 26.6149 | 2021-07-04 22:32
StdNResSpltPkgAC-65to134 | PreNResSpltPkgAC-65to-PEYes | WRf | 2003 | CZ06 | cDXGF | 0 | None | 1 | 99998.18 | 4072369 |  | 380066.7 | 0 | 52954.79 | 0 | 14367.38 | 166032.4 | 0 | 1318662 | 1039.254 | 1317457 | 2140280 | 0 | 0 | 0 | 39517820 | 0 | 39517820 | 395.1782 | 11578.7213 | 0 | 80.8888 | 26.6149 | 2021-07-04 22:32
StdNResSpltPkgAC-65to134 | PreNResSpltPkgAC-65to-PEYes | WRf | 2003 | CZ07 | cDXGF | 0 | None | 1 | 99998.18 | 4001347 |  | 380066.7 | 0 | 52954.79 | 0 | 12435.29 | 159216.5 | 0 | 1318865 | 1052.753 | 1317710 | 2077802 | 0 | 0 | 0 | 40890880 | 0 | 40890880 | 408.9088 | 11981.0278 | 0 | 80.8888 | 26.6149 | 2021-07-04 22:32
StdNResSpltPkgAC-65to134 | PreNResSpltPkgAC-65to-PEYes | WRf | 2003 | CZ08 | cDXGF | 0 | None | 1 | 99998.18 | 4026516 |  | 380066.7 | 0 | 52954.79 | 0 | 16115.78 | 161263.3 | 0 | 1319268 | 1175.076 | 1317655 | 2096846 | 0 | 0 | 0 | 36063190 | 0 | 36063190 | 360.6319 | 10566.5147 | 0 | 80.8888 | 26.6149 | 2021-07-04 22:33
StdNResSpltPkgAC-65to134 | PreNResSpltPkgAC-65to-PEYes | WRf | 2003 | CZ09 | cDXGF | 0 | None | 1 | 99998.18 | 3996609 |  | 380066.7 | 0 | 52954.79 | 0 | 14905.87 | 154259.1 | 0 | 1319215 | 1055.673 | 1317714 | 2075203 | 0 | 0 | 0 | 38100860 | 0 | 38100860 | 381.0086 | 11163.552 | 0 | 80.8888 | 26.6149 | 2021-07-04 22:33
StdNResSpltPkgAC-65to134 | PreNResSpltPkgAC-65to-PEYes | WRf | 2003 | CZ10 | cDXGF | 0 | None | 1 | 99998.18 | 3882166 |  | 380066.7 | 0 | 52954.79 | 0 | 15808.05 | 152433.4 | 0 | 1319330 | 1019.368 | 1317938 | 1961574 | 0 | 0 | 0 | 35298470 | 0 | 35298470 | 352.9847 | 10342.4517 | 0 | 80.8888 | 26.6149 | 2021-07-04 22:33
StdNResSpltPkgAC-65to134 | PreNResSpltPkgAC-65to-PEYes | WRf | 2003 | CZ11 | cDXGF | 0 | None | 1 | 99998.18 | 3829951 |  | 380066.7 | 0 | 52954.79 | 0 | 14326.38 | 146758.8 | 0 | 1319528 | 1135.119 | 1317396 | 1916316 | 0 | 0 | 0 | 42589650 | 0 | 42589650 | 425.8965 | 12478.7675 | 0 | 80.8888 | 26.6149 | 2021-07-04 22:34
StdNResSpltPkgAC-65to134 | PreNResSpltPkgAC-65to-PEYes | WRf | 2003 | CZ12 | cDXGF | 0 | None | 1 | 99998.18 | 3801508 |  | 380066.7 | 0 | 52954.79 | 0 | 11947.64 | 145623.2 | 0 | 1318802 | 1024.123 | 1316963 | 1892107 | 0 | 0 | 0 | 42987360 | 0 | 42987360 | 429.8736 | 12595.2965 | 0 | 80.8888 | 26.6149 | 2021-07-04 22:34
StdNResSpltPkgAC-65to134 | PreNResSpltPkgAC-65to-PEYes | WRf | 2003 | CZ13 | cDXGF | 0 | None | 1 | 99998.18 | 3880989 |  | 380066.7 | 0 | 52954.79 | 0 | 15958.05 | 152155.6 | 0 | 1319370 | 950.4421 | 1317576 | 1960483 | 0 | 0 | 0 | 37451870 | 0 | 37451870 | 374.5187 | 10973.3979 | 0 | 80.8888 | 26.6149 | 2021-07-04 22:34
StdNResSpltPkgAC-65to134 | PreNResSpltPkgAC-65to-PEYes | WRf | 2003 | CZ14 | cDXGF | 0 | None | 1 | 99998.18 | 3827229 |  | 380066.7 | 0 | 52954.79 | 0 | 15125.61 | 140195.4 | 0 | 1319158 | 971.614 | 1317514 | 1919729 | 0 | 0 | 0 | 40397850 | 0 | 40397850 | 403.9785 | 11836.5701 | 0 | 80.8888 | 26.6149 | 2021-07-04 22:35
StdNResSpltPkgAC-65to134 | PreNResSpltPkgAC-65to-PEYes | WRf | 2003 | CZ15 | cDXGF | 0 | None | 1 | 99998.18 | 4067173 |  | 380066.7 | 0 | 52954.79 | 0 | 27439.74 | 165147.1 | 0 | 1321054 | 960.6453 | 1319740 | 2120512 | 0 | 0 | 0 | 24518460 | 0 | 24518460 | 245.1846 | 7183.9088 | 0 | 80.8888 | 26.6149 | 2021-07-04 22:35
StdNResSpltPkgAC-65to134 | PreNResSpltPkgAC-65to-PEYes | WRf | 2003 | CZ16 | cDXGF | 0 | None | 1 | 99998.18 | 3551080 |  | 380066.7 | 0 | 52954.79 | 0 | 6050.876 | 120092.5 | 0 | 1318269 | 1260.443 | 1316274 | 1673644 | 0 | 0 | 0 | 65264030 | 0 | 65264020 | 652.6402 | 19122.3579 | 0 | 80.8888 | 26.6149 | 2021-07-04 22:35
StdNResSpltPkgAC-65to134 | PreNResSpltPkgAC-65to-PEYes | WRf | 2007 | CZ01 | cDXGF | 0 | None | 1 | 99998.18 | 3510420 |  | 380066.7 | 0 | 52954.79 | 0 | 1949.711 | 104916.5 | 0 | 1317765 | 771.1238 | 1315871 | 1652759 | 0 | 0 | 0 | 57390240 | 0 | 57390240 | 573.9024 | 16815.3403 | 0 | 80.8888 | 26.6149 | 2021-07-04 22:36
StdNResSpltPkgAC-65to134 | PreNResSpltPkgAC-65to-PEYes | WRf | 2007 | CZ02 | cDXGF | 0 | None | 1 | 99998.18 | 3605544 |  | 380066.7 | 0 | 52954.79 | 0 | 8659.67 | 113453.7 | 0 | 1318332 | 837.0424 | 1316671 | 1732068 | 0 | 0 | 0 | 44761400 | 0 | 44761400 | 447.614 | 13115.0902 | 0 | 80.8888 | 26.6149 | 2021-07-04 22:36
StdNResSpltPkgAC-65to134 | PreNResSpltPkgAC-65to-PEYes | WRf | 2007 | CZ03 | cDXGF | 0 | None | 1 | 99998.18 | 3637205 |  | 380066.7 | 0 | 52954.79 | 0 | 6747.496 | 115451.2 | 0 | 1318178 | 810.5829 | 1316697 | 1763801 | 0 | 0 | 0 | 46981350 | 0 | 46981350 | 469.8135 | 13765.5356 | 0 | 80.8888 | 26.6149 | 2021-07-04 22:37
StdNResSpltPkgAC-65to134 | PreNResSpltPkgAC-65to-PEYes | WRf | 2007 | CZ04 | cDXGF | 0 | None | 1 | 99998.18 | 3688048 |  | 380066.7 | 0 | 52954.79 | 0 | 10832.33 | 120378.3 | 0 | 1318734 | 1009.54 | 1316987 | 1805076 | 0 | 0 | 0 | 42533340 | 0 | 42533340 | 425.3334 | 12462.2686 | 0 | 80.8888 | 26.6149 | 2021-07-04 22:37
StdNResSpltPkgAC-65to134 | PreNResSpltPkgAC-65to-PEYes | WRf | 2007 | CZ05 | cDXGF | 0 | None | 1 | 99998.18 | 3629695 |  | 380066.7 | 0 | 52954.79 | 0 | 8173.308 | 114718.3 | 0 | 1318164 | 785.7249 | 1316872 | 1755615 | 0 | 0 | 0 | 44475680 | 0 | 44475680 | 444.7568 | 13031.3742 | 0 | 80.8888 | 26.6149 | 2021-07-04 22:37
StdNResSpltPkgAC-65to134 | PreNResSpltPkgAC-65to-PEYes | WRf | 2007 | CZ06 | cDXGF | 0 | None | 1 | 99998.18 | 3971188 |  | 380066.7 | 0 | 52954.79 | 0 | 14367.38 | 137536.8 | 0 | 1318662 | 1039.254 | 1317457 | 2067594 | 0 | 0 | 0 | 39517820 | 0 | 39517820 | 395.1782 | 11578.7213 | 0 | 80.8888 | 26.6149 | 2021-07-04 22:38
StdNResSpltPkgAC-65to134 | PreNResSpltPkgAC-65to-PEYes | WRf | 2007 | CZ07 | cDXGF | 0 | None | 1 | 99998.18 | 3892084 |  | 380066.7 | 0 | 52954.79 | 0 | 12435.29 | 131774.8 | 0 | 1318865 | 1052.753 | 1317710 | 1995981 | 0 | 0 | 0 | 40890880 | 0 | 40890880 | 408.9088 | 11981.0278 | 0 | 80.8888 | 26.6149 | 2021-07-04 22:38
StdNResSpltPkgAC-65to134 | PreNResSpltPkgAC-65to-PEYes | WRf | 2007 | CZ08 | cDXGF | 0 | None | 1 | 99998.18 | 3934466 |  | 380066.7 | 0 | 52954.79 | 0 | 16115.78 | 133661 | 0 | 1319268 | 1175.076 | 1317655 | 2032398 | 0 | 0 | 0 | 36063190 | 0 | 36063190 | 360.6319 | 10566.5147 | 0 | 80.8888 | 26.6149 | 2021-07-04 22:38
StdNResSpltPkgAC-65to134 | PreNResSpltPkgAC-65to-PEYes | WRf | 2007 | CZ09 | cDXGF | 0 | None | 1 | 99998.18 | 3909315 |  | 380066.7 | 0 | 52954.79 | 0 | 14905.87 | 127916.1 | 0 | 1319215 | 1055.673 | 1317714 | 2014252 | 0 | 0 | 0 | 38100860 | 0 | 38100860 | 381.0086 | 11163.552 | 0 | 80.8888 | 26.6149 | 2021-07-04 22:39
StdNResSpltPkgAC-65to134 | PreNResSpltPkgAC-65to-PEYes | WRf | 2007 | CZ10 | cDXGF | 0 | None | 1 | 99998.18 | 3726508 |  | 380066.7 | 0 | 52954.79 | 0 | 15714.03 | 124428.6 | 0 | 1319247 | 1018.126 | 1317909 | 1834094 | 0 | 0 | 0 | 34917390 | 0 | 34917390 | 349.1739 | 10230.7953 | 0 | 80.8888 | 26.6149 | 2021-07-04 22:39
StdNResSpltPkgAC-65to134 | PreNResSpltPkgAC-65to-PEYes | WRf | 2007 | CZ11 | cDXGF | 0 | None | 1 | 99998.18 | 3700929 |  | 380066.7 | 0 | 52954.79 | 0 | 14149.33 | 120091.4 | 0 | 1319430 | 1132.841 | 1317358 | 1814229 | 0 | 0 | 0 | 41421930 | 0 | 41421930 | 414.2193 | 12136.6255 | 0 | 80.8888 | 26.6149 | 2021-07-04 22:39
StdNResSpltPkgAC-65to134 | PreNResSpltPkgAC-65to-PEYes | WRf | 2007 | CZ12 | cDXGF | 0 | None | 1 | 99998.18 | 3669486 |  | 380066.7 | 0 | 52954.79 | 0 | 11876.06 | 119117.4 | 0 | 1318732 | 1005.186 | 1316977 | 1786734 | 0 | 0 | 0 | 41983740 | 0 | 41983740 | 419.8374 | 12301.2358 | 0 | 80.8888 | 26.6149 | 2021-07-04 22:40
StdNResSpltPkgAC-65to134 | PreNResSpltPkgAC-65to-PEYes | WRf | 2007 | CZ13 | cDXGF | 0 | None | 1 | 99998.18 | 3738951 |  | 380066.7 | 0 | 52954.79 | 0 | 15726.45 | 124304.1 | 0 | 1319290 | 943.2267 | 1317482 | 1846613 | 0 | 0 | 0 | 36646630 | 0 | 36646630 | 366.4663 | 10737.4626 | 0 | 80.8888 | 26.6149 | 2021-07-04 22:40
StdNResSpltPkgAC-65to134 | PreNResSpltPkgAC-65to-PEYes | WRf | 2007 | CZ14 | cDXGF | 0 | None | 1 | 99998.18 | 3692832 |  | 380066.7 | 0 | 52954.79 | 0 | 14966.04 | 114743.2 | 0 | 1319073 | 961.499 | 1317500 | 1811022 | 0 | 0 | 0 | 39222290 | 0 | 39222290 | 392.2229 | 11492.131 | 0 | 80.8888 | 26.6149 | 2021-07-04 22:40
StdNResSpltPkgAC-65to134 | PreNResSpltPkgAC-65to-PEYes | WRf | 2007 | CZ15 | cDXGF | 0 | None | 1 | 99998.18 | 3893127 |  | 380066.7 | 0 | 52954.79 | 0 | 26939.19 | 134785.6 | 0 | 1320940 | 951.4554 | 1319701 | 1977440 | 0 | 0 | 0 | 24199810 | 0 | 24199810 | 241.9981 | 7090.5443 | 0 | 80.8888 | 26.6149 | 2021-07-04 22:41
StdNResSpltPkgAC-65to134 | PreNResSpltPkgAC-65to-PEYes | WRf | 2007 | CZ16 | cDXGF | 0 | None | 1 | 99998.18 | 3459506 |  | 380066.7 | 0 | 52954.79 | 0 | 6022.338 | 98798.6 | 0 | 1318266 | 1212.151 | 1316268 | 1603395 | 0 | 0 | 0 | 61952260 | 0 | 61952260 | 619.5226 | 18152.0122 | 0 | 80.8888 | 26.6149 | 2021-07-04 22:41
StdNResSpltPkgAC-65to134 | PreNResSpltPkgAC-65to-PEYes | WRf | 2011 | CZ01 | cDXGF | 0 | None | 1 | 99998.18 | 3480557 |  | 372306.4 | 0 | 52954.79 | 0 | 2016.014 | 104034.4 | 0 | 1317787 | 765.9335 | 1315925 | 1631459 | 0 | 0 | 0 | 57396580 | 0 | 57396580 | 573.9658 | 16817.1979 | 0 | 79.2848 | 26.6149 | 2021-07-04 22:42
StdNResSpltPkgAC-65to134 | PreNResSpltPkgAC-65to-PEYes | WRf | 2011 | CZ02 | cDXGF | 0 | None | 1 | 99998.18 | 3503873 |  | 372306.4 | 0 | 52954.79 | 0 | 8733.231 | 109451.6 | 0 | 1318282 | 867.2905 | 1316701 | 1642139 | 0 | 0 | 0 | 44851870 | 0 | 44851870 | 448.5187 | 13141.5979 | 0 | 79.2848 | 26.6149 | 2021-07-04 22:42
StdNResSpltPkgAC-65to134 | PreNResSpltPkgAC-65to-PEYes | WRf | 2011 | CZ03 | cDXGF | 0 | None | 1 | 99998.18 | 3555778 |  | 372306.4 | 0 | 52954.79 | 0 | 6919.722 | 112117.4 | 0 | 1318210 | 826.445 | 1316784 | 1693262 | 0 | 0 | 0 | 46742450 | 0 | 46742450 | 467.4245 | 13695.5379 | 0 | 79.2848 | 26.6149 | 2021-07-04 22:42
StdNResSpltPkgAC-65to134 | PreNResSpltPkgAC-65to-PEYes | WRf | 2011 | CZ04 | cDXGF | 0 | None | 1 | 99998.18 | 3568043 |  | 372306.4 | 0 | 52954.79 | 0 | 10815.39 | 115432.4 | 0 | 1318696 | 1087.888 | 1317028 | 1697840 | 0 | 0 | 0 | 43283460 | 0 | 43283460 | 432.8346 | 12682.0538 | 0 | 79.2848 | 26.6149 | 2021-07-04 22:43
StdNResSpltPkgAC-65to134 | PreNResSpltPkgAC-65to-PEYes | WRf | 2011 | CZ05 | cDXGF | 0 | None | 1 | 99998.18 | 3554656 |  | 372306.4 | 0 | 52954.79 | 0 | 8344.91 | 111678.9 | 0 | 1318246 | 833.8531 | 1316966 | 1691121 | 0 | 0 | 0 | 45761460 | 0 | 45761460 | 457.6146 | 13408.1078 | 0 | 79.2848 | 26.6149 | 2021-07-04 22:43
StdNResSpltPkgAC-65to134 | PreNResSpltPkgAC-65to-PEYes | WRf | 2011 | CZ06 | cDXGF | 0 | None | 1 | 99998.18 | 3880635 |  | 372306.4 | 0 | 52954.79 | 0 | 14360.38 | 135074.5 | 0 | 1318736 | 1102.277 | 1317497 | 1987201 | 0 | 0 | 0 | 40350220 | 0 | 40350220 | 403.5022 | 11822.6145 | 0 | 79.2848 | 26.6149 | 2021-07-04 22:43
StdNResSpltPkgAC-65to134 | PreNResSpltPkgAC-65to-PEYes | WRf | 2011 | CZ07 | cDXGF | 0 | None | 1 | 99998.18 | 3737034 |  | 372306.4 | 0 | 52954.79 | 0 | 12390.9 | 127544.9 | 0 | 1318955 | 1095.405 | 1317753 | 1852881 | 0 | 0 | 0 | 41338240 | 0 | 41338240 | 413.3824 | 12112.1043 | 0 | 79.2848 | 26.6149 | 2021-07-04 22:44
StdNResSpltPkgAC-65to134 | PreNResSpltPkgAC-65to-PEYes | WRf | 2011 | CZ08 | cDXGF | 0 | None | 1 | 99998.18 | 3715454 |  | 372306.4 | 0 | 52954.79 | 0 | 15778.03 | 126854.7 | 0 | 1319137 | 1248.329 | 1317533 | 1828421 | 0 | 0 | 0 | 36668560 | 0 | 36668560 | 366.6856 | 10743.8881 | 0 | 79.2848 | 26.6149 | 2021-07-04 22:44
StdNResSpltPkgAC-65to134 | PreNResSpltPkgAC-65to-PEYes | WRf | 2011 | CZ09 | cDXGF | 0 | None | 1 | 99998.18 | 3578743 |  | 372306.4 | 0 | 52954.79 | 0 | 14435.41 | 117010.9 | 0 | 1319081 | 1087.084 | 1317774 | 1702953 | 0 | 0 | 0 | 37316430 | 0 | 37316430 | 373.1643 | 10933.714 | 0 | 79.2848 | 26.6149 | 2021-07-04 22:44
StdNResSpltPkgAC-65to134 | PreNResSpltPkgAC-65to-PEYes | WRf | 2011 | CZ10 | cDXGF | 0 | None | 1 | 99998.18 | 3593084 |  | 372306.4 | 0 | 52954.79 | 0 | 15331.04 | 119101.3 | 0 | 1319201 | 1060.594 | 1317874 | 1714191 | 0 | 0 | 0 | 35253810 | 0 | 35253810 | 352.5381 | 10329.3663 | 0 | 79.2848 | 26.6149 | 2021-07-04 22:45
StdNResSpltPkgAC-65to134 | PreNResSpltPkgAC-65to-PEYes | WRf | 2011 | CZ11 | cDXGF | 0 | None | 1 | 99998.18 | 3567077 |  | 372306.4 | 0 | 52954.79 | 0 | 13575.86 | 115012.4 | 0 | 1319206 | 1125.303 | 1317192 | 1694015 | 0 | 0 | 0 | 40561320 | 0 | 40561320 | 405.6132 | 11884.4668 | 0 | 79.2848 | 26.6149 | 2021-07-04 22:45
StdNResSpltPkgAC-65to134 | PreNResSpltPkgAC-65to-PEYes | WRf | 2011 | CZ12 | cDXGF | 0 | None | 1 | 99998.18 | 3548431 |  | 372306.4 | 0 | 52954.79 | 0 | 11591.59 | 114326.5 | 0 | 1318696 | 1055.921 | 1316937 | 1678552 | 0 | 0 | 0 | 42144180 | 0 | 42144180 | 421.4418 | 12348.2447 | 0 | 79.2848 | 26.6149 | 2021-07-04 22:45
StdNResSpltPkgAC-65to134 | PreNResSpltPkgAC-65to-PEYes | WRf | 2011 | CZ13 | cDXGF | 0 | None | 1 | 99998.18 | 3586220 |  | 372306.4 | 0 | 52954.79 | 0 | 15005.95 | 118543.4 | 0 | 1319101 | 941.3057 | 1317486 | 1708304 | 0 | 0 | 0 | 36289340 | 0 | 36289340 | 362.8934 | 10632.7766 | 0 | 79.2848 | 26.6149 | 2021-07-04 22:46
StdNResSpltPkgAC-65to134 | PreNResSpltPkgAC-65to-PEYes | WRf | 2011 | CZ14 | cDXGF | 0 | None | 1 | 99998.18 | 3565943 |  | 372306.4 | 0 | 52954.79 | 0 | 14469.17 | 110200.4 | 0 | 1318959 | 942.6238 | 1317481 | 1697054 | 0 | 0 | 0 | 38544680 | 0 | 38544680 | 385.4468 | 11293.5912 | 0 | 79.2848 | 26.6149 | 2021-07-04 22:46
StdNResSpltPkgAC-65to134 | PreNResSpltPkgAC-65to-PEYes | WRf | 2011 | CZ15 | cDXGF | 0 | None | 1 | 99998.18 | 3693265 |  | 372306.4 | 0 | 52954.79 | 0 | 25271.76 | 127946.2 | 0 | 1320595 | 961.7339 | 1319333 | 1794190 | 0 | 0 | 0 | 24613670 | 0 | 24613670 | 246.1367 | 7211.8053 | 0 | 79.2848 | 26.6149 | 2021-07-04 22:46
StdNResSpltPkgAC-65to134 | PreNResSpltPkgAC-65to-PEYes | WRf | 2011 | CZ16 | cDXGF | 0 | None | 1 | 99998.18 | 3374264 |  | 372306.4 | 0 | 52954.79 | 0 | 5881.106 | 95936.53 | 0 | 1318318 | 1090.096 | 1316314 | 1528864 | 0 | 0 | 0 | 57351710 | 0 | 57351700 | 573.517 | 16804.0481 | 0 | 79.2848 | 26.6149 | 2021-07-04 22:47
StdNResSpltPkgAC-65to134 | PreNResSpltPkgAC-65to-PEYes | WRf | 2015 | CZ01 | cDXGF | 0 | None | 1 | 99998.18 | 3480483 |  | 372306.4 | 0 | 52954.79 | 0 | 2041.799 | 104031.6 | 0 | 1317681 | 740.8933 | 1315942 | 1631462 | 0 | 0 | 0 | 57103530 | 0 | 57103530 | 571.0353 | 16731.3343 | 0 | 79.2848 | 26.6149 | 2021-07-04 22:47
StdNResSpltPkgAC-65to134 | PreNResSpltPkgAC-65to-PEYes | WRf | 2015 | CZ02 | cDXGF | 0 | None | 1 | 99998.18 | 3503451 |  | 372306.4 | 0 | 52954.79 | 0 | 8435.82 | 109452.8 | 0 | 1318158 | 841.659 | 1316628 | 1642141 | 0 | 0 | 0 | 44605670 | 0 | 44605670 | 446.0567 | 13069.4613 | 0 | 79.2848 | 26.6149 | 2021-07-04 22:48
StdNResSpltPkgAC-65to134 | PreNResSpltPkgAC-65to-PEYes | WRf | 2015 | CZ03 | cDXGF | 0 | None | 1 | 99998.18 | 3555387 |  | 372306.4 | 0 | 52954.79 | 0 | 6685.026 | 112114 | 0 | 1318056 | 806.9078 | 1316758 | 1693267 | 0 | 0 | 0 | 46719790 | 0 | 46719790 | 467.1979 | 13688.8985 | 0 | 79.2848 | 26.6149 | 2021-07-04 22:48
StdNResSpltPkgAC-65to134 | PreNResSpltPkgAC-65to-PEYes | WRf | 2015 | CZ04 | cDXGF | 0 | None | 1 | 99998.18 | 3567234 |  | 372306.4 | 0 | 52954.79 | 0 | 10230.59 | 115435.8 | 0 | 1318458 | 1037.401 | 1316913 | 1697843 | 0 | 0 | 0 | 42806520 | 0 | 42806510 | 428.0651 | 12542.3074 | 0 | 79.2848 | 26.6149 | 2021-07-04 22:48
StdNResSpltPkgAC-65to134 | PreNResSpltPkgAC-65to-PEYes | WRf | 2015 | CZ05 | cDXGF | 0 | None | 1 | 99998.18 | 3554158 |  | 372306.4 | 0 | 52954.79 | 0 | 7961.877 | 111680.7 | 0 | 1318124 | 816.9826 | 1316962 | 1691126 | 0 | 0 | 0 | 45734280 | 0 | 45734280 | 457.3428 | 13400.144 | 0 | 79.2848 | 26.6149 | 2021-07-04 22:49
StdNResSpltPkgAC-65to134 | PreNResSpltPkgAC-65to-PEYes | WRf | 2015 | CZ06 | cDXGF | 0 | None | 1 | 99998.18 | 3879806 |  | 372306.4 | 0 | 52954.79 | 0 | 13719.08 | 135076.1 | 0 | 1318542 | 1040.744 | 1317414 | 1987204 | 0 | 0 | 0 | 39578550 | 0 | 39578550 | 395.7855 | 11596.5152 | 0 | 79.2848 | 26.6149 | 2021-07-04 22:49
StdNResSpltPkgAC-65to134 | PreNResSpltPkgAC-65to-PEYes | WRf | 2015 | CZ07 | cDXGF | 0 | None | 1 | 99998.18 | 3736313 |  | 372306.4 | 0 | 52954.79 | 0 | 11803.24 | 127544.8 | 0 | 1318816 | 1047.876 | 1317698 | 1852884 | 0 | 0 | 0 | 40666460 | 0 | 40666460 | 406.6646 | 11915.2728 | 0 | 79.2848 | 26.6149 | 2021-07-04 22:49
StdNResSpltPkgAC-65to134 | PreNResSpltPkgAC-65to-PEYes | WRf | 2015 | CZ08 | cDXGF | 0 | None | 1 | 99998.18 | 3714395 |  | 372306.4 | 0 | 52954.79 | 0 | 14983.47 | 126852.1 | 0 | 1318870 | 1182.091 | 1317470 | 1828423 | 0 | 0 | 0 | 35997510 | 0 | 35997510 | 359.9751 | 10547.2704 | 0 | 79.2848 | 26.6149 | 2021-07-04 22:50
StdNResSpltPkgAC-65to134 | PreNResSpltPkgAC-65to-PEYes | WRf | 2015 | CZ09 | cDXGF | 0 | None | 1 | 99998.18 | 3577645 |  | 372306.4 | 0 | 52954.79 | 0 | 13630.37 | 117013 | 0 | 1318787 | 917.1536 | 1317780 | 1702954 | 0 | 0 | 0 | 36104270 | 0 | 36104270 | 361.0427 | 10578.5511 | 0 | 79.2848 | 26.6149 | 2021-07-04 22:50
StdNResSpltPkgAC-65to134 | PreNResSpltPkgAC-65to-PEYes | WRf | 2015 | CZ10 | cDXGF | 0 | None | 1 | 99998.18 | 3592378 |  | 372306.4 | 0 | 52954.79 | 0 | 14754.55 | 119102.5 | 0 | 1319066 | 1024.138 | 1317798 | 1714193 | 0 | 0 | 0 | 34848140 | 0 | 34848140 | 348.4814 | 10210.505 | 0 | 79.2848 | 26.6149 | 2021-07-04 22:50
StdNResSpltPkgAC-65to134 | PreNResSpltPkgAC-65to-PEYes | WRf | 2015 | CZ11 | cDXGF | 0 | None | 1 | 99998.18 | 3566399 |  | 372306.4 | 0 | 52954.79 | 0 | 13048.07 | 115012.6 | 0 | 1319034 | 1102.588 | 1317152 | 1694039 | 0 | 0 | 0 | 40398060 | 0 | 40398060 | 403.9806 | 11836.6316 | 0 | 79.2848 | 26.6149 | 2021-07-04 22:51
StdNResSpltPkgAC-65to134 | PreNResSpltPkgAC-65to-PEYes | WRf | 2015 | CZ12 | cDXGF | 0 | None | 1 | 99998.18 | 3547837 |  | 372306.4 | 0 | 52954.79 | 0 | 11150.86 | 114330.3 | 0 | 1318541 | 1024.302 | 1316880 | 1678554 | 0 | 0 | 0 | 41862870 | 0 | 41862870 | 418.6287 | 12265.8209 | 0 | 79.2848 | 26.6149 | 2021-07-04 22:51
StdNResSpltPkgAC-65to134 | PreNResSpltPkgAC-65to-PEYes | WRf | 2015 | CZ13 | cDXGF | 0 | None | 1 | 99998.18 | 3585484 |  | 372306.4 | 0 | 52954.79 | 0 | 14436.38 | 118542.1 | 0 | 1318938 | 927.8291 | 1317347 | 1708305 | 0 | 0 | 0 | 36233460 | 0 | 36233460 | 362.3346 | 10616.4038 | 0 | 79.2848 | 26.6149 | 2021-07-04 22:51
StdNResSpltPkgAC-65to134 | PreNResSpltPkgAC-65to-PEYes | WRf | 2015 | CZ14 | cDXGF | 0 | None | 1 | 99998.18 | 3565201 |  | 372306.4 | 0 | 52954.79 | 0 | 13889.1 | 110197.2 | 0 | 1318795 | 922.1424 | 1317394 | 1697055 | 0 | 0 | 0 | 38460270 | 0 | 38460270 | 384.6027 | 11268.8591 | 0 | 79.2848 | 26.6149 | 2021-07-04 22:52
StdNResSpltPkgAC-65to134 | PreNResSpltPkgAC-65to-PEYes | WRf | 2015 | CZ15 | cDXGF | 0 | None | 1 | 99998.18 | 3692181 |  | 372306.4 | 0 | 52954.79 | 0 | 24373.46 | 127945 | 0 | 1320409 | 946.4415 | 1319144 | 1794190 | 0 | 0 | 0 | 24450280 | 0 | 24450280 | 244.5028 | 7163.932 | 0 | 79.2848 | 26.6149 | 2021-07-04 22:52
StdNResSpltPkgAC-65to134 | PreNResSpltPkgAC-65to-PEYes | WRf | 2015 | CZ16 | cDXGF | 0 | None | 1 | 99998.18 | 3373894 |  | 372306.4 | 0 | 52954.79 | 0 | 5630.674 | 95939.45 | 0 | 1318194 | 1052.223 | 1316280 | 1528867 | 0 | 0 | 0 | 56944910 | 0 | 56944910 | 569.4491 | 16684.8586 | 0 | 79.2848 | 26.6149 | 2021-07-04 22:52
StdNResSpltPkgAC-65to134 | PreNResSpltPkgAC-65to-PEYes | WRf | 2017 | CZ01 | cDXGF | 0 | None | 1 | 99998.18 | 3417831 |  | 371531.8 | 0 | 52954.79 | 0 | 2149.126 | 101532.9 | 0 | 1317723 | 709.3119 | 1316007 | 1571934 | 0 | 0 | 0 | 56111950 | 0 | 56111940 | 561.1194 | 16440.7984 | 0 | 79.0666 | 26.6149 | 2021-07-04 22:53
StdNResSpltPkgAC-65to134 | PreNResSpltPkgAC-65to-PEYes | WRf | 2017 | CZ02 | cDXGF | 0 | None | 1 | 99998.18 | 3476853 |  | 371531.8 | 0 | 52954.79 | 0 | 8464.334 | 108272.5 | 0 | 1318125 | 831.0838 | 1316656 | 1617504 | 0 | 0 | 0 | 46540600 | 0 | 46540600 | 465.406 | 13636.3958 | 0 | 79.0666 | 26.6149 | 2021-07-04 22:53
StdNResSpltPkgAC-65to134 | PreNResSpltPkgAC-65to-PEYes | WRf | 2017 | CZ03 | cDXGF | 0 | None | 1 | 99998.18 | 3530545 |  | 371531.8 | 0 | 52954.79 | 0 | 6684.372 | 111023.3 | 0 | 1318063 | 800.7106 | 1316760 | 1670283 | 0 | 0 | 0 | 48693900 | 0 | 48693900 | 486.939 | 14267.3127 | 0 | 79.0666 | 26.6149 | 2021-07-04 22:53
StdNResSpltPkgAC-65to134 | PreNResSpltPkgAC-65to-PEYes | WRf | 2017 | CZ04 | cDXGF | 0 | None | 1 | 99998.18 | 3539336 |  | 371531.8 | 0 | 52954.79 | 0 | 10254.1 | 114137.2 | 0 | 1318415 | 1022.957 | 1316881 | 1672038 | 0 | 0 | 0 | 44857200 | 0 | 44857200 | 448.572 | 13143.1596 | 0 | 79.0666 | 26.6149 | 2021-07-04 22:54
StdNResSpltPkgAC-65to134 | PreNResSpltPkgAC-65to-PEYes | WRf | 2017 | CZ05 | cDXGF | 0 | None | 1 | 99998.18 | 3504376 |  | 371531.8 | 0 | 52954.79 | 0 | 7999.003 | 109461.4 | 0 | 1318106 | 798.8707 | 1316947 | 1644317 | 0 | 0 | 0 | 46828740 | 0 | 46828740 | 468.2874 | 13720.8208 | 0 | 79.0666 | 26.6149 | 2021-07-04 22:54
StdNResSpltPkgAC-65to134 | PreNResSpltPkgAC-65to-PEYes | WRf | 2017 | CZ06 | cDXGF | 0 | None | 1 | 99998.18 | 3689761 |  | 371531.8 | 0 | 52954.79 | 0 | 13595.48 | 128437.8 | 0 | 1318638 | 1064.707 | 1317437 | 1804599 | 0 | 0 | 0 | 42090210 | 0 | 42090210 | 420.9021 | 12332.4315 | 0 | 79.0666 | 26.6149 | 2021-07-04 22:54
StdNResSpltPkgAC-65to134 | PreNResSpltPkgAC-65to-PEYes | WRf | 2017 | CZ07 | cDXGF | 0 | None | 1 | 99998.18 | 3635020 |  | 371531.8 | 0 | 52954.79 | 0 | 12048.4 | 123134.4 | 0 | 1318627 | 1054.974 | 1317462 | 1756719 | 0 | 0 | 0 | 43322190 | 0 | 43322190 | 433.2219 | 12693.4017 | 0 | 79.0666 | 26.6149 | 2021-07-04 22:55
StdNResSpltPkgAC-65to134 | PreNResSpltPkgAC-65to-PEYes | WRf | 2017 | CZ08 | cDXGF | 0 | None | 1 | 99998.18 | 3622188 |  | 371531.8 | 0 | 52954.79 | 0 | 14821.27 | 123299.9 | 0 | 1318775 | 1184.513 | 1317395 | 1740805 | 0 | 0 | 0 | 38020180 | 0 | 38020180 | 380.2018 | 11139.9127 | 0 | 79.0666 | 26.6149 | 2021-07-04 22:55
StdNResSpltPkgAC-65to134 | PreNResSpltPkgAC-65to-PEYes | WRf | 2017 | CZ09 | cDXGF | 0 | None | 1 | 99998.18 | 3547559 |  | 371531.8 | 0 | 52954.79 | 0 | 13516.78 | 115565.8 | 0 | 1318890 | 1004.386 | 1317708 | 1675094 | 0 | 0 | 0 | 39010200 | 0 | 39010200 | 390.102 | 11429.9886 | 0 | 79.0666 | 26.6149 | 2021-07-04 22:55
StdNResSpltPkgAC-65to134 | PreNResSpltPkgAC-65to-PEYes | WRf | 2017 | CZ10 | cDXGF | 0 | None | 1 | 99998.18 | 3561501 |  | 371531.8 | 0 | 52954.79 | 0 | 14660.48 | 117597.2 | 0 | 1319023 | 1010.11 | 1317800 | 1685730 | 0 | 0 | 0 | 37153500 | 0 | 37153500 | 371.535 | 10885.9755 | 0 | 79.0666 | 26.6149 | 2021-07-04 22:56
StdNResSpltPkgAC-65to134 | PreNResSpltPkgAC-65to-PEYes | WRf | 2017 | CZ11 | cDXGF | 0 | None | 1 | 99998.18 | 3536979 |  | 371531.8 | 0 | 52954.79 | 0 | 12874.22 | 113626.2 | 0 | 1318966 | 1100.097 | 1317108 | 1667024 | 0 | 0 | 0 | 42029500 | 0 | 42029500 | 420.295 | 12314.6435 | 0 | 79.0666 | 26.6149 | 2021-07-04 22:56
StdNResSpltPkgAC-65to134 | PreNResSpltPkgAC-65to-PEYes | WRf | 2017 | CZ12 | cDXGF | 0 | None | 1 | 99998.18 | 3519345 |  | 371531.8 | 0 | 52954.79 | 0 | 11122.48 | 112980.9 | 0 | 1318488 | 1000.692 | 1316920 | 1652266 | 0 | 0 | 0 | 43779360 | 0 | 43779360 | 437.7936 | 12827.3525 | 0 | 79.0666 | 26.6149 | 2021-07-04 22:56
StdNResSpltPkgAC-65to134 | PreNResSpltPkgAC-65to-PEYes | WRf | 2017 | CZ13 | cDXGF | 0 | None | 1 | 99998.18 | 3553066 |  | 371531.8 | 0 | 52954.79 | 0 | 14197.19 | 116969.2 | 0 | 1318887 | 951.4317 | 1317332 | 1678523 | 0 | 0 | 0 | 38283340 | 0 | 38283340 | 382.8334 | 11217.0186 | 0 | 79.0666 | 26.6149 | 2021-07-04 22:57
StdNResSpltPkgAC-65to134 | PreNResSpltPkgAC-65to-PEYes | WRf | 2017 | CZ14 | cDXGF | 0 | None | 1 | 99998.18 | 3535308 |  | 371531.8 | 0 | 52954.79 | 0 | 13721.93 | 108930.7 | 0 | 1318746 | 924.8595 | 1317335 | 1669420 | 0 | 0 | 0 | 40027970 | 0 | 40027970 | 400.2797 | 11728.1952 | 0 | 79.0666 | 26.6149 | 2021-07-04 22:57
StdNResSpltPkgAC-65to134 | PreNResSpltPkgAC-65to-PEYes | WRf | 2017 | CZ15 | cDXGF | 0 | None | 1 | 99998.18 | 3653943 |  | 371531.8 | 0 | 52954.79 | 0 | 23797.16 | 126121.4 | 0 | 1320292 | 957.7497 | 1319036 | 1759246 | 0 | 0 | 0 | 26435240 | 0 | 26435240 | 264.3524 | 7745.5253 | 0 | 79.0666 | 26.6149 | 2021-07-04 22:57
StdNResSpltPkgAC-65to134 | PreNResSpltPkgAC-65to-PEYes | WRf | 2017 | CZ16 | cDXGF | 0 | None | 1 | 99998.18 | 3351254 |  | 371531.8 | 0 | 52954.79 | 0 | 5601.145 | 95114.34 | 0 | 1318195 | 1008.953 | 1316276 | 1507853 | 0 | 0 | 0 | 57542380 | 0 | 57542380 | 575.4238 | 16859.9173 | 0 | 79.0666 | 26.6149 | 2021-07-04 22:58
StdNResSpltPkgAC-65to134 | PreNResSpltPkgAC-65to-PEYes | WRf | 2020 | CZ01 | cDXGF | 0 | None | 1 | 99998.18 | 3247146 |  | 237523.4 | 0 | 52954.79 | 0 | 1961.546 | 100178.8 | 0 | 1317521 | 679.3403 | 1315922 | 1537009 | 0 | 0 | 0 | 56305290 | 0 | 56305290 | 563.0529 | 16497.45 | 0 | 50.7909 | 26.6149 | 2021-07-04 22:58
StdNResSpltPkgAC-65to134 | PreNResSpltPkgAC-65to-PEYes | WRf | 2020 | CZ02 | cDXGF | 0 | None | 1 | 99998.18 | 3307591 |  | 237523.4 | 0 | 52954.79 | 0 | 7862.578 | 106835.6 | 0 | 1317875 | 749.6903 | 1316519 | 1584542 | 0 | 0 | 0 | 46007920 | 0 | 46007920 | 460.0792 | 13480.3206 | 0 | 50.7909 | 26.6149 | 2021-07-04 22:58
StdNResSpltPkgAC-65to134 | PreNResSpltPkgAC-65to-PEYes | WRf | 2020 | CZ03 | cDXGF | 0 | None | 1 | 99998.18 | 3362845 |  | 237523.4 | 0 | 52954.79 | 0 | 6216.205 | 109569 | 0 | 1317821 | 729.6107 | 1316641 | 1638763 | 0 | 0 | 0 | 48250820 | 0 | 48250820 | 482.5082 | 14137.4903 | 0 | 50.7909 | 26.6149 | 2021-07-04 22:59
StdNResSpltPkgAC-65to134 | PreNResSpltPkgAC-65to-PEYes | WRf | 2020 | CZ04 | cDXGF | 0 | None | 1 | 99998.18 | 3370477 |  | 237523.4 | 0 | 52954.79 | 0 | 9565.266 | 112620.4 | 0 | 1318146 | 925.1113 | 1316770 | 1639663 | 0 | 0 | 0 | 44431200 | 0 | 44431200 | 444.312 | 13018.3416 | 0 | 50.7909 | 26.6149 | 2021-07-04 22:59
StdNResSpltPkgAC-65to134 | PreNResSpltPkgAC-65to-PEYes | WRf | 2020 | CZ05 | cDXGF | 0 | None | 1 | 99998.18 | 3336061 |  | 237523.4 | 0 | 52954.79 | 0 | 7447.534 | 108017.3 | 0 | 1317851 | 721.9329 | 1316813 | 1612268 | 0 | 0 | 0 | 46231410 | 0 | 46231410 | 462.3141 | 13545.8031 | 0 | 50.7909 | 26.6149 | 2021-07-04 22:59
StdNResSpltPkgAC-65to134 | PreNResSpltPkgAC-65to-PEYes | WRf | 2020 | CZ06 | cDXGF | 0 | None | 1 | 99998.18 | 3519997 |  | 237523.4 | 0 | 52954.79 | 0 | 12816.69 | 126763.1 | 0 | 1318324 | 947.8478 | 1317306 | 1771614 | 0 | 0 | 0 | 41580340 | 0 | 41580340 | 415.8034 | 12183.0396 | 0 | 50.7909 | 26.6149 | 2021-07-04 23:00
StdNResSpltPkgAC-65to134 | PreNResSpltPkgAC-65to-PEYes | WRf | 2020 | CZ07 | cDXGF | 0 | None | 1 | 99998.18 | 3467396 |  | 237523.4 | 0 | 52954.79 | 0 | 11329.05 | 121502.7 | 0 | 1318318 | 938.461 | 1317330 | 1725769 | 0 | 0 | 0 | 42656090 | 0 | 42656080 | 426.5608 | 12498.2314 | 0 | 50.7909 | 26.6149 | 2021-07-04 23:00
StdNResSpltPkgAC-65to134 | PreNResSpltPkgAC-65to-PEYes | WRf | 2020 | CZ08 | cDXGF | 0 | None | 1 | 99998.18 | 3454013 |  | 237523.4 | 0 | 52954.79 | 0 | 13932.1 | 121651.7 | 0 | 1318494 | 1082.807 | 1317211 | 1709458 | 0 | 0 | 0 | 37593420 | 0 | 37593420 | 375.9342 | 11014.8721 | 0 | 50.7909 | 26.6149 | 2021-07-04 23:00
StdNResSpltPkgAC-65to134 | PreNResSpltPkgAC-65to-PEYes | WRf | 2020 | CZ09 | cDXGF | 0 | None | 1 | 99998.18 | 3379761 |  | 237523.4 | 0 | 52954.79 | 0 | 12698.77 | 114022.8 | 0 | 1318576 | 930.7653 | 1317534 | 1643986 | 0 | 0 | 0 | 38997780 | 0 | 38997780 | 389.9778 | 11426.3495 | 0 | 50.7909 | 26.6149 | 2021-07-04 23:01
StdNResSpltPkgAC-65to134 | PreNResSpltPkgAC-65to-PEYes | WRf | 2020 | CZ10 | cDXGF | 0 | None | 1 | 99998.18 | 3393675 |  | 237523.4 | 0 | 52954.79 | 0 | 13782.66 | 116038 | 0 | 1318719 | 943.1717 | 1317590 | 1654656 | 0 | 0 | 0 | 37112330 | 0 | 37112330 | 371.1233 | 10873.9127 | 0 | 50.7909 | 26.6149 | 2021-07-04 23:01
StdNResSpltPkgAC-65to134 | PreNResSpltPkgAC-65to-PEYes | WRf | 2020 | CZ11 | cDXGF | 0 | None | 1 | 99998.18 | 3367925 |  | 237523.4 | 0 | 52954.79 | 0 | 12111.34 | 112126.2 | 0 | 1318714 | 1052.611 | 1316940 | 1634495 | 0 | 0 | 0 | 42076380 | 0 | 42076380 | 420.7638 | 12328.3793 | 0 | 50.7909 | 26.6149 | 2021-07-04 23:01
StdNResSpltPkgAC-65to134 | PreNResSpltPkgAC-65to-PEYes | WRf | 2020 | CZ12 | cDXGF | 0 | None | 1 | 99998.18 | 3350081 |  | 237523.4 | 0 | 52954.79 | 0 | 10440.09 | 111469.4 | 0 | 1318208 | 912.2186 | 1316758 | 1619487 | 0 | 0 | 0 | 43432580 | 0 | 43432580 | 434.3258 | 12725.7459 | 0 | 50.7909 | 26.6149 | 2021-07-04 23:02
StdNResSpltPkgAC-65to134 | PreNResSpltPkgAC-65to-PEYes | WRf | 2020 | CZ13 | cDXGF | 0 | None | 1 | 99998.18 | 3382769 |  | 237523.4 | 0 | 52954.79 | 0 | 13390.74 | 115384.9 | 0 | 1318627 | 911.8644 | 1317142 | 1644887 | 0 | 0 | 0 | 38386240 | 0 | 38386240 | 383.8624 | 11247.1683 | 0 | 50.7909 | 26.6149 | 2021-07-04 23:02
StdNResSpltPkgAC-65to134 | PreNResSpltPkgAC-65to-PEYes | WRf | 2020 | CZ14 | cDXGF | 0 | None | 1 | 99998.18 | 3366444 |  | 237523.4 | 0 | 52954.79 | 0 | 12915.38 | 107560.7 | 0 | 1318491 | 884.6918 | 1317130 | 1636998 | 0 | 0 | 0 | 39967860 | 0 | 39967860 | 399.6786 | 11710.583 | 0 | 50.7909 | 26.6149 | 2021-07-04 23:02
StdNResSpltPkgAC-65to134 | PreNResSpltPkgAC-65to-PEYes | WRf | 2020 | CZ15 | cDXGF | 0 | None | 1 | 99998.18 | 3483394 |  | 237523.4 | 0 | 52954.79 | 0 | 22605.58 | 124489.7 | 0 | 1320002 | 908.9459 | 1318907 | 1725823 | 0 | 0 | 0 | 26276450 | 0 | 26276450 | 262.7645 | 7698.9999 | 0 | 50.7909 | 26.6149 | 2021-07-04 23:03
StdNResSpltPkgAC-65to134 | PreNResSpltPkgAC-65to-PEYes | WRf | 2020 | CZ16 | cDXGF | 0 | None | 1 | 99998.18 | 3182017 |  | 237523.4 | 0 | 52954.79 | 0 | 5252.44 | 93905.75 | 0 | 1317939 | 957.1155 | 1316194 | 1474438 | 0 | 0 | 0 | 57687750 | 0 | 57687740 | 576.8774 | 16902.5078 | 0 | 50.7909 | 26.6149 | 2021-07-04 23:03

## script
This is the transform script used to convert the E+ out (results-summary.csv) to the sim_annual format.
This can be used to help determine how the end use categories line up between both formats.
def end_use_rearrange(df_in):
df_in['kwh_tot'] = (df_in['Heating Elec (kWh)'] + \
df_in['Cooling Elec (kWh)'] +\
df_in['Interior Equipment Elec (kWh)'] +\
df_in['Interior Lighting (kWh)'] +\
df_in['Exterior Lighting (kWh)'] +\
df_in['Fans (kWh)']+\
df_in['Pumps (kWh)'])
df_in['kwh_ltg'] = (df_in['Interior Lighting (kWh)'] +\
df_in['Exterior Lighting (kWh)'])
df_in['kwh_task'] = 0 # placeholder (task lighting load?)
df_in['kwh_equip'] = df_in['Interior Equipment Elec (kWh)'] +\
df_in['Exterior Equipment (kWh)']
df_in['kwh_htg'] = df_in['Heating Elec (kWh)']
df_in['kwh_clg'] = df_in['Cooling Elec (kWh)']
df_in['kwh_twr'] = 0 #place holder (tower kwh load?)
df_in['kwh_aux'] = 0 #place holder (aux equipment kwh load?)
df_in['kwh_vent'] = df_in['Fans (kWh)'] #use fan kWh as vent load for now
df_in['kwh_venthtg'] =0 #placeholders fields for now
df_in['kwh_ventclg'] =0
df_in['kwh_refg'] = 0
df_in['kwh_hpsup'] = 0
df_in['kwh_shw'] = 0
df_in['kwh_ext'] = 0
df_in['thm_tot'] = (df_in['Heating NG (kWh)'] +\
df_in['Cooling NG (kWh)'] +\
df_in['Interior Equipment NG (kWh)'] +\
df_in['Water Systems (kWh)'])/29.3
df_in['thm_equip'] = df_in['Interior Equipment NG (kWh)']/29.3
df_in['thm_htg'] = df_in['Heating NG (kWh)']/29.3
df_in['thm_shw'] = df_in['Water Systems (kWh)']/29.3
df_in['deskw_ltg'] = 1 #placeholders fields for now
df_in['deskw_equ'] = 1
return df_in