## Cover Sheet
RACC Tool for Deemed Measure Packages
For Southern California Edison
Change log
Version | Date |  | Author |  | Changes
0 | 2021-07-29 |  | Solaris-Technical, LLC |  | Initial version, derived from SCE RACC Tool for Program Data
0.1 | 2021-08-26 |  | Solaris-Technical, LLC |  | Clarified source version of Refrigerant Calculator. Set GHG Adder to 2021 by default. Improved instructions & source references. Examples revised.
0.2 | 2021-10-07 |  | Solaris-Technical, LLC |  | Removed the mid-year discounting and discounting to the claim year so that the avoided costs for a normal replacement (NR) measure application type match the E3 Dashboard results
0.3 | 2021-11-03 |  | Solaris-Technical, LLC |  | 1) Using the avoided cost calculation approach of Normal Replacement (NR) for Accelerated Replacement (AR) measure application type as an interim approach, until CPUC's refrigerant avoided cost calculator (RACC) is revised to include measure application types 2) As directed by E-5152, Attachment A, IOUs funding proportions based average weighted average cost of capital (WACC) will be used for calculating avoided costs for statewide measures.
Workbook sheets color coding
SCE calculator to support deemed measures
CPUC 2021 ACC Refrigerant Calculator v1b.xlsx
Summary of Proposed Adjustments to CPUC 2021 ACC Refrigerant Calculator v1b.xlsx (CPUC calculator) 1) Created "Deemed Dashboard" to calculate refrigerant avoided costs for multiple devices and measures in the same sheet following the methodology in 2021 ACC Refrigerant Calculator (E3 Dashboard) 2) Performed secondary research for common refrigerant type and refrigerant charge in the same normalizing units as deemed measure packages. This information was not available in CPUC calculator. Users can use this information to support the user specified entries allowed in the CPUC calculator. 3) In the "Deemed Dashboard", measure application type was added as a user input. As an interim approach, the avoided costs of Accelerated Replacement (AR) measure application type will be calculated using the similar methodology of Normal Replacement (NR) measures but by considering pre-existing device type as the baseline for the EUL of the measure. In the future, it is recommended that CPUC calculator be updated to include measure application type and the avoided costs for AR measures be calculated based on the sequence of events. Refer to the future updates section below for details. 4) Using a statewide weighted average cost of capital (WACC) calculated using the IOUs funding proportions of statewide energy programs.
Background The Refrigerant Avoided Cost Calculation (RACC) Tool for measure packages (deemed) is based on the Refrigerant Calculator from E3's Avoided Cost Calculator bundle. The deemed calculator extends the tool to allow for multiple measures in one worksheet (with no macros), among other improvements and changes discussed in the section "Adjustments to E3 Dashboard". The tool is intended to be used to satisfy the requirement per Draft Resolution E-5152 (DEER 2023) that a measure package shall provide a RACC results workbook when required. Source versions GHG Adder - 2021 ACC Refrigerant Calculator v1b.xlsx Six-way output field names - As listed in CPUC Resolution E-5152 CET field names - As of August 2021 Deemed Dashboard The main entry point is the Measure Package Dashboard sheet. Here, the user will enter general inputs, followed by measure-specific inputs for each offering (i.e. each line item in the Measurement tab, assuming each offering has a uniquely matched measure application type).* The outputs are the six fields for NPV {Benefits, Costs} × {Pre, Std, MEA}, described in greater detail below. * Based on a review of several measures involving fuel substitution, it appears that the refrigerant inventory per normalizing unit, and correspondingly the emissions due to leakage, will not depend on any additional independent variables (BldgLoc, BldgType, BldgVint, DeliveryType) used to index e.g. Implementation and Energy ex ante tables. The measure application type, however, must be explicitly specified. General inputs: Device installation year - Year when the device is installed Discounted to Year - While this is typically the claim year, based on CPUC's guidance the avoided costs will be discounted to 2020 as in the E3 Dashboard. GWP Time Horizon - Choose whether to use 20-year or 100-year GWP values. The default is 100-year GWP value. WACC selection - used to lookup WACC for discounting/NPV. For statewide measure packages, this is locked to select weighted average WACC where the weights are based on electric funding split for IOUs. Active WACC% - Based on the lookup value Note that you should not extend the analysis past 2050, the last year for which GHG emissions have been monetized by the ACC's GHG adder as embedded in the ACC Inputs sheet. Measure specific inputs: Identifiers MeasureID - Identifier field, e.g. SWHC044A. NormUnit - Identifier field, e.g. "Cap-Tons" or "Each". Enter the normalizing unit from the workpaper. Refrigerant quantities and NPV costs should all be normalized by the same unit. This field is an identifier only and is not referenced by any calculations. Calculation inputs MeasAppType - e.g. NR, NC, or AR. This tool is not designed to accommodate other applications. RUL - If the measure application type is AR, enter a whole number here, otherwise enter 0. EUL - Enter the expected useful life of the measure (new equipment). Pre tech lookup, Std tech lookup, Msr tech lookup - Dropdown lists for technology types. Select a technology from the prepared list to automatically populate the advanced input fields that follow. The values are filled from the table on the Refrig Type Defaults sheet. Refrigerant type, refrigerant charge, annual refrigerant leakage rate, end-of-life leakage rate, years without top-off before end-of-life - Advanced input fields for each Pre/Std/Msr case. By default, these are filled with lookup formulas, referring to the preceding tech lookup columns. Advanced users with direct knowledge of the equipment should enter values directly. Limitation In each row of the calculation table, each case (Pre/Std/Msr) must represent a single type of equipment in terms of the refrigerant type and charge. In practice, the population of existing products may include a blend of different equipment types, and similarly the standard baseline or measure case may include a range of products that meet code or measure eligibility requirements. In order to model an equipment blend scenario, run the tool with one row for each possible combination, then create a new sheet and take an average of the output fields. Refrig Type Research and Refrig Type Defaults To provide initial estimates for the advanced inputs, these sheets summarize some desktop research by the authors. For a handful of fuel substitution measures and each case (Pre, Std, and Msr), the table provides "default" values for refrigerant type, charge, and a lookup key for the Refrigerant Leakage parameters from the E3 RACC reference table. Essentially, this table adds an additional layer on top of the information contained in the E3 RACC, for specific deemed measures. Users of this tool are expected to obtain measure-specific research and confirm the defaults. "Future research to support improvements on the tool should be supported by program evaluators as opposed to Utilities." Advanced inputs requiring research include: Most common refrigerant - for a given technology, provides a default refrigerant. The set of products on the market for a given measure (or a baseline) may in practice include multiple refrigerants; however, this tool can only accommodate one selection each for Pre, Std, and Msr equipment on each row of the dashboard. Refrigerant charge (lbs) per normalizing unit - This information was not available from the lookups in the prior version of the tool. Constants - This sheet has no user inputs or outputs but is referenced in formulas. Four sheets that follow are borrowed from E3 Refrigerant Calculator (a.k.a. RACC, 2021 version 1a as approved in CPUC Resolution E-5150): E3 Dashboard - shows how E3 calculates NPV from annual leakage and end-of-life leakage, as well as compares baseline and measure. This sheet is included only for review and comparison. It is not referenced by the Deemed Measure Dashboard and may be removed. ACC Inputs - contains the GHG Adder Coefficients that monetize emissions in each given year (in nominal dollars). This sheet is referenced by the calculations. Updated in v0.0.2: Dropdown field explicitly specifies which version of ACC is referenced. All known versions of Refrigerant Calculator are shown. Updated in v0.0.3: Default = 2021 v1a. Refrigerant leakage - Some typical refrigerant leakage rates (annual and end-of-life) by equipment type. Used for default value lookups. Modified to include the "Non-refrigerant equipment" item for baseline lookups. This sheet is referenced by the calculations. Refrigerant GWPs - Modified to include the "None" refrigerant for baseline lookups. This sheet is referenced by the calculations. How to use the tool Go to the Measure Pkg (Deemed) Dashboard and fill in the input fields using data from the workpaper (measure package). Insert additional rows as needed. Then, save the workbook. eTRM export tab was developed after discussion with the eTRM team. This tab is auto-populated by the tool.
Future Updates to CPUC's RACC tool 1) E3 Dashboard does not calculate the avoided costs for a measure (installed equipment in comparison to a baseline), but only for one piece of equipment during a normal service lifetime. The ACC documentation states, "It is crucial, however, to make sure that both the avoided and incurred costs are properly accounted for […]. It is crucial to account for the refrigerant leakage from both devices when cost effectiveness is being examined." Properly accounting for avoided and incurred costs requires a mindset which includes not only baseline and measure viewed as pieces of equipment, but also baseline and measure cases viewed as sequences of events. In the practice of analyzing EE measure baselines, the baseline sequence of events varies based on the measure application type (MAT) such as NR, AR, AOE, etc. In particular for the accelerated replacement (AR) MAT, the existing equipment is present in both the baseline and measure case sequence of events, but its removal and consequent end-of-life leakage emissions occur in different years between baseline and measure cases, which should indicate a differential in terms of NPV cost for that leakage event. Additionally with the AR MAT, there are differences between existing, standard, and measure case equipment when comparing the installation dates and service lifetimes. Therefore, the effort to gather the net of avoided and incurred costs requires an approach that goes beyond the equipment-level analysis that is provided in the RACC. The tables below present the sequence of events for NR and AR measures application type for a measure with EUL of 15 years and RUL of 5 years (for AR only). 2) The "Refrigerant Leakage" tab does not provide the output capacity details of the equipment. For example, the colling tonnage of stationary air-conditioning equipment is not available. This tab should be updated to include the output capacity. Further the tab should provide the sources for all parameters, charge rate, annual leakage rate, end of life leakage rate. etc.
Timeline example with MAT=NR and EUL = 15
Calendar year | Definition |  | Significance |  |  | Costs discounted by |  | Leakage events, baseline case |  |  | Leakage events, measure case
[8 empty] | Pre | Std | Msr | Pre | Std | Msr
Yr[1] | Claim year |  | Equipment first year in service |  |  | 1 year |  | EOL | Annual |  | EOL |  | Annual
… | [8 empty] | Annual |  |  |  | Annual
Yr[5] | Claim year + 4 |  | 5th year in service |  |  | 5 years |  |  | Annual |  |  |  | Annual
Yr[6] | Claim year + 5 |  | 6th year in service |  |  | 6 years |  |  | Annual |  |  |  | Annual
… | [8 empty] | Annual |  |  |  | Annual
Yr[15] | Claim year + 14 |  | Last year in service for measure case equipment |  |  | 15 years |  |  | Annual + EOL |  |  |  | Annual + EOL
Timeline example with MAT=AR, RUL = 5, and EUL = 15
Calendar year | Definition |  | Significance |  |  | Costs discounted by |  | Leakage events, baseline case |  |  | Leakage events, measure case
[8 empty] | Pre | Std | Msr | Pre | Std | Msr
Yr[0] | Claim year |  | Retiring pre-existing equipment |  |  | 0 years |  |  |  |  | EOL
Yr[1] | Claim year |  | Measure case equipment first year in service |  |  | 1 years |  | Annual |  |  |  |  | Annual
… | [7 empty] | Annual |  |  |  |  | Annual
Yr[5] | Claim year + 4 |  | E.g. if RUL = 5, last year in service for existing equipment |  |  | 5 years |  | Annual + EOL |  |  |  |  | Annual
Yr[6] | Claim year + 5 |  | E.g. if RUL = 5, first year in service for standard practice baseline |  |  | 6 years |  |  | Annual |  |  |  | Annual
… | [8 empty] | Annual |  |  |  | Annual
Yr[15] | Claim year + 14 |  | E.g. if EUL = 15, Last year in service for measure case equipment |  |  | 15 years |  |  | Annual |  |  |  | Annual +EOL
Timeline example with MAT=AR, RUL = 5, and EUL = 15 (interim method)
Calendar year | Definition |  | Significance |  |  | Costs discounted by |  | Leakage events, baseline case |  |  | Leakage events, measure case
[8 empty] | Pre | Std | Msr | Pre | Std | Msr
Yr[0] | Claim year - 1 |  | Retiring pre-existing equipment |  |  | 0 years |  | Annual + EOL |  |  | Annual + EOL
Yr[1] | Claim year |  | Refurbished pre-existing equipment first year in service |  |  | 1 years |  | Annual |  |  |  |  | Annual
… | [7 empty] | Annual |  |  |  |  | Annual
Yr[5] | Claim year + 4 |  | 5th year in service |  |  | 5 years |  | Annual |  |  |  |  | Annual
Yr[6] | Claim year + 5 |  | 6th year in service |  |  | 6 years |  | Annual |  |  |  |  | Annual
… | [7 empty] | Annual |  |  |  |  | Annual
Yr[15] | Claim year + 14 |  | Last year in service for refurbished pre-existing equipment |  |  | 15 years |  | Annual + EOL |  |  |  |  | Annual +EOL
Six NPV output fields Six of the output fields from this tool are those required by Draft Resolution E-5152 (DEER2023) (from p. A-79, Table A-9-4).
Draft Resolution E-5152 Table A-9-4. New fields for refrigerant NPV avoided costs
Fieldname |  |  |  | Field description
RefrigerantNPVBenefits PreBaseline |  |  |  | NPV avoided costs calculated using the Refrigerant Avoided Cost Calculator for pre-existing baseline equipment
RefrigerantNPVBenefits StdBaseline |  |  |  | NPV avoided costs calculated using the Refrigerant Avoided Cost Calculator for standard baseline equipment
RefrigerantNPVBenefits Mea |  |  |  | NPV avoided costs calculated using the Refrigerant Avoided Cost Calculator for installed measure equipment
RefrigerantNPVCosts PreBaseline |  |  |  | NPV costs calculated using the Refrigerant Avoided Cost Calculator for pre-existing baseline equipment (should be entered as a positive value)
RefrigerantNPVCosts StdBaseline |  |  |  | NPV costs calculated using the Refrigerant Avoided Cost Calculator for standard baseline equipment (should be entered as a positive value)
RefrigerantNPVCosts Mea |  |  |  | NPV costs calculated using the Refrigerant Avoided Cost Calculator for installed measure equipment (should be entered as a positive value)
Interpretation and usage of new NPV fields The tool produces outputs consistent with the following intended use and meaning of the six new fields. Note that the E3 version of RACC is designed as a "dashboard" to evaluate a single NR or NC measure only, comparing a uniquely determined measure equipment to a baseline equipment that would be installed at the same time and remain in service for the same duration (EUL). However, the new NPV cost fields are labeled Pre, Std, and Mea. To retain consistency with the traditional labels Pre (for existing equipment), Std (for standard practice baseline equipment), and Msr (for measure case equipment), it is important to recognize that the 3-label scheme is not consistent with the simple one-or-the-other replacement scheme and equivalent timeline for baseline and measure cases. Rather, with the 3-label scheme, the "baseline" may be a combination of Pre and Std equipment over different years, depending on measure application type (MAT). In the case of NR or NC, the Pre label traditionally has no meaning (since above-existing costs or energy impacts of NR/NC are not relevant to any program goals or evaluation metrics). This workbook assumes the following interpretation for intended use of the labels. (1) Each RefrigerantNPVBenefits and RefrigerantNPVCosts field represents emissions impacts of one piece of equipment over a fixed duration of analysis, and not a relative comparison of measure and baseline. Consistent with the measure, "Pre" and "Std" labels represent the avoidance of baseline equipment in service, whereas the "Mea" label represent measure case equipment in service. (2) The duration of analysis is the EUL of the measure. (3) For clarity, the general equation for net RefrigerantNPVCosts (which may be net negative or positive) is: RefrigerantNPVCostsNet = RefrigerantNPVCostsMea - RefrigerantNPVCostsPreBaseline - RefrigerantNPVCostsStdBaseline - RefrigerantNPVBenefitsMea + RefrigerantNPVBenefitsPreBaseline + RefrigerantNPVBenefitsStdBaseline Note that the net benefit is the additive inverse of the net costs. RefrigerantNPVBenefitsNet = -(RefrigerantNPVCostsNet). The individual columns will be filled as follows: If the measure case equipment while in service generates net costs: RefrigerantNPVCostsMea >= 0, RefrigerantNPVBenefitsMea = 0. Otherwise, RefrigerantNPVCostsMea = 0, RefrigerantNPVBenefitsMea > 0. If the base case equipment while in service generates net costs: RefrigerantNPVCostsPreBaseline >= 0, RefrigerantNPVCostsStdBaseline >= 0, RefrigerantNPVBenefitsPreBaseline = 0, RefrigerantNPVBenefitsStdBaseline = 0. Otherwise, RefrigerantNPVCostsPreBaseline = 0, RefrigerantNPVCostsStdBaseline = 0, RefrigerantNPVBenefitsPreBaseline > 0, RefrigerantNPVBenefitsStdBaseline > 0.
Interpretation of NPV labels
If MeasAppType is … |  | And label is … |  | Then NPV includes … |  |  | And refrigerant NPV shows:
NR or NC |  | Pre |  | Excluded(a) |  |  | N/A
|  | Std |  | Annual leakage (EUL years) and end-of-life leakage of standard equipment. |  |  | Value of avoidance of leakage during years in service
|  | Mea |  | Annual leakage (EUL years) and end-of-life leakage of measure equipment. |  |  | Value of leakage during years in service
AR |  | Pre |  | Annual leakage and end-of-life leakage of existing equipment previously installed for EUL of the measure(b) |  |  | Value of avoidance of leakage during years in service
|  | Std |  | Excluded for the interim approach |  |  | N/A
|  | Mea |  | EOL leakage of existing. Annual leakage (EUL years) and EOL leakage of measure equipment. |  |  | Value of leakage during years in service
(a) Existing equipment ("Pre") is excluded from consideration for normal replacement and not applicable to new construction.
(b) This assumption is only for the interim approach until the CPUC RACC is updated to include measure application types
CET output fields Two of the output fields from this tool are those required by CET, using the naming in the CET_GOOD.2021-07-14 example input file: UnitRefrigCosts UnitRefrigBens The tool populates these fields following these assumptions: (1) This equation relates the net costs to the output fields: RefrigerantNPVCostsNet = UnitRefrigCosts - UnitRefrigBens (2) Only one of the two fields will be populated with a non-zero, positive value, depending on whether the net refrigerant costs are positive or negative for the measure.
Password |  | RACC2021
X

## eTRM export
Measure Offering ID | REFRIGERANT NPV BENEFITS PREEXISTING BASELINE (USD) | REFRIGERANT NPV BENEFITS STANDARD BASELINE (USD) | REFRIGERANT NPV BENEFITS MEASURE (USD) | REFRIGERANT NPV COSTS PREEXISTING BASELINE (USD) | REFRIGERANT NPV COSTS STANDARD BASELINE (USD) | REFRIGERANT NPV COSTS MEASURE (USD) | UNIT REFRIGERANT COSTS (USD) | UNIT REFRIGERANT BENEFITS (USD)
SWHC045A | 0 | 0 | 0 | 0 | 139.941 | 157.1759 | 17.2348 | 0
SWHC045B | 0 | 0 | 0 | 0 | 139.941 | 157.1759 | 17.2348 | 0
SWHC045C | 0 | 0 | 0 | 0 | 139.941 | 157.1759 | 17.2348 | 0
SWHC045D | 0 | 0 | 0 | 0 | 139.941 | 157.1759 | 17.2348 | 0
SWHC045E | 0 | 0 | 0 | 139.941 | 0 | 157.1759 | 17.2348 | 0
SWHC045F | 0 | 0 | 0 | 139.941 | 0 | 157.1759 | 17.2348 | 0
SWHC045G | 0 | 0 | 0 | 139.941 | 0 | 157.1759 | 17.2348 | 0
SWHC045H | 0 | 0 | 0 | 139.941 | 0 | 157.1759 | 17.2348 | 0
0 | 0 | 0 | 0 | 0 | #N/A | #N/A | #N/A | #N/A
0 | 0 | 0 | 0 | 0 | #N/A | #N/A | #N/A | #N/A
0 | 0 | 0 | 0 | 0 | #N/A | #N/A | #N/A | #N/A
0 | 0 | 0 | 0 | 0 | #N/A | #N/A | #N/A | #N/A
0 | 0 | 0 | 0 | 0 | #N/A | #N/A | #N/A | #N/A
0 | 0 | 0 | 0 | 0 | #N/A | #N/A | #N/A | #N/A
0 | 0 | 0 | 0 | 0 | #N/A | #N/A | #N/A | #N/A
0 | 0 | 0 | 0 | 0 | #N/A | #N/A | #N/A | #N/A
0 | 0 | 0 | 0 | 0 | #N/A | #N/A | #N/A | #N/A
0 | 0 | 0 | 0 | 0 | #N/A | #N/A | #N/A | #N/A
0 | 0 | 0 | 0 | 0 | #N/A | #N/A | #N/A | #N/A
0 | 0 | 0 | 0 | 0 | #N/A | #N/A | #N/A | #N/A
0 | 0 | 0 | 0 | 0 | #N/A | #N/A | #N/A | #N/A
0 | 0 | 0 | 0 | 0 | #N/A | #N/A | #N/A | #N/A
0 | 0 | 0 | 0 | 0 | #N/A | #N/A | #N/A | #N/A
0 | 0 | 0 | 0 | 0 | #N/A | #N/A | #N/A | #N/A
0 | 0 | 0 | 0 | 0 | #N/A | #N/A | #N/A | #N/A
0 | 0 | 0 | 0 | 0 | #N/A | #N/A | #N/A | #N/A
0 | 0 | 0 | 0 | 0 | #N/A | #N/A | #N/A | #N/A
0 | 0 | 0 | 0 | 0 | #N/A | #N/A | #N/A | #N/A
0 | 0 | 0 | 0 | 0 | #N/A | #N/A | #N/A | #N/A
0 | 0 | 0 | 0 | 0 | #N/A | #N/A | #N/A | #N/A
0 | 0 | 0 | 0 | 0 | #N/A | #N/A | #N/A | #N/A
0 | 0 | 0 | 0 | 0 | #N/A | #N/A | #N/A | #N/A
0 | 0 | 0 | 0 | 0 | #N/A | #N/A | #N/A | #N/A
0 | 0 | 0 | 0 | 0 | #N/A | #N/A | #N/A | #N/A
0 | 0 | 0 | 0 | 0 | #N/A | #N/A | #N/A | #N/A
0 | 0 | 0 | 0 | 0 | #N/A | #N/A | #N/A | #N/A
0 | 0 | 0 | 0 | 0 | #N/A | #N/A | #N/A | #N/A
0 | 0 | 0 | 0 | 0 | #N/A | #N/A | #N/A | #N/A
0 | 0 | 0 | 0 | 0 | #N/A | #N/A | #N/A | #N/A
0 | 0 | 0 | 0 | 0 | #N/A | #N/A | #N/A | #N/A
0 | 0 | 0 | 0 | 0 | #N/A | #N/A | #N/A | #N/A
0 | 0 | 0 | 0 | 0 | #N/A | #N/A | #N/A | #N/A
0 | 0 | 0 | 0 | 0 | #N/A | #N/A | #N/A | #N/A
0 | 0 | 0 | 0 | 0 | #N/A | #N/A | #N/A | #N/A
0 | 0 | 0 | 0 | 0 | #N/A | #N/A | #N/A | #N/A
0 | 0 | 0 | 0 | 0 | #N/A | #N/A | #N/A | #N/A
0 | 0 | 0 | 0 | 0 | #N/A | #N/A | #N/A | #N/A
0 | 0 | 0 | 0 | 0 | #N/A | #N/A | #N/A | #N/A
0 | 0 | 0 | 0 | 0 | #N/A | #N/A | #N/A | #N/A
0 | 0 | 0 | 0 | 0 | #N/A | #N/A | #N/A | #N/A
0 | 0 | 0 | 0 | 0 | #N/A | #N/A | #N/A | #N/A
0 | 0 | 0 | 0 | 0 | #N/A | #N/A | #N/A | #N/A
0 | 0 | 0 | 0 | 0 | #N/A | #N/A | #N/A | #N/A
0 | 0 | 0 | 0 | 0 | #N/A | #N/A | #N/A | #N/A
0 | 0 | 0 | 0 | 0 | #N/A | #N/A | #N/A | #N/A
0 | 0 | 0 | 0 | 0 | #N/A | #N/A | #N/A | #N/A
0 | 0 | 0 | 0 | 0 | #N/A | #N/A | #N/A | #N/A
0 | 0 | 0 | 0 | 0 | #N/A | #N/A | #N/A | #N/A
0 | 0 | 0 | 0 | 0 | #N/A | #N/A | #N/A | #N/A
0 | 0 | 0 | 0 | 0 | #N/A | #N/A | #N/A | #N/A
0 | 0 | 0 | 0 | 0 | #N/A | #N/A | #N/A | #N/A
0 | 0 | 0 | 0 | 0 | #N/A | #N/A | #N/A | #N/A
0 | 0 | 0 | 0 | 0 | #N/A | #N/A | #N/A | #N/A
0 | 0 | 0 | 0 | 0 | #N/A | #N/A | #N/A | #N/A
0 | 0 | 0 | 0 | 0 | #N/A | #N/A | #N/A | #N/A
0 | 0 | 0 | 0 | 0 | #N/A | #N/A | #N/A | #N/A
0 | 0 | 0 | 0 | 0 | #N/A | #N/A | #N/A | #N/A
0 | 0 | 0 | 0 | 0 | #N/A | #N/A | #N/A | #N/A
0 | 0 | 0 | 0 | 0 | #N/A | #N/A | #N/A | #N/A
0 | 0 | 0 | 0 | 0 | #N/A | #N/A | #N/A | #N/A
0 | 0 | 0 | 0 | 0 | #N/A | #N/A | #N/A | #N/A
0 | 0 | 0 | 0 | 0 | #N/A | #N/A | #N/A | #N/A
0 | 0 | 0 | 0 | 0 | #N/A | #N/A | #N/A | #N/A
0 | 0 | 0 | 0 | 0 | #N/A | #N/A | #N/A | #N/A
0 | 0 | 0 | 0 | 0 | #N/A | #N/A | #N/A | #N/A
0 | 0 | 0 | 0 | 0 | #N/A | #N/A | #N/A | #N/A
0 | 0 | 0 | 0 | 0 | #N/A | #N/A | #N/A | #N/A
0 | 0 | 0 | 0 | 0 | #N/A | #N/A | #N/A | #N/A
0 | 0 | 0 | 0 | 0 | #N/A | #N/A | #N/A | #N/A
0 | 0 | 0 | 0 | 0 | #N/A | #N/A | #N/A | #N/A
0 | 0 | 0 | 0 | 0 | #N/A | #N/A | #N/A | #N/A
0 | 0 | 0 | 0 | 0 | #N/A | #N/A | #N/A | #N/A
0 | 0 | 0 | 0 | 0 | #N/A | #N/A | #N/A | #N/A
0 | 0 | 0 | 0 | 0 | #N/A | #N/A | #N/A | #N/A
0 | 0 | 0 | 0 | 0 | #N/A | #N/A | #N/A | #N/A
0 | 0 | 0 | 0 | 0 | #N/A | #N/A | #N/A | #N/A
0 | 0 | 0 | 0 | 0 | #N/A | #N/A | #N/A | #N/A
0 | 0 | 0 | 0 | 0 | #N/A | #N/A | #N/A | #N/A
0 | 0 | 0 | 0 | 0 | #N/A | #N/A | #N/A | #N/A
0 | 0 | 0 | 0 | 0 | #N/A | #N/A | #N/A | #N/A
0 | 0 | 0 | 0 | 0 | #N/A | #N/A | #N/A | #N/A
0 | 0 | 0 | 0 | 0 | #N/A | #N/A | #N/A | #N/A
0 | 0 | 0 | 0 | 0 | #N/A | #N/A | #N/A | #N/A
0 | 0 | 0 | 0 | 0 | #N/A | #N/A | #N/A | #N/A
0 | 0 | 0 | 0 | 0 | #N/A | #N/A | #N/A | #N/A
0 | 0 | 0 | 0 | 0 | #N/A | #N/A | #N/A | #N/A
0 | 0 | 0 | 0 | 0 | #N/A | #N/A | #N/A | #N/A
0 | 0 | 0 | 0 | 0 | #N/A | #N/A | #N/A | #N/A
0 | 0 | 0 | 0 | 0 | #N/A | #N/A | #N/A | #N/A
0 | 0 | 0 | 0 | 0 | #N/A | #N/A | #N/A | #N/A

## Deemed Dashboard
General inputs |  | Notes | Cell Color Coding
Device installation year | 2022 | Locked for PY2022 | Input Value |  |  | Refrig. Data lookup keys |  |  | Refrigerant Type |  |  | Refrigerant Charge |  |  | Annual refrigerant leakage % |  |  | t_EOL (non-top-off years) |  |  | EOL charge remaining (%) |  |  | q_EOL (EOL refrigerant leakage %) |  |  | Adjusted EOL refrigerant leakage (%) |  |  | Refrigerant GWP |  |  | Annual leakage - metric tonnes CO2e |  |  | EOL leakage - metric tonnes CO2e |  |  | NPV cost of annual leakage |  |  | NPV cost of EOL leakage |  |  | AR leakage | Net NPV |  | RefrigerantNPVBenefits |  |  | RefrigerantNPVCosts |  |  | Refrigerant NPV Net
Discounted to Year | 2020 | Fixed per CPUC RACC | Dropdown List
GWP Time Horizon | 100-yr | Locked to 100-yr | Calculated Input |  |  | Pre | Std | Msr | Pre | Std | Msr | Pre | Std | Msr | Pre | Std | Msr | Pre | Std | Msr | Pre | Std | Msr | Pre | Std | Msr | Pre | Std | Msr | Pre | Std | Msr | Pre | Std | Msr | Pre | Std | Msr | Pre | Std | Msr | Pre | Std | Msr |  |  |  | Pre | Std | Mea | Pre | Std | Mea | Costs | Benefits
WACC selection | Statewide | Locked to Statewide | Lookup Formula
Active WACC% | 7.72% |  | Final Outputs
By default these columns are filled from Refrig Type Defaults. Override as needed.
Device installation year | MeasureID | NormUnit | MeasAppType | RUL (not required for this version of the tool) | EUL | Pre tech lookup (not required for "NR" measure application types) | Std tech lookup (not required for "AR" measure application types) | Msr tech lookup | Pre Refrigerant Type | Std Refrigerant Type | Msr Refrigerant Type | Pre Refrigerant charge (lbs) per NormUnit | Std Refrigerant charge (lbs)per NormUnit | Msr Refrigerant charge (lbs)per NormUnit | Pre annual refrigerant leakage % | Std annual refrigerant leakage % | Msr annual refrigerant leakage % | Pre t_EOL | Std t_EOL | Msr t_EOL | Pre charging remaining (%) | Std charging remaining (%) | Msr charging remaining (%) | Pre gross EOL refrigerant leakage % | Std gross EOL refrigerant leakage % | Msr gross EOL refrigerant leakage % | Pre net EOL refrigerant leakage (%) | Std net EOL refrigerant leakage (%) | Msr net EOL refrigerant leakage (%) | Pre GWP | Std GWP | Msr GWP | Pre Annual leakage tons CO2e | Std Annual leakage tons CO2e | Msr Annual leakage tons CO2e | Pre EOL leakage tons CO2e | Std EOL leakage tons CO2e | Msr EOL leakage tons CO2e | Pre NPV Cost of Annual Leakage | Std NPV Cost of Annual Leakage | Msr NPV Cost of Annual Leakage | Pre NPV Cost of EOL Leakage | Std NPV Cost of EOL Leakage | Msr NPV Cost of EOL Leakage | AR immediate NPV cost of leakage | RefrigerantNPVCostsNet | Is Net Cost? | RefrigerantNPVBenefitsPreBaseline | RefrigerantNPVBenefitsStdBaseline | RefrigerantNPVBenefitsMea | RefrigerantNPVCostsPreBaseline | RefrigerantNPVCostsStdBaseline | RefrigerantNPVCostsMea | UnitRefrigCosts | UnitRefrigBens
2022 | SWHC045A | per ton | NR | N/A | 15 |  | Central HVAC, Residential - AC and Gas Furnace | Central HVAC, Residential - Heat Pump | #N/A | R-410A | R-410A | #N/A | 3.2 | 3.5 | #N/A | 5% | 5.3% | #N/A | 3 | 3 | #N/A | 85% | 84.1% | #N/A | 80% | 80% | #N/A | 68% | 67.28% | #N/A | 2087.5 | 2087.5 | #N/A | 0.1515 | 0.17565 | #N/A | 2.0604 | 2.2297 | 0 | 74.2947 | 86.1355 | 0 | 65.6463 | 71.0404 | 0 | 17.2348 | TRUE | 0 | 0 | 0 | 0 | 139.941 | 157.1759 | 17.2348 | 0
2022 | SWHC045B | per ton | NR | N/A | 15 |  | Central HVAC, Residential - AC and Gas Furnace | Central HVAC, Residential - Heat Pump | #N/A | R-410A | R-410A | #N/A | 3.2 | 3.5 | #N/A | 5% | 5.3% | #N/A | 3 | 3 | #N/A | 85% | 84.1% | #N/A | 80% | 80% | #N/A | 68% | 67.28% | #N/A | 2087.5 | 2087.5 | #N/A | 0.1515 | 0.17565 | #N/A | 2.0604 | 2.2297 | 0 | 74.2947 | 86.1355 | 0 | 65.6463 | 71.0404 | 0 | 17.2348 | TRUE | 0 | 0 | 0 | 0 | 139.941 | 157.1759 | 17.2348 | 0
2022 | SWHC045C | per ton | NR | N/A | 15 |  | Central HVAC, Residential - AC and Gas Furnace | Central HVAC, Residential - Heat Pump | #N/A | R-410A | R-410A | #N/A | 3.2 | 3.5 | #N/A | 5% | 5.3% | #N/A | 3 | 3 | #N/A | 85% | 84.1% | #N/A | 80% | 80% | #N/A | 68% | 67.28% | #N/A | 2087.5 | 2087.5 | #N/A | 0.1515 | 0.17565 | #N/A | 2.0604 | 2.2297 | 0 | 74.2947 | 86.1355 | 0 | 65.6463 | 71.0404 | 0 | 17.2348 | TRUE | 0 | 0 | 0 | 0 | 139.941 | 157.1759 | 17.2348 | 0
2022 | SWHC045D | per ton | NR | N/A | 15 |  | Central HVAC, Residential - AC and Gas Furnace | Central HVAC, Residential - Heat Pump | #N/A | R-410A | R-410A | #N/A | 3.2 | 3.5 | #N/A | 5% | 5.3% | #N/A | 3 | 3 | #N/A | 85% | 84.1% | #N/A | 80% | 80% | #N/A | 68% | 67.28% | #N/A | 2087.5 | 2087.5 | #N/A | 0.1515 | 0.17565 | #N/A | 2.0604 | 2.2297 | 0 | 74.2947 | 86.1355 | 0 | 65.6463 | 71.0404 | 0 | 17.2348 | TRUE | 0 | 0 | 0 | 0 | 139.941 | 157.1759 | 17.2348 | 0
2022 | SWHC045E | per ton | AR | N/A | 15 | Central HVAC, Residential - AC and Gas Furnace |  | Central HVAC, Residential - Heat Pump | R-410A | #N/A | R-410A | 3.2 | #N/A | 3.5 | 5% | #N/A | 5.3% | 3 | #N/A | 3 | 85% | #N/A | 84.1% | 80% | #N/A | 80% | 68% | #N/A | 67.28% | 2087.5 | #N/A | 2087.5 | 0.1515 | #N/A | 0.17565 | 2.0604 | #N/A | 2.2297 | 74.2947 | 0 | 86.1355 | 65.6463 | 0 | 71.0404 | 0 | 17.2348 | TRUE | 0 | 0 | 0 | 139.941 | 0 | 157.1759 | 17.2348 | 0
2022 | SWHC045F | per ton | AR | N/A | 15 | Central HVAC, Residential - AC and Gas Furnace |  | Central HVAC, Residential - Heat Pump | R-410A | #N/A | R-410A | 3.2 | #N/A | 3.5 | 5% | #N/A | 5.3% | 3 | #N/A | 3 | 85% | #N/A | 84.1% | 80% | #N/A | 80% | 68% | #N/A | 67.28% | 2087.5 | #N/A | 2087.5 | 0.1515 | #N/A | 0.17565 | 2.0604 | #N/A | 2.2297 | 74.2947 | 0 | 86.1355 | 65.6463 | 0 | 71.0404 | 0 | 17.2348 | TRUE | 0 | 0 | 0 | 139.941 | 0 | 157.1759 | 17.2348 | 0
2022 | SWHC045G | per ton | AR | N/A | 15 | Central HVAC, Residential - AC and Gas Furnace |  | Central HVAC, Residential - Heat Pump | R-410A | #N/A | R-410A | 3.2 | #N/A | 3.5 | 5% | #N/A | 5.3% | 3 | #N/A | 3 | 85% | #N/A | 84.1% | 80% | #N/A | 80% | 68% | #N/A | 67.28% | 2087.5 | #N/A | 2087.5 | 0.1515 | #N/A | 0.17565 | 2.0604 | #N/A | 2.2297 | 74.2947 | 0 | 86.1355 | 65.6463 | 0 | 71.0404 | 0 | 17.2348 | TRUE | 0 | 0 | 0 | 139.941 | 0 | 157.1759 | 17.2348 | 0
2022 | SWHC045H | per ton | AR | N/A | 15 | Central HVAC, Residential - AC and Gas Furnace |  | Central HVAC, Residential - Heat Pump | R-410A | #N/A | R-410A | 3.2 | #N/A | 3.5 | 5% | #N/A | 5.3% | 3 | #N/A | 3 | 85% | #N/A | 84.1% | 80% | #N/A | 80% | 68% | #N/A | 67.28% | 2087.5 | #N/A | 2087.5 | 0.1515 | #N/A | 0.17565 | 2.0604 | #N/A | 2.2297 | 74.2947 | 0 | 86.1355 | 65.6463 | 0 | 71.0404 | 0 | 17.2348 | TRUE | 0 | 0 | 0 | 139.941 | 0 | 157.1759 | 17.2348 | 0
2022 |  |  |  | N/A |  |  |  |  | #N/A | #N/A | #N/A | #N/A | #N/A | #N/A | #N/A | #N/A | #N/A | #N/A | #N/A | #N/A | #N/A | #N/A | #N/A | #N/A | #N/A | #N/A | #N/A | #N/A | #N/A | #N/A | #N/A | #N/A | #N/A | #N/A | #N/A | #N/A | #N/A | #N/A | 0 | #N/A | #N/A | 0 | #N/A | #N/A | 0 | #N/A | #N/A | 0 | 0 | 0 | 0 | #N/A | #N/A | #N/A | #N/A
2022 |  |  |  | N/A |  |  |  |  | #N/A | #N/A | #N/A | #N/A | #N/A | #N/A | #N/A | #N/A | #N/A | #N/A | #N/A | #N/A | #N/A | #N/A | #N/A | #N/A | #N/A | #N/A | #N/A | #N/A | #N/A | #N/A | #N/A | #N/A | #N/A | #N/A | #N/A | #N/A | #N/A | #N/A | 0 | #N/A | #N/A | 0 | #N/A | #N/A | 0 | #N/A | #N/A | 0 | 0 | 0 | 0 | #N/A | #N/A | #N/A | #N/A
2022 |  |  |  | N/A |  |  |  |  | #N/A | #N/A | #N/A | #N/A | #N/A | #N/A | #N/A | #N/A | #N/A | #N/A | #N/A | #N/A | #N/A | #N/A | #N/A | #N/A | #N/A | #N/A | #N/A | #N/A | #N/A | #N/A | #N/A | #N/A | #N/A | #N/A | #N/A | #N/A | #N/A | #N/A | 0 | #N/A | #N/A | 0 | #N/A | #N/A | 0 | #N/A | #N/A | 0 | 0 | 0 | 0 | #N/A | #N/A | #N/A | #N/A
2022 |  |  |  | N/A |  |  |  |  | #N/A | #N/A | #N/A | #N/A | #N/A | #N/A | #N/A | #N/A | #N/A | #N/A | #N/A | #N/A | #N/A | #N/A | #N/A | #N/A | #N/A | #N/A | #N/A | #N/A | #N/A | #N/A | #N/A | #N/A | #N/A | #N/A | #N/A | #N/A | #N/A | #N/A | 0 | #N/A | #N/A | 0 | #N/A | #N/A | 0 | #N/A | #N/A | 0 | 0 | 0 | 0 | #N/A | #N/A | #N/A | #N/A
2022 |  |  |  | N/A |  |  |  |  | #N/A | #N/A | #N/A | #N/A | #N/A | #N/A | #N/A | #N/A | #N/A | #N/A | #N/A | #N/A | #N/A | #N/A | #N/A | #N/A | #N/A | #N/A | #N/A | #N/A | #N/A | #N/A | #N/A | #N/A | #N/A | #N/A | #N/A | #N/A | #N/A | #N/A | 0 | #N/A | #N/A | 0 | #N/A | #N/A | 0 | #N/A | #N/A | 0 | 0 | 0 | 0 | #N/A | #N/A | #N/A | #N/A
2022 |  |  |  | N/A |  |  |  |  | #N/A | #N/A | #N/A | #N/A | #N/A | #N/A | #N/A | #N/A | #N/A | #N/A | #N/A | #N/A | #N/A | #N/A | #N/A | #N/A | #N/A | #N/A | #N/A | #N/A | #N/A | #N/A | #N/A | #N/A | #N/A | #N/A | #N/A | #N/A | #N/A | #N/A | 0 | #N/A | #N/A | 0 | #N/A | #N/A | 0 | #N/A | #N/A | 0 | 0 | 0 | 0 | #N/A | #N/A | #N/A | #N/A
2022 |  |  |  | N/A |  |  |  |  | #N/A | #N/A | #N/A | #N/A | #N/A | #N/A | #N/A | #N/A | #N/A | #N/A | #N/A | #N/A | #N/A | #N/A | #N/A | #N/A | #N/A | #N/A | #N/A | #N/A | #N/A | #N/A | #N/A | #N/A | #N/A | #N/A | #N/A | #N/A | #N/A | #N/A | 0 | #N/A | #N/A | 0 | #N/A | #N/A | 0 | #N/A | #N/A | 0 | 0 | 0 | 0 | #N/A | #N/A | #N/A | #N/A
2022 |  |  |  | N/A |  |  |  |  | #N/A | #N/A | #N/A | #N/A | #N/A | #N/A | #N/A | #N/A | #N/A | #N/A | #N/A | #N/A | #N/A | #N/A | #N/A | #N/A | #N/A | #N/A | #N/A | #N/A | #N/A | #N/A | #N/A | #N/A | #N/A | #N/A | #N/A | #N/A | #N/A | #N/A | 0 | #N/A | #N/A | 0 | #N/A | #N/A | 0 | #N/A | #N/A | 0 | 0 | 0 | 0 | #N/A | #N/A | #N/A | #N/A
2022 |  |  |  | N/A |  |  |  |  | #N/A | #N/A | #N/A | #N/A | #N/A | #N/A | #N/A | #N/A | #N/A | #N/A | #N/A | #N/A | #N/A | #N/A | #N/A | #N/A | #N/A | #N/A | #N/A | #N/A | #N/A | #N/A | #N/A | #N/A | #N/A | #N/A | #N/A | #N/A | #N/A | #N/A | 0 | #N/A | #N/A | 0 | #N/A | #N/A | 0 | #N/A | #N/A | 0 | 0 | 0 | 0 | #N/A | #N/A | #N/A | #N/A
2022 |  |  |  | N/A |  |  |  |  | #N/A | #N/A | #N/A | #N/A | #N/A | #N/A | #N/A | #N/A | #N/A | #N/A | #N/A | #N/A | #N/A | #N/A | #N/A | #N/A | #N/A | #N/A | #N/A | #N/A | #N/A | #N/A | #N/A | #N/A | #N/A | #N/A | #N/A | #N/A | #N/A | #N/A | 0 | #N/A | #N/A | 0 | #N/A | #N/A | 0 | #N/A | #N/A | 0 | 0 | 0 | 0 | #N/A | #N/A | #N/A | #N/A
2022 |  |  |  | N/A |  |  |  |  | #N/A | #N/A | #N/A | #N/A | #N/A | #N/A | #N/A | #N/A | #N/A | #N/A | #N/A | #N/A | #N/A | #N/A | #N/A | #N/A | #N/A | #N/A | #N/A | #N/A | #N/A | #N/A | #N/A | #N/A | #N/A | #N/A | #N/A | #N/A | #N/A | #N/A | 0 | #N/A | #N/A | 0 | #N/A | #N/A | 0 | #N/A | #N/A | 0 | 0 | 0 | 0 | #N/A | #N/A | #N/A | #N/A
2022 |  |  |  | N/A |  |  |  |  | #N/A | #N/A | #N/A | #N/A | #N/A | #N/A | #N/A | #N/A | #N/A | #N/A | #N/A | #N/A | #N/A | #N/A | #N/A | #N/A | #N/A | #N/A | #N/A | #N/A | #N/A | #N/A | #N/A | #N/A | #N/A | #N/A | #N/A | #N/A | #N/A | #N/A | 0 | #N/A | #N/A | 0 | #N/A | #N/A | 0 | #N/A | #N/A | 0 | 0 | 0 | 0 | #N/A | #N/A | #N/A | #N/A
2022 |  |  |  | N/A |  |  |  |  | #N/A | #N/A | #N/A | #N/A | #N/A | #N/A | #N/A | #N/A | #N/A | #N/A | #N/A | #N/A | #N/A | #N/A | #N/A | #N/A | #N/A | #N/A | #N/A | #N/A | #N/A | #N/A | #N/A | #N/A | #N/A | #N/A | #N/A | #N/A | #N/A | #N/A | 0 | #N/A | #N/A | 0 | #N/A | #N/A | 0 | #N/A | #N/A | 0 | 0 | 0 | 0 | #N/A | #N/A | #N/A | #N/A
2022 |  |  |  | N/A |  |  |  |  | #N/A | #N/A | #N/A | #N/A | #N/A | #N/A | #N/A | #N/A | #N/A | #N/A | #N/A | #N/A | #N/A | #N/A | #N/A | #N/A | #N/A | #N/A | #N/A | #N/A | #N/A | #N/A | #N/A | #N/A | #N/A | #N/A | #N/A | #N/A | #N/A | #N/A | 0 | #N/A | #N/A | 0 | #N/A | #N/A | 0 | #N/A | #N/A | 0 | 0 | 0 | 0 | #N/A | #N/A | #N/A | #N/A
2022 |  |  |  | N/A |  |  |  |  | #N/A | #N/A | #N/A | #N/A | #N/A | #N/A | #N/A | #N/A | #N/A | #N/A | #N/A | #N/A | #N/A | #N/A | #N/A | #N/A | #N/A | #N/A | #N/A | #N/A | #N/A | #N/A | #N/A | #N/A | #N/A | #N/A | #N/A | #N/A | #N/A | #N/A | 0 | #N/A | #N/A | 0 | #N/A | #N/A | 0 | #N/A | #N/A | 0 | 0 | 0 | 0 | #N/A | #N/A | #N/A | #N/A
2022 |  |  |  | N/A |  |  |  |  | #N/A | #N/A | #N/A | #N/A | #N/A | #N/A | #N/A | #N/A | #N/A | #N/A | #N/A | #N/A | #N/A | #N/A | #N/A | #N/A | #N/A | #N/A | #N/A | #N/A | #N/A | #N/A | #N/A | #N/A | #N/A | #N/A | #N/A | #N/A | #N/A | #N/A | 0 | #N/A | #N/A | 0 | #N/A | #N/A | 0 | #N/A | #N/A | 0 | 0 | 0 | 0 | #N/A | #N/A | #N/A | #N/A
2022 |  |  |  | N/A |  |  |  |  | #N/A | #N/A | #N/A | #N/A | #N/A | #N/A | #N/A | #N/A | #N/A | #N/A | #N/A | #N/A | #N/A | #N/A | #N/A | #N/A | #N/A | #N/A | #N/A | #N/A | #N/A | #N/A | #N/A | #N/A | #N/A | #N/A | #N/A | #N/A | #N/A | #N/A | 0 | #N/A | #N/A | 0 | #N/A | #N/A | 0 | #N/A | #N/A | 0 | 0 | 0 | 0 | #N/A | #N/A | #N/A | #N/A
2022 |  |  |  | N/A |  |  |  |  | #N/A | #N/A | #N/A | #N/A | #N/A | #N/A | #N/A | #N/A | #N/A | #N/A | #N/A | #N/A | #N/A | #N/A | #N/A | #N/A | #N/A | #N/A | #N/A | #N/A | #N/A | #N/A | #N/A | #N/A | #N/A | #N/A | #N/A | #N/A | #N/A | #N/A | 0 | #N/A | #N/A | 0 | #N/A | #N/A | 0 | #N/A | #N/A | 0 | 0 | 0 | 0 | #N/A | #N/A | #N/A | #N/A
2022 |  |  |  | N/A |  |  |  |  | #N/A | #N/A | #N/A | #N/A | #N/A | #N/A | #N/A | #N/A | #N/A | #N/A | #N/A | #N/A | #N/A | #N/A | #N/A | #N/A | #N/A | #N/A | #N/A | #N/A | #N/A | #N/A | #N/A | #N/A | #N/A | #N/A | #N/A | #N/A | #N/A | #N/A | 0 | #N/A | #N/A | 0 | #N/A | #N/A | 0 | #N/A | #N/A | 0 | 0 | 0 | 0 | #N/A | #N/A | #N/A | #N/A
2022 |  |  |  | N/A |  |  |  |  | #N/A | #N/A | #N/A | #N/A | #N/A | #N/A | #N/A | #N/A | #N/A | #N/A | #N/A | #N/A | #N/A | #N/A | #N/A | #N/A | #N/A | #N/A | #N/A | #N/A | #N/A | #N/A | #N/A | #N/A | #N/A | #N/A | #N/A | #N/A | #N/A | #N/A | 0 | #N/A | #N/A | 0 | #N/A | #N/A | 0 | #N/A | #N/A | 0 | 0 | 0 | 0 | #N/A | #N/A | #N/A | #N/A
2022 |  |  |  | N/A |  |  |  |  | #N/A | #N/A | #N/A | #N/A | #N/A | #N/A | #N/A | #N/A | #N/A | #N/A | #N/A | #N/A | #N/A | #N/A | #N/A | #N/A | #N/A | #N/A | #N/A | #N/A | #N/A | #N/A | #N/A | #N/A | #N/A | #N/A | #N/A | #N/A | #N/A | #N/A | 0 | #N/A | #N/A | 0 | #N/A | #N/A | 0 | #N/A | #N/A | 0 | 0 | 0 | 0 | #N/A | #N/A | #N/A | #N/A
2022 |  |  |  | N/A |  |  |  |  | #N/A | #N/A | #N/A | #N/A | #N/A | #N/A | #N/A | #N/A | #N/A | #N/A | #N/A | #N/A | #N/A | #N/A | #N/A | #N/A | #N/A | #N/A | #N/A | #N/A | #N/A | #N/A | #N/A | #N/A | #N/A | #N/A | #N/A | #N/A | #N/A | #N/A | 0 | #N/A | #N/A | 0 | #N/A | #N/A | 0 | #N/A | #N/A | 0 | 0 | 0 | 0 | #N/A | #N/A | #N/A | #N/A
2022 |  |  |  | N/A |  |  |  |  | #N/A | #N/A | #N/A | #N/A | #N/A | #N/A | #N/A | #N/A | #N/A | #N/A | #N/A | #N/A | #N/A | #N/A | #N/A | #N/A | #N/A | #N/A | #N/A | #N/A | #N/A | #N/A | #N/A | #N/A | #N/A | #N/A | #N/A | #N/A | #N/A | #N/A | 0 | #N/A | #N/A | 0 | #N/A | #N/A | 0 | #N/A | #N/A | 0 | 0 | 0 | 0 | #N/A | #N/A | #N/A | #N/A
2022 |  |  |  | N/A |  |  |  |  | #N/A | #N/A | #N/A | #N/A | #N/A | #N/A | #N/A | #N/A | #N/A | #N/A | #N/A | #N/A | #N/A | #N/A | #N/A | #N/A | #N/A | #N/A | #N/A | #N/A | #N/A | #N/A | #N/A | #N/A | #N/A | #N/A | #N/A | #N/A | #N/A | #N/A | 0 | #N/A | #N/A | 0 | #N/A | #N/A | 0 | #N/A | #N/A | 0 | 0 | 0 | 0 | #N/A | #N/A | #N/A | #N/A
2022 |  |  |  | N/A |  |  |  |  | #N/A | #N/A | #N/A | #N/A | #N/A | #N/A | #N/A | #N/A | #N/A | #N/A | #N/A | #N/A | #N/A | #N/A | #N/A | #N/A | #N/A | #N/A | #N/A | #N/A | #N/A | #N/A | #N/A | #N/A | #N/A | #N/A | #N/A | #N/A | #N/A | #N/A | 0 | #N/A | #N/A | 0 | #N/A | #N/A | 0 | #N/A | #N/A | 0 | 0 | 0 | 0 | #N/A | #N/A | #N/A | #N/A
2022 |  |  |  | N/A |  |  |  |  | #N/A | #N/A | #N/A | #N/A | #N/A | #N/A | #N/A | #N/A | #N/A | #N/A | #N/A | #N/A | #N/A | #N/A | #N/A | #N/A | #N/A | #N/A | #N/A | #N/A | #N/A | #N/A | #N/A | #N/A | #N/A | #N/A | #N/A | #N/A | #N/A | #N/A | 0 | #N/A | #N/A | 0 | #N/A | #N/A | 0 | #N/A | #N/A | 0 | 0 | 0 | 0 | #N/A | #N/A | #N/A | #N/A
2022 |  |  |  | N/A |  |  |  |  | #N/A | #N/A | #N/A | #N/A | #N/A | #N/A | #N/A | #N/A | #N/A | #N/A | #N/A | #N/A | #N/A | #N/A | #N/A | #N/A | #N/A | #N/A | #N/A | #N/A | #N/A | #N/A | #N/A | #N/A | #N/A | #N/A | #N/A | #N/A | #N/A | #N/A | 0 | #N/A | #N/A | 0 | #N/A | #N/A | 0 | #N/A | #N/A | 0 | 0 | 0 | 0 | #N/A | #N/A | #N/A | #N/A
2022 |  |  |  | N/A |  |  |  |  | #N/A | #N/A | #N/A | #N/A | #N/A | #N/A | #N/A | #N/A | #N/A | #N/A | #N/A | #N/A | #N/A | #N/A | #N/A | #N/A | #N/A | #N/A | #N/A | #N/A | #N/A | #N/A | #N/A | #N/A | #N/A | #N/A | #N/A | #N/A | #N/A | #N/A | 0 | #N/A | #N/A | 0 | #N/A | #N/A | 0 | #N/A | #N/A | 0 | 0 | 0 | 0 | #N/A | #N/A | #N/A | #N/A
2022 |  |  |  | N/A |  |  |  |  | #N/A | #N/A | #N/A | #N/A | #N/A | #N/A | #N/A | #N/A | #N/A | #N/A | #N/A | #N/A | #N/A | #N/A | #N/A | #N/A | #N/A | #N/A | #N/A | #N/A | #N/A | #N/A | #N/A | #N/A | #N/A | #N/A | #N/A | #N/A | #N/A | #N/A | 0 | #N/A | #N/A | 0 | #N/A | #N/A | 0 | #N/A | #N/A | 0 | 0 | 0 | 0 | #N/A | #N/A | #N/A | #N/A
2022 |  |  |  | N/A |  |  |  |  | #N/A | #N/A | #N/A | #N/A | #N/A | #N/A | #N/A | #N/A | #N/A | #N/A | #N/A | #N/A | #N/A | #N/A | #N/A | #N/A | #N/A | #N/A | #N/A | #N/A | #N/A | #N/A | #N/A | #N/A | #N/A | #N/A | #N/A | #N/A | #N/A | #N/A | 0 | #N/A | #N/A | 0 | #N/A | #N/A | 0 | #N/A | #N/A | 0 | 0 | 0 | 0 | #N/A | #N/A | #N/A | #N/A
2022 |  |  |  | N/A |  |  |  |  | #N/A | #N/A | #N/A | #N/A | #N/A | #N/A | #N/A | #N/A | #N/A | #N/A | #N/A | #N/A | #N/A | #N/A | #N/A | #N/A | #N/A | #N/A | #N/A | #N/A | #N/A | #N/A | #N/A | #N/A | #N/A | #N/A | #N/A | #N/A | #N/A | #N/A | 0 | #N/A | #N/A | 0 | #N/A | #N/A | 0 | #N/A | #N/A | 0 | 0 | 0 | 0 | #N/A | #N/A | #N/A | #N/A
2022 |  |  |  | N/A |  |  |  |  | #N/A | #N/A | #N/A | #N/A | #N/A | #N/A | #N/A | #N/A | #N/A | #N/A | #N/A | #N/A | #N/A | #N/A | #N/A | #N/A | #N/A | #N/A | #N/A | #N/A | #N/A | #N/A | #N/A | #N/A | #N/A | #N/A | #N/A | #N/A | #N/A | #N/A | 0 | #N/A | #N/A | 0 | #N/A | #N/A | 0 | #N/A | #N/A | 0 | 0 | 0 | 0 | #N/A | #N/A | #N/A | #N/A
2022 |  |  |  | N/A |  |  |  |  | #N/A | #N/A | #N/A | #N/A | #N/A | #N/A | #N/A | #N/A | #N/A | #N/A | #N/A | #N/A | #N/A | #N/A | #N/A | #N/A | #N/A | #N/A | #N/A | #N/A | #N/A | #N/A | #N/A | #N/A | #N/A | #N/A | #N/A | #N/A | #N/A | #N/A | 0 | #N/A | #N/A | 0 | #N/A | #N/A | 0 | #N/A | #N/A | 0 | 0 | 0 | 0 | #N/A | #N/A | #N/A | #N/A
2022 |  |  |  | N/A |  |  |  |  | #N/A | #N/A | #N/A | #N/A | #N/A | #N/A | #N/A | #N/A | #N/A | #N/A | #N/A | #N/A | #N/A | #N/A | #N/A | #N/A | #N/A | #N/A | #N/A | #N/A | #N/A | #N/A | #N/A | #N/A | #N/A | #N/A | #N/A | #N/A | #N/A | #N/A | 0 | #N/A | #N/A | 0 | #N/A | #N/A | 0 | #N/A | #N/A | 0 | 0 | 0 | 0 | #N/A | #N/A | #N/A | #N/A
2022 |  |  |  | N/A |  |  |  |  | #N/A | #N/A | #N/A | #N/A | #N/A | #N/A | #N/A | #N/A | #N/A | #N/A | #N/A | #N/A | #N/A | #N/A | #N/A | #N/A | #N/A | #N/A | #N/A | #N/A | #N/A | #N/A | #N/A | #N/A | #N/A | #N/A | #N/A | #N/A | #N/A | #N/A | 0 | #N/A | #N/A | 0 | #N/A | #N/A | 0 | #N/A | #N/A | 0 | 0 | 0 | 0 | #N/A | #N/A | #N/A | #N/A
2022 |  |  |  | N/A |  |  |  |  | #N/A | #N/A | #N/A | #N/A | #N/A | #N/A | #N/A | #N/A | #N/A | #N/A | #N/A | #N/A | #N/A | #N/A | #N/A | #N/A | #N/A | #N/A | #N/A | #N/A | #N/A | #N/A | #N/A | #N/A | #N/A | #N/A | #N/A | #N/A | #N/A | #N/A | 0 | #N/A | #N/A | 0 | #N/A | #N/A | 0 | #N/A | #N/A | 0 | 0 | 0 | 0 | #N/A | #N/A | #N/A | #N/A
2022 |  |  |  | N/A |  |  |  |  | #N/A | #N/A | #N/A | #N/A | #N/A | #N/A | #N/A | #N/A | #N/A | #N/A | #N/A | #N/A | #N/A | #N/A | #N/A | #N/A | #N/A | #N/A | #N/A | #N/A | #N/A | #N/A | #N/A | #N/A | #N/A | #N/A | #N/A | #N/A | #N/A | #N/A | 0 | #N/A | #N/A | 0 | #N/A | #N/A | 0 | #N/A | #N/A | 0 | 0 | 0 | 0 | #N/A | #N/A | #N/A | #N/A
2022 |  |  |  | N/A |  |  |  |  | #N/A | #N/A | #N/A | #N/A | #N/A | #N/A | #N/A | #N/A | #N/A | #N/A | #N/A | #N/A | #N/A | #N/A | #N/A | #N/A | #N/A | #N/A | #N/A | #N/A | #N/A | #N/A | #N/A | #N/A | #N/A | #N/A | #N/A | #N/A | #N/A | #N/A | 0 | #N/A | #N/A | 0 | #N/A | #N/A | 0 | #N/A | #N/A | 0 | 0 | 0 | 0 | #N/A | #N/A | #N/A | #N/A
2022 |  |  |  | N/A |  |  |  |  | #N/A | #N/A | #N/A | #N/A | #N/A | #N/A | #N/A | #N/A | #N/A | #N/A | #N/A | #N/A | #N/A | #N/A | #N/A | #N/A | #N/A | #N/A | #N/A | #N/A | #N/A | #N/A | #N/A | #N/A | #N/A | #N/A | #N/A | #N/A | #N/A | #N/A | 0 | #N/A | #N/A | 0 | #N/A | #N/A | 0 | #N/A | #N/A | 0 | 0 | 0 | 0 | #N/A | #N/A | #N/A | #N/A
2022 |  |  |  | N/A |  |  |  |  | #N/A | #N/A | #N/A | #N/A | #N/A | #N/A | #N/A | #N/A | #N/A | #N/A | #N/A | #N/A | #N/A | #N/A | #N/A | #N/A | #N/A | #N/A | #N/A | #N/A | #N/A | #N/A | #N/A | #N/A | #N/A | #N/A | #N/A | #N/A | #N/A | #N/A | 0 | #N/A | #N/A | 0 | #N/A | #N/A | 0 | #N/A | #N/A | 0 | 0 | 0 | 0 | #N/A | #N/A | #N/A | #N/A
2022 |  |  |  | N/A |  |  |  |  | #N/A | #N/A | #N/A | #N/A | #N/A | #N/A | #N/A | #N/A | #N/A | #N/A | #N/A | #N/A | #N/A | #N/A | #N/A | #N/A | #N/A | #N/A | #N/A | #N/A | #N/A | #N/A | #N/A | #N/A | #N/A | #N/A | #N/A | #N/A | #N/A | #N/A | 0 | #N/A | #N/A | 0 | #N/A | #N/A | 0 | #N/A | #N/A | 0 | 0 | 0 | 0 | #N/A | #N/A | #N/A | #N/A
2022 |  |  |  | N/A |  |  |  |  | #N/A | #N/A | #N/A | #N/A | #N/A | #N/A | #N/A | #N/A | #N/A | #N/A | #N/A | #N/A | #N/A | #N/A | #N/A | #N/A | #N/A | #N/A | #N/A | #N/A | #N/A | #N/A | #N/A | #N/A | #N/A | #N/A | #N/A | #N/A | #N/A | #N/A | 0 | #N/A | #N/A | 0 | #N/A | #N/A | 0 | #N/A | #N/A | 0 | 0 | 0 | 0 | #N/A | #N/A | #N/A | #N/A
2022 |  |  |  | N/A |  |  |  |  | #N/A | #N/A | #N/A | #N/A | #N/A | #N/A | #N/A | #N/A | #N/A | #N/A | #N/A | #N/A | #N/A | #N/A | #N/A | #N/A | #N/A | #N/A | #N/A | #N/A | #N/A | #N/A | #N/A | #N/A | #N/A | #N/A | #N/A | #N/A | #N/A | #N/A | 0 | #N/A | #N/A | 0 | #N/A | #N/A | 0 | #N/A | #N/A | 0 | 0 | 0 | 0 | #N/A | #N/A | #N/A | #N/A
2022 |  |  |  | N/A |  |  |  |  | #N/A | #N/A | #N/A | #N/A | #N/A | #N/A | #N/A | #N/A | #N/A | #N/A | #N/A | #N/A | #N/A | #N/A | #N/A | #N/A | #N/A | #N/A | #N/A | #N/A | #N/A | #N/A | #N/A | #N/A | #N/A | #N/A | #N/A | #N/A | #N/A | #N/A | 0 | #N/A | #N/A | 0 | #N/A | #N/A | 0 | #N/A | #N/A | 0 | 0 | 0 | 0 | #N/A | #N/A | #N/A | #N/A
2022 |  |  |  | N/A |  |  |  |  | #N/A | #N/A | #N/A | #N/A | #N/A | #N/A | #N/A | #N/A | #N/A | #N/A | #N/A | #N/A | #N/A | #N/A | #N/A | #N/A | #N/A | #N/A | #N/A | #N/A | #N/A | #N/A | #N/A | #N/A | #N/A | #N/A | #N/A | #N/A | #N/A | #N/A | 0 | #N/A | #N/A | 0 | #N/A | #N/A | 0 | #N/A | #N/A | 0 | 0 | 0 | 0 | #N/A | #N/A | #N/A | #N/A
2022 |  |  |  | N/A |  |  |  |  | #N/A | #N/A | #N/A | #N/A | #N/A | #N/A | #N/A | #N/A | #N/A | #N/A | #N/A | #N/A | #N/A | #N/A | #N/A | #N/A | #N/A | #N/A | #N/A | #N/A | #N/A | #N/A | #N/A | #N/A | #N/A | #N/A | #N/A | #N/A | #N/A | #N/A | 0 | #N/A | #N/A | 0 | #N/A | #N/A | 0 | #N/A | #N/A | 0 | 0 | 0 | 0 | #N/A | #N/A | #N/A | #N/A
2022 |  |  |  | N/A |  |  |  |  | #N/A | #N/A | #N/A | #N/A | #N/A | #N/A | #N/A | #N/A | #N/A | #N/A | #N/A | #N/A | #N/A | #N/A | #N/A | #N/A | #N/A | #N/A | #N/A | #N/A | #N/A | #N/A | #N/A | #N/A | #N/A | #N/A | #N/A | #N/A | #N/A | #N/A | 0 | #N/A | #N/A | 0 | #N/A | #N/A | 0 | #N/A | #N/A | 0 | 0 | 0 | 0 | #N/A | #N/A | #N/A | #N/A
2022 |  |  |  | N/A |  |  |  |  | #N/A | #N/A | #N/A | #N/A | #N/A | #N/A | #N/A | #N/A | #N/A | #N/A | #N/A | #N/A | #N/A | #N/A | #N/A | #N/A | #N/A | #N/A | #N/A | #N/A | #N/A | #N/A | #N/A | #N/A | #N/A | #N/A | #N/A | #N/A | #N/A | #N/A | 0 | #N/A | #N/A | 0 | #N/A | #N/A | 0 | #N/A | #N/A | 0 | 0 | 0 | 0 | #N/A | #N/A | #N/A | #N/A
2022 |  |  |  | N/A |  |  |  |  | #N/A | #N/A | #N/A | #N/A | #N/A | #N/A | #N/A | #N/A | #N/A | #N/A | #N/A | #N/A | #N/A | #N/A | #N/A | #N/A | #N/A | #N/A | #N/A | #N/A | #N/A | #N/A | #N/A | #N/A | #N/A | #N/A | #N/A | #N/A | #N/A | #N/A | 0 | #N/A | #N/A | 0 | #N/A | #N/A | 0 | #N/A | #N/A | 0 | 0 | 0 | 0 | #N/A | #N/A | #N/A | #N/A
2022 |  |  |  | N/A |  |  |  |  | #N/A | #N/A | #N/A | #N/A | #N/A | #N/A | #N/A | #N/A | #N/A | #N/A | #N/A | #N/A | #N/A | #N/A | #N/A | #N/A | #N/A | #N/A | #N/A | #N/A | #N/A | #N/A | #N/A | #N/A | #N/A | #N/A | #N/A | #N/A | #N/A | #N/A | 0 | #N/A | #N/A | 0 | #N/A | #N/A | 0 | #N/A | #N/A | 0 | 0 | 0 | 0 | #N/A | #N/A | #N/A | #N/A
2022 |  |  |  | N/A |  |  |  |  | #N/A | #N/A | #N/A | #N/A | #N/A | #N/A | #N/A | #N/A | #N/A | #N/A | #N/A | #N/A | #N/A | #N/A | #N/A | #N/A | #N/A | #N/A | #N/A | #N/A | #N/A | #N/A | #N/A | #N/A | #N/A | #N/A | #N/A | #N/A | #N/A | #N/A | 0 | #N/A | #N/A | 0 | #N/A | #N/A | 0 | #N/A | #N/A | 0 | 0 | 0 | 0 | #N/A | #N/A | #N/A | #N/A
2022 |  |  |  | N/A |  |  |  |  | #N/A | #N/A | #N/A | #N/A | #N/A | #N/A | #N/A | #N/A | #N/A | #N/A | #N/A | #N/A | #N/A | #N/A | #N/A | #N/A | #N/A | #N/A | #N/A | #N/A | #N/A | #N/A | #N/A | #N/A | #N/A | #N/A | #N/A | #N/A | #N/A | #N/A | 0 | #N/A | #N/A | 0 | #N/A | #N/A | 0 | #N/A | #N/A | 0 | 0 | 0 | 0 | #N/A | #N/A | #N/A | #N/A
2022 |  |  |  | N/A |  |  |  |  | #N/A | #N/A | #N/A | #N/A | #N/A | #N/A | #N/A | #N/A | #N/A | #N/A | #N/A | #N/A | #N/A | #N/A | #N/A | #N/A | #N/A | #N/A | #N/A | #N/A | #N/A | #N/A | #N/A | #N/A | #N/A | #N/A | #N/A | #N/A | #N/A | #N/A | 0 | #N/A | #N/A | 0 | #N/A | #N/A | 0 | #N/A | #N/A | 0 | 0 | 0 | 0 | #N/A | #N/A | #N/A | #N/A
2022 |  |  |  | N/A |  |  |  |  | #N/A | #N/A | #N/A | #N/A | #N/A | #N/A | #N/A | #N/A | #N/A | #N/A | #N/A | #N/A | #N/A | #N/A | #N/A | #N/A | #N/A | #N/A | #N/A | #N/A | #N/A | #N/A | #N/A | #N/A | #N/A | #N/A | #N/A | #N/A | #N/A | #N/A | 0 | #N/A | #N/A | 0 | #N/A | #N/A | 0 | #N/A | #N/A | 0 | 0 | 0 | 0 | #N/A | #N/A | #N/A | #N/A
2022 |  |  |  | N/A |  |  |  |  | #N/A | #N/A | #N/A | #N/A | #N/A | #N/A | #N/A | #N/A | #N/A | #N/A | #N/A | #N/A | #N/A | #N/A | #N/A | #N/A | #N/A | #N/A | #N/A | #N/A | #N/A | #N/A | #N/A | #N/A | #N/A | #N/A | #N/A | #N/A | #N/A | #N/A | 0 | #N/A | #N/A | 0 | #N/A | #N/A | 0 | #N/A | #N/A | 0 | 0 | 0 | 0 | #N/A | #N/A | #N/A | #N/A
2022 |  |  |  | N/A |  |  |  |  | #N/A | #N/A | #N/A | #N/A | #N/A | #N/A | #N/A | #N/A | #N/A | #N/A | #N/A | #N/A | #N/A | #N/A | #N/A | #N/A | #N/A | #N/A | #N/A | #N/A | #N/A | #N/A | #N/A | #N/A | #N/A | #N/A | #N/A | #N/A | #N/A | #N/A | 0 | #N/A | #N/A | 0 | #N/A | #N/A | 0 | #N/A | #N/A | 0 | 0 | 0 | 0 | #N/A | #N/A | #N/A | #N/A
2022 |  |  |  | N/A |  |  |  |  | #N/A | #N/A | #N/A | #N/A | #N/A | #N/A | #N/A | #N/A | #N/A | #N/A | #N/A | #N/A | #N/A | #N/A | #N/A | #N/A | #N/A | #N/A | #N/A | #N/A | #N/A | #N/A | #N/A | #N/A | #N/A | #N/A | #N/A | #N/A | #N/A | #N/A | 0 | #N/A | #N/A | 0 | #N/A | #N/A | 0 | #N/A | #N/A | 0 | 0 | 0 | 0 | #N/A | #N/A | #N/A | #N/A
2022 |  |  |  | N/A |  |  |  |  | #N/A | #N/A | #N/A | #N/A | #N/A | #N/A | #N/A | #N/A | #N/A | #N/A | #N/A | #N/A | #N/A | #N/A | #N/A | #N/A | #N/A | #N/A | #N/A | #N/A | #N/A | #N/A | #N/A | #N/A | #N/A | #N/A | #N/A | #N/A | #N/A | #N/A | 0 | #N/A | #N/A | 0 | #N/A | #N/A | 0 | #N/A | #N/A | 0 | 0 | 0 | 0 | #N/A | #N/A | #N/A | #N/A
2022 |  |  |  | N/A |  |  |  |  | #N/A | #N/A | #N/A | #N/A | #N/A | #N/A | #N/A | #N/A | #N/A | #N/A | #N/A | #N/A | #N/A | #N/A | #N/A | #N/A | #N/A | #N/A | #N/A | #N/A | #N/A | #N/A | #N/A | #N/A | #N/A | #N/A | #N/A | #N/A | #N/A | #N/A | 0 | #N/A | #N/A | 0 | #N/A | #N/A | 0 | #N/A | #N/A | 0 | 0 | 0 | 0 | #N/A | #N/A | #N/A | #N/A
2022 |  |  |  | N/A |  |  |  |  | #N/A | #N/A | #N/A | #N/A | #N/A | #N/A | #N/A | #N/A | #N/A | #N/A | #N/A | #N/A | #N/A | #N/A | #N/A | #N/A | #N/A | #N/A | #N/A | #N/A | #N/A | #N/A | #N/A | #N/A | #N/A | #N/A | #N/A | #N/A | #N/A | #N/A | 0 | #N/A | #N/A | 0 | #N/A | #N/A | 0 | #N/A | #N/A | 0 | 0 | 0 | 0 | #N/A | #N/A | #N/A | #N/A
2022 |  |  |  | N/A |  |  |  |  | #N/A | #N/A | #N/A | #N/A | #N/A | #N/A | #N/A | #N/A | #N/A | #N/A | #N/A | #N/A | #N/A | #N/A | #N/A | #N/A | #N/A | #N/A | #N/A | #N/A | #N/A | #N/A | #N/A | #N/A | #N/A | #N/A | #N/A | #N/A | #N/A | #N/A | 0 | #N/A | #N/A | 0 | #N/A | #N/A | 0 | #N/A | #N/A | 0 | 0 | 0 | 0 | #N/A | #N/A | #N/A | #N/A
2022 |  |  |  | N/A |  |  |  |  | #N/A | #N/A | #N/A | #N/A | #N/A | #N/A | #N/A | #N/A | #N/A | #N/A | #N/A | #N/A | #N/A | #N/A | #N/A | #N/A | #N/A | #N/A | #N/A | #N/A | #N/A | #N/A | #N/A | #N/A | #N/A | #N/A | #N/A | #N/A | #N/A | #N/A | 0 | #N/A | #N/A | 0 | #N/A | #N/A | 0 | #N/A | #N/A | 0 | 0 | 0 | 0 | #N/A | #N/A | #N/A | #N/A
2022 |  |  |  | N/A |  |  |  |  | #N/A | #N/A | #N/A | #N/A | #N/A | #N/A | #N/A | #N/A | #N/A | #N/A | #N/A | #N/A | #N/A | #N/A | #N/A | #N/A | #N/A | #N/A | #N/A | #N/A | #N/A | #N/A | #N/A | #N/A | #N/A | #N/A | #N/A | #N/A | #N/A | #N/A | 0 | #N/A | #N/A | 0 | #N/A | #N/A | 0 | #N/A | #N/A | 0 | 0 | 0 | 0 | #N/A | #N/A | #N/A | #N/A
2022 |  |  |  | N/A |  |  |  |  | #N/A | #N/A | #N/A | #N/A | #N/A | #N/A | #N/A | #N/A | #N/A | #N/A | #N/A | #N/A | #N/A | #N/A | #N/A | #N/A | #N/A | #N/A | #N/A | #N/A | #N/A | #N/A | #N/A | #N/A | #N/A | #N/A | #N/A | #N/A | #N/A | #N/A | 0 | #N/A | #N/A | 0 | #N/A | #N/A | 0 | #N/A | #N/A | 0 | 0 | 0 | 0 | #N/A | #N/A | #N/A | #N/A
2022 |  |  |  | N/A |  |  |  |  | #N/A | #N/A | #N/A | #N/A | #N/A | #N/A | #N/A | #N/A | #N/A | #N/A | #N/A | #N/A | #N/A | #N/A | #N/A | #N/A | #N/A | #N/A | #N/A | #N/A | #N/A | #N/A | #N/A | #N/A | #N/A | #N/A | #N/A | #N/A | #N/A | #N/A | 0 | #N/A | #N/A | 0 | #N/A | #N/A | 0 | #N/A | #N/A | 0 | 0 | 0 | 0 | #N/A | #N/A | #N/A | #N/A
2022 |  |  |  | N/A |  |  |  |  | #N/A | #N/A | #N/A | #N/A | #N/A | #N/A | #N/A | #N/A | #N/A | #N/A | #N/A | #N/A | #N/A | #N/A | #N/A | #N/A | #N/A | #N/A | #N/A | #N/A | #N/A | #N/A | #N/A | #N/A | #N/A | #N/A | #N/A | #N/A | #N/A | #N/A | 0 | #N/A | #N/A | 0 | #N/A | #N/A | 0 | #N/A | #N/A | 0 | 0 | 0 | 0 | #N/A | #N/A | #N/A | #N/A
2022 |  |  |  | N/A |  |  |  |  | #N/A | #N/A | #N/A | #N/A | #N/A | #N/A | #N/A | #N/A | #N/A | #N/A | #N/A | #N/A | #N/A | #N/A | #N/A | #N/A | #N/A | #N/A | #N/A | #N/A | #N/A | #N/A | #N/A | #N/A | #N/A | #N/A | #N/A | #N/A | #N/A | #N/A | 0 | #N/A | #N/A | 0 | #N/A | #N/A | 0 | #N/A | #N/A | 0 | 0 | 0 | 0 | #N/A | #N/A | #N/A | #N/A
2022 |  |  |  | N/A |  |  |  |  | #N/A | #N/A | #N/A | #N/A | #N/A | #N/A | #N/A | #N/A | #N/A | #N/A | #N/A | #N/A | #N/A | #N/A | #N/A | #N/A | #N/A | #N/A | #N/A | #N/A | #N/A | #N/A | #N/A | #N/A | #N/A | #N/A | #N/A | #N/A | #N/A | #N/A | 0 | #N/A | #N/A | 0 | #N/A | #N/A | 0 | #N/A | #N/A | 0 | 0 | 0 | 0 | #N/A | #N/A | #N/A | #N/A
2022 |  |  |  | N/A |  |  |  |  | #N/A | #N/A | #N/A | #N/A | #N/A | #N/A | #N/A | #N/A | #N/A | #N/A | #N/A | #N/A | #N/A | #N/A | #N/A | #N/A | #N/A | #N/A | #N/A | #N/A | #N/A | #N/A | #N/A | #N/A | #N/A | #N/A | #N/A | #N/A | #N/A | #N/A | 0 | #N/A | #N/A | 0 | #N/A | #N/A | 0 | #N/A | #N/A | 0 | 0 | 0 | 0 | #N/A | #N/A | #N/A | #N/A
2022 |  |  |  | N/A |  |  |  |  | #N/A | #N/A | #N/A | #N/A | #N/A | #N/A | #N/A | #N/A | #N/A | #N/A | #N/A | #N/A | #N/A | #N/A | #N/A | #N/A | #N/A | #N/A | #N/A | #N/A | #N/A | #N/A | #N/A | #N/A | #N/A | #N/A | #N/A | #N/A | #N/A | #N/A | 0 | #N/A | #N/A | 0 | #N/A | #N/A | 0 | #N/A | #N/A | 0 | 0 | 0 | 0 | #N/A | #N/A | #N/A | #N/A
2022 |  |  |  | N/A |  |  |  |  | #N/A | #N/A | #N/A | #N/A | #N/A | #N/A | #N/A | #N/A | #N/A | #N/A | #N/A | #N/A | #N/A | #N/A | #N/A | #N/A | #N/A | #N/A | #N/A | #N/A | #N/A | #N/A | #N/A | #N/A | #N/A | #N/A | #N/A | #N/A | #N/A | #N/A | 0 | #N/A | #N/A | 0 | #N/A | #N/A | 0 | #N/A | #N/A | 0 | 0 | 0 | 0 | #N/A | #N/A | #N/A | #N/A
2022 |  |  |  | N/A |  |  |  |  | #N/A | #N/A | #N/A | #N/A | #N/A | #N/A | #N/A | #N/A | #N/A | #N/A | #N/A | #N/A | #N/A | #N/A | #N/A | #N/A | #N/A | #N/A | #N/A | #N/A | #N/A | #N/A | #N/A | #N/A | #N/A | #N/A | #N/A | #N/A | #N/A | #N/A | 0 | #N/A | #N/A | 0 | #N/A | #N/A | 0 | #N/A | #N/A | 0 | 0 | 0 | 0 | #N/A | #N/A | #N/A | #N/A
2022 |  |  |  | N/A |  |  |  |  | #N/A | #N/A | #N/A | #N/A | #N/A | #N/A | #N/A | #N/A | #N/A | #N/A | #N/A | #N/A | #N/A | #N/A | #N/A | #N/A | #N/A | #N/A | #N/A | #N/A | #N/A | #N/A | #N/A | #N/A | #N/A | #N/A | #N/A | #N/A | #N/A | #N/A | 0 | #N/A | #N/A | 0 | #N/A | #N/A | 0 | #N/A | #N/A | 0 | 0 | 0 | 0 | #N/A | #N/A | #N/A | #N/A
2022 |  |  |  | N/A |  |  |  |  | #N/A | #N/A | #N/A | #N/A | #N/A | #N/A | #N/A | #N/A | #N/A | #N/A | #N/A | #N/A | #N/A | #N/A | #N/A | #N/A | #N/A | #N/A | #N/A | #N/A | #N/A | #N/A | #N/A | #N/A | #N/A | #N/A | #N/A | #N/A | #N/A | #N/A | 0 | #N/A | #N/A | 0 | #N/A | #N/A | 0 | #N/A | #N/A | 0 | 0 | 0 | 0 | #N/A | #N/A | #N/A | #N/A
2022 |  |  |  | N/A |  |  |  |  | #N/A | #N/A | #N/A | #N/A | #N/A | #N/A | #N/A | #N/A | #N/A | #N/A | #N/A | #N/A | #N/A | #N/A | #N/A | #N/A | #N/A | #N/A | #N/A | #N/A | #N/A | #N/A | #N/A | #N/A | #N/A | #N/A | #N/A | #N/A | #N/A | #N/A | 0 | #N/A | #N/A | 0 | #N/A | #N/A | 0 | #N/A | #N/A | 0 | 0 | 0 | 0 | #N/A | #N/A | #N/A | #N/A
2022 |  |  |  | N/A |  |  |  |  | #N/A | #N/A | #N/A | #N/A | #N/A | #N/A | #N/A | #N/A | #N/A | #N/A | #N/A | #N/A | #N/A | #N/A | #N/A | #N/A | #N/A | #N/A | #N/A | #N/A | #N/A | #N/A | #N/A | #N/A | #N/A | #N/A | #N/A | #N/A | #N/A | #N/A | 0 | #N/A | #N/A | 0 | #N/A | #N/A | 0 | #N/A | #N/A | 0 | 0 | 0 | 0 | #N/A | #N/A | #N/A | #N/A
2022 |  |  |  | N/A |  |  |  |  | #N/A | #N/A | #N/A | #N/A | #N/A | #N/A | #N/A | #N/A | #N/A | #N/A | #N/A | #N/A | #N/A | #N/A | #N/A | #N/A | #N/A | #N/A | #N/A | #N/A | #N/A | #N/A | #N/A | #N/A | #N/A | #N/A | #N/A | #N/A | #N/A | #N/A | 0 | #N/A | #N/A | 0 | #N/A | #N/A | 0 | #N/A | #N/A | 0 | 0 | 0 | 0 | #N/A | #N/A | #N/A | #N/A
2022 |  |  |  | N/A |  |  |  |  | #N/A | #N/A | #N/A | #N/A | #N/A | #N/A | #N/A | #N/A | #N/A | #N/A | #N/A | #N/A | #N/A | #N/A | #N/A | #N/A | #N/A | #N/A | #N/A | #N/A | #N/A | #N/A | #N/A | #N/A | #N/A | #N/A | #N/A | #N/A | #N/A | #N/A | 0 | #N/A | #N/A | 0 | #N/A | #N/A | 0 | #N/A | #N/A | 0 | 0 | 0 | 0 | #N/A | #N/A | #N/A | #N/A
2022 |  |  |  | N/A |  |  |  |  | #N/A | #N/A | #N/A | #N/A | #N/A | #N/A | #N/A | #N/A | #N/A | #N/A | #N/A | #N/A | #N/A | #N/A | #N/A | #N/A | #N/A | #N/A | #N/A | #N/A | #N/A | #N/A | #N/A | #N/A | #N/A | #N/A | #N/A | #N/A | #N/A | #N/A | 0 | #N/A | #N/A | 0 | #N/A | #N/A | 0 | #N/A | #N/A | 0 | 0 | 0 | 0 | #N/A | #N/A | #N/A | #N/A
2022 |  |  |  | N/A |  |  |  |  | #N/A | #N/A | #N/A | #N/A | #N/A | #N/A | #N/A | #N/A | #N/A | #N/A | #N/A | #N/A | #N/A | #N/A | #N/A | #N/A | #N/A | #N/A | #N/A | #N/A | #N/A | #N/A | #N/A | #N/A | #N/A | #N/A | #N/A | #N/A | #N/A | #N/A | 0 | #N/A | #N/A | 0 | #N/A | #N/A | 0 | #N/A | #N/A | 0 | 0 | 0 | 0 | #N/A | #N/A | #N/A | #N/A
2022 |  |  |  | N/A |  |  |  |  | #N/A | #N/A | #N/A | #N/A | #N/A | #N/A | #N/A | #N/A | #N/A | #N/A | #N/A | #N/A | #N/A | #N/A | #N/A | #N/A | #N/A | #N/A | #N/A | #N/A | #N/A | #N/A | #N/A | #N/A | #N/A | #N/A | #N/A | #N/A | #N/A | #N/A | 0 | #N/A | #N/A | 0 | #N/A | #N/A | 0 | #N/A | #N/A | 0 | 0 | 0 | 0 | #N/A | #N/A | #N/A | #N/A
2022 |  |  |  | N/A |  |  |  |  | #N/A | #N/A | #N/A | #N/A | #N/A | #N/A | #N/A | #N/A | #N/A | #N/A | #N/A | #N/A | #N/A | #N/A | #N/A | #N/A | #N/A | #N/A | #N/A | #N/A | #N/A | #N/A | #N/A | #N/A | #N/A | #N/A | #N/A | #N/A | #N/A | #N/A | 0 | #N/A | #N/A | 0 | #N/A | #N/A | 0 | #N/A | #N/A | 0 | 0 | 0 | 0 | #N/A | #N/A | #N/A | #N/A
2022 |  |  |  | N/A |  |  |  |  | #N/A | #N/A | #N/A | #N/A | #N/A | #N/A | #N/A | #N/A | #N/A | #N/A | #N/A | #N/A | #N/A | #N/A | #N/A | #N/A | #N/A | #N/A | #N/A | #N/A | #N/A | #N/A | #N/A | #N/A | #N/A | #N/A | #N/A | #N/A | #N/A | #N/A | 0 | #N/A | #N/A | 0 | #N/A | #N/A | 0 | #N/A | #N/A | 0 | 0 | 0 | 0 | #N/A | #N/A | #N/A | #N/A
2022 |  |  |  | N/A |  |  |  |  | #N/A | #N/A | #N/A | #N/A | #N/A | #N/A | #N/A | #N/A | #N/A | #N/A | #N/A | #N/A | #N/A | #N/A | #N/A | #N/A | #N/A | #N/A | #N/A | #N/A | #N/A | #N/A | #N/A | #N/A | #N/A | #N/A | #N/A | #N/A | #N/A | #N/A | 0 | #N/A | #N/A | 0 | #N/A | #N/A | 0 | #N/A | #N/A | 0 | 0 | 0 | 0 | #N/A | #N/A | #N/A | #N/A
2022 |  |  |  | N/A |  |  |  |  | #N/A | #N/A | #N/A | #N/A | #N/A | #N/A | #N/A | #N/A | #N/A | #N/A | #N/A | #N/A | #N/A | #N/A | #N/A | #N/A | #N/A | #N/A | #N/A | #N/A | #N/A | #N/A | #N/A | #N/A | #N/A | #N/A | #N/A | #N/A | #N/A | #N/A | 0 | #N/A | #N/A | 0 | #N/A | #N/A | 0 | #N/A | #N/A | 0 | 0 | 0 | 0 | #N/A | #N/A | #N/A | #N/A
2022 |  |  |  | N/A |  |  |  |  | #N/A | #N/A | #N/A | #N/A | #N/A | #N/A | #N/A | #N/A | #N/A | #N/A | #N/A | #N/A | #N/A | #N/A | #N/A | #N/A | #N/A | #N/A | #N/A | #N/A | #N/A | #N/A | #N/A | #N/A | #N/A | #N/A | #N/A | #N/A | #N/A | #N/A | 0 | #N/A | #N/A | 0 | #N/A | #N/A | 0 | #N/A | #N/A | 0 | 0 | 0 | 0 | #N/A | #N/A | #N/A | #N/A
2022 |  |  |  | N/A |  |  |  |  | #N/A | #N/A | #N/A | #N/A | #N/A | #N/A | #N/A | #N/A | #N/A | #N/A | #N/A | #N/A | #N/A | #N/A | #N/A | #N/A | #N/A | #N/A | #N/A | #N/A | #N/A | #N/A | #N/A | #N/A | #N/A | #N/A | #N/A | #N/A | #N/A | #N/A | 0 | #N/A | #N/A | 0 | #N/A | #N/A | 0 | #N/A | #N/A | 0 | 0 | 0 | 0 | #N/A | #N/A | #N/A | #N/A
2022 |  |  |  | N/A |  |  |  |  | #N/A | #N/A | #N/A | #N/A | #N/A | #N/A | #N/A | #N/A | #N/A | #N/A | #N/A | #N/A | #N/A | #N/A | #N/A | #N/A | #N/A | #N/A | #N/A | #N/A | #N/A | #N/A | #N/A | #N/A | #N/A | #N/A | #N/A | #N/A | #N/A | #N/A | 0 | #N/A | #N/A | 0 | #N/A | #N/A | 0 | #N/A | #N/A | 0 | 0 | 0 | 0 | #N/A | #N/A | #N/A | #N/A
2022 |  |  |  | N/A |  |  |  |  | #N/A | #N/A | #N/A | #N/A | #N/A | #N/A | #N/A | #N/A | #N/A | #N/A | #N/A | #N/A | #N/A | #N/A | #N/A | #N/A | #N/A | #N/A | #N/A | #N/A | #N/A | #N/A | #N/A | #N/A | #N/A | #N/A | #N/A | #N/A | #N/A | #N/A | 0 | #N/A | #N/A | 0 | #N/A | #N/A | 0 | #N/A | #N/A | 0 | 0 | 0 | 0 | #N/A | #N/A | #N/A | #N/A
2022 |  |  |  | N/A |  |  |  |  | #N/A | #N/A | #N/A | #N/A | #N/A | #N/A | #N/A | #N/A | #N/A | #N/A | #N/A | #N/A | #N/A | #N/A | #N/A | #N/A | #N/A | #N/A | #N/A | #N/A | #N/A | #N/A | #N/A | #N/A | #N/A | #N/A | #N/A | #N/A | #N/A | #N/A | 0 | #N/A | #N/A | 0 | #N/A | #N/A | 0 | #N/A | #N/A | 0 | 0 | 0 | 0 | #N/A | #N/A | #N/A | #N/A
2022 |  |  |  | N/A |  |  |  |  | #N/A | #N/A | #N/A | #N/A | #N/A | #N/A | #N/A | #N/A | #N/A | #N/A | #N/A | #N/A | #N/A | #N/A | #N/A | #N/A | #N/A | #N/A | #N/A | #N/A | #N/A | #N/A | #N/A | #N/A | #N/A | #N/A | #N/A | #N/A | #N/A | #N/A | 0 | #N/A | #N/A | 0 | #N/A | #N/A | 0 | #N/A | #N/A | 0 | 0 | 0 | 0 | #N/A | #N/A | #N/A | #N/A
2022 |  |  |  | N/A |  |  |  |  | #N/A | #N/A | #N/A | #N/A | #N/A | #N/A | #N/A | #N/A | #N/A | #N/A | #N/A | #N/A | #N/A | #N/A | #N/A | #N/A | #N/A | #N/A | #N/A | #N/A | #N/A | #N/A | #N/A | #N/A | #N/A | #N/A | #N/A | #N/A | #N/A | #N/A | 0 | #N/A | #N/A | 0 | #N/A | #N/A | 0 | #N/A | #N/A | 0 | 0 | 0 | 0 | #N/A | #N/A | #N/A | #N/A
Total
Note on AT2: When Mat=AR, In the measure case there is end-of-life leakage in year 1 due to removal of the existing equipment.
Note on C9: Nicholas Fette: Enter the normalizing unit from the workpaper. Refrigerant quantities and NPV costs should all be normalized by the same unit. This field is an identifier only and is not referenced by any calculations.
Note on E9: RUL Placeholder (not curently used in calculations)
Note on AO9: [Threaded comment] Your version of Excel allows you to read this threaded comment; however, any edits to it will get removed if the file is opened in a newer version of Excel. Learn more: https://go.microsoft.com/fwlink/?linkid=870924 Comment: Found a bug: expected [@[Std Annual leakage tons CO2e]] in this column but found [@[Pre Annual leakage tons CO2e]] Reply: Fixed
Note on AW9: Output fields for Draft Resolution E-5152
Note on BC9: Output fields for CET

## Refrig Type Research
Refrigerant type research
Technology | CommonRefrigerantType | Other refrigerants in use | Source for Refrigerant Type | Refrigerant Charge (Lbs) | Unit | Source
Clothes Dryer, Residential - Heat Pump | R-134A | R-407C and R-410A | 1) https://www.choice.com.au/home-and-living/laundry-and-cleaning/dryers/articles/what-is-a-heat-pump-dryer 2) https://www.researchgate.net/publication/280446701_The_Design_of_Heat_Pump_Clothes_Dryer | 0.882 | per unit | From RACC calculator
Ductless HVAC, Residential - Heat Pump | R-410A |  | Table 5-5 CPUC. Proposed Defined Study – A Roadmap for Accelerating the Adoption of Low-Global Warming Potential HVAC Refrigerants, EM&V Group A. March 4, 2021 | 3.5 | Lbs per ton | Appendix B - California Facilities and Greenhouse Gas Emissions Inventory – High-Global Warming Potential Stationary - Source Refrigerant Management Program Research Division, Release Date October 23, 2009
Ductless HVAC, Residential - Window AC and Wall Furnace | R-410A |  |  | 3.2 | Lbs per ton | Based on the ratio of residential unitary charge of 7.5 and residential heat pump charge of 8.2 from RACC
Central HVAC, Residential - Heat Pump | R-410A |  |  | 3.5 | Lbs per ton
Central HVAC, Residential - AC and Gas Furnace | R-410A |  |  | 3.2 | Lbs per ton
Unitary Air-Cooled HVAC, Commercial - Heat Pump | R-410A |  |  | 3.5 | Lbs per ton
Unitary Air-Cooled HVAC, Commercial - AC and Gas Furnace | R-410A |  |  | 3.2 | Lbs per ton
Pool Heater, Residential - Heat Pump | R-410A |  | AHRI database has 407 heat pump pool heaters listed and all have R-410a as the refrigerant type | 5.375 | per unit | https://hayward-pool-assets.com/assets/documents/pools/pdf/troubleshooting-guides/HeatPump-troubleshooting-guide.pdf
Water Heater, Residential - Heat Pump | R134A | R410A/R134a | 1. https://www.osti.gov/servlets/purl/1468227 2. “Refrigerants for Heat Pump Water Heaters, Report Annex 46 HPT-AN46-04”, December 2019, Compiled and Edited by Onno Kleefkens M.Sc. for IEA TCP-HPT, Published by Heat Pump Centre. 3. https://heatpumpingtechnologies.org/annex46/wp-content/uploads/sites/53/2020/10/hpt-an46-04-task-1-refrigerants-for-heat-pump-water-heaters-1.pdf | 2.4 | per unit | From RACC calculator
Large Water Heater, Multifamily/Commercial - Heat Pump | R134a |  |  | 0.19274 | input capacity in kBtu/h (Cap-kBtuh). | https://www.lochinvar.com/products/commercial-heat-pump-water-heaters/air-source-heat-pump-water-heaters/ See table on the side for calculations
Water Heater, Commercial - Heat Pump | R-134a |  |  | 3.3 | per unit | https://www.lochinvar.com/lit/436248CHE-Spec-01.pdf
All HVAC, High efficiency Heat Pumps | R-410a |  |  | 3.5 | per unit | There is no published literature support chnages to refigerant charge with increase in effiency |  | https://www.lochinvar.com/products/commercial-heat-pump-water-heaters/air-source-heat-pump-water-heaters/
[9 empty] | Model | Heating Capacity (BTUH) | Factor charge (lbs) | Lbs/Kbtuh
[9 empty] | AHP025 | 27450 | 7 | 0.25501
[9 empty] | AHP060 | 63225 | 14 | 0.22143
[9 empty] | AHP090 | 110725 | 21 | 0.18966
[9 empty] | AHP125 | 144275 | 25 | 0.17328
[9 empty] | AHP185 | 224675 | 30 | 0.13353
[9 empty] | AHP250 | 272450 | 50 | 0.18352
[9 empty] | Average |  |  | 0.19274
https://hayward-pool-assets.com/assets/documents/pools/pdf/troubleshooting-guides/HeatPump-troubleshooting-guide.pdf
From workpaper
[13 empty] | Model | BTUH | Refrigerant charge
[13 empty] | HP50TA | 50000 | 3
[13 empty] | HP20654T | 65000 | 3.875
[13 empty] | HP20854T | 85000 | 4.125
[13 empty] | HP21104T | 110000 | 5.375
[13 empty] | HP21404T | 140000 | 5.8438
DNVGL latest study

## Refrig Type Defaults
Lookup table Based on Refrig Type Research
DropdownRefrigTech | Case | CommonRefrigerantType | RefrigChargePoundsPerNormUnit | LeakageLookupKey | AnnualLeakageRate | q_EOL | t_EOL
Clothes Dryer, Residential - Heat Pump | Msr | HFC-134a | 0.882 | Heat Pump Clothes Dryers | 1% | 100% | 14
Clothes Dryer, Residential - Conventional Electric | Std/Pre | None | 0 | Non-refrigerant equipment | 0% | 0% | 0
Clothes Dryer, Residential - Conventional Gas | Std/Pre | None | 0 | Non-refrigerant equipment | 0% | 0% | 0
Ductless HVAC, Residential - AC and Resistance Heating | Std/Pre | R-410A | 3.2 | Window/Room/Wall AC and Packaged Terminal AC (PTAC) Units, residential | 2% | 98.5% | 12
Ductless HVAC, Residential - Heat Pump | Msr | R-410A | 3.5 | Residential Heat Pumps | 5.3% | 80% | 3
Ductless HVAC, Residential - Window AC and Wall Furnace | Std/Pre | R-410A | 3.2 | Window/Room/Wall AC and Packaged Terminal AC (PTAC) Units, residential | 2% | 98.5% | 12
Ductless HVAC, Residential - Wall Furnace | Std/Pre | None | 0 | Non-refrigerant equipment | 0% | 0% | 0
Central HVAC, Residential - Gas Furnace only | Std/Pre | None | 0 | Non-refrigerant equipment | 0% | 0% | 0
Unitary Air-Cooled HVAC, Commercial - Gas Furnace only | Std/Pre | None | 0 | Non-refrigerant equipment | 0% | 0% | 0
Central HVAC, Residential - Heat Pump | Msr | R-410A | 3.5 | Residential Heat Pumps | 5.3% | 80% | 3
Central HVAC, Residential - AC and Gas Furnace | Std/Pre | R-410A | 3.2 | Residential Unitary AC | 5% | 80% | 3
Unitary Air-Cooled HVAC, Commercial - Heat Pump | Msr | R-410A | 3.5 | Commercial Unitary AC, < 50-lbs., < 135,000 BTUh size (includes smaller "residential-type" central AC and heat pumps) | 4.7% | 56% | 0
Unitary Air-Cooled HVAC, Commercial - AC and Gas Furnace | Std/Pre | R-410A | 3.2 | Commercial Unitary AC, < 50-lbs., < 135,000 BTUh size (includes smaller "residential-type" central AC and heat pumps) | 4.7% | 56% | 0
Pool Heater, Residential - Heat Pump | Msr | R-410A | 5.375 | Heat Pump Water Heaters | 1% | 100% | 14
Pool Heater, Residential - Natural Gas | Std/Pre | None | 0 | Non-refrigerant equipment | 0% | 0% | 0
Water Heater, Residential - Heat Pump | Msr | HFC-134a | 2.4 | Heat Pump Water Heaters | 1% | 100% | 14
Water Heater, Residential - Natural Gas | Std/Pre | None | 0 | Non-refrigerant equipment | 0% | 0% | 0
Water Heater, Residential - Conventional Electric | Std/Pre | None | 0 | Non-refrigerant equipment | 0% | 0% | 0
Large Water Heater, Multifamily/Commercial - Heat Pump | Msr | HFC-134a | 0.19274 | Heat Pump Water Heaters | 1% | 100% | 14
Large Water Heater, Multifamily/Commercial - Natural Gas | Std/Pre | HFC-134a | 0 | Non-refrigerant equipment | 0% | 0% | 0
Water Heater, Commercial - Heat Pump | Msr | HFC-134a | 3.3 | Heat Pump Water Heaters | 1% | 100% | 14
Water Heater, Commercial - Natural Gas | Std/Pre | None | 0 | Non-refrigerant equipment | 0% | 0% | 0
Water Heater, Commercial - Conventional Electric | Std/Pre | None | 0 | Non-refrigerant equipment | 0% | 0% | 0

## Constants (hidden)
This sheet should remain hidden. It is only referenced in formulas.
pounds_per_metric_ton | 2204.62 |  |  | Dropdown_Claim_Year |  | Dropdown_MAT |  | Dropdown_Discount_Year
|  |  |  | 2022 |  | AR |  | 2020
|  |  |  | 2023 |  | NC |  | 2021
|  |  |  | 2024 |  | NR |  | 2022
2025
2026
2027
2028
2029
2030
2031
Tip: Use "Evaluate formula" to preview array formula calculation steps.
Use these constant arrays inside an NPV formula so that "Evaluate formula" will expand the costs for each year, showing how many years and which years are included in the calculation.
E.g., =NPV(0.05, 1*OFFSET(ghg_adder,0,0,1,EUL)) does not expand the "ghg_adder" step.
However, =NPV(0.05, OFFSET(cons_ones,0,0,1,EUL)*OFFSET(ghg_adder,0,0,1,EUL)) does expand the "ghg_adder" step, and you can check the first and last years.
| 1 | 2 | 3 | 4 | 5 | 6 | 7 | 8 | 9 | 10 | 11 | 12 | 13 | 14 | 15 | 16 | 17 | 18 | 19 | 20 | 21 | 22 | 23 | 24 | 25 | 26 | 27 | 28 | 29 | 30 | 31
const_ones | 1 | 1 | 1 | 1 | 1 | 1 | 1 | 1 | 1 | 1 | 1 | 1 | 1 | 1 | 1 | 1 | 1 | 1 | 1 | 1 | 1 | 1 | 1 | 1 | 1 | 1 | 1 | 1 | 1 | 1 | 1
const_later | 0 | 0 | 0 | 0 | 0 | 0 | 0 | 0 | 0 | 0 | 0 | 0 | 0 | 0 | 0 | 0 | 0 | 0 | 0 | 0 | 0 | 0 | 0 | 0 | 0 | 0 | 0 | 0 | 0 | 0 | 0 | 1 | 1 | 1 | 1 | 1 | 1 | 1 | 1 | 1 | 1 | 1 | 1 | 1 | 1 | 1 | 1 | 1 | 1 | 1 | 1 | 1 | 1 | 1 | 1 | 1 | 1 | 1 | 1 | 1 | 1 | 1
^^^
Usage: |  | =OFFSET(const_later, 0, - <after how long to wait>, 1, <length>)
Wait <= 30, Length <= 30
Wait 5 years, total 10 years |  | =OFFSET(const_later, 0, -5, 1, 10)
{0,0,0,0,0,1,1,1,1,1}
Examples starting at …
0 | 1 | 1 | 1 | 1 | 1 | 1 | 1 | 1 | 1 | 1
1 | 0 | 1 | 1 | 1 | 1 | 1 | 1 | 1 | 1 | 1
2 | 0 | 0 | 1 | 1 | 1 | 1 | 1 | 1 | 1 | 1
3 | 0 | 0 | 0 | 1 | 1 | 1 | 1 | 1 | 1 | 1
4 | 0 | 0 | 0 | 0 | 1 | 1 | 1 | 1 | 1 | 1
5 | 0 | 0 | 0 | 0 | 0 | 1 | 1 | 1 | 1 | 1
6 | 0 | 0 | 0 | 0 | 0 | 0 | 1 | 1 | 1 | 1
7
const_once | 0 | 0 | 0 | 0 | 0 | 0 | 0 | 0 | 0 | 0 | 0 | 0 | 0 | 0 | 0 | 0 | 0 | 0 | 0 | 0 | 0 | 0 | 0 | 0 | 0 | 0 | 0 | 0 | 0 | 0 | 0 | 1 | 0 | 0 | 0 | 0 | 0 | 0 | 0 | 0 | 0 | 0 | 0 | 0 | 0 | 0 | 0 | 0 | 0 | 0 | 0 | 0 | 0 | 0 | 0 | 0 | 0 | 0 | 0 | 0 | 0 | 0
Examples …
0 | 1 | 0 | 0 | 0 | 0 | 0 | 0 | 0 | 0 | 0
1 | 0 | 1 | 0 | 0 | 0 | 0 | 0 | 0 | 0 | 0
2 | 0 | 0 | 1 | 0 | 0 | 0 | 0 | 0 | 0 | 0
3 | 0 | 0 | 0 | 1 | 0 | 0 | 0 | 0 | 0 | 0
4 | 0 | 0 | 0 | 0 | 1 | 0 | 0 | 0 | 0 | 0 | [21 empty] | ^^^
repeat after … | [10 empty] | const_repeat_after
0 | [10 empty] | #DIV/0! | #DIV/0! | #DIV/0! | #DIV/0! | #DIV/0! | #DIV/0! | #DIV/0! | #DIV/0! | #DIV/0! | #DIV/0! | #DIV/0! | #DIV/0! | #DIV/0! | #DIV/0! | #DIV/0! | #DIV/0! | #DIV/0! | #DIV/0! | #DIV/0! | #DIV/0! | #DIV/0! | #DIV/0! | #DIV/0! | #DIV/0! | #DIV/0! | #DIV/0! | #DIV/0! | #DIV/0! | #DIV/0! | #DIV/0! | #DIV/0!
1 | 0 | 0 | 0 | 0 | 0 | 0 | 0 | 0 | 0 | 0 | 1 | 1 | 1 | 1 | 1 | 1 | 1 | 1 | 1 | 1 | 1 | 1 | 1 | 1 | 1 | 1 | 1 | 1 | 1 | 1 | 1 | 1 | 1 | 1 | 1 | 1 | 1 | 1 | 1 | 1 | 1
2 | 0 | 0 | 0 | 0 | 0 | 0 | 0 | 0 | 0 | 0 | 0 | 1 | 0 | 1 | 0 | 1 | 0 | 1 | 0 | 1 | 0 | 1 | 0 | 1 | 0 | 1 | 0 | 1 | 0 | 1 | 0 | 1 | 0 | 1 | 0 | 1 | 0 | 1 | 0 | 1 | 0
3 | 0 | 0 | 0 | 0 | 0 | 0 | 0 | 0 | 0 | 0 | 0 | 0 | 1 | 0 | 0 | 1 | 0 | 0 | 1 | 0 | 0 | 1 | 0 | 0 | 1 | 0 | 0 | 1 | 0 | 0 | 1 | 0 | 0 | 1 | 0 | 0 | 1 | 0 | 0 | 1 | 0
4 | 0 | 0 | 0 | 0 | 0 | 0 | 0 | 0 | 0 | 0 | 0 | 0 | 0 | 1 | 0 | 0 | 0 | 1 | 0 | 0 | 0 | 1 | 0 | 0 | 0 | 1 | 0 | 0 | 0 | 1 | 0 | 0 | 0 | 1 | 0 | 0 | 0 | 1 | 0 | 0 | 0
5 | 0 | 0 | 0 | 0 | 0 | 0 | 0 | 0 | 0 | 0 | 0 | 0 | 0 | 0 | 1 | 0 | 0 | 0 | 0 | 1 | 0 | 0 | 0 | 0 | 1 | 0 | 0 | 0 | 0 | 1 | 0 | 0 | 0 | 0 | 1 | 0 | 0 | 0 | 0 | 1 | 0
6 | 0 | 0 | 0 | 0 | 0 | 0 | 0 | 0 | 0 | 0 | 0 | 0 | 0 | 0 | 0 | 1 | 0 | 0 | 0 | 0 | 0 | 1 | 0 | 0 | 0 | 0 | 0 | 1 | 0 | 0 | 0 | 0 | 0 | 1 | 0 | 0 | 0 | 0 | 0 | 1 | 0
7 | 0 | 0 | 0 | 0 | 0 | 0 | 0 | 0 | 0 | 0 | 0 | 0 | 0 | 0 | 0 | 0 | 1 | 0 | 0 | 0 | 0 | 0 | 0 | 1 | 0 | 0 | 0 | 0 | 0 | 0 | 1 | 0 | 0 | 0 | 0 | 0 | 0 | 1 | 0 | 0 | 0
8 | 0 | 0 | 0 | 0 | 0 | 0 | 0 | 0 | 0 | 0 | 0 | 0 | 0 | 0 | 0 | 0 | 0 | 1 | 0 | 0 | 0 | 0 | 0 | 0 | 0 | 1 | 0 | 0 | 0 | 0 | 0 | 0 | 0 | 1 | 0 | 0 | 0 | 0 | 0 | 0 | 0
9 | 0 | 0 | 0 | 0 | 0 | 0 | 0 | 0 | 0 | 0 | 0 | 0 | 0 | 0 | 0 | 0 | 0 | 0 | 1 | 0 | 0 | 0 | 0 | 0 | 0 | 0 | 0 | 1 | 0 | 0 | 0 | 0 | 0 | 0 | 0 | 0 | 1 | 0 | 0 | 0 | 0
10 | 0 | 0 | 0 | 0 | 0 | 0 | 0 | 0 | 0 | 0 | 0 | 0 | 0 | 0 | 0 | 0 | 0 | 0 | 0 | 1 | 0 | 0 | 0 | 0 | 0 | 0 | 0 | 0 | 0 | 1 | 0 | 0 | 0 | 0 | 0 | 0 | 0 | 0 | 0 | 1 | 0
11 | 0 | 0 | 0 | 0 | 0 | 0 | 0 | 0 | 0 | 0 | 0 | 0 | 0 | 0 | 0 | 0 | 0 | 0 | 0 | 0 | 1 | 0 | 0 | 0 | 0 | 0 | 0 | 0 | 0 | 0 | 0 | 1 | 0 | 0 | 0 | 0 | 0 | 0 | 0 | 0 | 0
12 | 0 | 0 | 0 | 0 | 0 | 0 | 0 | 0 | 0 | 0 | 0 | 0 | 0 | 0 | 0 | 0 | 0 | 0 | 0 | 0 | 0 | 1 | 0 | 0 | 0 | 0 | 0 | 0 | 0 | 0 | 0 | 0 | 0 | 1 | 0 | 0 | 0 | 0 | 0 | 0 | 0
13 | 0 | 0 | 0 | 0 | 0 | 0 | 0 | 0 | 0 | 0 | 0 | 0 | 0 | 0 | 0 | 0 | 0 | 0 | 0 | 0 | 0 | 0 | 1 | 0 | 0 | 0 | 0 | 0 | 0 | 0 | 0 | 0 | 0 | 0 | 0 | 1 | 0 | 0 | 0 | 0 | 0
14 | 0 | 0 | 0 | 0 | 0 | 0 | 0 | 0 | 0 | 0 | 0 | 0 | 0 | 0 | 0 | 0 | 0 | 0 | 0 | 0 | 0 | 0 | 0 | 1 | 0 | 0 | 0 | 0 | 0 | 0 | 0 | 0 | 0 | 0 | 0 | 0 | 0 | 1 | 0 | 0 | 0
15 | 0 | 0 | 0 | 0 | 0 | 0 | 0 | 0 | 0 | 0 | 0 | 0 | 0 | 0 | 0 | 0 | 0 | 0 | 0 | 0 | 0 | 0 | 0 | 0 | 1 | 0 | 0 | 0 | 0 | 0 | 0 | 0 | 0 | 0 | 0 | 0 | 0 | 0 | 0 | 1 | 0
16 | 0 | 0 | 0 | 0 | 0 | 0 | 0 | 0 | 0 | 0 | 0 | 0 | 0 | 0 | 0 | 0 | 0 | 0 | 0 | 0 | 0 | 0 | 0 | 0 | 0 | 1 | 0 | 0 | 0 | 0 | 0 | 0 | 0 | 0 | 0 | 0 | 0 | 0 | 0 | 0 | 0
17 | 0 | 0 | 0 | 0 | 0 | 0 | 0 | 0 | 0 | 0 | 0 | 0 | 0 | 0 | 0 | 0 | 0 | 0 | 0 | 0 | 0 | 0 | 0 | 0 | 0 | 0 | 1 | 0 | 0 | 0 | 0 | 0 | 0 | 0 | 0 | 0 | 0 | 0 | 0 | 0 | 0
18 | 0 | 0 | 0 | 0 | 0 | 0 | 0 | 0 | 0 | 0 | 0 | 0 | 0 | 0 | 0 | 0 | 0 | 0 | 0 | 0 | 0 | 0 | 0 | 0 | 0 | 0 | 0 | 1 | 0 | 0 | 0 | 0 | 0 | 0 | 0 | 0 | 0 | 0 | 0 | 0 | 0
19 | 0 | 0 | 0 | 0 | 0 | 0 | 0 | 0 | 0 | 0 | 0 | 0 | 0 | 0 | 0 | 0 | 0 | 0 | 0 | 0 | 0 | 0 | 0 | 0 | 0 | 0 | 0 | 0 | 1 | 0 | 0 | 0 | 0 | 0 | 0 | 0 | 0 | 0 | 0 | 0 | 0
20 | 0 | 0 | 0 | 0 | 0 | 0 | 0 | 0 | 0 | 0 | 0 | 0 | 0 | 0 | 0 | 0 | 0 | 0 | 0 | 0 | 0 | 0 | 0 | 0 | 0 | 0 | 0 | 0 | 0 | 1 | 0 | 0 | 0 | 0 | 0 | 0 | 0 | 0 | 0 | 0 | 0
Usage: |  | =OFFSET(const_repeat_after, <repeat how often>, - <after how long to wait>, 1, <length>)
Repeat <= 20, Wait <= 10, Length <= 30
Wait 0 years, then every fifth year |  | =OFFSET(const_repeat_after,5,0,1,30)
{0,0,0,0,1,0,0,0,0,1,0,0,0,0,1,0,0,0,0,1,0,0,0,0,1,0,0,0,0,1}
Wait 3 years, then every other year |  | =OFFSET(const_repeat_after,2,-3,1,30)
{0,0,0,0,1,0,1,0,1,0,1,0,1,0,1,0,1,0,1,0,1,0,1,0,1,0,1,0,1,0}

## WACC
From D.19-12-021, pages 63-64, Table 1
| IOU WACC (Nominal, after-tax) | Electric Funding Split
PG&E | 7.81% | 44.5%
SCE | 7.68% | 40%
SDG&E | 7.55% | 15.5%
Statewide | 7.72%

## E3 Dashboard
Refrigerant Avoided Cost Calculator
For the California Public Utilities Commission
Use this calculator to calculate the avoided costs of refrigerant leakage for any device containing a refrigerant, when refrigerant type or amount is changed.
This calculator can also be used to quantify incurred costs (negative avoided costs), if a program results in the installation of a new device containing a refrigerant.
However, note that the output field is labeled "NPV avoided costs" regardless of whether that value represents a benefit or a cost, so users must be careful to input this data correctly into their cost-effectiveness tools.
Please note that, for fuel substitution measures, it is critical to take into account the avoided cost of refrigerant leakage from air conditioners, if the building(s) in question would have had an air conditioner in the absence of the measure.
For example, if a heat pump replaces both a natural gas heater and an air conditioner, the reduction in refrigerant leakage from this replaced air conditioner must be considered in any cost-effectiveness calculations.
If the replacement of an existing or planned air conditioner is not reflected, the net cost of refrigerant leakage from fuel substitution measures could be seriously over-estimated.
User Dashboard
|  | Inputs |  |  |  | Result
[6 empty] | NPV Avoided Costs ($2020) |  |  | Cell Color Coding
|  | Device type | Residential Heat Pumps |  |  |  | 335.2215 |  | Input Value | ARB average
[9 empty] | Dropdown List | User-specified
|  | Use ARB average device lifetime or user-specified? | ARB average | [5 empty] | Calculated Input
|  | User-specified device lifetime (yr) | 15 | [5 empty] | Lookup Formula
|  | Active device lifetime (yr) | 15 | [5 empty] | Final Outputs
|  | Device installation year | 2020
|  | Use ARB average refrigerant charge or user-specified? | User-specified
|  | User-specified device refrigerant charge (lb) | 7.5
|  | Active device refrigerant charge (lb) | 7.5 | [7 empty] | PG&E
SCE
|  | Device refrigerant used | R-410A | [7 empty] | SDG&E
User-specified
|  | WACC selection | PG&E
|  | User-specified WACC (%) | 7.72%
|  | Active WACC (%) | 7.81%
|  | GWP time horizon (100-yr is default) | 100-yr
Calculations:
|  | Intermediate Calculations |  |  |  | Conversions
|  | Start year |  | 2020 |  |  | 2204.62 | lb
|  | End year |  | 2034 |  | = | 1 | metric ton
|  | Refrigerant GWP |  | 2087.5
|  | Annual refrigerant leakage % |  | 5.3%
|  | EOL refrigerant leakage % |  | 80%
|  | t_EOL |  | 3
|  | Annual leakage (tonnes CO2e) |  | 0.37638 |  | =D29*E47/H44*E46
|  | End-of-life leakage (tonnes CO2e) |  | 4.7779 |  | =(D29-D29*E47*E49)*E48/H44*E46
EOL leakage (lbs) = [Active charge (lbs)] × (1 - q_ann × t_EOL) × q_EOL (with appropriate conversions)
Annual avoided cost calculations
|  |  |  | 2020 | 2021 | 2022 | 2023 | 2024 | 2025 | 2026 | 2027 | 2028 | 2029 | 2030 | 2031 | 2032 | 2033 | 2034 | 2035 | 2036 | 2037 | 2038 | 2039 | 2040 | 2041 | 2042 | 2043 | 2044 | 2045 | 2046 | 2047 | 2048 | 2049 | 2050
|  | Annual refrigerant leakage (tonnes CO2e) |  | 2020: 0.37638; 2021: 0.37638; 2022: 0.37638; 2023: 0.37638; 2024: 0.37638; 2025: 0.37638; 2026: 0.37638; 2027: 0.37638; 2028: 0.37638; 2029: 0.37638; 2030: 0.37638; 2031: 0.37638; 2032: 0.37638; 2033: 0.37638; 2034: 0.37638
|  | End-of-life refrigerant leakage (tonnes CO2e) |  | 2034: 4.7779
|  | Total refrigerant leakage in year (tonnes CO2e) |  | 0.37638 | 0.37638 | 0.37638 | 0.37638 | 0.37638 | 0.37638 | 0.37638 | 0.37638 | 0.37638 | 0.37638 | 0.37638 | 0.37638 | 0.37638 | 0.37638 | 5.1543 | 0 | 0 | 0 | 0 | 0 | 0 | 0 | 0 | 0 | 0 | 0 | 0 | 0 | 0 | 0 | 0
|  | CO2 cost (nominal $/tonne CO2) |  | 35.531 | 38.2889 | 41.2785 | 44.4743 | 47.9289 | 51.6395 | 55.6267 | 59.9131 | 64.5251 | 69.504 | 74.8724 | 79.7624 | 85.1605 | 91.112 | 97.6658 | 104.875 | 112.7967 | 121.4929 | 131.0302 | 141.481 | 152.9233 | 165.4413 | 179.1261 | 194.0759 | 210.3968 | 228.2033 | 247.6191 | 268.7776 | 291.8228 | 316.9101 | 344.2071
|  | Refrigerant leakage avoided cost (nominal $) |  | 13.3733 | 14.4113 | 15.5365 | 16.7394 | 18.0396 | 19.4362 | 20.9369 | 22.5503 | 24.2861 | 26.1601 | 28.1807 | 30.0212 | 32.0529 | 34.293 | 503.4005 | 0 | 0 | 0 | 0 | 0 | 0 | 0 | 0 | 0 | 0 | 0 | 0 | 0 | 0 | 0 | 0
12.3989
|  | NPV avoided costs ($2020) |  | 2020: 335.2215
Test
|  | Annual NPV (2022)- |  | 2020: 144.443; 2022: 15.5365; 2023: 16.7394; 2024: 18.0396; 2025: 19.4362; 2026: 20.9369; 2027: 22.5503; 2028: 24.2861; 2029: 26.1601; 2030: 28.1807; 2031: 30.0212
|  | Annual NPV (2020)- |  | 2020: 124.5737
|  | EOL NPV (2022) |  | 2020: #VALUE!
Sources:
$A$1:$AI$63 | https://www.cpuc.ca.gov/industries-and-topics/electrical-energy/demand-side-management/energy-efficiency/idsm
Refrigerant Calculator
$G$50:$G$52 | Added explanatory info
$C$65:$E$66 | Demonstrate corrected NPV formula
Note on D27: Microsoft Office User: User-specified device lifetime should be used if at all possible, since the ARB average represents a wide range of devices.
Note on D37: 2021: Gabe Mantegna: 100-yr GWP is default value adopted by Commission. 20-yr GWP is an option for sensitivity analysis. 2020: The CPUC is currently using 20-year GWPs to determine the avoided cost of DERs.

## ACC Inputs
Version | 2021 ACC Refrigerant Calculator v1b.xlsx [3]
GHG Adder from ACC
| 2019 | 2020 | 2021 | 2022 | 2023 | 2024 | 2025 | 2026 | 2027 | 2028 | 2029 | 2030 | 2031 | 2032 | 2033 | 2034 | 2035 | 2036 | 2037 | 2038 | 2039 | 2040 | 2041 | 2042 | 2043 | 2044 | 2045 | 2046 | 2047 | 2048 | 2049 | 2050
$/tonne (nominal) | 31.7715 | 35.531 | 38.2889 | 41.2785 | 44.4743 | 47.9289 | 51.6395 | 55.6267 | 59.9131 | 64.5251 | 69.504 | 74.8724 | 79.7624 | 85.1605 | 91.112 | 97.6658 | 104.875 | 112.7967 | 121.4929 | 131.0302 | 141.481 | 152.9233 | 165.4413 | 179.1261 | 194.0759 | 210.3968 | 228.2033 | 247.6191 | 268.7776 | 291.8228 | 316.9101 | 344.2071
|  | IOU WACC (Nominal, after-tax) | [12 empty] | 1.0699 | 1.0719 | 1.0738 | 1.0755 | 1.0771 | 1.0785 | 1.0798
| PG&E | 7.81%
| SCE | 7.68% | [12 empty] | 0.92868
| SDG&E | 7.55%
Refrigerant Calculator source versions
Source file | GHG Adder from ACC |  | $/tonne (nominal)
| 2019 | 2020 | 2021 | 2022 | 2023 | 2024 | 2025 | 2026 | 2027 | 2028 | 2029 | 2030 | 2031 | 2032 | 2033 | 2034 | 2035 | 2036 | 2037 | 2038 | 2039 | 2040 | 2041 | 2042 | 2043 | 2044 | 2045 | 2046 | 2047 | 2048 | 2049 | 2050
Refrigerant Calculator.xlsx (2020-06-29) [1] | 72.6678 | 76.9335 | 81.3753 | 85.9487 | 90.5893 | 95.2808 | 99.965 | 104.6104 | 109.1648 | 113.5393 | 117.6548 | 121.3668 | 128.5883 | 136.6756 | 145.71 | 155.7793 | 166.9787 | 179.4114 | 193.1888 | 208.4316 | 225.2701 | 243.8454 | 264.3101 | 286.829 | 311.5803 | 338.7564 | 368.5653 | 401.2317 | 436.9981 | 476.1266 | 518.9001 | 565.6238
2021 ACC Refrigerant Calculator v1a.xlsx [2] | 31.7715 | 35.531 | 38.2889 | 41.2785 | 44.4743 | 47.9289 | 51.6395 | 55.6267 | 59.9131 | 64.5251 | 69.504 | 74.8724 | 79.7624 | 85.1605 | 91.112 | 97.6658 | 104.875 | 112.7967 | 121.4929 | 131.0302 | 141.481 | 152.9233 | 165.4413 | 179.1261 | 194.0759 | 210.3968 | 228.2033 | 247.6191 | 268.7776 | 291.8228 | 316.9101 | 344.2071
2021 ACC Refrigerant Calculator v1b.xlsx [3] | 31.7715 | 35.531 | 38.2889 | 41.2785 | 44.4743 | 47.9289 | 51.6395 | 55.6267 | 59.9131 | 64.5251 | 69.504 | 74.8724 | 79.7624 | 85.1605 | 91.112 | 97.6658 | 104.875 | 112.7967 | 121.4929 | 131.0302 | 141.481 | 152.9233 | 165.4413 | 179.1261 | 194.0759 | 210.3968 | 228.2033 | 247.6191 | 268.7776 | 291.8228 | 316.9101 | 344.2071
Sources:
[1] https://www.cpuc.ca.gov/industries-and-topics/electrical-energy/demand-side-management/energy-efficiency/idsm
The initial release of the Refrigerant Calculator appears to have been provided with 2020 Avoided Cost Calculator version 1c bundle, and posted to the CPUc's IDSM/cost-effectiveness web page.
As of 2021-08-23, the CPUC's public-facing web page links only to this version of the Refrigerant Calculator.
[2] ftp://ftp.cpuc.ca.gov/gopher-data/energy_division/EnergyEfficiency/CostEffectiveness
As of 2021-08-23, the CPUC's FTP directory includes the 2021 v1a Refrigerant Calculator.
This appears to belong to 2021 ACC v1a bundle, the version recognized for approval in Resolution E-5150.
[3] https://willdan.app.box.com/v/2021CPUCAvoidedCosts/folder/136593940728
The documentation for 2021 ACC points to this non-CPUC repository, which includes a further revision to ACC to 2021 v1b.
The refrigerant calculator is appears unchanged between 2021 v1a and 2021 v1b.
The new version is shown here to clarify that the "latest" and "official/approved" are actually different version numbers, but the GHG adder is identical so exact version is irrelevant for this tool.
Why list all known versions of the E3 Refrigerant Calculator?
At time of writing, there was discoordination in public postings such that the "latest official version" was poorly defined.
The 2021 ACC v1a is selected here, consistent with Resolution E-5150, the "latest official" finding from the CPUC relating to ACC.
Coincidentally, this selection is also consistent with 2021 ACC v1b, the latest version publicly posted by E3/Willdan.
Storing all versions will also allow engineers to assess changes to NPV outputs due to future ACC updates.

## Refrigerant Leakage
Sector | Device type | Average lifetime (years) | Average charge size (amount of refrigerant) in lbs. per unit | Average annual leak rate (q_ann) | Average end-of-life loss rate of remaining refrigerant (q_EOL) | Number of years prior to EOL with no "top-off" refrigerant added to replace full charge (t_EOL) | Percentage of refrigerant charge lost during lifetime | Mass of refrigerant lost during lifetime for average unit (lbs) | Compounded loss before top-off | Simple annual calc over t_EOL | Difference
Stationary Refrigeration | Large retail food refrigeration 2,000 lbs. + | 15 | 3352 | 24.2% | 20% | 0 | 383% | 12838.16 | 0% | 0% | 0%
| Medium retail food refrigeration 200-2,000 lbs. | 15 | 684 | 22.9% | 20% | 0 | 363.5% | 2486.34 | 0% | 0% | 0%
| Small retail food refrigeration 50-200 lbs. | 20 | 103 | 15.6% | 20% | 0 | 332% | 341.96 | 0% | 0% | 0%
| Sub-small retail food refrigeration < 50 lbs. | 14 | 23 | 15% | 34% | 0 | 244% | 56.12 | 0% | 0% | 0%
| Large commercial refrigeration 2,000 lbs. + | 15 | 3352 | 24.2% | 20% | 0 | 383% | 12838.16 | 0% | 0% | 0%
| Medium commercial refrigeration 200-2,000 lbs. | 15 | 684 | 22.9% | 20% | 0 | 363.5% | 2486.34 | 0% | 0% | 0%
| Small commercial refrigeration 50-200 lbs. | 20 | 103 | 15.6% | 20% | 0 | 332% | 341.96 | 0% | 0% | 0%
| Sub-small commercial refrigeration < 50 lbs. | 14 | 23 | 15% | 34% | 0 | 244% | 56.12 | 0% | 0% | 0%
| Large cold storage 2,000 lbs. + | 20 | 7252 | 14.8% | 20% | 0 | 316% | 22916.32 | 0% | 0% | 0%
| Medium cold storage 200-2,000 lbs. | 20 | 552 | 10.3% | 20% | 0 | 226% | 1247.52 | 0% | 0% | 0%
| Small cold storage 50-200 lbs. | 20 | 113 | 4% | 20% | 0 | 100% | 113 | 0% | 0% | 0%
| Large industrial process cooling 2,000 lbs. + | 20 | 5873 | 12.3% | 20% | 0 | 266% | 15622.18 | 0% | 0% | 0%
| Medium industrial process cooling 200-2,000 lbs. | 20 | 660 | 12.5% | 20% | 0 | 270% | 1782 | 0% | 0% | 0%
| Small industrial process cooling 50-200 lbs. | 20 | 104 | 9.1% | 20% | 0 | 202% | 210.08 | 0% | 0% | 0%
| Stand alone (self-contained) refrig units | 20 | 1.023 | 1% | 98.5% | 10 | 108.7% | 1.1115 | 9.562% | 10% | 0.4382%
| Refrigerated Food Processing and Dispensing Equipment | 12 | 3 | 1% | 98.5% | 6 | 104.6% | 3.1377 | 5.852% | 6% | 0.148%
| Commercial Ice Machines | 5 | 3.31 | 0.5% | 98.5% | 5 | 98.54% | 3.2616 | 2.475% | 2.5% | 0.02488%
| Water Coolers - Drinking Fountains | 14 | 0.25 | 1% | 98.5% | 14 | 98.71% | 0.24677 | 13.13% | 14% | 0.8746%
| Refrigerated vending machines | 15 | 0.63 | 1% | 98.5% | 15 | 98.72% | 0.62197 | 13.99% | 15% | 1.006%
| Heat Pump Water Heaters | 14 | 2.4 | 1% | 100% | 14 | 100% | 2.4 | 13.13% | 14% | 0.8746%
| Heat Pump Clothes Dryers | 14 | 0.882 | 1% | 100% | 14 | 100% | 0.882 | 13.13% | 14% | 0.8746%
| Household refrigerator freezer | 14 | 0.342 | 1% | 77% | 14 | 80.22% | 0.27435 | 13.13% | 14% | 0.8746%
Stationary Air-conditioning | Large Chiller 2,000 lbs. + | 20 | 3978 | 2.3% | 20% | 0 | 66% | 2625.48 | 0% | 0% | 0%
| Medium Chiller 200-2,000 lbs. | 20 | 526 | 3% | 20% | 0 | 80% | 420.8 | 0% | 0% | 0%
| Commercial Unitary AC 50-200 lbs., > 135,000 BTUh size | 20 | 70 | 7% | 20% | 0 | 160% | 112 | 0% | 0% | 0%
| Commercial Unitary AC, < 50-lbs., < 135,000 BTUh size (includes smaller "residential-type" central AC and heat pumps) | 15 | 18.2 | 4.7% | 56% | 0 | 126.5% | 23.023 | 0% | 0% | 0%
| Window/Room AC and PTAC Units, commercial | 12 | 1.54 | 2% | 98.5% | 12 | 98.86% | 1.5224 | 21.53% | 24% | 2.472%
| Residential Unitary AC | 15 | 7.5 | 5% | 80% | 3 | 143% | 10.725 | 14.26% | 15% | 0.7375%
| Residential Heat Pumps | 15 | 8.2 | 5.3% | 80% | 3 | 146.8% | 12.036 | 15.07% | 15.9% | 0.8278%
| Window/Room/Wall AC and Packaged Terminal AC (PTAC) Units, residential | 12 | 1.54 | 2% | 98.5% | 12 | 98.86% | 1.5224 | 21.53% | 24% | 2.472%
| Portable AC | 10 | 1.54 | 1% | 98.5% | 10 | 98.65% | 1.5192 | 9.562% | 10% | 0.4382%
| Dehumidifiers | 5 | 1 | 1% | 98.5% | 5 | 98.58% | 0.98575 | 4.901% | 5% | 0.099%
MVAC and Transport Refrigeration | Mobile Vehicle AC (MVAC) Light Duty (LD) | 12 | 1.52 | 8% | 42.5% | 2 | 131.7% | 2.0018 | 15.36% | 16% | 0.64%
| MVAC Heavy Duty (HD) (non-bus) | 10 | 2.92 | 33.8% | 51.34% | 1 | 372% | 10.862 | 33.8% | 33.8% | 0%
| MVAC Bus | 12 | 21.8 | 11.7% | 49% | 1 | 183.7% | 40.0394 | 11.7% | 11.7% | 0%
| MVAC Off-Road | 10 | 2.43 | 33.8% | 51.3% | 1 | 372% | 9.0386 | 33.8% | 33.8% | 0%
| Transport Refrigerated Units (TRUs) | 7 | 16 | 15% | 49% | 1 | 146.6% | 23.464 | 15% | 15% | 0%
| Refrigerated Shipping Containers | 5 | 33.1 | 5% | 19.1% | 1 | 43.15% | 14.281 | 5% | 5% | 0%
| Ships | 15 | 273.2 | 36.6% | 0% | 1 | 549% | 1499.868 | 36.6% | 36.6% | 0%
Non-refrig equipment | Non-refrigerant equipment |  | 0 | 0% | 0% | 0 | 0 | 0 | 0% | 0% | 0%
Sources:
$A$1:$I$40 | https://www.cpuc.ca.gov/industries-and-topics/electrical-energy/demand-side-management/energy-efficiency/idsm
Consistent with both 2020 and 2021 Refrigerant Calculators
$J:$K | Calculation identical to formulas from E3 Refrigerant Calculator's Dashboard
$A$41:$K$41 | Added for deemed calculator extended functionality
Note on A1: Gabe Mantegna: This tab copied from ACC.
Note on H1: Microsoft Office User: Primary values for use from this tab. Equal to (q_ann,i * t_i + q_EOL,i * (1 - q_ann,i * t_EOL,i)) in documentation
Note on I1: Microsoft Office User: Illustrative only. Must use actual refrigerant charge for calculations

## Refrigerant GWPs
Common name of refrigerant/GHG | Full Name | Atmospheric Life Time in Years | 100-year GWP Values from IPCC Fourth Assessment Report (AR4) (2007) | 20-year GWP Values from IPCC Fourth Assessment Report (AR4) (2007) | Notes | Active GWP
CFC-11 | Trichlorofluoromethane (CCl3F) | 45 | 4750 | 6730 | Controlled by Montreal Protocol; not included in ARB inventory by international convention | 4750
CFC-12 | Dichlorodifluoromethane (CCl2F2) | 100 | 10900 | 11000 |  | 10900
CFC-13 | Chlorotrifluoromethane (CClF3) | 640 | 14400 | 10800 |  | 14400
CFC-113 | 1,1,2-Trichlorotrifluoroethane (C2F3Cl3) | 85 | 6130 | 6540 |  | 6130
CFC-114 | Dichlorotetrafluoroethane (C2F4Cl2) | 190 | 10000 | 8040 |  | 10000
CFC-115 | Monochloropentafluoroethane (C2F5Cl) | 1020 | 7370 | 5310 |  | 7370
Halon 1211 | Bromochlorodifluoromethane (CF2ClBr) | 16 | 1890 | 4750 |  | 1890
Halon 1301 | Bromotrifluoromethane (CF3Br) | 65 | 7140 | 8480 |  | 7140
Halon 2402 | Dibromotetrafluoroethane (C2F4Br2) | 20 | 1640 | 3680 |  | 1640
Carbon tetrachloride | Carbon tetrachloride (CCl4) | 26 | 1400 | 2700 |  | 1400
Methyl bromide | Methyl bromide (CH3Br) | 0.8 | 5 | 17 |  | 5
Methyl chloroform (R-140a) | 1,1,1-trichloroethane (C2H3Cl3) | 5 | 146 | 506 |  | 146
Methylene chloride | Dichloromethane (CH2Cl2) | 0.38 | 8.7 | 31 |  | 8.7
HCFC-21 | Dichlorofluoromethane (CHFCl2) | 1.7 | 148 | 543 |  | 148
HCFC-22 | Monochlorodifluoromethane (CHClF2) | 11.9 | 1810 | 5160 |  | 1810
HCFC-123 | Dichlorotrifluoroethane (C2HF3Cl2) | 1.3 | 77 | 273 |  | 77
HCFC-124 | Monochlorotetrafluoroethane (C2HF4Cl) | 5.9 | 609 | 2070 |  | 609
HCFC-141b | Dichlorofluoroethane (C2H3FCl2) | 9.2 | 725 | 2250 |  | 725
HCFC-142b | Monochlorodifluoroethane (C2H3F2Cl) | 17.2 | 2310 | 5490 |  | 2310
HCFC-225ca | Dichloropentafluoropropane (C3HF5Cl2) | 1.9 | 122 | 429 |  | 122
HCFC-225cb | Dichloropentafluoropropane (CHClFCF2CClF2) | 5.9 | 595 | 2030 |  | 595
Carbon Dioxide | Carbon Dioxide (CO2) | 50-200 | 1 | 1 |  | 1
Methane | Methane (CH4) | 12 | 25 | 72 |  | 25
Nitrous Oxide | Nitrous Oxide (N2O) | 114 | 298 | 289 |  | 298
HFC-23 | Trifluoromethane (CHF3) | 260 | 14800 | 12000 |  | 14800
HFC-32 | Difluoromethane (CH2F2) | 5 | 675 | 2330 |  | 675
HFC-125 | Pentafluoroethane (C2HF5) | 29 | 3500 | 6350 |  | 3500
HFC-134a | 1,1,1,2-Tetrafluoroethane (CH2FCF3) | 13.8 | 1430 | 3830 |  | 1430
HFC-143a | 1,1,1-Trifluoroethane (C2H3F3) | 52 | 4470 | 5890 |  | 4470
HFC-152a | 1,1-Difluoroethane (C2H4F2) | 1.4 | 124 | 437 |  | 124
HFC-161 | Fluoroethane [ethyl fluoride] (CH3CH2F) | 0.25 |  |  |  | 0
HFC-227ea | 1,1,1,2,3,3,3-Heptafluoropropane (C3HF7) | 33 | 3220 | 5310 |  | 3220
HFC-236fa | 1,1,1,3,3,3-hexafluoropropane (C3H2F6) | 220 | 9810 | 8100 |  | 9810
HFC-245fa | 1,1,1,3,3-pentafluoropropane (C3H3F5) | 7.2 | 1030 | 3380 |  | 1030
HFC-365mfc | 1,1,1,3,3-pentafluorobutane (C4H5F5) | 9.9 | 794 | 2520 |  | 794
HFC-43-10mee | 1,1,1,2,2,3,4,5,5,5-decafluoropentane (C5H2F10) | 15 | 1640 | 4140 |  | 1640
HFE-7100 | HFE-449s1 (C4F9OCH3) | 5 | 390 | 1040 |  | 390
HFE-7200 | HFE-569sf2 (C4F9OC2H5) | 0.77 | 55 | 207 |  | 55
HFE-8200 | blend ethyl nonafluoroisobutyl ether and ethyl nonafluorobutyl ether | 0.77 | 55 |  |  | 55
PFC-14 | Tetrafluoromethane (CF4) | 50000 | 7390 | 5210 |  | 7390
PFC-116 | Hexafluoroethane (C2F6) | 10000 | 12200 | 8630 |  | 12200
PFC-218 | Octafluoropropane (C3F8) | 2600 | 8830 | 6310 |  | 8830
PFC-318 | Perfluorocyclobutane (C4F8) | 3200 | 10300 | 7310 |  | 10300
PFC-31-10 | Perfluorobutane (C4F10) | 2600 | 8860 | 6330 |  | 8860
PFC-41-12 | Perfluoropentane (C5F12) | 4100 | 9160 | 6510 |  | 9160
PFC-51-14 | Perfluorohexane (C6F14) | 3200 | 9300 | 6600 |  | 9300
PFC-91-18 | Perfluorodecalin (C10F18) | >1000 | >7500 | >5500 |  | >7500
SF6 Sulphur Hexafluoride | Sulphur Hexafluoride (SF6) | 3200 | 22800 | 16300 |  | 22800
NF3 Nitrogen Trifluoride | Nitrogen Trifluoride (NF3) | 740 | 17200 | 12300 |  | 17200
SO2F2 Sulfuryl fluoride | Sulfuryl fluoride (SO2F2) | 36 |  |  |  | 0
Trifluoromethyl sulfur pentafluoride | Trifluoromethyl sulfur pentafluoride (SF5CF3) | 800 | 17700 |  |  | 17700
Trifluoromethyl iodide (CF3I) | Trifluoromethyl iodide (CF3I), trifluoroiodomethane | 0.005 | 1 | 1 |  | 1
Dimethyl ether (DME) | Dimethyl ether (DME) (CH3OCH3 (C2H6O)) | 0.005 | 1 | 1 |  | 1
FOR12A | HFC-134a 1,1,1,2-Tetrafluoroethane 80%; HFC-152a 1,1-Difluoroethane 4%; CF3I (Trifluoroiodomethane) 11% |  | 1221 |  |  | 1221
FOR12B | HFC-134a 1,1,1,2-Tetrafluoroethane 77%; Dimethyl ether (DME) (C2H6O) 2%; CF3I (Trifluoroiodomethane) 21% |  | 1101 |  |  | 1101
Freeze 12 | HCFC-142b Monochlorodifluoroethane 20%; HFC-134a 1,1,1,2-Tetrafluoroethane 80% |  | 1606 |  |  | 1606
Free Zone | HCFC-142b Monochlorodifluoroethane 19%; HFC-134a 1,1,1,2-Tetrafluoroethane 79% |  | 1568.6 |  |  | 1568.6
FRIGC FR-12 | HCFC-124 2-Chloro-1,1,1,2-Tetrafluoroethane 39%; HFC-134a 1,1,1,2-Tetrafluoroethane 59%; n-Butane 2% |  | 1081.29 |  |  | 1081.29
G2018C | HCFC-22 Chlorodifluoromethane 95.5%; HFC-152a 1,1-Difluoroethane 1.5%; Propylene R-1270 3% |  | 1730.5 |  |  | 1730.5
GHG-HP | HCFC-22 Chlorodifluoromethane 65%; HCFC-142B Monochlorodifluoroethane 31% Isobutane R-600a 4% |  | 1892.72 |  |  | 1892.72
GHG-X5 | HCFC-22 Chlorodifluoromethane 41%; HCFC-142B Monochlorodifluoroethane 15%; HFC-227ea 1,1,1,2,3,3,3-Heptafluoropropane 40% Isobutane R-600a 4% |  | 2376.72 |  |  | 2376.72
Hot Shot 2 | HFC-134a 1,1,1,2-Tetrafluoroethane 78.8%; HFC-125 Pentafluoroethane 19.5%; R-600a (Isobutane) 1.7% |  | 1809.425 | 4256.341 |  | 1809.425
Ikon A | HFC-152a (unknown %); CF3I (trifluoroiodomethane) (unknown %) |  | 124 | 437 |  | 124
Ikon B | HFC-134a (unknown %); HFC-152a (unknown %); CF3I (trifluoroiodomethane) (unknown %) |  |  |  |  | 0
Isceon MO89 | HFC-125 Pentafluoroethane 86%; PFC-218 Octafluoropropane 9%; Propane (R-290) 5% |  | 3141.1255 | 6029.065 |  | 3141.1255
NARM-502 | HCFC-22 Chlorodifluoromethane 90%; HFC-23 Trifluoromethane 5%; HFC-152a 1,1-Difluoroethane 5% |  | 2375.2 | 5265.85 |  | 2375.2
R-401A | HCFC-22 Chlorodifluoromethane 53%; HCFC-124 2-Chloro-1,1,1,2-Tetrafluoroethane 34%; HFC-152a 1,1-Difluoroethane 13% |  | 1182.48 | 3495.41 |  | 1182.48
R-401B | HCFC-22 Chlorodifluoromethane 61%; HCFC-124 2-Chloro-1,1,1,2-Tetrafluoroethane 28%; HFC-152a 1,1-Difluoroethane 11% |  | 1288.26 | 3775.27 |  | 1288.26
R-401C | HCFC-22 Chlorodifluoromethane 33%; HCFC-124 2-Chloro-1,1,1,2-Tetrafluoroethane 52%; HFC-152a 1,1-Difluoroethane 15% |  | 932.58 | 2844.75 |  | 932.58
R-402A | HCFC-22 Chlorodifluoromethane 38%; HFC-125 Pentafluoroethane 60%; Propane (R-290) 2% |  | 2788 | 5770.866 |  | 2788
R-402B | HCFC-22 Chlorodifluoromethane 60%; HFC-125 Pentafluoroethane 38%; Propane (R-290) 2% |  | 2416 | 5509.066 |  | 2416
R-403B | HCFC-22 Chlorodifluoromethane 56%; PFC-218 Octafluoropropane 39%; Propane (R-290) 5% |  | 4458 | 5350.665 |  | 4458
R-404A | HFC-125 Pentafluoroethane 44%; HFC-134a 1,1,1,2-Tetrafluoroethane 4% HFC-143a 1,1,1-Trifluoroethane 52% | 52 years (143a); 29 years (125); 14.6 years (134a) | 3921.6 | 6010 |  | 3921.6
R-406A | HCFC-22 Chlorodifluoromethane 55%; HCFC-142B Monochlorodifluoroethane 41% Isobutane R-600a 4% |  | 1942.72 | 5089.02 |  | 1942.72
R-407A | HFC-32 Difluoromethane 20%; HFC-125 Pentafluoroethane 40%; HFC-134a 1,1,1,2-Tetrafluoroethane 40% | 29 years (R-125); 4.9 years (R-32) | 2107 | 4538 |  | 2107
R-407B | HFC-32 Difluoromethane 10%; HFC-125 Pentafluoroethane 70%; HFC-134a 1,1,1,2-Tetrafluoroethane 20% |  | 2245 | 4494 |  | 2245
R-407C | HFC-32 Difluoromethane 23%: HFC-125 Pentafluoroethane 25%; HFC-134a 1,1,1,2-Tetrafluoroethane 52% |  | 1773.85 | 4115 |  | 1773.85
R-407D | HFC-32 Difluoromethane 15%: HFC-125 Pentafluoroethane 15%; HFC-134a 1,1,1,2-Tetrafluoroethane 70% |  | 1627.25 | 3983 |  | 1627.25
R-407F | HFC-32 Difluoromethane 30%: HFC-125 Pentafluoroethane 30%; HFC-134a 1,1,1,2-Tetrafluoroethane 40% |  | 1824.5 | 4136 |  | 1824.5
R-407H | HFC-32 Difluoromethane 32.5%: HFC-125 Pentafluoroethane 15.0%; HFC-134a 1,1,1,2-Tetrafluoroethane 52.5% |  | 1495.125 | 3720.5 |  | 1495.125
R-408A | HCFC-22 Chlorodifluoromethane 47%; HFC-125 Pentafluoroethane 7%; HFC-143A 1-1-1 Trifluoroethane 46% |  | 3151.9 | 5579.1 |  | 3151.9
R-409A | HCFC-22 Chlorodifluoromethane 60%; HCFC-124 2-Chloro-1,1,1,2-Tetrafluoroethane 25%; HCFC-142b 1-Chloro-1,1-Difluoroethane 15% |  | 1585 | 4437 |  | 1585
R-410A | HFC-32 Difluoromethane 50%; HFC-125 Pentafluoroethane 50% | 29 years (R-125); 4.9 years (R-32) | 2087.5 | 4340 |  | 2087.5
R-410B | HFC-32 Difluoromethane 45%; HFC-125 Pentafluoroethane 55% | 29 years (R-125); 4.9 years (R-32) | 2228.75 | 4541 |  | 2228.75
R-411A | HCFC-22 Chlorodifluoromethane 87.5%; HFC-152a 1,1-Difluoroethane 11%; Propylene R-1270 1.5% |  | 1597.435 | 4563.115 |  | 1597.435
R-411B | HCFC-22 Chlorodifluoromethane 94%; HFC-152a 1,1-Difluoroethane 3%; Propylene R-1270 3% |  | 1705.21 | 4863.6 |  | 1705.21
R-413A | HFC-134a 1,1,1,2-Tetrafluoroethane 88%; PFC-218 Octafluoropropane 9%; Isobutane 3% |  | 2053 | 3938.45 |  | 2053
R-414A | HCFC-22 Chlorodifluoromethane 51%; HCFC-124 Monochlorotetrafluoroethane 39%; HCFC-142b Monochlorodifluoroethane 6%; R-600a Isobutane (hydrocarbon) 4% |  | 1478 | 3768.42 |  | 1478
R-414B | HCFC-22 Chlorodifluoromethane 50%; HCFC-124 Monochlorotetrafluoroethane 39%; HCFC-142b Monochlorodifluoroethane 9.5%; R-600a Isobutane (hydrocarbon) 1.5% |  | 1362 | 3898.545 |  | 1362
R-416A | HFC-134a 1,1,1,2-Tetrafluoroethane 59%; HCFC-124 1-Chloro-1,2,2,2-tetrafluoroethane 39.5%; R-600a Isobutane (hydrocarbon) 1.5% |  | 1084.3 | 3077.395 |  | 1084.3
R-417A | HFC-134a 1,1,1,2-Tetrafluoroethane 50%; HFC-125 Pentafluoroethane 46.6%; Butane 3.4% |  | 2346.102 | 4874.202 |  | 2346.102
R-417B | HFC-125 Pentafluoroethane 79%; HFC-134a 1,1,1,2-Tetrafluoroethane 18.25%; R-600 Butane 2.75% |  | 3026.0575 | 5715.5575 |  | 3026.0575
R-417C | HFC-134a 1,1,1,2-Tetrafluoroethane 78.8%; HFC-125 Pentafluoroethane 19.5%; R-600a (Isobutane) 1.7% |  | 1809.408 | 4256.375 |  | 1809.408
R-420A | HCFC-142b Monochlorodifluoroethane 12%; HFC-134a 1,1,1,2-Tetrafluoroethane 88% |  | 1535.6 | 4029.2 |  | 1535.6
R-421A | HFC-125 Pentafluoroethane 58% HFC-134a 1,1,1,2-Tetrafluoroethane 42% |  | 2630.6 | 5291.6 |  | 2630.6
R-421B | HFC-125 Pentafluoroethane 85% HFC-134a 1,1,1,2-Tetrafluoroethane 15% |  | 3189.5 | 5972 |  | 3189.5
R-422A | HFC-134a 1,1,1,2-Tetrafluoroethane 11.5%; HFC-125 Pentafluoroethane 85.1%; Isobutane 3.4% |  | 3143.052 | 5844.402 |  | 3143.052
R-422B | HFC-134a 1,1,1,2-Tetrafluoroethane 42%; HFC-125 Pentafluoroethane 55%; Isobutane 3% |  | 2525.69 | 5101.19 |  | 2525.69
R-422C | HFC-125 Pentafluoroethane 82%; HFC-134a 1,1,1,2-Tetrafluoroethane 15%; Isobutane R-600a 3% |  | 3084.59 | 5781.59 |  | 3084.59
R-422D | HFC-125 Pentafluoroethane 65.1%; HFC-134a 1,1,1,2-Tetrafluoroethane 31.5%; Isobutane 3.4% |  | 2729.052 | 5340.402 |  | 2729.052
R-423A | HFC-134a 1,1,1,2-Tetrafluoroethane 52.5%; HFC-227ea 1,1,1,2,3,3,3-Heptafluoropropane 47.5% |  | 2280.25 | 4533 |  | 2280.25
R-424A | HFC-125 Pentafluoroethane 50.5%; HFC-134a 1,1,1,2-Tetrafluoroethane 47.0%; Butane (R-600) 1.0% Isobutane (R-600a) 0.9% Isopentane (R-601a) 0.6% |  | 2439.6161 | 5006.8661 |  | 2439.6161
R-426A | HFC-125 Pentafluoroethane 5.1%; HFC-134a 1,1,1,2-Tetrafluoroethane 93.0%; Butane (R-600) 1.3% Isobutane (R-600a) 0.6% |  | 1508.47 | 3885.82 |  | 1508.47
R-427A | HFC-32 Difluoromethane 15%; HFC-125 Pentafluoroethane 25%; HFC-134a 1,1,1,2-Tetrafluoroethane 50%; HFC-143a 1,1,1-Trifluoroethane 10% |  | 2138.25 | 4441 |  | 2138.25
R-428A | HFC-125 Pentafluoroethane 77.5%; HFC-143a 1,1,1-Trifluoroethane 20.0%; Propane (R-290) 0.6%; Isobutane (R-600a) 1.9% |  | 3607.3598 | 6100.1098 |  | 3607.3598
R-434A | HFC-125 Pentafluoroethane 63.2%; HFC-143a 1,1,1-Trifluoroethane 18%; HFC-134a 1,1,1,2-Tetrafluoroethane 16%; Isobutane (R-600a) 2.8% |  | 3245.484 | 5686.284 |  | 3245.484
R-436A | Hydrocarbon blend of 54% propane (R-290), 46% isobutane (R-600a) |  | 5 | 5 |  | 5
R-437A | HFC-125 Pentafluoroethane 19.5%; HFC-134a 1,1,1,2-Tetrafluoroethane 78.5%; Butane (R-600) 1.4%; Pentane (R-601) 0.6% |  | 1805.164 | 4244.914 |  | 1805.164
R-438A | HFC-125 Pentafluoroethane 45%; HFC-134a 1,1,1,2-Tetrafluoroethane 44.2%; HFC-32 Difluoromethane 8.5%; IsoButane (R-600a) 1.7%; Isopentane (R-601) 0.6% |  | 2237.98 | 4659.23 |  | 2237.98
R-441A | Hydrocarbon blend of 3.1% ethane (R-170); 54.8% propane (R-290), 36.1% n-Butane (R-600), and 6.0% isobutane (R-660a) |  | 5 | 5 |  | 5
R-442A | HFC-32 Difluoromethane 31%; HFC-125 Pentafluoroethane 31%; HFC-134a 1,1,1,2-Tetrafluoroethane 30%; HFC-152a 1,1-Difluoroethane 3%; HFC-227ea 1,1,1,2,3,3,3-Heptafluoropropane 5% |  | 1887.97 | 4118.41 |  | 1887.97
R-443A | Propane, isobutane, butane > 75%, hydrocarbon blend (Unacceptable for AC, SNAP list) |  |  |  |  | 0
R-444A | HFC-32 Difluoromethane 12%; HFC-152a 1,1-Difluoroethane 5%; R-1234ze HFO-1234ze(E) 83% | no MSDS yet | 88.03 | 302.28 |  | 88.03
R-444B | HFC-32 Difluoromethane 41.5%; R-152a 1,1-Difluoroethane 10%; R-1234ze HFO-1234ze 48.5% | no MSDS yet | 293.01 | 1011.135 |  | 293.01
R-445A | HFC-134a 1,1,1,2-Tetrafluoroethane 9%; R-744 CO2 6%; R-1234ze HFO-1234ze 85% | no MSDS yet | 129.61 | 345.61 |  | 129.61
R-446A | HFC-32 Difluoromethane 68%; R-1234ze HFO-1234ze 29%; R-600a isobutane 3% | no MSDS yet | 459.38 | 1584.78 |  | 459.38
R-447A | HFC-32 Difluoromethane 68%; HFC-125 Pentafluoroethane 3.5%; R-1234ze HFO-1234ze(E) 28.5% | no MSDS yet | 600 |  |  | 600
R-447B | HFC-32 Difluoromethane 68%; R-1234ze HFO-1234ze(E) 24%; HFC-125 Pentafluoroethane 8% |  | 739.24 | 2092.64 |  | 739.24
R-448A | HFC-32 Difluoromethane 26%; HFC-125 Pentafluoroethane 26%; HFC-134a 1,1,1,2-Tetrafluoroethane 21%; R-1234yf HFO-1234yf 2,3,3,3-Tetrafluoropropene 20%; R-1234ze HFO-1234ze 7% |  | 1386.07 | 3061.37 |  | 1386.07
R-449A | HFC-32 Difluoromethane 24.3%; HFC-125 Pentafluoroethane 24.7%; HFC-134a 1,1,1,2-Tetrafluoroethane 25.7%; R-1234yf HFO-1234yf 2,3,3,3-Tetrafluoropropene 25.3% |  | 1396.288 | 3119.203 |  | 1396.288
R-449B | HFC-32 Difluoromethane 25.2%; HFC-125 Pentafluoroethane 24.3%; HFC-134a 1,1,1,2-Tetrafluoroethane 27.3%; R-1234yf HFO-1234yf 2,3,3,3-Tetrafluoropropene 23.2% |  | 1411.222 | 3176.032 |  | 1411.222
R-450A | HFC-134a 1,1,1,2-Tetrafluoroethane 42%; R-1234ze HFO-1234ze 58% |  | 601.18 |  |  | 601.18
R-451A | HFC-134a 1,1,1,2-Tetrafluoroethane 10.2%; R-1234ze HFO-1234ze 89.8% |  | 146.758 |  |  | 146.758
R-451B | HFC-134a 1,1,1,2-Tetrafluoroethane 11.2%; R-1234ze HFO-1234ze 88.8% |  | 161.048 |  |  | 161.048
R-452A | HFC-32 Difluoromethane 11% HFC-125 Pentafluoroethane 59%; HFO-1234yf 2,3,3,3-Tetrafluoropropene 30% |  | 2139.55 | 4003.1 |  | 2139.55
R-452B | HFC-32 Difluoromethane 67% HFC-125 Pentafluoroethane 7%; HFO-1234yf 2,3,3,3-Tetrafluoropropene 26% |  | 697.51 | 2005.86 |  | 697.51
R-452C | HFC-32 Difluoromethane 12.5% HFC-125 Pentafluoroethane 61.0%; HFO-1234yf 2,3,3,3-Tetrafluoropropene 26.5% |  | 2219.64 | 4165.015 |  | 2219.64
R-453A | HFC-32 Difluoromethane 20%; HFC-125 Pentafluoroethane 20%; HFC-134a 1,1,1,2-Tetrafluoroethane (norflurane on MSDS) 53.8%; HFC-227ea 1,1,1,2,3,3,3-Heptafluoropropane 5%; R-600 Butane 0.6%; R-600a Isobutane 0.6% |  | 1765.388 | 4062.088 |  | 1765.388
R-454A | HFC-32 Difluoromethane 35%; HFO-1234yf 2,3,3,3-Tetrafluoropropene 65% |  | 239 | 816.15 |  | 239
R-454B | HFC-32 Difluoromethane 68.9%; HFO-1234yf 2,3,3,3-Tetrafluoropropene 31.1% |  | 466 | 1605.681 |  | 466
R-454C | HFO-1234yf 2,3,3,3-Tetrafluoropropene 78.5%; HFC-32 Difluoromethane 21.5% |  | 145.91 | 501.735 |  | 145.91
R-455A | HFC-32 Difluoromethane 21.5%; HFO-1234yf 2,3,3,3-Tetrafluoropropene 75.5%; R-744 CO2 3.0% |  | 145.91 | 501.735 |  | 145.91
R-456A | HFO-1234ze(E) 49%; HFC-134a 1,1,1,2-Tetrafluoroethane 45%; HFC-32 Difluoromethane 6% |  | 684.49 | 1863.79 |  | 684.49
R-457A | HFO-1234yf 2,3,3,3-Tetrafluoropropene 70.0%; HFC-32 Difluoromethane 18.0%; HFC-152a 1,1-Difluoroethane 12.0% |  | 137.08 | 472.54 |  | 137.08
R-458A | See also Tdx 20 by Bluon. HFC-134a - 61.4%; HFC-32 - 20.5%; HFC-227ea - 13.5%; HFC-125 - 4.0%; HFC-236fa - 0.6% |  | 1649.955 | 3848.72 |  | 1649.955
R-461A | HFC-125 Pentafluoroethane 55%; HFC-134a 1,1,1,2-Tetrafluoroethane 32%; HFC-143a 1,1,1-Trifluoroethane 5%; HFC-227ea 1,1,1,2,3,3,3-Heptafluoropropane 5%; R-600a isobutane 3% |  | 2767.19 | 5278.19 |  | 2767.19
R-462A | HFC-134a 1,1,1,2-Tetrafluoroethane 44%; HFC-125 Pentafluoroethane 42%; HFC-32 Difluoromethane 9%; R-600a isobutane 3%; HFC-143a 1,1,1-Trifluoroethane 2% |  | 2249.44 | 4679.79 |  | 2249.44
R-466A | HFC-32 Difluoromethane 49%; HFC-125 Pentafluoroethane 11.5%; CF3I (trifluoroiodide) 39.5% | 5.787 | 733 | 1872.345 |  | 733
R-500 | CFC-12 Dichlorodifluoromethane (73.8%); HFC-152a 1,1, Difluoroethane (26.2%) |  | 8076.688 | 8232.494 |  | 8076.688
R-502 | HCFC-22 Monochlorodifluoromethane 48.8%; CFC-115 Monochloropentafluoroethane 51.2% | 12 years (R-22); 7100 years (R-115) | 4656.72 | 5236.8 |  | 4656.72
R-503 | CFC-13 Chlorotrifluoromethane 60% HFC-23 Trifluoromethane 40% |  | 14560 | 11280 |  | 14560
R-507 | HFC-125 Pentafluoroethane 50%; HFC-143a 1,1,1-Trifluoroethane 50% | 29 years (R-125); 52 years (R-143a) | 3985 | 6120 |  | 3985
R-508A | HFC-23 Trifluoromethane 39% PFC-116 Hexafluoroethane 61% |  | 13214 | 9944.3 |  | 13214
R-508B | HFC-23 Trifluoromethane 46% PFC-116 Hexafluoroethane 54% |  | 13396 | 10180.2 |  | 13396
R-513A | HFO-1234yf 2,3,3,3-Tetrafluoropropene 56%; HFC-134a 1,1,1,2-Tetrafluoroethane 44% |  | 629.76 | 1685.76 |  | 629.76
R-514A | HFO 1336mzz(Z) - 74.7%; Trans-1,2-dichloroethylene (t-DCE) - 25.3% |  | 2 | 2 |  | 2
R-515A | R-1234ze(E) HFO 88%; HFC-227ea heptafluoropropane - 12% |  | 387.28 | 638.08 |  | 387.28
R-516A | HFO-1234yf 2,3,3,3-Tetrafluoropropene 77.5%; HFC-152a, 1,1-Difluoroethane 14%; HFC-134a 1,1,1,2-Tetrafluoroethane 8.5% |  | 139.685 | 387.505 |  | 139.685
SP34E | HFC-134a 1,1,1,2-Tetrafluoroethane > 96%; Butane (R-600) C5H10 < 3.9% Additive < 0.1% |  | 1372.96 | 3676.96 |  | 1372.96
TDX20 see also R-458A | TDX20 from Bluon Energy; see also R-458A |  | 1650 |  |  | 1650
THR-03 | THR-03, also THR03 |  | 954 |  |  | 954
DR-3 | DR-3 is "developmental refrigerant" 3, and is pre-commercial as of May 2016 |  | 148 |  |  | 148
2-BTP | 2-bromotrifluoropropene (C3H2BrF3) (BTP) fire suppressant | 0.02 | 0.005 | 0.005 |  | 0.005
R-744 | Carbon Dioxide (CO2) | 50-200 | 1 | 1 | 0 | 1
None |  |  | 0 | 0 | Placeholder for equipment without refrigerant | 0
Sources:
1) http://www.ipcc.ch/pdf/assessment-report/ar4/wg1/ar4-wg1-chapter2.pdf
2) http://www.epa.gov/climatechange/emissions/downloads/ghg_gwp.pdf (not a primary source for GWPs)
3) http://www.grida.no/climate/ipcc_tar/wg1/130.htm#tab41a
Page not found - maybe here? https://www.grida.no/climate/ipcc/emission/123.htm#tbl57
Workbook sources
$A$1:$I$40, $A$159:$A$162 | https://www.cpuc.ca.gov/industries-and-topics/electrical-energy/demand-side-management/energy-efficiency/idsm
Consistent with both 2020 and 2021 Refrigerant Calculators
$A$155:$G$156 | Added for deemed calculator extended functionality
Note on A1: Gabe Mantegna: This tab copied from ACC.
Note on A155: Nicholas Fette: Alias for CO2 added 2021-07-20