## Intro
Intro and Change Log
RACC-FSC_v3.1 for Deemed Measure Packages & Custom Applications | [6 empty] | Section dividers with overviews
The RACC functionality was originally developed on behalf of Southern California Edison by Solaris Technical LLC. The FSC was later added using content developed by E3. | [6 empty] | User inputs worksheets
Results outputs worksheets
| Date of RACC-FSC submission: | 2024-10-29 |  |  | Update Needed! |  | 2022 Refrigerant ACC worksheets
DEER Table Status | Status | DEER Schema | DEER Table | Last Modified according to RACC_FSC_ InputTracker | Last Modification According to Table Currently Loaded in RACC_FSC | Comment regarding status of DEER table | 2022 FuelSub worksheets
| 1 | applic | BldgWts | 2024-10-23 09:13 | 2024-10-23 09:13 | DEER table is up to date.
| 1 | costeff | CARB_EPA_GWP_Limits | 2024-04-17 17:18 | 2024-04-17 17:18 | DEER table is up to date.
| 1 | costeff | CARB_RefrigLeaks | 2024-02-29 08:56 | 2024-02-29 08:56 | DEER table is up to date.
| 1 | costeff | EUL_basis | 2024-10-15 08:43 | 2024-10-15 08:43 | DEER table is up to date.
| 1 | costeff | OtherRatesACC | 2024-09-26 09:57 | 2024-09-26 09:57 | DEER table is up to date.
| 1 | costeff | Refrigerant | 2024-03-25 17:13 | 2024-03-25 17:13 | DEER table is up to date.
| 1 | costeff | RefrigerantACC | 2024-09-26 09:56 | 2024-09-26 09:56 | DEER table is up to date.
| 1 | tech | TechType | 2024-10-17 11:39 | 2024-10-17 11:39 | DEER table is up to date.
Worksheet color coding:
Worksheet Category / color coding | Worksheet Name |  | Description
User inputs worksheets User inputs worksheets User inputs worksheets User inputs worksheets User inputs worksheets | 0 Refrig Research |  | This worksheet was previously named Refrigerant Research 2021 in the version of the Deemed RACC Workbook v2.2.xlsx
available at CEDARS (https://cedars.sound-data.com/deer-resources/tools/supporting-files/resource/2/history). It was revised to produce this workbook so that it could be added to as measure package developers add to the body of measure packages and provide supporting documentation for establishing new or updated refrigerant charge amounts (lb) per normalizing unit (NormUnit). This worksheet is not linked to the 1 Device Builder worksheet since it is difficult to enforce consist naming conventions. Rather the user may draw from the Refrigerant Charge and Common Refrigerant fields and hand enter these for new device types as they are developed on the 1 Device Builder worksheet. Users may add research findings to this worksheet for consideration to be used for a specific measure package or custom application.
| 1 Device Builder |  | This worksheet contains equipment (devices types) to be used in the 2 RACC worksheet at the offering level, for deemed measures.
Start by checking if the needed device type(s) are already present in the table. If the device(s) needed are not found, please add new devices to the last row. How to add new devices to refrigerant charge table: 1. To update the table, simply add a unique DeviceType name below the last row (required for lookup functionality). (if Excel table does not expand, you may need to unlock the worksheet). 2. Select the appropriate TechTypeID from the dropdown menu in the next column. 3. Default NormUnit is auto filled based on TechTypeID. If a different normal unit is required, please override from dropdown menu in the NormUnit cell. 4. Select CARB_DeviceType from dropdown menu, based on CARB RACC device types (annual & EOL leakage, and t_EOL is looked up from Refrigerant Leakage worksheet). 5. (Optional) List default or common refrigerant types for the device. 6. RefrigCharge Pounds per CARB (lb / Each) is auto filled based on CARB_DeviceType. 7. In the RefrigCharge Pounds Per NormUnit (copy from "0 Refrig Research") column enter in researched refrigerant charge per normalized unit based on research input into 0 Refrig Research worksheet. 8. Enter the DEER EUL ID for the new device in the EUL_ID column (DEER EUL IDs can be searched in the pivot table starting on column T of this worksheet).
| 2 RACC |  | The 2 RACC worksheet is the where measure inputs are entered at the offering level to determine the avoided refrigerant emissions costs.
Start by entering in the Measure description. For each column header where user input is required, clicking on the header will pull up guidance text. User may turn off conditional formatting to enable faster data entry, but should later turn back on for highlighting of key fields.
Inputs regarding the refrigerant(s) may be customized by clicking on the "2" box (see red arrow in upper left corner of screenshot) to reveal grouped columns that may be used for customization. More information is available in the associated technical guidance document.
| 3 FSC |  | The 3 FSC worksheet contains permutation-level inputs to perform the fuel substitution test.
Start by entering the RACC_Index to associate a given Fuel Substitution test row to its core measure information. Then, populate the columns with yellow or gold column headings using the measure package permutations.csv worksheet available at caetrm.com. Again, user may turn off conditional formatting to enable faster data entry, but should later turn back on for highlighting of key fields.
If there is data to support the argument that a proportion of participants would have opted for space cooling even when they did not previously have any when implementing a fuel substitution measure that provide cooling, the data may be added to the table provided on the BldgWts__DEER worksheet. To build/test a permutation that uses a weighted baseline for the standard case, populate a row with a permutation that does not have cooling in the Std case. Then select the FSC_Index associated with a corresponding permutation with cooling in the Std case. (Note: In this DRAFT version, weights to produce permutations using weighted baselines are only provided for residential measures. The final version of this workbook is expected to have weights for both commercial and residential buildings.)
| CAUTION: While the functionality for this option is embedded in the RACC_FSC, this credit has not yet been approved by the CPUC. No measure packages shall exercise this option until further notice. |  | When reclamation tracking documentation can be provided when decommissioning existing equipment that contains refrigerant, it may be possible to count those avoided emissions against the counterfactual EOL leakage rate published by CARB. This may be done by setting the Pre Refrigerant Reclaimed Flag on the 2 RACC worksheet to TRUE. If the Pre Refrigerant Reclaimed Flag is TRUE, the refrigerant information for the Pre/Ext case will need to be populated even when the Measure Application Type is "Normal Replacement" (NR).
Results outputs worksheets Results outputs worksheets | 4 eTRM export |  | This worksheet was developed after discussion with the eTRM team. This tab is auto-populated by the tool.
| 5 RACC Charts |  | This worksheet generates graphical plots of the refrigerant emissions and NPV cost streams for a given RACC record once user has
chosen a record from the very wide dropdown that spans cells D1:G1.
The following charts display data for the measure, standard practice, existing (AR only or when reclamation documentation is provided), and counterfactual existing (AR only). Chart 1: Annual refrigerant emissions Graphs annual and EOL refrigerant emissions (tonnes CO2e) for the lifetime of all equipment cases (measure, standard, existing). Chart 2: Annual refrigerant emissions included in determination of refrigerant avoided costs Graphs annual and EOL refrigerant emissions (tonnes CO2e) used in the benefits/costs calculation (does not include annual emissions from existing equipment or standard practice equipment beyond the measure years). Chart 3: Present value cost stream of refrigerant emissions relative to measure start year Graph of present value of annual and EOL refrigerant emissions relative to measure start year. Chart 4: Lifetime NPV costs/NormUnit of refrigerant emissions relative to measure installation year Graph stacks costs in two categories, measure and counterfactual, similar to the end result of the 2022 ACC Refrigerant Calculator.
| 6 FSC Pivot |  | This worksheet presents a pivot table of the 3 FSC results. Once all data have been entered into the 3 FSC worksheet, the pivot
table will need to be refreshed.
Reference worksheets Reference worksheets | Constants + Dropdowns |  | This worksheet contains all of the constants, named ranges, and dropdown menus in use in the RACC-FSC.
Based on the Constants + Dropdowns worksheet contained in the Deemed RACC Workbook v2.2 available at CEDARS, more dropdown lists have been added to expand the functionality of this workbook.
The statewide weighted-average cost of capital (WACC) used for discounting / NPV calculations is generated on this worksheet using values in use for each given ACC update. For statewide measure packages, this should be the weighted average WACC where the weights are based on electric funding split for IOUs. For custom project/measures, the user may select the weighted average "Statewide" WACC or one of the IOU specific WACC values from this dropdown list in the 2 RACC worksheet (cell F5).
| Formulas |  | This worksheet contains all of the formulas within the 2 RACC and the 3 FSC worksheets. This is provided in case user overwrites
built-in formulas in either table and needs to be able to replace them (without downloading a fresh workbook and starting all over).
DEER tables DEER tables | RAC_FSC_InputTracker |  | DEER view that shows the modifications made to the other DEER tables that are referenced by RACC_FSC.
| BldgWts__DEER |  | DEER BldgWts table that is connected to the DEER database. This must be refreshed upon each use of the RACC-FSC workbook.
This table contains the weights used to produce the counterfactual standard practice baseline for residential heat pumps that replace a gas furnace without room/window or ducted AC.
| CARB_EPA_GWP_Limits__DEER |  | DEER CARB_EPA_GWP_Limits table that is connected to the DEER database. This must be refreshed upon each use of the RACC-FSC
workbook. This table contains the GWP limits established by either the California Air Resources Board or the EPA, depending upon which prevails in a given year.
| CARB_RefrigLeaks__DEER |  | DEER CARB_RefrigLeaks table that is connected to the DEER database. This must be refreshed upon each use of the RACC-FSC
workbook. This table contains the refrigerant leakage rates established by the California Air Resources Board for a variety of sectors, building types, and applications.
| EUL_basis__DEER |  | DEER EUL table that is connected to the DEER database. This must be refreshed upon each use of the RACC-FSC workbook.
This table contains the DEER-approved EULs and RULs for deemed measures.
| OtherRatesACC__DEER |  | DEER OtherRates table that is connected to the DEER database. This must be refreshed upon each use of the RACC-FSC workbook.
This table contains natural gas heat rates, source energy rates, methane leakage rates and adders, and PA-specific capital rates established for each ACC update.
| Refrigerant__DEER |  | DEER Refrigerant table that is connected to the DEER database. This must be refreshed upon each use of the RACC-FSC workbook.
This table contains a list of refrigerants and their associated GWPs for 20- and 100-year horizons.
| RefrigerantACC__DEER |  | DEER RefrigerantACC table that is connected to the DEER database. This must be refreshed upon each use of the RACC-FSC workbook.
This table contains the avoided costs of refrigerant leakage, electric generation emissions rates, and source energy factors for each ACC update.
| TechType__DEER |  | DEER TechType table that is connected to the DEER database. This must be refreshed upon each use of the RACC-FSC workbook.
This table contains the DEER-approved TechTypes for all deemed measures.
2022 Refrigerant ACC worksheets | ACC Inputs |  | (Worksheet originally from 2022 Refrigerant ACC)
While this worksheet is no longer used, it contains the GHG Adder Coefficients that monetize emissions in each given year (in nominal dollars). This data is stored and maintained in the RefrigerantACC table in the DEER database and visible on the RefrigerantACC__DEER worksheet
| Refrigerant Leakage |  | (Worksheet originally from 2022 Refrigerant ACC)
While this worksheet is no longer used, it contains typical refrigerant leakage rates (annual and end-of-life) by equipment type from CARB data. This data is stored and maintained in the CARB_RefrigLeaks table in the DEER database and visible on the CARB_RefrigLeaks__DEER worksheet.
| Refrigerant GWPs + Dates |  | (Worksheet originally from 2022 Refrigerant ACC)
While this worksheet is no longer used, it contains a list of refrigerants. It has been modified to include additional refrigerants that were not included in the 2022 Refrigerant ACC tool. This data is stored and maintained in the Refrigerant table in the DEER database and visible on the Refrigerant__DEER worksheet.
| RACC Change Log |  | (Worksheet originally from 2022 Refrigerant ACC)
Change log from the E3 2022 RACC tool that is provided as a reference only.
2022 Fuel Substitution worksheets | Reference |  | (Worksheet originally from 2022 Fuel Substitution Calculator)
While this worksheet is no longer used, it contains conversion factors and constants. Those factors that are periodically updated are stored and maintained in the OtherRatesACC table in the DEER database and visible on the OtherRatesACC__DEER worksheet.
| Annual Factors |  | (Worksheet originally from 2022 Fuel Substitution Calculator)
While this worksheet is no longer used, it contains the annual source energy and emissions rates used. Those rates are stored and maintained in the RefrigerantACC table in the DEER database and visible on the RefrigerantACC__DEER worksheet.
| Methane Leakage |  | (Worksheet originally from 2022 Fuel Substitution Calculator)
While this worksheet is no longer used, it contains the methane adders and leakage rates. Those values are stored and maintained in the OtherRatesACC table in the DEER database and visible on the OtherRatesACC__DEER worksheet.
| Long-run Emissions Inputs |  | (Worksheet originally from 2022 Fuel Substitution Calculator)
While this worksheet is no longer used, it contains the basis for the annual source energy and emissions rates presented on the Annual Factors worksheet. Again, these values are stored and maintained in the RefrigerantACC table in the DEER database and visible on the RefrigerantACC_DEER worksheet.
Minimum system requirements
Microsoft 365, Office 365, or Excel 2021
Given the size of the RACC-FSC_v3.0, users will have a better experience using either Remote Desktop to operate workbook or installing the 64-bit version of Microsoft Office.
It can also be helpful to turn off automatic calculations while entering the specific rows within the 2 RACC and 3 FSC worksheets and turn them back on afterwards.
Back to top of worksheet

## 0 Refrig Research
Refrigerant type research
CARB_DeviceType | Common Refrigerant Type(s) | Source for Refrigerant Type | Refrigerant Charge (lb/NormUnit) | NormUnit | Source | Date Added/ Revised
Heat Pump Clothes Dryers | R-134A¦R-407C¦R-410A | 1) https://www.choice.com.au/home-and-living/laundry-and-cleaning/dryers/articles/what-is-a-heat-pump-dryer 2) https://www.researchgate.net/publication/280446701_The_Design_of_Heat_Pump_Clothes_Dryer | 0.882 | Each | From RACC calculator | 2021-12-31
Ductless HVAC, Residential - Heat Pump | R-410A | Table 5-5 CPUC. Proposed Defined Study – A Roadmap for Accelerating the Adoption of Low-Global Warming Potential HVAC Refrigerants, EM&V Group A. March 4, 2021 | 3.5 | Cap-Tons | Appendix B - California Facilities and Greenhouse Gas Emissions Inventory – High-Global Warming Potential Stationary - Source Refrigerant Management Program Research Division, Release Date October 23, 2009 | 2021-12-31
Window/Room/Wall AC and Packaged Terminal AC (PTAC) Units, residential | R-410A | Table 5-5 CPUC. Proposed Defined Study – A Roadmap for Accelerating the Adoption of Low-Global Warming Potential HVAC Refrigerants, EM&V Group A. March 4, 2021 | 1.54 | Cap-Tons | Assume lookup table refrigerant charge (1.54 lbs) corresponds to a 1.0 ton cooling capacity unit. | 2023-07-25
Central HVAC, Residential - Heat Pump | R-410A | Table 5-5 CPUC. Proposed Defined Study – A Roadmap for Accelerating the Adoption of Low-Global Warming Potential HVAC Refrigerants, EM&V Group A. March 4, 2021 | 3.5 | Cap-Tons |  | 2021-12-31
Residential Unitary AC | R-410A | Table 5-5 CPUC. Proposed Defined Study – A Roadmap for Accelerating the Adoption of Low-Global Warming Potential HVAC Refrigerants, EM&V Group A. March 4, 2021 | 3.2 | Cap-Tons | Based on the ratio of residential unitary charge of 7.5 and residential heat pump charge of 8.2 from RACC | 2021-12-31
Unitary Air-Cooled HVAC, Commercial - Heat Pump | R-410A | Table 5-5 CPUC. Proposed Defined Study – A Roadmap for Accelerating the Adoption of Low-Global Warming Potential HVAC Refrigerants, EM&V Group A. March 4, 2021 | 3.5 | Cap-Tons |  | 2021-12-31
Commercial Unitary AC, < 50-lbs., < 135,000 BTUh size (includes smaller "residential-type" central AC and heat pumps) | R-410A | Table 5-5 CPUC. Proposed Defined Study – A Roadmap for Accelerating the Adoption of Low-Global Warming Potential HVAC Refrigerants, EM&V Group A. March 4, 2021 | 3.2 | Cap-Tons | Based on the ratio of residential unitary charge of 7.5 and residential heat pump charge of 8.2 from RACC | 2021-12-31
Pool Heater, Residential - Heat Pump | R-410A | AHRI database has 407 heat pump pool heaters listed and all have R-410a as the refrigerant type | 5.375 | Each | https://hayward-pool-assets.com/assets/documents/pools/pdf/troubleshooting-guides/HeatPump-troubleshooting-guide.pdf | 2021-12-31
Heat Pump Water Heaters | R-134A¦R-410A | 1. https://www.osti.gov/servlets/purl/1468227 2. “Refrigerants for Heat Pump Water Heaters, Report Annex 46 HPT-AN46-04”, December 2019, Compiled and Edited by Onno Kleefkens M.Sc. for IEA TCP-HPT, Published by Heat Pump Centre. 3. https://heatpumpingtechnologies.org/annex46/wp-content/uploads/sites/53/2020/10/hpt-an46-04-task-1-refrigerants-for-heat-pump-water-heaters-1.pdf | 2.4 | Each | From RACC calculator | 2021-12-31
Large Water Heater, Multifamily/Commercial - Heat Pump | R-134A | 1. https://www.osti.gov/servlets/purl/1468227 2. “Refrigerants for Heat Pump Water Heaters, Report Annex 46 HPT-AN46-04”, December 2019, Compiled and Edited by Onno Kleefkens M.Sc. for IEA TCP-HPT, Published by Heat Pump Centre. 3. https://heatpumpingtechnologies.org/annex46/wp-content/uploads/sites/53/2020/10/hpt-an46-04-task-1-refrigerants-for-heat-pump-water-heaters-1.pdf | 0.19274 | Cap-kBTUh | https://www.lochinvar.com/products/commercial-heat-pump-water-heaters/air-source-heat-pump-water-heaters/ See table on the side for calculations | 2021-12-31
Water Heater, Commercial - Heat Pump | R-134A | 1. https://www.osti.gov/servlets/purl/1468227 2. “Refrigerants for Heat Pump Water Heaters, Report Annex 46 HPT-AN46-04”, December 2019, Compiled and Edited by Onno Kleefkens M.Sc. for IEA TCP-HPT, Published by Heat Pump Centre. 3. https://heatpumpingtechnologies.org/annex46/wp-content/uploads/sites/53/2020/10/hpt-an46-04-task-1-refrigerants-for-heat-pump-water-heaters-1.pdf | 3.3 | Each | https://www.lochinvar.com/lit/436248CHE-Spec-01.pdf | 2021-12-31
Residential HVAC Heat Pumps | R-410A |  | 3.5 | Each | There is no published literature to support changes to refrigerant charge with increase in efficiency | 2021-12-31 | https://www.lochinvar.com/products/commercial-heat-pump-water-heaters/air-source-heat-pump-water-heaters/
[8 empty] | Model | Heating Capacity (BTUH) | Factor charge (lbs) | Lbs/Kbtuh
[8 empty] | AHP025 | 27450 | 7 | 0.25501
[8 empty] | AHP060 | 63225 | 14 | 0.22143
[8 empty] | AHP090 | 110725 | 21 | 0.18966
[8 empty] | AHP125 | 144275 | 25 | 0.17328
[8 empty] | AHP185 | 224675 | 30 | 0.13353
[8 empty] | AHP250 | 272450 | 50 | 0.18352
[8 empty] | Average |  |  | 0.19274
https://hayward-pool-assets.com/assets/documents/pools/pdf/troubleshooting-guides/HeatPump-troubleshooting-guide.pdf
From workpaper
[12 empty] | Model | BTUH | Refrigerant charge
[12 empty] | HP50TA | 50000 | 3
[12 empty] | HP20654T | 65000 | 3.875
[12 empty] | HP20854T | 85000 | 4.125
[12 empty] | HP21104T | 110000 | 5.375
[12 empty] | HP21404T | 140000 | 5.8438
DNVGL latest study

## 1 Device Builder
TechGroup_NormUnit_Table based on research into refrigerant type and charge | [18 empty] | EUL lookup / pivot table: Use TechGroup filter (TechType filtering is typically not needed)
This lookup table provides refrigerant charge values as a function of device type and normalizing units, as required for analysis of select measure packages. The table also provides refrigerant type, which can be used in lookup formulas or ignored. Guidelines for updates to the refrigerant charge table: 1. To update the table, simply add data to the last row and drag down the formulas from the preceding row. 2. Give each row a unique DeviceType name (required for lookup functionality). 3. If the charge is based on research into devices with a specific refrigerant type, include the refrigerant type in the device name. 4. Group comparable devices into categories (TechGroup and NormUnit). Do not group together entries with different end-use or different units. 5. Use the leakage lookup key to associate a leakage profile with the device (from E3 ACC lookup table). 6. When multiple refrigerant options comply with CARB-EPA limits, the measure case and the standard case shall use the same refrigerant. | [6 empty] | Cell Color Coding | [5 empty] | Cell Color Coding | [13 empty] | This block prepares dropdown lists for up to 30 "TechGroup NormUnit" categories, and then device type lists for each category (no limit). The lists automatically update when the leakage lookup table is updated.
[7 empty] | Input, enter a value | [5 empty] | Input, enter a value
[7 empty] | Input, select from dropdown list | [5 empty] | Input, select from dropdown list
[7 empty] | Lookup Formula | [5 empty] | Lookup Formula |  |  |  | Do not modify; these help to create dynamic dropdown lists. | [9 empty] | Note that some defined names are variable length using OFFSET formula: TechGroup_NormUnit TGRows
|  | Value was entered to replace formula | [5 empty] | Value was entered to replace formula |  | Value was entered to replace formula | [5 empty] | Value was entered to replace formula
DeviceType | TechTypeID | TechTypeDesc | NormUnit | TechGroup (NormUnit) | CARB_Sector | CARB_DeviceType | Common Refrigerant Type(s) | RefrigCharge Pounds per CARB (lb/Each) | RefrigCharge Pounds Per NormUnit (copy from "0 Refrig Research") | Annual Leakage Rate per CARB | q_EOL per CARB | t_EOL per CARB | EUL_ID | StartDate | ExpiryDate | EUL_Yrs | CDindex | CDrows | TechGroup | TechType | EUL_ID | Description | BldgType | StartDate | ExpiryDate | EUL_Yrs | tg_numcategories | TechGroup_NormUnit | TGIndex | TGRows | TG_dropdown_with_blank | TG_dropdown_values
Non-refrigerant equipment |  |  |  | Other / Not specified | Other / Not specified | Eqmt. w/o refrigerant | None | 0 | 0 | 0% | 0% | 0 |  |  |  |  | 2 | 1 |  |  | EnergyPolicyManual-Min | Energy Policy Manual minimum requirements | Any | 2013-01-01 | 2022-12-31 | 3 | 15 |  | 1 | 2 |  |  | Please select TechGroup and NormUnit first
Central HVAC, Residential - AC and Gas Furnace | dxAC_equip:spltSEER | SEER Rated Split System AC | Cap-Tons | dxAC_equip (Cap-Tons) as of 2013-01-01 | Stationary Air-conditioning | Residential Unitary AC | R-410A thru 2024; R-454B or R-32 thereafter | 7.5 | 3.2 | 5% | 80% | 3 | HV-ResAC | 2013-01-01 | 2025-12-31 | 15 | 4 | 11 | AirComp | NoLossDrain | CompAir-ZeroLossCondDrn | Zero Air Loss Condensate Drains for Compressed Air Systems | Any | 2013-01-01 | (blank) | 10 |  | Other / Not specified | 2 | 2 |  |  | Non-refrigerant equipment
Central HVAC, Residential - AC and Gas Furnace | dxAC_equip:spltSEER | SEER Rated Split System AC | Cap-Tons | dxAC_equip (Cap-Tons) as of 2026-01-01 | Stationary Air-conditioning | Residential Unitary AC | R-454B¦R-32 | 7.5 | 3.2 | 5% | 80% | 3 | HV-ResAC | 2026-01-01 |  | 23 | 4 | 11 | AirComp | CycAirDryr | CompAir-CycAirDryr | Compressed Air System - Cycling-Air Dryer | Any | 2013-01-01 | (blank) | 1 |  | Chiller (Cap-Tons) as of 2013-01-01 | 3 | 2 |  |  | Centrifugal Chiller
Central HVAC, Residential - Gas Furnace only | SpaceHtg_eq:GasFurnace | Gas Furnace | Cap-kBTUh | SpaceHtg_eq (Cap-kBTUh) as of 2013-01-01 | Other / Not specified | Eqmt. w/o refrigerant | None | 0 | 0 | 0% | 0% | 0 | HV-EffFurn | 2013-01-01 | 2025-12-31 | 20 | 2 | 1 | Behavior | Res | Res-Behavioral | Behavioral programs in residential settings | Any | 2017-01-01 | (blank) | 1 |  | Chiller (Each) as of 2013-01-01 | 4 | 2 |  |  | Centrifugal Chiller for custom application
Central HVAC, Residential - Gas Furnace only | SpaceHtg_eq:GasFurnace | Gas Furnace | Cap-kBTUh | SpaceHtg_eq (Cap-kBTUh) as of 2026-01-01 | Other / Not specified | Eqmt. w/o refrigerant | None | 0 | 0 | 0% | 0% | 0 | HV-EffFurn | 2026-01-01 |  | 30 | 2 | 1 | Behavior | Nonres | NonRes-Behavioral | behavioral programs in non residential settings | Any | 2017-01-01 | (blank) | 2 |  | Clean_equip (Each) as of 2013-01-01 | 5 | 4 |  |  | Clothes Dryer, Residential - Conventional Electric | Clothes Dryer, Residential - Conventional Gas | Clothes Dryer, Residential - Heat Pump
Central HVAC, Residential - Heat Pump | dxHP_equip:spltSEER | SEER Rated Split System HP | Cap-Tons | dxHP_equip (Cap-Tons) as of 2013-01-01 | Stationary Air-conditioning | Residential Heat Pumps | R-410A thru 2024; R-454B or R-32 thereafter | 8.2 | 3.5 | 5.3% | 80% | 3 | HV-ResHP | 2013-01-01 | 2025-12-31 | 15 | 4 | 11 | BldgShell | CoolAttic | BS-CoolAttic | Cool Attic | Any | 2013-01-01 | (blank) | 20 |  | dxAC_equip (Cap-Tons) as of 2013-01-01 | 6 | 7 |  |  | Central HVAC, Residential - AC and Gas Furnace | Ductless HVAC, Residential - AC and Resistance Heating | Ductless HVAC, Residential - Window AC and Wall Furnace | Unitary Air-Cooled HVAC, Commercial - AC and Gas Furnace (< 135 kBtuh) | Unitary Air-Cooled HVAC, Commercial - AC and Gas Furnace (>= 135 kBTUh) | Unitary HVAC, Commercial - Gas Furnace only
Central HVAC, Residential - Heat Pump | dxHP_equip:spltSEER | SEER Rated Split System HP | Cap-Tons | dxHP_equip (Cap-Tons) as of 2026-01-01 | Stationary Air-conditioning | Residential Heat Pumps | R-454B¦R-32 | 8.2 | 3.5 | 5.3% | 80% | 3 | HV-ResHP | 2026-01-01 |  | 23 | 4 | 11 | BldgShell | LightExtrWallPaint | BS-LtWalls | Light Colored Exterior Walls | Any | 2013-01-01 | (blank) | 6 |  | dxAC_equip (Cap-Tons) as of 2026-01-01 | 7 | 3 |  |  | Central HVAC, Residential - AC and Gas Furnace | Ductless HVAC, Residential - AC and Resistance Heating
Centrifugal Chiller | Chiller:CentChlr | Centrifugal Water Chiller | Cap-Tons | Chiller (Cap-Tons) as of 2013-01-01 | Stationary Air-conditioning | Medium Chiller 200-2,000 lbs. | Varies | 526 | 526 | 3% | 20% | 0 | HVAC-Chlr | 2013-01-01 |  | 20 | 4 | 11 | BldgShell | RigidRoofIns¦SprayRoofIns¦AttBatIns¦AttBlowIns | BldgEnv-RoofIns | Roof/Ceiling Insulation - Commercial | Any | 2013-01-01 | (blank) | 20 |  | dxHP_equip (Cap-Tons) as of 2013-01-01 | 8 | 5 |  |  | Central HVAC, Residential - Heat Pump | Ductless HVAC, Residential - Heat Pump | Unitary Air-Cooled HVAC, Commercial - Heat Pump (< 135 kBtuh) | Unitary Air-Cooled HVAC, Commercial - Heat Pump (>= 135 kBTUh)
Centrifugal Chiller for custom application | Chiller:CentChlr | Centrifugal Water Chiller | Each | Chiller (Each) as of 2013-01-01 | Stationary Air-conditioning | Medium Chiller 200-2,000 lbs. | Varies | 526 | 526 | 3% | 20% | 0 | HVAC-Chlr | 2013-01-01 |  | 20 | 4 | 11 | BldgShell | RigidRoofIns¦SprayRoofIns¦AttBatIns¦AttBlowIns | BS-CeilIns | Roof/Ceiling Insulation - Residential | Any | 2013-01-01 | 2023-12-31 | 20 |  | dxHP_equip (Cap-Tons) as of 2026-01-01 | 9 | 3 |  |  | Central HVAC, Residential - Heat Pump | Ductless HVAC, Residential - Heat Pump
Clothes Dryer, Residential - Conventional Electric | Clean_equip:ClothesDry-ER | Electric resistance clothes dryer | Each | Clean_equip (Each) as of 2013-01-01 | Other / Not specified | Eqmt. w/o refrigerant | None | 0 | 0 | 0% | 0% | 0 | Appl-EffCD | 2013-01-01 |  | 12 | 2 | 1 | BldgShell | RigidRoofIns¦SprayRoofIns¦AttBatIns¦AttBlowIns | BS-CeilIns | Roof/Ceiling Insulation - Residential | Any | 2024-01-01 | (blank) | 30 |  | PoolSpa_eq (Cap-kBTUh) as of 2013-01-01 | 10 | 3 |  |  | Pool Heater, Residential - Heat Pump | Pool Heater, Residential - Natural Gas
Clothes Dryer, Residential - Conventional Gas | Clean_equip:ClothesDry-Gas | Gas clothes dryer | Each | Clean_equip (Each) as of 2013-01-01 | Other / Not specified | Eqmt. w/o refrigerant | None | 0 | 0 | 0% | 0% | 0 | Appl-EffCD | 2013-01-01 |  | 12 | 2 | 1 | BldgShell | ThermCurtain | Agr-GHC | Greenhouse Heat Curtain | Any | 2013-01-01 | (blank) | 5 |  | Ref_Storage (Each) as of 2013-01-01 | 11 | 2 |  |  | Commercial reach-in refrigeration cases
Clothes Dryer, Residential - Heat Pump | Clean_equip:ClothesDry-HP | Heat pump clothes dryer | Each | Clean_equip (Each) as of 2013-01-01 | Appliance | Heat Pump Clothes Dryers | R-134A¦R-407C¦R-410A | 0.882 | 0.882 | 1% | 100% | 14 | Appl-EffCD | 2013-01-01 |  | 12 | 3 | 4 | BldgShell | WallBlowIns | BS-BlowInIns | Wall Insulation (blown-in) | Any | 2013-01-01 | 2023-12-31 | 20 |  | SpaceHtg_eq (Cap-kBTUh) as of 2013-01-01 | 12 | 3 |  |  | Central HVAC, Residential - Gas Furnace only | Ductless HVAC, Residential - Wall Furnace
Commercial reach-in refrigeration cases | Ref_Storage:ReachIn | Reach-In Storage | Each | Ref_Storage (Each) as of 2013-01-01 | Stationary Refrigeration | Medium commercial refrigeration 200-2,000 lbs. | Varies | 684 | 6 | 22.9% | 20% | 0 | GrocSys-Cndsr | 2013-01-01 |  | 15 | 5 | 16 | BldgShell | WallBlowIns | BS-BlowInIns | Wall Insulation (blown-in) | Any | 2024-01-01 | (blank) | 30 |  | SpaceHtg_eq (Cap-kBTUh) as of 2026-01-01 | 13 | 3 |  |  | Central HVAC, Residential - Gas Furnace only | Ductless HVAC, Residential - Wall Furnace
Ductless HVAC, Residential - AC and Resistance Heating | dxAC_equip:spltSEER | SEER Rated Split System AC | Cap-Tons | dxAC_equip (Cap-Tons) as of 2013-01-01 | Stationary Air-conditioning | Residential Unitary AC | R-410A | 7.5 | 3.2 | 5% | 80% | 3 | HV-ResAC | 2013-01-01 | 2025-12-31 | 15 | 4 | 11 | BldgShell | Weatherize | BS-Wthr | Low-Income Weatherization | Any | 2013-01-01 | (blank) | 11 |  | WaterHtg_eq (Cap-kBTUh) as of 2013-01-01 | 14 | 5 |  |  | Large Water Heater, Multifamily / Commercial - Heat Pump | Large Water Heater, Multifamily / Commercial - Natural Gas | Water Heater, Commercial - Conventional Electric | Water Heater, Commercial - Natural Gas
Ductless HVAC, Residential - AC and Resistance Heating | dxAC_equip:spltSEER | SEER Rated Split System AC | Cap-Tons | dxAC_equip (Cap-Tons) as of 2026-01-01 | Stationary Air-conditioning | Residential Unitary AC | R-454B¦R-32 | 7.5 | 3.2 | 5% | 80% | 3 | HV-ResAC | 2026-01-01 |  | 23 | 4 | 11 | BldgShell | Weatherize | BS-WthrEvap | Low-Income Weatherization w/Evaporative Cooler | Any | 2013-01-01 | (blank) | 11 |  | WaterHtg_eq (Each) as of 2013-01-01 | 15 | 5 |  |  | Water Heater, Commercial - Heat Pump | Water Heater, Residential - Conventional Electric | Water Heater, Residential - Heat Pump | Water Heater, Residential - Natural Gas
Ductless HVAC, Residential - Heat Pump | dxHP_equip:spltSEER | SEER Rated Split System HP | Cap-Tons | dxHP_equip (Cap-Tons) as of 2013-01-01 | Stationary Air-conditioning | Residential Heat Pumps | R-410A thru 2024; R-454B or R-32 thereafter | 8.2 | 3.5 | 5.3% | 80% | 3 | HV-ResHP | 2013-01-01 | 2025-12-31 | 15 | 4 | 11 | BldgShell | BuriedDuct | BS-BuriedDuct | Attic insulation (R-60) covering sealed ductwork | SFm | 2022-06-10 | (blank) | 19 |  |  | 16 | 2
Ductless HVAC, Residential - Heat Pump | dxHP_equip:spltSEER | SEER Rated Split System HP | Cap-Tons | dxHP_equip (Cap-Tons) as of 2026-01-01 | Stationary Air-conditioning | Residential Heat Pumps | R-454B¦R-32 | 8.2 | 3.5 | 5.3% | 80% | 3 | HV-ResHP | 2026-01-01 |  | 23 | 4 | 11 | BldgShell | FloorIns | BldgEnv-FlrIns | Floor Insulation - Commercial | Any | 2013-01-01 | (blank) | 20 |  |  | 17 | 2
Ductless HVAC, Residential - Wall Furnace | SpaceHtg_eq:GasFurnace | Gas Furnace | Cap-kBTUh | SpaceHtg_eq (Cap-kBTUh) as of 2013-01-01 | Other / Not specified | Eqmt. w/o refrigerant | None | 0 | 0 | 0% | 0% | 0 | HV-EffFurn | 2013-01-01 | 2025-12-31 | 20 | 2 | 1 | BldgShell | FloorIns | BS-FlrIns | Floor Insulation - Residential | Any | 2013-01-01 | (blank) | 20 |  |  | 18 | 2
Ductless HVAC, Residential - Wall Furnace | SpaceHtg_eq:GasFurnace | Gas Furnace | Cap-kBTUh | SpaceHtg_eq (Cap-kBTUh) as of 2026-01-01 | Other / Not specified | Eqmt. w/o refrigerant | None | 0 | 0 | 0% | 0% | 0 | HV-EffFurn | 2026-01-01 |  | 30 | 2 | 1 | BldgShell | CoolRoof | BldgEnv-CoolRoof | Cool Roof - Commercial | Any | 2013-01-01 | (blank) | 15 |  |  | 19 | 2
Ductless HVAC, Residential - Window AC and Wall Furnace | dxAC_equip:RoomAC | Room AC | Cap-Tons | dxAC_equip (Cap-Tons) as of 2013-01-01 | Stationary Air-conditioning | Window/Room/Wall AC and Packaged Terminal AC (PTAC) Units, residential | R-410A thru 2024; R-454B or R-32 thereafter | 1.54 | 1.54 | 2% | 98.5% | 12 | HV-RAC-ES | 2013-01-01 |  | 9 | 4 | 11 | BldgShell | CoolRoof | BS-LtRoof | Cool Roof - Residential | Any | 2013-01-01 | (blank) | 15 |  |  | 20 | 2
Large Water Heater, Multifamily / Commercial - Heat Pump | WaterHtg_eq:HP_COP_Central | Central COP-rated Heat Pump Water Heater | Cap-kBTUh | WaterHtg_eq (Cap-kBTUh) as of 2013-01-01 | Appliance | Heat Pump Water Heaters | HFC-134A¦R-410A | 2.4 | 0.19274 | 1% | 100% | 14 | WtrHt-Com | 2013-01-01 | 2025-12-31 | 15 | 3 | 4 | BldgShell | WallBattIns¦WallSprayIns | BS-WallIns | Wall Insulation | Any | 2013-01-01 | 2023-12-31 | 20 |  |  | 21 | 2
Large Water Heater, Multifamily / Commercial - Natural Gas | WaterHtg_eq:Boiler_Et_Central | Central Et-rated boiler | Cap-kBTUh | WaterHtg_eq (Cap-kBTUh) as of 2013-01-01 | Other / Not specified | Eqmt. w/o refrigerant | None | 0 | 0 | 0% | 0% | 0 | WtrHt-Com | 2013-01-01 | 2025-12-31 | 15 | 2 | 1 | BldgShell | WallBattIns¦WallSprayIns | BS-WallIns | Wall Insulation | Any | 2024-01-01 | (blank) | 30 |  |  | 22 | 2
Pool Heater, Residential - Heat Pump | PoolSpa_eq:PoolHeater | Swimming Pool / Spa Heater | Cap-kBTUh | PoolSpa_eq (Cap-kBTUh) as of 2013-01-01 | Other / Not specified | Heat Pump Water Heaters | R-410A | 0 | 5.375 | 0% | 0% | 0 | WtrHt-GPoolHtr | 2013-01-01 |  | 5 | 2 | 1 | BldgShell | Door | BS-Door | Exterior solid-core or metal-clad door | Any | 2024-03-27 | (blank) | 20 |  |  | 23 | 2
Pool Heater, Residential - Natural Gas | PoolSpa_eq:PoolHeater | Swimming Pool / Spa Heater | Cap-kBTUh | PoolSpa_eq (Cap-kBTUh) as of 2013-01-01 | Other / Not specified | Eqmt. w/o refrigerant | None | 0 | 0 | 0% | 0% | 0 | WtrHt-GPoolHtr | 2013-01-01 |  | 5 | 2 | 1 | BldgShell | Door | BS-DoorSeals | Door seals | Any | 2024-03-27 | (blank) | 15 |  |  | 24 | 2
Unitary Air-Cooled HVAC, Commercial - AC and Gas Furnace (< 135 kBtuh) | dxAC_equip:pkgEER | EER Rated Package Rooftop AC | Cap-Tons | dxAC_equip (Cap-Tons) as of 2013-01-01 | Stationary Air-conditioning | Commercial Unitary AC, < 50-lbs., < 135,000 BTUh size (includes smaller "residential-type" central AC and heat pumps) | R-410A thru 2024; R-454B or R-32 thereafter | 18.2 | 3.2 | 4.7% | 56% | 0 | HVAC-airAC | 2013-01-01 | 2025-12-31 | 15 | 4 | 11 | BldgShell | Door | BS-DoorSweep | Door sweep | Any | 2024-03-27 | (blank) | 5 |  |  | 25 | 2
Unitary Air-Cooled HVAC, Commercial - AC and Gas Furnace (>= 135 kBTUh) | dxAC_equip:pkgEER | EER Rated Package Rooftop AC | Cap-Tons | dxAC_equip (Cap-Tons) as of 2013-01-01 | Stationary Air-conditioning | Commercial Unitary AC 50-200 lbs., > 135,000 BTUh size | R-410A thru 2024; R-454B or R-32 thereafter | 70 | 3.2 | 7% | 20% | 0 | HVAC-airAC | 2013-01-01 | 2025-12-31 | 15 | 4 | 11 | Chiller | AirCldRecipChlr¦AirCldScrewChlr¦CentChlr¦NoFricCent¦NoFricComp¦RecipComp¦Recip¦Screw¦Scroll¦WtrCldCentChlr¦WtrCldRecipChlr¦WtrCldScrewChlr | HVAC-Chlr | High Efficiency Chillers | Any | 2013-01-01 | (blank) | 20 |  |  | 26 | 2
Unitary Air-Cooled HVAC, Commercial - Heat Pump (< 135 kBtuh) | dxHP_equip:pkgEER | EER Rated Package Rooftop HP | Cap-Tons | dxHP_equip (Cap-Tons) as of 2013-01-01 | Stationary Air-conditioning | Commercial Unitary AC, < 50-lbs., < 135,000 BTUh size (includes smaller "residential-type" central AC and heat pumps) | R-410A thru 2024; R-454B or R-32 thereafter | 18.2 | 3.5 | 4.7% | 56% | 0 | HVAC-airHP | 2013-01-01 | 2025-12-31 | 15 | 4 | 11 | Chiller | RefWareCool | RefgWrhs-Comp | Refrigeration Upgrades (Variable Speed Compressors) | Any | 2013-01-01 | (blank) | 15
Unitary Air-Cooled HVAC, Commercial - Heat Pump (>= 135 kBTUh) | dxHP_equip:pkgEER | EER Rated Package Rooftop HP | Cap-Tons | dxHP_equip (Cap-Tons) as of 2013-01-01 | Stationary Air-conditioning | Commercial Unitary AC 50-200 lbs., > 135,000 BTUh size | R-410A thru 2024; R-454B or R-32 thereafter | 70 | 3.5 | 7% | 20% | 0 | HVAC-airHP | 2013-01-01 | 2025-12-31 | 15 | 4 | 11 | Chiller | RefWareCool | RefgWrhs-Cond | Refrigeration Upgrades (Condenser) - Refg Warehouse | Any | 2013-01-01 | (blank) | 15 |  |  | 28 | 2
Unitary HVAC, Commercial - Gas Furnace only | dxAC_equip:pkgEER | EER Rated Package Rooftop AC | Cap-Tons | dxAC_equip (Cap-Tons) as of 2013-01-01 | Stationary Air-conditioning | None | None | 0 | 0 | 0% | 0% | 0 | HVAC-airAC | 2013-01-01 | 2025-12-31 | 15 | 4 | 11 | Chiller | RefWareCool | RefgWrhs-FltHdPres | Refrigeration Upgrades (Suction Pressure) - Refg Warehouse | Any | 2013-01-01 | (blank) | 15 |  |  | 29 | 2
Water Heater, Commercial - Conventional Electric | WaterHtg_eq:Stor_Et | Et Rated Storage Water Heater | Cap-kBTUh | WaterHtg_eq (Cap-kBTUh) as of 2013-01-01 | Other / Not specified | Eqmt. w/o refrigerant | None | 0 | 0 | 0% | 0% | 0 | WtrHt-Com | 2013-01-01 | 2025-12-31 | 15 | 2 | 1 | Chiller | RefWareCool | RefgWrhs-FltSucPres | Refrigeration Upgrades (Head Pressure) - Refg Warehouse | Any | 2013-01-01 | (blank) | 15 |  |  | 30 | 2
Water Heater, Commercial - Heat Pump | WaterHtg_eq:HP_COP | COP-rated Heat Pump Water Heater | Each | WaterHtg_eq (Each) as of 2013-01-01 | Appliance | Heat Pump Water Heaters | HFC-134A¦R-410A | 2.4 | 3.3 | 1% | 100% | 14 | WtrHt-Com | 2013-01-01 | 2025-12-31 | 15 | 3 | 4 | Chiller | RefWareCool | RefgWrhs-ScrollComp | Refrigeration Scroll Compressors for Bulk Tanks | Any | 2013-01-01 | (blank) | 12 |  |  | 31 | 2
Water Heater, Commercial - Natural Gas | WaterHtg_eq:Boiler_Et | Et Rated Boiler | Cap-kBTUh | WaterHtg_eq (Cap-kBTUh) as of 2013-01-01 | Other / Not specified | Eqmt. w/o refrigerant | None | 0 | 0 | 0% | 0% | 0 | WtrHt-Com | 2013-01-01 | 2025-12-31 | 15 | 2 | 1 | Chiller | RefWareCool | RefgWrhs-SLIns | Refrigeration Insulation for Bare Suction Lines | Any | 2013-01-01 | (blank) | 11
Water Heater, Residential - Conventional Electric | WaterHtg_eq:Stor_UEF | UEF Rated Storage Water Heater | Each | WaterHtg_eq (Each) as of 2013-01-01 | Other / Not specified | Eqmt. w/o refrigerant | None | 0 | 0 | 0% | 0% | 0 | WtrHt-Res-Elec | 2013-01-01 |  | 13 | 2 | 1 | Chiller | RefWareCool | RefgWrhs-SubClr | Refrigeration Upgrades (Subcooling) - Refg Warehouse | Any | 2013-01-01 | (blank) | 15
Water Heater, Residential - Heat Pump | WaterHtg_eq:HP_UEF | UEF-rated Heat Pump Water Heater | Each | WaterHtg_eq (Each) as of 2013-01-01 | Appliance | Heat Pump Water Heaters | HFC-134A¦R-410A | 2.4 | 2.4 | 1% | 100% | 14 | WtrHt-HtPmp | 2013-01-01 | 2025-12-31 | 10 | 3 | 4 | Chiller | TankIns | Agr-WineTnkIns | Wine Tank Insulation | Any | 2013-01-01 | (blank) | 15
Water Heater, Residential - Natural Gas | WaterHtg_eq:Stor_UEF | UEF Rated Storage Water Heater | Each | WaterHtg_eq (Each) as of 2013-01-01 | Other / Not specified | Eqmt. w/o refrigerant | None | 0 | 0 | 0% | 0% | 0 | WtrHt-Res-Gas | 2013-01-01 | 2025-12-31 | 11 | 2 | 1 | Clean_equip | ClothesWash | Appl-EffCD | Clothes Dryer | Any | 2013-01-01 | (blank) | 12
[19 empty] | Clean_equip | ClothesWash | Appl-EffCW | High Efficiency Clothes Washer | Any | 2013-01-01 | (blank) | 11
[19 empty] | Clean_equip | ClothesWash | AppPlug-ModValve-Dryer | Commercial Gas Dryer Modulating Valve | Any | 2020-01-01 | (blank) | 10
[19 empty] | Clean_equip | ClothesWash | Com-GasDryer | Commercial Gas Clothes Dryer | Any | 2020-01-01 | (blank) | 14
[19 empty] | Clean_equip | ClothesWash | ComLau-EffCW | High Efficiency Clothes Washer (CEE Tiers 1,2,3) | Any | 2013-01-01 | (blank) | 11
[19 empty] | Clean_equip | ClothesWash | ComLau-EffCW-Leased | Leased High Efficiency Clothes Washer (CEE Tiers 1,2,3), 5-year min. term | MFmCmn | 2020-09-24 | (blank) | 5
[19 empty] | Clean_equip | ClothesWash | OzoneGen | Ozone Generator for commercial laundry | Any | 2013-01-01 | (blank) | 10
[19 empty] | Clean_equip | Dishwash | Appl-DW-Dtu | Commercial Door-type dishwasher | Any | 2016-01-01 | (blank) | 15
[19 empty] | Clean_equip | Dishwash | Appl-DW-UnderCounter | Commercial Under-Counter Dishwasher | Any | 2020-01-01 | (blank) | 12
[19 empty] | Clean_equip | Dishwash | Appl-EffDW | High Efficiency Dishwasher | Any | 2013-01-01 | (blank) | 11
[19 empty] | Cook_equip | Fryer | Cook-ElecFryer | Electric Fryer | Any | 2013-01-01 | (blank) | 12
[19 empty] | Cook_equip | Fryer | Cook-GasFryer | Gas Fryer | Any | 2013-01-01 | 2022-03-20 | 12
[19 empty] | Cook_equip | Fryer | Cook-GasFryer | Gas Fryer | Any | 2022-03-21 | (blank) | 11
[19 empty] | Cook_equip | Fryer | Cook-VatFryer | Vat Fryer | Any | 2013-01-01 | (blank) | 12
[19 empty] | Cook_equip | Griddle | Cook-ElecGriddle | Griddle - Electric | Any | 2013-01-01 | (blank) | 12
[19 empty] | Cook_equip | Griddle | Cook-GasGriddle | Griddle - Gas | Any | 2013-01-01 | (blank) | 12
[19 empty] | Cook_equip | OvenComb | Cook-ElecCombOven | Combination Oven - Electric | Any | 2013-01-01 | (blank) | 12
[19 empty] | Cook_equip | OvenComb | Cook-GasCombOVen | Combination Oven - Gas | Any | 2013-01-01 | (blank) | 12
[19 empty] | Cook_equip | OvenConv | Cook-ElecConvOven | Convection Oven - Electric | Any | 2013-01-01 | (blank) | 12
[19 empty] | Cook_equip | OvenConv | Cook-GasConvOven | Convection Ovens - Gas | Any | 2013-01-01 | (blank) | 12
[19 empty] | Cook_equip | OvenConv | Cook-GasRackOven | Commercial Gas Rack Ovens | Any | 2013-01-01 | (blank) | 12
[19 empty] | Cook_equip | Steamer | Cook-ElecStmCooker | Steam Cooker (electric) | Any | 2013-01-01 | (blank) | 12
[19 empty] | Cook_equip | Steamer | Cook-GasStmCooker | Steam Cooker (gas) | Any | 2013-01-01 | (blank) | 12
[19 empty] | Cook_equip | StockPot | Cook-StockPot | Fin bottomed stock pot | Any | 2013-01-01 | (blank) | 3
[19 empty] | Cook_equip | Cooking | Appl-Elec_Cooking | Residential electric cooktop and/or oven | Any | 2020-01-01 | (blank) | 16
[19 empty] | Cook_equip | Cooking | Appl-Gas_Cooking | Residential gas cooktop and/or oven | Any | 2020-01-01 | (blank) | 13
[19 empty] | Cook_equip | Broiler | Cook-ConveyorBroiler | Gas Conveyor Broiler | Any | 2018-01-01 | (blank) | 12
[19 empty] | dxAC_equip | HV_RCx | HV-ResAC-CleanCoil | Clean Condenser Coils - Residential | Any | 2013-01-01 | (blank) | 3
[19 empty] | dxAC_equip | pkgAC-SEER-BA¦pkgEER¦pkgSEER¦spltAC-SEER_BA¦spltEER¦spltSEER¦vertEER | HVAC-airAC | Air Conditioners (air-cooled, split and unitary) | Any | 2013-01-01 | 2025-12-31 | 15
[19 empty] | dxAC_equip | pkgAC-SEER-BA¦pkgEER¦pkgSEER¦spltAC-SEER_BA¦spltEER¦spltSEER¦vertEER | HVAC-wtrAC | Air Conditioners (water-cooled, split and unitary) | Any | 2013-01-01 | (blank) | 15
[19 empty] | dxAC_equip | pkgAC-SEER-BA¦pkgSEER¦spltAC-SEER_BA¦spltSEER | HV-ResAC | High Efficiency Air Conditioner (package and split systems) | Any | 2013-01-01 | 2025-12-31 | 15
[19 empty] | dxAC_equip | pkgAC-SEER-BA¦pkgSEER¦spltAC-SEER_BA¦spltSEER | HV-ResAC | High Efficiency Air Conditioner (package and split systems) | Any | 2026-01-01 | (blank) | 23
[19 empty] | dxAC_equip | pkgTerm | HVAC-PTAC | Air Conditioners (packaged terminal AC) | Any | 2013-01-01 | (blank) | 15
[19 empty] | dxAC_equip | Refrig | HVAC-RefChg | Refrigerant Charge - Commercial | Any | 2013-01-01 | 2016-12-31 | 10
[19 empty] | dxAC_equip | Refrig | HVAC-RefChg | Refrigerant Charge - Commercial | Any | 2017-01-01 | (blank) | 3
[19 empty] | dxAC_equip | Refrig | HV-RefChrg | Refrigerant Charge - Residential | Any | 2013-01-01 | 2016-12-31 | 10
[19 empty] | dxAC_equip | Refrig | HV-RefChrg | Refrigerant Charge - Residential | Any | 2017-01-01 | (blank) | 3
[19 empty] | dxAC_equip | RoomAC | HV-RAC-ES | Room AC - Energy Star | Any | 2013-01-01 | (blank) | 9
[19 empty] | dxAC_equip | RoomAC | HV-RAC-RUL | Room AC - Recycling (RUL) | Any | 2013-01-01 | (blank) | (blank)
[19 empty] | dxAC_equip | pkgEER¦pkgSEER¦spltEER¦spltSEER¦vertEER | HVAC-airAC | Air Conditioners (air-cooled, split and unitary) | Any | 2026-01-01 | (blank) | 20
[19 empty] | dxHP_equip | HydronicHP_VFValve | HVAC-HydHPVarFlow | Hydronic Heat Pump Var Flow Valve | Any | 2013-01-01 | (blank) | 10
[19 empty] | dxHP_equip | pkgEER¦pkgHP-SEER-BA¦pkgSEER¦spltEER¦spltHP-SEER-BA¦spltSEER¦VarRefgHP | HVAC-airHP | Heat Pumps (air-cooled, split and unitary) | Any | 2013-01-01 | 2025-12-31 | 15
[19 empty] | dxHP_equip | pkgEER¦pkgHP-SEER-BA¦pkgSEER¦spltEER¦spltHP-SEER-BA¦spltSEER¦VarRefgHP | HV-ResHP | High Efficiency Heat Pump | Any | 2013-01-01 | 2025-12-31 | 15
[19 empty] | dxHP_equip | pkgEER¦pkgHP-SEER-BA¦pkgSEER¦spltEER¦spltHP-SEER-BA¦spltSEER¦VarRefgHP | HV-ResHP | Residential Heat Pump | Any | 2026-01-01 | (blank) | 23
[19 empty] | dxHP_equip | pkgTerm | HVAC-PTHP | Heat Pumps (packaged terminal) | Any | 2013-01-01 | (blank) | 15
[19 empty] | dxHP_equip | WSHP | HVAC-WSHP | High Efficiency Water Source Heat Pump | Any | 2013-01-01 | (blank) | 15
[19 empty] | dxHP_equip | pkgEER¦pkgSEER¦spltEER¦spltSEER | HVAC-airHP-Com | Heat Pumps (air-cooled, split and unitary) | Any | 2026-01-01 | (blank) | 20
[19 empty] | dxHP_equip | VarRefgHP | HVAC-airHP-VarRefg | Heat Pumps (air-cooled, split and unitary) | Any | 2026-01-01 | (blank) | 15
[19 empty] | Electronics | AllEquip | AppPlug-AllEquip-Audio | Energy Star Audio Equipment | Any | 2013-01-01 | 2022-12-31 | 3
[19 empty] | Electronics | AllEquip | AppPlug-AllEquip-BRDVD | Energy Star Blu-Ray/DVD Equipment | Any | 2013-01-01 | 2022-12-31 | 3
[19 empty] | Electronics | AllEquip | Plug-80plus | 80 PLUS Power Supply | Any | 2013-01-01 | (blank) | 4
[19 empty] | Electronics | AllEquip | Plug-HiEffCopier | High Efficiency Copiers | Any | 2013-01-01 | 2022-12-31 | 6
[19 empty] | Electronics | AllEquip | Res-AirCleaner | Room Air Cleaner | Any | 2013-01-01 | (blank) | 9
[19 empty] | Electronics | AllEquip | Res-Plug-Soundbar | Sound Bar | Any | 2013-01-01 | 2022-12-31 | 4
[19 empty] | Electronics | MoveSensor | Plug-OccSens | Occupancy Sensors | Any | 2013-01-01 | (blank) | 8
[19 empty] | Electronics | MoveSensor | Plug-VendCtrler | Vending Machine Controller | Any | 2013-01-01 | (blank) | 5
[19 empty] | Electronics | DesktopComp | AppPlug-DesktopComp | Residential Desktop Computers | Any | 2013-01-01 | 2022-12-31 | 5
[19 empty] | Electronics |  | Plug-Software | Power Management Software | Any | 2013-01-01 | 2022-12-31 | 5
[19 empty] | Electronics | TV | AppPlug-TV | Residential Use Energy Efficient TV | Any | 2013-01-01 | 2022-12-31 | 10
[19 empty] | Electronics | OccSensPlug | Res-Plug-AdvPwrStrip | Tier 2 Advanced Power Strip | Any | 2015-09-01 | (blank) | 5
[19 empty] | EvapCool_eq | ComEvap | HVAC-evapAC | Air Conditioners (evaporatively-cooled, split and unitary) | Any | 2013-01-01 | (blank) | 15
[19 empty] | EvapCool_eq | ComEvap | HVAC-EvapCool | Evap Cool Indirect | Any | 2013-01-01 | (blank) | 15
[19 empty] | EvapCool_eq | ResEvap | HV-Evap | Evaporative Cooler | Any | 2013-01-01 | (blank) | 15
[19 empty] | EvapCool_eq | ResEvap | HV-ResEvapAC | High Efficiency Air Conditioner (Evap cooled split systems) | Any | 2013-01-01 | (blank) | 15
[19 empty] | Fenest | ManufWin¦SiteBuiltWin | BS-Win | High Performance Windows | Any | 2013-01-01 | (blank) | 20
[19 empty] | Fenest | ManufWin¦SiteBuiltWin | GlazDaylt-HPWinDaylt | High Performance Windows for Daylighting | Any | 2013-01-01 | (blank) | 20
[19 empty] | Fenest | ManufWin¦SiteBuiltWin | GlazDaylt-LoSHGC | Low Solar Heat Gain Coefficient Windows | Any | 2013-01-01 | (blank) | 20
[19 empty] | Fenest | WinFilm | BS-WinFilm | Reflective Window Films & Sunscreens - Residential | Any | 2013-01-01 | (blank) | 10
[19 empty] | Fenest | WinFilm | GlazDaylt-WinFilm | Reflective Window Films & Sunscreens - Commercial | Any | 2013-01-01 | (blank) | 10
[19 empty] | Fenest | WinFilm¦IRFilm | Agr-Irfilm | Infrared Film for Greenhouses | Any | 2013-01-01 | (blank) | 5
[19 empty] | FoodService | HoldBin | Cook-HoldCab | Commercial Insulated Holding Cabinet | Any | 2013-01-01 | (blank) | 12
[19 empty] | FoodService | HandWrap | FoodHandWrap | Hand wrapping machine used in food service | Any | 2013-01-01 | (blank) | 10
[19 empty] | HeatReject | CoolTwr | HVAC-ClTwrPkgSys | Cooling Tower for Packaged System | Any | 2013-01-01 | (blank) | 15
[19 empty] | HeatReject | WSEcono | HVAC-WtrEcon | Water Side Economizer | Any | 2013-01-01 | (blank) | 15
[19 empty] | HV_AirDist | DuctInsC | HVAC-DuctInsul | Duct Insulation Material | Any | 2013-01-01 | (blank) | 20
[19 empty] | HV_AirDist | FlowCtrl | HVAC-FlowCtrl-AirFiltCtrls | Air Filter Alarm | Any | 2013-01-01 | (blank) | 5
[19 empty] | HV_AirDist | HVAC_RCx | HVAC-RedcOverVent | Reducing Overventilation | Any | 2013-01-01 | (blank) | 10
[19 empty] | HV_AirDist | SupFanMtr | HVAC-2Spd | Two-Speed Fan | Any | 2013-01-01 | (blank) | 15
[19 empty] | HV_AirDist | VentFanMtr | HVAC-FanPwrdMix | Fan Powered Mixing Boxes | Any | 2013-01-01 | (blank) | 10
[19 empty] | HV_AirDist | VentFanMtr | HV-BFMotor | Brushless Fan Motor | Any | 2020-01-01 | (blank) | 5
[19 empty] | HV_AirDist | VentFanMtr | HV-CoggedBelt
[19 empty] | HV_AirDist | VentFanMtr | Motors-fan | HVAC Fan Motors | Any | 2013-01-01 | (blank) | 15
[19 empty] | HV_AirDist | AirEcono | HVAC-addEcono | Add Economizer | Any | 2013-01-01 | 2016-12-31 | 10
[19 empty] | HV_AirDist | AirEcono | HVAC-RepEcono | Repair Economizer | Any | 2013-01-01 | 2016-12-31 | 5
[19 empty] | HV_AirDist | AirEcono | HVAC-RepEcono | Repair Economizer | Any | 2017-01-01 | (blank) | 3
[19 empty] | HV_AirDist | DuctLeak | HV-DuctOpt-BW | Sheet-metal Return Duct Retrofit, Crossover Duct Replacement | DMo | 2020-09-01 | (blank) | 18
[19 empty] | HV_AirDist | DuctLeak | HV-DuctSeal | Duct Sealing | Any | 2017-01-01 | (blank) | 3
[19 empty] | HV_AirDist | DuctLeak | HV-DuctSeal-BW | Duct sealing for MAT=Building Weatherization | Any | 2021-01-01 | (blank) | 18
[19 empty] | HV_AirDist | HeatRecov | HVAC-AtoAHtExchng | Air To Air Heat Exchanger | Any | 2013-01-01 | (blank) | 14
[19 empty] | HV_AirDist | HeatRecov | HVAC-RotHtRecov | Rotary Heat Recovery | Any | 2013-01-01 | (blank) | 14
[19 empty] | HV_AirDist | VentFanCtrl | HV-FanControl | Fan controller for HVAC | Any | 2023-05-03 | (blank) | 9.7
[19 empty] | HV_AirDist | DuctSysC | HVAC-DuctSeal | Duct Sealing - Single Zone Package System | Any | 2013-01-01 | 2016-12-31 | 18
[19 empty] | HV_AirDist | DuctSysC | HVAC-DuctSeal | Duct Sealing - Single Zone Package System | Any | 2017-01-01 | (blank) | 3
[19 empty] | HV_AirDist | DuctSysC | HVAC-DuctSeal-BW | Duct sealing for MAT=Building Weatherization - Single Zone Package System | Any | 2021-01-01 | (blank) | 18
[19 empty] | HV_AirDist | DuctInsul | HV-DuctSeal | Duct Sealing | Any | 2013-01-01 | 2016-12-31 | 18
[19 empty] | HV_Tech | Timer | HVAC-Timeclocks | Time Clocks (heating/cooling) | Any | 2013-01-01 | (blank) | 11
[19 empty] | HV_Tech | WHFan | HV-WHfan | Whole House Fans | Any | 2013-01-01 | (blank) | 20
[19 empty] | HV_Tech | Tstat | HVAC-ProgTStats | Setback Programmable Thermostats | Any | 2013-01-01 | (blank) | 11
[19 empty] | HV_Tech | Tstat | HVAC-PTACCtrl | Package Terminal AC - Controller | Gst | 2013-01-01 | (blank) | 15
[19 empty] | HV_Tech | Tstat | HVAC-PTACCtrl | Package Terminal AC - Controller | Htl | 2013-01-01 | (blank) | 15
[19 empty] | HV_Tech | Tstat | HVAC-PTACCtrl | Package Terminal AC - Controller | Mtl | 2013-01-01 | (blank) | 15
[19 empty] | HV_Tech | Tstat | HV-ProgTstat | Programmable Thermostat | Any | 2013-01-01 | (blank) | 11
[19 empty] | HV_Tech | Tstat | HV-SmartTstat | Smart communicating thermostat (SCT) | Any | 2019-07-06 | (blank) | 9.1
[19 empty] | HV_Tech | Tstat | Reprog-Tstat | Reprogram thermostat | Any | 2013-01-01 | 2016-12-31 | 11
[19 empty] | HV_Tech | Tstat | Reprog-Tstat | Reprogram thermostat | Any | 2017-01-01 | (blank) | 3
[19 empty] | HV_Tech | EMS | HVAC-EMS | Energy Management System | Any | 2013-01-01 | (blank) | 15
[19 empty] | HV_Tech | DCV | HVAC-VSD-DCV | Variable Speed Drive controlled by CO2 sensor | Any | 2013-01-01 | (blank) | 15
[19 empty] | HV_Tech | pkgEER | HVAC-QMPkg | Quality Maintenance | Any | 2013-01-01 | 2016-12-31 | 3
[19 empty] | HV_Tech | pkgEER | HVAC-QMPkg | Quality Maintenance | Any | 2017-01-01 | (blank) | 3
[19 empty] | Irrigation |  | Agr-DripIrr | Sprinkler to Drip/Micro Irrigation | Any | 2013-01-01 | 2022-12-31 | 20
[19 empty] | Irrigation |  | Agr-LPSNperm | Low Pressure Sprinkler Nozzles (permanent) | Any | 2013-01-01 | 2022-12-31 | 5
[19 empty] | Irrigation |  | Agr-LPSNport | Low Pressure Sprinkler Nozzles (portable) | Any | 2013-01-01 | 2022-12-31 | 3
[19 empty] | Irrigation | IrrifSys | Wtr-Irrig-Ctrl-SoilMoist | Soil Moisture Station | Any | 2023-01-01 | (blank) | 3
[19 empty] | Irrigation | IrrifSys | Wtr-Irrig-Ctrl-Weather-Com | Weather-based Irrigation Controller | Any | 2023-01-01 | (blank) | 3
[19 empty] | Irrigation | IrrifSys | Wtr-Irrig-Ctrl-Weather-Res | Weather-based Irrigation Controller | Any | 2023-01-01 | (blank) | 3
[19 empty] | Irrigation | IrrifSys | Wtr-Irrig-Nozzle-LrgRot | Large Rotary Nozzle | Any | 2023-01-01 | (blank) | 10
[19 empty] | Irrigation | IrrifSys | Wtr-Irrig-Nozzle-MultiStrm | Rotary Multi-Stream Nozzle | Any | 2023-01-01 | (blank) | 5
[19 empty] | Irrigation | IrrifSys | Wtr-Irrig-TurfRemoval | Turf Removal | Any | 2023-01-01 | (blank) | 10
[19 empty] | LiquidCirc | CompHeatRecov | HVAC-ChlrComp | Compressor Heat Recovery (w/electric water heating), add-on equipment | Any | 2013-01-01 | (blank) | 14
[19 empty] | LiquidCirc | CompHeatRecov | HVAC-ChlrComp-Ag | Compressor Heat Recovery (w/electric water heating) | Any | 2013-01-01 | (blank) | 14
[19 empty] | LiquidCirc | PumpMtr | Motors-pump | Water Loop Pumps | Any | 2013-01-01 | (blank) | 15
[19 empty] | LiquidCirc | Timer | WtrHt-Timeclock | Circulation Pump Timeclock Retrofit, add-on equipment | Any | 2013-01-01 | (blank) | 15
[19 empty] | LiquidCirc | Piping | WtrHt-Piping | Piping for water-heating equipment (host for AOE, only) | Any | 2020-01-01 | (blank) | 20
[19 empty] | LiquidCirc | TempReset | HVAC-Reset | Water Loop Reset | Any | 2013-01-01 | (blank) | 10
[19 empty] | LiquidCirc | FlowTempCtrl | HVAC-VarFlow | Hydronic Heat Pump Var Flow Valve | Any | 2013-01-01 | (blank) | 10
[19 empty] | LiquidCirc | PipeIns | WtrHt-PipeIns-Elec | Pipe Insulation - Electric Water Heater, add-on equipment | Any | 2013-01-01 | (blank) | 13
[19 empty] | LiquidCirc | PipeIns | WtrHt-PipeIns-Gas | Pipe Insulation - Gas Water Heater - Commercial, add-on equipment | Any | 2013-01-01 | (blank) | 11
[19 empty] | LiquidCirc | PipeIns | WtrHt-WH-R4PipeIns-Elec | Pipe Insulation - Electric Water Heater, add-on equipment | Any | 2013-01-01 | (blank) | 13
[19 empty] | LiquidCirc | PipeIns | WtrHt-WH-R4PipeIns-Gas | Pipe Insulation - Gas Water Heater - Residential, add-on equipment | Any | 2013-01-01 | (blank) | 11
[19 empty] | Ltg_Controls | Timer | OLtg-All-TmClk | Timeclock with or without photocell | Any | 2013-01-01 | (blank) | 8
[19 empty] | Ltg_Controls | Timer | OLtg-All-TmClkPhoto | Timeclock with or without photocell | Any | 2013-01-01 | (blank) | 8
[19 empty] | Ltg_Controls | Timer | OLtg-TmClck | Timeclock with or without photocell | Any | 2013-01-01 | (blank) | 8
[19 empty] | Ltg_Controls | LtSensor | GlazDaylt-Dayltg | Daylighting - controls | Any | 2013-01-01 | (blank) | 8
[19 empty] | Ltg_Fixture | Exit_fixt | ILtg-Exit | Exit Lighting | Any | 2013-01-01 | (blank) | 16
[19 empty] | Ltg_Fixture | HID_fixt | ILtg-HID | HID Lighting - Any HID Fixture | Any | 2013-01-01 | (blank) | (blank)
[19 empty] | Ltg_Fixture | HID_fixt | ILtg-HID-Cmn | HID Lighting - Any Fixture - Residential Common Area | Any | 2013-01-01 | (blank) | (blank)
[19 empty] | Ltg_Fixture | HID_fixt | ILtg-HPS | HID Lighting - High Pressure Sodium | Any | 2013-01-01 | (blank) | (blank)
[19 empty] | Ltg_Fixture | HID_fixt | ILtg-MH | HID Lighting - Metal Halide | Any | 2013-01-01 | (blank) | (blank)
[19 empty] | Ltg_Fixture | HID_fixt | OLtg-HID | Outdoor HID Lighting | Any | 2013-01-01 | (blank) | (blank)
[19 empty] | Ltg_Fixture | HID_fixt | OLtg-HID-Cmn | Outdoor HID Lighting - Any Fixture - Residential Common Area | Any | 2013-01-01 | (blank) | (blank)
[19 empty] | Ltg_Fixture | HID_fixt | OLtg-HPS | HID Lighting - High Pressure Sodium | Any | 2013-01-01 | (blank) | (blank)
[19 empty] | Ltg_Fixture | HID_fixt | OLtg-MH | HID Lighting - Metal Halide | Any | 2013-01-01 | (blank) | (blank)
[19 empty] | Ltg_Fixture | LED_fixt | ILtg-Com-LED-50000hr+16yr | LED Fixture - Indoor - Commercial | Any | 2013-01-01 | (blank) | 16
[19 empty] | Ltg_Fixture | LED_fixt | Iltg-LED-Hort-Flowering | LED Horticulture, Cannabis Flowering Stage | GHs | 2024-06-21 | (blank) | 8.22
[19 empty] | Ltg_Fixture | LED_fixt | Iltg-LED-Hort-Propagation | LED Horticulture, Cannabis Propagation/Vegetative Stage | GHs | 2024-06-21 | (blank) | 5.48
[19 empty] | Ltg_Fixture | LED_fixt | ILtg-Res-LED-50000hr | LED Fixture - Indoor - Residential | Any | 2013-01-01 | (blank) | (blank)
[19 empty] | Ltg_Fixture | LED_fixt | ILtg-Res-LED-50000hr+12yr | LED Fixture - Indoor - Residential | Any | 2016-05-01 | (blank) | 12
[19 empty] | Ltg_Fixture | LED_fixt | ILtg-Res-LED-50000hr+16yr | LED Fixture - Indoor - Residential | Any | 2013-01-01 | (blank) | 16
[19 empty] | Ltg_Fixture | LED_fixt | ILtg-Res-LED-50000hr-Cmn | LED Fixture - Indoor - Residential Common Area | Any | 2013-01-01 | (blank) | (blank)
[19 empty] | Ltg_Fixture | LED_fixt | LED-Cooler | LED Lighting in Walk-in Coolers and Freezers | Gro | 2013-01-01 | (blank) | 11
[19 empty] | Ltg_Fixture | LED_fixt | LED-sign | LED Open Signs | Any | 2013-01-01 | (blank) | 16
[19 empty] | Ltg_Fixture | LED_fixt | OLtg-Com-LED-50000hr | LED Fixture - Outdoor- Commercial | Any | 2013-01-01 | (blank) | (blank)
[19 empty] | Ltg_Fixture | LED_fixt | Oltg-LED | LED Lighting | Any | 2013-01-01 | (blank) | 12
[19 empty] | Ltg_Fixture | LED_fixt | OLtg-LEDfixt-Res | Outdoor LED Fixture replacement passed through from a 2013 3rd party PG&E workpaper (PGE3PLTG166). This ID may not be used for any new measures. | Any | 2013-01-01 | (blank) | 15
[19 empty] | Ltg_Fixture | LED_fixt | OLtg-Res-LED-50000hr | LED Fixture - Outdoor- Residential | Any | 2013-01-01 | (blank) | (blank)
[19 empty] | Ltg_Fixture | LED_fixt | OLtg-Res-LED-50000hr-Cmn | LED Fixture - Outdoor- Residential Common Area | Any | 2013-01-01 | (blank) | (blank)
[19 empty] | Ltg_Fixture | LinFluor_fixt | ILtg-Lfluor-CommArea | Linear Fluorescents - Indoor Residential Common Area | MFm | 2013-01-01 | (blank) | (blank)
[19 empty] | Ltg_Fixture | LinFluor_fixt | ILtg-Lfluor-CommArea | Linear Fluorescents - MF Common Area | MFm | 2013-01-01 | 2022-09-21 | 15
[19 empty] | Ltg_Fixture | LinFluor_fixt | ILtg-Lfluor-Elec | Linear Fluorescent with Electronic Ballast | Any | 2013-01-01 | (blank) | (blank)
[19 empty] | Ltg_Fixture | LinFluor_fixt | ILtg-Lfluor-fix | Linear Fluorescent - Fixtures | Any | 2013-01-01 | 2022-12-31 | 16
[19 empty] | Ltg_Fixture | LinFluor_fixt | ILtg-Lfluor-Mag | Linear Fluorescent with Magnetic Ballast | Any | 2013-01-01 | (blank) | (blank)
[19 empty] | Ltg_Fixture | LinFluor_fixt | ILtg-Lfluor-T12Mag | Linear Fluorescent with T12 Lamp + Magnetic Ballast | Any | 2013-01-01 | (blank) | (blank)
[19 empty] | Ltg_Fixture | LinFluor_fixt | ILtg-T5 | HID Lighting (T-5) | Any | 2013-01-01 | (blank) | (blank)
[19 empty] | Ltg_Fixture | LinFluor_fixt | OLtg-LFluor-Com | Outdoor Linear Fluorescent with Electronic Ballast | Any | 2013-01-01 | (blank) | (blank)
[19 empty] | Ltg_Fixture | LinFluor_fixt | OLtg-LFluor-CommArea | Linear Fluorescents - Outdoor Residential Common Area | Any | 2013-01-01 | (blank) | (blank)
[19 empty] | Ltg_Fixture | LinFluor_fixt | OLtg-LFluor-Dusk-to-Dawn | Linear Fluorescents - Outdoor Dusk to Dawn operation | Any | 2013-01-01 | 2022-12-31 | 15
[19 empty] | Ltg_Fixture | LinFluor_fixt | OLtg-Lfluor-Mag | Outdoor Linear Fluorescent with Magnetic Ballast | Any | 2013-01-01 | (blank) | (blank)
[19 empty] | Ltg_Fixture | LinFluor_fixt | OLtg-LFluor-Res | Linear Fluorescents - Home | Any | 2013-01-01 | (blank) | (blank)
[19 empty] | Ltg_Fixture | LinFluor_fixt | OLtg-T5 | Outdoor HID Lighting (T-5) | Any | 2013-01-01 | (blank) | (blank)
[19 empty] | Ltg_Fixture | OccSensor | ILtg-OccSens | Occupancy Sensors | Any | 2013-01-01 | (blank) | 8
[19 empty] | Ltg_Fixture | Timer | ILtg-TmClck | Timeclocks | Any | 2013-01-01 | (blank) | 8
[19 empty] | Ltg_Fixture | Ind_LmpBlst | ILtg-Induct-Elec | HID Lighting - Induction | Any | 2013-01-01 | (blank) | (blank)
[19 empty] | Ltg_Fixture | Any | LtgFixture-Default | Default EUL/RUL for lighting fixtures | Any | 2013-01-01 | 2022-12-31 | 15
[19 empty] | Ltg_Fixture | Any | OLtg-Induct | HID Lighting - Induction | Any | 2013-01-01 | (blank) | (blank)
[19 empty] | Ltg_Fixture | CFL_fixt | ILtg-CFLfix-Com | CFL Fixtures - Indoor- Commercial | Any | 2013-01-01 | (blank) | 12
[19 empty] | Ltg_Fixture | CFL_fixt | ILtg-CFLfix-Res | CFL Fixtures - Indoor - Residential | Any | 2013-01-01 | (blank) | 16
[19 empty] | Ltg_Fixture | CFL_fixt | ILtg-CFLfix-ResCmnArea | CFL Fixtures - Indoor - Residential Common Area | Any | 2013-01-01 | (blank) | 15
[19 empty] | Ltg_Fixture | CFL_fixt | OLtg-CFLfix | CFL Fixtures - Outdoor - Residential | Any | 2013-01-01 | (blank) | 16
[19 empty] | Ltg_Fixture | CFL_fixt | OLtg-CFLfix-Dusk-to-Dawn | CFL Fixtures - Outdoor - Dusk to Dawn Operation | Any | 2013-01-01 | 2022-12-31 | 15
[19 empty] | Ltg_Fixture | CFL_fixt | OLtg-CFLfix-ResCmnArea | CFL Fixtures - Outdoor - Residential Common Area | Any | 2013-01-01 | (blank) | 15
[19 empty] | Ltg_Lamp | CFLint_lamp | ILtg-CFL-12000hr-Com | CFL Lamps - Indoor- Commercial - 12,000 Rated Hours | Any | 2013-01-01 | 2022-12-31 | (blank)
[19 empty] | Ltg_Lamp | CFLint_lamp | ILtg-CFL-12000hr-Res | CFL Lamps - Indoor- Residential - 12,000 Rated Hours | Any | 2013-01-01 | 2015-12-31 | (blank)
[19 empty] | Ltg_Lamp | CFLint_lamp | ILtg-CFL-12000hr-ResCmn | CFL Lamps - Indoor- Residential Common Area- 12,000 Rated Hours | Any | 2013-01-01 | 2022-12-31 | (blank)
[19 empty] | Ltg_Lamp | CFLint_lamp | ILtg-CFL-3Dim-12000hr-Res | CFL Lamps - Indoor- Residential - 12,000 Rated Hours | Any | 2013-01-01 | 2015-12-31 | (blank)
[19 empty] | Ltg_Lamp | CFLint_lamp | ILtg-CFL-3Dim-6000hr-Res | CFL Lamps - Indoor- Residential - 6,000 Rated Hours | Any | 2013-01-01 | 2015-12-31 | (blank)
[19 empty] | Ltg_Lamp | CFLint_lamp | ILtg-CFL-3Dim-8000hr-Res | CFL Lamps - Indoor- Residential - 8,000 Rated Hours | Any | 2013-01-01 | 2015-12-31 | (blank)
[19 empty] | Ltg_Lamp | CFLint_lamp | ILtg-CFL-3Dim-Res | CFL Lamps - Indoor- Residential - 10,000 Rated Hours | Any | 2013-01-01 | 2015-12-31 | (blank)
[19 empty] | Ltg_Lamp | CFLint_lamp | ILtg-CFL-6000hr-Com | CFL Lamps - Indoor- Commercial - 6,000 Rated Hours | Any | 2013-01-01 | 2022-12-31 | (blank)
[19 empty] | Ltg_Lamp | CFLint_lamp | ILtg-CFL-6000hr-Res | CFL Lamps - Indoor- Residential - 6,000 Rated Hours | Any | 2013-01-01 | 2015-12-31 | (blank)
[19 empty] | Ltg_Lamp | CFLint_lamp | ILtg-CFL-6000hr-ResCmn | CFL Lamps - Indoor- Residential Common Area- 6,000 Rated Hours | Any | 2013-01-01 | 2022-12-31 | (blank)
[19 empty] | Ltg_Lamp | CFLint_lamp | ILtg-CFL-8000hr-Com | CFL Lamps - Indoor- Commercial - 8,000 Rated Hours | Any | 2013-01-01 | 2022-12-31 | (blank)
[19 empty] | Ltg_Lamp | CFLint_lamp | ILtg-CFL-8000hr-Res | CFL Lamps - Indoor- Residential - 8,000 Rated Hours | Any | 2013-01-01 | 2015-12-31 | (blank)
[19 empty] | Ltg_Lamp | CFLint_lamp | ILtg-CFL-8000hr-ResCmn | CFL Lamps - Indoor- Residential Common Area- 8,000 Rated Hours | Any | 2013-01-01 | 2022-12-31 | (blank)
[19 empty] | Ltg_Lamp | CFLint_lamp | ILtg-CFL-Com | CFL Lamps - Indoor- Commercial - 10,000 Rated Hours | Any | 2013-01-01 | (blank) | (blank)
[19 empty] | Ltg_Lamp | CFLint_lamp | ILtg-CFL-Res | CFL Lamps - Indoor- Residential | Any | 2016-01-01 | (blank) | 3.5
[19 empty] | Ltg_Lamp | CFLint_lamp | ILtg-CFL-Res | CFL Lamps - Indoor- Residential - 10,000 Rated Hours | Any | 2013-01-01 | 2015-12-31 | (blank)
[19 empty] | Ltg_Lamp | CFLint_lamp | ILtg-CFL-ResCmn | CFL Lamps - Indoor- Residential Common Area- 10,000 Rated Hours | Any | 2013-01-01 | (blank) | (blank)
[19 empty] | Ltg_Lamp | CFLint_lamp | Iltg-Com-CldCthd-25000hr | Iltg-Com-CldCthd-25000hr | Any | 2013-01-01 | (blank) | (blank)
[19 empty] | Ltg_Lamp | CFLint_lamp | OLtg-CFL | Outdoor CFL Lamps - 10,000 Hour | Any | 2013-01-01 | (blank) | (blank)
[19 empty] | Ltg_Lamp | CFLint_lamp | OLtg-CFL-12000hr-Res-Cmn | CFL Lamps - Outdoor- Residential Common Area - 12,000 Rated Hours | Any | 2013-01-01 | 2022-12-31 | (blank)
[19 empty] | Ltg_Lamp | CFLint_lamp | OLtg-CFL-6000hr-Res-Cmn | CFL Lamps - Outdoor- Residential Common Area - 6,000 Rated Hours | Any | 2013-01-01 | 2022-12-31 | (blank)
[19 empty] | Ltg_Lamp | CFLint_lamp | OLtg-CFL-8000hr-Res-Cmn | CFL Lamps - Outdoor- Residential Common Area - 8,000 Rated Hours | Any | 2013-01-01 | 2022-12-31 | (blank)
[19 empty] | Ltg_Lamp | CFLint_lamp | OLtg-CFL-Cmn | CFL Lamps - Outdoor- Residential Common Area - 10,000 Rated Hours | Any | 2013-01-01 | (blank) | (blank)
[19 empty] | Ltg_Lamp | CFLint_lamp | OLtg-CFL-Dusk-to-Dawn | CFL Lamps - Outdoor Dusk to Dawn Operation | Any | 2013-01-01 | 2022-12-31 | 2.28
[19 empty] | Ltg_Lamp | LED_lamp | ILtg-Com-LED-15000hr | LED Lamp - Indoor- Commercial - Small wattage Globe, Any Candle shape | Any | 2013-01-01 | (blank) | (blank)
[19 empty] | Ltg_Lamp | LED_lamp | ILtg-Com-LED-20000hr | LED Lamp - Indoor- Commercial | Any | 2013-01-01 | (blank) | (blank)
[19 empty] | Ltg_Lamp | LED_lamp | ILtg-Com-LED-50000hr | LED Fixture - Indoor- Commercial | Any | 2013-01-01 | (blank) | (blank)
[19 empty] | Ltg_Lamp | LED_lamp | ILtg-Com-LED-Alamp-10000hr | LED A-Lamp - Indoor- Commercial | Any | 2019-01-01 | (blank) | (blank)
[19 empty] | Ltg_Lamp | LED_lamp | ILtg-Res-LED-15000hr | LED lamp - Indoor - Residential - small wattage Globe, Any Candle shape | Any | 2013-01-01 | (blank) | (blank)
[19 empty] | Ltg_Lamp | LED_lamp | ILtg-Res-LED-15000hr-Cmn | LED lamp - Indoor - Residential Common Area - small wattage Globe, Any Candle shape | Any | 2013-01-01 | (blank) | (blank)
[19 empty] | Ltg_Lamp | LED_lamp | ILtg-Res-LED-20000hr | LED lamp - Indoor - Residential | Any | 2013-01-01 | (blank) | (blank)
[19 empty] | Ltg_Lamp | LED_lamp | ILtg-Res-LED-20000hr-Cmn | LED lamp - Indoor - Residential Common Area | Any | 2013-01-01 | (blank) | (blank)
[19 empty] | Ltg_Lamp | LED_lamp | ILtg-Res-LED-Alamp-10000hr | LED A-lamp - Indoor - Residential | Any | 2019-01-01 | (blank) | (blank)
[19 empty] | Ltg_Lamp | LED_lamp | ILtg-Res-LED-Alamp-10000hr-Cmn | LED A-lamp - Indoor - Residential Common Area | Any | 2019-01-01 | (blank) | (blank)
[19 empty] | Ltg_Lamp | LED_lamp | OLtg-Com-LED-15000hr | LED lamp - Outdoor- Commercial - Small wattage Globe, Any Candle shape | Any | 2013-01-01 | (blank) | (blank)
[19 empty] | Ltg_Lamp | LED_lamp | OLtg-Com-LED-20000hr | LED lamp - Outdoor- Commercial | Any | 2013-01-01 | (blank) | (blank)
[19 empty] | Ltg_Lamp | LED_lamp | OLtg-Com-LED-Alamp-10000hr | LED A-lamp - Outdoor- Commercial | Any | 2019-01-01 | (blank) | (blank)
[19 empty] | Ltg_Lamp | LED_lamp | OLtg-Res-LED-15000hr | LED lamp - Outdoor- Residential - Small wattage Globe, Any Candle shape | Any | 2013-01-01 | (blank) | (blank)
[19 empty] | Ltg_Lamp | LED_lamp | OLtg-Res-LED-15000hr-Cmn | LED lamp - Outdoor- Residential Common Area - Small wattage Globe, Any Candle shape | Any | 2013-01-01 | (blank) | (blank)
[19 empty] | Ltg_Lamp | LED_lamp | OLtg-Res-LED-20000hr | LED lamp - Outdoor- Residential | Any | 2013-01-01 | (blank) | (blank)
[19 empty] | Ltg_Lamp | LED_lamp | OLtg-Res-LED-20000hr-Cmn | LED lamp - Outdoor- Residential Common Area | Any | 2013-01-01 | (blank) | (blank)
[19 empty] | Ltg_Lamp | LED_lamp | OLtg-Res-LED-Alamp-10000hr | LED A-lamp - Outdoor- Residential | Any | 2019-01-01 | (blank) | (blank)
[19 empty] | Ltg_Lamp | LED_lamp | OLtg-Res-LED-Alamp-10000hr-Cmn | LED A-lamp - Outdoor- Residential Common Area | Any | 2019-01-01 | (blank) | (blank)
[19 empty] | Ltg_Lamp | LED_lamp | Recreate-LED_fixt-Com-DskCls | LED Pool Lighting (Dusk to Close) | Any | 2013-01-01 | (blank) | 12
[19 empty] | Ltg_Lamp | LED_lamp | Recreate-LED_fixt-Com-DskDwn | LED Pool Lighting (Dusk to Dawn) | Any | 2013-01-01 | (blank) | 4.9
[19 empty] | Ltg_Lamp | LED_lamp | Recreate-LED_fixt-Res | LED Pool Lighting (Residential) | Any | 2013-01-01 | 2022-12-31 | 16
[19 empty] | Ltg_Lamp | Incan_lamp | ILtg-Incand-Com | CFL Lamps - Indoor- Commercial - 10,000 Rated Hours | Any | 2013-01-01 | (blank) | (blank)
[19 empty] | Ltg_Lamp | Incan_lamp | ILtg-Incand-Res | Incandescent Lamps - 2,000 Hour | Any | 2013-01-01 | (blank) | (blank)
[19 empty] | Ltg_Lamp | Incan_lamp | OLtg-Incand-Com | Incandescent Lamps - Outdoor- Commercial - 10,000 Rated Hours | Any | 2013-01-01 | 2022-12-31 | (blank)
[19 empty] | Ltg_Lamp | Incan_lamp | OLtg-Incand-Res | Incandescent Lamps - Outdoor- Residential - 2,000 Rated Hours | Any | 2013-01-01 | 2022-12-31 | (blank)
[19 empty] | Ltg_Lamp | Incan_lamp | OLtg-Incand-Res-Cmn | Incandescent Lamps - Outdoor- Residential - 2,000 Rated Hours | Any | 2013-01-01 | 2022-12-31 | (blank)
[19 empty] | Ltg_Plugin | PlugIn_fixt | ILtg-LED | 0.3 W LED Night Light | Any | 2013-01-01 | (blank) | 16
[19 empty] | Ltg_Plugin | LtString | ILtg-LED-seas | LED Seasonal Light | Any | 2013-01-01 | 2022-12-31 | 16
[19 empty] | Ltg_ScrewIn | CFL_lamp | OLtg-CFL | CFL Lamps - Outdoor- Residential - 10,000 Rated Hours | Any | 2013-01-01 | 2022-09-21 | (blank)
[19 empty] | Ltg_ScrewIn | CFL_lamp | OLtg-CFL | CFL Lamps - Outdoor- Residential - 10,000 Rated Hours | SFm | 2016-01-01 | (blank) | 3.5
[19 empty] | Ltg_ScrewIn | CFL_lamp | OLtg-CFL | CFL Lamps - Outdoor- Residential - 10,000 Rated Hours | MFm | 2016-01-01 | (blank) | 3.5
[19 empty] | Ltg_ScrewIn | CFL_lamp | OLtg-CFL | CFL Lamps - Outdoor- Residential - 10,000 Rated Hours | DMo | 2016-01-01 | (blank) | 3.5
[19 empty] | Ltg_ScrewIn | CFL_lamp | OLtg-CFL-12000hr-Res | CFL Lamps - Outdoor- Residential - 12,000 Rated Hours | Any | 2013-01-01 | 2022-12-31 | (blank)
[19 empty] | Ltg_ScrewIn | CFL_lamp | OLtg-CFL-6000hr-Res | CFL Lamps - Outdoor- Residential - 6,000 Rated Hours | Any | 2013-01-01 | 2022-12-31 | (blank)
[19 empty] | Ltg_ScrewIn | CFL_lamp | OLtg-CFL-8000hr-Res | CFL Lamps - Outdoor- Residential - 8,000 Rated Hours | Any | 2013-01-01 | 2022-12-31 | (blank)
[19 empty] | Motor | GenPurpose | Motors-HiEff | Premium-Efficiency Motors | Any | 2013-01-01 | (blank) | 15
[19 empty] | Motor_Spd | ASD | Agr-VSDmilkTrnsfr | Milk Transfer Pump Variable Speed Drive | Any | 2013-01-01 | (blank) | 15
[19 empty] | Motor_Spd | ASD | Agr-VSDmilkVcm | Milking Vacuum Pump Variable Speed Drive | Any | 2013-01-01 | (blank) | 15
[19 empty] | Motor_Spd | ASD | Agr-VSDWellPmp | Well Pump Variable Speed Drive | Any | 2013-01-01 | (blank) | 10
[19 empty] | Motor_Spd | ASD | CompAir-Screw-VSD | Variable Speed Drive on Air Compressor Control | Any | 2013-01-01 | (blank) | 13
[19 empty] | Motor_Spd | ASD | HVAC-VAVBox | Variable Air Volume Box, VSD Fan | Any | 2013-01-01 | (blank) | 15
[19 empty] | Motor_Spd | ASD | HVAC-VSD-fan | Variable Air Volume Box, VSD Fan | Any | 2013-01-01 | (blank) | 15
[19 empty] | Motor_Spd | ASD | HVAC-VSD-pump | Variable Flow Water Loop, VSD Pump | Any | 2013-01-01 | (blank) | 15
[19 empty] | Motor_Spd | ASD | HVAC-VSDSupFan | VSD Supply Fan Motors | Any | 2013-01-01 | (blank) | 15
[19 empty] | Motor_Spd | ASD | ProcDist-Motor_Spd | Variable Speed Drive on Process Fan Control | Any | 2013-01-01 | (blank) | 13
[19 empty] | NonSav | NonSav | NonSav | EUL that can be specified for Non-savings measure claims so that they pass CEDARS | Any | 2013-01-01 | (blank) | 0
[19 empty] | Operation | Res | Res-RCx-Operational | retrocommissioning and operational programs in residential settings | Any | 2017-01-01 | (blank) | 3
[19 empty] | Operation | Nonres | NonRes-RCx-Operational | retrocommissioning and operational programs in non residential settings | Any | 2017-01-01 | (blank) | 3
[19 empty] | PatioHeat | GasPatioHeat | Com-GasPatioHeater | Natural Gas Patio Heater, Commercial | Any | 2023-05-01 | (blank) | 7.5
[19 empty] | PoolSpa_eq | PoolHeater | WtrHt-GPoolHtr | Commercial Pool Heater | Any | 2013-01-01 | (blank) | 5
[19 empty] | PoolSpa_eq | PoolPump | OutD-PoolPump | High Efficiency Pool Pump | Any | 2013-01-01 | (blank) | 10
[19 empty] | PoolSpa_eq | PoolCover | OutD-PoolCover | Outdoor pool cover | Any | 2013-01-01 | (blank) | 5
[19 empty] | ProcessHt | TankIns | PrcHt-TankIns-Gas | Water Heater Tank Wrap | Any | 2013-01-01 | (blank) | 7
[19 empty] | PumpSystem | CentBstr | PumpCentBstr | Ag Pump - Centrifugal Booster | Any | 2013-01-01 | (blank) | 12.7
[19 empty] | PumpSystem | SubBstr | PumpSubBstr | Ag Pump - Submersible Booster | Any | 2013-01-01 | (blank) | 8.3
[19 empty] | PumpSystem | SubWell | PumpSubWell | Ag Pump - Submersible Well | Any | 2013-01-01 | (blank) | 6.5
[19 empty] | PumpSystem | TurbBstr | PumpTurbBstr | Ag Pump - Turbine Booster | Any | 2013-01-01 | (blank) | 9.3
[19 empty] | PumpSystem | TurbWell | PumpTurbWell | Ag Pump - Turbine Well | Any | 2013-01-01 | (blank) | 6.8
[19 empty] | Ref_SelfCon | IceMach | Cook-IceMach | Ice Machine | Any | 2013-01-01 | (blank) | 10
[19 empty] | Ref_Storage | ASHCtrl | GrocDisp-ASH | Anti-Sweat Heat (ASH) Controls | Any | 2013-01-01 | (blank) | 12
[19 empty] | Ref_Storage | AutoCloserCF | GrocWlkIn-DrClsr | Auto-Closer for Walk-In Cooler/Freezer Doors | Any | 2013-01-01 | (blank) | 8
[19 empty] | Ref_Storage | dxDairy | Agr-MilkPreCool | Milk Pre-Cooler | Any | 2013-01-01 | (blank) | 15
[19 empty] | Ref_Storage | EvapFan | GrocDisp-FEvapFanMtr | High Efficiency Evaporator Fan Motors | Any | 2013-01-01 | (blank) | 15
[19 empty] | Ref_Storage | EvapFan | GrocWlkIn-WEvapFanMtr | High Efficiency Evaporator Fan Motors | Any | 2013-01-01 | (blank) | 15
[19 empty] | Ref_Storage | EvapFanCtrl | GrocWlkIn-WEvapFMtrCtrl | Evaporator Fan Controller for Walk-In Coolers | Any | 2013-01-01 | (blank) | 16
[19 empty] | Ref_Storage | Freezer | Appl-ESFrzr | High Efficiency Freezer | Any | 2013-01-01 | (blank) | 11
[19 empty] | Ref_Storage | Freezer | Appl-RecFrzr | Freezer Recycling (RUL) | Any | 2013-01-01 | (blank) | (blank)
[19 empty] | Ref_Storage | NightCover | GrocDisp-DispCvrs | Night Covers for vertical and horizontal refrigerated display cases | Any | 2013-01-01 | (blank) | 5
[19 empty] | Ref_Storage | ReachIn | Cook-GDRef | Commercial Reach-In Refrigerator / Freezer | Any | 2013-01-01 | (blank) | 12
[19 empty] | Ref_Storage | ReachIn | Cook-SDFreez | Commercial Reach-In Refrigerator / Freezer | Any | 2013-01-01 | (blank) | 12
[19 empty] | Ref_Storage | ReachIn | Cook-SDRef | Commercial Reach-In Refrigerator / Freezer | Any | 2013-01-01 | (blank) | 12
[19 empty] | Ref_Storage | ReachIn | GrocDisp-FixtDoors | New case with Doors | Any | 2013-01-01 | (blank) | 12
[19 empty] | Ref_Storage | ReachIn | GrocDisp-ZeroHtDrs | Zero Heat Reach-in Glass Doors | Any | 2013-01-01 | (blank) | 12
[19 empty] | Ref_Storage | Refrig | Appl-ESRefg | High Efficiency Refrigerator | Any | 2013-01-01 | (blank) | 14
[19 empty] | Ref_Storage | Refrig | Appl-RecRef | Refrigerator Recycling (RUL) | Any | 2013-01-01 | (blank) | (blank)
[19 empty] | Ref_Storage | Refrig_RCx | GrocSys-Retro | Refrigeration Retrocommissioning - Grocery | Any | 2013-01-01 | 2016-12-31 | 10
[19 empty] | Ref_Storage | Refrig_RCx | GrocSys-Retro | Refrigeration Retrocommissioning - Grocery | Any | 2017-01-01 | (blank) | 3
[19 empty] | Ref_Storage | Refrig_RCx | RefgWrhs-Retro | Refrigeration Retrocommissioning - Refg Warehouse | Any | 2013-01-01 | 2016-12-31 | 10
[19 empty] | Ref_Storage | Refrig_RCx | RefgWrhs-Retro | Refrigeration Retrocommissioning - Refg Warehouse | Any | 2017-01-01 | (blank) | 3
[19 empty] | Ref_Storage | Refrig_sys | GrocSys-Cndsr | Refrigeration Upgrades (Condenser) - Grocery | Any | 2013-01-01 | (blank) | 15
[19 empty] | Ref_Storage | Refrig_sys | GrocSys-FltHdPres | Refrigeration Upgrades (Head Pressure) - Grocery | Any | 2013-01-01 | (blank) | 15
[19 empty] | Ref_Storage | Refrig_sys | GrocSys-FltSucPres | Refrigeration Upgrades (Suction Pressure) - Grocery | Any | 2013-01-01 | (blank) | 15
[19 empty] | Ref_Storage | Refrig_sys | GrocSys-HtRecov | Heat Recovery from Central Refrigeration System | Any | 2013-01-01 | (blank) | 10
[19 empty] | Ref_Storage | Refrig_sys | GrocSys-MechSubcl | Refrigeration Upgrades (Subcooling) - Grocery | Any | 2013-01-01 | (blank) | 15
[19 empty] | Ref_Storage | StripCurt | GrocWlkIn-StripCrtn | Strip Curtains for Walk-Ins | Any | 2013-01-01 | (blank) | 4
[19 empty] | Ref_Storage | Gasket | GrocDisp-FixtDrGask | Door Gaskets on Cooler/Freezer Doors | Any | 2013-01-01 | 2016-12-31 | 4
[19 empty] | Ref_Storage | Gasket | GrocDisp-FixtDrGask | Door Gaskets on Cooler/Freezer Doors | Any | 2017-01-01 | (blank) | 3
[19 empty] | Ref_Storage | Gasket | GrocWlkIn-WDrGask | Door Gaskets on Cooler/Freezer Doors | Any | 2013-01-01 | (blank) | 4
[19 empty] | Ref_Storage | RefrigLtg | GrocDisp-DispLtgCtrl | Display Case Lighting Control | Any | 2013-01-01 | (blank) | 8
[19 empty] | Ref_Storage | RefrigLtg | GrocDisp-FixtLtg-LED | Display Case Lighting LED Lighting | Any | 2013-01-01 | (blank) | 16
[19 empty] | SHW_Tech | EMS | SHW-EMS | Boiler controls for hot water, add-on equipment | Any | 2013-01-01 | (blank) | 15
[19 empty] | SpaceHtg_eq | Boiler | HVAC-Blr | High Efficiency Boiler | Any | 2013-01-01 | (blank) | 20
[19 empty] | SpaceHtg_eq | Boiler | HVAC-Blr-Res | High Efficiency Boiler | Any | 2013-01-01 | (blank) | 20
[19 empty] | SpaceHtg_eq | GasFurnace | HVAC-Frnc | High Efficiency Furnace | Any | 2013-01-01 | (blank) | 20
[19 empty] | SpaceHtg_eq | GasFurnace | HV-EffFurn | High Efficiency Furnace | Any | 2013-01-01 | 2025-12-31 | 20
[19 empty] | SpaceHtg_eq | GasFurnace | HV-EffFurn | High Efficiency Furnace | Any | 2026-01-01 | (blank) | 30
[19 empty] | SteamCirc | SteamTrap | HVAC-StmTrp | Steam Traps - Space Heating | Any | 2013-01-01 | 2016-12-31 | 6
[19 empty] | SteamCirc | SteamTrap | HVAC-StmTrp | Steam Traps - Space Heating | Any | 2017-01-01 | (blank) | 3
[19 empty] | SteamCirc | SteamTrap | PrcHt-StmTrp | Steam Traps - Process Heat | Any | 2013-01-01 | 2016-12-31 | 6
[19 empty] | SteamCirc | SteamTrap | PrcHt-StmTrp | Steam Traps - Process Heat | Any | 2017-01-01 | (blank) | 3
[19 empty] | SteamHtg_eq | Boiler_Et | PrcHt-StmBlr | High Efficiency Boiler | Any | 2013-01-01 | (blank) | 20
[19 empty] | WaterFixt | PreRinseValve | Cook-LowPreRinse | Low flow Pre-rinse valve - description update required | Any | 2016-04-01 | (blank) | 5
[19 empty] | WaterFixt | Toilet | Wtr-WaterFixt-Toilet-Com | Commercial Toilet | Any | 2023-01-01 | (blank) | 20
[19 empty] | WaterFixt | Toilet | Wtr-WaterFixt-Toilet-Res | Residential Toilet | Any | 2023-01-01 | (blank) | 10
[19 empty] | WaterFixt | Urinal | Wtr-WaterFixt-Urinal | Commercial Urinal | Any | 2023-01-01 | (blank) | 20
[19 empty] | WaterFixt | Faucet | WtrHt-WH-Faucet | Faucet for hot water (host for AOE, only) | Any | 2020-01-01 | (blank) | 20
[19 empty] | WaterFixt | FaucetAer | WtrHt-WH-Aertr | Faucet Aerators, add-on equipment | Any | 2013-01-01 | (blank) | 10
[19 empty] | WaterFixt | ShowerHd | WtrHt-WH-Shrhd | Low-Flow Showerhead | Any | 2013-01-01 | (blank) | 10
[19 empty] | WaterHtg_eq | Boiler_AF¦Boiler_Ec¦Boiler_Et¦Boiler_Et_Central | WtrHt-Com | Commercial water heater | Any | 2013-01-01 | 2025-12-31 | 15
[19 empty] | WaterHtg_eq | Boiler_AF¦Boiler_Ec¦Boiler_Et¦Boiler_Et_Central | WtrHt-Com-Gas | Commercial water heater | Any | 2026-01-01 | (blank) | 13
[19 empty] | WaterHtg_eq | Boiler_RCx | BlrTuneup | Boiler Tune-up | Any | 2013-01-01 | 2016-12-31 | 5
[19 empty] | WaterHtg_eq | Boiler_RCx | BlrTuneup | Boiler Tune-up | Any | 2017-01-01 | (blank) | 3
[19 empty] | WaterHtg_eq | HP_COP¦HP_COP_Central¦HP_EF¦HP_UEF | WtrHt-HtPmp | Heat Pump Water Heater | Any | 2013-01-01 | 2025-12-31 | 10
[19 empty] | WaterHtg_eq | HP_COP¦HP_COP_Central¦HP_EF¦HP_UEF | WtrHt-HtPmp-Com | Heat Pump Water Heater | Any | 2026-01-01 | (blank) | 13
[19 empty] | WaterHtg_eq | HP_COP¦HP_COP_Central¦HP_EF¦HP_UEF | WtrHt-HtPmp-Res | Heat Pump Water Heater | Any | 2026-01-01 | (blank) | 20
[19 empty] | WaterHtg_eq | Instant_EF¦Instant_Et¦Instant_UEF | WtrHt-Instant-Com | Commercial Instantaneous Water Heater | Any | 2013-01-01 | (blank) | 20
[19 empty] | WaterHtg_eq | Instant_EF¦Instant_UEF | WtrHt-Instant-Res | Residential Instantaneous Water Heater | Any | 2013-01-01 | (blank) | 20
[19 empty] | WaterHtg_eq | Solar | WtrHt-SWH | Solar Water Heating | Any | 2013-01-01 | (blank) | 15
[19 empty] | WaterHtg_eq | Stor_EF¦Stor_UEF | WtrHt-Res-Elec | Residential Electric Water Heater | Any | 2013-01-01 | (blank) | 13
[19 empty] | WaterHtg_eq | Stor_EF¦Stor_UEF | WtrHt-Res-Gas | Residential Gas Water Heater | Any | 2013-01-01 | 2025-12-31 | 11
[19 empty] | WaterHtg_eq | Stor_EF¦Stor_UEF | WtrHt-Res-Gas | Residential Gas Water Heater | Any | 2026-01-01 | (blank) | 25
[19 empty] | WaterHtg_eq | TankIns | WtrHt-TankIns-Elec | Water Heater Tank Wrap - Electric, add-on equipment | Any | 2013-01-01 | (blank) | 7
[19 empty] | WaterHtg_eq | TankIns | WtrHt-TankIns-Gas | Water Heater Tank Wrap - Gas, add-on equipment | Any | 2013-01-01 | (blank) | 7
[19 empty] | WaterHtg_eq | Boiler_Et | PrcHt-Blr | High Efficiency Boiler | Any | 2013-01-01 | (blank) | 20
[19 empty] | WaterHtg_eq | Stor_UEF | WtrHt-MF-Gas | Multi-Family Gas Water Heater | Any | 2020-01-01 | (blank) | 15
[19 empty] | WhlBldg | WBRetPkg | EUC_3.7 | EUL for PGE Energy Upgrade Calififornia program - description update required | Any | 2016-04-01 | 2022-12-31 | 11.1
[19 empty] | WhlBldg | WBRetPkg | EUC_3.8 | EUL for PGE Energy Upgrade Calififornia program - description update required | Any | 2016-04-01 | 2022-12-31 | 11.4
[19 empty] | WhlBldg | WBRetPkg | EUC_3.9 | EUL for PGE Energy Upgrade Calififornia program - description update required | Any | 2016-04-01 | 2022-12-31 | 11.7
[19 empty] | WhlBldg | WBRetPkg | EUC_4 | EUL for PGE Energy Upgrade Calififornia program - description update required | Any | 2016-04-01 | (blank) | 12
[19 empty] | WhlBldg | WBRetPkg | EUC_4.1 | EUL for PGE Energy Upgrade Calififornia program - description update required | Any | 2016-04-01 | 2022-12-31 | 12.3
[19 empty] | WhlBldg | WBRetPkg | EUC_4.2 | EUL for PGE Energy Upgrade Calififornia program - description update required | Any | 2016-04-01 | 2022-12-31 | 12.6
[19 empty] | WhlBldg | WBRetPkg | EUC_4.3 | EUL for PGE Energy Upgrade Calififornia program - description update required | Any | 2016-04-01 | 2022-12-31 | 12.9
[19 empty] | WhlBldg | WBRetPkg | EUC_4.4 | EUL for PGE Energy Upgrade Calififornia program - description update required | Any | 2016-04-01 | 2022-12-31 | 13.2
[19 empty] | WhlBldg | WBRetPkg | EUC_4.5 | EUL for PGE Energy Upgrade Calififornia program - description update required | Any | 2016-04-01 | 2022-12-31 | 13.5
[19 empty] | WhlBldg | WBRetPkg | EUC_4.6 | EUL for PGE Energy Upgrade Calififornia program - description update required | Any | 2016-04-01 | 2022-12-31 | 13.8
[19 empty] | WhlBldg | WBRetPkg | EUC_4.7 | EUL for PGE Energy Upgrade Calififornia program - description update required | Any | 2016-04-01 | 2022-12-31 | 14.1
[19 empty] | WhlBldg | WBRetPkg | EUC_4.8 | EUL for PGE Energy Upgrade Calififornia program - description update required | Any | 2016-04-01 | 2022-12-31 | 14.4
[19 empty] | WhlBldg | WBRetPkg | EUC_4.9 | EUL for PGE Energy Upgrade Calififornia program - description update required | Any | 2016-04-01 | 2022-12-31 | 14.7
[19 empty] | WhlBldg | WBRetPkg | EUC_5 | EUL for PGE Energy Upgrade Calififornia program - description update required | Any | 2016-04-01 | (blank) | 15
[19 empty] | WhlBldg | WBRetPkg | EUC_5.1 | EUL for PGE Energy Upgrade Calififornia program - description update required | Any | 2016-04-01 | 2022-12-31 | 15.3
[19 empty] | WhlBldg | WBRetPkg | EUC_5.2 | EUL for PGE Energy Upgrade Calififornia program - description update required | Any | 2016-04-01 | 2022-12-31 | 15.6
[19 empty] | WhlBldg | WBRetPkg | EUC_5.3 | EUL for PGE Energy Upgrade Calififornia program - description update required | Any | 2016-04-01 | 2022-12-31 | 15.9
[19 empty] | WhlBldg | WBRetPkg | EUC_5.4 | EUL for PGE Energy Upgrade Calififornia program - description update required | Any | 2016-04-01 | 2022-12-31 | 16.2
[19 empty] | WhlBldg | WBRetPkg | EUC_5.5 | EUL for PGE Energy Upgrade Calififornia program - description update required | Any | 2016-04-01 | 2022-12-31 | 16.5
[19 empty] | WhlBldg | WBRetPkg | EUC_5.6 | EUL for PGE Energy Upgrade Calififornia program - description update required | Any | 2016-04-01 | 2022-12-31 | 16.8
[19 empty] | WhlBldg | WBRetPkg | EUC_5.7 | EUL for PGE Energy Upgrade Calififornia program - description update required | Any | 2016-04-01 | 2022-12-31 | 17.1
[19 empty] | WhlBldg | WBRetPkg | EUC_5.8 | EUL for PGE Energy Upgrade Calififornia program - description update required | Any | 2016-04-01 | 2022-12-31 | 17.4
[19 empty] | WhlBldg | WBRetPkg | EUC_5.9 | EUL for PGE Energy Upgrade Calififornia program - description update required | Any | 2016-04-01 | 2022-12-31 | 17.7
[19 empty] | WhlBldg | WBRetPkg | EUC_6 | EUL for PGE Energy Upgrade Calififornia program - description update required | Any | 2016-04-01 | 2022-12-31 | 18
[19 empty] | WhlBldg | WBRetPkg | EUC_6.1 |  | Any | 2016-04-01 | 2022-12-31 | 18.3
[19 empty] | WhlBldg | WBRetPkg | EUC_6.2 |  | Any | 2016-04-01 | 2022-12-31 | 18.6
[19 empty] | WhlBldg | WBRetPkg | EUC_6.3 |  | Any | 2016-04-01 | 2022-12-31 | 18.9
[19 empty] | WhlBldg | WBRetPkg | EUC_6.4 | EUL for PGE Energy Upgrade Calififornia program - description update required | Any | 2016-04-01 | 2022-12-31 | 19.2
[19 empty] | WhlBldg | WBRetPkg | EUC_6.5 | EUL for PGE Energy Upgrade Calififornia program - description update required | Any | 2016-04-01 | 2022-12-31 | 19.5
[19 empty] | WhlBldg | WBRetPkg | EUC_6.6 | EUL for PGE Energy Upgrade Calififornia program - description update required | Any | 2016-04-01 | 2022-12-31 | 19.8
[19 empty] | WhlBldg | WBRetPkg | PGE-EUC-LM005-1975 | PGE Energy Upgrade California EUL for measure LM005, vintage 1975 | SFm | 2013-01-01 | 2022-12-31 | 18.6
[19 empty] | WhlBldg | WBRetPkg | PGE-EUC-LM005-1985 | PGE Energy Upgrade California EUL for measure LM005, vintage 1985 | SFm | 2013-01-01 | 2022-12-31 | 18.2
[19 empty] | WhlBldg | WBRetPkg | PGE-EUC-LM005-1996 | PGE Energy Upgrade California EUL for measure LM005, vintage 1996 | SFm | 2013-01-01 | 2022-12-31 | 18
[19 empty] | WhlBldg | WBRetPkg | PGE-EUC-LM081-1975 | PGE Energy Upgrade California EUL for measure LM081, vintage 1975 | SFm | 2013-01-01 | 2022-12-31 | 18.4
[19 empty] | WhlBldg | WBRetPkg | PGE-EUC-LM081-1985 | PGE Energy Upgrade California EUL for measure LM081, vintage 1985 | SFm | 2013-01-01 | 2022-12-31 | 17.7
[19 empty] | WhlBldg | WBRetPkg | PGE-EUC-LM081-1996 | PGE Energy Upgrade California EUL for measure LM081, vintage 1996 | SFm | 2013-01-01 | 2022-12-31 | 17.4
[19 empty] | WhlBldg | WBRetPkg | PGE-EUC-LM125-1975 | PGE Energy Upgrade California EUL for measure LM125, vintage 1975 | SFm | 2013-01-01 | 2022-12-31 | 16.1
[19 empty] | WhlBldg | WBRetPkg | PGE-EUC-LM125-1985 | PGE Energy Upgrade California EUL for measure LM125, vintage 1985 | SFm | 2013-01-01 | 2022-12-31 | 14.6
[19 empty] | WhlBldg | WBRetPkg | PGE-EUC-LM125-1996 | PGE Energy Upgrade California EUL for measure LM125, vintage 1996 | SFm | 2013-01-01 | 2022-12-31 | 14
[19 empty] | WhlBldg | WBRetPkg | PGE-EUC-LM141-1975 | PGE Energy Upgrade California EUL for measure LM141, vintage 1975 | SFm | 2013-01-01 | 2022-12-31 | 16.5
[19 empty] | WhlBldg | WBRetPkg | PGE-EUC-LM141-1985 | PGE Energy Upgrade California EUL for measure LM141, vintage 1985 | SFm | 2013-01-01 | 2022-12-31 | 15.7
[19 empty] | WhlBldg | WBRetPkg | PGE-EUC-LM141-1996 | PGE Energy Upgrade California EUL for measure LM141, vintage 1996 | SFm | 2013-01-01 | 2022-12-31 | 14.2
[19 empty] | WhlBldg | WBRetPkg | PGE-EUC-LM162-1975 | PGE Energy Upgrade California EUL for measure LM162, vintage 1975 | SFm | 2013-01-01 | 2022-12-31 | 17.8
[19 empty] | WhlBldg | WBRetPkg | PGE-EUC-LM162-1985 | PGE Energy Upgrade California EUL for measure LM162, vintage 1985 | SFm | 2013-01-01 | 2022-12-31 | 17.9
[19 empty] | WhlBldg | WBRetPkg | PGE-EUC-LM162-1996 | PGE Energy Upgrade California EUL for measure LM162, vintage 1996 | SFm | 2013-01-01 | 2022-12-31 | 17.6
[19 empty] | WhlBldg | WBRetPkg | PGE-EUC-LM165-1975 | PGE Energy Upgrade California EUL for measure LM165, vintage 1975 | SFm | 2013-01-01 | 2022-12-31 | 19
[19 empty] | WhlBldg | WBRetPkg | PGE-EUC-LM165-1985 | PGE Energy Upgrade California EUL for measure LM165, vintage 1985 | SFm | 2013-01-01 | 2022-12-31 | 18.8
[19 empty] | WhlBldg | WBRetPkg | PGE-EUC-LM165-1996 | PGE Energy Upgrade California EUL for measure LM165, vintage 1996 | SFm | 2013-01-01 | 2022-12-31 | 19.1
[19 empty] | WhlBldg | WBRetPkg | Service-ResEnergyAu | Residential Audits | Any | 2013-01-01 | (blank) | 3
[19 empty] | WhlBldg | WBRetPkg | WB-13590-w10 | SCE Whole Building: R30AtIns;R8DctIns;6%DctLkg;SEER14AC;STV In Heated and Cooled, One Story, 1978-1992 Vintage Whole Home Retrofit | SFm | 2013-01-01 | 2022-12-31 | 18.2
[19 empty] | WhlBldg | WBRetPkg | WB-16063-w06 | SCE Whole Building: R30AtIns;-15%BldLkg;R8DctIns;6%DctLkg;92AFUEFrn;STV In Heated Only, One Story, Pre 1978 Vintage Whole Home Retrofit | SFm | 2013-01-01 | 2022-12-31 | 19.3
[19 empty] | WhlBldg | WBRetPkg | WB-18288-w06 | SCE Whole Building: R30AtIns;R19FlrIns;-15%BldLkg;R8DctIns;6%DctLkg;STV In Heated Only, One Story, Pre 1978 Vintage Whole Home Retrofit | SFm | 2013-01-01 | 2022-12-31 | 18
[19 empty] | WhlBldg | WBRetPkg | WB-18720-w10 | SCE Whole Building: R30AtIns;-15%BldLkg;10%DctLkg;SEER14AC;92AFUEFrn;STVLF In Heated and Cooled, One Story, 1993-2001 Vintage Whole Home Retrofit | SFm | 2013-01-01 | 2022-12-31 | 14.8
[19 empty] | WhlBldg | WBRetPkg | WB-19122-w10 | SCE Whole Building: R30AtIns;-15%BldLkg;10%DctLkg;SEER14AC;92AFUEFrn;STV In Heated and Cooled, One Story, Pre 1978 Vintage Whole Home Retrofit | SFm | 2013-01-01 | 2022-12-31 | 18
[19 empty] | WhlBldg | WBRetPkg | WB-19550-w10 | SCE Whole Building: R30AtIns;R8DctIns;6%DctLkg In Heated and Cooled, One Story, Pre 1978 Vintage Whole Home Retrofit | SFm | 2013-01-01 | 2022-12-31 | 18.8
[19 empty] | WhlBldg | WBRetPkg | WB-20558-w09 | SCE Whole Building: R30AtIns;-30%BldLkg;R8DctIns;6%DctLkg;92AFUEFrn;STV In Heated Only, One Story, 1978-1992 Vintage Whole Home Retrofit | SFm | 2013-01-01 | 2022-12-31 | 18
[19 empty] | WhlBldg | WBRetPkg | WB-22378-w10 | SCE Whole Building: R30AtIns;R8DctIns;6%DctLkg;SEER14AC;92AFUEFrn In Heated and Cooled, One Story, Pre 1978 Vintage Whole Home Retrofit | SFm | 2013-01-01 | 2022-12-31 | 19.8
[19 empty] | WhlBldg | WBRetPkg | WB-26618-w10 | SCE Whole Building: R30AtIns;R8DctIns;6%DctLkg;92AFUEFrn;62%EFGasWtrHtr;STV In Heated and Cooled, Two Story, 1993-2001 Vintage Whole Home Retrofit | SFm | 2013-01-01 | 2022-12-31 | 17.6
[19 empty] | WhlBldg | WBRetPkg | WB-28890-w06 | SCE Whole Building: R30AtIns;-30%BldLkg;R8DctIns;6%DctLkg;STV In Heated Only, One Story, Pre 1978 Vintage Whole Home Retrofit | SFm | 2013-01-01 | 2022-12-31 | 16.6
[19 empty] | WhlBldg | WBRetPkg | WB-29480-w08 | SCE Whole Building: R30AtIns;R19FlrIns;R8DctIns;6%DctLkg In Heated and Cooled, One Story, Pre 1978 Vintage Whole Home Retrofit | SFm | 2013-01-01 | 2022-12-31 | 18.7
[19 empty] | WhlBldg | WBRetPkg | WB-33387-w08 | SCE Whole Building: R30AtIns;R8DctIns;10%DctLkg In Heated and Cooled, One Story, Pre 1978 Vintage Whole Home Retrofit | SFm | 2013-01-01 | 2022-12-31 | 18.9
[19 empty] | WhlBldg | WBRetPkg | WB-36764-w06 | SCE Whole Building: R30AtIns;R8DctIns;10%DctLkg;SEER14AC;92AFUEFrn;STV In Heated and Cooled, One Story, Pre 1978 Vintage Whole Home Retrofit | SFm | 2013-01-01 | 2022-12-31 | 19.8
[19 empty] | WhlBldg | WBRetPkg | WB-38962-w10 | SCE Whole Building: R30AtIns;-15%BldLkg;6%DctLkg;92AFUEFrn;62%EFGasWtrHtr In Heated and Cooled, One Story, 1978-1992 Vintage Whole Home Retrofit | SFm | 2013-01-01 | 2022-12-31 | 16.3
[19 empty] | WhlBldg | WBRetPkg | WB-41522-w06 | SCE Whole Building: R30AtIns;R8DctIns;6%DctLkg;SEER14AC;92AFUEFrn;STV In Heated and Cooled, One Story, Pre 1978 Vintage Whole Home Retrofit | SFm | 2013-01-01 | 2022-12-31 | 19.7
[19 empty] | WhlBldg | WBRetPkg | WB-43723-w10 | SCE Whole Building: R30AtIns;R8DctIns;6%DctLkg;92AFUEFrn In Heated and Cooled, One Story, Pre 1978 Vintage Whole Home Retrofit | SFm | 2013-01-01 | 2022-12-31 | 20
[19 empty] | WhlBldg | WBRetPkg | WB-43750-w06 | SCE Whole Building: R30AtIns;R8DctIns;6%DctLkg;92AFUEFrn;62%EFGasWtrHtr;STV In Heated Only, Two Story, Pre 1978 Vintage Whole Home Retrofit | SFm | 2013-01-01 | 2022-12-31 | 17.7
[19 empty] | WhlBldg | WBRetPkg | WB-45456-w10 | SCE Whole Building: R30AtIns;-30%BldLkg;R8DctIns;6%DctLkg In Heated and Cooled, One Story, 1993-2001 Vintage Whole Home Retrofit | SFm | 2013-01-01 | 2022-12-31 | 14.5
[19 empty] | WhlBldg | WBRetPkg | WB-52042-w09 | SCE Whole Building: R30AtIns;-15%BldLkg;R8DctIns;10%DctLkg;92AFUEFrn;STV In Heated Only, Two Story, 1978-1992 Vintage Whole Home Retrofit | SFm | 2013-01-01 | 2022-12-31 | 18.2
[19 empty] | WhlBldg | WBRetPkg | WB-52395-w10 | SCE Whole Building: R30AtIns;-15%BldLkg;R8DctIns;10%DctLkg;STV In Heated and Cooled, One Story, 1978-1992 Vintage Whole Home Retrofit | SFm | 2013-01-01 | 2022-12-31 | 16.8
[19 empty] | WhlBldg | WBRetPkg | WB-53613-w10 | SCE Whole Building: R30AtIns;-30%BldLkg;R8DctIns;SEER14AC;92AFUEFrn;6%DctLkg;STV In Heated and Cooled, Two Story, Pre 1978 Vintage Whole Home Retrofit | SFm | 2013-01-01 | 2022-12-31 | 17.2
[19 empty] | WhlBldg | WBRetPkg | WB-56139-w10 | SCE Whole Building: R30AtIns;R8DctIns;6%DctLkg;SEER14AC In Heated and Cooled, Two Story, 1978-1992 Vintage Whole Home Retrofit | SFm | 2013-01-01 | 2022-12-31 | 17.9
[19 empty] | WhlBldg | WBRetPkg | WB-56999-w08 | SCE Whole Building: -15%BldLkg;R8DctIns;6%DctLkg;SEER14AC;92AFUEFrn In Heated and Cooled, Two Story, 1993-2001 Vintage Whole Home Retrofit | SFm | 2013-01-01 | 2022-12-31 | 17.1
[19 empty] | WhlBldg | WBRetPkg | WB-57634-w10 | SCE Whole Building: -30%BldLkg;10%DctLkg;SEER14AC;92AFUEFrn In Heated and Cooled, Two Story, 1993-2001 Vintage Whole Home Retrofit | SFm | 2013-01-01 | 2022-12-31 | 15.8
[19 empty] | WhlBldg | WBRetPkg | WB-64074-w06 | SCE Whole Building: -15%BldLkg;R8DctIns;6%DctLkg;SEER14AC;92AFUEFrn;STV In Heated and Cooled, One Story, Pre 1978 Vintage Whole Home Retrofit | SFm | 2013-01-01 | 2022-12-31 | 17.5
[19 empty] | WhlBldg | WBRetPkg | WB-64187-w08 | SCE Whole Building: R30AtIns;R8DctIns;10%DctLkg;STV In Heated and Cooled, Two Story, Pre 1978 Vintage Whole Home Retrofit | SFm | 2013-01-01 | 2022-12-31 | 18
[19 empty] | WhlBldg | WBRetPkg | WB-64721-w10 | SCE Whole Building: R30AtIns;R8DctIns;10%DctLkg;SEER14AC In Heated and Cooled, One Story, 1978-1992 Vintage Whole Home Retrofit | SFm | 2013-01-01 | 2022-12-31 | 18.5
[19 empty] | WhlBldg | WBRetPkg | WB-66984-w10 | SCE Whole Building: R30AtIns;-30%BldLkg;6%DctLkg;SEER14AC;STV In Heated and Cooled, Two Story, 1993-2001 Vintage Whole Home Retrofit | SFm | 2013-01-01 | 2022-12-31 | 14.1
[19 empty] | WhlBldg | WBRetPkg | WB-68399-w10 | SCE Whole Building: R30AtIns;R8DctIns;6%DctLkg;SEER14AC;62%EFGasWtrHtr;STV In Heated and Cooled, One Story, 1978-1992 Vintage Whole Home Retrofit | SFm | 2013-01-01 | 2022-12-31 | 16.1
[19 empty] | WhlBldg | WBRetPkg | WB-69986-w08 | SCE Whole Building: -15%BldLkg;R8DctIns;6%DctLkg;SEER14AC;92AFUEFrn;STV In Heated and Cooled, Two Story, 1993-2001 Vintage Whole Home Retrofit | SFm | 2013-01-01 | 2022-12-31 | 16.9
[19 empty] | WhlBldg | WBRetPkg | WB-71850-w09 | SCE Whole Building: R30AtIns;-15%BldLkg;R8DctIns;6%DctLkg;STV In Heated Only, One Story, Pre 1978 Vintage Whole Home Retrofit | SFm | 2013-01-01 | 2022-12-31 | 17.3
[19 empty] | WhlBldg | WBRetPkg | WB-72848-w10 | SCE Whole Building: R30AtIns;R8DctIns;6%DctLkg;SEER14AC In Heated and Cooled, One Story, 1978-1992 Vintage Whole Home Retrofit | SFm | 2013-01-01 | 2022-12-31 | 18.5
[19 empty] | WhlBldg | WBRetPkg | WB-75270-w10 | SCE Whole Building: R30AtIns;R8DctIns;92AFUEFrn;STV In Heated and Cooled, Two Story, 1978-1992 Vintage Whole Home Retrofit | SFm | 2013-01-01 | 2022-12-31 | 19.4
[19 empty] | WhlBldg | WBRetPkg | WB-76805-w10 | SCE Whole Building: R30AtIns;-15%BldLkg;R8DctIns;10%DctLkg;SEER14AC;92AFUEFrn In Heated and Cooled, Two Story, Pre 1978 Vintage Whole Home Retrofit | SFm | 2013-01-01 | 2022-12-31 | 18.1
[19 empty] | WhlBldg | WBRetPkg | WB-79171-w06 | SCE Whole Building: R30AtIns;-15%BldLkg;R8DctIns;10%DctLkg;STV In Heated Only, One Story, Pre 1978 Vintage Whole Home Retrofit | SFm | 2013-01-01 | 2022-12-31 | 17.3
[19 empty] | WhlBldg | WBRetPkg | WB-80419-w06 | SCE Whole Building: R30AtIns;-30%BldLkg;R8DctIns;10%DctLkg;STV In Heated and Cooled, Two Story, Pre 1978 Vintage Whole Home Retrofit | SFm | 2013-01-01 | 2022-12-31 | 15
[19 empty] | WhlBldg | WBRetPkg | WB-81881-w10 | SCE Whole Building: R30AtIns;-30%BldLkg;R8DctIns;10%DctLkg;STV In Heated and Cooled, One Story, Pre 1978 Vintage Whole Home Retrofit | SFm | 2013-01-01 | 2022-12-31 | 16.6
[19 empty] | WhlBldg | WBRetPkg | WB-82988-w10 | SCE Whole Building: R30AtIns;-15%BldLkg;R8DctIns;6%DctLkg In Heated and Cooled, Two Story, 1978-1992 Vintage Whole Home Retrofit | SFm | 2013-01-01 | 2022-12-31 | 16.8
[19 empty] | WhlBldg | WBRetPkg | WB-87309-w10 | SCE Whole Building: R30AtIns;R8DctIns;6%DctLkg In Heated and Cooled, Two Story, 1978-1992 Vintage Whole Home Retrofit | SFm | 2013-01-01 | 2022-12-31 | 18.2
[19 empty] | WhlBldg | WBRetPkg | WB-87379-w10 | SCE Whole Building: R30AtIns;-15%BldLkg;R8DctIns;6%DctLkg;STV In Heated and Cooled, One Story, Pre 1978 Vintage Whole Home Retrofit | SFm | 2013-01-01 | 2022-12-31 | 17.5
[19 empty] | WhlBldg | WBRetPkg | WB-87576-w10 | SCE Whole Building: R30AtIns;R8DctIns;10%DctLkg;SEER14AC;92AFUEFrn;STV In Heated and Cooled, One Story, 1978-1992 Vintage Whole Home Retrofit | SFm | 2013-01-01 | 2022-12-31 | 19.2
[19 empty] | WhlBldg | WBRetPkg | WB-92396-w10 | SCE Whole Building: R30AtIns;R8DctIns;6%DctLkg;SEER14AC;92AFUEFrn;STV In Heated and Cooled, One Story, 1978-1992 Vintage Whole Home Retrofit | SFm | 2013-01-01 | 2022-12-31 | 19.1
[19 empty] | WhlBldg | WBRetPkg | WB-95864-w06 | SCE Whole Building: -30%BldLkg;R8DctIns;6%DctLkg;SEER14AC;92AFUEFrn In Heated and Cooled, One Story, Pre 1978 Vintage Whole Home Retrofit | SFm | 2013-01-01 | 2022-12-31 | 17.1
[19 empty] | WhlBldg | WBRetPkg | WB-95984-w10 | SCE Whole Building: R30AtIns;10%DctLkg;SEER14AC;92AFUEFrn In Heated and Cooled, Two Story, 1993-2001 Vintage Whole Home Retrofit | SFm | 2013-01-01 | 2022-12-31 | 17.8
[19 empty] | WhlBldg | WBRetPkg | WB-98013-w10 | SCE Whole Building: R30AtIns;R8DctIns;6%DctLkg;SEER14AC;STV In Heated and Cooled, One Story, Pre 1978 Vintage Whole Home Retrofit | SFm | 2013-01-01 | 2022-12-31 | 18.5
[19 empty] | WhlBldg | WBRetPkg | WhlBldg-WBInsFen-NEW-MfrHse | SCE: Whole Building new construction manufactured housing building shell improvements | SFm | 2013-01-01 | 2022-12-31 | 20
[19 empty] | WhlBldg | WBRetPkg | WhlBldg-WBInsFen-NEW-SF | SCE: Whole Building new construction single family building shell improvements | SFm | 2013-01-01 | 2022-12-31 | 18
[19 empty] | WhlBldg | WBRetPkg | WhlBldg-WBInsFen-RET-SF | SCE: Whole Building retrofit single family building shell improvements | SFm | 2013-01-01 | 2022-12-31 | 14
[19 empty] | WhlBldg | WBBldgImpSites | NonRes-WhlBldg-SEM | Strategic Energy Management (SEM) | Any | 2020-01-01 | (blank) | 5
[19 empty] | WhlBldg | multiTech | WlHs-Upgrade | Whole House Upgrade | SFm | 2013-01-01 | (blank) | 2
[19 empty] | dxAC_equip¦dxHP_equip | HV_RCx | HV-ResRCx | Residential HVAC assessment report & maintenance contract | Any | 2013-01-01 | 2016-12-31 | 5
[19 empty] | dxAC_equip¦dxHP_equip | HV_RCx | HV-ResRCx | Residential HVAC assessment report & maintenance contract | Any | 2017-01-01 | (blank) | (blank)
[19 empty] | dxAC_equip¦dxHP_equip | HVAC_RCx | HVAC-ClnCondCoils | Clean Condenser Coils - Commercial | Any | 2013-01-01 | (blank) | 3
[19 empty] | dxAC_equip¦dxHP_equip | HVAC_RCx | HVAC-ClnEvapCoils | Clean Evaporator Coils | Any | 2013-01-01 | (blank) | 3
[19 empty] | dxAC_equip¦dxHP_equip | HVAC_RCx | RTU-Retro | Rooftop Unit retrocommissioning | Any | 2013-01-01 | 2016-12-31 | 5
[19 empty] | dxAC_equip¦dxHP_equip | HVAC_RCx | RTU-Retro | Rooftop Unit retrocommissioning | Any | 2017-01-01 | (blank) | 3

## 2 RACC
|  | Column Heading Color Coding |  | General inputs | Notes
|  | Input, enter a value |  | Refrig. Cost Basis | GHG Value from Natural Gas ACC | [22 empty] | EULs/RULs Rounded to Nearest Whole Number to Calculate Costs of Refrigerant Leakage |  |  |  | Common Refrigerant Type(s) According to "1 Device Builder" Worksheet (for reference) |  |  | Refrigerant Type for Avoided Cost Calculation |  |  | CARB-EPA GWP limits, if any |  |  | Refrigerant GWP, 100-yr Horizon |  |  | Refrigerant GWP, 100-yr Horizon (typically modified for Custom, only) |  |  | Refrigerant Charge (lb) per Device Builder |  |  | Refrigerant Charge (lb), Actual (typically modified for Custom, only) |  |  | Annual Refrigerant Leakage % per Device Builder |  |  | Annual Refrigerant Leakage %, Actual (typically modified for Custom, only) |  |  | q_EOL (EOL Refrigerant Leakage %) per Device Builder |  |  | q_EOL (EOL Refrigerant Leakage %), Actual (typically modified for Custom, only) |  |  | t_EOL (non-top-off years) per Device Builder |  |  | t_EOL (non-top-off years), Actual (typically modified for Custom, only) |  |  | Device Install Years |  |  |  | Device Retirement Years |  |  |  |  | Adjusted EOL Refrigerant Leakage (%) |  |  |  | Annual Leakage - metric tonne CO2e |  |  |  | EOL Leakage - metric tonne CO2e |  |  |  | Lifecycle Annual Leakage - metric tonne CO2e |  |  |  | Lifecycle EOL Leakage - metric tonne CO2e |  |  |  | NPV Lifecycle Cost of Annual Leakage (2022$) |  |  |  | NPV Lifecycle Cost of EOL Leakage (2022$) |  |  |  | Net NPV Lifecycle Costs of Leakage (2022$) |  |  |  | Refrigerant NPV Lifecycle Costs (2022$) |  |  |  | Net Refrigerant Emissions at NPV (2022$) |  | Total Refrigerant NPV Costs (2022$) |  |  |  | Total Net Refrigerant at NPV (2022$) | [22 empty] | Annual Refrigerant Emissions Calculated Over Equipment Life, tCO2e | [29 empty] | EOL Refrigerant Emissions Calculated Over Equipment Life, tCO2e | [29 empty] | Annual Refrigerant Emissions Considered for RAC Calculations, tCO2e | [29 empty] | EOL Refrigerant Emissions Considered for RAC Calculations, tCO2e | [29 empty] | Annual Refrigerant Emissions Costs, 2022$ | [29 empty] | EOL Refrigerant Emissions Costs, 2022$ | [29 empty] | Annual Refrigerant Emissions Calculated Over Equipment Life, tCO2e | [29 empty] | EOL Refrigerant Emissions Calculated Over Equipment Life, tCO2e | [14 empty] | EOL Refrigerant Emissions Calculated Over Equipment Life, tCO2e | [14 empty] | EOL Refrigerant Emissions Calculated Over Equipment Life, tCO2e | [29 empty] | Annual Refrigerant Emissions Considered for RAC Calculations, tCO2e | [29 empty] | EOL Refrigerant Emissions Considered for RAC Calculations, tCO2e | [14 empty] | EOL Refrigerant Emissions Considered for RAC Calculations, tCO2e | [14 empty] | EOL Refrigerant Emissions Considered for RAC Calculations, tCO2e | [29 empty] | Annual Refrigerant Emissions Costs, 2022$ | [29 empty] | EOL Refrigerant Emissions Costs, 2022$ | [14 empty] | EOL Refrigerant Emissions Costs, 2022$ | [14 empty] | EOL Refrigerant Emissions Costs, 2022$ | [29 empty] | Annual Refrigerant Emissions Calculated Over Equipment Life, tCO2e | [29 empty] | EOL Refrigerant Emissions Calculated Over Equipment Life, tCO2e | [29 empty] | Annual Refrigerant Emissions Considered for RAC Calculations, tCO2e | [29 empty] | EOL Refrigerant Emissions Considered for RAC Calculations, tCO2e | [29 empty] | Annual Refrigerant Emissions Costs, 2022$ | [29 empty] | EOL Refrigerant Emissions Costs, 2022$ | [29 empty] | Annual Refrigerant Emissions Calculated Over Equipment Life, tCO2e | [29 empty] | EOL Refrigerant Emissions Calculated Over Equipment Life, tCO2e | [29 empty] | Annual Refrigerant Emissions Considered for RAC Calculations, tCO2e | [29 empty] | EOL Refrigerant Emissions Considered for RAC Calculations, tCO2e | [29 empty] | Annual Refrigerant Emissions Costs, 2022$ | [29 empty] | EOL Refrigerant Emissions Costs, 2022$
|  | Input, select from dropdown list |  | Dollar/ACC Year | 2022 | → Select appropriate ACC
|  | Custom input (only) |  | GWP Time Horizon | 100-yr | → Locked to 100-yr | [21 empty] | Msr | Std | Pre |  | Msr | Std | Pre | Msr | Std | Pre | Msr | Std | Pre | Msr | Std | Pre | Msr | Std | Pre | Msr | Std | Pre | Msr | Std | Pre | Msr | Std | Pre | Msr | Std | Pre | Msr | Std | Pre | Msr | Std | Pre | Msr | Std | Pre | Msr | Std | Pre | Msr | Std | Pre | Ext | Msr | Std |  | Pre | Ext | Msr | Std | Pre | Ext | Msr | Std | Pre | Ext | Msr | Std | Pre | Ext | Msr | Std | Pre | Ext | Msr | Std | Pre | Ext | Msr | Std | Pre | Ext | Msr | Std | Pre | Ext | RefrigerantNPVCostsNet = (Measure total NPV cost)-(Counterfactual total NPV cost). If net cost < 0, then show ¦net cost¦ as a benefit in column UnitRefrigBens. |  |  |  | Msr | Std | Pre | Ext | Costs | Benefits | Msr | Std | Pre | Ext | Costs | Benefits | [21 empty] | Year | [29 empty] | Year | [29 empty] | Year | [29 empty] | Year | [29 empty] | Year | [29 empty] | Year | [29 empty] | Year | [29 empty] | Yr | [14 empty] | Yr | [14 empty] | Yr | [29 empty] | Yr | [29 empty] | Year | [14 empty] | Year | [14 empty] | Year | [29 empty] | Year | [29 empty] | Year | [14 empty] | Year | [14 empty] | Year | [29 empty] | Year | [29 empty] | Year | [29 empty] | Year | [29 empty] | Year | [29 empty] | Year | [29 empty] | Year | [29 empty] | Year | [29 empty] | Year | [29 empty] | Year | [29 empty] | Year | [29 empty] | Year | [29 empty] | Year
|  | Calculation step |  | WACC selection | Statewide | → Statewide for Deemed | [23 empty] | Ext |  |  |  | Ext |  |  | Ext |  |  | Ext |  |  | Ext |  |  | Ext |  |  | Ext |  |  | Ext |  |  | Ext |  |  | Ext |  |  | Ext |  |  | Ext |  |  | Ext |  |  | Ext | [25 empty] | When documentation is provided that the existing equipment's Refrigerant has been reclaimed (see "Pre Refrigerant Reclaimed Flag" in column T), the costs of these avoided emissions will be negative. | [7 empty] | When documentation is provided that the existing equipment's Refrigerant has been reclaimed (see "Pre Refrigerant Reclaimed Flag" in column T), the costs of these avoided emissions will be negative. | [13 empty] | This results are typically only used for custom applications since they have been multiplied by the NumUnits values provided for each case. | [12 empty] | 1 | 2 | 3 | 4 | 5 | 6 | 7 | 8 | 9 | 10 | 11 | 12 | 13 | 14 | 15 | 16 | 17 | 18 | 19 | 20 | 21 | 22 | 23 | 24 | 25 | 26 | 27 | 28 | 29 | 30 | 1 | 2 | 3 | 4 | 5 | 6 | 7 | 8 | 9 | 10 | 11 | 12 | 13 | 14 | 15 | 16 | 17 | 18 | 19 | 20 | 21 | 22 | 23 | 24 | 25 | 26 | 27 | 28 | 29 | 30 | 1 | 2 | 3 | 4 | 5 | 6 | 7 | 8 | 9 | 10 | 11 | 12 | 13 | 14 | 15 | 16 | 17 | 18 | 19 | 20 | 21 | 22 | 23 | 24 | 25 | 26 | 27 | 28 | 29 | 30 | 1 | 2 | 3 | 4 | 5 | 6 | 7 | 8 | 9 | 10 | 11 | 12 | 13 | 14 | 15 | 16 | 17 | 18 | 19 | 20 | 21 | 22 | 23 | 24 | 25 | 26 | 27 | 28 | 29 | 30 | 1 | 2 | 3 | 4 | 5 | 6 | 7 | 8 | 9 | 10 | 11 | 12 | 13 | 14 | 15 | 16 | 17 | 18 | 19 | 20 | 21 | 22 | 23 | 24 | 25 | 26 | 27 | 28 | 29 | 30 | 1 | 2 | 3 | 4 | 5 | 6 | 7 | 8 | 9 | 10 | 11 | 12 | 13 | 14 | 15 | 16 | 17 | 18 | 19 | 20 | 21 | 22 | 23 | 24 | 25 | 26 | 27 | 28 | 29 | 30 | 1 | 2 | 3 | 4 | 5 | 6 | 7 | 8 | 9 | 10 | 11 | 12 | 13 | 14 | 15 | 16 | 17 | 18 | 19 | 20 | 21 | 22 | 23 | 24 | 25 | 26 | 27 | 28 | 29 | 30 | 1 | 2 | 3 | 4 | 5 | 6 | 7 | 8 | 9 | 10 | 11 | 12 | 13 | 14 | 15 | 16 | 17 | 18 | 19 | 20 | 21 | 22 | 23 | 24 | 25 | 26 | 27 | 28 | 29 | 30 | 31 | 32 | 33 | 34 | 35 | 36 | 37 | 38 | 39 | 40 | 41 | 42 | 43 | 44 | 45 | 46 | 47 | 48 | 49 | 50 | 51 | 52 | 53 | 54 | 55 | 56 | 57 | 58 | 59 | 60 | 1 | 2 | 3 | 4 | 5 | 6 | 7 | 8 | 9 | 10 | 11 | 12 | 13 | 14 | 15 | 16 | 17 | 18 | 19 | 20 | 21 | 22 | 23 | 24 | 25 | 26 | 27 | 28 | 29 | 30 | 1 | 2 | 3 | 4 | 5 | 6 | 7 | 8 | 9 | 10 | 11 | 12 | 13 | 14 | 15 | 16 | 17 | 18 | 19 | 20 | 21 | 22 | 23 | 24 | 25 | 26 | 27 | 28 | 29 | 30 | 31 | 32 | 33 | 34 | 35 | 36 | 37 | 38 | 39 | 40 | 41 | 42 | 43 | 44 | 45 | 46 | 47 | 48 | 49 | 50 | 51 | 52 | 53 | 54 | 55 | 56 | 57 | 58 | 59 | 60 | 1 | 2 | 3 | 4 | 5 | 6 | 7 | 8 | 9 | 10 | 11 | 12 | 13 | 14 | 15 | 16 | 17 | 18 | 19 | 20 | 21 | 22 | 23 | 24 | 25 | 26 | 27 | 28 | 29 | 30 | 1 | 2 | 3 | 4 | 5 | 6 | 7 | 8 | 9 | 10 | 11 | 12 | 13 | 14 | 15 | 16 | 17 | 18 | 19 | 20 | 21 | 22 | 23 | 24 | 25 | 26 | 27 | 28 | 29 | 30 | 31 | 32 | 33 | 34 | 35 | 36 | 37 | 38 | 39 | 40 | 41 | 42 | 43 | 44 | 45 | 46 | 47 | 48 | 49 | 50 | 51 | 52 | 53 | 54 | 55 | 56 | 57 | 58 | 59 | 60 | 1 | 2 | 3 | 4 | 5 | 6 | 7 | 8 | 9 | 10 | 11 | 12 | 13 | 14 | 15 | 16 | 17 | 18 | 19 | 20 | 21 | 22 | 23 | 24 | 25 | 26 | 27 | 28 | 29 | 30 | 1 | 2 | 3 | 4 | 5 | 6 | 7 | 8 | 9 | 10 | 11 | 12 | 13 | 14 | 15 | 16 | 17 | 18 | 19 | 20 | 21 | 22 | 23 | 24 | 25 | 26 | 27 | 28 | 29 | 30 | 1 | 2 | 3 | 4 | 5 | 6 | 7 | 8 | 9 | 10 | 11 | 12 | 13 | 14 | 15 | 16 | 17 | 18 | 19 | 20 | 21 | 22 | 23 | 24 | 25 | 26 | 27 | 28 | 29 | 30 | 1 | 2 | 3 | 4 | 5 | 6 | 7 | 8 | 9 | 10 | 11 | 12 | 13 | 14 | 15 | 16 | 17 | 18 | 19 | 20 | 21 | 22 | 23 | 24 | 25 | 26 | 27 | 28 | 29 | 30 | 1 | 2 | 3 | 4 | 5 | 6 | 7 | 8 | 9 | 10 | 11 | 12 | 13 | 14 | 15 | 16 | 17 | 18 | 19 | 20 | 21 | 22 | 23 | 24 | 25 | 26 | 27 | 28 | 29 | 30 | 1 | 2 | 3 | 4 | 5 | 6 | 7 | 8 | 9 | 10 | 11 | 12 | 13 | 14 | 15 | 16 | 17 | 18 | 19 | 20 | 21 | 22 | 23 | 24 | 25 | 26 | 27 | 28 | 29 | 30 | 1 | 2 | 3 | 4 | 5 | 6 | 7 | 8 | 9 | 10 | 11 | 12 | 13 | 14 | 15 | 16 | 17 | 18 | 19 | 20 | 21 | 22 | 23 | 24 | 25 | 26 | 27 | 28 | 29 | 30 | 1 | 2 | 3 | 4 | 5 | 6 | 7 | 8 | 9 | 10 | 11 | 12 | 13 | 14 | 15 | 16 | 17 | 18 | 19 | 20 | 21 | 22 | 23 | 24 | 25 | 26 | 27 | 28 | 29 | 30 | 1 | 2 | 3 | 4 | 5 | 6 | 7 | 8 | 9 | 10 | 11 | 12 | 13 | 14 | 15 | 16 | 17 | 18 | 19 | 20 | 21 | 22 | 23 | 24 | 25 | 26 | 27 | 28 | 29 | 30 | 1 | 2 | 3 | 4 | 5 | 6 | 7 | 8 | 9 | 10 | 11 | 12 | 13 | 14 | 15 | 16 | 17 | 18 | 19 | 20 | 21 | 22 | 23 | 24 | 25 | 26 | 27 | 28 | 29 | 30 | 1 | 2 | 3 | 4 | 5 | 6 | 7 | 8 | 9 | 10 | 11 | 12 | 13 | 14 | 15 | 16 | 17 | 18 | 19 | 20 | 21 | 22 | 23 | 24 | 25 | 26 | 27 | 28 | 29 | 30 | 1 | 2 | 3 | 4 | 5 | 6 | 7 | 8 | 9 | 10 | 11 | 12 | 13 | 14 | 15 | 16 | 17 | 18 | 19 | 20 | 21 | 22 | 23 | 24 | 25 | 26 | 27 | 28 | 29 | 30
|  | Lookup formula |  | Active WACC% | 7.54% | [32 empty] | Refrigerant properties color coding |  |  | Refrigerant properties color coding |  |  | Refrigerant properties color coding |  |  | Refrigerant properties color coding |  |  | Refrigerant properties color coding |  |  | Refrigerant properties color coding |  |  | Refrigerant properties color coding |  |  | Refrigerant properties color coding |  |  | Refrigerant properties color coding |  |  | Refrigerant properties color coding |  |  | Refrigerant properties color coding | [55 empty] | Do not modify; these are used to build dropdown lists for 3 FSC and 5 RACC Charts worksheets.
|  | Final outputs |  |  | Columns F:G used to locate GWP limits (Col. AM:AO) per "CARB-EPA Limits" worksheet |  | Measure Case, New Device (Msr) | [5 empty] | Counterfactual New (Std) | [5 empty] | Measure Existing (Pre) | [18 empty] | The CARB-EPA limit is used in calcs. |  |  | Value replaced formula |  |  | Value replaced formula |  |  | Value replaced formula |  |  | Value replaced formula |  |  | Value replaced formula |  |  | Value replaced formula |  |  | Value replaced formula |  |  | Value replaced formula |  |  | Value replaced formula |  |  | Value replaced formula | [62 empty] | 15: Msr; 15: Msr; 15: Msr; 15: Msr; 15: Msr; 15: Msr; 15: Std; 15: Std; 30: Std; 45: Std; 15: Std; 15: Std; 30: Std; 45: Std; 15: Std; 15: Std; 30: Std; 45: Std; 15: Pre; 15: Pre; 15: Pre; 15: Pre; 15: Pre; 15: Pre; 15: Ext; 15: Ext; 15: Ext; 15: Ext; 15: Ext; 15: Ext
|  |  | Conditional formatting setting: | On | [14 empty] | Counterfactual Existing (Ext) | [21 empty] | Exceeds CARB-EPA limit, if any | [5 empty] | Device Builder value replaced | [5 empty] | Device Builder value replaced |  |  | Value exceeds CARB rate |  |  | Device Builder value replaced |  |  | Value exceeds CARB rate |  |  | Device Builder value replaced |  |  | Value exceeds CARB duration
RACC_Index | Status | Measure Description | Msr Install Year | MeasAppType | CARB_Sector | CARB_BldgCategory | Msr CARB_End-Use | Msr TechGroup (NormUnit) | Msr Device Type | Msr NumUnit | Msr EUL_ID | Msr EUL_Yrs | Std CARB_End-Use | Std TechGroup (NormUnit) | Std Device Type | Std NumUnit | Std EUL_ID | Std EUL_Yrs | Pre Refrigerant Reclaimed Flag | Pre/Ext CARB_End-Use | Pre/Ext TechGroup (NormUnit) | Pre/Ext Device Type | Pre/Ext NumUnit | Pre/Ext EUL_ID | Pre/Ext EUL_Yrs | Pre/Ext Install Year | Pre/Ext Install Year Basis | Msr EUL, Rounded | Std EUL, Rounded | Pre/Ext EUL, Rounded | Pre/Ext RUL, Rounded | Msr Predefined Common Refrigerant(s) | Std Predefined Common Refrigerant(s) | Pre/Ext Predefined Common Refrigerant(s) | Msr Refrigerant Type | Std Refrigerant Type | Pre/Ext Refrigerant Type | Msr GWP Limit per CARB-EPA | Std GWP Limit per CARB-EPA | Pre/Ext GWP Limit per CARB-EPA | Msr GWP | Std GWP | Pre/Ext GWP | Msr GWP, User Specified | Std GWP, User Specified | Pre/Ext GWP, User Specified | Msr Refrigerant Charge (lb/NormUnit) per Device Builder | Std Refrigerant Charge (lb/NormUnit) per Device Builder | Pre/Ext Refrigerant Charge (lb/NormUnit) per Device Builder | Msr Refrigerant Charge (lb/NormUnit) | Std Refrigerant Charge (lb/NormUnit) | Pre/Ext Refrigerant Charge (lb/NormUnit) | Msr Annual Refrigerant Leakage % per Device Builder | Std Annual Refrigerant Leakage % per Device Builder | Pre/Ext Annual Refrigerant Leakage % per Device Builder | Msr Annual Refrigerant Leakage % | Std Annual Refrigerant Leakage % | Pre/Ext Annual Refrigerant Leakage % | Msr Gross EOL Refrigerant Leakage % per Device Builder | Std Gross EOL Refrigerant Leakage % per Device Builder | Pre/Ext Gross EOL Refrigerant Leakage % per Device Builder | Msr Gross EOL Refrigerant Leakage % | Std Gross EOL Refrigerant Leakage % | Pre/Ext Gross EOL Refrigerant Leakage % | Msr t_EOL per Device Builder | Std t_EOL per Device Builder | Pre/Ext t_EOL per Device Builder | Msr t_EOL | Std t_EOL | Pre/Ext t_EOL | Msr Start Year | Std Start Year | Pre Start Year | Ext Start Year | Msr End Year | Std End Year | Std End Year for Chart | Pre End Year | Ext End Year | Msr Net EOL Refrigerant Leakage, percent | Std Net EOL Refrigerant Leakage, percent | Pre Net EOL Refrigerant Leakage, percent | Ext Net EOL Refrigerant Leakage, percent | Msr Annual Leakage, tonne CO2e per NormUnit | Std Annual Leakage, tonne CO2e per NormUnit | Pre Annual Leakage, tonne CO2e per NormUnit | Ext Annual Leakage, tonne CO2e per NormUnit | Msr EOL Leakage, tonne CO2e per NormUnit | Std EOL Leakage, tonne CO2e per NormUnit | Pre EOL Leakage, tonne CO2e per NormUnit | Ext EOL Leakage, tonne CO2e per NormUnit | Msr Lifecycle Annual Leakage, tonne CO2e per NormUnit | Std Lifecycle Annual Leakage, tonne CO2e per NormUnit | Pre Lifecycle Annual Leakage, tonne CO2e per NormUnit | Ext Lifecycle Annual Leakage, tonne CO2e per NormUnit | Msr Lifecycle EOL Leakage, tonne CO2e per NormUnit | Std Lifecycle EOL Leakage, tonne CO2e per NormUnit | Pre Lifecycle EOL Leakage, tonne CO2e per NormUnit | Ext Lifecycle EOL Leakage, tonne CO2e per NormUnit | Msr NPV Lifecycle Cost of Annual Leakage, Dollar per NormUnit | Std NPV Lifecycle Cost of Annual Leakage, Dollar per NormUnit | Pre NPV Lifecycle Cost of Annual Leakage, Dollar per NormUnit | Ext NPV Lifecycle Cost of Annual Leakage, Dollar per NormUnit | Msr NPV Lifecycle Cost of EOL Leakage, Dollar per NormUnit | Std NPV Lifecycle Cost of EOL Leakage, Dollar per NormUnit | Pre NPV Lifecycle Cost of EOL Leakage, Dollar per NormUnit | Ext NPV Lifecycle Cost of EOL Leakage, Dollar per NormUnit | Measure Lifecycle NPV Cost, Dollar per NormUnit | Counter-factual Lifecycle NPV Cost, Dollar per NormUnit | Refrigerant NPV Lifecycle Cost Avoided, Dollar per NormUnit | Is Avoided Net Cost >0? | Msr Refrigerant NPV Lifecycle Cost, Dollar per NormUnit | Std Refrigerant NPV Lifecycle Cost, Dollar per NormUnit | Pre Refrigerant NPV Lifecycle Cost, Dollar per NormUnit | Ext Refrigerant NPV Lifecycle Cost, Dollar per NormUnit | Refrig Lifecycle Cost, Dollar per NormUnit | Refrig Lifecycle Benefit, Dollar per NormUnit | Msr Refrigerant NPV Cost Total, Dollar | Std Refrigerant NPV Cost Total, Dollar | Pre Refrigerant NPV Cost Total, Dollar | Ext Refrigerant NPV Cost Total, Dollar | Total Refrigerant Emission Cost, Dollar | Total Refrigerant Emissions Benefit, Dollar | Msr TGIndex | Msr TGRows | Std TGIndex | Std TGRows | Pre/Ext TGIndex | Pre/Ext TGRows | RACC_Index_Description | Calculated_Annual_tCO2e_MsrYr01 | Calculated_Annual_tCO2e_MsrYr02 | Calculated_Annual_tCO2e_MsrYr03 | Calculated_Annual_tCO2e_MsrYr04 | Calculated_Annual_tCO2e_MsrYr05 | Calculated_Annual_tCO2e_MsrYr06 | Calculated_Annual_tCO2e_MsrYr07 | Calculated_Annual_tCO2e_MsrYr08 | Calculated_Annual_tCO2e_MsrYr09 | Calculated_Annual_tCO2e_MsrYr10 | Calculated_Annual_tCO2e_MsrYr11 | Calculated_Annual_tCO2e_MsrYr12 | Calculated_Annual_tCO2e_MsrYr13 | Calculated_Annual_tCO2e_MsrYr14 | Calculated_Annual_tCO2e_MsrYr15 | Calculated_Annual_tCO2e_MsrYr16 | Calculated_Annual_tCO2e_MsrYr17 | Calculated_Annual_tCO2e_MsrYr18 | Calculated_Annual_tCO2e_MsrYr19 | Calculated_Annual_tCO2e_MsrYr20 | Calculated_Annual_tCO2e_MsrYr21 | Calculated_Annual_tCO2e_MsrYr22 | Calculated_Annual_tCO2e_MsrYr23 | Calculated_Annual_tCO2e_MsrYr24 | Calculated_Annual_tCO2e_MsrYr25 | Calculated_Annual_tCO2e_MsrYr26 | Calculated_Annual_tCO2e_MsrYr27 | Calculated_Annual_tCO2e_MsrYr28 | Calculated_Annual_tCO2e_MsrYr29 | Calculated_Annual_tCO2e_MsrYr30 | Calculated_EOL_tCO2e_MsrYr01 | Calculated_EOL_tCO2e_MsrYr02 | Calculated_EOL_tCO2e_MsrYr03 | Calculated_EOL_tCO2e_MsrYr04 | Calculated_EOL_tCO2e_MsrYr05 | Calculated_EOL_tCO2e_MsrYr06 | Calculated_EOL_tCO2e_MsrYr07 | Calculated_EOL_tCO2e_MsrYr08 | Calculated_EOL_tCO2e_MsrYr09 | Calculated_EOL_tCO2e_MsrYr10 | Calculated_EOL_tCO2e_MsrYr11 | Calculated_EOL_tCO2e_MsrYr12 | Calculated_EOL_tCO2e_MsrYr13 | Calculated_EOL_tCO2e_MsrYr14 | Calculated_EOL_tCO2e_MsrYr15 | Calculated_EOL_tCO2e_MsrYr16 | Calculated_EOL_tCO2e_MsrYr17 | Calculated_EOL_tCO2e_MsrYr18 | Calculated_EOL_tCO2e_MsrYr19 | Calculated_EOL_tCO2e_MsrYr20 | Calculated_EOL_tCO2e_MsrYr21 | Calculated_EOL_tCO2e_MsrYr22 | Calculated_EOL_tCO2e_MsrYr23 | Calculated_EOL_tCO2e_MsrYr24 | Calculated_EOL_tCO2e_MsrYr25 | Calculated_EOL_tCO2e_MsrYr26 | Calculated_EOL_tCO2e_MsrYr27 | Calculated_EOL_tCO2e_MsrYr28 | Calculated_EOL_tCO2e_MsrYr29 | Calculated_EOL_tCO2e_MsrYr30 | Considered_Annual_tCO2e_MsrYr01 | Considered_Annual_tCO2e_MsrYr02 | Considered_Annual_tCO2e_MsrYr03 | Considered_Annual_tCO2e_MsrYr04 | Considered_Annual_tCO2e_MsrYr05 | Considered_Annual_tCO2e_MsrYr06 | Considered_Annual_tCO2e_MsrYr07 | Considered_Annual_tCO2e_MsrYr08 | Considered_Annual_tCO2e_MsrYr09 | Considered_Annual_tCO2e_MsrYr10 | Considered_Annual_tCO2e_MsrYr11 | Considered_Annual_tCO2e_MsrYr12 | Considered_Annual_tCO2e_MsrYr13 | Considered_Annual_tCO2e_MsrYr14 | Considered_Annual_tCO2e_MsrYr15 | Considered_Annual_tCO2e_MsrYr16 | Considered_Annual_tCO2e_MsrYr17 | Considered_Annual_tCO2e_MsrYr18 | Considered_Annual_tCO2e_MsrYr19 | Considered_Annual_tCO2e_MsrYr20 | Considered_Annual_tCO2e_MsrYr21 | Considered_Annual_tCO2e_MsrYr22 | Considered_Annual_tCO2e_MsrYr23 | Considered_Annual_tCO2e_MsrYr24 | Considered_Annual_tCO2e_MsrYr25 | Considered_Annual_tCO2e_MsrYr26 | Considered_Annual_tCO2e_MsrYr27 | Considered_Annual_tCO2e_MsrYr28 | Considered_Annual_tCO2e_MsrYr29 | Considered_Annual_tCO2e_MsrYr30 | Considered_EOL_tCO2e_MsrYr01 | Considered_EOL_tCO2e_MsrYr02 | Considered_EOL_tCO2e_MsrYr03 | Considered_EOL_tCO2e_MsrYr04 | Considered_EOL_tCO2e_MsrYr05 | Considered_EOL_tCO2e_MsrYr06 | Considered_EOL_tCO2e_MsrYr07 | Considered_EOL_tCO2e_MsrYr08 | Considered_EOL_tCO2e_MsrYr09 | Considered_EOL_tCO2e_MsrYr10 | Considered_EOL_tCO2e_MsrYr11 | Considered_EOL_tCO2e_MsrYr12 | Considered_EOL_tCO2e_MsrYr13 | Considered_EOL_tCO2e_MsrYr14 | Considered_EOL_tCO2e_MsrYr15 | Considered_EOL_tCO2e_MsrYr16 | Considered_EOL_tCO2e_MsrYr17 | Considered_EOL_tCO2e_MsrYr18 | Considered_EOL_tCO2e_MsrYr19 | Considered_EOL_tCO2e_MsrYr20 | Considered_EOL_tCO2e_MsrYr21 | Considered_EOL_tCO2e_MsrYr22 | Considered_EOL_tCO2e_MsrYr23 | Considered_EOL_tCO2e_MsrYr24 | Considered_EOL_tCO2e_MsrYr25 | Considered_EOL_tCO2e_MsrYr26 | Considered_EOL_tCO2e_MsrYr27 | Considered_EOL_tCO2e_MsrYr28 | Considered_EOL_tCO2e_MsrYr29 | Considered_EOL_tCO2e_MsrYr30 | Annual_Costs_MsrYr01 | Annual_Costs_MsrYr02 | Annual_Costs_MsrYr03 | Annual_Costs_MsrYr04 | Annual_Costs_MsrYr05 | Annual_Costs_MsrYr06 | Annual_Costs_MsrYr07 | Annual_Costs_MsrYr08 | Annual_Costs_MsrYr09 | Annual_Costs_MsrYr10 | Annual_Costs_MsrYr11 | Annual_Costs_MsrYr12 | Annual_Costs_MsrYr13 | Annual_Costs_MsrYr14 | Annual_Costs_MsrYr15 | Annual_Costs_MsrYr16 | Annual_Costs_MsrYr17 | Annual_Costs_MsrYr18 | Annual_Costs_MsrYr19 | Annual_Costs_MsrYr20 | Annual_Costs_MsrYr21 | Annual_Costs_MsrYr22 | Annual_Costs_MsrYr23 | Annual_Costs_MsrYr24 | Annual_Costs_MsrYr25 | Annual_Costs_MsrYr26 | Annual_Costs_MsrYr27 | Annual_Costs_MsrYr28 | Annual_Costs_MsrYr29 | Annual_Costs_MsrYr30 | EOL_Costs_MsrYr01 | EOL_Costs_MsrYr02 | EOL_Costs_MsrYr03 | EOL_Costs_MsrYr04 | EOL_Costs_MsrYr05 | EOL_Costs_MsrYr06 | EOL_Costs_MsrYr07 | EOL_Costs_MsrYr08 | EOL_Costs_MsrYr09 | EOL_Costs_MsrYr10 | EOL_Costs_MsrYr11 | EOL_Costs_MsrYr12 | EOL_Costs_MsrYr13 | EOL_Costs_MsrYr14 | EOL_Costs_MsrYr15 | EOL_Costs_MsrYr16 | EOL_Costs_MsrYr17 | EOL_Costs_MsrYr18 | EOL_Costs_MsrYr19 | EOL_Costs_MsrYr20 | EOL_Costs_MsrYr21 | EOL_Costs_MsrYr22 | EOL_Costs_MsrYr23 | EOL_Costs_MsrYr24 | EOL_Costs_MsrYr25 | EOL_Costs_MsrYr26 | EOL_Costs_MsrYr27 | EOL_Costs_MsrYr28 | EOL_Costs_MsrYr29 | EOL_Costs_MsrYr30 | Calculated_Annual_tCO2e_StdYr01 | Calculated_Annual_tCO2e_StdYr02 | Calculated_Annual_tCO2e_StdYr03 | Calculated_Annual_tCO2e_StdYr04 | Calculated_Annual_tCO2e_StdYr05 | Calculated_Annual_tCO2e_StdYr06 | Calculated_Annual_tCO2e_StdYr07 | Calculated_Annual_tCO2e_StdYr08 | Calculated_Annual_tCO2e_StdYr09 | Calculated_Annual_tCO2e_StdYr10 | Calculated_Annual_tCO2e_StdYr11 | Calculated_Annual_tCO2e_StdYr12 | Calculated_Annual_tCO2e_StdYr13 | Calculated_Annual_tCO2e_StdYr14 | Calculated_Annual_tCO2e_StdYr15 | Calculated_Annual_tCO2e_StdYr16 | Calculated_Annual_tCO2e_StdYr17 | Calculated_Annual_tCO2e_StdYr18 | Calculated_Annual_tCO2e_StdYr19 | Calculated_Annual_tCO2e_StdYr20 | Calculated_Annual_tCO2e_StdYr21 | Calculated_Annual_tCO2e_StdYr22 | Calculated_Annual_tCO2e_StdYr23 | Calculated_Annual_tCO2e_StdYr24 | Calculated_Annual_tCO2e_StdYr25 | Calculated_Annual_tCO2e_StdYr26 | Calculated_Annual_tCO2e_StdYr27 | Calculated_Annual_tCO2e_StdYr28 | Calculated_Annual_tCO2e_StdYr29 | Calculated_Annual_tCO2e_StdYr30 | Calculated_EOL_tCO2e_Yr01 | Calculated_EOL_tCO2e_Yr02 | Calculated_EOL_tCO2e_Yr03 | Calculated_EOL_tCO2e_Yr04 | Calculated_EOL_tCO2e_Yr05 | Calculated_EOL_tCO2e_Yr06 | Calculated_EOL_tCO2e_Yr07 | Calculated_EOL_tCO2e_Yr08 | Calculated_EOL_tCO2e_Yr09 | Calculated_EOL_tCO2e_Yr10 | Calculated_EOL_tCO2e_Yr11 | Calculated_EOL_tCO2e_Yr12 | Calculated_EOL_tCO2e_Yr13 | Calculated_EOL_tCO2e_Yr14 | Calculated_EOL_tCO2e_Yr15 | Calculated_EOL_tCO2e_Yr16 | Calculated_EOL_tCO2e_Yr17 | Calculated_EOL_tCO2e_Yr18 | Calculated_EOL_tCO2e_Yr19 | Calculated_EOL_tCO2e_Yr20 | Calculated_EOL_tCO2e_Yr21 | Calculated_EOL_tCO2e_Yr22 | Calculated_EOL_tCO2e_Yr23 | Calculated_EOL_tCO2e_Yr24 | Calculated_EOL_tCO2e_Yr25 | Calculated_EOL_tCO2e_Yr26 | Calculated_EOL_tCO2e_Yr27 | Calculated_EOL_tCO2e_Yr28 | Calculated_EOL_tCO2e_Yr29 | Calculated_EOL_tCO2e_Yr30 | Calculated_EOL_tCO2e_Yr31 | Calculated_EOL_tCO2e_Yr32 | Calculated_EOL_tCO2e_Yr33 | Calculated_EOL_tCO2e_Yr34 | Calculated_EOL_tCO2e_Yr35 | Calculated_EOL_tCO2e_Yr36 | Calculated_EOL_tCO2e_Yr37 | Calculated_EOL_tCO2e_Yr38 | Calculated_EOL_tCO2e_Yr39 | Calculated_EOL_tCO2e_Yr40 | Calculated_EOL_tCO2e_Yr41 | Calculated_EOL_tCO2e_Yr42 | Calculated_EOL_tCO2e_Yr43 | Calculated_EOL_tCO2e_Yr44 | Calculated_EOL_tCO2e_Yr45 | Calculated_EOL_tCO2e_Yr46 | Calculated_EOL_tCO2e_Yr47 | Calculated_EOL_tCO2e_Yr48 | Calculated_EOL_tCO2e_Yr49 | Calculated_EOL_tCO2e_Yr50 | Calculated_EOL_tCO2e_Yr51 | Calculated_EOL_tCO2e_Yr52 | Calculated_EOL_tCO2e_Yr53 | Calculated_EOL_tCO2e_Yr54 | Calculated_EOL_tCO2e_Yr55 | Calculated_EOL_tCO2e_Yr56 | Calculated_EOL_tCO2e_Yr57 | Calculated_EOL_tCO2e_Yr58 | Calculated_EOL_tCO2e_Yr59 | Calculated_EOL_tCO2e_Yr60 | Considered_Annual_tCO2e_StdYr01 | Considered_Annual_tCO2e_StdYr02 | Considered_Annual_tCO2e_StdYr03 | Considered_Annual_tCO2e_StdYr04 | Considered_Annual_tCO2e_StdYr05 | Considered_Annual_tCO2e_StdYr06 | Considered_Annual_tCO2e_StdYr07 | Considered_Annual_tCO2e_StdYr08 | Considered_Annual_tCO2e_StdYr09 | Considered_Annual_tCO2e_StdYr10 | Considered_Annual_tCO2e_StdYr11 | Considered_Annual_tCO2e_StdYr12 | Considered_Annual_tCO2e_StdYr13 | Considered_Annual_tCO2e_StdYr14 | Considered_Annual_tCO2e_StdYr15 | Considered_Annual_tCO2e_StdYr16 | Considered_Annual_tCO2e_StdYr17 | Considered_Annual_tCO2e_StdYr18 | Considered_Annual_tCO2e_StdYr19 | Considered_Annual_tCO2e_StdYr20 | Considered_Annual_tCO2e_StdYr21 | Considered_Annual_tCO2e_StdYr22 | Considered_Annual_tCO2e_StdYr23 | Considered_Annual_tCO2e_StdYr24 | Considered_Annual_tCO2e_StdYr25 | Considered_Annual_tCO2e_StdYr26 | Considered_Annual_tCO2e_StdYr27 | Considered_Annual_tCO2e_StdYr28 | Considered_Annual_tCO2e_StdYr29 | Considered_Annual_tCO2e_StdYr30 | Considered_EOL_tCO2e_StdYr01 | Considered_EOL_tCO2e_StdYr02 | Considered_EOL_tCO2e_StdYr03 | Considered_EOL_tCO2e_StdYr04 | Considered_EOL_tCO2e_StdYr05 | Considered_EOL_tCO2e_StdYr06 | Considered_EOL_tCO2e_StdYr07 | Considered_EOL_tCO2e_StdYr08 | Considered_EOL_tCO2e_StdYr09 | Considered_EOL_tCO2e_StdYr10 | Considered_EOL_tCO2e_StdYr11 | Considered_EOL_tCO2e_StdYr12 | Considered_EOL_tCO2e_StdYr13 | Considered_EOL_tCO2e_StdYr14 | Considered_EOL_tCO2e_StdYr15 | Considered_EOL_tCO2e_StdYr16 | Considered_EOL_tCO2e_StdYr17 | Considered_EOL_tCO2e_StdYr18 | Considered_EOL_tCO2e_StdYr19 | Considered_EOL_tCO2e_StdYr20 | Considered_EOL_tCO2e_StdYr21 | Considered_EOL_tCO2e_StdYr22 | Considered_EOL_tCO2e_StdYr23 | Considered_EOL_tCO2e_StdYr24 | Considered_EOL_tCO2e_StdYr25 | Considered_EOL_tCO2e_StdYr26 | Considered_EOL_tCO2e_StdYr27 | Considered_EOL_tCO2e_StdYr28 | Considered_EOL_tCO2e_StdYr29 | Considered_EOL_tCO2e_StdYr30 | Considered_EOL_tCO2e_StdYr31 | Considered_EOL_tCO2e_StdYr32 | Considered_EOL_tCO2e_StdYr33 | Considered_EOL_tCO2e_StdYr34 | Considered_EOL_tCO2e_StdYr35 | Considered_EOL_tCO2e_StdYr36 | Considered_EOL_tCO2e_StdYr37 | Considered_EOL_tCO2e_StdYr38 | Considered_EOL_tCO2e_StdYr39 | Considered_EOL_tCO2e_StdYr40 | Considered_EOL_tCO2e_StdYr41 | Considered_EOL_tCO2e_StdYr42 | Considered_EOL_tCO2e_StdYr43 | Considered_EOL_tCO2e_StdYr44 | Considered_EOL_tCO2e_StdYr45 | Considered_EOL_tCO2e_StdYr46 | Considered_EOL_tCO2e_StdYr47 | Considered_EOL_tCO2e_StdYr48 | Considered_EOL_tCO2e_StdYr49 | Considered_EOL_tCO2e_StdYr50 | Considered_EOL_tCO2e_StdYr51 | Considered_EOL_tCO2e_StdYr52 | Considered_EOL_tCO2e_StdYr53 | Considered_EOL_tCO2e_StdYr54 | Considered_EOL_tCO2e_StdYr55 | Considered_EOL_tCO2e_StdYr56 | Considered_EOL_tCO2e_StdYr57 | Considered_EOL_tCO2e_StdYr58 | Considered_EOL_tCO2e_StdYr59 | Considered_EOL_tCO2e_StdYr60 | Annual_Costs_StdYr01 | Annual_Costs_StdYr02 | Annual_Costs_StdYr03 | Annual_Costs_StdYr04 | Annual_Costs_StdYr05 | Annual_Costs_StdYr06 | Annual_Costs_StdYr07 | Annual_Costs_StdYr08 | Annual_Costs_StdYr09 | Annual_Costs_StdYr10 | Annual_Costs_StdYr11 | Annual_Costs_StdYr12 | Annual_Costs_StdYr13 | Annual_Costs_StdYr14 | Annual_Costs_StdYr15 | Annual_Costs_StdYr16 | Annual_Costs_StdYr17 | Annual_Costs_StdYr18 | Annual_Costs_StdYr19 | Annual_Costs_StdYr20 | Annual_Costs_StdYr21 | Annual_Costs_StdYr22 | Annual_Costs_StdYr23 | Annual_Costs_StdYr24 | Annual_Costs_StdYr25 | Annual_Costs_StdYr26 | Annual_Costs_StdYr27 | Annual_Costs_StdYr28 | Annual_Costs_StdYr29 | Annual_Costs_StdYr30 | EOL_Costs_StdYr01 | EOL_Costs_StdYr02 | EOL_Costs_StdYr03 | EOL_Costs_StdYr04 | EOL_Costs_StdYr05 | EOL_Costs_StdYr06 | EOL_Costs_StdYr07 | EOL_Costs_StdYr08 | EOL_Costs_StdYr09 | EOL_Costs_StdYr10 | EOL_Costs_StdYr11 | EOL_Costs_StdYr12 | EOL_Costs_StdYr13 | EOL_Costs_StdYr14 | EOL_Costs_StdYr15 | EOL_Costs_StdYr16 | EOL_Costs_StdYr17 | EOL_Costs_StdYr18 | EOL_Costs_StdYr19 | EOL_Costs_StdYr20 | EOL_Costs_StdYr21 | EOL_Costs_StdYr22 | EOL_Costs_StdYr23 | EOL_Costs_StdYr24 | EOL_Costs_StdYr25 | EOL_Costs_StdYr26 | EOL_Costs_StdYr27 | EOL_Costs_StdYr28 | EOL_Costs_StdYr29 | EOL_Costs_StdYr30 | EOL_Costs_StdYr31 | EOL_Costs_StdYr32 | EOL_Costs_StdYr33 | EOL_Costs_StdYr34 | EOL_Costs_StdYr35 | EOL_Costs_StdYr36 | EOL_Costs_StdYr37 | EOL_Costs_StdYr38 | EOL_Costs_StdYr39 | EOL_Costs_StdYr40 | EOL_Costs_StdYr41 | EOL_Costs_StdYr42 | EOL_Costs_StdYr43 | EOL_Costs_StdYr44 | EOL_Costs_StdYr45 | EOL_Costs_StdYr46 | EOL_Costs_StdYr47 | EOL_Costs_StdYr48 | EOL_Costs_StdYr49 | EOL_Costs_StdYr50 | EOL_Costs_StdYr51 | EOL_Costs_StdYr52 | EOL_Costs_StdYr53 | EOL_Costs_StdYr54 | EOL_Costs_StdYr55 | EOL_Costs_StdYr56 | EOL_Costs_StdYr57 | EOL_Costs_StdYr58 | EOL_Costs_StdYr59 | EOL_Costs_StdYr60 | Calculated_Annual_tCO2e_PreYr01 | Calculated_Annual_tCO2e_PreYr02 | Calculated_Annual_tCO2e_PreYr03 | Calculated_Annual_tCO2e_PreYr04 | Calculated_Annual_tCO2e_PreYr05 | Calculated_Annual_tCO2e_PreYr06 | Calculated_Annual_tCO2e_PreYr07 | Calculated_Annual_tCO2e_PreYr08 | Calculated_Annual_tCO2e_PreYr09 | Calculated_Annual_tCO2e_PreYr10 | Calculated_Annual_tCO2e_PreYr11 | Calculated_Annual_tCO2e_PreYr12 | Calculated_Annual_tCO2e_PreYr13 | Calculated_Annual_tCO2e_PreYr14 | Calculated_Annual_tCO2e_PreYr15 | Calculated_Annual_tCO2e_PreYr16 | Calculated_Annual_tCO2e_PreYr17 | Calculated_Annual_tCO2e_PreYr18 | Calculated_Annual_tCO2e_PreYr19 | Calculated_Annual_tCO2e_PreYr20 | Calculated_Annual_tCO2e_PreYr21 | Calculated_Annual_tCO2e_PreYr22 | Calculated_Annual_tCO2e_PreYr23 | Calculated_Annual_tCO2e_PreYr24 | Calculated_Annual_tCO2e_PreYr25 | Calculated_Annual_tCO2e_PreYr26 | Calculated_Annual_tCO2e_PreYr27 | Calculated_Annual_tCO2e_PreYr28 | Calculated_Annual_tCO2e_PreYr29 | Calculated_Annual_tCO2e_PreYr30 | Calculated_EOL_tCO2e_PreYr01 | Calculated_EOL_tCO2e_PreYr02 | Calculated_EOL_tCO2e_PreYr03 | Calculated_EOL_tCO2e_PreYr04 | Calculated_EOL_tCO2e_PreYr05 | Calculated_EOL_tCO2e_PreYr06 | Calculated_EOL_tCO2e_PreYr07 | Calculated_EOL_tCO2e_PreYr08 | Calculated_EOL_tCO2e_PreYr09 | Calculated_EOL_tCO2e_PreYr10 | Calculated_EOL_tCO2e_PreYr11 | Calculated_EOL_tCO2e_PreYr12 | Calculated_EOL_tCO2e_PreYr13 | Calculated_EOL_tCO2e_PreYr14 | Calculated_EOL_tCO2e_PreYr15 | Calculated_EOL_tCO2e_PreYr16 | Calculated_EOL_tCO2e_PreYr17 | Calculated_EOL_tCO2e_PreYr18 | Calculated_EOL_tCO2e_PreYr19 | Calculated_EOL_tCO2e_PreYr20 | Calculated_EOL_tCO2e_PreYr21 | Calculated_EOL_tCO2e_PreYr22 | Calculated_EOL_tCO2e_PreYr23 | Calculated_EOL_tCO2e_PreYr24 | Calculated_EOL_tCO2e_PreYr25 | Calculated_EOL_tCO2e_PreYr26 | Calculated_EOL_tCO2e_PreYr27 | Calculated_EOL_tCO2e_PreYr28 | Calculated_EOL_tCO2e_PreYr29 | Calculated_EOL_tCO2e_PreYr30 | Considered_Annual_tCO2e_PreYr01 | Considered_Annual_tCO2e_PreYr02 | Considered_Annual_tCO2e_PreYr03 | Considered_Annual_tCO2e_PreYr04 | Considered_Annual_tCO2e_PreYr05 | Considered_Annual_tCO2e_PreYr06 | Considered_Annual_tCO2e_PreYr07 | Considered_Annual_tCO2e_PreYr08 | Considered_Annual_tCO2e_PreYr09 | Considered_Annual_tCO2e_PreYr10 | Considered_Annual_tCO2e_PreYr11 | Considered_Annual_tCO2e_PreYr12 | Considered_Annual_tCO2e_PreYr13 | Considered_Annual_tCO2e_PreYr14 | Considered_Annual_tCO2e_PreYr15 | Considered_Annual_tCO2e_PreYr16 | Considered_Annual_tCO2e_PreYr17 | Considered_Annual_tCO2e_PreYr18 | Considered_Annual_tCO2e_PreYr19 | Considered_Annual_tCO2e_PreYr20 | Considered_Annual_tCO2e_PreYr21 | Considered_Annual_tCO2e_PreYr22 | Considered_Annual_tCO2e_PreYr23 | Considered_Annual_tCO2e_PreYr24 | Considered_Annual_tCO2e_PreYr25 | Considered_Annual_tCO2e_PreYr26 | Considered_Annual_tCO2e_PreYr27 | Considered_Annual_tCO2e_PreYr28 | Considered_Annual_tCO2e_PreYr29 | Considered_Annual_tCO2e_PreYr30 | Considered_EOL_tCO2e_PreYr01 | Considered_EOL_tCO2e_PreYr02 | Considered_EOL_tCO2e_PreYr03 | Considered_EOL_tCO2e_PreYr04 | Considered_EOL_tCO2e_PreYr05 | Considered_EOL_tCO2e_PreYr06 | Considered_EOL_tCO2e_PreYr07 | Considered_EOL_tCO2e_PreYr08 | Considered_EOL_tCO2e_PreYr09 | Considered_EOL_tCO2e_PreYr10 | Considered_EOL_tCO2e_PreYr11 | Considered_EOL_tCO2e_PreYr12 | Considered_EOL_tCO2e_PreYr13 | Considered_EOL_tCO2e_PreYr14 | Considered_EOL_tCO2e_PreYr15 | Considered_EOL_tCO2e_PreYr16 | Considered_EOL_tCO2e_PreYr17 | Considered_EOL_tCO2e_PreYr18 | Considered_EOL_tCO2e_PreYr19 | Considered_EOL_tCO2e_PreYr20 | Considered_EOL_tCO2e_PreYr21 | Considered_EOL_tCO2e_PreYr22 | Considered_EOL_tCO2e_PreYr23 | Considered_EOL_tCO2e_PreYr24 | Considered_EOL_tCO2e_PreYr25 | Considered_EOL_tCO2e_PreYr26 | Considered_EOL_tCO2e_PreYr27 | Considered_EOL_tCO2e_PreYr28 | Considered_EOL_tCO2e_PreYr29 | Considered_EOL_tCO2e_PreYr30 | Annual_Costs_PreYr01 | Annual_Costs_PreYr02 | Annual_Costs_PreYr03 | Annual_Costs_PreYr04 | Annual_Costs_PreYr05 | Annual_Costs_PreYr06 | Annual_Costs_PreYr07 | Annual_Costs_PreYr08 | Annual_Costs_PreYr09 | Annual_Costs_PreYr10 | Annual_Costs_PreYr11 | Annual_Costs_PreYr12 | Annual_Costs_PreYr13 | Annual_Costs_PreYr14 | Annual_Costs_PreYr15 | Annual_Costs_PreYr16 | Annual_Costs_PreYr17 | Annual_Costs_PreYr18 | Annual_Costs_PreYr19 | Annual_Costs_PreYr20 | Annual_Costs_PreYr21 | Annual_Costs_PreYr22 | Annual_Costs_PreYr23 | Annual_Costs_PreYr24 | Annual_Costs_PreYr25 | Annual_Costs_PreYr26 | Annual_Costs_PreYr27 | Annual_Costs_PreYr28 | Annual_Costs_PreYr29 | Annual_Costs_PreYr30 | EOL_Costs_PreYr01 | EOL_Costs_PreYr02 | EOL_Costs_PreYr03 | EOL_Costs_PreYr04 | EOL_Costs_PreYr05 | EOL_Costs_PreYr06 | EOL_Costs_PreYr07 | EOL_Costs_PreYr08 | EOL_Costs_PreYr09 | EOL_Costs_PreYr10 | EOL_Costs_PreYr11 | EOL_Costs_PreYr12 | EOL_Costs_PreYr13 | EOL_Costs_PreYr14 | EOL_Costs_PreYr15 | EOL_Costs_PreYr16 | EOL_Costs_PreYr17 | EOL_Costs_PreYr18 | EOL_Costs_PreYr19 | EOL_Costs_PreYr20 | EOL_Costs_PreYr21 | EOL_Costs_PreYr22 | EOL_Costs_PreYr23 | EOL_Costs_PreYr24 | EOL_Costs_PreYr25 | EOL_Costs_PreYr26 | EOL_Costs_PreYr27 | EOL_Costs_PreYr28 | EOL_Costs_PreYr29 | EOL_Costs_PreYr30 | Calculated_Annual_tCO2e_ExtYr01 | Calculated_Annual_tCO2e_ExtYr02 | Calculated_Annual_tCO2e_ExtYr03 | Calculated_Annual_tCO2e_ExtYr04 | Calculated_Annual_tCO2e_ExtYr05 | Calculated_Annual_tCO2e_ExtYr06 | Calculated_Annual_tCO2e_ExtYr07 | Calculated_Annual_tCO2e_ExtYr08 | Calculated_Annual_tCO2e_ExtYr09 | Calculated_Annual_tCO2e_ExtYr10 | Calculated_Annual_tCO2e_ExtYr11 | Calculated_Annual_tCO2e_ExtYr12 | Calculated_Annual_tCO2e_ExtYr13 | Calculated_Annual_tCO2e_ExtYr14 | Calculated_Annual_tCO2e_ExtYr15 | Calculated_Annual_tCO2e_ExtYr16 | Calculated_Annual_tCO2e_ExtYr17 | Calculated_Annual_tCO2e_ExtYr18 | Calculated_Annual_tCO2e_ExtYr19 | Calculated_Annual_tCO2e_ExtYr20 | Calculated_Annual_tCO2e_ExtYr21 | Calculated_Annual_tCO2e_ExtYr22 | Calculated_Annual_tCO2e_ExtYr23 | Calculated_Annual_tCO2e_ExtYr24 | Calculated_Annual_tCO2e_ExtYr25 | Calculated_Annual_tCO2e_ExtYr26 | Calculated_Annual_tCO2e_ExtYr27 | Calculated_Annual_tCO2e_ExtYr28 | Calculated_Annual_tCO2e_ExtYr29 | Calculated_Annual_tCO2e_ExtYr30 | Calculated_EOL_tCO2e_ExtYr01 | Calculated_EOL_tCO2e_ExtYr02 | Calculated_EOL_tCO2e_ExtYr03 | Calculated_EOL_tCO2e_ExtYr04 | Calculated_EOL_tCO2e_ExtYr05 | Calculated_EOL_tCO2e_ExtYr06 | Calculated_EOL_tCO2e_ExtYr07 | Calculated_EOL_tCO2e_ExtYr08 | Calculated_EOL_tCO2e_ExtYr09 | Calculated_EOL_tCO2e_ExtYr10 | Calculated_EOL_tCO2e_ExtYr11 | Calculated_EOL_tCO2e_ExtYr12 | Calculated_EOL_tCO2e_ExtYr13 | Calculated_EOL_tCO2e_ExtYr14 | Calculated_EOL_tCO2e_ExtYr15 | Calculated_EOL_tCO2e_ExtYr16 | Calculated_EOL_tCO2e_ExtYr17 | Calculated_EOL_tCO2e_ExtYr18 | Calculated_EOL_tCO2e_ExtYr19 | Calculated_EOL_tCO2e_ExtYr20 | Calculated_EOL_tCO2e_ExtYr21 | Calculated_EOL_tCO2e_ExtYr22 | Calculated_EOL_tCO2e_ExtYr23 | Calculated_EOL_tCO2e_ExtYr24 | Calculated_EOL_tCO2e_ExtYr25 | Calculated_EOL_tCO2e_ExtYr26 | Calculated_EOL_tCO2e_ExtYr27 | Calculated_EOL_tCO2e_ExtYr28 | Calculated_EOL_tCO2e_ExtYr29 | Calculated_EOL_tCO2e_ExtYr30 | Considered_Annual_tCO2e_ExtYr01 | Considered_Annual_tCO2e_ExtYr02 | Considered_Annual_tCO2e_ExtYr03 | Considered_Annual_tCO2e_ExtYr04 | Considered_Annual_tCO2e_ExtYr05 | Considered_Annual_tCO2e_ExtYr06 | Considered_Annual_tCO2e_ExtYr07 | Considered_Annual_tCO2e_ExtYr08 | Considered_Annual_tCO2e_ExtYr09 | Considered_Annual_tCO2e_ExtYr10 | Considered_Annual_tCO2e_ExtYr11 | Considered_Annual_tCO2e_ExtYr12 | Considered_Annual_tCO2e_ExtYr13 | Considered_Annual_tCO2e_ExtYr14 | Considered_Annual_tCO2e_ExtYr15 | Considered_Annual_tCO2e_ExtYr16 | Considered_Annual_tCO2e_ExtYr17 | Considered_Annual_tCO2e_ExtYr18 | Considered_Annual_tCO2e_ExtYr19 | Considered_Annual_tCO2e_ExtYr20 | Considered_Annual_tCO2e_ExtYr21 | Considered_Annual_tCO2e_ExtYr22 | Considered_Annual_tCO2e_ExtYr23 | Considered_Annual_tCO2e_ExtYr24 | Considered_Annual_tCO2e_ExtYr25 | Considered_Annual_tCO2e_ExtYr26 | Considered_Annual_tCO2e_ExtYr27 | Considered_Annual_tCO2e_ExtYr28 | Considered_Annual_tCO2e_ExtYr29 | Considered_Annual_tCO2e_ExtYr30 | Considered_EOL_tCO2e_ExtYr01 | Considered_EOL_tCO2e_ExtYr02 | Considered_EOL_tCO2e_ExtYr03 | Considered_EOL_tCO2e_ExtYr04 | Considered_EOL_tCO2e_ExtYr05 | Considered_EOL_tCO2e_ExtYr06 | Considered_EOL_tCO2e_ExtYr07 | Considered_EOL_tCO2e_ExtYr08 | Considered_EOL_tCO2e_ExtYr09 | Considered_EOL_tCO2e_ExtYr10 | Considered_EOL_tCO2e_ExtYr11 | Considered_EOL_tCO2e_ExtYr12 | Considered_EOL_tCO2e_ExtYr13 | Considered_EOL_tCO2e_ExtYr14 | Considered_EOL_tCO2e_ExtYr15 | Considered_EOL_tCO2e_ExtYr16 | Considered_EOL_tCO2e_ExtYr17 | Considered_EOL_tCO2e_ExtYr18 | Considered_EOL_tCO2e_ExtYr19 | Considered_EOL_tCO2e_ExtYr20 | Considered_EOL_tCO2e_ExtYr21 | Considered_EOL_tCO2e_ExtYr22 | Considered_EOL_tCO2e_ExtYr23 | Considered_EOL_tCO2e_ExtYr24 | Considered_EOL_tCO2e_ExtYr25 | Considered_EOL_tCO2e_ExtYr26 | Considered_EOL_tCO2e_ExtYr27 | Considered_EOL_tCO2e_ExtYr28 | Considered_EOL_tCO2e_ExtYr29 | Considered_EOL_tCO2e_ExtYr30 | Annual_Costs_ExtYr01 | Annual_Costs_ExtYr02 | Annual_Costs_ExtYr03 | Annual_Costs_ExtYr04 | Annual_Costs_ExtYr05 | Annual_Costs_ExtYr06 | Annual_Costs_ExtYr07 | Annual_Costs_ExtYr08 | Annual_Costs_ExtYr09 | Annual_Costs_ExtYr10 | Annual_Costs_ExtYr11 | Annual_Costs_ExtYr12 | Annual_Costs_ExtYr13 | Annual_Costs_ExtYr14 | Annual_Costs_ExtYr15 | Annual_Costs_ExtYr16 | Annual_Costs_ExtYr17 | Annual_Costs_ExtYr18 | Annual_Costs_ExtYr19 | Annual_Costs_ExtYr20 | Annual_Costs_ExtYr21 | Annual_Costs_ExtYr22 | Annual_Costs_ExtYr23 | Annual_Costs_ExtYr24 | Annual_Costs_ExtYr25 | Annual_Costs_ExtYr26 | Annual_Costs_ExtYr27 | Annual_Costs_ExtYr28 | Annual_Costs_ExtYr29 | Annual_Costs_ExtYr30 | EOL_Costs_ExtYr01 | EOL_Costs_ExtYr02 | EOL_Costs_ExtYr03 | EOL_Costs_ExtYr04 | EOL_Costs_ExtYr05 | EOL_Costs_ExtYr06 | EOL_Costs_ExtYr07 | EOL_Costs_ExtYr08 | EOL_Costs_ExtYr09 | EOL_Costs_ExtYr10 | EOL_Costs_ExtYr11 | EOL_Costs_ExtYr12 | EOL_Costs_ExtYr13 | EOL_Costs_ExtYr14 | EOL_Costs_ExtYr15 | EOL_Costs_ExtYr16 | EOL_Costs_ExtYr17 | EOL_Costs_ExtYr18 | EOL_Costs_ExtYr19 | EOL_Costs_ExtYr20 | EOL_Costs_ExtYr21 | EOL_Costs_ExtYr22 | EOL_Costs_ExtYr23 | EOL_Costs_ExtYr24 | EOL_Costs_ExtYr25 | EOL_Costs_ExtYr26 | EOL_Costs_ExtYr27 | EOL_Costs_ExtYr28 | EOL_Costs_ExtYr29 | EOL_Costs_ExtYr30
1
2
3
4
5
6
7
8
9
10
11
12
13
14
15
16
17
18
19
20
21
22
23
24
25
0
1
2
3

## 3 FSC
Column Heading Color Coding
|  |  | Input, enter a value | [64 empty] | (2022$) | [28 empty] | (2022$)
|  |  | Input, select from dropdown list | [9 empty] | Most of these values are drawn from the table on the '2 RACC' worksheet using the selected RACC Index. | [13 empty] | Most of these values are drawn from the table on the '2 RACC' worksheet using the selected RACC Index. | [7 empty] | Annual Energy Usage by Case | [5 empty] | Imputed | Annual Energy Savings by Fuel & Baseline |  |  |  | Lifecycle Energy Savings by Fuel & Baseline |  |  |  | Lifecycle Primary Energy Savings by Fuel & Baseline |  |  |  | Lifecycle Emissions Avoided by Fuel & Baseline |  |  |  | Lifecycle Refrigerant Emissions |  |  | FuelSub Test Part One |  | FuelSub Test Part Two |  |  |  |  | RACC Result | Per 2 RACC |  | Annual Energy Savings by Fuel & Baseline |  |  |  | Lifecycle Energy Savings by Fuel & Baseline |  |  |  | Lifecycle Energy Savings by Fuel & Baseline |  |  |  | Lifecycle Emissions Avoided by Fuel & Baseline |  |  |  | Refrigerant Emissions |  |  | FuelSub Test Part 1 |  | FuelSub Test Part 2 |  |  |  |  | RACC Result
|  |  | Custom input (only) | [8 empty] | Measure case, new device (Msr) |  | Counterfactual Standard (Std) |  |  |  |  | Measure Existing (Pre) |  |  |  |  | Msr | Std | Pre | Msr | Std | Pre | Ext | Msr | Std | Pre | Ext | Msr |  | Std |  | Pre |  | Std | If space cooling is imputed for the Std case (counterfactual new equipment), the imputed energy usage is taken into account in these columns. |  |  |  | If space cooling is imputed for the Std case (counterfactual new equipment), the imputed energy usage is taken into account in these columns. |  |  |  | If space cooling is imputed for the Std case (counterfactual new equipment), the imputed energy usage is taken into account in these columns. |  |  |  | If space cooling is imputed for the Std case (counterfactual new equipment), the imputed energy usage is taken into account in these columns. |  |  |  | Where there are data to suggest that some FuelSub applications would have added space cooling where none was installed before, an imputed counterfactual value shall be used. Residential measures use trendline between 2009 and 2019 RASS results. |  |  | If space cooling is imputed for the Std case (counterfactual new equipment), the imputed energy usage is taken into account in these columns. |  | If space cooling is imputed for the Std case (counterfactual new equipment), the imputed energy usage and Refrigerant emissions are taken into account in these columns. |  |  |  |  | Adjusted for those permutations with imputed std-case cooling. |  |  | These results are typically only used for custom applications since they have been multiplied by the NumUnits values provided for each case. |  |  |  | These results are typically only used for custom applications since they have been multiplied by the NumUnits values provided for each case. |  |  |  | These results are typically only used for custom applications since they have been multiplied by the NumUnits values provided for each case. |  |  |  | These results are typically only used for custom applications since they have been multiplied by the NumUnits values provided for each case. |  |  |  | Where there are data to suggest that some FuelSub applications would have added space cooling where none was installed before, an imputed counterfactual value is used. Residential measures use differences between 2009 and 2019 RASS results. |  |  | These results are typically only used for custom applications since they have been multiplied by the NumUnits values provided for each case. |  | These results are typically only used for custom applications since they have been multiplied by the NumUnits values provided for each case. |  |  |  |  | Adjusted for those permutations with imputed std-case cooling.
|  |  | Calculation step | [12 empty] | Imputed cooling is required when the baseline residential space conditioning equipment excluded cooling, column S should contain the FSC_Index of a previous corresponding permutation with cooling in baseline. |  |  |  | Counterfactual Existing (Ext) |  |  |  | Pre: Ext; Most of these values are drawn from the table on the '2 RACC' worksheet using the selected RACC Index. Msr: The EOL Leakage for the Std case is pro-rated by the extent to which the equipment life coincides with the measure case. When the EOL Leakage is appropriately reclaimed for the Pre case, they are no longer considered to be zero.; Annual Energy Usage by Case Msr: Note: At rows being used to create imputed-cooling permutations for space-conditioning, fuel-substitution measures, these Msr/Std/Pre/Ext fields should contain the annual energy usage values without cooling. |  |  |  | Ext
Lookup formula
|  |  | Final outputs | [15 empty] | AR/NR only | AOE, AR, and--when existing Refrigerant reclamation documentation is provided--NR
|  |  | Conditional formatting setting: | On | [34 empty] | AR, only |  |  |  |  | AR, only |  |  |  | AR, only |  |  |  | AR, only |  |  |  | AR, only | [16 empty] | AR, only |  |  |  | AR, only |  |  |  | AR, only |  |  |  | AR, only
FSC_Index | RACC_Index | Overall Result | RACC_Measure Description | Offering ID Description | Sector | BldgType | BldgVint | BldgLoc | Measure Description | Msr Install Year | MeasAppType | Msr Device Type | Msr NumUnit | Std Device Type | Std NumUnit | Std Device Cooling Proportion WeightID to Use, If Appropriate | Std Cooling Proportion for Imputed Impacts | FSC_Index for Basis of Imputed Impacts of Std Cooling Device | Pre Refrigerant Reclaimed Flag | Pre/Ext Device Type | Pre/Ext NumUnit | Pre/Ext Install Year | Pre/Ext Install Year Basis | Msr Refrigerant Type | Std Refrigerant Type | Pre/Ext Refrigerant Type | Msr Lifecycle Annual Leakage, tonne CO2e per NormUnit | Std Lifecycle Annual Leakage, tonne CO2e per NormUnit | Pre Lifecycle Annual Leakage, tonne CO2e per NormUnit | Ext Lifecycle Annual Leakage, tonne CO2e per NormUnit | Msr Lifecycle EOL Leakage, tonne CO2e per NormUnit | Std Lifecycle EOL Leakage, tonne CO2e per NormUnit | Pre Lifecycle EOL Leakage, tonne CO2e per NormUnit | Ext Lifecycle EOL Leakage, tonne CO2e per NormUnit | Msr Annual Electric Usage, kWh per NormUnit | Msr Annual Natural Gas Usage, Therm per NormUnit | Std Annual Electric Usage, kWh per NormUnit | Std Annual Natural Gas Usage, Therm per NormUnit | Pre/Ext Annual Electric Usage, kWh per NormUnit | Pre/Ext Annual Natural Gas Usage, Therm per NormUnit | Imputed Std Annual Electric Usage, kWh per NormUnit | 1st Baseline Annual Electric Savings, kWh per NormUnit | 1st Baseline Annual Natural Gas Savings, Therm per NormUnit | 2nd Baseline Annual Electric Savings, kWh per NormUnit | 2nd Baseline Annual Natural Gas Savings, Therm per NormUnit | 1st Baseline Lifecycle Electric Savings, kWh per NormUnit | 1st Baseline Lifecycle Natural Gas Savings, Therm per NormUnit | 2nd Baseline Lifecycle Electric Savings, kWh per NormUnit | 2nd Baseline Lifecycle Natural Gas Savings, Therm per NormUnit | 1st Baseline Lifecycle Electric Savings, MMBtu per NormUnit | 1st Baseline Lifecycle Natural Gas Savings, MMBtu per NormUnit | 2nd Baseline Lifecycle Electric Savings, MMBtu per NormUnit | 2nd Baseline Lifecycle Natural Gas Savings, MMBtu per NormUnit | 1st Baseline Lifecycle Electric Emissions Avoided, tonne CO2e per NormUnit | 1st Baseline Lifecycle Natural Gas Emissions Avoided, tonne CO2e per NormUnit | 2nd Baseline Lifecycle Electric Emissions Avoided, tonne CO2e per NormUnit | 2nd Baseline Lifecycle Natural Gas Emissions Avoided, tonne CO2e per NormUnit | Measure Refrigerant Emissions, tonne CO2e per NormUnit | Counter-factual Refrigerant Emissions, tonne CO2 per NormUnit | Imputed Counter-factual Refrigerant Emissions, tonne CO2e per NormUnit | Lifecycle Primary Energy Savings, MMBtu per NormUnit | Part 1 PASS/FAIL | Electric Lifecycle Emissions, tonne CO2e per NormUnit | Natural Gas Lifecycle Emissions, tonne CO2e per NormUnit | Refrigerant Lifecycle Emissions, tonne CO2e per NormUnit | Net Emissions Avoided, tonne CO2e per NormUnit | Part 2 PASS/FAIL | Refrigerant Emissions Lifecycle Net Benefit, Dollar per NormUnit | Msr GWP per RACC | If Failing, Maximum Msr Refrig. GWP to Pass FuelSub Test Part #2 | Total 1st Baseline Annual Savings, kWh | Total 1st Baseline Annual Savings, Therm | Total 2nd Baseline Annual Savings, kWh | Total 2nd Baseline Annual Savings, Therm | Total 1st Baseline Lifecycle Savings, kWh | Total 1st Baseline Lifecycle Savings, Therm | Total 2nd Baseline Lifecycle Savings, kWh | Total 2nd Baseline Livecycle Savings, Therm | Total 1st Baseline Lifecycle Electric Savings, MMBtu | Total 1st Baseline Lifecycle Natural Gas Savings, MMBtu | Total 2nd Baseline Lifecycle Electric Savings, MMBtu | Total 2nd Baseline Lifecycle Natural Gas Savings, MMBtu | Total 1st Baseline Lifecycle Electric Emissions, tonne CO2e | Total 1st Baseline Lifecycle Natural Gas Emissions, tonne CO2e | Total 2nd Baseline Lifecycle Electric Emissions, tonne CO2e | Total 2nd Baseline Lifecycle Natural Gas Emissions, tonne CO2e | Total Measure Refrigerant Emissions, tonne CO2e | Total Counter-factual Refrigerant Emissions, tonne CO2e | Total Imputed Counter-factual Refrigerant Emissions, tonne CO2e | Total Lifecycle Primary Energy Savings, MMBtu | Total Test #1 PASS/FAIL | Total Electric Lifecycle Emissions, tonne CO2e | Total Natural Gas Lifecycle Emissions, tonne CO2e | Total Refrigerant Lifecycle Emissions, tonne CO2e | Total Net Emissions, tonne CO2e | Total Test #2 PASS/FAIL | Total NPV Refrigerant Emissions Lifecycle Net Benefit, Dollar
1
2
3
4
5
6
7
8
9
10
11
12
13
14
15
16
17
18
19
20
21
22
23
24
25
26
27
28
29
30
31
32
33
34
35
36
37
38
39
40
41
42
43
44
45
46
47
48
49
50
51
52
53
54
55
56
57
58
59
60
61
62
63
64
65
66
67
68
69
70
71
72
73
74
75
76
77
78
79
80
81
82
83
84
85
86
87
88
89
90
91
92
93
94
95
96
97
98
99
100
101
102
103
104
105
106
107
108
109
110
111
112
113
114
115
116
117
118
119
120
121
122
123
124
125
126
127
128
129
130
131
132
133
134
135
136
137
138
139
140
141
142
143
144
145
146
147
148
149
150
151
152
153
154
155
156
157
158
159
160
161
162
163
164
165
166
167
168
169
170
171
172
173
174
175
176
177
178
179
180
181
182
183
184
185
186
187
188
189
190
191
192
193
194
195
196
197
198
199
200
201
202
203
204
205
206
207
208
209
210
211
212
213
214
215
216
217
218
219
220
221
222
223
224
225
226
227
228
229
230
231
232
233
234
235
236
237
238
239
240
241
242
243
244
245
246
247
248
249
250
251
252
253
254
255
256
257
258
259
260
261
262
263
264
265
266
267
268
269
270
271
272
273
274
275
276
277
278
279
280
281
282
283
284
285
286
287
288
289
290
291
292
293
294
295
296
297
298
299
300
301
302
303
304
305
306
307
308
309
310
311
312
313
314
315
316
317
318
319
320
321
322
323
324
325
326
327
328
329
330
331
332
333
334
335
336
337
338
339
340
341
342
343
344
345
346
347
348
349
350
351
352
353
354
355
356
357
358
359
360
361
362
363
364
365
366
367
368
369
370
371
372
373
374
375
376
377
378
379
380
381
382
383
384
385
386
387
388
389
390
391
392
393
394
395
396
397
398
399
400
401
402
403
404
405
406
407
408
409
410
411
412
413
414
415
416
417
418
419
420
421
422
423
424
425
426
427
428
429
430
431
432
433
434
435
436
437
438
439
440
441
442
443
444
445
446
447
448
449
450
451
452
453
454
455
456
457
458
459
460
461
462
463
464
465
466
467
468
469
470
471
472
473
474
475
476
477
478
479
480
481
482
483
484
485
486
487
488
489
490
491
492
493
494
495
496
497
498
499
500
501
502
503
504
505
506
507
508
509
510
511
512
513
514
515
516
517
518
519
520
521
522
523
524
525
526
527
528
529
530
531
532
533
534
535
536
537
538
539
540
541
542
543
544
545
546
547
548
549
550
551
552
553
554
555
556
557
558
559
560
561
562
563
564
565
566
567
568
569
570
571
572
573
574
575
576
577
578
579
580
581
582
583
584
585
586
587
588
589
590
591
592
593
594
595
596
597
598
599
600
601
602
603
604
605
606
607
608
609
610
611
612
613
614
615
616
617
618
619
620
621
622
623
624
625
626
627
628
629
630
631
632
633
634
635
636
637
638
639
640
641
642
643
644
645
646
647
648
649
650
651
652
653
654
655
656
657
658
659
660
661
662
663
664
665
666
667
668
669
670
671
672
673
674
675
676
677
678
679
680
681
682
683
684
685
686
687
688
689
690
691
692
693
694
695
696
697
698
699
700
701
702
703
704
705
706
707
708
709
710
711
712
713
714
715
716
717
718
719
720
721
722
723
724
725
726
727
728
729
730
731
732
733
734
735
736
737
738
739
740
741
742
743
744
745
746
747
748
749
750
751
752
753
754
755
756
757
758
759
760
761
762
763
764
765
766
767
768
769
770
771
772
773
774
775
776
777
778
779
780
781
782
783
784
785
786
787
788
789
790
791
792
793
794
795
796
797
798
799
800
801
802
803
804
805
806
807
808
809
810
811
812
813
814
815
816
817
818
819
820
821
822
823
824
825
826
827
828
829
830
831
832
833
834
835
836
837
838
839
840
841
842
843
844
845
846
847
848
849
850
851
852
853
854
855
856
857
858
859
860
861
862
863
864
865
866
867
868
869
870
871
872
873
874
875
876
877
878
879
880
881
882
883
884
885
886
887
888
889
890
891
892
893
894
895
896
897
898
899
900
901
902
903
904
905
906
907
908
909
910
911
912
913
914
915
916
917
918
919
920
921
922
923
924
925
926
927
928
929
930
931
932
933
934
935
936
937
938
939
940
941
942
943
944
945
946
947
948
949
950
951
952
953
954
955
956
957
958
959
960
961
962
963
964
965
966
967
968
969
970
971
972
973
974
975
976
977
978
979
980
981
982
983
984
985
986
987
988
989
990
991
992
993
994
995
996
997
998
999
1000
1001
1002
1003
1004
1005
1006
1007
1008
1009
1010
1011
1012
1013
1014
1015
1016
1017
1018
1019
1020
1021
1022
1023
1024
1025
1026
1027
1028
1029
1030
1031
1032
1033
1034
1035
1036
1037
1038
1039
1040
1041
1042
1043
1044
1045
1046
1047
1048
1049
1050
1051
1052
1053
1054
1055
1056
1057
1058
1059
1060
1061
1062
1063
1064
1065
1066
1067
1068
1069
1070
1071
1072
1073
1074
1075
1076
1077
1078
1079
1080
1081
1082
1083
1084
1085
1086
1087
1088
1089
1090
1091
1092
1093
1094
1095
1096
1097
1098
1099
1100
1101
1102
1103
1104
1105
1106
1107
1108
1109
1110
1111
1112
1113
1114
1115
1116
1117
1118
1119
1120
1121
1122
1123
1124
1125
1126
1127
1128
1129
1130
1131
1132
1133
1134
1135
1136
1137
1138
1139
1140
1141
1142
1143
1144
1145
1146
1147
1148
1149
1150
1151
1152
1153
1154
1155
1156
1157
1158
1159
1160
1161
1162
1163
1164
1165
1166
1167
1168
1169
1170
1171
1172
1173
1174
1175
1176
1177
1178
1179
1180
1181
1182
1183
1184
1185
1186
1187
1188
1189
1190
1191
1192
1193
1194
1195
1196
1197
1198
1199
1200
1201
1202
1203
1204
1205
1206
1207
1208
1209
1210
1211
1212
1213
1214
1215
1216
1217
1218
1219
1220
1221
1222
1223
1224
1225
1226
1227
1228
1229
1230
1231
1232
1233
1234
1235
1236
1237
1238
1239
1240
1241
1242
1243
1244
1245
1246
1247
1248
1249
1250
1251
1252
1253
1254
1255
1256
1257
1258
1259
1260
1261
1262
1263
1264
1265
1266
1267
1268
1269
1270
1271
1272
1273
1274
1275
1276
1277
1278
1279
1280
1281
1282
1283
1284
1285
1286
1287
1288
1289
1290
1291
1292
1293
1294
1295
1296
1297
1298
1299
1300
1301
1302
1303
1304
1305
1306
1307
1308
1309
1310
1311
1312
1313
1314
1315
1316
1317
1318
1319
1320
1321
1322
1323
1324
1325
1326
1327
1328
1329
1330
1331
1332
1333
1334
1335
1336
1337
1338
1339
1340
1341
1342
1343
1344
1345
1346
1347
1348
1349
1350
1351
1352
1353
1354
1355
1356
1357
1358
1359
1360
1361
1362
1363
1364
1365
1366
1367
1368
1369
1370
1371
1372
1373
1374
1375
1376
1377
1378
1379
1380
1381
1382
1383
1384
1385
1386
1387
1388
1389
1390
1391
1392
1393
1394
1395
1396
1397
1398
1399
1400
1401
1402
1403
1404
1405
1406
1407
1408
1409
1410
1411
1412
1413
1414
1415
1416
1417
1418
1419
1420
1421
1422
1423
1424
1425
1426
1427
1428
1429
1430
1431
1432
1433
1434
1435
1436
1437
1438
1439
1440
1441
1442
1443
1444
1445
1446
1447
1448
1449
1450
1451
1452
1453
1454
1455
1456
1457
1458
1459
1460
1461
1462
1463
1464
1465
1466
1467
1468
1469
1470
1471
1472
1473
1474
1475
1476
1477
1478
1479
1480
1481
1482
1483
1484
1485
1486
1487
1488
1489
1490
1491
1492
1493
1494
1495
1496
1497
1498
1499
1500
1501
1502
1503
1504
1505
1506
1507
1508
1509
1510
1511
1512
1513
1514
1515
1516
1517
1518
1519
1520
1521
1522
1523
1524
1525
1526
1527
1528
1529
1530
1531
1532
1533
1534
1535
1536
1537
1538
1539
1540
1541
1542
1543
1544
1545
1546
1547
1548
1549
1550
1551
1552
1553
1554
1555
1556
1557
1558
1559
1560
1561
1562
1563
1564
1565
1566
1567
1568
1569
1570
1571
1572
1573
1574
1575
1576
1577
1578
1579
1580
1581
1582
1583
1584
1585
1586
1587
1588
1589
1590
1591
1592
1593
1594
1595
1596
1597
1598
1599
1600
1601
1602
1603
1604
1605
1606
1607
1608
1609
1610
1611
1612
1613
1614
1615
1616
1617
1618
1619
1620
1621
1622
1623
1624
1625
1626
1627
1628
1629
1630
1631
1632
1633
1634
1635
1636
1637
1638
1639
1640
1641
1642
1643
1644
1645
1646
1647
1648
1649
1650
1651
1652
1653
1654
1655
1656
1657
1658
1659
1660
1661
1662
1663
1664
1665
1666
1667
1668
1669
1670
1671
1672
1673
1674
1675
1676
1677
1678
1679
1680
1681
1682
1683
1684
1685
1686
1687
1688
1689
1690
1691
1692
1693
1694
1695
1696
1697
1698
1699
1700
1701
1702
1703
1704
1705
1706
1707
1708
1709
1710
1711
1712
1713
1714
1715
1716
1717
1718
1719
1720
1721
1722
1723
1724
1725
1726
1727
1728
1729
1730
1731
1732
1733
1734
1735
1736
1737
1738
1739
1740
1741
1742
1743
1744
1745
1746
1747
1748
1749
1750
1751
1752
1753
1754
1755
1756
1757
1758
1759
1760
1761
1762
1763
1764
1765
1766
1767
1768
1769
1770
1771
1772
1773
1774
1775
1776
1777
1778
1779
1780
1781
1782
1783
1784
1785
1786
1787
1788
1789
1790
1791
1792
1793
1794
1795
1796
1797
1798
1799
1800
1801
1802
1803
1804
1805
1806
1807
1808
1809
1810
1811
1812
1813
1814
1815
1816
1817
1818
1819
1820
1821
1822
1823
1824
1825
1826
1827
1828
1829
1830
1831
1832
1833
1834
1835
1836
1837
1838
1839
1840
1841
1842
1843
1844
1845
1846
1847
1848
1849
1850
1851
1852
1853
1854
1855
1856
1857
1858
1859
1860
1861
1862
1863
1864
1865
1866
1867
1868
1869
1870
1871
1872
1873
1874
1875
1876
1877
1878
1879
1880
1881
1882
1883
1884
1885
1886
1887
1888
1889
1890
1891
1892
1893
1894
1895
1896
1897
1898
1899
1900
1901
1902
1903
1904
1905
1906
1907
1908
1909
1910
1911
1912
1913
1914
1915
1916
1917
1918
1919
1920
1921
1922
1923
1924
1925
1926
1927
1928
1929
1930
1931
1932
1933
1934
1935
1936
1937
1938
1939
1940
1941
1942
1943
1944
1945
1946
1947
1948
1949
1950
1951
1952
1953
1954
1955
1956
1957
1958
1959
1960
1961
1962
1963
1964
1965
1966
1967
1968
1969
1970
1971
1972
1973
1974
1975
1976
1977
1978
1979
1980
1981
1982
1983
1984
1985
1986
1987
1988
1989
1990
1991
1992
1993
1994
1995
1996
1997
1998
1999
2000
2001
2002
2003
2004
2005
2006
2007
2008
2009
2010
2011
2012
2013
2014
2015
2016
2017
2018
2019
2020
2021
2022
2023
2024
2025
2026
2027
2028
2029
2030
2031
2032
2033
2034
2035
2036
2037
2038
2039
2040
2041
2042
2043
2044
2045
2046
2047
2048
2049
2050
2051
2052
2053
2054
2055
2056
2057
2058
2059
2060
2061
2062
2063
2064
2065
2066
2067
2068
2069
2070
2071
2072
2073
2074
2075
2076
2077
2078
2079
2080
2081
2082
2083
2084
2085
2086
2087
2088
2089
2090
2091
2092
2093
2094
2095
2096
2097
2098
2099
2100
2101
2102
2103
2104
2105
2106
2107
2108
2109
2110
2111
2112
2113
2114
2115
2116
2117
2118
2119
2120
2121
2122
2123
2124
2125
2126
2127
2128
2129
2130
2131
2132
2133
2134
2135
2136
2137
2138
2139
2140
2141
2142
2143
2144
2145
2146
2147
2148
2149
2150
2151
2152
2153
2154
2155
2156
2157
2158
2159
2160
2161
2162
2163
2164
2165
2166
2167
2168
2169
2170
2171
2172
2173
2174
2175
2176
2177
2178
2179
2180
2181
2182
2183
2184
2185
2186
2187
2188
2189
2190
2191
2192
2193
2194
2195
2196
2197
2198
2199
2200
2201
2202
2203
2204
2205
2206
2207
2208
2209
2210
2211
2212
2213
2214
2215
2216
2217
2218
2219
2220
2221
2222
2223
2224
2225
2226
2227
2228
2229
2230
2231
2232
2233
2234
2235
2236
2237
2238
2239
2240
2241
2242
2243
2244
2245
2246
2247
2248
2249
2250
2251
2252
2253
2254
2255
2256
2257
2258
2259
2260
2261
2262
2263
2264
2265
2266
2267
2268
2269
2270
2271
2272
2273
2274
2275
2276
2277
2278
2279
2280
2281
2282
2283
2284
2285
2286
2287
2288
2289
2290
2291
2292
2293
2294
2295
2296
2297
2298
2299
2300
2301
2302
2303
2304
2305
2306
2307
2308
2309
2310
2311
2312
2313
2314
2315
2316
2317
2318
2319
2320
2321
2322
2323
2324
2325
2326
2327
2328
2329
2330
2331
2332
2333
2334
2335
2336
2337
2338
2339
2340
2341
2342
2343
2344
2345
2346
2347
2348
2349
2350
2351
2352
2353
2354
2355
2356
2357
2358
2359
2360
2361
2362
2363
2364
2365
2366
2367
2368
2369
2370
2371
2372
2373
2374
2375
2376
2377
2378
2379
2380
2381
2382
2383
2384
2385
2386
2387
2388
2389
2390
2391
2392
2393
2394
2395
2396
2397
2398
2399
2400
2401
2402
2403
2404
2405
2406
2407
2408
2409
2410
2411
2412
2413
2414
2415
2416
2417
2418
2419
2420
2421
2422
2423
2424
2425
2426
2427
2428
2429
2430
2431
2432
2433
2434
2435
2436
2437
2438
2439
2440
2441
2442
2443
2444
2445
2446
2447
2448
2449
2450
2451
2452
2453
2454
2455
2456
2457
2458
2459
2460
2461
2462
2463
2464
2465
2466
2467
2468
2469
2470
2471
2472
2473
2474
2475
2476
2477
2478
2479
2480
2481
2482
2483
2484
2485
2486
2487
2488
2489
2490
2491
2492
2493
2494
2495
2496
2497
2498
2499
2500
2500
1
2
3

## 4 eTRM export
Index | per NormUnit values -> | Measure description | REFRIGERANT NPV COSTS MEASURE CASE NEW DEVICE (USD) | REFRIGERANT NPV COSTS MEASURE CASE EXISTING DEVICE (USD) | REFRIGERANT NPV COSTS BASE CASE STANDARD DEVICE (USD) | REFRIGERANT NPV COSTS BASE CASE EXISTING DEVICE (USD) | UNIT REFRIGERANT COSTS (USD) | UNIT REFRIGERANT BENEFITS (USD)
1
2
3
4
5
6
7
8
9
10
11
12
13
14
15
16
17
18
19
20
21
22
23
24
25

## 5 RACC Charts
RACC_ Index |  | Select RACC_Index Description to chart: | None selected |  | Net Refrigerant Benefit: $. | Chart1_Rows |  | Year | Measure | Standard practice | Existing (AR or Recovered NR) | Counterfactual existing (AR) | Vert_Axis_Range | Chart2_Rows |  | Year | Measure | Standard practice | Existing (AR or Recovered NR) | Counterfactual existing (AR) | Vert_Axis_Range | Chart3_Rows |  | Year | Measure | Standard Practice | Existing (AR or Recovered NR) | Counterfactual existing (AR) | Vert_Axis_Range | #VALUE! | Chart1_ Msr_Yr | Chart1_Msr_GHG_Annual | Chart1_Msr_GHG_EOL | Chart2_ Msr_GHG_Annual | Chart2_ Msr_GHG_EOL | Chart3_ Msr_RAC_Annual | Chart3_ Msr_RAC_EOL | #VALUE! | Chart1_ Std_Yr | Chart1_ Std_GHG_Annual | Chart1_ Std_GHG_EOL | Chart2_ Std_GHG_Annual | Chart2_ Std_GHG_EOL | Chart3_ Std_RAC_Annual | Chart3_ Std_RAC_EOL | Chart1_ Pre_Yr | Chart1_ Pre_GHG_Annual | Chart1_ Pre_GHG_EOL | Chart2_ Pre_GHG_Annual | Chart2_ Pre_GHG_EOL | Chart3_ Pre_RAC_Annual | Chart3_ Pre_RAC_EOL | Chart1_ Ext_Yr | Chart1_ Ext_GHG_Annual | Chart1_ Ext_GHG_EOL | Chart2_ Ext_GHG_Annual | Chart2_ Ext_GHG_EOL | Chart3_ Ext_RAC_Annual | Chart3_ Ext_RAC_EOL
| MeasAppType |  | Pre Refrigerant Reclaimed Flag | Charts 1 through 4 are designed to 'walk' the user through the calculations performed on the "2 RACC" worksheet. |  | Chart1_Max | 0 |  | 0 | 0 | 0 | 0 | 0 | Chart2_Max | 0 |  | 0 | 0 | 0 | 0 | 0 | Chart3_Max | 0 |  | 0 | 0 | 0 | 0 | 0 | [8 empty] | #VALUE!
| Msr TechGroup (NormUnit) |  |  |  |  | Min | 0 |  | 0 | 0 | 0 | 0 | 0 | Min | 0 |  | 0 | 0 | 0 | 0 | 0 | Min | 0 |  | 0 | 0 | 0 | 0 | 0
| Msr Start Year |  |  |  |  | Max, auto | 0 |  | 0 | 0 | 0 | 0 | 0 | Max | 0 |  | 0 | 0 | 0 | 0 | 0 | Max | 0 |  | 0 | 0 | 0 | 0 | 0
| Msr EUL, Rounded |  |  |  |  | Max, manual |  |  | 0 | 0 | 0 | 0 | 0 |  |  |  | 0 | 0 | 0 | 0 | 0 |  |  |  | 0 | 0 | 0 | 0 | 0
| Msr End Year |  |  |  |  | Override |  |  | 0 | 0 | 0 | 0 | 0 |  |  |  | 0 | 0 | 0 | 0 | 0 |  |  |  | 0 | 0 | 0 | 0 | 0
| Msr Refrigerant Type | [7 empty] | 0 | 0 | 0 | 0 | 0 |  |  |  | 0 | 0 | 0 | 0 | 0 |  |  |  | 0 | 0 | 0 | 0 | 0
| Msr GWP | [7 empty] | 0 | 0 | 0 | 0 | 0 |  |  |  | 0 | 0 | 0 | 0 | 0 |  |  |  | 0 | 0 | 0 | 0 | 0
| Msr Refrigerant Charge (lb/NormUnit) per Device Builder | [7 empty] | 0 | 0 | 0 | 0 | 0 |  |  |  | 0 | 0 | 0 | 0 | 0 |  |  |  | 0 | 0 | 0 | 0 | 0
| Msr Annual Refrigerant Leakage % per Device Builder | [7 empty] | 0 | 0 | 0 | 0 | 0 |  |  |  | 0 | 0 | 0 | 0 | 0 |  |  |  | 0 | 0 | 0 | 0 | 0
| Msr Gross EOL Refrigerant Leakage % per Device Builder | [7 empty] | 0 | 0 | 0 | 0 | 0 |  |  |  | 0 | 0 | 0 | 0 | 0 |  |  |  | 0 | 0 | 0 | 0 | 0
| Msr Annual Leakage, tonne CO2e per NormUnit | [7 empty] | 0 | 0 | 0 | 0 | 0 |  |  |  | 0 | 0 | 0 | 0 | 0 |  |  |  | 0 | 0 | 0 | 0 | 0
| Msr EOL Leakage, tonne CO2e per NormUnit | [7 empty] | 0 | 0 | 0 | 0 | 0 |  |  |  | 0 | 0 | 0 | 0 | 0 |  |  |  | 0 | 0 | 0 | 0 | 0
| Std TechGroup (NormUnit) | [7 empty] | 0 | 0 | 0 | 0 | 0 |  |  |  | 0 | 0 | 0 | 0 | 0 |  |  |  | 0 | 0 | 0 | 0 | 0
| Std Start Year | [7 empty] | 0 | 0 | 0 | 0 | 0 |  |  |  | 0 | 0 | 0 | 0 | 0 |  |  |  | 0 | 0 | 0 | 0 | 0
| Std EUL, Rounded | [7 empty] | 0 | 0 | 0 | 0 | 0 |  |  |  | 0 | 0 | 0 | 0 | 0 |  |  |  | 0 | 0 | 0 | 0 | 0
| Std End Year | [7 empty] | 0 | 0 | 0 | 0 | 0 |  |  |  | 0 | 0 | 0 | 0 | 0 |  |  |  | 0 | 0 | 0 | 0 | 0
| Std End Year for Chart | [7 empty] | 0 | 0 | 0 | 0 | 0 |  |  |  | 0 | 0 | 0 | 0 | 0 |  |  |  | 0 | 0 | 0 | 0 | 0
| Std Refrigerant Type | [7 empty] | 0 | 0 | 0 | 0 | 0 |  |  |  | 0 | 0 | 0 | 0 | 0 |  |  |  | 0 | 0 | 0 | 0 | 0
| Std GWP | [7 empty] | 0 | 0 | 0 | 0 | 0 |  |  |  | 0 | 0 | 0 | 0 | 0 |  |  |  | 0 | 0 | 0 | 0 | 0
| Std Refrigerant Charge (lb/NormUnit) per Device Builder | [7 empty] | 0 | 0 | 0 | 0 | 0 |  |  |  | 0 | 0 | 0 | 0 | 0 |  |  |  | 0 | 0 | 0 | 0 | 0
| Std Annual Refrigerant Leakage % | [7 empty] | 0 | 0 | 0 | 0 | 0 |  |  |  | 0 | 0 | 0 | 0 | 0 |  |  |  | 0 | 0 | 0 | 0 | 0
| Std Gross EOL Refrigerant Leakage % | [7 empty] | 0 | 0 | 0 | 0 | 0 |  |  |  | 0 | 0 | 0 | 0 | 0 |  |  |  | 0 | 0 | 0 | 0 | 0
| Std Annual Leakage, tonne CO2e per NormUnit | [7 empty] | 0 | 0 | 0 | 0 | 0 |  |  |  | 0 | 0 | 0 | 0 | 0 |  |  |  | 0 | 0 | 0 | 0 | 0
| Std EOL Leakage, tonne CO2e per NormUnit | [7 empty] | 0 | 0 | 0 | 0 | 0 |  |  |  | 0 | 0 | 0 | 0 | 0 |  |  |  | 0 | 0 | 0 | 0 | 0
| Pre/Ext TechGroup (NormUnit) | [7 empty] | 0 | 0 | 0 | 0 | 0 |  |  |  | 0 | 0 | 0 | 0 | 0 |  |  |  | 0 | 0 | 0 | 0 | 0
| Pre Start Year | [7 empty] | 0 | 0 | 0 | 0 | 0 |  |  |  | 0 | 0 | 0 | 0 | 0 |  |  |  | 0 | 0 | 0 | 0 | 0
| Pre/Ext EUL, Rounded | [7 empty] | 0 | 0 | 0 | 0 | 0 |  |  |  | 0 | 0 | 0 | 0 | 0 |  |  |  | 0 | 0 | 0 | 0 | 0
| Pre End Year | [7 empty] | 0 | 0 | 0 | 0 | 0 |  |  |  | 0 | 0 | 0 | 0 | 0 |  |  |  | 0 | 0 | 0 | 0 | 0
| Pre/Ext Refrigerant Type | [7 empty] | 0 | 0 | 0 | 0 | 0 |  |  |  | 0 | 0 | 0 | 0 | 0 |  |  |  | 0 | 0 | 0 | 0 | 0
| Pre/Ext GWP | [7 empty] | 0 | 0 | 0 | 0 | 0 |  |  |  | 0 | 0 | 0 | 0 | 0 |  |  |  | 0 | 0 | 0 | 0 | 0
| Pre/Ext Refrigerant Charge (lb/NormUnit) | [7 empty] | 0 | 0 | 0 | 0 | 0 |  |  |  | 0 | 0 | 0 | 0 | 0 |  |  |  | 0 | 0 | 0 | 0 | 0
| Pre/Ext Annual Refrigerant Leakage % | [7 empty] | 0 | 0 | 0 | 0 | 0 |  |  |  | 0 | 0 | 0 | 0 | 0 |  |  |  | 0 | 0 | 0 | 0 | 0
| Pre/Ext Gross EOL Refrigerant Leakage % | [7 empty] | 0 | 0 | 0 | 0 | 0 |  |  |  | 0 | 0 | 0 | 0 | 0 |  |  |  | 0 | 0 | 0 | 0 | 0
| Pre Annual Leakage, tonne CO2e per NormUnit | [7 empty] | 0 | 0 | 0 | 0 | 0 |  |  |  | 0 | 0 | 0 | 0 | 0 |  |  |  | 0 | 0 | 0 | 0 | 0
| Pre EOL Leakage, tonne CO2e per NormUnit | [7 empty] | 0 | 0 | 0 | 0 | 0 |  |  |  | 0 | 0 | 0 | 0 | 0 |  |  |  | 0 | 0 | 0 | 0 | 0
| Pre/Ext TechGroup (NormUnit) | [7 empty] | 0 | 0 | 0 | 0 | 0 |  |  |  | 0 | 0 | 0 | 0 | 0 |  |  |  | 0 | 0 | 0 | 0 | 0
| Ext Start Year | [7 empty] | 0 | 0 | 0 | 0 | 0 |  |  |  | 0 | 0 | 0 | 0 | 0 |  |  |  | 0 | 0 | 0 | 0 | 0
| Pre/Ext EUL, Rounded | [7 empty] | 0 | 0 | 0 | 0 | 0 |  |  |  | 0 | 0 | 0 | 0 | 0 |  |  |  | 0 | 0 | 0 | 0 | 0
| Pre/Ext RUL, Rounded | [7 empty] | 0 | 0 | 0 | 0 | 0 |  |  |  | 0 | 0 | 0 | 0 | 0 |  |  |  | 0 | 0 | 0 | 0 | 0
| Ext End Year | [7 empty] | 0 | 0 | 0 | 0 | 0 |  |  |  | 0 | 0 | 0 | 0 | 0 |  |  |  | 0 | 0 | 0 | 0 | 0
| Pre/Ext Refrigerant Type | [7 empty] | 0 | 0 | 0 | 0 | 0 |  |  |  | 0 | 0 | 0 | 0 | 0 |  |  |  | 0 | 0 | 0 | 0 | 0
| Pre/Ext GWP | [7 empty] | 0 | 0 | 0 | 0 | 0 |  |  |  | 0 | 0 | 0 | 0 | 0 |  |  |  | 0 | 0 | 0 | 0 | 0
| Pre/Ext Refrigerant Charge (lb/NormUnit) | [7 empty] | 0 | 0 | 0 | 0 | 0 |  |  |  | 0 | 0 | 0 | 0 | 0 |  |  |  | 0 | 0 | 0 | 0 | 0
| Pre/Ext Annual Refrigerant Leakage % | [7 empty] | 0 | 0 | 0 | 0 | 0 |  |  |  | 0 | 0 | 0 | 0 | 0 |  |  |  | 0 | 0 | 0 | 0 | 0
| Pre/Ext Gross EOL Refrigerant Leakage % | [7 empty] | 0 | 0 | 0 | 0 | 0 |  |  |  | 0 | 0 | 0 | 0 | 0 |  |  |  | 0 | 0 | 0 | 0 | 0
| Ext Annual Leakage, tonne CO2e per NormUnit | [7 empty] | 0 | 0 | 0 | 0 | 0 |  |  |  | 0 | 0 | 0 | 0 | 0 |  |  |  | 0 | 0 | 0 | 0 | 0
NPV cost from new device annual refrigerant leakage during measure life (2022$) | Ext EOL Leakage, tonne CO2e per NormUnit | [7 empty] | 0 | 0 | 0 | 0 | 0 |  |  |  | 0 | 0 | 0 | 0 | 0 |  |  |  | 0 | 0 | 0 | 0 | 0
NPV cost from existing device annual refrigerant leakage during measure life (2022$) | [8 empty] | 0 | 0 | 0 | 0 | 0 |  |  |  | 0 | 0 | 0 | 0 | 0 |  |  |  | 0 | 0 | 0 | 0 | 0
NPV cost from new device end-of-life refrigerant leakage* (2022$) | [8 empty] | 0 | 0 | 0 | 0 | 0 |  |  |  | 0 | 0 | 0 | 0 | 0 |  |  |  | 0 | 0 | 0 | 0 | 0
NPV cost from existing device end-of-life refrigerant leakage* (2022$) | Measure | Counterfactual | [6 empty] | 0 | 0 | 0 | 0 | 0 |  |  |  | 0 | 0 | 0 | 0 | 0 |  |  |  | 0 | 0 | 0 | 0 | 0
Total NPV cost with respect to measure start year (2022$) | 0 | 0 | [6 empty] | 0 | 0 | 0 | 0 | 0 |  |  |  | 0 | 0 | 0 | 0 | 0 |  |  |  | 0 | 0 | 0 | 0 | 0
Net Benefit (2022$) | 0 | 0 | Msr NPV Lifecycle Cost of Annual Leakage, Dollar per NormUnit | [5 empty] | 0 | 0 | 0 | 0 | 0 |  |  |  | 0 | 0 | 0 | 0 | 0 |  |  |  | 0 | 0 | 0 | 0 | 0
NPV cost from new device annual refrigerant leakage during measure life (2022$) | 0 | 0 | Pre NPV Lifecycle Cost of Annual Leakage, Dollar per NormUnit | [5 empty] | 0 | 0 | 0 | 0 | 0 |  |  |  | 0 | 0 | 0 | 0 | 0 |  |  |  | 0 | 0 | 0 | 0 | 0
NPV cost from existing device annual refrigerant leakage during measure life (2022$) | 0 | 0 | Msr NPV Lifecycle Cost of EOL Leakage, Dollar per NormUnit | [5 empty] | 0 | 0 | 0 | 0 | 0 |  |  |  | 0 | 0 | 0 | 0 | 0 |  |  |  | 0 | 0 | 0 | 0 | 0
NPV cost from new device end-of-life refrigerant leakage* (2022$) | 0 | 0 | Pre NPV Lifecycle Cost of EOL Leakage, Dollar per NormUnit | [5 empty] | 0 | 0 | 0 | 0 | 0 |  |  |  | 0 | 0 | 0 | 0 | 0 |  |  |  | 0 | 0 | 0 | 0 | 0
NPV cost from existing device end-of-life refrigerant leakage* (2022$) | 0 | [7 empty] | 0 | 0 | 0 | 0 | 0 |  |  |  | 0 | 0 | 0 | 0 | 0 |  |  |  | 0 | 0 | 0 | 0 | 0
Total NPV cost with respect to measure start year (2022$) | 0 | 0 | [6 empty] | 0 | 0 | 0 | 0 | 0 |  |  |  | 0 | 0 | 0 | 0 | 0 |  |  |  | 0 | 0 | 0 | 0 | 0
Net Benefit (2022$) | 0 | 0 | Std NPV Lifecycle Cost of Annual Leakage, Dollar per NormUnit | [5 empty] | 0 | 0 | 0 | 0 | 0 |  |  |  | 0 | 0 | 0 | 0 | 0 |  |  |  | 0 | 0 | 0 | 0 | 0
| 0 | 0 | Ext NPV Lifecycle Cost of Annual Leakage, Dollar per NormUnit | [5 empty] | 0 | 0 | 0 | 0 | 0 |  |  |  | 0 | 0 | 0 | 0 | 0 |  |  |  | 0 | 0 | 0 | 0 | 0
| 0 | 0 | Std NPV Lifecycle Cost of EOL Leakage, Dollar per NormUnit | [5 empty] | 0 | 0 | 0 | 0 | 0 |  |  |  | 0 | 0 | 0 | 0 | 0 |  |  |  | 0 | 0 | 0 | 0 | 0
| 0 | 0 | Ext NPV Lifecycle Cost of EOL Leakage, Dollar per NormUnit | [5 empty] | 0 | 0 | 0 | 0 | 0 |  |  |  | 0 | 0 | 0 | 0 | 0 |  |  |  | 0 | 0 | 0 | 0 | 0
Msr | Net Benefit (2022$) | 0 | [6 empty] | 0 | 0 | 0 | 0 | 0 |  |  |  | 0 | 0 | 0 | 0 | 0 |  |  |  | 0 | 0 | 0 | 0 | 0
Pre | Net Benefit (2022$): $0.00 | [7 empty] | 0 | 0 | 0 | 0 | 0 |  |  |  | 0 | 0 | 0 | 0 | 0 |  |  |  | 0 | 0 | 0 | 0 | 0
Msr | [8 empty] | 0 | 0 | 0 | 0 | 0 |  |  |  | 0 | 0 | 0 | 0 | 0 |  |  |  | 0 | 0 | 0 | 0 | 0
Pre | Chart 5: Lifetime NPV costs callout labels | [7 empty] | 0 | 0 | 0 | 0 | 0 |  |  |  | 0 | 0 | 0 | 0 | 0 |  |  |  | 0 | 0 | 0 | 0 | 0
Std | Annual Leakage: Measure | 0 | [6 empty] | 0 | 0 | 0 | 0 | 0 |  |  |  | 0 | 0 | 0 | 0 | 0 |  |  |  | 0 | 0 | 0 | 0 | 0
Ext | Annual Leakage: Existing (N/A) | 0 | [6 empty] | 0 | 0 | 0 | 0 | 0 |  |  |  | 0 | 0 | 0 | 0 | 0 |  |  |  | 0 | 0 | 0 | 0 | 0
Std | EOL Leakage: Measure | 0 | [6 empty] | 0 | 0 | 0 | 0 | 0 |  |  |  | 0 | 0 | 0 | 0 | 0 |  |  |  | 0 | 0 | 0 | 0 | 0
Ext | EOL Leakage: Existing (N/A) | 0 | [6 empty] | 0 | 0 | 0 | 0 | 0 |  |  |  | 0 | 0 | 0 | 0 | 0 |  |  |  | 0 | 0 | 0 | 0 | 0
| Annual Leakage: Standard Practice | 0 | [6 empty] | 0 | 0 | 0 | 0 | 0 |  |  |  | 0 | 0 | 0 | 0 | 0 |  |  |  | 0 | 0 | 0 | 0 | 0
| Annual Leakage: Existing (N/A) | 0 | [6 empty] | 0 | 0 | 0 | 0 | 0 |  |  |  | 0 | 0 | 0 | 0 | 0 |  |  |  | 0 | 0 | 0 | 0 | 0
| EOL Leakage: Standard Practice | 0 | [6 empty] | 0 | 0 | 0 | 0 | 0 |  |  |  | 0 | 0 | 0 | 0 | 0 |  |  |  | 0 | 0 | 0 | 0 | 0
| EOL Leakage: Counterfactual Existing (N/A) | 0 | [6 empty] | 0 | 0 | 0 | 0 | 0 |  |  |  | 0 | 0 | 0 | 0 | 0 |  |  |  | 0 | 0 | 0 | 0 | 0
[9 empty] | 0 | 0 | 0 | 0 | 0 |  |  |  | 0 | 0 | 0 | 0 | 0 |  |  |  | 0 | 0 | 0 | 0 | 0
[9 empty] | 0 | 0 | 0 | 0 | 0 |  |  |  | 0 | 0 | 0 | 0 | 0 |  |  |  | 0 | 0 | 0 | 0 | 0
[9 empty] | 0 | 0 | 0 | 0 | 0 |  |  |  | 0 | 0 | 0 | 0 | 0 |  |  |  | 0 | 0 | 0 | 0 | 0
[9 empty] | 0 | 0 | 0 | 0 | 0 |  |  |  | 0 | 0 | 0 | 0 | 0 |  |  |  | 0 | 0 | 0 | 0 | 0
[9 empty] | 0 | 0 | 0 | 0 | 0 |  |  |  | 0 | 0 | 0 | 0 | 0 |  |  |  | 0 | 0 | 0 | 0 | 0
[9 empty] | 0 | 0 | 0 | 0 | 0 |  |  |  | 0 | 0 | 0 | 0 | 0 |  |  |  | 0 | 0 | 0 | 0 | 0
[9 empty] | 0 | 0 | 0 | 0 | 0 |  |  |  | 0 | 0 | 0 | 0 | 0 |  |  |  | 0 | 0 | 0 | 0 | 0
[9 empty] | 0 | 0 | 0 | 0 | 0 |  |  |  | 0 | 0 | 0 | 0 | 0 |  |  |  | 0 | 0 | 0 | 0 | 0
[9 empty] | 0 | 0 | 0 | 0 | 0 |  |  |  | 0 | 0 | 0 | 0 | 0 |  |  |  | 0 | 0 | 0 | 0 | 0
[9 empty] | 0 | 0 | 0 | 0 | 0 |  |  |  | 0 | 0 | 0 | 0 | 0 |  |  |  | 0 | 0 | 0 | 0 | 0
[9 empty] | 0 | 0 | 0 | 0 | 0 |  |  |  | 0 | 0 | 0 | 0 | 0 |  |  |  | 0 | 0 | 0 | 0 | 0
[9 empty] | 0 | 0 | 0 | 0 | 0 |  |  |  | 0 | 0 | 0 | 0 | 0 |  |  |  | 0 | 0 | 0 | 0 | 0
[9 empty] | 0 | 0 | 0 | 0 | 0 |  |  |  | 0 | 0 | 0 | 0 | 0 |  |  |  | 0 | 0 | 0 | 0 | 0
[9 empty] | 0 | 0 | 0 | 0 | 0 |  |  |  | 0 | 0 | 0 | 0 | 0 |  |  |  | 0 | 0 | 0 | 0 | 0
[9 empty] | 0 | 0 | 0 | 0 | 0 |  |  |  | 0 | 0 | 0 | 0 | 0 |  |  |  | 0 | 0 | 0 | 0 | 0
[9 empty] | 0 | 0 | 0 | 0 | 0 |  |  |  | 0 | 0 | 0 | 0 | 0 |  |  |  | 0 | 0 | 0 | 0 | 0
[9 empty] | 0 | 0 | 0 | 0 | 0 |  |  |  | 0 | 0 | 0 | 0 | 0 |  |  |  | 0 | 0 | 0 | 0 | 0
[9 empty] | 0 | 0 | 0 | 0 | 0 |  |  |  | 0 | 0 | 0 | 0 | 0 |  |  |  | 0 | 0 | 0 | 0 | 0
[9 empty] | 0 | 0 | 0 | 0 | 0 |  |  |  | 0 | 0 | 0 | 0 | 0 |  |  |  | 0 | 0 | 0 | 0 | 0
[9 empty] | 0 | 0 | 0 | 0 | 0 |  |  |  | 0 | 0 | 0 | 0 | 0 |  |  |  | 0 | 0 | 0 | 0 | 0
[9 empty] | 0 | 0 | 0 | 0 | 0 |  |  |  | 0 | 0 | 0 | 0 | 0 |  |  |  | 0 | 0 | 0 | 0 | 0
[9 empty] | 0 | 0 | 0 | 0 | 0 |  |  |  | 0 | 0 | 0 | 0 | 0 |  |  |  | 0 | 0 | 0 | 0 | 0
[9 empty] | 0 | 0 | 0 | 0 | 0 |  |  |  | 0 | 0 | 0 | 0 | 0 |  |  |  | 0 | 0 | 0 | 0 | 0
[9 empty] | 0 | 0 | 0 | 0 | 0 |  |  |  | 0 | 0 | 0 | 0 | 0 |  |  |  | 0 | 0 | 0 | 0 | 0
[9 empty] | 0 | 0 | 0 | 0 | 0 |  |  |  | 0 | 0 | 0 | 0 | 0 |  |  |  | 0 | 0 | 0 | 0 | 0
[9 empty] | 0 | 0 | 0 | 0 | 0 |  |  |  | 0 | 0 | 0 | 0 | 0 |  |  |  | 0 | 0 | 0 | 0 | 0
[9 empty] | 0 | 0 | 0 | 0 | 0 |  |  |  | 0 | 0 | 0 | 0 | 0 |  |  |  | 0 | 0 | 0 | 0 | 0
[9 empty] | 0 | 0 | 0 | 0 | 0 |  |  |  | 0 | 0 | 0 | 0 | 0 |  |  |  | 0 | 0 | 0 | 0 | 0
[9 empty] | 0 | 0 | 0 | 0 | 0 |  |  |  | 0 | 0 | 0 | 0 | 0 |  |  |  | 0 | 0 | 0 | 0 | 0
[9 empty] | 0 | 0 | 0 | 0 | 0 |  |  |  | 0 | 0 | 0 | 0 | 0 |  |  |  | 0 | 0 | 0 | 0 | 0
[9 empty] | 0 | 0 | 0 | 0 | 0 |  |  |  | 0 | 0 | 0 | 0 | 0 |  |  |  | 0 | 0 | 0 | 0 | 0
[9 empty] | 0 | 0 | 0 | 0 | 0 |  |  |  | 0 | 0 | 0 | 0 | 0 |  |  |  | 0 | 0 | 0 | 0 | 0
[9 empty] | 0 | 0 | 0 | 0 | 0 |  |  |  | 0 | 0 | 0 | 0 | 0 |  |  |  | 0 | 0 | 0 | 0 | 0
[9 empty] | 0 | 0 | 0 | 0 | 0 |  |  |  | 0 | 0 | 0 | 0 | 0 |  |  |  | 0 | 0 | 0 | 0 | 0
[9 empty] | 0 | 0 | 0 | 0 | 0 |  |  |  | 0 | 0 | 0 | 0 | 0 |  |  |  | 0 | 0 | 0 | 0 | 0
[9 empty] | 0 | 0 | 0 | 0 | 0 |  |  |  | 0 | 0 | 0 | 0 | 0 |  |  |  | 0 | 0 | 0 | 0 | 0
[9 empty] | 0 | 0 | 0 | 0 | 0 |  |  |  | 0 | 0 | 0 | 0 | 0 |  |  |  | 0 | 0 | 0 | 0 | 0
[9 empty] | 0 | 0 | 0 | 0 | 0 |  |  |  | 0 | 0 | 0 | 0 | 0 |  |  |  | 0 | 0 | 0 | 0 | 0
[9 empty] | 0 | 0 | 0 | 0 | 0 |  |  |  | 0 | 0 | 0 | 0 | 0 |  |  |  | 0 | 0 | 0 | 0 | 0
[9 empty] | 0 | 0 | 0 | 0 | 0 |  |  |  | 0 | 0 | 0 | 0 | 0 |  |  |  | 0 | 0 | 0 | 0 | 0
[9 empty] | 0 | 0 | 0 | 0 | 0 |  |  |  | 0 | 0 | 0 | 0 | 0 |  |  |  | 0 | 0 | 0 | 0 | 0
[9 empty] | 0 | 0 | 0 | 0 | 0 |  |  |  | 0 | 0 | 0 | 0 | 0 |  |  |  | 0 | 0 | 0 | 0 | 0
[9 empty] | 0 | 0 | 0 | 0 | 0 |  |  |  | 0 | 0 | 0 | 0 | 0 |  |  |  | 0 | 0 | 0 | 0 | 0
[9 empty] | 0 | 0 | 0 | 0 | 0 |  |  |  | 0 | 0 | 0 | 0 | 0 |  |  |  | 0 | 0 | 0 | 0 | 0
[9 empty] | 0 | 0 | 0 | 0 | 0 |  |  |  | 0 | 0 | 0 | 0 | 0 |  |  |  | 0 | 0 | 0 | 0 | 0
[9 empty] | 0 | 0 | 0 | 0 | 0 |  |  |  | 0 | 0 | 0 | 0 | 0 |  |  |  | 0 | 0 | 0 | 0 | 0

## 6 FSC Pivot
Source
Pre Refrigerant Reclaimed Flag |  |  |  | Energy
Part 1
[5 empty] | Values | Bldg Loc
Lifecycle RACC
RACC_Measure Description | Offering ID Description | Bldg Type | Bldg Vint | Part 1 PASS/FAIL |  |  | Varies by CZ
Net Emissions Avoided, metric tonne CO2e per NormUnit
NPV of Refrigerant Leakage Emissions, USD

## Change Log
Change Log
Workbook | Version | Date | Author | No. | Key Changes
FACC-FSC | Future | ? | ? | 1 | Proposed by SoCalREN (Mar 2024): Update emissions calculations using EULs/RULs as real numbers rather than rounding their values to the nearest whole numbers.
RACC-FSC | 3.1 | 2024-10-29 | DNV | 1 | Eliminated the word "Viable" from two fieldnames in DEER's TechType table.
|  |  |  | 2 | In TechType table, updated fieldname "HasElecAlt" to "HasElectricAlt" to align with DEER database.
|  |  |  | 3 | Corrected formulas that were not working as intended on Intro worksheet in DEER Status Table.
|  |  |  | 4 | Provided conditional formatting on 1 Device Builder worksheet to make it evident when formulas are replaced with values.
|  |  |  | 5 | Synchronized workbook with DEER tables in DEER database.
|  |  |  | 6 | Added "StartDate" and "ExpiryDate" fields on 1 Device Builder worksheet to manage updated EUL values at Device_Builds table and EUL_Basis pivot table.
|  |  |  | 7 | Replicated rows involving technology types with revised EUL values on 1 Device Builder worksheet to enable selecting "TechType (NormUnit)" appropriate to measure installation year.
RACC-FSC | 3.0 | 2024-04-19 | DNV | 1 | Extended functionality to accommodate measure lives that exceed 20 years (but are capped at 30 years).
|  |  |  | 2 | Extrapolated refrigerant avoided costs to the highest year that might be needed to accommodate permutations involving accelerated replacement applications where the standard practice baseline equipment has an EUL of 29 years, but the measure has an EUL of 30 years.
|  |  |  | 3 | Added ability to compare DEER tables loaded into RACC_FSC with those in the actual DEER database to see whether any updates have occurred since the workbook was submitted for measure package review.
|  |  |  | 4 | Added Formulas worksheet in case formulas are lost in either the 2 RACC or the 3 FSC worksheets.
|  |  |  | 5 | Re-introduced the pro-rating of the EOL leakage event for the counterfactual standard practice equipment (Std) that does not coincide with the measure life ONLY when it is assumed that the Std equipment will need to be installed more than once to persist until the end of the measure life.
|  |  |  | 6 | Significant improvements to performance of workbook.
RACC-FSC | 3.0_DRAFTrev5 | 2024-03-21 | DNV | 1 | Corrected "Full Name" for ammonia from R-747 to R-717 on Refrigerant GWPs+Dates worksheet.
|  |  |  | 2 | Added OtherRatesACC__DEER worksheet that is linked to the DEER database.
|  |  |  | 3 | Added CARB_RefrigLeaks__DEER worksheet that is linked to the DEER database.
|  |  |  | 4 | Added CARB_EPA_GWP_Limits__DEER worksheet that is linked to the DEER database. This replaced the CARB-EPA Limits worksheet that was removed at the same time.
|  |  |  | 5 | Reduced the number of records in the 2 RACC worksheet/table from 100 to 25. This was done to improve the performance of the workbook.
RACC-FSC | 3.0_DRAFTrev4 | 2024-02-20 | DNV | 1 | Eliminated the pro-rating of the EOL emissions for the existing equipment (Pre) for the Accelerated Replacement measure application type. The EOL emissions for the counterfactual standard practice equipment (Std) continue to be pro-rated by the extent to which the equipment coincides with the measure life.
|  |  |  | 2 | Updated the weights used to impute cooling at residential fuel substitution HVAC measures to extrapolate from the 2019 RASS proportions of homes with AC (either room/window or central) by using the differences between those proportions from the 2009 RASS to the 2019 RASS as a trendline. These weights now reside in the DEER.applic.BldgWts table in the DEER database; they are stored on the BldgWts__DEER worksheet and can be refreshed by the user at will. More information for establishing a live connection to the DEER database is provided on the DEER > worksheet.
|  |  |  | 3 | Updated the dropdown lists presented to user to locate the desired RACC_Index row to chart (on 5 RACC Charts) and to apply to a given fuel substitution calculator permutation (on 3 FSC). Instead of presenting the user with just the RACC_Index number, the dropdown provides descriptive strings to choose from.
|  |  |  | 4 | Created table in DEER database for ACC values needed for cost basis of refrigerant emissions as shown on RefrigerantACC_DEER worksheet. This will allow user to merely refresh the link to the database table when new ACC values are approved without needing to update the RACC-FSC workbook.
|  |  |  | 5 | Update GWP limits to reflect max GWP alternatives that are permitted per EPA
|  |  |  | 6 | Add language to 1 Device Builder column: Common Refrigerant to indicate that, for HPs and ACs, the standard case refrigerant should be assumed to be the same as the measure case refrigerant.
|  |  |  | 7 | Added flag to 2 RACC and 3 FSC worksheets to turn off conditional formatting to improve speed of calculations while populating worksheets. Conditional formatting should be turned on again, though, to improve highlighting of cells containing key information.
|  |  |  | 8 | Added the functionality of the "Fuel Substitution Calculator v2.0.xlsx" developed by E3 into the DC RACC Workbook. This was done to reduce the number of workbooks needed for energy efficiency measures that contain refrigerants and are sometimes offered as fuel-substitution measures.
|  |  |  | 9 | The 2 RACC worksheet was previously named 2 Calculator.
|  |  |  | 10 | The 3 FSC worksheet was added to enable performing the fuel substitution test parts while leveraging many of the enhancements previously made to the DC RACC Workbook.
|  |  |  | 11 | The 4 eTRM export and 5 RACC Charts were previously named 3 eTRM export and 4 RACC Charts, respectively.
|  |  |  | 12 | The BldgWts__DEER worksheet was added to enable the weights that shall be used for residential fuel substitution HVAC measures to determine the counterfactual standard practice proportion of homes with space cooling. It is connected to the DEER database and can be periodically updated by the user without having to re-issue a new workbook.
|  |  |  | 13 | The Std_Cooling_BldgWts__DEER is a placeholder that contains 2019 RASS data to estimate the proportion of homes presently without space cooling that are likely to opt for it in the absence of implementing a fuel-substitution measure involving space conditioning. A pivot table of these weights is provided in the Proposed_rPortableDXGF worksheet.
|  |  |  | 14 | The proportions provided in the Std_Cooling_BldgWts__DEER worksheet can be used to create/test a weighted standard case baseline when the existing equipment did not provide space cooling with a comparable permutation (using the FuelSub_Index) where the existing equipment does provide space cooling..
|  |  |  | 15 | To assist developers of fuel-substitution measure packages, the ability to determine the maximum GWP of the measure refrigerant that will pass the fuel substitution test for those permutations that fail Part 3 of the test.
|  |  |  | 16 | When reclamation tracking documentation can be provided when decommissioning existing equipment that contains refrigerant, it may be possible to count those avoided emissions against the counterfactual EOL leakage rate published by CARB. This may be done by setting the Pre Refrigerant Reclaimed Flag on the 2 RACC worksheet to TRUE.
DC RACC Workbook (DRAFT) | 1.0 | 2023-10-06 | DNV | 1 | Reorganized the worksheets to improve user interface and removed the Dashboard worksheet from the 2022 ACC Refrigerant version 1b updated.xlsx workbook available at: https://www.cpuc.ca.gov/industries-and-topics/electrical-energy/demand-side-management/energy-efficiency/idsm.
|  |  |  | 2 | Created a live connection to the DEER > EUL_basis table to enable replacement of CARB EULs with DEER-approved values. (See DEER > worksheet for details about enabling live connection from user's computer.)
|  |  |  | 3 | Created a live connection to the DEER > TechType table to enable building of devices on the 1 Device Builder worksheet that are categorized by TechGroup (NormUnit).
|  |  |  | 4 | Established Refs > CARB Limits worksheet and table to adapt baseline GWPs to those CARB limits in place today and in future years. For an accelerated replacement (AR) measure application type (MAT), the standard practice baseline (baseline 2) will be adjusted when a future CARB GWP limit has been adopted.
|  |  |  | 5 | Added natural refrigerants to list of RACC_2022 > Refrigerant GWPs+Dates worksheet that contains the Refrigerant_GWP_Dates table.
|  |  |  | 6 | On 1 Device Builder, a pivot table was added that draws from the DEER > EUL_basis table to present the available DEER-approved EUL_IDs associated with a given TechGroup and (if needed, TechType). The pivot table is set to only display those EUL_IDs that are currently active.
|  |  |  | 7 | On the 1 Device Builder and 2 Calculator worksheets, user can hover over the column headings to learn more about the information that is to be entered by the user.
|  |  |  | 8 | On 2 Calculator, three columns were inserted--CARB_Sector, CARB_BldgCategory, and CARB_End-Use--to enable the look-up of maximum GWP limits for various equipment categories. The results of these look-ups are presented in columns AJ:AL.
|  |  |  | 9 | On 2 Calculator, columns were grouped so that only those essential for deemed measures calculations are shown as a default and when the "1" button inside the red oval shown (see screenshot provided to the right) in the upper left corner of the Excel window, below the ribbon, was the button most recently clicked. The buttons are shown in the image to the right. The "2" button reveals those columns that may be needed for custom applications or where deemed values may need to be adapted. The "3" button reveals all columns that are used to calculate the refrigerant emissions benefits/costs.
|  |  |  | 10 | On 2 Calculator, added NumUnits columns for each case (measure, standard practice, and existing) to allow for use with custom applications where the existing quantity may differ from the measure or standard practice quantities.
|  |  |  | 11 | On 2 Calculator, conditional formatting is employed to warn the user when inputs are not as expected or to alert either the deemed measure package reviewer or the custom application reviewer whenever the deemed value (or one recommended by CARB) was been replaced by the user. An example is provided in the screenshot to the right.
|  |  |  | 12 | Added 4 Charts worksheet to view refrigerant emissions by case, costs by case, and overall benefits/costs. These are intended to "walk" the user through the steps of the calculations:
|  |  |  | a | Annual refrigerant emissions, annual and end-of-life (EOL)
|  |  |  | b | Refrigerant emissions considered for the benefits/costs calculation
|  |  |  | c | Annual refrigerant emissions costs in nominal $
|  |  |  | d | Overall benefits/costs for the measure case and the counterfactual case
Deemed RACC Workbook | 2.1.2 | 2023-08-25 | DNV | 1. 2. 3. | On the "Deemed Dashboard" worksheet, combined Measure Existing (Pre) and Counterfactual Existing (Ext) input fields. On the "Deemed Dashboard" worksheet, relocated the "TGIndex", "TGRows", "TG Rows (with blanks)", and "Workbook integrity check" columns to the far right of the table. On the "Comment" worksheet, removed the no-longer-used array formula simulation region of cells.
| 2.1.0 | 2023-08-17 | Solaris-Technical, LLC | 1. 2. 3. 4. 5. 6. | Revised formulas refering to "Refrigerant NPV Avoided Costs" Removed unused named variable, Dropdown_RefrigTechMsr. Applied rounding for user input fractional EUL/RUL. Revised refrigerant charge lookup for window/wall/room AC (lb/kBtuh) Extend conditional formatting to user specified values entered through the sheet "User Specified Device Type." Minor adjustments (output blanks, dropdown lists)
| 2.0.2b | 2023-07-19 | DNV | 1. 2. 3. 4. 5. 6. 7. 8. 9. | Fixed bug: EOL NPV formula for standard case fails to multiply by ([@[Std % of device lifetime during measure years]]+[@[Std % of device lifetime retired early]]). Replaced "Refrigerant NPVCosts Net" with "Refrigerant NPV Avoided Costs". Flagged unused named variable, Dropdown_RefrigTechMsr. Flagged an issue with refrigerant charge lookup value for window/room/wall AC units (per ton). Flagged a missing feature for entering fractional EUL/RUL values. Applied conditional formatting to highlight cells that override lookup formulas with a hard-coded value (a.k.a. user specified). Output blanks instead of N/A to minimize confusion to users. Flagged an issue with limited refrigerant charge (lb/kBtuh) research across more manufacturers and refrigerants--including low GWP refrigerants. Formulae only exist in rows 40 through 49; the rest of the table rows in columns I and J are blank and do not populate with TGIndex and TGRows values. These were fixed within this workbook.
| 2.0.2a | 2023-07-13 | Solaris-Technical, LLC | 1. | Annotated corresponding cell references for results columns in cover sheet.
| 2.0.1 | 2023-06-28 | Solaris-Technical, LLC | 1. 2. | Reverted accidental deletion of formulae for dropdown lists (columns I and J). Formulae only existed in rows 40 through 49; the rest of the table rows do not populate with TGIndex and TGRows values. Locked cells to prevent accidental deletion.
| 2.0 | 2023-04-24 | Solaris-Technical, LLC | 1. 2. 3. 4. 5. | Aligned calculations with 2022 ACC Refrigerant Calculator updates by E3. This includes for example: (a) Improved handling of AR measures and nomenclature for measure/counterfactual timelines. Required additional inputs (existing equipment type, RUL, and EUL). (b) Output NPV costs in 2022 dollars, discounting for inflation. (c) Discounting annual leakage from midpoint of year. (d) Update GHG adder cost version to 2022 ACC. Revised reporting fields for cost breakdown to align with measure/counterfactual timeline and existing/new device. Disabled feature: refrigerant type defaulting. Added feature: user-specified device refrigerant charge and leakage. Updated WACC values and weights for statewide average. Added dropdown for technology group and normalizing units to avoid inapplicable comparisons.
| 1.3 Rev4 | 2021-11-03 | Solaris-Technical, LLC | 1. 2. 3. | Using the avoided cost calculation approach of Normal Replacement (NR) for Accelerated Replacement (AR) measure application type as an interim approach, until CPUC's refrigerant avoided cost calculator (RACC) is revised to include measure application types As directed by E-5152, Attachment A, IOUs funding proportions based average weighted average cost of capital (WACC) will be used for calculating avoided costs for statewide measures. Format changes Rev4
| 1.2 | 2021-10-07 | Solaris-Technical, LLC | 1. | Removed the mid-year discounting and discounting to the claim year so that the avoided costs for a normal replacement (NR) measure application type match the E3 Dashboard results
| 1.1 | 2021-08-26 | Solaris-Technical, LLC | 1. 2. 3. 4. | Clarified source version of Refrigerant Calculator. Set GHG Adder to 2021 by default. Improved instructions & source references. Examples revised.
| 0 | 2021-07-29 | Solaris-Technical, LLC | 1. | Initial version, derived from SCE RACC Tool for Program Data

## Refs >
Reference Worksheets
The reference worksheets described below are used to inform the look-up values and baseline assumptions for the two primary worksheets: 1 Device Builder and 2 Dashboard.
| Constants+Dropdowns | This worksheet may be helpful to users who may wish to understand
named constants, named ranges, and dropdown menus in use. While this worksheet was also contained in the Deemed RACC Workbook v2.2 available at CEDARS (see Intro worksheet for more information), more dropdown lists have been added to expand the functionality of this workbook.
| Formulas | This is a new worksheet that contains the formulas contained within every
formula within the RACC and FSC tables on 2 RACC and 3 FSC worksheets, respectively. These are provided in the event that any of the formulas are mistakenly overwritten so that the tables can be repaired by users.

## Constants+Dropdowns
Constant/Dropdown | Col. | Named Ranges in RACC-FuelSub Workbook | Range | Worksheet | Columns | Rows | Value | Dropdown_Locale_WACC | IOU WACC (Nominal, after-tax) | Weights | Dropdown_RACC_Index_Description | const_ACC_Before_Date | const_ACC_Beyond_Date | const_pounds_per_metric_ton | By fuel | const_Btu rate | Max_GWP | Dropdown_Msr_Install_Yr | Dropdown_MAT | Dropdown_Dollar_Yr | Dropdown_ Discount_Year | Dropdown_Ext_Install_Yr | Dropdown_ GWP_Time_ Horizon | Dropdown_RACC_Index | Dropdown_FuelSub_Index | const_ userspec | Dropdown_ userspec | Dropdown_ Sector | Dropdown_BldgType_Res | Dropdown_BldgType_Com | Dropdown_BldgType_Ind | Dropdown_BldgType_Ag | Dropdown_BldgVint_Res | Dropdown_BldgVint_NonRes | Dropdown_BldgLoc | Dropdown_StdCoolingWeightID | Dropdown_RefrigerantACC | Dropdown_Pre_Reclamation_Flag | const_ refrig_ none | const_tg_none | const_device_ nonrefrig | Dropdown_NormUnit | Dropdown_CARB_Sector | TechGroup | TechType | TechTypeDesc | NormUnit | TechTypeID | HasElectricAlt | HasRefrigerant | HasRefrigerantAlt | CARB_Sector | RACC_TechTypeIDs | CARB_Sector | CARB_Device_Type | TechTypeID Mapping | TechGroup | TechType | TechTypeDesc | Dropdown_CARB_BldgCategory | Dropdown_CARB_End-Use | CD_numsectors | CARB_Sector | CDIndex | CDRows | CD_dropdown_with_blank | CD_dropdown_values | DeviceTypes | DeviceTypes | DeviceTypes | DeviceTypes | DeviceTypes | DeviceTypes | DeviceTypes | DeviceTypes | DeviceTypes | DeviceTypes | DeviceTypes | DeviceTypes | DeviceTypes | DeviceTypes | DeviceTypes | DeviceTypes | DeviceTypes | DeviceTypes | DeviceTypes | DeviceTypes | DeviceTypes | DeviceTypes | DeviceTypes | DeviceTypes | DeviceTypes | DeviceTypes | Cell Category |  | Fill Color |  |  | Border/Line Color |  |  | Font Color |  | Fill Effect |  | Pattern Color |  | Refrigerants_by_Major_Regulation_Periods (year before refrigerant ban) | 1993 | 1996 | 9999 | [48 empty] | Before 1994 | Banned Date | (Multiple Items) | After 1994 | Banned Date | (Multiple Items) | After 1997 | Banned Date | 0:00 | Refrigerant ID | 100yr GWP | FULL Refrigerant ID | Banned Date
Named Ranges in RACC-FuelSub Workbook | D (4) | aactive_DollarYr | ='2 RACC'!$F$3 | 2 RACC | 1 | 1 | 2022 | PGE | 7.34% | 0.3622 | None selected | 2020-12-31 | 2069-01-01 | 2204.62 | kWh | 3413 | 17700 | 2022 | AOE | 2022 | 2020 | 1993 | 100-yr |  |  | User specified | Deemed | Ag | SFm | Asm | MBT | GHs | Ex | Old | CZ01 | FS-rImputedDX | GHG Adder from Electric ACC | TRUE | None | Other / Not specified | Non-refrigerant equipment | Area-ft2-BA | Appliance | AirComp | CycAirDryr | Cycling Air Dryer | Each | AirComp:CycAirDryr | 0 | 1 | 0 | Other / Not specified | AirComp:CycAirDryr | Appliance | Heat Pump Clothes Dryers | Clean_Equip:ClothesDry-HP | Clean_equip | ClothesDry-HP | Heat pump clothes dryer | Commercial / Industrial | Chillers - Air-Conditioning | 5 |  | 1 | 1 |  | Please select CARB_Sector and TechTypeID first | [27 empty] | R | G | B | R | G | B | R | G | B |  | R | G | B | ROWS | 159 | 141 | 140 | 0 | 0 | 0 | 0 | 0 | 0 | 0 | 0 | 0 | 0 | 0 | 0 | 0 | 0 | 0 | 0 | 0 | 0 | 0 | 0 | 0 | 0 | 0 | 0 | 0 | 0 | 0 | 0 | 0 | 0 | 0 | 0 | 0 | 0 | 0 | 0 | 0 | 0 | 0 | 0 | 0 | 0 | 0 | 0 | 0 | 0 | 0 | 0 |  | 157 |  |  | 139 |  |  | 138 |  | 2-BTP | 0.01 | 2-BTP (GWP=0) | 0
Range | E (5) | active_CCGT_HeatRate | =INDEX(OtherRatesACC,MATCH(1,(OtherRatesACC[OtherRatesACC_ID]="Combined Cycle Gas Turbine Heat Rate")*(OtherRatesACC[ACC_Vintage]=TEXT(aactive_DollarYr,"###0")&"ACC"),0),MATCH("aRate",OtherRatesACC[#Headers],0)) | N/A | 0 | 0 |  | SCE | 7.68% | 0.5187 |  |  |  |  | Therm | 100000 |  | 2023 | AR | 2024 | 2021 | 1994 | 20-yr |  | N/A |  | Custom | Com | MFm | ECC | MLI |  | New | Ex | CZ02 | None | GHG Value from Natural Gas ACC | FALSE |  |  |  | Cap-kBTUh | Stationary Air-conditioning | AirComp | NonCycAirDryr | Non-Cycling Air Dryer | Each | AirComp:NonCycAirDryr | 0 | 1 | 0 | Other / Not specified | AirComp:NonCycAirDryr | Appliance | Heat Pump Water Heaters | WaterHtg_eq:HP_COP | WaterHtg_eq | HP_COP | COP-rated Heat Pump Water Heater | Ice Rinks | Chillers - Industrial Process Refrigeration (fluid leaving the chiller at temperatures > +35 °F) | Max DeviceTypes | Other / Not specified | 2 | 1 |  | Eqmt. w/o refrigerant | [26 empty] | Column Heading | 255 | 255 | 153 | 191 | 191 | 191 | 0 | 0 | 0 |  |  |  |  | Dynamic available refrigerant lists, by year >>> | None | None | None | [49 empty] | Row Labels |  |  | Row Labels |  |  | Row Labels |  | Ammonia | 0 | Ammonia (GWP=0) | 0
Worksheet | F (6) | active_ElecCH4_InState_Adder | =INDEX(OtherRatesACC,MATCH(1,(OtherRatesACC[OtherRatesACC_ID]="Electric Methane Emissions In-State Adder")*(OtherRatesACC[ACC_Vintage]=TEXT(aactive_DollarYr,"###0")&"ACC"),0),MATCH("aRate",OtherRatesACC[#Headers],0)) | N/A | 0 | 0 |  | SDGE | 7.55% | 0.1191 | [7 empty] | 2024 | BRO-Op |  | 2022 | 1995 | [5 empty] | Ind | DMo | EPr | Any |  | Any | Rec | CZ03 |  |  | N/A |  |  |  | Cap-kBTUh¦Each | Stationary Refrigeration | Chiller | AirCldRecipChlr | Air-cooled Recip Chiller | Cap-Tons | Chiller:AirCldRecipChlr | 0 | 1 | 0 | Stationary Air-conditioning | Chiller:AirCldRecipChlr | Appliance | Heat Pump Water Heaters | WaterHtg_eq:HP_COP_Central | WaterHtg_eq | HP_COP_Central | Central COP-rated Heat Pump Water Heater | Industrial | Chillers - Industrial Process Refrigeration (fluid leaving the chiller at temperatures ≤ +35 °F and > -10 °F) | 16 | Appliance | 3 | 4 |  | Heat Pump Clothes Dryers | Heat Pump Water Heaters | Household refrigerator freezer | None | [23 empty] | Column Heading | 255 | 225 | 139 | 191 | 191 | 191 | 0 | 0 | 0 | [5 empty] | User Specified (GWP=?) | User Specified (GWP=?) | User Specified (GWP=?) | [49 empty] | 2-BTP (GWP=0) |  |  | 2-BTP (GWP=0) |  |  | 2-BTP (GWP=0) |  | Butane | 3 | Butane (GWP=3) | 0
Columns | G (7) | active_ElecCH4_InState_Lkg | =INDEX(OtherRatesACC,MATCH(1,(OtherRatesACC[OtherRatesACC_ID]="Electric Methane Emissions In-State Leakage Rate")*(OtherRatesACC[ACC_Vintage]=TEXT(aactive_DollarYr,"###0")&"ACC"),0),MATCH("aRate",OtherRatesACC[#Headers],0)) | N/A | 0 | 0 |  | Statewide | 7.54% | (weighted average) | [7 empty] | 2025 | NC |  |  | 1996 | [5 empty] | Res | Res | ERC |  |  |  | New | CZ04 | [6 empty] | Cap-Tons | Other / Not specified | Chiller | AirCldScrewChlr | Air-cooled Screw Chiller | Cap-Tons | Chiller:AirCldScrewChlr | 0 | 1 | 0 | Stationary Air-conditioning | Chiller:AirCldScrewChlr | Appliance | Heat Pump Water Heaters | WaterHtg_eq:HP_EF | WaterHtg_eq | HP_EF | EF Rated Heat Pump Water Heater | Large retail food chain (≥20 stores) | Chillers - Industrial Process Refrigeration (fluid leaving the chiller at temperatures ≤ -10 °F and > -58 °F) |  | Stationary Air-conditioning | 4 | 11 |  | Commercial Unitary AC 50-200 lbs., > 135,000 BTUh size | Commercial Unitary AC, < 50-lbs., < 135,000 BTUh size (includes smaller "residential-type" central AC and heat pumps) | Dehumidifiers | Large Chiller 2,000 lbs. + | Medium Chiller 200-2,000 lbs. | None | Portable AC | Residential Heat Pumps | Residential Unitary AC | Window/Room AC and PTAC Units, commercial | Window/Room/Wall AC and Packaged Terminal AC (PTAC) Units, residential | [16 empty] | Column Heading | 199 | 160 | 228 | 191 | 191 | 191 | 0 | 0 | 0 | [5 empty] | 2-BTP (GWP=0) | 2-BTP (GWP=0) | 2-BTP (GWP=0) | [49 empty] | Ammonia (GWP=0) |  |  | Ammonia (GWP=0) |  |  | Ammonia (GWP=0) |  | Carbon Dioxide | 1 | Carbon Dioxide (GWP=1) | 0
Rows | H (8) | active_ElecCH4_ResBehindMtr_Adder | =INDEX(OtherRatesACC,MATCH(1,(OtherRatesACC[OtherRatesACC_ID]="Electric Methane Emissions ResBehindMeter Adder")*(OtherRatesACC[ACC_Vintage]=TEXT(aactive_DollarYr,"###0")&"ACC"),0),MATCH("aRate",OtherRatesACC[#Headers],0)) | N/A | 0 | 0 | [11 empty] | 2026 | NR |  |  | 1997 | [6 empty] | Any | ESe |  |  |  | Any | CZ05 | [6 empty] | Each |  | Chiller | CentChlr | Centrifugal Water Chiller | Cap-Tons | Chiller:CentChlr | 0 | 1 | 0 | Stationary Air-conditioning | Chiller:CentChlr | Appliance | Heat Pump Water Heaters | WaterHtg_eq:HP_UEF | WaterHtg_eq | HP_UEF | UEF-rated Heat Pump Water Heater | Residential / Commercial / Industrial | Cold Storage Warehouse (< 50 lbs refrigerant) |  | Stationary Refrigeration | 5 | 16 |  | Commercial Ice Machines | Large cold storage 2,000 lbs. + | Large commercial refrigeration 2,000 lbs. + | Large industrial process cooling 2,000 lbs. + | Medium cold storage 200-2,000 lbs. | Medium commercial refrigeration 200-2,000 lbs. | Medium industrial process cooling 200-2,000 lbs. | None | Refrigerated Food Processing and Dispensing Equipment | Refrigerated vending machines | Small cold storage 50-200 lbs. | Small commercial refrigeration 50-200 lbs. | Small industrial process cooling 50-200 lbs. | Stand alone (self-contained) refrig units | Sub-small commercial refrigeration < 50 lbs. | Water Coolers - Drinking Fountains | [11 empty] | Column Heading | 242 | 242 | 242 | 191 | 191 | 191 | 0 | 0 | 0 | [5 empty] | Ammonia (GWP=0) | Ammonia (GWP=0) | Ammonia (GWP=0) | [49 empty] | Butane (GWP=3) |  |  | Butane (GWP=3) |  |  | Butane (GWP=3) |  | Carbon tetrachloride | 1400 | Carbon tetrachloride (GWP=1,400) | 1994-01-01
Value | I (9) | active_ElecCH4_ResBehindMtr_Lkg | =INDEX(OtherRatesACC,MATCH(1,(OtherRatesACC[OtherRatesACC_ID]="Electric Methane Emissions ResBehindMeter Leakage Rate")*(OtherRatesACC[ACC_Vintage]=TEXT(aactive_DollarYr,"###0")&"ACC"),0),MATCH("aRate",OtherRatesACC[#Headers],0)) | N/A | 0 | 0 | [11 empty] | 2027 |  |  |  | 1998 | [7 empty] | EUD |  |  |  |  | CZ06 | [6 empty] | Flow-CFM |  | Chiller | GasAbsorp | Gas Absorption Chiller | Cap-Tons | Chiller:GasAbsorp | 1 | 0 | 0 | Other / Not specified | Chiller:GasAbsorp | Appliance | Household refrigerator freezer | Ref_Storage:RefrigFrz | Ref_Storage | RefrigFrz | Refrigerator/Freezer | Retail food facility | Cold Storage Warehouse (> 50 lbs refrigerant) | [32 empty] | Column Heading | 153 | 204 | 255 | 191 | 191 | 191 | 0 | 0 | 0 | [5 empty] | Butane (GWP=3) | Butane (GWP=3) | Butane (GWP=3) | [49 empty] | Carbon Dioxide (GWP=1) |  |  | Carbon Dioxide (GWP=1) |  |  | Carbon Dioxide (GWP=1) |  | CFC-11 | 4750 | CFC-11 (GWP=4,750) | 1994-01-01
Dropdown_Locale_WACC | K (11) | active_GasCH4_InState_Adder | =INDEX(OtherRatesACC,MATCH(1,(OtherRatesACC[OtherRatesACC_ID]="Gas Methane Emissions In-State Adder")*(OtherRatesACC[ACC_Vintage]=TEXT(aactive_DollarYr,"###0")&"ACC"),0),MATCH("aRate",OtherRatesACC[#Headers],0)) | N/A | 0 | 0 | [11 empty] | 2028 |  |  |  | 1999 | [7 empty] | EUn |  |  |  |  | CZ07 | [6 empty] | Household |  | Chiller | NoFricCent | Frictionless Centrifugal Water Chiller | Cap-Tons | Chiller:NoFricCent | 0 | 1 | 0 | Stationary Air-conditioning | Chiller:NoFricCent | Appliance | None |  |  |  |  | Small retail food chain (<20 stores) | Commercial Ice Machine (self-contained air-cooled unit), Batch Type: Harvest Rate > 1,000 lb./day | [32 empty] | Column Heading | 204 | 255 | 204 | 191 | 191 | 191 | 0 | 0 | 0 | [5 empty] | Carbon Dioxide (GWP=1) | Carbon Dioxide (GWP=1) | Carbon Dioxide (GWP=1) | [49 empty] | Carbon tetrachloride (GWP=1,400) |  |  | Dimethyl ether (DME) (GWP=1) |  |  | Dimethyl ether (DME) (GWP=1) |  | CFC-113 | 6130 | CFC-113 (GWP=6,130) | 1994-01-01
IOU WACC (Nominal, after-tax) | L (12) | active_GasCH4_InState_Lkg | =INDEX(OtherRatesACC,MATCH(1,(OtherRatesACC[OtherRatesACC_ID]="Gas Methane Emissions In-State Leakage Rate")*(OtherRatesACC[ACC_Vintage]=TEXT(aactive_DollarYr,"###0")&"ACC"),0),MATCH("aRate",OtherRatesACC[#Headers],0)) | N/A | 0 | 0 | [11 empty] | 2029 |  |  |  | 2000 | [7 empty] | Gro |  |  |  |  | CZ08 | [6 empty] | kBtuh |  | Chiller | NoFricComp | Frictionless Centrifugal Water Chilling Compressor | Cap-Tons | Chiller:NoFricComp | 0 | 1 | 0 | Stationary Air-conditioning | Chiller:NoFricComp | MVAC and Transport Refrigeration | Mobile Vehicle AC (MVAC) Light Duty (LD) |  |  |  |  | Unregulated | Commercial Ice Machine (self-contained air-cooled unit), Batch Type: Harvest Rate ≤ 1,000 lb./day | [32 empty] | Worksheet Tab | 255 | 255 | 153 | [11 empty] | Carbon tetrachloride (GWP=1,400) | Dimethyl ether (DME) (GWP=1) | Dimethyl ether (DME) (GWP=1) | [49 empty] | CFC-11 (GWP=4,750) |  |  | DR-3 (GWP=148) |  |  | DR-3 (GWP=148) |  | CFC-114 | 10000 | CFC-114 (GWP=10,000) | 1994-01-01
Weights | M (13) | active_GasCH4_ResBehindMtr_Adder | =INDEX(OtherRatesACC,MATCH(1,(OtherRatesACC[OtherRatesACC_ID]="Gas Methane Emissions ResBehindMeter Adder")*(OtherRatesACC[ACC_Vintage]=TEXT(aactive_DollarYr,"###0")&"ACC"),0),MATCH("aRate",OtherRatesACC[#Headers],0)) | N/A | 0 | 0 | [11 empty] | 2030 |  |  |  | 2001 | [7 empty] | HGR |  |  |  |  | CZ09 | [6 empty] | Len-ft |  | Chiller | Recip | Reciprocating Water Chiller | Cap-Tons | Chiller:Recip | 0 | 1 | 0 | Stationary Air-conditioning | Chiller:Recip | MVAC and Transport Refrigeration | MVAC Bus | [5 empty] | Commercial Ice Machine (self-contained air-cooled unit), Continuous Type: Harvest Rate > 1,200 lb./day | [32 empty] | Worksheet Tab | 199 | 160 | 228 | [11 empty] | CFC-11 (GWP=4,750) | DR-3 (GWP=148) | DR-3 (GWP=148) | [49 empty] | CFC-113 (GWP=6,130) |  |  | FOR12A (GWP=1,221) |  |  | FOR12A (GWP=1,221) |  | CFC-115 | 7370 | CFC-115 (GWP=7,370) | 1994-01-01
Dropdown_RACC_Index_Description | O (15) | active_GasCH4_ResBehindMtr_Lkg | =INDEX(OtherRatesACC,MATCH(1,(OtherRatesACC[OtherRatesACC_ID]="Gas Methane Emissions ResBehindMeter Leakage Rate")*(OtherRatesACC[ACC_Vintage]=TEXT(aactive_DollarYr,"###0")&"ACC"),0),MATCH("aRate",OtherRatesACC[#Headers],0)) | N/A | 0 | 0 | [11 empty] | 2031 |  |  |  | 2002 | [7 empty] | Hsp |  |  |  |  | CZ10 | [8 empty] | Chiller | RecipComp | Reciprocating Water Chilling Compressor | Cap-Tons | Chiller:RecipComp | 0 | 1 | 0 | Stationary Air-conditioning | Chiller:RecipComp | MVAC and Transport Refrigeration | MVAC Heavy Duty (HD) (non-bus) | [5 empty] | Commercial Ice Machine (self-contained air-cooled unit), Continuous Type: Harvest Rate ≤ 1,200 lb./day | [32 empty] | Worksheet Tab: Section Dividers | 242 | 242 | 242 | [11 empty] | CFC-113 (GWP=6,130) | FOR12A (GWP=1,221) | FOR12A (GWP=1,221) | [49 empty] | CFC-114 (GWP=10,000) |  |  | FOR12B (GWP=1,101) |  |  | FOR12B (GWP=1,101) |  | CFC-12 | 10900 | CFC-12 (GWP=10,900) | 1994-01-01
const_ACC_Before_Date | Q (17) | active_GWP_Horizon_Yrs | ='2 RACC'!$F$4 | 2 RACC | 1 | 1 | 100-yr | [14 empty] | 2003 | [7 empty] | Htl |  |  |  |  | CZ11 | [8 empty] | Chiller | RefWareCool | Refrigerated Warehouse Cooling System | Cap-Tons | Chiller:RefWareCool | 0 | 1 | 0 | Stationary Air-conditioning | Chiller:RefWareCool | MVAC and Transport Refrigeration | MVAC Off-Road | [5 empty] | Heat Pump Clothes Dryers | [32 empty] | Worksheet Tab: Reference Sheets | 153 | 204 | 255 | [11 empty] | CFC-114 (GWP=10,000) | FOR12B (GWP=1,101) | FOR12B (GWP=1,101) | [49 empty] | CFC-115 (GWP=7,370) |  |  | Free Zone (GWP=1,569) |  |  | Free Zone (GWP=1,569) |  | CFC-13 | 14400 | CFC-13 (GWP=14,400) | 1994-01-01
const_ACC_Beyond_Date | S (19) | active_InflationRate | =INDEX(OtherRatesACC,MATCH(1,(OtherRatesACC[OtherRatesACC_ID]="Inflation_Rate")*(OtherRatesACC[ACC_Vintage]=TEXT(aactive_DollarYr,"###0")&"ACC"),0),MATCH("aRate",OtherRatesACC[#Headers],0)) | N/A | 0 | 0 | [15 empty] | 2004 | [7 empty] | Mtl |  |  |  |  | CZ12 | [8 empty] | Chiller | Screw | Screw Water Chiller | Cap-Tons | Chiller:Screw | 0 | 1 | 0 | Stationary Air-conditioning | Chiller:Screw | MVAC and Transport Refrigeration | Refrigerated Shipping Containers | [5 empty] | Heat Pump Water Heaters | [32 empty] | Worksheet Tab: Results Worksheets | 204 | 255 | 204 | [11 empty] | CFC-115 (GWP=7,370) | Free Zone (GWP=1,569) | Free Zone (GWP=1,569) | [49 empty] | CFC-12 (GWP=10,900) |  |  | Freeze 12 (GWP=1,606) |  |  | Freeze 12 (GWP=1,606) |  | Dimethyl ether (DME) | 1 | Dimethyl ether (DME) (GWP=1) | 0
const_pounds_per_metric_ton | U (21) | active_NG_metrictonneCO2_per_Therm | =INDEX(OtherRatesACC,MATCH(1,(OtherRatesACC[OtherRatesACC_ID]="CO2 Emissions for Gas")*(OtherRatesACC[ACC_Vintage]=TEXT(aactive_DollarYr,"###0")&"ACC"),0),MATCH("aRate",OtherRatesACC[#Headers],0)) | N/A | 0 | 0 | [15 empty] | 2005 | [7 empty] | Nrs |  |  |  |  | CZ13 | [8 empty] | Chiller | Scroll | Scroll Water Chiller | Cap-Tons | Chiller:Scroll | 0 | 1 | 0 | Stationary Air-conditioning | Chiller:Scroll | MVAC and Transport Refrigeration | Ships | [5 empty] | Ice Rinks (< 50 lbs refrigerant) | [32 empty] | Worksheet Tab: DEER tables | 142 | 134 | 98 | [11 empty] | CFC-12 (GWP=10,900) | Freeze 12 (GWP=1,606) | Freeze 12 (GWP=1,606) | [49 empty] | CFC-13 (GWP=14,400) |  |  | FRIGC FR-12 (GWP=1,081) |  |  | FRIGC FR-12 (GWP=1,081) |  | DR-3 | 148 | DR-3 (GWP=148) | 0
By fuel | W (23) | active_RefrigerantACC_ID | ='2 RACC'!$F$2 | 2 RACC | 1 | 1 | GHG Value from Natural Gas ACC | [14 empty] | 2006 | [7 empty] | OfL |  |  |  |  | CZ14 | [8 empty] | Chiller | WtrCldCentChlr | Water-cooled Centrifugal Chiller | Cap-Tons | Chiller:WtrCldCentChlr | 0 | 1 | 0 | Stationary Air-conditioning | Chiller:WtrCldCentChlr | MVAC and Transport Refrigeration | Transport Refrigerated Units (TRUs) | [5 empty] | Ice Rinks (> 50 lbs refrigerant) | [32 empty] | Worksheet Tab: RACC Reference Worksheets | 255 | 192 | 0 | [11 empty] | CFC-13 (GWP=14,400) | FRIGC FR-12 (GWP=1,081) | FRIGC FR-12 (GWP=1,081) | [49 empty] | Dimethyl ether (DME) (GWP=1) |  |  | G2018C (GWP=1,731) |  |  | G2018C (GWP=1,731) |  | FOR12A | 1221 | FOR12A (GWP=1,221) | 0
const_Btu rate | X (24) | active_WACC | ='2 RACC'!$F$6 | 2 RACC | 1 | 1 | 0.0754 | [14 empty] | 2007 | [7 empty] | OfS |  |  |  |  | CZ15 | [8 empty] | Chiller | WtrCldRecipChlr | Water-cooled Reciprocating Chiller | Cap-Tons | Chiller:WtrCldRecipChlr | 0 | 1 | 0 | Stationary Air-conditioning | Chiller:WtrCldRecipChlr | MVAC and Transport Refrigeration | None | [5 empty] | Industrial Process Refrigeration (excl. chillers) (< 50 lbs refrigerant) | [32 empty] | Worksheet Tab: FuelSub Reference Worksheets | 135 | 168 | 42 | [11 empty] | Dimethyl ether (DME) (GWP=1) | G2018C (GWP=1,731) | G2018C (GWP=1,731) | [49 empty] | DR-3 (GWP=148) |  |  | GHG-HP (GWP=1,893) |  |  | GHG-HP (GWP=1,893) |  | FOR12B | 1101 | FOR12B (GWP=1,101) | 0
Max_GWP | Z (26) | active_WACC_Locale | ='2 RACC'!$F$5 | 2 RACC | 1 | 1 | Statewide | [14 empty] | 2008 | [7 empty] | RFF |  |  |  |  | CZ16 | [8 empty] | Chiller | WtrCldScrewChlr | Water-cooled Screw Chiller | Cap-Tons | Chiller:WtrCldScrewChlr | 0 | 1 | 0 | Stationary Air-conditioning | Chiller:WtrCldScrewChlr | Stationary Air-conditioning | Commercial Unitary AC 50-200 lbs., > 135,000 BTUh size | dxAC_equip:pkgEER | dxAC_equip | pkgEER | EER Rated Package Rooftop AC |  | Industrial Process Refrigeration (excl. chillers) (> 50 lbs refrigerant) | [32 empty] | Column Heading Label: Msr | 229 | 244 | 212 | [11 empty] | DR-3 (GWP=148) | GHG-HP (GWP=1,893) | GHG-HP (GWP=1,893) | [49 empty] | FOR12A (GWP=1,221) |  |  | GHG-X5 (GWP=2,377) |  |  | GHG-X5 (GWP=2,377) |  | Freeze 12 | 1606 | Freeze 12 (GWP=1,606) | 0
Dropdown_Msr_Install_Yr | AB (28) | CARB_Sector_Device_Type | =OFFSET('Constants+Dropdowns'!$CN$1,1,0,COUNTA('Constants+Dropdowns'!$CN:$CN),2) | Constants+Dropdowns | 0 | 0 | [15 empty] | 2009 | [7 empty] | RSD |  |  |  |  | Any | [8 empty] | Clean_equip | ClothesDry-ER | Electric resistance clothes dryer | Each | Clean_Equip:ClothesDry-ER | 0 | 0 | 1 | Other / Not specified | Clean_Equip:ClothesDry-ER | Stationary Air-conditioning | Commercial Unitary AC 50-200 lbs., > 135,000 BTUh size | dxAC_equip:spltEER | dxAC_equip | spltEER | EER Rated Split System AC |  | Industrial Process Refrigeration (excl. chillers) and other Refrigeration (> 50 lbs refrigerant) | [32 empty] | Column Heading Label: Std | 255 | 242 | 204 | [11 empty] | FOR12A (GWP=1,221) | GHG-X5 (GWP=2,377) | GHG-X5 (GWP=2,377) | [49 empty] | FOR12B (GWP=1,101) |  |  | HFC-125 (GWP=3,500) |  |  | HFC-125 (GWP=3,500) |  | Free Zone | 1568.6 | Free Zone (GWP=1,569) | 0
Dropdown_MAT | AD (30) | CARB_Sector_Device_Type_var | =OFFSET(CD_category1,0,0,CD_numsectors,1) | N/A | 0 | 0 | [15 empty] | 2010 | [7 empty] | Rt3 | [13 empty] | Clean_equip | ClothesDry-Gas | Gas clothes dryer | Each | Clean_Equip:ClothesDry-Gas | 1 | 0 | 0 | Other / Not specified | Clean_Equip:ClothesDry-Gas | Stationary Air-conditioning | Commercial Unitary AC, < 50-lbs., < 135,000 BTUh size (includes smaller "residential-type" central AC and heat pumps) | dxAC_equip:pkgSEER | dxAC_equip | pkgSEER | SEER Rated Package Rooftop AC |  | Other Air-Conditioning Equipment (residential and non-residential) | [32 empty] | Column Heading Label: Pre | 249 | 203 | 195 | [11 empty] | FOR12B (GWP=1,101) | HFC-125 (GWP=3,500) | HFC-125 (GWP=3,500) | [49 empty] | Free Zone (GWP=1,569) |  |  | HFC-134a (GWP=1,430) |  |  | HFC-134a (GWP=1,430) |  | FRIGC FR-12 | 1081.29 | FRIGC FR-12 (GWP=1,081) | 0
Dropdown_Dollar_Yr | AF (32) | CD_category1 | ='Constants+Dropdowns'!$CZ$2 | Constants+Dropdowns | 1 | 1 | 0 | [14 empty] | 2011 | [7 empty] | RtL | [13 empty] | Clean_equip | ClothesDry-HP | Heat pump clothes dryer | Each | Clean_Equip:ClothesDry-HP | 0 | 1 | 0 | Appliance | Clean_Equip:ClothesDry-HP | Stationary Air-conditioning | Commercial Unitary AC, < 50-lbs., < 135,000 BTUh size (includes smaller "residential-type" central AC and heat pumps) | dxHP_equip:pkgSEER | dxHP_equip | pkgSEER | SEER Rated Package Rooftop HP |  | Retail Food Refrigeration (< 50 lbs refrigerant) | [32 empty] | Column Heading Label: Ext | 167 | 186 | 237 | [11 empty] | Free Zone (GWP=1,569) | HFC-134a (GWP=1,430) | HFC-134a (GWP=1,430) | [49 empty] | Freeze 12 (GWP=1,606) |  |  | HFC-143a (GWP=4,470) |  |  | HFC-143a (GWP=4,470) |  | G2018C | 1730.5 | G2018C (GWP=1,731) | 0
Dropdown_ Discount_Year | AH (34) | CD_dropdown_values | ='Constants+Dropdowns'!$DD$2 | Constants+Dropdowns | 1 | 1 | Please select CARB_Sector and TechTypeID first | [14 empty] | 2012 | [7 empty] | RtS | [13 empty] | Cook_equip | Broiler-Gas | Broiler, Gas | Len-ft | Cook_equip:Broiler-Gas | 1 | 0 | 0 | Other / Not specified | Cook_equip:Broiler-Gas | Stationary Air-conditioning | Commercial Unitary AC, < 50-lbs., < 135,000 BTUh size (includes smaller "residential-type" central AC and heat pumps) | dxAC_equip:spltSEER | dxAC_equip | spltSEER | SEER Rated Split System AC |  | Retail Food Refrigeration (> 50 lbs refrigerant) | [32 empty] | Chart Line: Msr |  |  |  | 135 | 168 | 42 | [8 empty] | Freeze 12 (GWP=1,606) | HFC-143a (GWP=4,470) | HFC-143a (GWP=4,470) | [49 empty] | FRIGC FR-12 (GWP=1,081) |  |  | HFC-152a (GWP=124) |  |  | HFC-152a (GWP=124) |  | GHG-HP | 1892.72 | GHG-HP (GWP=1,893) | 0
Dropdown_Ext_Install_Yr | AJ (36) | CD_dropdown_w_blank | ='Constants+Dropdowns'!$DC$2 | Constants+Dropdowns | 1 | 1 | [15 empty] | 2013 | [7 empty] | SCn | [13 empty] | Cook_equip | ConveyBroiler-gas | Gas Conveyor Boiler |  | Cook_equip:ConvBroiler | 1 | 0 | 0 | Other / Not specified | Cook_equip:ConvBroiler | Stationary Air-conditioning | Commercial Unitary AC, < 50-lbs., < 135,000 BTUh size (includes smaller "residential-type" central AC and heat pumps) | dxHP_equip:spltSEER | dxHP_equip | spltSEER | SEER Rated Split System HP |  | Room/Wall/Window Air-Conditioning, PTACs, PTHPs, Portable Air-Conditioning, and Residential Dehumidifiers | [32 empty] | Chart Line: Std |  |  |  | 238 | 176 | 0 | [8 empty] | FRIGC FR-12 (GWP=1,081) | HFC-152a (GWP=124) | HFC-152a (GWP=124) | [49 empty] | G2018C (GWP=1,731) |  |  | HFC-161 (GWP=0) |  |  | HFC-161 (GWP=0) |  | GHG-X5 | 2376.72 | GHG-X5 (GWP=2,377) | 0
Dropdown_ GWP_Time_ Horizon | AL (38) | CD_numsectors | ='Constants+Dropdowns'!$CY$2 | Constants+Dropdowns | 1 | 1 | 5 | [14 empty] | 2014 | [7 empty] | SUn | [13 empty] | Cook_equip | Cooking | Cooking | Each | Cook_equip:Cooking | 1 | 0 | 0 | Other / Not specified | Cook_equip:Cooking | Stationary Air-conditioning | Commercial Unitary AC, < 50-lbs., < 135,000 BTUh size (includes smaller "residential-type" central AC and heat pumps) | dxAC_equip:pkgEER | dxAC_equip | pkgEER | EER Rated Package Rooftop AC |  | Variable Refrigerant Flow (VRF) system | [32 empty] | Chart Line: Pre |  |  |  | 238 | 109 | 88 | [8 empty] | G2018C (GWP=1,731) | HFC-161 (GWP=0) | HFC-161 (GWP=0) | [49 empty] | GHG-HP (GWP=1,893) |  |  | HFC-227ea (GWP=3,220) |  |  | HFC-227ea (GWP=3,220) |  | Halon 1211 | 1890 | Halon 1211 (GWP=1,890) | 1994-01-01
Dropdown_RACC_Index | AN (40) | CD_Rows | =OFFSET(CD_rows_1,0,0,CD_numsectors,1) | N/A | 0 | 0 | [15 empty] | 2015 | [7 empty] | WRf | [13 empty] | Cook_equip | Fryer | Fryer | Each | Cook_equip:Fryer | 1 | 0 | 0 | Other / Not specified | Cook_equip:Fryer | Stationary Air-conditioning | Commercial Unitary AC, < 50-lbs., < 135,000 BTUh size (includes smaller "residential-type" central AC and heat pumps) | dxHP_equip:pkgEER | dxHP_equip | pkgEER | EER Rated Package Rooftop HP |  | None (no refrigerant) | [32 empty] | Chart Line: Ext |  |  |  | 131 | 157 | 229 | [8 empty] | GHG-HP (GWP=1,893) | HFC-227ea (GWP=3,220) | HFC-227ea (GWP=3,220) | [49 empty] | GHG-X5 (GWP=2,377) |  |  | HFC-23 (GWP=14,800) |  |  | HFC-23 (GWP=14,800) |  | Halon 1301 | 7140 | Halon 1301 (GWP=7,140) | 1994-01-01
Dropdown_FuelSub_Index | AP (42) | CD_rows_1 | ='Constants+Dropdowns'!$DB$2 | Constants+Dropdowns | 1 | 1 | 1 | [14 empty] | 2016 | [7 empty] | Com | [13 empty] | Cook_equip | Fryer-Gas | Fryer, Gas | Each | Cook_equip:Fryer-Gas | 1 | 0 | 0 | Other / Not specified | Cook_equip:Fryer-Gas | Stationary Air-conditioning | Commercial Unitary AC, < 50-lbs., < 135,000 BTUh size (includes smaller "residential-type" central AC and heat pumps) | dxAC_equip:spltEER | dxAC_equip | spltEER | EER Rated Split System AC | [34 empty] | Conditional Formatting: PASS/TRUE/OK | 204 | 255 | 204 | 0 | 200 | 65 | 0 | 138 | 0 | [5 empty] | GHG-X5 (GWP=2,377) | HFC-23 (GWP=14,800) | HFC-23 (GWP=14,800) | [49 empty] | Halon 1211 (GWP=1,890) |  |  | HFC-236fa (GWP=9,810) |  |  | HFC-236fa (GWP=9,810) |  | Halon 2402 | 1640 | Halon 2402 (GWP=1,640) | 1994-01-01
const_ userspec | AR (44) | CD_table | =OFFSET('Constants+Dropdowns'!$CZ$1,1,0,CD_numsectors,MAX(CD_Rows)+4) | Constants+Dropdowns | 0 | 0 | [15 empty] | 2017 | [7 empty] | Any | [13 empty] | Cook_equip | Griddle | Griddle | Each | Cook_equip:Griddle | 1 | 0 | 0 | Other / Not specified | Cook_equip:Griddle | Stationary Air-conditioning | Commercial Unitary AC, < 50-lbs., < 135,000 BTUh size (includes smaller "residential-type" central AC and heat pumps) | dxHP_equip:spltEER | dxHP_equip | spltEER | EER Rated Split System HP | [34 empty] | Conditional Formatting: FAIL, etc. | 255 | 192 | 0 | 192 | 0 | 0 | 192 | 0 | 0 | [5 empty] | Halon 1211 (GWP=1,890) | HFC-236fa (GWP=9,810) | HFC-236fa (GWP=9,810) | [49 empty] | Halon 1301 (GWP=7,140) |  |  | HFC-245fa (GWP=1,030) |  |  | HFC-245fa (GWP=1,030) |  | HCFC-123 | 77 | HCFC-123 (GWP=77) | 1994-01-01
Dropdown_ userspec | AT (46) | Ch4_NetBenefit | ='5 RACC Charts'!$B$64 | 5 RACC Charts | 1 | 1 | Net Benefit (2022$): $0.00 | [14 empty] | 2018 | [21 empty] | Cook_equip | Griddle-Gas | Griddle, Gas | Each | Cook_equip:Griddle-Gas | 1 | 0 | 0 | Other / Not specified | Cook_equip:Griddle-Gas | Stationary Air-conditioning | Dehumidifiers | [38 empty] | Conditional Formatting: User specified value (overwrites default) | 255 | 255 | 0 | 192 | 0 | 0 | 0 | 0 | 0 | [5 empty] | Halon 1301 (GWP=7,140) | HFC-245fa (GWP=1,030) | HFC-245fa (GWP=1,030) | [49 empty] | Halon 2402 (GWP=1,640) |  |  | HFC-32 (GWP=675) |  |  | HFC-32 (GWP=675) |  | HCFC-124 | 609 | HCFC-124 (GWP=609) | 1994-01-01
Dropdown_ Sector | AV (48) | Chart_Index | ='5 RACC Charts'!$B$1 | 5 RACC Charts | 1 | 1 | [15 empty] | 2019 | [21 empty] | Cook_equip | OvenComb-Gas | Oven-Combo, Gas | Each | Cook_equip:OvenComb-Gas | 1 | 0 | 0 | Other / Not specified | Cook_equip:OvenComb-Gas | Stationary Air-conditioning | Large Chiller 2,000 lbs. + | Chiller:AirCldRecipChlr | Chiller | AirCldRecipChlr | Air-cooled Recip Chiller | [34 empty] | Conditional Formatting: Overwritten default value | 255 | 255 | 255 | 119 | 134 | 0 | 0 | 0 | 0 | Thin Horizontal Stripe | 179 | 134 | 0 |  | Halon 2402 (GWP=1,640) | HFC-32 (GWP=675) | HFC-32 (GWP=675) | [49 empty] | HCFC-123 (GWP=77) |  |  | HFC-365mfc (GWP=794) |  |  | HFC-365mfc (GWP=794) |  | HCFC-141b | 725 | HCFC-141b (GWP=725) | 1994-01-01
Dropdown_BldgType_Res | AX (50) | Chart1_Max | ='5 RACC Charts'!$J$2 | 5 RACC Charts | 1 | 1 | 0 | [14 empty] | 2020 | [21 empty] | Cook_equip | OvenConv | Oven-Convection | Each | Cook_equip:OvenConv | 1 | 0 | 0 | Other / Not specified | Cook_equip:OvenConv | Stationary Air-conditioning | Large Chiller 2,000 lbs. + | Chiller:AirCldScrewChlr | Chiller | AirCldScrewChlr | Air-cooled Screw Chiller | [49 empty] | HCFC-123 (GWP=77) | HFC-365mfc (GWP=794) | HFC-365mfc (GWP=794) | [49 empty] | HCFC-124 (GWP=609) |  |  | HFC-43-10mee (GWP=1,640) |  |  | HFC-43-10mee (GWP=1,640) |  | HCFC-142b | 2310 | HCFC-142b (GWP=2,310) | 1994-01-01
Dropdown_BldgType_Com | AZ (52) | Chart2_Max | ='5 RACC Charts'!$R$2 | 5 RACC Charts | 1 | 1 | 0 | [14 empty] | 2021 | [21 empty] | Cook_equip | OvenConv-Gas | Oven-Convection, Gas | Each | Cook_equip:OvenConv-Gas | 1 | 0 | 0 | Other / Not specified | Cook_equip:OvenConv-Gas | Stationary Air-conditioning | Large Chiller 2,000 lbs. + | Chiller:CentChlr | Chiller | CentChlr | Centrifugal Water Chiller | [49 empty] | HCFC-124 (GWP=609) | HFC-43-10mee (GWP=1,640) | HFC-43-10mee (GWP=1,640) | [49 empty] | HCFC-141b (GWP=725) |  |  | HFE-7100 (GWP=390) |  |  | HFE-7100 (GWP=390) |  | HCFC-21 | 148 | HCFC-21 (GWP=148) | 1994-01-01
Dropdown_BldgType_Ind | BB (54) | Chart3_Max | ='5 RACC Charts'!$Z$2 | 5 RACC Charts | 1 | 1 | 0 | [14 empty] | 2022 | [21 empty] | Cook_equip | OvenDeck-Gas | Oven-Deck, Gas | Each | Cook_equip:OvenDeck-Gas | 1 | 0 | 0 | Other / Not specified | Cook_equip:OvenDeck-Gas | Stationary Air-conditioning | Large Chiller 2,000 lbs. + | Chiller:GasAbsorp | Chiller | GasAbsorp | Gas Absorption Chiller | [49 empty] | HCFC-141b (GWP=725) | HFE-7100 (GWP=390) | HFE-7100 (GWP=390) | [49 empty] | HCFC-142b (GWP=2,310) |  |  | HFE-7200 (GWP=55) |  |  | HFE-7200 (GWP=55) |  | HCFC-22 | 1810 | HCFC-22 (GWP=1,810) | 1994-01-01
Dropdown_BldgType_Ag | BD (56) | Chart3_Min | ='5 RACC Charts'!$Z$3 | 5 RACC Charts | 1 | 1 | 0 | [36 empty] | Cook_equip | PressFryer-Gas | Pressure Fryer, Gas | Each | Cook_equip:PressFryer-Gas | 1 | 0 | 0 | Other / Not specified | Cook_equip:PressFryer-Gas | Stationary Air-conditioning | Large Chiller 2,000 lbs. + | Chiller:NoFricCent | Chiller | NoFricCent | Frictionless Centrifugal Water Chiller | [49 empty] | HCFC-142b (GWP=2,310) | HFE-7200 (GWP=55) | HFE-7200 (GWP=55) | [49 empty] | HCFC-21 (GWP=148) |  |  | HFE-8200 (GWP=55) |  |  | HFE-8200 (GWP=55) |  | HCFC-225ca | 122 | HCFC-225ca (GWP=122) | 1994-01-01
Dropdown_BldgVint_Res | BF (58) | const_ACC_Before_Date | ='Constants+Dropdowns'!$Q$2 | Constants+Dropdowns | 1 | 1 | 44196 | [36 empty] | Cook_equip | Steamer | Steamer | Each | Cook_equip:Steamer | 1 | 0 | 0 | Other / Not specified | Cook_equip:Steamer | Stationary Air-conditioning | Large Chiller 2,000 lbs. + | Chiller:Recip | Chiller | Recip | Reciprocating Water Chiller | [49 empty] | HCFC-21 (GWP=148) | HFE-8200 (GWP=55) | HFE-8200 (GWP=55) | [49 empty] | HCFC-22 (GWP=1,810) |  |  | Hot Shot 2 (GWP=1,809) |  |  | Hot Shot 2 (GWP=1,809) |  | HCFC-225cb | 595 | HCFC-225cb (GWP=595) | 1994-01-01
Dropdown_BldgVint_NonRes | BH (60) | const_ACC_Beyond_Date | ='Constants+Dropdowns'!$S$2 | Constants+Dropdowns | 1 | 1 | 61729 | [36 empty] | Cook_equip | Steamer-Gas | Steamer, Gas | Each | Cook_equip:Steamer-Gas | 1 | 0 | 0 | Other / Not specified | Cook_equip:Steamer-Gas | Stationary Air-conditioning | Large Chiller 2,000 lbs. + | Chiller:Screw | Chiller | Screw | Screw Water Chiller | [49 empty] | HCFC-22 (GWP=1,810) | Hot Shot 2 (GWP=1,809) | Hot Shot 2 (GWP=1,809) | [49 empty] | HCFC-225ca (GWP=122) |  |  | Ikon A (GWP=124) |  |  | Ikon A (GWP=124) |  | HFC-125 | 3500 | HFC-125 (GWP=3,500) | 0
Dropdown_BldgLoc | BJ (62) | const_Btu_kWh | ='Constants+Dropdowns'!$X$2 | Constants+Dropdowns | 1 | 1 | 3413 | [36 empty] | dxAC_equip | pkgAC-SEER-BA | Residential SEER-rated packaged air conditioners, no fan control | Area-ft2-BA | dxAC_equip:pkgAC-SEER-BA | 0 | 1 | 0 | Stationary Air-conditioning | dxAC_equip:pkgAC-SEER-BA | Stationary Air-conditioning | Large Chiller 2,000 lbs. + | Chiller:Scroll | Chiller | Scroll | Scroll Water Chiller | [49 empty] | HCFC-225ca (GWP=122) | Ikon A (GWP=124) | Ikon A (GWP=124) | [49 empty] | HCFC-225cb (GWP=595) |  |  | Ikon B (GWP=0) |  |  | Ikon B (GWP=0) |  | HFC-134a | 1430 | HFC-134a (GWP=1,430) | 0
Dropdown_StdCoolingWeightID | BL (64) | const_Btu_Therm | ='Constants+Dropdowns'!$X$3 | Constants+Dropdowns | 1 | 1 | 100000 | [36 empty] | dxAC_equip | pkgEER | EER Rated Package Rooftop AC | Cap-Tons | dxAC_equip:pkgEER | 0 | 1 | 0 | Stationary Air-conditioning | dxAC_equip:pkgEER | Stationary Air-conditioning | Large Chiller 2,000 lbs. + | Chiller:WtrCldCentChlr | Chiller | WtrCldCentChlr | Water-cooled Centrifugal Chiller | [49 empty] | HCFC-225cb (GWP=595) | Ikon B (GWP=0) | Ikon B (GWP=0) | [49 empty] | HFC-125 (GWP=3,500) |  |  | Isceon MO89 (GWP=3,141) |  |  | Isceon MO89 (GWP=3,141) |  | HFC-143a | 4470 | HFC-143a (GWP=4,470) | 0
Dropdown_RefrigerantACC | BN (66) | const_device_nonrefrig | ='Constants+Dropdowns'!$BV$2 | Constants+Dropdowns | 1 | 1 | Non-refrigerant equipment | [36 empty] | dxAC_equip | pkgSEER | SEER Rated Package Rooftop AC | Cap-Tons | dxAC_equip:pkgSEER | 0 | 1 | 0 | Stationary Air-conditioning | dxAC_equip:pkgSEER | Stationary Air-conditioning | Large Chiller 2,000 lbs. + | Chiller:WtrCldRecipChlr | Chiller | WtrCldRecipChlr | Water-cooled Reciprocating Chiller | [49 empty] | HFC-125 (GWP=3,500) | Isceon MO89 (GWP=3,141) | Isceon MO89 (GWP=3,141) | [49 empty] | HFC-134a (GWP=1,430) |  |  | Isobutane (GWP=2) |  |  | Isobutane (GWP=2) |  | HFC-152a | 124 | HFC-152a (GWP=124) | 0
Dropdown_Pre_Reclamation_Flag | BP (68) | const_header_one_hundred_yrs | ="GWP_100yr" | N/A | 0 | 0 | [37 empty] | dxAC_equip | pkgTerm | Package Terminal AC | Cap-Tons | dxAC_equip:pkgTerm | 0 | 1 | 0 | Stationary Air-conditioning | dxAC_equip:pkgTerm | Stationary Air-conditioning | Large Chiller 2,000 lbs. + | Chiller:WtrCldScrewChlr | Chiller | WtrCldScrewChlr | Water-cooled Screw Chiller | [49 empty] | HFC-134a (GWP=1,430) | Isobutane (GWP=2) | Isobutane (GWP=2) | [49 empty] | HFC-143a (GWP=4,470) |  |  | Methane (GWP=25) |  |  | Methane (GWP=25) |  | HFC-161 | 0 | HFC-161 (GWP=0) | 0
const_ refrig_ none | BR (70) | const_header_twenty_yrs | ="GWP_20yr" | N/A | 0 | 0 | [37 empty] | dxAC_equip | Refrig | Split or Packaged DX AC Refrigerant System | Cap-Tons | dxAC_equip:Refrig | 0 | 1 | 0 | Stationary Air-conditioning | dxAC_equip:Refrig | Stationary Air-conditioning | Medium Chiller 200-2,000 lbs. | Chiller:AirCldRecipChlr | Chiller | AirCldRecipChlr | Air-cooled Recip Chiller | [49 empty] | HFC-143a (GWP=4,470) | Methane (GWP=25) | Methane (GWP=25) | [49 empty] | HFC-152a (GWP=124) |  |  | Methyl bromide (GWP=5) |  |  | Methyl bromide (GWP=5) |  | HFC-227ea | 3220 | HFC-227ea (GWP=3,220) | 0
const_tg_none | BT (72) | const_lb_per_tonne | =2204.62 | N/A | 0 | 0 | [37 empty] | dxAC_equip | RoomAC | Room AC | Cap-Tons | dxAC_equip:RoomAC | 0 | 1 | 0 | Stationary Air-conditioning | dxAC_equip:RoomAC | Stationary Air-conditioning | Medium Chiller 200-2,000 lbs. | Chiller:AirCldScrewChlr | Chiller | AirCldScrewChlr | Air-cooled Screw Chiller | [49 empty] | HFC-152a (GWP=124) | Methyl bromide (GWP=5) | Methyl bromide (GWP=5) | [49 empty] | HFC-161 (GWP=0) |  |  | Methyl chloroform (R-140a) (GWP=146) |  |  | Methyl chloroform (R-140a) (GWP=146) |  | HFC-23 | 14800 | HFC-23 (GWP=14,800) | 0
const_device_ nonrefrig | BV (74) | const_MMBtu_per_Therm | =0.1 | N/A | 0 | 0 | [37 empty] | dxAC_equip | spltAC-SEER-BA | Residential SEER-rated split Air Conditioners, no fan control | Area-ft2-BA | dxAC_equip:spltAC-SEER-BA | 0 | 1 | 0 | Stationary Air-conditioning | dxAC_equip:spltAC-SEER-BA | Stationary Air-conditioning | Medium Chiller 200-2,000 lbs. | Chiller:CentChlr | Chiller | CentChlr | Centrifugal Water Chiller | [49 empty] | HFC-161 (GWP=0) | Methyl chloroform (R-140a) (GWP=146) | Methyl chloroform (R-140a) (GWP=146) | [49 empty] | HFC-227ea (GWP=3,220) |  |  | Methylene chloride (GWP=9) |  |  | Methylene chloride (GWP=9) |  | HFC-236fa | 9810 | HFC-236fa (GWP=9,810) | 0
Dropdown_NormUnit | BX (76) | const_one_hundred_yrs | ='Constants+Dropdowns'!$AL$2 | Constants+Dropdowns | 1 | 1 | 100-yr | [36 empty] | dxAC_equip | spltEER | EER Rated Split System AC | Cap-Tons | dxAC_equip:spltEER | 0 | 1 | 0 | Stationary Air-conditioning | dxAC_equip:spltEER | Stationary Air-conditioning | Medium Chiller 200-2,000 lbs. | Chiller:GasAbsorp | Chiller | GasAbsorp | Gas Absorption Chiller | [49 empty] | HFC-227ea (GWP=3,220) | Methylene chloride (GWP=9) | Methylene chloride (GWP=9) | [49 empty] | HFC-23 (GWP=14,800) |  |  | NARM-502 (GWP=2,375) |  |  | NARM-502 (GWP=2,375) |  | HFC-245fa | 1030 | HFC-245fa (GWP=1,030) | 0
Dropdown_CARB_Sector | BZ (78) | const_refrig_none | ='Constants+Dropdowns'!$BR$2 | Constants+Dropdowns | 1 | 1 | None | [36 empty] | dxAC_equip | spltSEER | SEER Rated Split System AC | Cap-Tons | dxAC_equip:spltSEER | 0 | 1 | 0 | Stationary Air-conditioning | dxAC_equip:spltSEER | Stationary Air-conditioning | Medium Chiller 200-2,000 lbs. | Chiller:NoFricCent | Chiller | NoFricCent | Frictionless Centrifugal Water Chiller | [49 empty] | HFC-23 (GWP=14,800) | NARM-502 (GWP=2,375) | NARM-502 (GWP=2,375) | [49 empty] | HFC-236fa (GWP=9,810) |  |  | NF3 Nitrogen Trifluoride (GWP=17,200) |  |  | NF3 Nitrogen Trifluoride (GWP=17,200) |  | HFC-32 | 675 | HFC-32 (GWP=675) | 0
TechGroup | CB (80) | const_refrig_userspec | ='Constants+Dropdowns'!$EV$4 | Constants+Dropdowns | 1 | 1 | User Specified (GWP=?) | [36 empty] | dxAC_equip | vertEER | EER Rated Vertical Self-Contained AC | Cap-Tons | dxAC_equip:vertEER | 0 | 1 | 0 | Stationary Air-conditioning | dxAC_equip:vertEER | Stationary Air-conditioning | Medium Chiller 200-2,000 lbs. | Chiller:Recip | Chiller | Recip | Reciprocating Water Chiller | [49 empty] | HFC-236fa (GWP=9,810) | NF3 Nitrogen Trifluoride (GWP=17,200) | NF3 Nitrogen Trifluoride (GWP=17,200) | [49 empty] | HFC-245fa (GWP=1,030) |  |  | Nitrous Oxide (GWP=298) |  |  | Nitrous Oxide (GWP=298) |  | HFC-365mfc | 794 | HFC-365mfc (GWP=794) | 0
TechType | CC (81) | const_ShortTon_per_MetricTonne | =Reference!$C$3 | Reference | 1 | 1 | 1.1023 | [36 empty] | dxHP_equip | pkgEER | EER Rated Package Rooftop HP | Cap-Tons | dxHP_equip:pkgEER | 0 | 1 | 0 | Stationary Air-conditioning | dxHP_equip:pkgEER | Stationary Air-conditioning | Medium Chiller 200-2,000 lbs. | Chiller:RefWareCool | Chiller | RefWareCool | Refrigerated Warehouse Cooling System | [49 empty] | HFC-245fa (GWP=1,030) | Nitrous Oxide (GWP=298) | Nitrous Oxide (GWP=298) | [49 empty] | HFC-32 (GWP=675) |  |  | PFC-116 (GWP=12,200) |  |  | PFC-116 (GWP=12,200) |  | HFC-43-10mee | 1640 | HFC-43-10mee (GWP=1,640) | 0
TechTypeDesc | CD (82) | const_tg_none | ='Constants+Dropdowns'!$BT$2 | Constants+Dropdowns | 1 | 1 | Other / Not specified | [36 empty] | dxHP_equip | pkgHP-SEER-BA | Residential heat pumps | Area-ft2-BA | dxHP_equip:pkgHP-SEER-BA | 0 | 1 | 0 | Stationary Air-conditioning | dxHP_equip:pkgHP-SEER-BA | Stationary Air-conditioning | Medium Chiller 200-2,000 lbs. | Chiller:Screw | Chiller | Screw | Screw Water Chiller | [49 empty] | HFC-32 (GWP=675) | PFC-116 (GWP=12,200) | PFC-116 (GWP=12,200) | [49 empty] | HFC-365mfc (GWP=794) |  |  | PFC-14 (GWP=7,390) |  |  | PFC-14 (GWP=7,390) |  | HFE-7100 | 390 | HFE-7100 (GWP=390) | 0
NormUnit | CE (83) | const_twenty_yrs | ='Constants+Dropdowns'!$AL$3 | Constants+Dropdowns | 1 | 1 | 20-yr | [36 empty] | dxHP_equip | pkgSEER | SEER Rated Package Rooftop HP | Cap-Tons | dxHP_equip:pkgSEER | 0 | 1 | 0 | Stationary Air-conditioning | dxHP_equip:pkgSEER | Stationary Air-conditioning | Medium Chiller 200-2,000 lbs. | Chiller:Scroll | Chiller | Scroll | Scroll Water Chiller | [49 empty] | HFC-365mfc (GWP=794) | PFC-14 (GWP=7,390) | PFC-14 (GWP=7,390) | [49 empty] | HFC-43-10mee (GWP=1,640) |  |  | PFC-218 (GWP=8,830) |  |  | PFC-218 (GWP=8,830) |  | HFE-7200 | 55 | HFE-7200 (GWP=55) | 0
TechTypeID | CF (84) | const_userspec | ='Constants+Dropdowns'!$AR$2 | Constants+Dropdowns | 1 | 1 | User specified | [36 empty] | dxHP_equip | pkgTerm | Package Terminal Heat Pump | Cap-Tons | dxHP_equip:pkgTerm | 0 | 1 | 0 | Stationary Air-conditioning | dxHP_equip:pkgTerm | Stationary Air-conditioning | Medium Chiller 200-2,000 lbs. | Chiller:WtrCldCentChlr | Chiller | WtrCldCentChlr | Water-cooled Centrifugal Chiller | [49 empty] | HFC-43-10mee (GWP=1,640) | PFC-218 (GWP=8,830) | PFC-218 (GWP=8,830) | [49 empty] | HFE-7100 (GWP=390) |  |  | PFC-31-10 (GWP=8,860) |  |  | PFC-31-10 (GWP=8,860) |  | HFE-8200 | 55 | HFE-8200 (GWP=55) | 0
HasElectricAlt | CG (85) | Date_Submitted | =Intro!$E$5 | Intro | 1 | 1 | 45594 | [36 empty] | dxHP_equip | RoomHP | Room HP | Cap-Tons | dxHP_equip:RoomHP | 0 | 1 | 0 | Stationary Air-conditioning | dxHP_equip:RoomHP | Stationary Air-conditioning | Medium Chiller 200-2,000 lbs. | Chiller:WtrCldRecipChlr | Chiller | WtrCldRecipChlr | Water-cooled Reciprocating Chiller | [49 empty] | HFE-7100 (GWP=390) | PFC-31-10 (GWP=8,860) | PFC-31-10 (GWP=8,860) | [49 empty] | HFE-7200 (GWP=55) |  |  | PFC-318 (GWP=10,300) |  |  | PFC-318 (GWP=10,300) |  | Hot Shot 2 | 1809.43 | Hot Shot 2 (GWP=1,809) | 0
HasRefrigerant | CH (86) | Device_Heading | =CARB_RefrigLeaks[[#Headers],[CARB_DeviceType]] | N/A | 1 | 1 | CARB_DeviceType | [36 empty] | dxHP_equip | spltEER | EER Rated Split System HP | Cap-Tons | dxHP_equip:spltEER | 0 | 1 | 0 | Stationary Air-conditioning | dxHP_equip:spltEER | Stationary Air-conditioning | Medium Chiller 200-2,000 lbs. | Chiller:WtrCldScrewChlr | Chiller | WtrCldScrewChlr | Water-cooled Screw Chiller | [49 empty] | HFE-7200 (GWP=55) | PFC-318 (GWP=10,300) | PFC-318 (GWP=10,300) | [49 empty] | HFE-8200 (GWP=55) |  |  | PFC-41-12 (GWP=9,160) |  |  | PFC-41-12 (GWP=9,160) |  | Ikon A | 124 | Ikon A (GWP=124) | 0
HasRefrigerantAlt | CI (87) | dropdown_BldgLoc | ='Constants+Dropdowns'!$BJ$2:$BJ$18 | Constants+Dropdowns | 1 | 17 | Array | [36 empty] | dxHP_equip | spltHP-SEER-BA | Residential heat pumps | Area-ft2-BA | dxHP_equip:spltHP-SEER-BA | 0 | 1 | 0 | Stationary Air-conditioning | dxHP_equip:spltHP-SEER-BA | Stationary Air-conditioning | Portable AC | dxAC_equip:RoomAC | dxAC_equip | RoomAC | Room AC | [49 empty] | HFE-8200 (GWP=55) | PFC-41-12 (GWP=9,160) | PFC-41-12 (GWP=9,160) | [49 empty] | Hot Shot 2 (GWP=1,809) |  |  | PFC-51-14 (GWP=9,300) |  |  | PFC-51-14 (GWP=9,300) |  | Ikon B | 0 | Ikon B (GWP=0) | 0
CARB_Sector | CJ (88) | dropdown_BldgType_Ag | =OFFSET('Constants+Dropdowns'!$BD$1,1,0,COUNTA('Constants+Dropdowns'!$BD:$BD)-1,1) | Constants+Dropdowns | 0 | 0 | [37 empty] | dxHP_equip | spltSEER | SEER Rated Split System HP | Cap-Tons | dxHP_equip:spltSEER | 0 | 1 | 0 | Stationary Air-conditioning | dxHP_equip:spltSEER | Stationary Air-conditioning | Residential Heat Pumps | dxHP_equip:pkgSEER | dxHP_equip | pkgSEER | SEER Rated Package Rooftop HP | [49 empty] | Hot Shot 2 (GWP=1,809) | PFC-51-14 (GWP=9,300) | PFC-51-14 (GWP=9,300) | [49 empty] | Ikon A (GWP=124) |  |  | PFC-91-18 (GWP=7,500) |  |  | PFC-91-18 (GWP=7,500) |  | Isceon MO89 | 3141.13 | Isceon MO89 (GWP=3,141) | 0
RACC_TechTypeIDs | CL (90) | dropdown_BldgType_Com | =OFFSET('Constants+Dropdowns'!$AZ$1,1,0,COUNTA('Constants+Dropdowns'!$AZ:$AZ)-1,1) | Constants+Dropdowns | 0 | 0 | [37 empty] | dxHP_equip | VarRefgHP | Variable Refrigerant Heat Pump | Cap-Tons | dxHP_equip:VarRefgHP | 0 | 1 | 0 | Stationary Air-conditioning | dxHP_equip:VarRefgHP | Stationary Air-conditioning | Residential Heat Pumps | dxHP_equip:spltSEER | dxHP_equip | spltSEER | SEER Rated Split System HP | [49 empty] | Ikon A (GWP=124) | PFC-91-18 (GWP=7,500) | PFC-91-18 (GWP=7,500) | [49 empty] | Ikon B (GWP=0) |  |  | Propane (GWP=4) |  |  | Propane (GWP=4) |  | Isobutane | 2 | Isobutane (GWP=2) | 0
CARB_Device_Type | CO (93) | dropdown_BldgType_Ind | =OFFSET('Constants+Dropdowns'!$BB$1,1,0,COUNTA('Constants+Dropdowns'!$BB:$BB)-1,1) | Constants+Dropdowns | 0 | 0 | [37 empty] | dxHP_equip | VarRefgHR | Variable Refrigerant Heat Recovery | Cap-Tons | dxHP_equip:VarRefgHR | 0 | 1 | 0 | Stationary Air-conditioning | dxHP_equip:VarRefgHR | Stationary Air-conditioning | Residential Unitary AC | dxAC_equip:pkgSEER | dxAC_equip | pkgSEER | SEER Rated Package Rooftop AC | [49 empty] | Ikon B (GWP=0) | Propane (GWP=4) | Propane (GWP=4) | [49 empty] | Isceon MO89 (GWP=3,141) |  |  | R-401A (GWP=1,182) |  |  | R-401A (GWP=1,182) |  | Methane | 25 | Methane (GWP=25) | 0
TechTypeID Mapping | CP (94) | dropdown_BldgType_Res | =OFFSET('Constants+Dropdowns'!$AX$1,1,0,COUNTA('Constants+Dropdowns'!$AX:$AX)-1,1) | Constants+Dropdowns | 0 | 0 | [37 empty] | dxHP_equip | WSHP | Water Source Heat Pump | Cap-Tons | dxHP_equip:WSHP | 0 | 1 | 0 | Stationary Air-conditioning | dxHP_equip:WSHP | Stationary Air-conditioning | Residential Unitary AC | dxAC_equip:spltSEER | dxAC_equip | spltSEER | SEER Rated Split System AC | [49 empty] | Isceon MO89 (GWP=3,141) | R-401A (GWP=1,182) | R-401A (GWP=1,182) | [49 empty] | Isobutane (GWP=2) |  |  | R-401B (GWP=1,288) |  |  | R-401B (GWP=1,288) |  | Methyl bromide | 5 | Methyl bromide (GWP=5) | 0
Dropdown_CARB_BldgCategory | CU (99) | dropdown_BldgVint_NonRes | =OFFSET('Constants+Dropdowns'!$BH$1,1,0,COUNTA('Constants+Dropdowns'!$BH:$BH)-1,1) | Constants+Dropdowns | 0 | 0 | [37 empty] | EvapCool_eq | ComEvap | Commercial Evaporative Cooler | Flow-CFM | EvapCool_eq:ComEvap | 0 | 0 | 1 | Other / Not specified | EvapCool_eq:ComEvap | Stationary Air-conditioning | Window/Room AC and PTAC Units, commercial | dxAC_equip:pkgTerm | dxAC_equip | pkgTerm | Package Terminal AC | [49 empty] | Isobutane (GWP=2) | R-401B (GWP=1,288) | R-401B (GWP=1,288) | [49 empty] | Methane (GWP=25) |  |  | R-401C (GWP=933) |  |  | R-401C (GWP=933) |  | Methyl chloroform (R-140a) | 146 | Methyl chloroform (R-140a) (GWP=146) | 0
Dropdown_CARB_End-Use | CW (101) | dropdown_BldgVint_Res | =OFFSET('Constants+Dropdowns'!$BF$1,1,0,COUNTA('Constants+Dropdowns'!$BF:$BF)-1,1) | Constants+Dropdowns | 0 | 0 | [37 empty] | EvapCool_eq | ResEvap | Residential Evaporative Cooler | Household | EvapCool_eq:ResEvap | 0 | 0 | 1 | Other / Not specified | EvapCool_eq:ResEvap | Stationary Air-conditioning | Window/Room/Wall AC and Packaged Terminal AC (PTAC) Units, residential | dxAC_equip:pkgTerm | dxAC_equip | pkgTerm | Package Terminal AC | [49 empty] | Methane (GWP=25) | R-401C (GWP=933) | R-401C (GWP=933) | [49 empty] | Methyl bromide (GWP=5) |  |  | R-402A (GWP=2,788) |  |  | R-402A (GWP=2,788) |  | Methylene chloride | 8.7 | Methylene chloride (GWP=9) | 0
CD_numsectors | CY (103) | dropdown_CARB_BldgCategory | =OFFSET('Constants+Dropdowns'!$CU$1,1,0,COUNTA('Constants+Dropdowns'!$CU:$CU)-1,1) | Constants+Dropdowns | 0 | 0 | [37 empty] | PatioHeat | GasPatioHeat | Gas Patio Heater | kBtuh | PatioHeat:GasPatioHeat | 1 | 0 | 0 | Other / Not specified | PatioHeat:GasPatioHeat | Stationary Air-conditioning | None | [53 empty] | Methyl bromide (GWP=5) | R-402A (GWP=2,788) | R-402A (GWP=2,788) | [49 empty] | Methyl chloroform (R-140a) (GWP=146) |  |  | R-402B (GWP=2,416) |  |  | R-402B (GWP=2,416) |  | NARM-502 | 2375.2 | NARM-502 (GWP=2,375) | 0
CDIndex | DA (105) | dropdown_CARB_End_Use | =OFFSET('Constants+Dropdowns'!$CW$1,1,0,COUNTA('Constants+Dropdowns'!$CW:$CW)-1,1) | Constants+Dropdowns | 0 | 0 | [37 empty] | PoolSpa_eq | PoolHeater | Swimming Pool / Spa Heater | Cap-kBTUh | PoolSpa_eq:PoolHeater | 1 | 0 | 1 | Other / Not specified | PoolSpa_eq:PoolHeater | Stationary Refrigeration | Commercial Ice Machines | Ref_SelfCon:IceMach | Ref_SelfCon | IceMach | Ice Machine | [49 empty] | Methyl chloroform (R-140a) (GWP=146) | R-402B (GWP=2,416) | R-402B (GWP=2,416) | [49 empty] | Methylene chloride (GWP=9) |  |  | R-403B (GWP=4,458) |  |  | R-403B (GWP=4,458) |  | NF3 Nitrogen Trifluoride | 17200 | NF3 Nitrogen Trifluoride (GWP=17,200) | 0
CDRows | DB (106) | dropdown_CARB_Sector | =OFFSET('Constants+Dropdowns'!$BZ$1,1,0,COUNTA('Constants+Dropdowns'!$BZ:$BZ),1) | Constants+Dropdowns | 0 | 0 | [37 empty] | PoolSpa_eq | PoolHeater-Gas | Swimming Pool / Spa Heater, Gas | Cap-kBTUh¦Each | PoolSpa_eq:PoolHeater-Gas | 1 | 0 | 1 | Other / Not specified | PoolSpa_eq:PoolHeater-Gas | Stationary Refrigeration | Large cold storage 2,000 lbs. + | Chiller:RefWareCool | Chiller | RefWareCool | Refrigerated Warehouse Cooling System | [49 empty] | Methylene chloride (GWP=9) | R-403B (GWP=4,458) | R-403B (GWP=4,458) | [49 empty] | NARM-502 (GWP=2,375) |  |  | R-404A (GWP=3,922) |  |  | R-404A (GWP=3,922) |  | Nitrous Oxide | 298 | Nitrous Oxide (GWP=298) | 0
CD_dropdown_with_blank | DC (107) | dropdown_DollarYr | =OFFSET('Constants+Dropdowns'!$AF$1,1,0,COUNTA('Constants+Dropdowns'!$AF:$AF)-1,1) | Constants+Dropdowns | 0 | 0 | [37 empty] | Ref_SelfCon | IceMach | Ice Machine | Each | Ref_SelfCon:IceMach | 0 | 1 | 0 | Stationary Refrigeration | Ref_SelfCon:IceMach | Stationary Refrigeration | Large commercial refrigeration 2,000 lbs. + | Ref_Storage:WalkInCool | Ref_Storage | WalkInCool | Walk-in Cooler | [49 empty] | NARM-502 (GWP=2,375) | R-404A (GWP=3,922) | R-404A (GWP=3,922) | [49 empty] | NF3 Nitrogen Trifluoride (GWP=17,200) |  |  | R-406A (GWP=1,943) |  |  | R-406A (GWP=1,943) |  | PFC-116 | 12200 | PFC-116 (GWP=12,200) | 0
CD_dropdown_values | DD (108) | dropdown_Ext_Install_Yr | =OFFSET('Constants+Dropdowns'!$AJ$1,1,0,COUNTA('Constants+Dropdowns'!$AJ:$AJ)-1,1) | Constants+Dropdowns | 0 | 0 | [37 empty] | Ref_Storage | Freezer | Freezer | Each | Ref_Storage:Freezer | 0 | 1 | 0 | Stationary Refrigeration | Ref_Storage:Freezer | Stationary Refrigeration | Large commercial refrigeration 2,000 lbs. + | Ref_Storage:WalkInFrz | Ref_Storage | WalkInFrz | Walk-in Freezer | [49 empty] | NF3 Nitrogen Trifluoride (GWP=17,200) | R-406A (GWP=1,943) | R-406A (GWP=1,943) | [49 empty] | Nitrous Oxide (GWP=298) |  |  | R-407A (GWP=2,107) |  |  | R-407A (GWP=2,107) |  | PFC-14 | 7390 | PFC-14 (GWP=7,390) | 0
DeviceTypes | DE (109) | dropdown_FuelSub_Index | =OFFSET('Constants+Dropdowns'!$AP$1,1,0,COUNTA('Constants+Dropdowns'!$AP:$AP)-1,1) | Constants+Dropdowns | 0 | 0 | [37 empty] | Ref_Storage | HorDisp | Horizontal (coffin) Display Fixture | Len-ft | Ref_Storage:HorDisp | 0 | 1 | 0 | Stationary Refrigeration | Ref_Storage:HorDisp | Stationary Refrigeration | Large industrial process cooling 2,000 lbs. + | [53 empty] | Nitrous Oxide (GWP=298) | R-407A (GWP=2,107) | R-407A (GWP=2,107) | [49 empty] | PFC-116 (GWP=12,200) |  |  | R-407B (GWP=2,245) |  |  | R-407B (GWP=2,245) |  | PFC-218 | 8830 | PFC-218 (GWP=8,830) | 0
Cell Category | EF (136) | dropdown_GWP_Time_Horizon | ='Constants+Dropdowns'!$AL$2:$AL$3 | Constants+Dropdowns | 1 | 2 | Array | [36 empty] | Ref_Storage | ReachIn | Reach-In Storage | Each | Ref_Storage:ReachIn | 0 | 1 | 0 | Stationary Refrigeration | Ref_Storage:ReachIn | Stationary Refrigeration | Medium cold storage 200-2,000 lbs. | Ref_Storage:WalkInCool | Ref_Storage | WalkInCool | Walk-in Cooler | [49 empty] | PFC-116 (GWP=12,200) | R-407B (GWP=2,245) | R-407B (GWP=2,245) | [49 empty] | PFC-14 (GWP=7,390) |  |  | R-407C (GWP=1,774) |  |  | R-407C (GWP=1,774) |  | PFC-31-10 | 8860 | PFC-31-10 (GWP=8,860) | 0
Fill Color | EH (138) | dropdown_Leakage_Device_Type | =SORT(FILTER(CARB_RefrigLeaks[CARB_DeviceType],((CARB_RefrigLeaks[ExpiryDate]="")+(YEAR(CARB_RefrigLeaks[ExpiryDate])>=aactive_DollarYr+1)))) | N/A | 0 | 0 | [37 empty] | Ref_Storage | RefrigFrz | Refrigerator/Freezer | Each | Ref_Storage:RefrigFrz | 0 | 1 | 0 | Stationary Refrigeration | Ref_Storage:RefrigFrz | Stationary Refrigeration | Medium cold storage 200-2,000 lbs. | Ref_Storage:WalkInFrz | Ref_Storage | WalkInFrz | Walk-in Freezer | [49 empty] | PFC-14 (GWP=7,390) | R-407C (GWP=1,774) | R-407C (GWP=1,774) | [49 empty] | PFC-218 (GWP=8,830) |  |  | R-407D (GWP=1,627) |  |  | R-407D (GWP=1,627) |  | PFC-318 | 10300 | PFC-318 (GWP=10,300) | 0
Border/Line Color | EK (141) | dropdown_Locale_WACC | ='Constants+Dropdowns'!$K$2:$L$5 | Constants+Dropdowns | 2 | 4 | Array | [36 empty] | Ref_Storage | VertDisplay | Vertical (multi-deck) Display Fixture | Len-ft | Ref_Storage:VertDisplay | 0 | 1 | 0 | Stationary Refrigeration | Ref_Storage:VertDisplay | Stationary Refrigeration | Medium commercial refrigeration 200-2,000 lbs. | Ref_Storage:Freezer | Ref_Storage | Freezer | Freezer | [49 empty] | PFC-218 (GWP=8,830) | R-407D (GWP=1,627) | R-407D (GWP=1,627) | [49 empty] | PFC-31-10 (GWP=8,860) |  |  | R-407F (GWP=1,825) |  |  | R-407F (GWP=1,825) |  | PFC-41-12 | 9160 | PFC-41-12 (GWP=9,160) | 0
Font Color | EN (144) | dropdown_MAT | =OFFSET('Constants+Dropdowns'!$AD$1,1,0,COUNTA('Constants+Dropdowns'!$AD:$AD)-1,1) | Constants+Dropdowns | 0 | 0 | [37 empty] | Ref_Storage | WalkInCool | Walk-in Cooler | Each | Ref_Storage:WalkInCool | 0 | 1 | 0 | Stationary Refrigeration | Ref_Storage:WalkInCool | Stationary Refrigeration | Medium commercial refrigeration 200-2,000 lbs. | Ref_Storage:HorDisp | Ref_Storage | HorDisp | Horizontal (coffin) Display Fixture | [49 empty] | PFC-31-10 (GWP=8,860) | R-407F (GWP=1,825) | R-407F (GWP=1,825) | [49 empty] | PFC-318 (GWP=10,300) |  |  | R-407H (GWP=1,495) |  |  | R-407H (GWP=1,495) |  | PFC-51-14 | 9300 | PFC-51-14 (GWP=9,300) | 0
Fill Effect | EP (146) | dropdown_Msr_Install_Yr | =OFFSET('Constants+Dropdowns'!$AB$1,1,0,COUNTA('Constants+Dropdowns'!$AB:$AB)-1,1) | Constants+Dropdowns | 0 | 0 | [37 empty] | Ref_Storage | WalkInFrz | Walk-in Freezer | Each | Ref_Storage:WalkInFrz | 0 | 1 | 0 | Stationary Refrigeration | Ref_Storage:WalkInFrz | Stationary Refrigeration | Medium commercial refrigeration 200-2,000 lbs. | Ref_Storage:ReachIn | Ref_Storage | ReachIn | Reach-In Storage | [49 empty] | PFC-318 (GWP=10,300) | R-407H (GWP=1,495) | R-407H (GWP=1,495) | [49 empty] | PFC-41-12 (GWP=9,160) |  |  | R-408A (GWP=3,152) |  |  | R-408A (GWP=3,152) |  | PFC-91-18 | 7500 | PFC-91-18 (GWP=7,500) | 0
Pattern Color | ER (148) | dropdown_NormUnit | =OFFSET('Constants+Dropdowns'!$BX$1,1,0,COUNTA('Constants+Dropdowns'!$BX:$BX)-1,1) | Constants+Dropdowns | 0 | 0 | [37 empty] | SpaceHtg_eq | GasFurnace | Gas Furnace | Cap-kBTUh | SpaceHtg_eq:GasFurnace | 1 | 0 | 0 | Other / Not specified | SpaceHtg_eq:GasFurnace | Stationary Refrigeration | Medium commercial refrigeration 200-2,000 lbs. | Ref_Storage:RefrigFrz | Ref_Storage | RefrigFrz | Refrigerator/Freezer | [49 empty] | PFC-41-12 (GWP=9,160) | R-408A (GWP=3,152) | R-408A (GWP=3,152) | [49 empty] | PFC-51-14 (GWP=9,300) |  |  | R-409A (GWP=1,585) |  |  | R-409A (GWP=1,585) |  | Propane | 4 | Propane (GWP=4) | 0
Refrigerants_by_Major_Regulation_Periods (year before refrigerant ban) | EU (151) | dropdown_Pre_Reclaim | =OFFSET('Constants+Dropdowns'!$BP$1,1,0,COUNTA('Constants+Dropdowns'!$BP:$BP),1) | Constants+Dropdowns | 0 | 0 | [37 empty] | SteamHtg_eq | Boiler_AF | AFUE Rated Boiler | Cap-kBTUh | SteamHtg_eq:Boiler_AF | 1 | 0 | 1 | Other / Not specified | SteamHtg_eq:Boiler_AF | Stationary Refrigeration | Medium commercial refrigeration 200-2,000 lbs. | Ref_Storage:VertDisplay | Ref_Storage | VertDisplay | Vertical (multi-deck) Display Fixture | [49 empty] | PFC-51-14 (GWP=9,300) | R-409A (GWP=1,585) | R-409A (GWP=1,585) | [49 empty] | PFC-91-18 (GWP=7,500) |  |  | R-410A (GWP=2,088) |  |  | R-410A (GWP=2,088) |  | R-401A | 1182.48 | R-401A (GWP=1,182) | 0
Before 1994 | GW (205) | dropdown_RACC_Index | =OFFSET('Constants+Dropdowns'!$AN$1,1,0,COUNTA('Constants+Dropdowns'!$AN:$AN)-1,1) | Constants+Dropdowns | 0 | 0 | [37 empty] | SteamHtg_eq | Boiler_Et | Et Rated Boiler | Cap-kBTUh | SteamHtg_eq:Boiler_Et | 1 | 0 | 1 | Other / Not specified | SteamHtg_eq:Boiler_Et | Stationary Refrigeration | Medium commercial refrigeration 200-2,000 lbs. | Ref_Storage:WalkInCool | Ref_Storage | WalkInCool | Walk-in Cooler | [49 empty] | PFC-91-18 (GWP=7,500) | R-410A (GWP=2,088) | R-410A (GWP=2,088) | [49 empty] | Propane (GWP=4) |  |  | R-410B (GWP=2,229) |  |  | R-410B (GWP=2,229) |  | R-401B | 1288.26 | R-401B (GWP=1,288) | 0
Banned Date | GX (206) | dropdown_RACC_Index_Description | =OFFSET('Constants+Dropdowns'!$O$1,1,0,COUNTA('Constants+Dropdowns'!$O:$O)-1,1) | Constants+Dropdowns | 0 | 0 | [37 empty] | WaterHtg_eq | Boiler_AF | AFUE Rated Boiler | Cap-kBTUh | WaterHtg_eq:Boiler_AF | 1 | 0 | 1 | Other / Not specified | WaterHtg_eq:Boiler_AF | Stationary Refrigeration | Medium commercial refrigeration 200-2,000 lbs. | Ref_Storage:WalkInFrz | Ref_Storage | WalkInFrz | Walk-in Freezer | [49 empty] | Propane (GWP=4) | R-410B (GWP=2,229) | R-410B (GWP=2,229) | [49 empty] | R-401A (GWP=1,182) |  |  | R-411A (GWP=1,597) |  |  | R-411A (GWP=1,597) |  | R-401C | 932.58 | R-401C (GWP=933) | 0
(Multiple Items) | GY (207) | dropdown_Refrig_Type_Msr | =XLOOKUP('2 RACC'!$BT73,'Constants+Dropdowns'!$EV$1:$EX$1,INDIRECT("'Constants+Dropdowns'!$EV$3:$EX$"&ROW('Constants+Dropdowns'!$EV$3)+XLOOKUP('2 RACC'!$A73:$AJE73,'Constants+Dropdowns'!$EV$1:$EX$1,'Constants+Dropdowns'!$EV$2:$EX$2,,1)-1),,1) | XLOOKUP(2 RACC | 0 | 0 | [37 empty] | WaterHtg_eq | Boiler_Ec | Ec Rated Large Boiler | Cap-kBTUh | WaterHtg_eq:Boiler_Ec | 1 | 0 | 1 | Other / Not specified | WaterHtg_eq:Boiler_Ec | Stationary Refrigeration | Medium industrial process cooling 200-2,000 lbs. | [53 empty] | R-401A (GWP=1,182) | R-411A (GWP=1,597) | R-411A (GWP=1,597) | [49 empty] | R-401B (GWP=1,288) |  |  | R-411B (GWP=1,705) |  |  | R-411B (GWP=1,705) |  | R-402A | 2788 | R-402A (GWP=2,788) | 0
After 1994 | GZ (208) | dropdown_Refrig_Type_Pre | =XLOOKUP('2 RACC'!$BV74,'Constants+Dropdowns'!$EV$1:$EX$1,INDIRECT("'Constants+Dropdowns'!$EV$3:$EX$"&ROW('Constants+Dropdowns'!$EV$3)+XLOOKUP('2 RACC'!$A74:$AJE74,'Constants+Dropdowns'!$EV$1:$EX$1,'Constants+Dropdowns'!$EV$2:$EX$2,,1)-1),,1) | XLOOKUP(2 RACC | 0 | 0 | [37 empty] | WaterHtg_eq | Boiler_Et | Et Rated Boiler | Cap-kBTUh | WaterHtg_eq:Boiler_Et | 1 | 0 | 1 | Other / Not specified | WaterHtg_eq:Boiler_Et | Stationary Refrigeration | Refrigerated Food Processing and Dispensing Equipment | [53 empty] | R-401B (GWP=1,288) | R-411B (GWP=1,705) | R-411B (GWP=1,705) | [49 empty] | R-401C (GWP=933) |  |  | R-413A (GWP=2,053) |  |  | R-413A (GWP=2,053) |  | R-402B | 2416 | R-402B (GWP=2,416) | 0
After 1997 | HC (211) | dropdown_Refrig_Type_Std | =XLOOKUP('2 RACC'!$BU75,'Constants+Dropdowns'!$EV$1:$EX$1,INDIRECT("'Constants+Dropdowns'!$EV$3:$EX$"&ROW('Constants+Dropdowns'!$EV$3)+XLOOKUP('2 RACC'!$A75:$AJE75,'Constants+Dropdowns'!$EV$1:$EX$1,'Constants+Dropdowns'!$EV$2:$EX$2,,1)-1),,1) | XLOOKUP(2 RACC | 0 | 0 | [37 empty] | WaterHtg_eq | Boiler_Et_Central | Central Et-rated boiler | Cap-kBTUh | WaterHtg_eq:Boiler_Et_Central | 1 | 0 | 1 | Other / Not specified | WaterHtg_eq:Boiler_Et_Central | Stationary Refrigeration | Refrigerated vending machines | [53 empty] | R-401C (GWP=933) | R-413A (GWP=2,053) | R-413A (GWP=2,053) | [49 empty] | R-402A (GWP=2,788) |  |  | R-414A (GWP=1,478) |  |  | R-414A (GWP=1,478) |  | R-403B | 4458 | R-403B (GWP=4,458) | 0
Refrigerant ID | HH (216) | dropdown_RefrigerantACC | =OFFSET('Constants+Dropdowns'!$BN$1,1,0,COUNTA('Constants+Dropdowns'!$BN:$BN)-1,1) | Constants+Dropdowns | 0 | 0 | [37 empty] | WaterHtg_eq | HP_COP | COP-rated Heat Pump Water Heater | Each | WaterHtg_eq:HP_COP | 0 | 1 | 0 | Appliance | WaterHtg_eq:HP_COP | Stationary Refrigeration | Small cold storage 50-200 lbs. | [53 empty] | R-402A (GWP=2,788) | R-414A (GWP=1,478) | R-414A (GWP=1,478) | [49 empty] | R-402B (GWP=2,416) |  |  | R-414B (GWP=1,362) |  |  | R-414B (GWP=1,362) |  | R-404A | 3921.6 | R-404A (GWP=3,922) | 0
100yr GWP | HI (217) | dropdown_Sector | =OFFSET('Constants+Dropdowns'!$AV$1,1,0,COUNTA('Constants+Dropdowns'!$AV:$AV)-1,1) | Constants+Dropdowns | 0 | 0 | [37 empty] | WaterHtg_eq | HP_COP_Central | Central COP-rated Heat Pump Water Heater | Cap-kBTUh | WaterHtg_eq:HP_COP_Central | 0 | 1 | 0 | Appliance | WaterHtg_eq:HP_COP_Central | Stationary Refrigeration | Small commercial refrigeration 50-200 lbs. | Ref_Storage:WalkInCool | Ref_Storage | WalkInCool | Walk-in Cooler | [49 empty] | R-402B (GWP=2,416) | R-414B (GWP=1,362) | R-414B (GWP=1,362) | [49 empty] | R-403B (GWP=4,458) |  |  | R-416A (GWP=1,084) |  |  | R-416A (GWP=1,084) |  | R-406A | 1942.72 | R-406A (GWP=1,943) | 0
FULL Refrigerant ID | HJ (218) | dropdown_StdCoolingWeightID | =OFFSET('Constants+Dropdowns'!$BL$1,1,0,COUNTA('Constants+Dropdowns'!$BL:$BL),1) | Constants+Dropdowns | 0 | 0 | [37 empty] | WaterHtg_eq | HP_EF | EF Rated Heat Pump Water Heater | Each | WaterHtg_eq:HP_EF | 0 | 1 | 0 | Appliance | WaterHtg_eq:HP_EF | Stationary Refrigeration | Small commercial refrigeration 50-200 lbs. | Ref_Storage:WalkInFrz | Ref_Storage | WalkInFrz | Walk-in Freezer | [49 empty] | R-403B (GWP=4,458) | R-416A (GWP=1,084) | R-416A (GWP=1,084) | [49 empty] | R-404A (GWP=3,922) |  |  | R-417A (GWP=2,346) |  |  | R-417A (GWP=2,346) |  | R-407A | 2107 | R-407A (GWP=2,107) | 0
|  | dropdown_userspec | =OFFSET('Constants+Dropdowns'!$AT$1,1,0,COUNTA('Constants+Dropdowns'!$AT:$AT)-1,1) | Constants+Dropdowns | 0 | 0 | [37 empty] | WaterHtg_eq | HP_UEF | UEF-rated Heat Pump Water Heater | Each | WaterHtg_eq:HP_UEF | 0 | 1 | 0 | Appliance | WaterHtg_eq:HP_UEF | Stationary Refrigeration | Small commercial refrigeration 50-200 lbs. | Ref_Storage:Freezer | Ref_Storage | Freezer | Freezer | [49 empty] | R-404A (GWP=3,922) | R-417A (GWP=2,346) | R-417A (GWP=2,346) | [49 empty] | R-406A (GWP=1,943) |  |  | R-417B (GWP=3,026) |  |  | R-417B (GWP=3,026) |  | R-407B | 2245 | R-407B (GWP=2,245) | 0
|  | Intro_TopofPage | =Intro!$A$3 | Intro | 1 | 1 | 0 | [36 empty] | WaterHtg_eq | Instant_EF | EF Rated Instantaneous Water Heater | Each | WaterHtg_eq:Instant_EF | 1 | 0 | 0 | Other / Not specified | WaterHtg_eq:Instant_EF | Stationary Refrigeration | Small commercial refrigeration 50-200 lbs. | Ref_Storage:HorDisp | Ref_Storage | HorDisp | Horizontal (coffin) Display Fixture | [49 empty] | R-406A (GWP=1,943) | R-417B (GWP=3,026) | R-417B (GWP=3,026) | [49 empty] | R-407A (GWP=2,107) |  |  | R-417C (GWP=1,809) |  |  | R-417C (GWP=1,809) |  | R-407C | 1773.85 | R-407C (GWP=1,774) | 0
|  | MAT_AOE | ="AOE" | N/A | 0 | 0 | [37 empty] | WaterHtg_eq | Instant_Et | Et Rated Instantaneous Water Heater | Cap-kBTUh | WaterHtg_eq:Instant_Et | 1 | 0 | 0 | Other / Not specified | WaterHtg_eq:Instant_Et | Stationary Refrigeration | Small commercial refrigeration 50-200 lbs. | Ref_Storage:ReachIn | Ref_Storage | ReachIn | Reach-In Storage | [49 empty] | R-407A (GWP=2,107) | R-417C (GWP=1,809) | R-417C (GWP=1,809) | [49 empty] | R-407B (GWP=2,245) |  |  | R-420A (GWP=1,536) |  |  | R-420A (GWP=1,536) |  | R-407D | 1627.25 | R-407D (GWP=1,627) | 0
|  | MAT_AR | ="AR" | N/A | 0 | 0 | [37 empty] | WaterHtg_eq | Instant_UEF | UEF Rated Instantaneous Water Heater | Each | WaterHtg_eq:Instant_UEF | 1 | 0 | 0 | Other / Not specified | WaterHtg_eq:Instant_UEF | Stationary Refrigeration | Small commercial refrigeration 50-200 lbs. | Ref_Storage:RefrigFrz | Ref_Storage | RefrigFrz | Refrigerator/Freezer | [49 empty] | R-407B (GWP=2,245) | R-420A (GWP=1,536) | R-420A (GWP=1,536) | [49 empty] | R-407C (GWP=1,774) |  |  | R-421A (GWP=2,631) |  |  | R-421A (GWP=2,631) |  | R-407F | 1824.5 | R-407F (GWP=1,825) | 0
|  | MAT_BRO_Op | ="BRO-Op" | N/A | 0 | 0 | [37 empty] | WaterHtg_eq | Stor_EF | EF Rated Storage Water Heater | Each | WaterHtg_eq:Stor_EF | 1 | 0 | 0 | Other / Not specified | WaterHtg_eq:Stor_EF | Stationary Refrigeration | Small commercial refrigeration 50-200 lbs. | Ref_Storage:VertDisplay | Ref_Storage | VertDisplay | Vertical (multi-deck) Display Fixture | [49 empty] | R-407C (GWP=1,774) | R-421A (GWP=2,631) | R-421A (GWP=2,631) | [49 empty] | R-407D (GWP=1,627) |  |  | R-421B (GWP=3,190) |  |  | R-421B (GWP=3,190) |  | R-407H | 1495.13 | R-407H (GWP=1,495) | 0
|  | MAT_NC | ="NC" | N/A | 0 | 0 | [37 empty] | WaterHtg_eq | Stor_Et | Et Rated Storage Water Heater | Cap-kBTUh | WaterHtg_eq:Stor_Et | 1 | 0 | 1 | Other / Not specified | WaterHtg_eq:Stor_Et | Stationary Refrigeration | Small commercial refrigeration 50-200 lbs. | Ref_Storage:WalkInCool | Ref_Storage | WalkInCool | Walk-in Cooler | [49 empty] | R-407D (GWP=1,627) | R-421B (GWP=3,190) | R-421B (GWP=3,190) | [49 empty] | R-407F (GWP=1,825) |  |  | R-422A (GWP=3,143) |  |  | R-422A (GWP=3,143) |  | R-408A | 3151.9 | R-408A (GWP=3,152) | 0
|  | MAT_NR | ="NR" | N/A | 0 | 0 | [37 empty] | WaterHtg_eq | Stor_Et_Central | Central Et-rated storage water heater | Cap-kBTUh | WaterHtg_eq:Stor_Et_Central | 1 | 0 | 1 | Other / Not specified | WaterHtg_eq:Stor_Et_Central | Stationary Refrigeration | Small commercial refrigeration 50-200 lbs. | Ref_Storage:WalkInFrz | Ref_Storage | WalkInFrz | Walk-in Freezer | [49 empty] | R-407F (GWP=1,825) | R-422A (GWP=3,143) | R-422A (GWP=3,143) | [49 empty] | R-407H (GWP=1,495) |  |  | R-422B (GWP=2,526) |  |  | R-422B (GWP=2,526) |  | R-409A | 1585 | R-409A (GWP=1,585) | 0
|  | Max_GWP | ='Constants+Dropdowns'!$Z$2 | Constants+Dropdowns | 1 | 1 | 17700 | [36 empty] | WaterHtg_eq | Stor_UEF | UEF Rated Storage Water Heater | Each | WaterHtg_eq:Stor_UEF | 1 | 0 | 1 | Other / Not specified | WaterHtg_eq:Stor_UEF | Stationary Refrigeration | Small industrial process cooling 50-200 lbs. | [53 empty] | R-407H (GWP=1,495) | R-422B (GWP=2,526) | R-422B (GWP=2,526) | [49 empty] | R-408A (GWP=3,152) |  |  | R-422C (GWP=3,085) |  |  | R-422C (GWP=3,085) |  | R-410A | 2087.5 | R-410A (GWP=2,088) | 0
|  | Print_Area | ='Constants+Dropdowns'!$EF$1:$ES$28 | Constants+Dropdowns | 14 | 28 | Array | [46 empty] | Stationary Refrigeration | Stand alone (self-contained) refrig units | Ref_Storage:Freezer | Ref_Storage | Freezer | Freezer | [49 empty] | R-408A (GWP=3,152) | R-422C (GWP=3,085) | R-422C (GWP=3,085) | [49 empty] | R-409A (GWP=1,585) |  |  | R-422D (GWP=2,729) |  |  | R-422D (GWP=2,729) |  | R-410B | 2228.75 | R-410B (GWP=2,229) | 0
|  | RACC_TechGroup | =OFFSET('Constants+Dropdowns'!$CB$1,1,0,COUNTA('Constants+Dropdowns'!$CB:$CB)-1,1) | Constants+Dropdowns | 0 | 0 | [47 empty] | Stationary Refrigeration | Stand alone (self-contained) refrig units | Ref_Storage:HorDisp | Ref_Storage | HorDisp | Horizontal (coffin) Display Fixture | [49 empty] | R-409A (GWP=1,585) | R-422D (GWP=2,729) | R-422D (GWP=2,729) | [49 empty] | R-410A (GWP=2,088) |  |  | R-423A (GWP=2,280) |  |  | R-423A (GWP=2,280) |  | R-411A | 1597.44 | R-411A (GWP=1,597) | 0
|  | RACC_TechType | =OFFSET('Constants+Dropdowns'!$CC$1,1,0,COUNTA('Constants+Dropdowns'!$CC:$CC)-1,1) | Constants+Dropdowns | 0 | 0 | [47 empty] | Stationary Refrigeration | Stand alone (self-contained) refrig units | Ref_Storage:ReachIn | Ref_Storage | ReachIn | Reach-In Storage | [49 empty] | R-410A (GWP=2,088) | R-423A (GWP=2,280) | R-423A (GWP=2,280) | [49 empty] | R-410B (GWP=2,229) |  |  | R-424A (GWP=2,440) |  |  | R-424A (GWP=2,440) |  | R-411B | 1705.21 | R-411B (GWP=1,705) | 0
|  | RACC_TechTypeDesc | =OFFSET('Constants+Dropdowns'!$CD$1,1,0,COUNTA('Constants+Dropdowns'!$CD:$CD)-1,1) | Constants+Dropdowns | 0 | 0 | [47 empty] | Stationary Refrigeration | Stand alone (self-contained) refrig units | Ref_Storage:RefrigFrz | Ref_Storage | RefrigFrz | Refrigerator/Freezer | [49 empty] | R-410B (GWP=2,229) | R-424A (GWP=2,440) | R-424A (GWP=2,440) | [49 empty] | R-411A (GWP=1,597) |  |  | R-426A (GWP=1,508) |  |  | R-426A (GWP=1,508) |  | R-413A | 2053 | R-413A (GWP=2,053) | 0
|  | RACC_TechTypeID | =OFFSET('Constants+Dropdowns'!$CF$1,1,0,COUNTA('Constants+Dropdowns'!$CF:$CF)-1,1) | Constants+Dropdowns | 0 | 0 | [47 empty] | Stationary Refrigeration | Stand alone (self-contained) refrig units | Ref_Storage:VertDisplay | Ref_Storage | VertDisplay | Vertical (multi-deck) Display Fixture | [49 empty] | R-411A (GWP=1,597) | R-426A (GWP=1,508) | R-426A (GWP=1,508) | [49 empty] | R-411B (GWP=1,705) |  |  | R-427A (GWP=2,138) |  |  | R-427A (GWP=2,138) |  | R-414A | 1478 | R-414A (GWP=1,478) | 0
|  | RACC_TechTypeIDs | =OFFSET('Constants+Dropdowns'!$CL$1,1,0,COUNTA('Constants+Dropdowns'!$CL:$CL)-1,1) | Constants+Dropdowns | 0 | 0 | [47 empty] | Stationary Refrigeration | Sub-small commercial refrigeration < 50 lbs. | Ref_Storage:WalkInCool | Ref_Storage | WalkInCool | Walk-in Cooler | [49 empty] | R-411B (GWP=1,705) | R-427A (GWP=2,138) | R-427A (GWP=2,138) | [49 empty] | R-413A (GWP=2,053) |  |  | R-428A (GWP=3,607) |  |  | R-428A (GWP=3,607) |  | R-414B | 1362 | R-414B (GWP=1,362) | 0
|  | Refrig_Yrs | =OFFSET('Constants+Dropdowns'!$EV$1,0,0,1,COUNTIF('Constants+Dropdowns'!$EV$1:$GT$1,">0")) | Constants+Dropdowns | 0 | 0 | [47 empty] | Stationary Refrigeration | Sub-small commercial refrigeration < 50 lbs. | Ref_Storage:WalkInFrz | Ref_Storage | WalkInFrz | Walk-in Freezer | [49 empty] | R-413A (GWP=2,053) | R-428A (GWP=3,607) | R-428A (GWP=3,607) | [49 empty] | R-414A (GWP=1,478) |  |  | R-434A (GWP=3,245) |  |  | R-434A (GWP=3,245) |  | R-416A | 1084.3 | R-416A (GWP=1,084) | 0
|  | Refrig_Yrs_Array | =OFFSET('Constants+Dropdowns'!$EV$3,0,0,MAX(Refrig_Yrs_Rows),COUNTIF(Refrig_Yrs,">0")) | Constants+Dropdowns | 0 | 0 | [47 empty] | Stationary Refrigeration | Sub-small commercial refrigeration < 50 lbs. | Ref_Storage:Freezer | Ref_Storage | Freezer | Freezer | [49 empty] | R-414A (GWP=1,478) | R-434A (GWP=3,245) | R-434A (GWP=3,245) | [49 empty] | R-414B (GWP=1,362) |  |  | R-436A (GWP=5) |  |  | R-436A (GWP=5) |  | R-417A | 2346.1 | R-417A (GWP=2,346) | 0
|  | Refrig_Yrs_Rows | =OFFSET('Constants+Dropdowns'!$EV$2,0,0,1,COUNTIF('Constants+Dropdowns'!$EV$2:$GT$2,">3")) | Constants+Dropdowns | 0 | 0 | [47 empty] | Stationary Refrigeration | Sub-small commercial refrigeration < 50 lbs. | Ref_Storage:HorDisp | Ref_Storage | HorDisp | Horizontal (coffin) Display Fixture | [49 empty] | R-414B (GWP=1,362) | R-436A (GWP=5) | R-436A (GWP=5) | [49 empty] | R-416A (GWP=1,084) |  |  | R-437A (GWP=1,805) |  |  | R-437A (GWP=1,805) |  | R-417B | 3026.06 | R-417B (GWP=3,026) | 0
|  | row_to_build | =TEXT(Formulas!$AF$1,"#0") | TEXT(Formulas | 0 | 0 | [47 empty] | Stationary Refrigeration | Sub-small commercial refrigeration < 50 lbs. | Ref_Storage:ReachIn | Ref_Storage | ReachIn | Reach-In Storage | [49 empty] | R-416A (GWP=1,084) | R-437A (GWP=1,805) | R-437A (GWP=1,805) | [49 empty] | R-417A (GWP=2,346) |  |  | R-438A (GWP=2,238) |  |  | R-438A (GWP=2,238) |  | R-417C | 1809.41 | R-417C (GWP=1,809) | 0
|  | state_FSC_CondFormat | ='3 FSC'!$E$8 | 3 FSC | 1 | 1 | On | [46 empty] | Stationary Refrigeration | Sub-small commercial refrigeration < 50 lbs. | Ref_Storage:RefrigFrz | Ref_Storage | RefrigFrz | Refrigerator/Freezer | [49 empty] | R-417A (GWP=2,346) | R-438A (GWP=2,238) | R-438A (GWP=2,238) | [49 empty] | R-417B (GWP=3,026) |  |  | R-441A (GWP=5) |  |  | R-441A (GWP=5) |  | R-420A | 1535.6 | R-420A (GWP=1,536) | 0
|  | state_RACC_CondFormat | ='2 RACC'!$E$8 | 2 RACC | 1 | 1 | On | [46 empty] | Stationary Refrigeration | Sub-small commercial refrigeration < 50 lbs. | Ref_Storage:VertDisplay | Ref_Storage | VertDisplay | Vertical (multi-deck) Display Fixture | [49 empty] | R-417B (GWP=3,026) | R-441A (GWP=5) | R-441A (GWP=5) | [49 empty] | R-417C (GWP=1,809) |  |  | R-442A (GWP=1,888) |  |  | R-442A (GWP=1,888) |  | R-421A | 2630.6 | R-421A (GWP=2,631) | 0
|  | TechGroup_CARB_Sector | =OFFSET('Constants+Dropdowns'!$CB$1,0,0,COUNTA('Constants+Dropdowns'!$CB:$CB),9) | Constants+Dropdowns | 0 | 0 | [47 empty] | Stationary Refrigeration | Sub-small commercial refrigeration < 50 lbs. | Ref_Storage:WalkInCool | Ref_Storage | WalkInCool | Walk-in Cooler | [49 empty] | R-417C (GWP=1,809) | R-442A (GWP=1,888) | R-442A (GWP=1,888) | [49 empty] | R-420A (GWP=1,536) |  |  | R-443A (GWP=0) |  |  | R-443A (GWP=0) |  | R-421B | 3189.5 | R-421B (GWP=3,190) | 0
|  | TechGroup_NormUnit | =OFFSET(TG_category1,0,0,TG_numcategories,1) | N/A | 0 | 0 | [47 empty] | Stationary Refrigeration | Sub-small commercial refrigeration < 50 lbs. | Ref_Storage:WalkInFrz | Ref_Storage | WalkInFrz | Walk-in Freezer | [49 empty] | R-420A (GWP=1,536) | R-443A (GWP=0) | R-443A (GWP=0) | [49 empty] | R-421A (GWP=2,631) |  |  | R-444A (GWP=88) |  |  | R-444A (GWP=88) |  | R-422A | 3143.05 | R-422A (GWP=3,143) | 0
|  | TG_category1 | ='1 Device Builder'!$Z$12 | 1 Device Builder | 1 | 1 | Any | [46 empty] | Stationary Refrigeration | Water Coolers - Drinking Fountains | [53 empty] | R-421A (GWP=2,631) | R-444A (GWP=88) | R-444A (GWP=88) | [49 empty] | R-421B (GWP=3,190) |  |  | R-444B (GWP=293) |  |  | R-444B (GWP=293) |  | R-422B | 2525.69 | R-422B (GWP=2,526) | 0
|  | TG_dropdown_values | ='1 Device Builder'!$AD$12 | 1 Device Builder | 1 | 1 | 0 | [46 empty] | Stationary Refrigeration | None | [53 empty] | R-421B (GWP=3,190) | R-444B (GWP=293) | R-444B (GWP=293) | [49 empty] | R-422A (GWP=3,143) |  |  | R-445A (GWP=130) |  |  | R-445A (GWP=130) |  | R-422C | 3084.59 | R-422C (GWP=3,085) | 0
|  | TG_dropdown_with_blank | ='1 Device Builder'!$AC$12 | 1 Device Builder | 1 | 1 | 3 | [46 empty] | Other / Not specified | Eqmt. w/o refrigerant | [53 empty] | R-422A (GWP=3,143) | R-445A (GWP=130) | R-445A (GWP=130) | [49 empty] | R-422B (GWP=2,526) |  |  | R-446A (GWP=459) |  |  | R-446A (GWP=459) |  | R-422D | 2729.05 | R-422D (GWP=2,729) | 0
|  | TG_numcategories | ='1 Device Builder'!$Y$12 | [105 empty] | R-422B (GWP=2,526) | R-446A (GWP=459) | R-446A (GWP=459) | [49 empty] | R-422C (GWP=3,085) |  |  | R-447A (GWP=600) |  |  | R-447A (GWP=600) |  | R-423A | 2280.25 | R-423A (GWP=2,280) | 0
|  | TG_Rows | =OFFSET(TG_rows_1,0,0,TG_numcategories,1) | N/A | 0 | 0 | [102 empty] | R-422C (GWP=3,085) | R-447A (GWP=600) | R-447A (GWP=600) | [49 empty] | R-422D (GWP=2,729) |  |  | R-447B (GWP=739) |  |  | R-447B (GWP=739) |  | R-424A | 2439.62 | R-424A (GWP=2,440) | 0
|  | TG_rows_1 | ='1 Device Builder'!$AB$12 | 1 Device Builder | 1 | 1 | 44926 | [101 empty] | R-422D (GWP=2,729) | R-447B (GWP=739) | R-447B (GWP=739) | [49 empty] | R-423A (GWP=2,280) |  |  | R-448A (GWP=1,386) |  |  | R-448A (GWP=1,386) |  | R-426A | 1508.47 | R-426A (GWP=1,508) | 0
|  | TGRows | =OFFSET(tgrows_1,0,0,TG_numcategories,1) | N/A | 0 | 0 | [102 empty] | R-423A (GWP=2,280) | R-448A (GWP=1,386) | R-448A (GWP=1,386) | [49 empty] | R-424A (GWP=2,440) |  |  | R-449A (GWP=1,396) |  |  | R-449A (GWP=1,396) |  | R-427A | 2138.25 | R-427A (GWP=2,138) | 0
[109 empty] | R-424A (GWP=2,440) | R-449A (GWP=1,396) | R-449A (GWP=1,396) | [49 empty] | R-426A (GWP=1,508) |  |  | R-449B (GWP=1,411) |  |  | R-449B (GWP=1,411) |  | R-428A | 3607.36 | R-428A (GWP=3,607) | 0
[109 empty] | R-426A (GWP=1,508) | R-449B (GWP=1,411) | R-449B (GWP=1,411) | [49 empty] | R-427A (GWP=2,138) |  |  | R-450A (GWP=601) |  |  | R-450A (GWP=601) |  | R-434A | 3245.48 | R-434A (GWP=3,245) | 0
[109 empty] | R-427A (GWP=2,138) | R-450A (GWP=601) | R-450A (GWP=601) | [49 empty] | R-428A (GWP=3,607) |  |  | R-451A (GWP=147) |  |  | R-451A (GWP=147) |  | R-436A | 5 | R-436A (GWP=5) | 0
[109 empty] | R-428A (GWP=3,607) | R-451A (GWP=147) | R-451A (GWP=147) | [49 empty] | R-434A (GWP=3,245) |  |  | R-451B (GWP=161) |  |  | R-451B (GWP=161) |  | R-437A | 1805.16 | R-437A (GWP=1,805) | 0
[109 empty] | R-434A (GWP=3,245) | R-451B (GWP=161) | R-451B (GWP=161) | [49 empty] | R-436A (GWP=5) |  |  | R-452A (GWP=2,140) |  |  | R-452A (GWP=2,140) |  | R-438A | 2237.98 | R-438A (GWP=2,238) | 0
[109 empty] | R-436A (GWP=5) | R-452A (GWP=2,140) | R-452A (GWP=2,140) | [49 empty] | R-437A (GWP=1,805) |  |  | R-452B (GWP=698) |  |  | R-452B (GWP=698) |  | R-441A | 5 | R-441A (GWP=5) | 0
[109 empty] | R-437A (GWP=1,805) | R-452B (GWP=698) | R-452B (GWP=698) | [49 empty] | R-438A (GWP=2,238) |  |  | R-452C (GWP=2,220) |  |  | R-452C (GWP=2,220) |  | R-442A | 1887.97 | R-442A (GWP=1,888) | 0
[109 empty] | R-438A (GWP=2,238) | R-452C (GWP=2,220) | R-452C (GWP=2,220) | [49 empty] | R-441A (GWP=5) |  |  | R-453A (GWP=1,765) |  |  | R-453A (GWP=1,765) |  | R-443A | 0 | R-443A (GWP=0) | 0
[109 empty] | R-441A (GWP=5) | R-453A (GWP=1,765) | R-453A (GWP=1,765) | [49 empty] | R-442A (GWP=1,888) |  |  | R-454A (GWP=239) |  |  | R-454A (GWP=239) |  | R-444A | 88.03 | R-444A (GWP=88) | 0
[109 empty] | R-442A (GWP=1,888) | R-454A (GWP=239) | R-454A (GWP=239) | [49 empty] | R-443A (GWP=0) |  |  | R-454B (GWP=466) |  |  | R-454B (GWP=466) |  | R-444B | 293.01 | R-444B (GWP=293) | 0
[109 empty] | R-443A (GWP=0) | R-454B (GWP=466) | R-454B (GWP=466) | [49 empty] | R-444A (GWP=88) |  |  | R-454C (GWP=146) |  |  | R-454C (GWP=146) |  | R-445A | 129.61 | R-445A (GWP=130) | 0
[109 empty] | R-444A (GWP=88) | R-454C (GWP=146) | R-454C (GWP=146) | [49 empty] | R-444B (GWP=293) |  |  | R-455A (GWP=146) |  |  | R-455A (GWP=146) |  | R-446A | 459.38 | R-446A (GWP=459) | 0
[109 empty] | R-444B (GWP=293) | R-455A (GWP=146) | R-455A (GWP=146) | [49 empty] | R-445A (GWP=130) |  |  | R-456A (GWP=684) |  |  | R-456A (GWP=684) |  | R-447A | 600 | R-447A (GWP=600) | 0
[109 empty] | R-445A (GWP=130) | R-456A (GWP=684) | R-456A (GWP=684) | [49 empty] | R-446A (GWP=459) |  |  | R-457A (GWP=137) |  |  | R-457A (GWP=137) |  | R-447B | 739.24 | R-447B (GWP=739) | 0
[109 empty] | R-446A (GWP=459) | R-457A (GWP=137) | R-457A (GWP=137) | [49 empty] | R-447A (GWP=600) |  |  | R-458A (GWP=1,650) |  |  | R-458A (GWP=1,650) |  | R-448A | 1386.07 | R-448A (GWP=1,386) | 0
[109 empty] | R-447A (GWP=600) | R-458A (GWP=1,650) | R-458A (GWP=1,650) | [49 empty] | R-447B (GWP=739) |  |  | R-461A (GWP=2,767) |  |  | R-461A (GWP=2,767) |  | R-449A | 1396.29 | R-449A (GWP=1,396) | 0
[109 empty] | R-447B (GWP=739) | R-461A (GWP=2,767) | R-461A (GWP=2,767) | [49 empty] | R-448A (GWP=1,386) |  |  | R-462A (GWP=2,249) |  |  | R-462A (GWP=2,249) |  | R-449B | 1411.22 | R-449B (GWP=1,411) | 0
[109 empty] | R-448A (GWP=1,386) | R-462A (GWP=2,249) | R-462A (GWP=2,249) | [49 empty] | R-449A (GWP=1,396) |  |  | R-466A (GWP=733) |  |  | R-466A (GWP=733) |  | R-450A | 601.18 | R-450A (GWP=601) | 0
[109 empty] | R-449A (GWP=1,396) | R-466A (GWP=733) | R-466A (GWP=733) | [49 empty] | R-449B (GWP=1,411) |  |  | R-500 (GWP=8,077) |  |  | R-500 (GWP=8,077) |  | R-451A | 146.76 | R-451A (GWP=147) | 0
[109 empty] | R-449B (GWP=1,411) | R-500 (GWP=8,077) | R-500 (GWP=8,077) | [49 empty] | R-450A (GWP=601) |  |  | R-502 (GWP=4,657) |  |  | R-502 (GWP=4,657) |  | R-451B | 161.05 | R-451B (GWP=161) | 0
[109 empty] | R-450A (GWP=601) | R-502 (GWP=4,657) | R-502 (GWP=4,657) | [49 empty] | R-451A (GWP=147) |  |  | R-503 (GWP=14,560) |  |  | R-503 (GWP=14,560) |  | R-452A | 2139.55 | R-452A (GWP=2,140) | 0
[109 empty] | R-451A (GWP=147) | R-503 (GWP=14,560) | R-503 (GWP=14,560) | [49 empty] | R-451B (GWP=161) |  |  | R-507 (GWP=3,985) |  |  | R-507 (GWP=3,985) |  | R-452B | 697.51 | R-452B (GWP=698) | 0
[109 empty] | R-451B (GWP=161) | R-507 (GWP=3,985) | R-507 (GWP=3,985) | [49 empty] | R-452A (GWP=2,140) |  |  | R-508A (GWP=13,214) |  |  | R-508A (GWP=13,214) |  | R-452C | 2219.64 | R-452C (GWP=2,220) | 0
[109 empty] | R-452A (GWP=2,140) | R-508A (GWP=13,214) | R-508A (GWP=13,214) | [49 empty] | R-452B (GWP=698) |  |  | R-508B (GWP=13,396) |  |  | R-508B (GWP=13,396) |  | R-453A | 1765.39 | R-453A (GWP=1,765) | 0
[109 empty] | R-452B (GWP=698) | R-508B (GWP=13,396) | R-508B (GWP=13,396) | [49 empty] | R-452C (GWP=2,220) |  |  | R-513A (GWP=630) |  |  | R-513A (GWP=630) |  | R-454A | 239 | R-454A (GWP=239) | 0
[109 empty] | R-452C (GWP=2,220) | R-513A (GWP=630) | R-513A (GWP=630) | [49 empty] | R-453A (GWP=1,765) |  |  | R-514A (GWP=2) |  |  | R-514A (GWP=2) |  | R-454B | 466 | R-454B (GWP=466) | 0
[109 empty] | R-453A (GWP=1,765) | R-514A (GWP=2) | R-514A (GWP=2) | [49 empty] | R-454A (GWP=239) |  |  | R-515A (GWP=387) |  |  | R-515A (GWP=387) |  | R-454C | 145.91 | R-454C (GWP=146) | 0
[109 empty] | R-454A (GWP=239) | R-515A (GWP=387) | R-515A (GWP=387) | [49 empty] | R-454B (GWP=466) |  |  | R-516A (GWP=140) |  |  | R-516A (GWP=140) |  | R-455A | 145.91 | R-455A (GWP=146) | 0
[109 empty] | R-454B (GWP=466) | R-516A (GWP=140) | R-516A (GWP=140) | [49 empty] | R-454C (GWP=146) |  |  | SF6 Sulphur Hexafluoride (GWP=22,800) |  |  | SO2F2 Sulfuryl fluoride (GWP=0) |  | R-456A | 684.49 | R-456A (GWP=684) | 0
[109 empty] | R-454C (GWP=146) | SF6 Sulphur Hexafluoride (GWP=22,800) | SO2F2 Sulfuryl fluoride (GWP=0) | [49 empty] | R-455A (GWP=146) |  |  | SO2F2 Sulfuryl fluoride (GWP=0) |  |  | SP34E (GWP=1,373) |  | R-457A | 137.08 | R-457A (GWP=137) | 0
[109 empty] | R-455A (GWP=146) | SO2F2 Sulfuryl fluoride (GWP=0) | SP34E (GWP=1,373) | [49 empty] | R-456A (GWP=684) |  |  | SP34E (GWP=1,373) |  |  | TDX20 see also R-458A (GWP=1,650) |  | R-458A | 1649.96 | R-458A (GWP=1,650) | 0
[109 empty] | R-456A (GWP=684) | SP34E (GWP=1,373) | TDX20 see also R-458A (GWP=1,650) | [49 empty] | R-457A (GWP=137) |  |  | TDX20 see also R-458A (GWP=1,650) |  |  | THR-03 (GWP=954) |  | R-461A | 2767.19 | R-461A (GWP=2,767) | 0
[109 empty] | R-457A (GWP=137) | TDX20 see also R-458A (GWP=1,650) | THR-03 (GWP=954) | [49 empty] | R-458A (GWP=1,650) |  |  | THR-03 (GWP=954) |  |  | Trifluoromethyl iodide (CF3I) (GWP=1) |  | R-462A | 2249.44 | R-462A (GWP=2,249) | 0
[109 empty] | R-458A (GWP=1,650) | THR-03 (GWP=954) | Trifluoromethyl iodide (CF3I) (GWP=1) | [49 empty] | R-461A (GWP=2,767) |  |  | Trifluoromethyl iodide (CF3I) (GWP=1) |  |  | Trifluoromethyl sulfur pentafluoride (GWP=17,700) |  | R-466A | 733 | R-466A (GWP=733) | 0
[109 empty] | R-461A (GWP=2,767) | Trifluoromethyl iodide (CF3I) (GWP=1) | Trifluoromethyl sulfur pentafluoride (GWP=17,700) | [49 empty] | R-462A (GWP=2,249) |  |  | Trifluoromethyl sulfur pentafluoride (GWP=17,700) |  |  |  |  | R-500 | 8076.69 | R-500 (GWP=8,077) | 0
[109 empty] | R-462A (GWP=2,249) | Trifluoromethyl sulfur pentafluoride (GWP=17,700) | [50 empty] | R-466A (GWP=733) | [7 empty] | R-502 | 4656.72 | R-502 (GWP=4,657) | 0
[109 empty] | R-466A (GWP=733) | [51 empty] | R-500 (GWP=8,077) | [7 empty] | R-503 | 14560 | R-503 (GWP=14,560) | 0
[109 empty] | R-500 (GWP=8,077) | [51 empty] | R-502 (GWP=4,657) | [7 empty] | R-507 | 3985 | R-507 (GWP=3,985) | 0
[109 empty] | R-502 (GWP=4,657) | [51 empty] | R-503 (GWP=14,560) | [7 empty] | R-508A | 13214 | R-508A (GWP=13,214) | 0
[109 empty] | R-503 (GWP=14,560) | [51 empty] | R-507 (GWP=3,985) | [7 empty] | R-508B | 13396 | R-508B (GWP=13,396) | 0
[109 empty] | R-507 (GWP=3,985) | [51 empty] | R-508A (GWP=13,214) | [7 empty] | R-513A | 629.76 | R-513A (GWP=630) | 0
[109 empty] | R-508A (GWP=13,214) | [51 empty] | R-508B (GWP=13,396) | [7 empty] | R-514A | 2 | R-514A (GWP=2) | 0
[109 empty] | R-508B (GWP=13,396) | [51 empty] | R-513A (GWP=630) | [7 empty] | R-515A | 387.28 | R-515A (GWP=387) | 0
[109 empty] | R-513A (GWP=630) | [51 empty] | R-514A (GWP=2) | [7 empty] | R-516A | 139.69 | R-516A (GWP=140) | 0
[109 empty] | R-514A (GWP=2) | [51 empty] | R-515A (GWP=387) | [7 empty] | SF6 Sulphur Hexafluoride | 22800 | SF6 Sulphur Hexafluoride (GWP=22,800) | 1997-01-01
[109 empty] | R-515A (GWP=387) | [51 empty] | R-516A (GWP=140) | [7 empty] | SO2F2 Sulfuryl fluoride | 0 | SO2F2 Sulfuryl fluoride (GWP=0) | 0
[109 empty] | R-516A (GWP=140) | [51 empty] | SF6 Sulphur Hexafluoride (GWP=22,800) | [7 empty] | SP34E | 1372.96 | SP34E (GWP=1,373) | 0
[109 empty] | SF6 Sulphur Hexafluoride (GWP=22,800) | [51 empty] | SO2F2 Sulfuryl fluoride (GWP=0) | [7 empty] | TDX20 see also R-458A | 1650 | TDX20 see also R-458A (GWP=1,650) | 0
[109 empty] | SO2F2 Sulfuryl fluoride (GWP=0) | [51 empty] | SP34E (GWP=1,373) | [7 empty] | THR-03 | 954 | THR-03 (GWP=954) | 0
[109 empty] | SP34E (GWP=1,373) | [51 empty] | TDX20 see also R-458A (GWP=1,650) | [7 empty] | Trifluoromethyl iodide (CF3I) | 1 | Trifluoromethyl iodide (CF3I) (GWP=1) | 0
[109 empty] | TDX20 see also R-458A (GWP=1,650) | [51 empty] | THR-03 (GWP=954) | [7 empty] | Trifluoromethyl sulfur pentafluoride | 17700 | Trifluoromethyl sulfur pentafluoride (GWP=17,700) | 0
[109 empty] | THR-03 (GWP=954) | [51 empty] | Trifluoromethyl iodide (CF3I) (GWP=1)
[109 empty] | Trifluoromethyl iodide (CF3I) (GWP=1) | [51 empty] | Trifluoromethyl sulfur pentafluoride (GWP=17,700)
Trifluoromethyl sulfur pentafluoride (GWP=17,700)
Formulas:
const_ACC_Before_Date = DATE(MIN(_xlws.FILTER(RefrigerantACC[ModelYear],RefrigerantACC[DollarYear]=aactive_DollarYr))-1,12,31)
const_ACC_Beyond_Date = DATE(MAX(_xlws.FILTER(RefrigerantACC[ModelYear],RefrigerantACC[DollarYear]=aactive_DollarYr))+1,1,1)
Banned Date = OFFSET(Refrigerant[[#Headers],[RefrigerantID]],1,6,COUNTA(Refrigerant[RefrigerantID]))

## Formulas
|  |  |  | RACC formula deviation count: | 3 | 3 | 3 | 3 | 3 | 3 | 3 | 3 | 3 | 3 | 3 | 3 | 3 | 3 | 3 | 3 | 3 | 3 | 3 | 3 | 3 | 3 | 3 | 3 | 3 | RACC row number for which repaired formula is needed: | 10
|  |  |  | RACC custom values count: | 0 | 0 | 0 | 0 | 0 | 0 | 0 | 0 | 0 | 0 | 0 | 0 | 0 | 0 | 0 | 0 | 0 | 0 | 0 | 0 | 0 | 0 | 0 | 0 | 0
Sheet | Col. No. | Col. Label | Header | Original formula in row 10 | RACC Row 10 | RACC Row 11 | RACC Row 12 | RACC Row 13 | RACC Row 14 | RACC Row 15 | RACC Row 16 | RACC Row 17 | RACC Row 18 | RACC Row 19 | RACC Row 20 | RACC Row 21 | RACC Row 22 | RACC Row 23 | RACC Row 24 | RACC Row 25 | RACC Row 26 | RACC Row 27 | RACC Row 28 | RACC Row 29 | RACC Row 30 | RACC Row 31 | RACC Row 32 | RACC Row 33 | RACC Row 34 | For "2 RACC" rows, this cell contains a built formula for the row number entered in $AF$1. For "3 FSC" rows, it contains the formula contained in row 2500 (presumed to not have been changed).
2 RACC | 1 | A | RACC_Index | =ROW($A10)-ROW($A$9) | 1 | 1 | 1 | 1 | 1 | 1 | 1 | 1 | 1 | 1 | 1 | 1 | 1 | 1 | 1 | 1 | 1 | 1 | 1 | 1 | 1 | 1 | 1 | 1 | 1 | '=ROW($A10)-ROW($A$9)
2 RACC | 2 | B | Status | =IF(ISBLANK($C10),"",IF(OR(AND(OR($E10=MAT_NC,$E10=MAT_NR),NOT(AND(ISBLANK($C10:$S10))),NOT(AND(ISBLANK($AG10:$AH10))),NOT(AND(ISBLANK($AJ10:$AK10)))), AND($E10=MAT_AOE,NOT(AND(ISBLANK($C10:$M10))),NOT(AND(ISBLANK($V10:$AG10))),NOT(AND(ISBLANK($AI10:$AJ10))),NOT(ISBLANK($AL10))), AND($E10=MAT_AR,NOT(AND(ISBLANK($C10:$AL10))))), IF(OR(ISERROR($BT10:$DD10)),"Calc. error", IF(AND($AM10<>"None",$AP10>$AM10),"GWP > CARB-EPA Limit",IF(AND($AN10<>"None",$AQ10>$AN10),"Std Code limit used for calcs","OK"))),"Missing inputs")) | 1 | 1 | 1 | 1 | 1 | 1 | 1 | 1 | 1 | 1 | 1 | 1 | 1 | 1 | 1 | 1 | 1 | 1 | 1 | 1 | 1 | 1 | 1 | 1 | 1 | '=IF(ISBLANK($C10),"",IF(OR(AND(OR($E10=MAT_NC,$E10=MAT_NR),NOT(AND(ISBLANK($C10:$S10))),NOT(AND(ISBLANK($AG10:$AH10))),NOT(AND(ISBLANK($AJ10:$AK10)))), AND($E10=MAT_AOE,NOT(AND(ISBLANK($C10:$M10))),NOT(AND(ISBLANK($V10:$AG10))),NOT(AND(ISBLANK($AI10:$AJ10))),NOT(ISBLANK($AL10))), AND($E10=MAT_AR,NOT(AND(ISBLANK($C10:$AL10))))), IF(OR(ISERROR($BT10:$DD10)),"Calc. error", IF(AND($AM10<>"None",$AP10>$AM10),"GWP > CARB-EPA Limit",IF(AND($AN10<>"None",$AQ10>$AN10),"Std Code limit used for calcs","OK"))),"Missing inputs"))
2 RACC | 3 | C | Measure Description
2 RACC | 4 | D | Msr Install Year
2 RACC | 5 | E | MeasAppType
2 RACC | 6 | F | CARB_Sector
2 RACC | 7 | G | CARB_BldgCategory
2 RACC | 8 | H | Msr CARB_End-Use
2 RACC | 9 | I | Msr TechGroup (NormUnit)
2 RACC | 10 | J | Msr Device Type
2 RACC | 11 | K | Msr NumUnit | =IF(OR(ISBLANK($D10:$J10)),"",1) | 1 | 1 | 1 | 1 | 1 | 1 | 1 | 1 | 1 | 1 | 1 | 1 | 1 | 1 | 1 | 1 | 1 | 1 | 1 | 1 | 1 | 1 | 1 | 1 | 1 | '=IF(OR(ISBLANK($D10:$J10)),"",1)
2 RACC | 12 | L | Msr EUL_ID | =IFERROR(INDEX(Device_Builds_Table,MATCH(1,($I10=Device_Builds_Table[TechGroup (NormUnit)])*($J10=Device_Builds_Table[DeviceType]),0),MATCH('1 Device Builder'!$O$11,Device_Builds_Table[#Headers],0)),"") | 1 | 1 | 1 | 1 | 1 | 1 | 1 | 1 | 1 | 1 | 1 | 1 | 1 | 1 | 1 | 1 | 1 | 1 | 1 | 1 | 1 | 1 | 1 | 1 | 1 | '=IFERROR(INDEX(Device_Builds_Table,MATCH(1,($I10=Device_Builds_Table[TechGroup (NormUnit)])*($J10=Device_Builds_Table[DeviceType]),0),MATCH('1 Device Builder'!$O$11,Device_Builds_Table[#Headers],0)),"")
2 RACC | 13 | M | Msr EUL_Yrs | =IFERROR(INDEX(Device_Builds_Table,MATCH(1,($I10=Device_Builds_Table[TechGroup (NormUnit)])*($J10=Device_Builds_Table[DeviceType]),0),MATCH('1 Device Builder'!$P$11,Device_Builds_Table[#Headers],0)),"") | 0 | 0 | 0 | 0 | 0 | 0 | 0 | 0 | 0 | 0 | 0 | 0 | 0 | 0 | 0 | 0 | 0 | 0 | 0 | 0 | 0 | 0 | 0 | 0 | 0 | '=IFERROR(INDEX(Device_Builds_Table,MATCH(1,($I10=Device_Builds_Table[TechGroup (NormUnit)])*($J10=Device_Builds_Table[DeviceType]),0),MATCH('1 Device Builder'!$P$11,Device_Builds_Table[#Headers],0)),"")
2 RACC | 14 | N | Std CARB_End-Use
2 RACC | 15 | O | Std TechGroup (NormUnit)
2 RACC | 16 | P | Std Device Type
2 RACC | 17 | Q | Std NumUnit | =IF(OR(ISBLANK($D10:$K10),ISBLANK($O10:$P10)),"",1) | 1 | 1 | 1 | 1 | 1 | 1 | 1 | 1 | 1 | 1 | 1 | 1 | 1 | 1 | 1 | 1 | 1 | 1 | 1 | 1 | 1 | 1 | 1 | 1 | 1 | '=IF(OR(ISBLANK($D10:$K10),ISBLANK($O10:$P10)),"",1)
2 RACC | 18 | R | Std EUL_ID | =IFERROR(INDEX(Device_Builds_Table,MATCH(1,($O10=Device_Builds_Table[TechGroup (NormUnit)])*($P10=Device_Builds_Table[DeviceType]),0),MATCH('1 Device Builder'!$O$11,Device_Builds_Table[#Headers],0)),"") | 1 | 1 | 1 | 1 | 1 | 1 | 1 | 1 | 1 | 1 | 1 | 1 | 1 | 1 | 1 | 1 | 1 | 1 | 1 | 1 | 1 | 1 | 1 | 1 | 1 | '=IFERROR(INDEX(Device_Builds_Table,MATCH(1,($O10=Device_Builds_Table[TechGroup (NormUnit)])*($P10=Device_Builds_Table[DeviceType]),0),MATCH('1 Device Builder'!$O$11,Device_Builds_Table[#Headers],0)),"")
2 RACC | 19 | S | Std EUL_Yrs | =IFERROR(INDEX(Device_Builds_Table,MATCH(1,($O10=Device_Builds_Table[TechGroup (NormUnit)])*($P10=Device_Builds_Table[DeviceType]),0),MATCH('1 Device Builder'!$P$11,Device_Builds_Table[#Headers],0)),"") | 0 | 0 | 0 | 0 | 0 | 0 | 0 | 0 | 0 | 0 | 0 | 0 | 0 | 0 | 0 | 0 | 0 | 0 | 0 | 0 | 0 | 0 | 0 | 0 | 0 | '=IFERROR(INDEX(Device_Builds_Table,MATCH(1,($O10=Device_Builds_Table[TechGroup (NormUnit)])*($P10=Device_Builds_Table[DeviceType]),0),MATCH('1 Device Builder'!$P$11,Device_Builds_Table[#Headers],0)),"")
2 RACC | 20 | T | Pre Refrigerant Reclaimed Flag
2 RACC | 21 | U | Pre/Ext CARB_End-Use
2 RACC | 22 | V | Pre/Ext TechGroup (NormUnit)
2 RACC | 23 | W | Pre/Ext Device Type
2 RACC | 24 | X | Pre/Ext NumUnit | =IF(OR(ISBLANK($D10:$K10),AND($E10<>MAT_AOE,ISBLANK($N10:$P10)),ISBLANK($U10:$W10)),"",1) | 1 | 1 | 1 | 1 | 1 | 1 | 1 | 1 | 1 | 1 | 1 | 1 | 1 | 1 | 1 | 1 | 1 | 1 | 1 | 1 | 1 | 1 | 1 | 1 | 1 | '=IF(OR(ISBLANK($D10:$K10),AND($E10<>MAT_AOE,ISBLANK($N10:$P10)),ISBLANK($U10:$W10)),"",1)
2 RACC | 25 | Y | Pre/Ext EUL_ID | =IFERROR(INDEX(Device_Builds_Table,MATCH(1,($V10=Device_Builds_Table[TechGroup (NormUnit)])*($W10=Device_Builds_Table[DeviceType]),0),MATCH('1 Device Builder'!$O$11,Device_Builds_Table[#Headers],0)),"") | 1 | 1 | 1 | 1 | 1 | 1 | 1 | 1 | 1 | 1 | 1 | 1 | 1 | 1 | 1 | 1 | 1 | 1 | 1 | 1 | 1 | 1 | 1 | 1 | 1 | '=IFERROR(INDEX(Device_Builds_Table,MATCH(1,($V10=Device_Builds_Table[TechGroup (NormUnit)])*($W10=Device_Builds_Table[DeviceType]),0),MATCH('1 Device Builder'!$O$11,Device_Builds_Table[#Headers],0)),"")
2 RACC | 26 | Z | Pre/Ext EUL_Yrs | =IFERROR(INDEX(Device_Builds_Table,MATCH(1,($V10=Device_Builds_Table[TechGroup (NormUnit)])*($W10=Device_Builds_Table[DeviceType]),0),MATCH('1 Device Builder'!$P$11,Device_Builds_Table[#Headers],0)),"") | 0 | 0 | 0 | 0 | 0 | 0 | 0 | 0 | 0 | 0 | 0 | 0 | 0 | 0 | 0 | 0 | 0 | 0 | 0 | 0 | 0 | 0 | 0 | 0 | 0 | '=IFERROR(INDEX(Device_Builds_Table,MATCH(1,($V10=Device_Builds_Table[TechGroup (NormUnit)])*($W10=Device_Builds_Table[DeviceType]),0),MATCH('1 Device Builder'!$P$11,Device_Builds_Table[#Headers],0)),"")
2 RACC | 27 | AA | Pre/Ext Install Year | =IFERROR(IF(OR($E10=MAT_AR,$E10=MAT_AOE),$D10-ROUND(2*$Z10/3,0),IF(AND($E10=MAT_NR,$T10=TRUE),$D10-$Z10," ")),"Pre/Ext device needed") | 1 | 1 | 1 | 1 | 1 | 1 | 1 | 1 | 1 | 1 | 1 | 1 | 1 | 1 | 1 | 1 | 1 | 1 | 1 | 1 | 1 | 1 | 1 | 1 | 1 | '=IFERROR(IF(OR($E10=MAT_AR,$E10=MAT_AOE),$D10-ROUND(2*$Z10/3,0),IF(AND($E10=MAT_NR,$T10=TRUE),$D10-$Z10," ")),"Pre/Ext device needed")
2 RACC | 28 | AB | Pre/Ext Install Year Basis | =IF(AND(NOT(ISBLANK($C10)),NOT(AND($E10=MAT_NR,$T10<>TRUE)),$E10<>MAT_NC),IF(ISFORMULA($AA10),"Deemed","Custom")," ") | 1 | 1 | 1 | 1 | 1 | 1 | 1 | 1 | 1 | 1 | 1 | 1 | 1 | 1 | 1 | 1 | 1 | 1 | 1 | 1 | 1 | 1 | 1 | 1 | 1 | '=IF(AND(NOT(ISBLANK($C10)),NOT(AND($E10=MAT_NR,$T10<>TRUE)),$E10<>MAT_NC),IF(ISFORMULA($AA10),"Deemed","Custom")," ")
2 RACC | 29 | AC | Msr EUL, Rounded | =IFERROR(ROUND($M10,0),"") | 1 | 1 | 1 | 1 | 1 | 1 | 1 | 1 | 1 | 1 | 1 | 1 | 1 | 1 | 1 | 1 | 1 | 1 | 1 | 1 | 1 | 1 | 1 | 1 | 1 | '=IFERROR(ROUND($M10,0),"")
2 RACC | 30 | AD | Std EUL, Rounded | =IFERROR(ROUND($S10,0),"") | 1 | 1 | 1 | 1 | 1 | 1 | 1 | 1 | 1 | 1 | 1 | 1 | 1 | 1 | 1 | 1 | 1 | 1 | 1 | 1 | 1 | 1 | 1 | 1 | 1 | '=IFERROR(ROUND($S10,0),"")
2 RACC | 31 | AE | Pre/Ext EUL, Rounded | =IF(OR($E10=MAT_AR,$E10=MAT_AOE,$E10=MAT_BRO_Op,AND($E10=MAT_NR,$T10=TRUE)),IFERROR(ROUND($Z10,0),""),"") | 1 | 1 | 1 | 1 | 1 | 1 | 1 | 1 | 1 | 1 | 1 | 1 | 1 | 1 | 1 | 1 | 1 | 1 | 1 | 1 | 1 | 1 | 1 | 1 | 1 | '=IF(OR($E10=MAT_AR,$E10=MAT_AOE,$E10=MAT_BRO_Op,AND($E10=MAT_NR,$T10=TRUE)),IFERROR(ROUND($Z10,0),""),"")
2 RACC | 32 | AF | Pre/Ext RUL, Rounded | =IF(OR($E10=MAT_AR,$E10=MAT_AOE,$E10=MAT_BRO_Op),IF($AB10="Custom",$Z10-($D10-$AA10),IFERROR(ROUND($Z10/3,0),"")),"") | 1 | 1 | 1 | 1 | 1 | 1 | 1 | 1 | 1 | 1 | 1 | 1 | 1 | 1 | 1 | 1 | 1 | 1 | 1 | 1 | 1 | 1 | 1 | 1 | 1 | '=IF(OR($E10=MAT_AR,$E10=MAT_AOE,$E10=MAT_BRO_Op),IF($AB10="Custom",$Z10-($D10-$AA10),IFERROR(ROUND($Z10/3,0),"")),"")
2 RACC | 33 | AG | Msr Predefined Common Refrigerant(s) | =IFERROR(INDEX(Device_Builds_Table,MATCH(1,($I10=Device_Builds_Table[TechGroup (NormUnit)])*($J10=Device_Builds_Table[DeviceType]),0),MATCH('1 Device Builder'!$I$11,Device_Builds_Table[#Headers],0)),"") | 1 | 1 | 1 | 1 | 1 | 1 | 1 | 1 | 1 | 1 | 1 | 1 | 1 | 1 | 1 | 1 | 1 | 1 | 1 | 1 | 1 | 1 | 1 | 1 | 1 | '=IFERROR(INDEX(Device_Builds_Table,MATCH(1,($I10=Device_Builds_Table[TechGroup (NormUnit)])*($J10=Device_Builds_Table[DeviceType]),0),MATCH('1 Device Builder'!$I$11,Device_Builds_Table[#Headers],0)),"")
2 RACC | 34 | AH | Std Predefined Common Refrigerant(s) | =IFERROR(INDEX(Device_Builds_Table,MATCH(1,($O10=Device_Builds_Table[TechGroup (NormUnit)])*($P10=Device_Builds_Table[DeviceType]),0),MATCH('1 Device Builder'!$I$11,Device_Builds_Table[#Headers],0)),"") | 1 | 1 | 1 | 1 | 1 | 1 | 1 | 1 | 1 | 1 | 1 | 1 | 1 | 1 | 1 | 1 | 1 | 1 | 1 | 1 | 1 | 1 | 1 | 1 | 1 | '=IFERROR(INDEX(Device_Builds_Table,MATCH(1,($O10=Device_Builds_Table[TechGroup (NormUnit)])*($P10=Device_Builds_Table[DeviceType]),0),MATCH('1 Device Builder'!$I$11,Device_Builds_Table[#Headers],0)),"")
2 RACC | 35 | AI | Pre/Ext Predefined Common Refrigerant(s) | =IFERROR(INDEX(Device_Builds_Table,MATCH(1,($V10=Device_Builds_Table[TechGroup (NormUnit)])*($W10=Device_Builds_Table[DeviceType]),0),MATCH('1 Device Builder'!$I$11,Device_Builds_Table[#Headers],0)),"") | 1 | 1 | 1 | 1 | 1 | 1 | 1 | 1 | 1 | 1 | 1 | 1 | 1 | 1 | 1 | 1 | 1 | 1 | 1 | 1 | 1 | 1 | 1 | 1 | 1 | '=IFERROR(INDEX(Device_Builds_Table,MATCH(1,($V10=Device_Builds_Table[TechGroup (NormUnit)])*($W10=Device_Builds_Table[DeviceType]),0),MATCH('1 Device Builder'!$I$11,Device_Builds_Table[#Headers],0)),"")
2 RACC | 36 | AJ | Msr Refrigerant Type
2 RACC | 37 | AK | Std Refrigerant Type
2 RACC | 38 | AL | Pre/Ext Refrigerant Type
2 RACC | 39 | AM | Msr GWP Limit per CARB-EPA | =IFERROR(IF(AND(NOT(ISBLANK($D10:$H10))),IF( FILTER(CARB_EPA_GWP_Limits[GWP_Max],($G10=CARB_EPA_GWP_Limits[CARB_BldgCategory])*($F10=CARB_EPA_GWP_Limits[CARB_Sector])*($H10=CARB_EPA_GWP_Limits[CARB_EndUse])*($E10=CARB_EPA_GWP_Limits[MeasAppType])*(DATE($BT10,1,1)>=CARB_EPA_GWP_Limits[StartDate])*((DATE($BT10,12,31)<=CARB_EPA_GWP_Limits[ExpiryDate])+(""=CARB_EPA_GWP_Limits[ExpiryDate])),"None") =Max_GWP,"None", FILTER(CARB_EPA_GWP_Limits[GWP_Max],($G10=CARB_EPA_GWP_Limits[CARB_BldgCategory])*($F10=CARB_EPA_GWP_Limits[CARB_Sector])*($H10=CARB_EPA_GWP_Limits[CARB_EndUse])*($E10=CARB_EPA_GWP_Limits[MeasAppType])*(DATE($BT10,1,1)>=CARB_EPA_GWP_Limits[StartDate])*((DATE($BT10,12,31)<=CARB_EPA_GWP_Limits[ExpiryDate])+(""=CARB_EPA_GWP_Limits[ExpiryDate])),"None") ),""),"None") | 1 | 1 | 1 | 1 | 1 | 1 | 1 | 1 | 1 | 1 | 1 | 1 | 1 | 1 | 1 | 1 | 1 | 1 | 1 | 1 | 1 | 1 | 1 | 1 | 1 | '=IFERROR(IF(AND(NOT(ISBLANK($D10:$H10))),IF( FILTER(CARB_EPA_GWP_Limits[GWP_Max],($G10=CARB_EPA_GWP_Limits[CARB_BldgCategory])*($F10=CARB_EPA_GWP_Limits[CARB_Sector])*($H10=CARB_EPA_GWP_Limits[CARB_EndUse])*($E10=CARB_EPA_GWP_Limits[MeasAppType])*(DATE($BT10,1,1)>=CARB_EPA_GWP_Limits[StartDate])*((DATE($BT10,12,31)<=CARB_EPA_GWP_Limits[ExpiryDate])+(""=CARB_EPA_GWP_Limits[ExpiryDate])),"None") =Max_GWP,"None", FILTER(CARB_EPA_GWP_Limits[GWP_Max],($G10=CARB_EPA_GWP_Limits[CARB_BldgCategory])*($F10=CARB_EPA_GWP_Limits[CARB_Sector])*($H10=CARB_EPA_GWP_Limits[CARB_EndUse])*($E10=CARB_EPA_GWP_Limits[MeasAppType])*(DATE($BT10,1,1)>=CARB_EPA_GWP_Limits[StartDate])*((DATE($BT10,12,31)<=CARB_EPA_GWP_Limits[ExpiryDate])+(""=CARB_EPA_GWP_Limits[ExpiryDate])),"None") ),""),"None")
2 RACC | 40 | AN | Std GWP Limit per CARB-EPA | =IFERROR(IF(OR($E10=MAT_AOE,$AK10="None"),"",IF(AND(NOT(ISBLANK($D10:$N10))),IF( FILTER(CARB_EPA_GWP_Limits[GWP_Max],($G10=CARB_EPA_GWP_Limits[CARB_BldgCategory])*($F10=CARB_EPA_GWP_Limits[CARB_Sector])*($N10=CARB_EPA_GWP_Limits[CARB_EndUse])*($E10=CARB_EPA_GWP_Limits[MeasAppType])*(DATE($BU10,1,1)>=CARB_EPA_GWP_Limits[StartDate])*((DATE($BU10,12,31)<=CARB_EPA_GWP_Limits[ExpiryDate])+(""=CARB_EPA_GWP_Limits[ExpiryDate])),"None") =Max_GWP,"None", FILTER(CARB_EPA_GWP_Limits[GWP_Max],($G10=CARB_EPA_GWP_Limits[CARB_BldgCategory])*($F10=CARB_EPA_GWP_Limits[CARB_Sector])*($N10=CARB_EPA_GWP_Limits[CARB_EndUse])*($E10=CARB_EPA_GWP_Limits[MeasAppType])*(DATE($BU10,1,1)>=CARB_EPA_GWP_Limits[StartDate])*((DATE($BU10,12,31)<=CARB_EPA_GWP_Limits[ExpiryDate])+(""=CARB_EPA_GWP_Limits[ExpiryDate])),"None") ),"")),"None") | 1 | 1 | 1 | 1 | 1 | 1 | 1 | 1 | 1 | 1 | 1 | 1 | 1 | 1 | 1 | 1 | 1 | 1 | 1 | 1 | 1 | 1 | 1 | 1 | 1 | '=IFERROR(IF(OR($E10=MAT_AOE,$AK10="None"),"",IF(AND(NOT(ISBLANK($D10:$N10))),IF( FILTER(CARB_EPA_GWP_Limits[GWP_Max],($G10=CARB_EPA_GWP_Limits[CARB_BldgCategory])*($F10=CARB_EPA_GWP_Limits[CARB_Sector])*($N10=CARB_EPA_GWP_Limits[CARB_EndUse])*($E10=CARB_EPA_GWP_Limits[MeasAppType])*(DATE($BU10,1,1)>=CARB_EPA_GWP_Limits[StartDate])*((DATE($BU10,12,31)<=CARB_EPA_GWP_Limits[ExpiryDate])+(""=CARB_EPA_GWP_Limits[ExpiryDate])),"None") =Max_GWP,"None", FILTER(CARB_EPA_GWP_Limits[GWP_Max],($G10=CARB_EPA_GWP_Limits[CARB_BldgCategory])*($F10=CARB_EPA_GWP_Limits[CARB_Sector])*($N10=CARB_EPA_GWP_Limits[CARB_EndUse])*($E10=CARB_EPA_GWP_Limits[MeasAppType])*(DATE($BU10,1,1)>=CARB_EPA_GWP_Limits[StartDate])*((DATE($BU10,12,31)<=CARB_EPA_GWP_Limits[ExpiryDate])+(""=CARB_EPA_GWP_Limits[ExpiryDate])),"None") ),"")),"None")
2 RACC | 41 | AO | Pre/Ext GWP Limit per CARB-EPA | =IFERROR(IF(OR($E10=MAT_NC,AND($E10=MAT_NR,$T10=FALSE)),"",IF(AND(NOT(ISBLANK($E10:$U10))),IF( FILTER(CARB_EPA_GWP_Limits[GWP_Max],($G10=CARB_EPA_GWP_Limits[CARB_BldgCategory])*($F10=CARB_EPA_GWP_Limits[CARB_Sector])*($U10=CARB_EPA_GWP_Limits[CARB_EndUse])*($E10=CARB_EPA_GWP_Limits[MeasAppType])*(DATE($BV10,1,1)>=CARB_EPA_GWP_Limits[StartDate])*((DATE($BV10,12,31)<=CARB_EPA_GWP_Limits[ExpiryDate])+(""=CARB_EPA_GWP_Limits[ExpiryDate])),"None") =Max_GWP,"None", FILTER(CARB_EPA_GWP_Limits[GWP_Max],($G10=CARB_EPA_GWP_Limits[CARB_BldgCategory])*($F10=CARB_EPA_GWP_Limits[CARB_Sector])*($U10=CARB_EPA_GWP_Limits[CARB_EndUse])*($E10=CARB_EPA_GWP_Limits[MeasAppType])*(DATE($BV10,1,1)>=CARB_EPA_GWP_Limits[StartDate])*((DATE($BV10,12,31)<=CARB_EPA_GWP_Limits[ExpiryDate])+(""=CARB_EPA_GWP_Limits[ExpiryDate])),"None") ),"")),"None") | 1 | 1 | 1 | 1 | 1 | 1 | 1 | 1 | 1 | 1 | 1 | 1 | 1 | 1 | 1 | 1 | 1 | 1 | 1 | 1 | 1 | 1 | 1 | 1 | 1 | '=IFERROR(IF(OR($E10=MAT_NC,AND($E10=MAT_NR,$T10=FALSE)),"",IF(AND(NOT(ISBLANK($E10:$U10))),IF( FILTER(CARB_EPA_GWP_Limits[GWP_Max],($G10=CARB_EPA_GWP_Limits[CARB_BldgCategory])*($F10=CARB_EPA_GWP_Limits[CARB_Sector])*($U10=CARB_EPA_GWP_Limits[CARB_EndUse])*($E10=CARB_EPA_GWP_Limits[MeasAppType])*(DATE($BV10,1,1)>=CARB_EPA_GWP_Limits[StartDate])*((DATE($BV10,12,31)<=CARB_EPA_GWP_Limits[ExpiryDate])+(""=CARB_EPA_GWP_Limits[ExpiryDate])),"None") =Max_GWP,"None", FILTER(CARB_EPA_GWP_Limits[GWP_Max],($G10=CARB_EPA_GWP_Limits[CARB_BldgCategory])*($F10=CARB_EPA_GWP_Limits[CARB_Sector])*($U10=CARB_EPA_GWP_Limits[CARB_EndUse])*($E10=CARB_EPA_GWP_Limits[MeasAppType])*(DATE($BV10,1,1)>=CARB_EPA_GWP_Limits[StartDate])*((DATE($BV10,12,31)<=CARB_EPA_GWP_Limits[ExpiryDate])+(""=CARB_EPA_GWP_Limits[ExpiryDate])),"None") ),"")),"None")
2 RACC | 42 | AP | Msr GWP | =IFERROR(IF(OR($AJ10=const_refrig_none,$AJ10=const_refrig_userspec),0,INDEX(Refrigerant,MATCH(IFERROR(LEFT($AJ10,FIND(" (",$AJ10)-1),$AJ10),Refrigerant[RefrigerantID],0), MATCH(IF(active_GWP_Horizon_Yrs=const_one_hundred_yrs,const_header_one_hundred_yrs,const_header_twenty_yrs),Refrigerant[#Headers],0))),"") | 1 | 1 | 1 | 1 | 1 | 1 | 1 | 1 | 1 | 1 | 1 | 1 | 1 | 1 | 1 | 1 | 1 | 1 | 1 | 1 | 1 | 1 | 1 | 1 | 1 | '=IFERROR(IF(OR($AJ10=const_refrig_none,$AJ10=const_refrig_userspec),0,INDEX(Refrigerant,MATCH(IFERROR(LEFT($AJ10,FIND(" (",$AJ10)-1),$AJ10),Refrigerant[RefrigerantID],0), MATCH(IF(active_GWP_Horizon_Yrs=const_one_hundred_yrs,const_header_one_hundred_yrs,const_header_twenty_yrs),Refrigerant[#Headers],0))),"")
2 RACC | 43 | AQ | Std GWP | =IFERROR(IF(OR($AK10=const_refrig_none,$AK10=const_refrig_userspec),0,INDEX(Refrigerant,MATCH(IFERROR(LEFT($AK10,FIND(" (",$AK10)-1),$AK10),Refrigerant[RefrigerantID],0), MATCH(IF(active_GWP_Horizon_Yrs=const_one_hundred_yrs,const_header_one_hundred_yrs,const_header_twenty_yrs),Refrigerant[#Headers],0))),"") | 1 | 1 | 1 | 1 | 1 | 1 | 1 | 1 | 1 | 1 | 1 | 1 | 1 | 1 | 1 | 1 | 1 | 1 | 1 | 1 | 1 | 1 | 1 | 1 | 1 | '=IFERROR(IF(OR($AK10=const_refrig_none,$AK10=const_refrig_userspec),0,INDEX(Refrigerant,MATCH(IFERROR(LEFT($AK10,FIND(" (",$AK10)-1),$AK10),Refrigerant[RefrigerantID],0), MATCH(IF(active_GWP_Horizon_Yrs=const_one_hundred_yrs,const_header_one_hundred_yrs,const_header_twenty_yrs),Refrigerant[#Headers],0))),"")
2 RACC | 44 | AR | Pre/Ext GWP | =IFERROR(IF(OR($AL10=const_refrig_none,$AL10=const_refrig_userspec),0,INDEX(Refrigerant,MATCH(IFERROR(LEFT($AL10,FIND(" (",$AL10)-1),$AL10),Refrigerant[RefrigerantID],0), MATCH(IF(active_GWP_Horizon_Yrs=const_one_hundred_yrs,const_header_one_hundred_yrs,const_header_twenty_yrs),Refrigerant[#Headers],0))),"") | 1 | 1 | 1 | 1 | 1 | 1 | 1 | 1 | 1 | 1 | 1 | 1 | 1 | 1 | 1 | 1 | 1 | 1 | 1 | 1 | 1 | 1 | 1 | 1 | 1 | '=IFERROR(IF(OR($AL10=const_refrig_none,$AL10=const_refrig_userspec),0,INDEX(Refrigerant,MATCH(IFERROR(LEFT($AL10,FIND(" (",$AL10)-1),$AL10),Refrigerant[RefrigerantID],0), MATCH(IF(active_GWP_Horizon_Yrs=const_one_hundred_yrs,const_header_one_hundred_yrs,const_header_twenty_yrs),Refrigerant[#Headers],0))),"")
2 RACC | 45 | AS | Msr GWP, User Specified | =$AP10 | 1 | 1 | 1 | 1 | 1 | 1 | 1 | 1 | 1 | 1 | 1 | 1 | 1 | 1 | 1 | 1 | 1 | 1 | 1 | 1 | 1 | 1 | 1 | 1 | 1 | '=$AP10
2 RACC | 46 | AT | Std GWP, User Specified | =$AQ10 | 1 | 1 | 1 | 1 | 1 | 1 | 1 | 1 | 1 | 1 | 1 | 1 | 1 | 1 | 1 | 1 | 1 | 1 | 1 | 1 | 1 | 1 | 1 | 1 | 1 | '=$AQ10
2 RACC | 47 | AU | Pre/Ext GWP, User Specified | =$AR10 | 1 | 1 | 1 | 1 | 1 | 1 | 1 | 1 | 1 | 1 | 1 | 1 | 1 | 1 | 1 | 1 | 1 | 1 | 1 | 1 | 1 | 1 | 1 | 1 | 1 | '=$AR10
2 RACC | 48 | AV | Msr Refrigerant Charge (lb/NormUnit) per Device Builder | =IFERROR(INDEX(Device_Builds_Table,MATCH(1,($I10=Device_Builds_Table[TechGroup (NormUnit)])*($J10=Device_Builds_Table[DeviceType]),0),MATCH('1 Device Builder'!$K$11,Device_Builds_Table[#Headers],0)),"") | 1 | 1 | 1 | 1 | 1 | 1 | 1 | 1 | 1 | 1 | 1 | 1 | 1 | 1 | 1 | 1 | 1 | 1 | 1 | 1 | 1 | 1 | 1 | 1 | 1 | '=IFERROR(INDEX(Device_Builds_Table,MATCH(1,($I10=Device_Builds_Table[TechGroup (NormUnit)])*($J10=Device_Builds_Table[DeviceType]),0),MATCH('1 Device Builder'!$K$11,Device_Builds_Table[#Headers],0)),"")
2 RACC | 49 | AW | Std Refrigerant Charge (lb/NormUnit) per Device Builder | =IFERROR(INDEX(Device_Builds_Table,MATCH(1,($O10=Device_Builds_Table[TechGroup (NormUnit)])*($P10=Device_Builds_Table[DeviceType]),0),MATCH('1 Device Builder'!$K$11,Device_Builds_Table[#Headers],0)),"") | 1 | 1 | 1 | 1 | 1 | 1 | 1 | 1 | 1 | 1 | 1 | 1 | 1 | 1 | 1 | 1 | 1 | 1 | 1 | 1 | 1 | 1 | 1 | 1 | 1 | '=IFERROR(INDEX(Device_Builds_Table,MATCH(1,($O10=Device_Builds_Table[TechGroup (NormUnit)])*($P10=Device_Builds_Table[DeviceType]),0),MATCH('1 Device Builder'!$K$11,Device_Builds_Table[#Headers],0)),"")
2 RACC | 50 | AX | Pre/Ext Refrigerant Charge (lb/NormUnit) per Device Builder | =IFERROR(INDEX(Device_Builds_Table,MATCH(1,($V10=Device_Builds_Table[TechGroup (NormUnit)])*($W10=Device_Builds_Table[DeviceType]),0),MATCH('1 Device Builder'!$K$11,Device_Builds_Table[#Headers],0)),"") | 1 | 1 | 1 | 1 | 1 | 1 | 1 | 1 | 1 | 1 | 1 | 1 | 1 | 1 | 1 | 1 | 1 | 1 | 1 | 1 | 1 | 1 | 1 | 1 | 1 | '=IFERROR(INDEX(Device_Builds_Table,MATCH(1,($V10=Device_Builds_Table[TechGroup (NormUnit)])*($W10=Device_Builds_Table[DeviceType]),0),MATCH('1 Device Builder'!$K$11,Device_Builds_Table[#Headers],0)),"")
2 RACC | 51 | AY | Msr Refrigerant Charge (lb/NormUnit) | =IFERROR(INDEX(Device_Builds_Table,MATCH(1,($I10=Device_Builds_Table[TechGroup (NormUnit)])*($J10=Device_Builds_Table[DeviceType]),0),MATCH('1 Device Builder'!$K$11,Device_Builds_Table[#Headers],0)),"") | 1 | 1 | 1 | 1 | 1 | 1 | 1 | 1 | 1 | 1 | 1 | 1 | 1 | 1 | 1 | 1 | 1 | 1 | 1 | 1 | 1 | 1 | 1 | 1 | 1 | '=IFERROR(INDEX(Device_Builds_Table,MATCH(1,($I10=Device_Builds_Table[TechGroup (NormUnit)])*($J10=Device_Builds_Table[DeviceType]),0),MATCH('1 Device Builder'!$K$11,Device_Builds_Table[#Headers],0)),"")
2 RACC | 52 | AZ | Std Refrigerant Charge (lb/NormUnit) | =IFERROR(INDEX(Device_Builds_Table,MATCH(1,($O10=Device_Builds_Table[TechGroup (NormUnit)])*($P10=Device_Builds_Table[DeviceType]),0),MATCH('1 Device Builder'!$K$11,Device_Builds_Table[#Headers],0)),"") | 1 | 1 | 1 | 1 | 1 | 1 | 1 | 1 | 1 | 1 | 1 | 1 | 1 | 1 | 1 | 1 | 1 | 1 | 1 | 1 | 1 | 1 | 1 | 1 | 1 | '=IFERROR(INDEX(Device_Builds_Table,MATCH(1,($O10=Device_Builds_Table[TechGroup (NormUnit)])*($P10=Device_Builds_Table[DeviceType]),0),MATCH('1 Device Builder'!$K$11,Device_Builds_Table[#Headers],0)),"")
2 RACC | 53 | BA | Pre/Ext Refrigerant Charge (lb/NormUnit) | =IFERROR(INDEX(Device_Builds_Table,MATCH(1,($V10=Device_Builds_Table[TechGroup (NormUnit)])*($W10=Device_Builds_Table[DeviceType]),0),MATCH('1 Device Builder'!$K$11,Device_Builds_Table[#Headers],0)),"") | 1 | 1 | 1 | 1 | 1 | 1 | 1 | 1 | 1 | 1 | 1 | 1 | 1 | 1 | 1 | 1 | 1 | 1 | 1 | 1 | 1 | 1 | 1 | 1 | 1 | '=IFERROR(INDEX(Device_Builds_Table,MATCH(1,($V10=Device_Builds_Table[TechGroup (NormUnit)])*($W10=Device_Builds_Table[DeviceType]),0),MATCH('1 Device Builder'!$K$11,Device_Builds_Table[#Headers],0)),"")
2 RACC | 54 | BB | Msr Annual Refrigerant Leakage % per Device Builder | =IFERROR(INDEX(Device_Builds_Table,MATCH(1,($I10=Device_Builds_Table[TechGroup (NormUnit)])*($J10=Device_Builds_Table[DeviceType]),0),MATCH('1 Device Builder'!$L$11,Device_Builds_Table[#Headers],0)),"") | 1 | 1 | 1 | 1 | 1 | 1 | 1 | 1 | 1 | 1 | 1 | 1 | 1 | 1 | 1 | 1 | 1 | 1 | 1 | 1 | 1 | 1 | 1 | 1 | 1 | '=IFERROR(INDEX(Device_Builds_Table,MATCH(1,($I10=Device_Builds_Table[TechGroup (NormUnit)])*($J10=Device_Builds_Table[DeviceType]),0),MATCH('1 Device Builder'!$L$11,Device_Builds_Table[#Headers],0)),"")
2 RACC | 55 | BC | Std Annual Refrigerant Leakage % per Device Builder | =IFERROR(INDEX(Device_Builds_Table,MATCH(1,($O10=Device_Builds_Table[TechGroup (NormUnit)])*($P10=Device_Builds_Table[DeviceType]),0),MATCH('1 Device Builder'!$L$11,Device_Builds_Table[#Headers],0)),"") | 1 | 1 | 1 | 1 | 1 | 1 | 1 | 1 | 1 | 1 | 1 | 1 | 1 | 1 | 1 | 1 | 1 | 1 | 1 | 1 | 1 | 1 | 1 | 1 | 1 | '=IFERROR(INDEX(Device_Builds_Table,MATCH(1,($O10=Device_Builds_Table[TechGroup (NormUnit)])*($P10=Device_Builds_Table[DeviceType]),0),MATCH('1 Device Builder'!$L$11,Device_Builds_Table[#Headers],0)),"")
2 RACC | 56 | BD | Pre/Ext Annual Refrigerant Leakage % per Device Builder | =IFERROR(INDEX(Device_Builds_Table,MATCH(1,($V10=Device_Builds_Table[TechGroup (NormUnit)])*($W10=Device_Builds_Table[DeviceType]),0),MATCH('1 Device Builder'!$L$11,Device_Builds_Table[#Headers],0)),"") | 1 | 1 | 1 | 1 | 1 | 1 | 1 | 1 | 1 | 1 | 1 | 1 | 1 | 1 | 1 | 1 | 1 | 1 | 1 | 1 | 1 | 1 | 1 | 1 | 1 | '=IFERROR(INDEX(Device_Builds_Table,MATCH(1,($V10=Device_Builds_Table[TechGroup (NormUnit)])*($W10=Device_Builds_Table[DeviceType]),0),MATCH('1 Device Builder'!$L$11,Device_Builds_Table[#Headers],0)),"")
2 RACC | 57 | BE | Msr Annual Refrigerant Leakage % | =IFERROR(INDEX(Device_Builds_Table,MATCH(1,($I10=Device_Builds_Table[TechGroup (NormUnit)])*($J10=Device_Builds_Table[DeviceType]),0),MATCH('1 Device Builder'!$L$11,Device_Builds_Table[#Headers],0)),"") | 1 | 1 | 1 | 1 | 1 | 1 | 1 | 1 | 1 | 1 | 1 | 1 | 1 | 1 | 1 | 1 | 1 | 1 | 1 | 1 | 1 | 1 | 1 | 1 | 1 | '=IFERROR(INDEX(Device_Builds_Table,MATCH(1,($I10=Device_Builds_Table[TechGroup (NormUnit)])*($J10=Device_Builds_Table[DeviceType]),0),MATCH('1 Device Builder'!$L$11,Device_Builds_Table[#Headers],0)),"")
2 RACC | 58 | BF | Std Annual Refrigerant Leakage % | =IFERROR(INDEX(Device_Builds_Table,MATCH(1,($O10=Device_Builds_Table[TechGroup (NormUnit)])*($P10=Device_Builds_Table[DeviceType]),0),MATCH('1 Device Builder'!$L$11,Device_Builds_Table[#Headers],0)),"") | 1 | 1 | 1 | 1 | 1 | 1 | 1 | 1 | 1 | 1 | 1 | 1 | 1 | 1 | 1 | 1 | 1 | 1 | 1 | 1 | 1 | 1 | 1 | 1 | 1 | '=IFERROR(INDEX(Device_Builds_Table,MATCH(1,($O10=Device_Builds_Table[TechGroup (NormUnit)])*($P10=Device_Builds_Table[DeviceType]),0),MATCH('1 Device Builder'!$L$11,Device_Builds_Table[#Headers],0)),"")
2 RACC | 59 | BG | Pre/Ext Annual Refrigerant Leakage % | =IFERROR(INDEX(Device_Builds_Table,MATCH(1,($V10=Device_Builds_Table[TechGroup (NormUnit)])*($W10=Device_Builds_Table[DeviceType]),0),MATCH('1 Device Builder'!$L$11,Device_Builds_Table[#Headers],0)),"") | 1 | 1 | 1 | 1 | 1 | 1 | 1 | 1 | 1 | 1 | 1 | 1 | 1 | 1 | 1 | 1 | 1 | 1 | 1 | 1 | 1 | 1 | 1 | 1 | 1 | '=IFERROR(INDEX(Device_Builds_Table,MATCH(1,($V10=Device_Builds_Table[TechGroup (NormUnit)])*($W10=Device_Builds_Table[DeviceType]),0),MATCH('1 Device Builder'!$L$11,Device_Builds_Table[#Headers],0)),"")
2 RACC | 60 | BH | Msr Gross EOL Refrigerant Leakage % per Device Builder | =IFERROR(INDEX(Device_Builds_Table,MATCH(1,($I10=Device_Builds_Table[TechGroup (NormUnit)])*($J10=Device_Builds_Table[DeviceType]),0),MATCH('1 Device Builder'!$M$11,Device_Builds_Table[#Headers],0)),"") | 1 | 1 | 1 | 1 | 1 | 1 | 1 | 1 | 1 | 1 | 1 | 1 | 1 | 1 | 1 | 1 | 1 | 1 | 1 | 1 | 1 | 1 | 1 | 1 | 1 | '=IFERROR(INDEX(Device_Builds_Table,MATCH(1,($I10=Device_Builds_Table[TechGroup (NormUnit)])*($J10=Device_Builds_Table[DeviceType]),0),MATCH('1 Device Builder'!$M$11,Device_Builds_Table[#Headers],0)),"")
2 RACC | 61 | BI | Std Gross EOL Refrigerant Leakage % per Device Builder | =IFERROR(INDEX(Device_Builds_Table,MATCH(1,($O10=Device_Builds_Table[TechGroup (NormUnit)])*($P10=Device_Builds_Table[DeviceType]),0),MATCH('1 Device Builder'!$M$11,Device_Builds_Table[#Headers],0)),"") | 1 | 1 | 1 | 1 | 1 | 1 | 1 | 1 | 1 | 1 | 1 | 1 | 1 | 1 | 1 | 1 | 1 | 1 | 1 | 1 | 1 | 1 | 1 | 1 | 1 | '=IFERROR(INDEX(Device_Builds_Table,MATCH(1,($O10=Device_Builds_Table[TechGroup (NormUnit)])*($P10=Device_Builds_Table[DeviceType]),0),MATCH('1 Device Builder'!$M$11,Device_Builds_Table[#Headers],0)),"")
2 RACC | 62 | BJ | Pre/Ext Gross EOL Refrigerant Leakage % per Device Builder | =IFERROR(INDEX(Device_Builds_Table,MATCH(1,($V10=Device_Builds_Table[TechGroup (NormUnit)])*($W10=Device_Builds_Table[DeviceType]),0),MATCH('1 Device Builder'!$M$11,Device_Builds_Table[#Headers],0)),"") | 1 | 1 | 1 | 1 | 1 | 1 | 1 | 1 | 1 | 1 | 1 | 1 | 1 | 1 | 1 | 1 | 1 | 1 | 1 | 1 | 1 | 1 | 1 | 1 | 1 | '=IFERROR(INDEX(Device_Builds_Table,MATCH(1,($V10=Device_Builds_Table[TechGroup (NormUnit)])*($W10=Device_Builds_Table[DeviceType]),0),MATCH('1 Device Builder'!$M$11,Device_Builds_Table[#Headers],0)),"")
2 RACC | 63 | BK | Msr Gross EOL Refrigerant Leakage % | =IFERROR(INDEX(Device_Builds_Table,MATCH(1,($I10=Device_Builds_Table[TechGroup (NormUnit)])*($J10=Device_Builds_Table[DeviceType]),0),MATCH('1 Device Builder'!$M$11,Device_Builds_Table[#Headers],0)),"") | 1 | 1 | 1 | 1 | 1 | 1 | 1 | 1 | 1 | 1 | 1 | 1 | 1 | 1 | 1 | 1 | 1 | 1 | 1 | 1 | 1 | 1 | 1 | 1 | 1 | '=IFERROR(INDEX(Device_Builds_Table,MATCH(1,($I10=Device_Builds_Table[TechGroup (NormUnit)])*($J10=Device_Builds_Table[DeviceType]),0),MATCH('1 Device Builder'!$M$11,Device_Builds_Table[#Headers],0)),"")
2 RACC | 64 | BL | Std Gross EOL Refrigerant Leakage % | =IFERROR(INDEX(Device_Builds_Table,MATCH(1,($O10=Device_Builds_Table[TechGroup (NormUnit)])*($P10=Device_Builds_Table[DeviceType]),0),MATCH('1 Device Builder'!$M$11,Device_Builds_Table[#Headers],0)),"") | 1 | 1 | 1 | 1 | 1 | 1 | 1 | 1 | 1 | 1 | 1 | 1 | 1 | 1 | 1 | 1 | 1 | 1 | 1 | 1 | 1 | 1 | 1 | 1 | 1 | '=IFERROR(INDEX(Device_Builds_Table,MATCH(1,($O10=Device_Builds_Table[TechGroup (NormUnit)])*($P10=Device_Builds_Table[DeviceType]),0),MATCH('1 Device Builder'!$M$11,Device_Builds_Table[#Headers],0)),"")
2 RACC | 65 | BM | Pre/Ext Gross EOL Refrigerant Leakage % | =IFERROR(INDEX(Device_Builds_Table,MATCH(1,($V10=Device_Builds_Table[TechGroup (NormUnit)])*($W10=Device_Builds_Table[DeviceType]),0),MATCH('1 Device Builder'!$M$11,Device_Builds_Table[#Headers],0)),"") | 1 | 1 | 1 | 1 | 1 | 1 | 1 | 1 | 1 | 1 | 1 | 1 | 1 | 1 | 1 | 1 | 1 | 1 | 1 | 1 | 1 | 1 | 1 | 1 | 1 | '=IFERROR(INDEX(Device_Builds_Table,MATCH(1,($V10=Device_Builds_Table[TechGroup (NormUnit)])*($W10=Device_Builds_Table[DeviceType]),0),MATCH('1 Device Builder'!$M$11,Device_Builds_Table[#Headers],0)),"")
2 RACC | 66 | BN | Msr t_EOL per Device Builder | =IFERROR(INDEX(Device_Builds_Table,MATCH(1,($I10=Device_Builds_Table[TechGroup (NormUnit)])*($J10=Device_Builds_Table[DeviceType]),0),MATCH('1 Device Builder'!$N$11,Device_Builds_Table[#Headers],0)),"") | 1 | 1 | 1 | 1 | 1 | 1 | 1 | 1 | 1 | 1 | 1 | 1 | 1 | 1 | 1 | 1 | 1 | 1 | 1 | 1 | 1 | 1 | 1 | 1 | 1 | '=IFERROR(INDEX(Device_Builds_Table,MATCH(1,($I10=Device_Builds_Table[TechGroup (NormUnit)])*($J10=Device_Builds_Table[DeviceType]),0),MATCH('1 Device Builder'!$N$11,Device_Builds_Table[#Headers],0)),"")
2 RACC | 67 | BO | Std t_EOL per Device Builder | =IFERROR(INDEX(Device_Builds_Table,MATCH(1,($O10=Device_Builds_Table[TechGroup (NormUnit)])*($P10=Device_Builds_Table[DeviceType]),0),MATCH('1 Device Builder'!$N$11,Device_Builds_Table[#Headers],0)),"") | 1 | 1 | 1 | 1 | 1 | 1 | 1 | 1 | 1 | 1 | 1 | 1 | 1 | 1 | 1 | 1 | 1 | 1 | 1 | 1 | 1 | 1 | 1 | 1 | 1 | '=IFERROR(INDEX(Device_Builds_Table,MATCH(1,($O10=Device_Builds_Table[TechGroup (NormUnit)])*($P10=Device_Builds_Table[DeviceType]),0),MATCH('1 Device Builder'!$N$11,Device_Builds_Table[#Headers],0)),"")
2 RACC | 68 | BP | Pre/Ext t_EOL per Device Builder | =IFERROR(INDEX(Device_Builds_Table,MATCH(1,($V10=Device_Builds_Table[TechGroup (NormUnit)])*($W10=Device_Builds_Table[DeviceType]),0),MATCH('1 Device Builder'!$N$11,Device_Builds_Table[#Headers],0)),"") | 1 | 1 | 1 | 1 | 1 | 1 | 1 | 1 | 1 | 1 | 1 | 1 | 1 | 1 | 1 | 1 | 1 | 1 | 1 | 1 | 1 | 1 | 1 | 1 | 1 | '=IFERROR(INDEX(Device_Builds_Table,MATCH(1,($V10=Device_Builds_Table[TechGroup (NormUnit)])*($W10=Device_Builds_Table[DeviceType]),0),MATCH('1 Device Builder'!$N$11,Device_Builds_Table[#Headers],0)),"")
2 RACC | 69 | BQ | Msr t_EOL | =IFERROR(INDEX(Device_Builds_Table,MATCH(1,($I10=Device_Builds_Table[TechGroup (NormUnit)])*($J10=Device_Builds_Table[DeviceType]),0),MATCH('1 Device Builder'!$N$11,Device_Builds_Table[#Headers],0)),"") | 1 | 1 | 1 | 1 | 1 | 1 | 1 | 1 | 1 | 1 | 1 | 1 | 1 | 1 | 1 | 1 | 1 | 1 | 1 | 1 | 1 | 1 | 1 | 1 | 1 | '=IFERROR(INDEX(Device_Builds_Table,MATCH(1,($I10=Device_Builds_Table[TechGroup (NormUnit)])*($J10=Device_Builds_Table[DeviceType]),0),MATCH('1 Device Builder'!$N$11,Device_Builds_Table[#Headers],0)),"")
2 RACC | 70 | BR | Std t_EOL | =IFERROR(INDEX(Device_Builds_Table,MATCH(1,($O10=Device_Builds_Table[TechGroup (NormUnit)])*($P10=Device_Builds_Table[DeviceType]),0),MATCH('1 Device Builder'!$N$11,Device_Builds_Table[#Headers],0)),"") | 1 | 1 | 1 | 1 | 1 | 1 | 1 | 1 | 1 | 1 | 1 | 1 | 1 | 1 | 1 | 1 | 1 | 1 | 1 | 1 | 1 | 1 | 1 | 1 | 1 | '=IFERROR(INDEX(Device_Builds_Table,MATCH(1,($O10=Device_Builds_Table[TechGroup (NormUnit)])*($P10=Device_Builds_Table[DeviceType]),0),MATCH('1 Device Builder'!$N$11,Device_Builds_Table[#Headers],0)),"")
2 RACC | 71 | BS | Pre/Ext t_EOL | =IFERROR(INDEX(Device_Builds_Table,MATCH(1,($V10=Device_Builds_Table[TechGroup (NormUnit)])*($W10=Device_Builds_Table[DeviceType]),0),MATCH('1 Device Builder'!$N$11,Device_Builds_Table[#Headers],0)),"") | 1 | 1 | 1 | 1 | 1 | 1 | 1 | 1 | 1 | 1 | 1 | 1 | 1 | 1 | 1 | 1 | 1 | 1 | 1 | 1 | 1 | 1 | 1 | 1 | 1 | '=IFERROR(INDEX(Device_Builds_Table,MATCH(1,($V10=Device_Builds_Table[TechGroup (NormUnit)])*($W10=Device_Builds_Table[DeviceType]),0),MATCH('1 Device Builder'!$N$11,Device_Builds_Table[#Headers],0)),"")
2 RACC | 72 | BT | Msr Start Year | =IF(ISBLANK($E10),"",$D10) | 1 | 1 | 1 | 1 | 1 | 1 | 1 | 1 | 1 | 1 | 1 | 1 | 1 | 1 | 1 | 1 | 1 | 1 | 1 | 1 | 1 | 1 | 1 | 1 | 1 | '=IF(ISBLANK($E10),"",$D10)
2 RACC | 73 | BU | Std Start Year | =IF(OR($E10=MAT_AOE,$E10=MAT_BRO_Op),"",IF($E10<>MAT_AR,$BT10,$BT10+$AF10)) | 1 | 1 | 1 | 1 | 1 | 1 | 1 | 1 | 1 | 1 | 1 | 1 | 1 | 1 | 1 | 1 | 1 | 1 | 1 | 1 | 1 | 1 | 1 | 1 | 1 | '=IF(OR($E10=MAT_AOE,$E10=MAT_BRO_Op),"",IF($E10<>MAT_AR,$BT10,$BT10+$AF10))
2 RACC | 74 | BV | Pre Start Year | =IFERROR(IF($E10=MAT_AR,$BT10-$AE10+$AF10,IF(AND($E10=MAT_NR,$T10=TRUE),$D10-$AE10,NA())),"") | 1 | 1 | 1 | 1 | 1 | 1 | 1 | 1 | 1 | 1 | 1 | 1 | 1 | 1 | 1 | 1 | 1 | 1 | 1 | 1 | 1 | 1 | 1 | 1 | 1 | '=IFERROR(IF($E10=MAT_AR,$BT10-$AE10+$AF10,IF(AND($E10=MAT_NR,$T10=TRUE),$D10-$AE10,NA())),"")
2 RACC | 75 | BW | Ext Start Year | =IFERROR(IF(OR($E10=MAT_AR,$E10=MAT_AOE,$E10=MAT_BRO_Op),$BT10-$AE10+$AF10,""),"") | 1 | 1 | 1 | 1 | 1 | 1 | 1 | 1 | 1 | 1 | 1 | 1 | 1 | 1 | 1 | 1 | 1 | 1 | 1 | 1 | 1 | 1 | 1 | 1 | 1 | '=IFERROR(IF(OR($E10=MAT_AR,$E10=MAT_AOE,$E10=MAT_BRO_Op),$BT10-$AE10+$AF10,""),"")
2 RACC | 76 | BX | Msr End Year | =IFERROR(IF(ISBLANK($E10),NA(),IF(OR($E10=MAT_AOE,$E10=MAT_BRO_Op),$BT10+$AF10-1,$BT10+$AC10-1)),"") | 1 | 1 | 1 | 1 | 1 | 1 | 1 | 1 | 1 | 1 | 1 | 1 | 1 | 1 | 1 | 1 | 1 | 1 | 1 | 1 | 1 | 1 | 1 | 1 | 1 | '=IFERROR(IF(ISBLANK($E10),NA(),IF(OR($E10=MAT_AOE,$E10=MAT_BRO_Op),$BT10+$AF10-1,$BT10+$AC10-1)),"")
2 RACC | 77 | BY | Std End Year | =IFERROR($BU10+$AD10-1,"") | 1 | 1 | 1 | 1 | 1 | 1 | 1 | 1 | 1 | 1 | 1 | 1 | 1 | 1 | 1 | 1 | 1 | 1 | 1 | 1 | 1 | 1 | 1 | 1 | 1 | '=IFERROR($BU10+$AD10-1,"")
2 RACC | 78 | BZ | Std End Year for Chart | =IFERROR($BU10+ROUNDUP($AC10/$AD10-IF($E10=MAT_AR,$AF10/$AD10,0),0)*$AD10-1,"") | 1 | 1 | 1 | 1 | 1 | 1 | 1 | 1 | 1 | 1 | 1 | 1 | 1 | 1 | 1 | 1 | 1 | 1 | 1 | 1 | 1 | 1 | 1 | 1 | 1 | '=IFERROR($BU10+ROUNDUP($AC10/$AD10-IF($E10=MAT_AR,$AF10/$AD10,0),0)*$AD10-1,"")
2 RACC | 79 | CA | Pre End Year | =IFERROR(IF(OR(AND($E10=MAT_AR,$BT10<($BV10+$AE10-1)),AND($E10=MAT_NR,$T10=TRUE)),$BT10-1,NA()),"") | 1 | 1 | 1 | 1 | 1 | 1 | 1 | 1 | 1 | 1 | 1 | 1 | 1 | 1 | 1 | 1 | 1 | 1 | 1 | 1 | 1 | 1 | 1 | 1 | 1 | '=IFERROR(IF(OR(AND($E10=MAT_AR,$BT10<($BV10+$AE10-1)),AND($E10=MAT_NR,$T10=TRUE)),$BT10-1,NA()),"")
2 RACC | 80 | CB | Ext End Year | =IFERROR(IF(OR($E10=MAT_AR,$E10=MAT_AOE),$D10+$AF10-1,NA()),"") | 1 | 1 | 1 | 1 | 1 | 1 | 1 | 1 | 1 | 1 | 1 | 1 | 1 | 1 | 1 | 1 | 1 | 1 | 1 | 1 | 1 | 1 | 1 | 1 | 1 | '=IFERROR(IF(OR($E10=MAT_AR,$E10=MAT_AOE),$D10+$AF10-1,NA()),"")
2 RACC | 81 | CC | Msr Net EOL Refrigerant Leakage, percent | =IFERROR((1-$BE10*$BN10)*$BK10,"") | 1 | 1 | 1 | 1 | 1 | 1 | 1 | 1 | 1 | 1 | 1 | 1 | 1 | 1 | 1 | 1 | 1 | 1 | 1 | 1 | 1 | 1 | 1 | 1 | 1 | '=IFERROR((1-$BE10*$BN10)*$BK10,"")
2 RACC | 82 | CD | Std Net EOL Refrigerant Leakage, percent | =IFERROR(IF(OR($AK10="None",$AK10=""),"",$BL10*(1-$BF10*$BO10)),"") | 1 | 1 | 1 | 1 | 1 | 1 | 1 | 1 | 1 | 1 | 1 | 1 | 1 | 1 | 1 | 1 | 1 | 1 | 1 | 1 | 1 | 1 | 1 | 1 | 1 | '=IFERROR(IF(OR($AK10="None",$AK10=""),"",$BL10*(1-$BF10*$BO10)),"")
2 RACC | 83 | CE | Pre Net EOL Refrigerant Leakage, percent | =IFERROR(IF(OR($AL10="",$AL10="None"),"",$BM10*IF(OR($E10=MAT_AR,AND($E10=MAT_NR,$T10=TRUE)),1-$BG10*$BP10,"")),"") | 1 | 1 | 1 | 1 | 1 | 1 | 1 | 1 | 1 | 1 | 1 | 1 | 1 | 1 | 1 | 1 | 1 | 1 | 1 | 1 | 1 | 1 | 1 | 1 | 1 | '=IFERROR(IF(OR($AL10="",$AL10="None"),"",$BM10*IF(OR($E10=MAT_AR,AND($E10=MAT_NR,$T10=TRUE)),1-$BG10*$BP10,"")),"")
2 RACC | 84 | CF | Ext Net EOL Refrigerant Leakage, percent | =IFERROR(IF(OR($AL10="",$AL10="None"),"",$BM10*IF(OR($E10=MAT_AR,$E10=MAT_AOE),1-$BG10*$BP10,"")),"") | 1 | 1 | 1 | 1 | 1 | 1 | 1 | 1 | 1 | 1 | 1 | 1 | 1 | 1 | 1 | 1 | 1 | 1 | 1 | 1 | 1 | 1 | 1 | 1 | 1 | '=IFERROR(IF(OR($AL10="",$AL10="None"),"",$BM10*IF(OR($E10=MAT_AR,$E10=MAT_AOE),1-$BG10*$BP10,"")),"")
2 RACC | 85 | CG | Msr Annual Leakage, tonne CO2e per NormUnit | =IFERROR($AY10*$BE10*$AS10/const_lb_per_tonne,"") | 1 | 1 | 1 | 1 | 1 | 1 | 1 | 1 | 1 | 1 | 1 | 1 | 1 | 1 | 1 | 1 | 1 | 1 | 1 | 1 | 1 | 1 | 1 | 1 | 1 | '=IFERROR($AY10*$BE10*$AS10/const_lb_per_tonne,"")
2 RACC | 86 | CH | Std Annual Leakage, tonne CO2e per NormUnit | =IFERROR(IF(OR($AK10="None",$AK10=""),"",$AZ10*$BF10*MIN($AT10,IF($AN10="None",Max_GWP,$AN10))/const_lb_per_tonne),"") | 1 | 1 | 1 | 1 | 1 | 1 | 1 | 1 | 1 | 1 | 1 | 1 | 1 | 1 | 1 | 1 | 1 | 1 | 1 | 1 | 1 | 1 | 1 | 1 | 1 | '=IFERROR(IF(OR($AK10="None",$AK10=""),"",$AZ10*$BF10*MIN($AT10,IF($AN10="None",Max_GWP,$AN10))/const_lb_per_tonne),"")
2 RACC | 87 | CI | Pre Annual Leakage, tonne CO2e per NormUnit | =IFERROR(IF(OR($AL10="",$AL10="None"),"",IF(OR($E10=MAT_AR,AND($E10=MAT_NR,$T10=TRUE)),$BA10*$BG10*MIN($AU10,IF($AO10="None",Max_GWP,$AO10))/const_lb_per_tonne,"")),"") | 1 | 1 | 1 | 1 | 1 | 1 | 1 | 1 | 1 | 1 | 1 | 1 | 1 | 1 | 1 | 1 | 1 | 1 | 1 | 1 | 1 | 1 | 1 | 1 | 1 | '=IFERROR(IF(OR($AL10="",$AL10="None"),"",IF(OR($E10=MAT_AR,AND($E10=MAT_NR,$T10=TRUE)),$BA10*$BG10*MIN($AU10,IF($AO10="None",Max_GWP,$AO10))/const_lb_per_tonne,"")),"")
2 RACC | 88 | CJ | Ext Annual Leakage, tonne CO2e per NormUnit | =IFERROR(IF(OR($AL10="",$AL10="None"),"",IF(AND($E10=MAT_NR,$T10=TRUE),"",$BA10*$BG10*MIN($AU10,IF($AO10="None",Max_GWP,$AO10))/const_lb_per_tonne)),"") | 1 | 1 | 1 | 1 | 1 | 1 | 1 | 1 | 1 | 1 | 1 | 1 | 1 | 1 | 1 | 1 | 1 | 1 | 1 | 1 | 1 | 1 | 1 | 1 | 1 | '=IFERROR(IF(OR($AL10="",$AL10="None"),"",IF(AND($E10=MAT_NR,$T10=TRUE),"",$BA10*$BG10*MIN($AU10,IF($AO10="None",Max_GWP,$AO10))/const_lb_per_tonne)),"")
2 RACC | 89 | CK | Msr EOL Leakage, tonne CO2e per NormUnit | =IFERROR($AY10*$CC10*$AS10/const_lb_per_tonne,"") | 1 | 1 | 1 | 1 | 1 | 1 | 1 | 1 | 1 | 1 | 1 | 1 | 1 | 1 | 1 | 1 | 1 | 1 | 1 | 1 | 1 | 1 | 1 | 1 | 1 | '=IFERROR($AY10*$CC10*$AS10/const_lb_per_tonne,"")
2 RACC | 90 | CL | Std EOL Leakage, tonne CO2e per NormUnit | =IFERROR(IF(OR($AK10="None",$AK10=""),"",($AZ10/const_lb_per_tonne)*$CD10*MIN($AT10,IF($AN10="None",Max_GWP,$AN10))),"") | 1 | 1 | 1 | 1 | 1 | 1 | 1 | 1 | 1 | 1 | 1 | 1 | 1 | 1 | 1 | 1 | 1 | 1 | 1 | 1 | 1 | 1 | 1 | 1 | 1 | '=IFERROR(IF(OR($AK10="None",$AK10=""),"",($AZ10/const_lb_per_tonne)*$CD10*MIN($AT10,IF($AN10="None",Max_GWP,$AN10))),"")
2 RACC | 91 | CM | Pre EOL Leakage, tonne CO2e per NormUnit | =IFERROR(IF(OR($AL10="",$AL10="None"),"",($BA10/const_lb_per_tonne)*$CE10*MIN($AU10,IF($AO10="None",Max_GWP,$AO10))),"") | 1 | 1 | 1 | 1 | 1 | 1 | 1 | 1 | 1 | 1 | 1 | 1 | 1 | 1 | 1 | 1 | 1 | 1 | 1 | 1 | 1 | 1 | 1 | 1 | 1 | '=IFERROR(IF(OR($AL10="",$AL10="None"),"",($BA10/const_lb_per_tonne)*$CE10*MIN($AU10,IF($AO10="None",Max_GWP,$AO10))),"")
2 RACC | 92 | CN | Ext EOL Leakage, tonne CO2e per NormUnit | =IFERROR(IF(OR($AL10="",$AL10="None"),"",($BA10/const_lb_per_tonne)*$CF10*MIN($AU10,IF($AO10="None",Max_GWP,$AO10))),"") | 1 | 1 | 1 | 1 | 1 | 1 | 1 | 1 | 1 | 1 | 1 | 1 | 1 | 1 | 1 | 1 | 1 | 1 | 1 | 1 | 1 | 1 | 1 | 1 | 1 | '=IFERROR(IF(OR($AL10="",$AL10="None"),"",($BA10/const_lb_per_tonne)*$CF10*MIN($AU10,IF($AO10="None",Max_GWP,$AO10))),"")
2 RACC | 93 | CO | Msr Lifecycle Annual Leakage, tonne CO2e per NormUnit | =IF(OR(ISNUMBER($GJ10:$HM10)),SUM($GJ10:$HM10),"") | 1 | 1 | 1 | 1 | 1 | 1 | 1 | 1 | 1 | 1 | 1 | 1 | 1 | 1 | 1 | 1 | 1 | 1 | 1 | 1 | 1 | 1 | 1 | 1 | 1 | '=IF(OR(ISNUMBER($GJ10:$HM10)),SUM($GJ10:$HM10),"")
2 RACC | 94 | CP | Std Lifecycle Annual Leakage, tonne CO2e per NormUnit | =IF(OR(ISNUMBER($OL10:$PO10)),SUM($OL10:$PO10),"") | 1 | 1 | 1 | 1 | 1 | 1 | 1 | 1 | 1 | 1 | 1 | 1 | 1 | 1 | 1 | 1 | 1 | 1 | 1 | 1 | 1 | 1 | 1 | 1 | 1 | '=IF(OR(ISNUMBER($OL10:$PO10)),SUM($OL10:$PO10),"")
2 RACC | 95 | CQ | Pre Lifecycle Annual Leakage, tonne CO2e per NormUnit | =IF(OR(ISNUMBER($XR10:$YU10)),SUM($XR10:$YU10),"") | 1 | 1 | 1 | 1 | 1 | 1 | 1 | 1 | 1 | 1 | 1 | 1 | 1 | 1 | 1 | 1 | 1 | 1 | 1 | 1 | 1 | 1 | 1 | 1 | 1 | '=IF(OR(ISNUMBER($XR10:$YU10)),SUM($XR10:$YU10),"")
2 RACC | 96 | CR | Ext Lifecycle Annual Leakage, tonne CO2e per NormUnit | =IF(OR(ISNUMBER($AEP10:$AFS10)),SUM($AEP10:$AFS10),"") | 1 | 1 | 1 | 1 | 1 | 1 | 1 | 1 | 1 | 1 | 1 | 1 | 1 | 1 | 1 | 1 | 1 | 1 | 1 | 1 | 1 | 1 | 1 | 1 | 1 | '=IF(OR(ISNUMBER($AEP10:$AFS10)),SUM($AEP10:$AFS10),"")
2 RACC | 97 | CS | Msr Lifecycle EOL Leakage, tonne CO2e per NormUnit | =IF(OR(ISNUMBER($HN10:$IQ10)),SUM($HN10:$IQ10),"") | 1 | 1 | 1 | 1 | 1 | 1 | 1 | 1 | 1 | 1 | 1 | 1 | 1 | 1 | 1 | 1 | 1 | 1 | 1 | 1 | 1 | 1 | 1 | 1 | 1 | '=IF(OR(ISNUMBER($HN10:$IQ10)),SUM($HN10:$IQ10),"")
2 RACC | 98 | CT | Std Lifecycle EOL Leakage, tonne CO2e per NormUnit | =IF(OR(ISNUMBER($PP10:$RW10)),SUM($PP10:$RW10),"") | 1 | 1 | 1 | 1 | 1 | 1 | 1 | 1 | 1 | 1 | 1 | 1 | 1 | 1 | 1 | 1 | 1 | 1 | 1 | 1 | 1 | 1 | 1 | 1 | 1 | '=IF(OR(ISNUMBER($PP10:$RW10)),SUM($PP10:$RW10),"")
2 RACC | 99 | CU | Pre Lifecycle EOL Leakage, tonne CO2e per NormUnit | =IF(OR(ISNUMBER($YV10:$ZY10)),SUM($YV10:$ZY10),"") | 1 | 1 | 1 | 1 | 1 | 1 | 1 | 1 | 1 | 1 | 1 | 1 | 1 | 1 | 1 | 1 | 1 | 1 | 1 | 1 | 1 | 1 | 1 | 1 | 1 | '=IF(OR(ISNUMBER($YV10:$ZY10)),SUM($YV10:$ZY10),"")
2 RACC | 100 | CV | Ext Lifecycle EOL Leakage, tonne CO2e per NormUnit | =IF(OR(ISNUMBER($AFT10:$AGW10)),SUM($AFT10:$AGW10),"") | 1 | 1 | 1 | 1 | 1 | 1 | 1 | 1 | 1 | 1 | 1 | 1 | 1 | 1 | 1 | 1 | 1 | 1 | 1 | 1 | 1 | 1 | 1 | 1 | 1 | '=IF(OR(ISNUMBER($AFT10:$AGW10)),SUM($AFT10:$AGW10),"")
2 RACC | 101 | CW | Msr NPV Lifecycle Cost of Annual Leakage, Dollar per NormUnit | =IF(OR(ISNUMBER($IR10:$JU10)),SUM($IR10:$JU10),"") | 1 | 1 | 1 | 1 | 1 | 1 | 1 | 1 | 1 | 1 | 1 | 1 | 1 | 1 | 1 | 1 | 1 | 1 | 1 | 1 | 1 | 1 | 1 | 1 | 1 | '=IF(OR(ISNUMBER($IR10:$JU10)),SUM($IR10:$JU10),"")
2 RACC | 102 | CX | Std NPV Lifecycle Cost of Annual Leakage, Dollar per NormUnit | =IF(OR(ISNUMBER($RX10:$TA10)),SUM($RX10:$TA10),"") | 1 | 1 | 1 | 1 | 1 | 1 | 1 | 1 | 1 | 1 | 1 | 1 | 1 | 1 | 1 | 1 | 1 | 1 | 1 | 1 | 1 | 1 | 1 | 1 | 1 | '=IF(OR(ISNUMBER($RX10:$TA10)),SUM($RX10:$TA10),"")
2 RACC | 103 | CY | Pre NPV Lifecycle Cost of Annual Leakage, Dollar per NormUnit | =IF(OR(ISNUMBER($ZZ10:$ABC10)),SUM($ZZ10:$ABC10),"") | 1 | 1 | 1 | 1 | 1 | 1 | 1 | 1 | 1 | 1 | 1 | 1 | 1 | 1 | 1 | 1 | 1 | 1 | 1 | 1 | 1 | 1 | 1 | 1 | 1 | '=IF(OR(ISNUMBER($ZZ10:$ABC10)),SUM($ZZ10:$ABC10),"")
2 RACC | 104 | CZ | Ext NPV Lifecycle Cost of Annual Leakage, Dollar per NormUnit | =IF(OR(ISNUMBER($AGX10:$AIA10)),SUM($AGX10:$AIA10),"") | 1 | 1 | 1 | 1 | 1 | 1 | 1 | 1 | 1 | 1 | 1 | 1 | 1 | 1 | 1 | 1 | 1 | 1 | 1 | 1 | 1 | 1 | 1 | 1 | 1 | '=IF(OR(ISNUMBER($AGX10:$AIA10)),SUM($AGX10:$AIA10),"")
2 RACC | 105 | DA | Msr NPV Lifecycle Cost of EOL Leakage, Dollar per NormUnit | =IF(OR(ISNUMBER($JV10:$KY10)),SUM($JV10:$KY10),"") | 1 | 1 | 1 | 1 | 1 | 1 | 1 | 1 | 1 | 1 | 1 | 1 | 1 | 1 | 1 | 1 | 1 | 1 | 1 | 1 | 1 | 1 | 1 | 1 | 1 | '=IF(OR(ISNUMBER($JV10:$KY10)),SUM($JV10:$KY10),"")
2 RACC | 106 | DB | Std NPV Lifecycle Cost of EOL Leakage, Dollar per NormUnit | =IF(OR(ISNUMBER($TB10:$VI10)),SUM($TB10:$VI10),"") | 1 | 1 | 1 | 1 | 1 | 1 | 1 | 1 | 1 | 1 | 1 | 1 | 1 | 1 | 1 | 1 | 1 | 1 | 1 | 1 | 1 | 1 | 1 | 1 | 1 | '=IF(OR(ISNUMBER($TB10:$VI10)),SUM($TB10:$VI10),"")
2 RACC | 107 | DC | Pre NPV Lifecycle Cost of EOL Leakage, Dollar per NormUnit | =IF(OR(ISNUMBER($ABD10:$ACG10)),SUM($ABD10:$ACG10),"") | 1 | 1 | 1 | 1 | 1 | 1 | 1 | 1 | 1 | 1 | 1 | 1 | 1 | 1 | 1 | 1 | 1 | 1 | 1 | 1 | 1 | 1 | 1 | 1 | 1 | '=IF(OR(ISNUMBER($ABD10:$ACG10)),SUM($ABD10:$ACG10),"")
2 RACC | 108 | DD | Ext NPV Lifecycle Cost of EOL Leakage, Dollar per NormUnit | =IF(OR(ISNUMBER($AIB10:$AJE10)),SUM($AIB10:$AJE10),"") | 1 | 1 | 1 | 1 | 1 | 1 | 1 | 1 | 1 | 1 | 1 | 1 | 1 | 1 | 1 | 1 | 1 | 1 | 1 | 1 | 1 | 1 | 1 | 1 | 1 | '=IF(OR(ISNUMBER($AIB10:$AJE10)),SUM($AIB10:$AJE10),"")
2 RACC | 109 | DE | Measure Lifecycle NPV Cost, Dollar per NormUnit | =IF($B10<>"",IFERROR(SUM($CY10),0)+IFERROR(SUM($CW10),0)+IFERROR(SUM($DC10),0)+IFERROR(SUM($DA10),0),"") | 1 | 1 | 1 | 1 | 1 | 1 | 1 | 1 | 1 | 1 | 1 | 1 | 1 | 1 | 1 | 1 | 1 | 1 | 1 | 1 | 1 | 1 | 1 | 1 | 1 | '=IF($B10<>"",IFERROR(SUM($CY10),0)+IFERROR(SUM($CW10),0)+IFERROR(SUM($DC10),0)+IFERROR(SUM($DA10),0),"")
2 RACC | 110 | DF | Counter-factual Lifecycle NPV Cost, Dollar per NormUnit | =IFERROR(IF($B10<>"",IFERROR(SUM($CZ10),0)+IFERROR(SUM($CX10),0)+IFERROR(SUM($DD10),0)+IFERROR(SUM($DB10),0),""),"") | 1 | 1 | 1 | 1 | 1 | 1 | 1 | 1 | 1 | 1 | 1 | 1 | 1 | 1 | 1 | 1 | 1 | 1 | 1 | 1 | 1 | 1 | 1 | 1 | 1 | '=IFERROR(IF($B10<>"",IFERROR(SUM($CZ10),0)+IFERROR(SUM($CX10),0)+IFERROR(SUM($DD10),0)+IFERROR(SUM($DB10),0),""),"")
2 RACC | 111 | DG | Refrigerant NPV Lifecycle Cost Avoided, Dollar per NormUnit | =IFERROR($DF10-$DE10,"") | 1 | 1 | 1 | 1 | 1 | 1 | 1 | 1 | 1 | 1 | 1 | 1 | 1 | 1 | 1 | 1 | 1 | 1 | 1 | 1 | 1 | 1 | 1 | 1 | 1 | '=IFERROR($DF10-$DE10,"")
2 RACC | 112 | DH | Is Avoided Net Cost >0? | =IF(ISBLANK($E10),"",AND($DG10>0,$DG10<>"")) | 1 | 1 | 1 | 1 | 1 | 1 | 1 | 1 | 1 | 1 | 1 | 1 | 1 | 1 | 1 | 1 | 1 | 1 | 1 | 1 | 1 | 1 | 1 | 1 | 1 | '=IF(ISBLANK($E10),"",AND($DG10>0,$DG10<>""))
2 RACC | 113 | DI | Msr Refrigerant NPV Lifecycle Cost, Dollar per NormUnit | =IFERROR(IF($B10<>"",IFERROR(SUM($CW10),0)+IFERROR(SUM($DA10),0),""),"") | 1 | 1 | 1 | 1 | 1 | 1 | 1 | 1 | 1 | 1 | 1 | 1 | 1 | 1 | 1 | 1 | 1 | 1 | 1 | 1 | 1 | 1 | 1 | 1 | 1 | '=IFERROR(IF($B10<>"",IFERROR(SUM($CW10),0)+IFERROR(SUM($DA10),0),""),"")
2 RACC | 114 | DJ | Std Refrigerant NPV Lifecycle Cost, Dollar per NormUnit | =IFERROR(IF(AND($B10<>"",$E10<>MAT_AOE,$E10<>MAT_BRO_Op),IFERROR(SUM($CX10),0)+IFERROR(SUM($DB10),0),""),"") | 1 | 1 | 1 | 1 | 1 | 1 | 1 | 1 | 1 | 1 | 1 | 1 | 1 | 1 | 1 | 1 | 1 | 1 | 1 | 1 | 1 | 1 | 1 | 1 | 1 | '=IFERROR(IF(AND($B10<>"",$E10<>MAT_AOE,$E10<>MAT_BRO_Op),IFERROR(SUM($CX10),0)+IFERROR(SUM($DB10),0),""),"")
2 RACC | 115 | DK | Pre Refrigerant NPV Lifecycle Cost, Dollar per NormUnit | =IFERROR(IF(AND($B10<>"",OR($E10=MAT_AR,AND($E10=MAT_NR,$T10=TRUE))),IFERROR(SUM($CY10),0)+IFERROR(SUM($DC10),0),""),"") | 1 | 1 | 1 | 1 | 1 | 1 | 1 | 1 | 1 | 1 | 1 | 1 | 1 | 1 | 1 | 1 | 1 | 1 | 1 | 1 | 1 | 1 | 1 | 1 | 1 | '=IFERROR(IF(AND($B10<>"",OR($E10=MAT_AR,AND($E10=MAT_NR,$T10=TRUE))),IFERROR(SUM($CY10),0)+IFERROR(SUM($DC10),0),""),"")
2 RACC | 116 | DL | Ext Refrigerant NPV Lifecycle Cost, Dollar per NormUnit | =IFERROR(IF(AND($B10<>"",OR($E10=MAT_AR,$E10=MAT_AOE,$E10=MAT_BRO_Op)),IFERROR(SUM($CZ10),0)+IFERROR(SUM($DD10),0),""),"") | 1 | 1 | 1 | 1 | 1 | 1 | 1 | 1 | 1 | 1 | 1 | 1 | 1 | 1 | 1 | 1 | 1 | 1 | 1 | 1 | 1 | 1 | 1 | 1 | 1 | '=IFERROR(IF(AND($B10<>"",OR($E10=MAT_AR,$E10=MAT_AOE,$E10=MAT_BRO_Op)),IFERROR(SUM($CZ10),0)+IFERROR(SUM($DD10),0),""),"")
2 RACC | 117 | DM | Refrig Lifecycle Cost, Dollar per NormUnit | =IFERROR(IF($DH10,"",-$DG10),"") | 1 | 1 | 1 | 1 | 1 | 1 | 1 | 1 | 1 | 1 | 1 | 1 | 1 | 1 | 1 | 1 | 1 | 1 | 1 | 1 | 1 | 1 | 1 | 1 | 1 | '=IFERROR(IF($DH10,"",-$DG10),"")
2 RACC | 118 | DN | Refrig Lifecycle Benefit, Dollar per NormUnit | =IFERROR(IF($DH10,$DG10,""),"") | 1 | 1 | 1 | 1 | 1 | 1 | 1 | 1 | 1 | 1 | 1 | 1 | 1 | 1 | 1 | 1 | 1 | 1 | 1 | 1 | 1 | 1 | 1 | 1 | 1 | '=IFERROR(IF($DH10,$DG10,""),"")
2 RACC | 119 | DO | Msr Refrigerant NPV Cost Total, Dollar | =IFERROR(IF($B10<>"",$K10*(IF($CW10="",0,$CW10)+IF($DA10="",0,$DA10)),""),"") | 1 | 1 | 1 | 1 | 1 | 1 | 1 | 1 | 1 | 1 | 1 | 1 | 1 | 1 | 1 | 1 | 1 | 1 | 1 | 1 | 1 | 1 | 1 | 1 | 1 | '=IFERROR(IF($B10<>"",$K10*(IF($CW10="",0,$CW10)+IF($DA10="",0,$DA10)),""),"")
2 RACC | 120 | DP | Std Refrigerant NPV Cost Total, Dollar | =IFERROR(IF(AND($B10<>"",$E10<>MAT_AOE),$Q10*(IF($CX10="",0,$CX10)+IF($DB10="",0,$DB10)),""),"") | 1 | 1 | 1 | 1 | 1 | 1 | 1 | 1 | 1 | 1 | 1 | 1 | 1 | 1 | 1 | 1 | 1 | 1 | 1 | 1 | 1 | 1 | 1 | 1 | 1 | '=IFERROR(IF(AND($B10<>"",$E10<>MAT_AOE),$Q10*(IF($CX10="",0,$CX10)+IF($DB10="",0,$DB10)),""),"")
2 RACC | 121 | DQ | Pre Refrigerant NPV Cost Total, Dollar | =IFERROR(IF(AND($B10<>"",OR($E10=MAT_AR,AND($E10=MAT_NR,$T10=TRUE))),$X10*(IF($CY10="",0,$CY10)+IF($DC10="",0,$DC10)),""),"") | 1 | 1 | 1 | 1 | 1 | 1 | 1 | 1 | 1 | 1 | 1 | 1 | 1 | 1 | 1 | 1 | 1 | 1 | 1 | 1 | 1 | 1 | 1 | 1 | 1 | '=IFERROR(IF(AND($B10<>"",OR($E10=MAT_AR,AND($E10=MAT_NR,$T10=TRUE))),$X10*(IF($CY10="",0,$CY10)+IF($DC10="",0,$DC10)),""),"")
2 RACC | 122 | DR | Ext Refrigerant NPV Cost Total, Dollar | =IFERROR(IF(AND($B10<>"",OR($E10=MAT_AR,$E10=MAT_AOE)),$X10*(IF($CZ10="",0,$CZ10)+IF($DD10="",0,$DD10)),""),"") | 1 | 1 | 1 | 1 | 1 | 1 | 1 | 1 | 1 | 1 | 1 | 1 | 1 | 1 | 1 | 1 | 1 | 1 | 1 | 1 | 1 | 1 | 1 | 1 | 1 | '=IFERROR(IF(AND($B10<>"",OR($E10=MAT_AR,$E10=MAT_AOE)),$X10*(IF($CZ10="",0,$CZ10)+IF($DD10="",0,$DD10)),""),"")
2 RACC | 123 | DS | Total Refrigerant Emission Cost, Dollar | =IF($B10<>"",IF(IF($DP10="",0,$DP10)+IF($DR10="",0,$DR10)-IF($DO10="",0,$DO10)-IF($DQ10="",0,$DQ10)<0, -IF($DP10="",0,$DP10)-IF($DR10="",0,$DR10)+IF($DO10="",0,$DO10)+IF($DQ10="",0,$DQ10),""),"") | 1 | 1 | 1 | 1 | 1 | 1 | 1 | 1 | 1 | 1 | 1 | 1 | 1 | 1 | 1 | 1 | 1 | 1 | 1 | 1 | 1 | 1 | 1 | 1 | 1 | '=IF($B10<>"",IF(IF($DP10="",0,$DP10)+IF($DR10="",0,$DR10)-IF($DO10="",0,$DO10)-IF($DQ10="",0,$DQ10)<0, -IF($DP10="",0,$DP10)-IF($DR10="",0,$DR10)+IF($DO10="",0,$DO10)+IF($DQ10="",0,$DQ10),""),"")
2 RACC | 124 | DT | Total Refrigerant Emissions Benefit, Dollar | =IF($B10<>"",IF(IF($DP10="",0,$DP10)+IF($DR10="",0,$DR10)-IF($DO10="",0,$DO10)-IF($DQ10="",0,$DQ10)>=0, IF($DP10="",0,$DP10)+IF($DR10="",0,$DR10)-IF($DO10="",0,$DO10)-IF($DQ10="",0,$DQ10),""),"") | 1 | 1 | 1 | 1 | 1 | 1 | 1 | 1 | 1 | 1 | 1 | 1 | 1 | 1 | 1 | 1 | 1 | 1 | 1 | 1 | 1 | 1 | 1 | 1 | 1 | '=IF($B10<>"",IF(IF($DP10="",0,$DP10)+IF($DR10="",0,$DR10)-IF($DO10="",0,$DO10)-IF($DQ10="",0,$DQ10)>=0, IF($DP10="",0,$DP10)+IF($DR10="",0,$DR10)-IF($DO10="",0,$DO10)-IF($DQ10="",0,$DQ10),""),"")
2 RACC | 125 | DU | Msr TGIndex | =IFERROR(MATCH($I10,TechGroup_NormUnit,0),"") | 1 | 1 | 1 | 1 | 1 | 1 | 1 | 1 | 1 | 1 | 1 | 1 | 1 | 1 | 1 | 1 | 1 | 1 | 1 | 1 | 1 | 1 | 1 | 1 | 1 | '=IFERROR(MATCH($I10,TechGroup_NormUnit,0),"")
2 RACC | 126 | DV | Msr TGRows | =IFERROR(INDEX(TG_Rows,$DU10),"") | 1 | 1 | 1 | 1 | 1 | 1 | 1 | 1 | 1 | 1 | 1 | 1 | 1 | 1 | 1 | 1 | 1 | 1 | 1 | 1 | 1 | 1 | 1 | 1 | 1 | '=IFERROR(INDEX(TG_Rows,$DU10),"")
2 RACC | 127 | DW | Std TGIndex | =IFERROR(MATCH($O10,TechGroup_NormUnit,0),"") | 1 | 1 | 1 | 1 | 1 | 1 | 1 | 1 | 1 | 1 | 1 | 1 | 1 | 1 | 1 | 1 | 1 | 1 | 1 | 1 | 1 | 1 | 1 | 1 | 1 | '=IFERROR(MATCH($O10,TechGroup_NormUnit,0),"")
2 RACC | 128 | DX | Std TGRows | =IFERROR(INDEX(TG_Rows,$DW10),"") | 1 | 1 | 1 | 1 | 1 | 1 | 1 | 1 | 1 | 1 | 1 | 1 | 1 | 1 | 1 | 1 | 1 | 1 | 1 | 1 | 1 | 1 | 1 | 1 | 1 | '=IFERROR(INDEX(TG_Rows,$DW10),"")
2 RACC | 129 | DY | Pre/Ext TGIndex | =IFERROR(MATCH($V10,TechGroup_NormUnit,0),"") | 1 | 1 | 1 | 1 | 1 | 1 | 1 | 1 | 1 | 1 | 1 | 1 | 1 | 1 | 1 | 1 | 1 | 1 | 1 | 1 | 1 | 1 | 1 | 1 | 1 | '=IFERROR(MATCH($V10,TechGroup_NormUnit,0),"")
2 RACC | 130 | DZ | Pre/Ext TGRows | =IFERROR(INDEX(TG_Rows,$DY10),"") | 1 | 1 | 1 | 1 | 1 | 1 | 1 | 1 | 1 | 1 | 1 | 1 | 1 | 1 | 1 | 1 | 1 | 1 | 1 | 1 | 1 | 1 | 1 | 1 | 1 | '=IFERROR(INDEX(TG_Rows,$DY10),"")
2 RACC | 131 | EA | RACC_Index_Description | =IF($B10<>"",CONCAT($A10,": ",$C10,IF($T10=TRUE," (w/reclamation documentation collected)","")," in ",$D10," (",$E10,")"),"") | 1 | 1 | 1 | 1 | 1 | 1 | 1 | 1 | 1 | 1 | 1 | 1 | 1 | 1 | 1 | 1 | 1 | 1 | 1 | 1 | 1 | 1 | 1 | 1 | 1 | '=IF($B10<>"",CONCAT($A10,": ",$C10,IF($T10=TRUE," (w/reclamation documentation collected)","")," in ",$D10," (",$E10,")"),"")
2 RACC | 132 | EB | Calculated_Annual_tCO2e_MsrYr01 | =IFERROR(IF(EB$5>IF(OR($E10=MAT_AOE,$E10=MAT_BRO_Op),$AF10,$AC10),"", IF(EB$5<=IF(OR($E10=MAT_AOE,$E10=MAT_BRO_Op),$AF10,$AC10),1,0) *$CG10),"") | 1 | 1 | 1 | 1 | 1 | 1 | 1 | 1 | 1 | 1 | 1 | 1 | 1 | 1 | 1 | 1 | 1 | 1 | 1 | 1 | 1 | 1 | 1 | 1 | 1 | '=IFERROR(IF(EB$5>IF(OR($E10=MAT_AOE,$E10=MAT_BRO_Op),$AF10,$AC10),"", IF(EB$5<=IF(OR($E10=MAT_AOE,$E10=MAT_BRO_Op),$AF10,$AC10),1,0) *$CG10),"")
2 RACC | 133 | EC | Calculated_Annual_tCO2e_MsrYr02 | =IFERROR(IF(EC$5>IF(OR($E10=MAT_AOE,$E10=MAT_BRO_Op),$AF10,$AC10),"", IF(EC$5<=IF(OR($E10=MAT_AOE,$E10=MAT_BRO_Op),$AF10,$AC10),1,0) *$CG10),"") | 1 | 1 | 1 | 1 | 1 | 1 | 1 | 1 | 1 | 1 | 1 | 1 | 1 | 1 | 1 | 1 | 1 | 1 | 1 | 1 | 1 | 1 | 1 | 1 | 1 | '=IFERROR(IF(EC$5>IF(OR($E10=MAT_AOE,$E10=MAT_BRO_Op),$AF10,$AC10),"", IF(EC$5<=IF(OR($E10=MAT_AOE,$E10=MAT_BRO_Op),$AF10,$AC10),1,0) *$CG10),"")
2 RACC | 134 | ED | Calculated_Annual_tCO2e_MsrYr03 | =IFERROR(IF(ED$5>IF(OR($E10=MAT_AOE,$E10=MAT_BRO_Op),$AF10,$AC10),"", IF(ED$5<=IF(OR($E10=MAT_AOE,$E10=MAT_BRO_Op),$AF10,$AC10),1,0) *$CG10),"") | 1 | 1 | 1 | 1 | 1 | 1 | 1 | 1 | 1 | 1 | 1 | 1 | 1 | 1 | 1 | 1 | 1 | 1 | 1 | 1 | 1 | 1 | 1 | 1 | 1 | '=IFERROR(IF(ED$5>IF(OR($E10=MAT_AOE,$E10=MAT_BRO_Op),$AF10,$AC10),"", IF(ED$5<=IF(OR($E10=MAT_AOE,$E10=MAT_BRO_Op),$AF10,$AC10),1,0) *$CG10),"")
2 RACC | 135 | EE | Calculated_Annual_tCO2e_MsrYr04 | =IFERROR(IF(EE$5>IF(OR($E10=MAT_AOE,$E10=MAT_BRO_Op),$AF10,$AC10),"", IF(EE$5<=IF(OR($E10=MAT_AOE,$E10=MAT_BRO_Op),$AF10,$AC10),1,0) *$CG10),"") | 1 | 1 | 1 | 1 | 1 | 1 | 1 | 1 | 1 | 1 | 1 | 1 | 1 | 1 | 1 | 1 | 1 | 1 | 1 | 1 | 1 | 1 | 1 | 1 | 1 | '=IFERROR(IF(EE$5>IF(OR($E10=MAT_AOE,$E10=MAT_BRO_Op),$AF10,$AC10),"", IF(EE$5<=IF(OR($E10=MAT_AOE,$E10=MAT_BRO_Op),$AF10,$AC10),1,0) *$CG10),"")
2 RACC | 136 | EF | Calculated_Annual_tCO2e_MsrYr05 | =IFERROR(IF(EF$5>IF(OR($E10=MAT_AOE,$E10=MAT_BRO_Op),$AF10,$AC10),"", IF(EF$5<=IF(OR($E10=MAT_AOE,$E10=MAT_BRO_Op),$AF10,$AC10),1,0) *$CG10),"") | 1 | 1 | 1 | 1 | 1 | 1 | 1 | 1 | 1 | 1 | 1 | 1 | 1 | 1 | 1 | 1 | 1 | 1 | 1 | 1 | 1 | 1 | 1 | 1 | 1 | '=IFERROR(IF(EF$5>IF(OR($E10=MAT_AOE,$E10=MAT_BRO_Op),$AF10,$AC10),"", IF(EF$5<=IF(OR($E10=MAT_AOE,$E10=MAT_BRO_Op),$AF10,$AC10),1,0) *$CG10),"")
2 RACC | 137 | EG | Calculated_Annual_tCO2e_MsrYr06 | =IFERROR(IF(EG$5>IF(OR($E10=MAT_AOE,$E10=MAT_BRO_Op),$AF10,$AC10),"", IF(EG$5<=IF(OR($E10=MAT_AOE,$E10=MAT_BRO_Op),$AF10,$AC10),1,0) *$CG10),"") | 1 | 1 | 1 | 1 | 1 | 1 | 1 | 1 | 1 | 1 | 1 | 1 | 1 | 1 | 1 | 1 | 1 | 1 | 1 | 1 | 1 | 1 | 1 | 1 | 1 | '=IFERROR(IF(EG$5>IF(OR($E10=MAT_AOE,$E10=MAT_BRO_Op),$AF10,$AC10),"", IF(EG$5<=IF(OR($E10=MAT_AOE,$E10=MAT_BRO_Op),$AF10,$AC10),1,0) *$CG10),"")
2 RACC | 138 | EH | Calculated_Annual_tCO2e_MsrYr07 | =IFERROR(IF(EH$5>IF(OR($E10=MAT_AOE,$E10=MAT_BRO_Op),$AF10,$AC10),"", IF(EH$5<=IF(OR($E10=MAT_AOE,$E10=MAT_BRO_Op),$AF10,$AC10),1,0) *$CG10),"") | 1 | 1 | 1 | 1 | 1 | 1 | 1 | 1 | 1 | 1 | 1 | 1 | 1 | 1 | 1 | 1 | 1 | 1 | 1 | 1 | 1 | 1 | 1 | 1 | 1 | '=IFERROR(IF(EH$5>IF(OR($E10=MAT_AOE,$E10=MAT_BRO_Op),$AF10,$AC10),"", IF(EH$5<=IF(OR($E10=MAT_AOE,$E10=MAT_BRO_Op),$AF10,$AC10),1,0) *$CG10),"")
2 RACC | 139 | EI | Calculated_Annual_tCO2e_MsrYr08 | =IFERROR(IF(EI$5>IF(OR($E10=MAT_AOE,$E10=MAT_BRO_Op),$AF10,$AC10),"", IF(EI$5<=IF(OR($E10=MAT_AOE,$E10=MAT_BRO_Op),$AF10,$AC10),1,0) *$CG10),"") | 1 | 1 | 1 | 1 | 1 | 1 | 1 | 1 | 1 | 1 | 1 | 1 | 1 | 1 | 1 | 1 | 1 | 1 | 1 | 1 | 1 | 1 | 1 | 1 | 1 | '=IFERROR(IF(EI$5>IF(OR($E10=MAT_AOE,$E10=MAT_BRO_Op),$AF10,$AC10),"", IF(EI$5<=IF(OR($E10=MAT_AOE,$E10=MAT_BRO_Op),$AF10,$AC10),1,0) *$CG10),"")
2 RACC | 140 | EJ | Calculated_Annual_tCO2e_MsrYr09 | =IFERROR(IF(EJ$5>IF(OR($E10=MAT_AOE,$E10=MAT_BRO_Op),$AF10,$AC10),"", IF(EJ$5<=IF(OR($E10=MAT_AOE,$E10=MAT_BRO_Op),$AF10,$AC10),1,0) *$CG10),"") | 1 | 1 | 1 | 1 | 1 | 1 | 1 | 1 | 1 | 1 | 1 | 1 | 1 | 1 | 1 | 1 | 1 | 1 | 1 | 1 | 1 | 1 | 1 | 1 | 1 | '=IFERROR(IF(EJ$5>IF(OR($E10=MAT_AOE,$E10=MAT_BRO_Op),$AF10,$AC10),"", IF(EJ$5<=IF(OR($E10=MAT_AOE,$E10=MAT_BRO_Op),$AF10,$AC10),1,0) *$CG10),"")
2 RACC | 141 | EK | Calculated_Annual_tCO2e_MsrYr10 | =IFERROR(IF(EK$5>IF(OR($E10=MAT_AOE,$E10=MAT_BRO_Op),$AF10,$AC10),"", IF(EK$5<=IF(OR($E10=MAT_AOE,$E10=MAT_BRO_Op),$AF10,$AC10),1,0) *$CG10),"") | 1 | 1 | 1 | 1 | 1 | 1 | 1 | 1 | 1 | 1 | 1 | 1 | 1 | 1 | 1 | 1 | 1 | 1 | 1 | 1 | 1 | 1 | 1 | 1 | 1 | '=IFERROR(IF(EK$5>IF(OR($E10=MAT_AOE,$E10=MAT_BRO_Op),$AF10,$AC10),"", IF(EK$5<=IF(OR($E10=MAT_AOE,$E10=MAT_BRO_Op),$AF10,$AC10),1,0) *$CG10),"")
2 RACC | 142 | EL | Calculated_Annual_tCO2e_MsrYr11 | =IFERROR(IF(EL$5>IF(OR($E10=MAT_AOE,$E10=MAT_BRO_Op),$AF10,$AC10),"", IF(EL$5<=IF(OR($E10=MAT_AOE,$E10=MAT_BRO_Op),$AF10,$AC10),1,0) *$CG10),"") | 1 | 1 | 1 | 1 | 1 | 1 | 1 | 1 | 1 | 1 | 1 | 1 | 1 | 1 | 1 | 1 | 1 | 1 | 1 | 1 | 1 | 1 | 1 | 1 | 1 | '=IFERROR(IF(EL$5>IF(OR($E10=MAT_AOE,$E10=MAT_BRO_Op),$AF10,$AC10),"", IF(EL$5<=IF(OR($E10=MAT_AOE,$E10=MAT_BRO_Op),$AF10,$AC10),1,0) *$CG10),"")
2 RACC | 143 | EM | Calculated_Annual_tCO2e_MsrYr12 | =IFERROR(IF(EM$5>IF(OR($E10=MAT_AOE,$E10=MAT_BRO_Op),$AF10,$AC10),"", IF(EM$5<=IF(OR($E10=MAT_AOE,$E10=MAT_BRO_Op),$AF10,$AC10),1,0) *$CG10),"") | 1 | 1 | 1 | 1 | 1 | 1 | 1 | 1 | 1 | 1 | 1 | 1 | 1 | 1 | 1 | 1 | 1 | 1 | 1 | 1 | 1 | 1 | 1 | 1 | 1 | '=IFERROR(IF(EM$5>IF(OR($E10=MAT_AOE,$E10=MAT_BRO_Op),$AF10,$AC10),"", IF(EM$5<=IF(OR($E10=MAT_AOE,$E10=MAT_BRO_Op),$AF10,$AC10),1,0) *$CG10),"")
2 RACC | 144 | EN | Calculated_Annual_tCO2e_MsrYr13 | =IFERROR(IF(EN$5>IF(OR($E10=MAT_AOE,$E10=MAT_BRO_Op),$AF10,$AC10),"", IF(EN$5<=IF(OR($E10=MAT_AOE,$E10=MAT_BRO_Op),$AF10,$AC10),1,0) *$CG10),"") | 1 | 1 | 1 | 1 | 1 | 1 | 1 | 1 | 1 | 1 | 1 | 1 | 1 | 1 | 1 | 1 | 1 | 1 | 1 | 1 | 1 | 1 | 1 | 1 | 1 | '=IFERROR(IF(EN$5>IF(OR($E10=MAT_AOE,$E10=MAT_BRO_Op),$AF10,$AC10),"", IF(EN$5<=IF(OR($E10=MAT_AOE,$E10=MAT_BRO_Op),$AF10,$AC10),1,0) *$CG10),"")
2 RACC | 145 | EO | Calculated_Annual_tCO2e_MsrYr14 | =IFERROR(IF(EO$5>IF(OR($E10=MAT_AOE,$E10=MAT_BRO_Op),$AF10,$AC10),"", IF(EO$5<=IF(OR($E10=MAT_AOE,$E10=MAT_BRO_Op),$AF10,$AC10),1,0) *$CG10),"") | 1 | 1 | 1 | 1 | 1 | 1 | 1 | 1 | 1 | 1 | 1 | 1 | 1 | 1 | 1 | 1 | 1 | 1 | 1 | 1 | 1 | 1 | 1 | 1 | 1 | '=IFERROR(IF(EO$5>IF(OR($E10=MAT_AOE,$E10=MAT_BRO_Op),$AF10,$AC10),"", IF(EO$5<=IF(OR($E10=MAT_AOE,$E10=MAT_BRO_Op),$AF10,$AC10),1,0) *$CG10),"")
2 RACC | 146 | EP | Calculated_Annual_tCO2e_MsrYr15 | =IFERROR(IF(EP$5>IF(OR($E10=MAT_AOE,$E10=MAT_BRO_Op),$AF10,$AC10),"", IF(EP$5<=IF(OR($E10=MAT_AOE,$E10=MAT_BRO_Op),$AF10,$AC10),1,0) *$CG10),"") | 1 | 1 | 1 | 1 | 1 | 1 | 1 | 1 | 1 | 1 | 1 | 1 | 1 | 1 | 1 | 1 | 1 | 1 | 1 | 1 | 1 | 1 | 1 | 1 | 1 | '=IFERROR(IF(EP$5>IF(OR($E10=MAT_AOE,$E10=MAT_BRO_Op),$AF10,$AC10),"", IF(EP$5<=IF(OR($E10=MAT_AOE,$E10=MAT_BRO_Op),$AF10,$AC10),1,0) *$CG10),"")
2 RACC | 147 | EQ | Calculated_Annual_tCO2e_MsrYr16 | =IFERROR(IF(EQ$5>IF(OR($E10=MAT_AOE,$E10=MAT_BRO_Op),$AF10,$AC10),"", IF(EQ$5<=IF(OR($E10=MAT_AOE,$E10=MAT_BRO_Op),$AF10,$AC10),1,0) *$CG10),"") | 1 | 1 | 1 | 1 | 1 | 1 | 1 | 1 | 1 | 1 | 1 | 1 | 1 | 1 | 1 | 1 | 1 | 1 | 1 | 1 | 1 | 1 | 1 | 1 | 1 | '=IFERROR(IF(EQ$5>IF(OR($E10=MAT_AOE,$E10=MAT_BRO_Op),$AF10,$AC10),"", IF(EQ$5<=IF(OR($E10=MAT_AOE,$E10=MAT_BRO_Op),$AF10,$AC10),1,0) *$CG10),"")
2 RACC | 148 | ER | Calculated_Annual_tCO2e_MsrYr17 | =IFERROR(IF(ER$5>IF(OR($E10=MAT_AOE,$E10=MAT_BRO_Op),$AF10,$AC10),"", IF(ER$5<=IF(OR($E10=MAT_AOE,$E10=MAT_BRO_Op),$AF10,$AC10),1,0) *$CG10),"") | 1 | 1 | 1 | 1 | 1 | 1 | 1 | 1 | 1 | 1 | 1 | 1 | 1 | 1 | 1 | 1 | 1 | 1 | 1 | 1 | 1 | 1 | 1 | 1 | 1 | '=IFERROR(IF(ER$5>IF(OR($E10=MAT_AOE,$E10=MAT_BRO_Op),$AF10,$AC10),"", IF(ER$5<=IF(OR($E10=MAT_AOE,$E10=MAT_BRO_Op),$AF10,$AC10),1,0) *$CG10),"")
2 RACC | 149 | ES | Calculated_Annual_tCO2e_MsrYr18 | =IFERROR(IF(ES$5>IF(OR($E10=MAT_AOE,$E10=MAT_BRO_Op),$AF10,$AC10),"", IF(ES$5<=IF(OR($E10=MAT_AOE,$E10=MAT_BRO_Op),$AF10,$AC10),1,0) *$CG10),"") | 1 | 1 | 1 | 1 | 1 | 1 | 1 | 1 | 1 | 1 | 1 | 1 | 1 | 1 | 1 | 1 | 1 | 1 | 1 | 1 | 1 | 1 | 1 | 1 | 1 | '=IFERROR(IF(ES$5>IF(OR($E10=MAT_AOE,$E10=MAT_BRO_Op),$AF10,$AC10),"", IF(ES$5<=IF(OR($E10=MAT_AOE,$E10=MAT_BRO_Op),$AF10,$AC10),1,0) *$CG10),"")
2 RACC | 150 | ET | Calculated_Annual_tCO2e_MsrYr19 | =IFERROR(IF(ET$5>IF(OR($E10=MAT_AOE,$E10=MAT_BRO_Op),$AF10,$AC10),"", IF(ET$5<=IF(OR($E10=MAT_AOE,$E10=MAT_BRO_Op),$AF10,$AC10),1,0) *$CG10),"") | 1 | 1 | 1 | 1 | 1 | 1 | 1 | 1 | 1 | 1 | 1 | 1 | 1 | 1 | 1 | 1 | 1 | 1 | 1 | 1 | 1 | 1 | 1 | 1 | 1 | '=IFERROR(IF(ET$5>IF(OR($E10=MAT_AOE,$E10=MAT_BRO_Op),$AF10,$AC10),"", IF(ET$5<=IF(OR($E10=MAT_AOE,$E10=MAT_BRO_Op),$AF10,$AC10),1,0) *$CG10),"")
2 RACC | 151 | EU | Calculated_Annual_tCO2e_MsrYr20 | =IFERROR(IF(EU$5>IF(OR($E10=MAT_AOE,$E10=MAT_BRO_Op),$AF10,$AC10),"", IF(EU$5<=IF(OR($E10=MAT_AOE,$E10=MAT_BRO_Op),$AF10,$AC10),1,0) *$CG10),"") | 1 | 1 | 1 | 1 | 1 | 1 | 1 | 1 | 1 | 1 | 1 | 1 | 1 | 1 | 1 | 1 | 1 | 1 | 1 | 1 | 1 | 1 | 1 | 1 | 1 | '=IFERROR(IF(EU$5>IF(OR($E10=MAT_AOE,$E10=MAT_BRO_Op),$AF10,$AC10),"", IF(EU$5<=IF(OR($E10=MAT_AOE,$E10=MAT_BRO_Op),$AF10,$AC10),1,0) *$CG10),"")
2 RACC | 152 | EV | Calculated_Annual_tCO2e_MsrYr21 | =IFERROR(IF(EV$5>IF(OR($E10=MAT_AOE,$E10=MAT_BRO_Op),$AF10,$AC10),"", IF(EV$5<=IF(OR($E10=MAT_AOE,$E10=MAT_BRO_Op),$AF10,$AC10),1,0) *$CG10),"") | 1 | 1 | 1 | 1 | 1 | 1 | 1 | 1 | 1 | 1 | 1 | 1 | 1 | 1 | 1 | 1 | 1 | 1 | 1 | 1 | 1 | 1 | 1 | 1 | 1 | '=IFERROR(IF(EV$5>IF(OR($E10=MAT_AOE,$E10=MAT_BRO_Op),$AF10,$AC10),"", IF(EV$5<=IF(OR($E10=MAT_AOE,$E10=MAT_BRO_Op),$AF10,$AC10),1,0) *$CG10),"")
2 RACC | 153 | EW | Calculated_Annual_tCO2e_MsrYr22 | =IFERROR(IF(EW$5>IF(OR($E10=MAT_AOE,$E10=MAT_BRO_Op),$AF10,$AC10),"", IF(EW$5<=IF(OR($E10=MAT_AOE,$E10=MAT_BRO_Op),$AF10,$AC10),1,0) *$CG10),"") | 1 | 1 | 1 | 1 | 1 | 1 | 1 | 1 | 1 | 1 | 1 | 1 | 1 | 1 | 1 | 1 | 1 | 1 | 1 | 1 | 1 | 1 | 1 | 1 | 1 | '=IFERROR(IF(EW$5>IF(OR($E10=MAT_AOE,$E10=MAT_BRO_Op),$AF10,$AC10),"", IF(EW$5<=IF(OR($E10=MAT_AOE,$E10=MAT_BRO_Op),$AF10,$AC10),1,0) *$CG10),"")
2 RACC | 154 | EX | Calculated_Annual_tCO2e_MsrYr23 | =IFERROR(IF(EX$5>IF(OR($E10=MAT_AOE,$E10=MAT_BRO_Op),$AF10,$AC10),"", IF(EX$5<=IF(OR($E10=MAT_AOE,$E10=MAT_BRO_Op),$AF10,$AC10),1,0) *$CG10),"") | 1 | 1 | 1 | 1 | 1 | 1 | 1 | 1 | 1 | 1 | 1 | 1 | 1 | 1 | 1 | 1 | 1 | 1 | 1 | 1 | 1 | 1 | 1 | 1 | 1 | '=IFERROR(IF(EX$5>IF(OR($E10=MAT_AOE,$E10=MAT_BRO_Op),$AF10,$AC10),"", IF(EX$5<=IF(OR($E10=MAT_AOE,$E10=MAT_BRO_Op),$AF10,$AC10),1,0) *$CG10),"")
2 RACC | 155 | EY | Calculated_Annual_tCO2e_MsrYr24 | =IFERROR(IF(EY$5>IF(OR($E10=MAT_AOE,$E10=MAT_BRO_Op),$AF10,$AC10),"", IF(EY$5<=IF(OR($E10=MAT_AOE,$E10=MAT_BRO_Op),$AF10,$AC10),1,0) *$CG10),"") | 1 | 1 | 1 | 1 | 1 | 1 | 1 | 1 | 1 | 1 | 1 | 1 | 1 | 1 | 1 | 1 | 1 | 1 | 1 | 1 | 1 | 1 | 1 | 1 | 1 | '=IFERROR(IF(EY$5>IF(OR($E10=MAT_AOE,$E10=MAT_BRO_Op),$AF10,$AC10),"", IF(EY$5<=IF(OR($E10=MAT_AOE,$E10=MAT_BRO_Op),$AF10,$AC10),1,0) *$CG10),"")
2 RACC | 156 | EZ | Calculated_Annual_tCO2e_MsrYr25 | =IFERROR(IF(EZ$5>IF(OR($E10=MAT_AOE,$E10=MAT_BRO_Op),$AF10,$AC10),"", IF(EZ$5<=IF(OR($E10=MAT_AOE,$E10=MAT_BRO_Op),$AF10,$AC10),1,0) *$CG10),"") | 1 | 1 | 1 | 1 | 1 | 1 | 1 | 1 | 1 | 1 | 1 | 1 | 1 | 1 | 1 | 1 | 1 | 1 | 1 | 1 | 1 | 1 | 1 | 1 | 1 | '=IFERROR(IF(EZ$5>IF(OR($E10=MAT_AOE,$E10=MAT_BRO_Op),$AF10,$AC10),"", IF(EZ$5<=IF(OR($E10=MAT_AOE,$E10=MAT_BRO_Op),$AF10,$AC10),1,0) *$CG10),"")
2 RACC | 157 | FA | Calculated_Annual_tCO2e_MsrYr26 | =IFERROR(IF(FA$5>IF(OR($E10=MAT_AOE,$E10=MAT_BRO_Op),$AF10,$AC10),"", IF(FA$5<=IF(OR($E10=MAT_AOE,$E10=MAT_BRO_Op),$AF10,$AC10),1,0) *$CG10),"") | 1 | 1 | 1 | 1 | 1 | 1 | 1 | 1 | 1 | 1 | 1 | 1 | 1 | 1 | 1 | 1 | 1 | 1 | 1 | 1 | 1 | 1 | 1 | 1 | 1 | '=IFERROR(IF(FA$5>IF(OR($E10=MAT_AOE,$E10=MAT_BRO_Op),$AF10,$AC10),"", IF(FA$5<=IF(OR($E10=MAT_AOE,$E10=MAT_BRO_Op),$AF10,$AC10),1,0) *$CG10),"")
2 RACC | 158 | FB | Calculated_Annual_tCO2e_MsrYr27 | =IFERROR(IF(FB$5>IF(OR($E10=MAT_AOE,$E10=MAT_BRO_Op),$AF10,$AC10),"", IF(FB$5<=IF(OR($E10=MAT_AOE,$E10=MAT_BRO_Op),$AF10,$AC10),1,0) *$CG10),"") | 1 | 1 | 1 | 1 | 1 | 1 | 1 | 1 | 1 | 1 | 1 | 1 | 1 | 1 | 1 | 1 | 1 | 1 | 1 | 1 | 1 | 1 | 1 | 1 | 1 | '=IFERROR(IF(FB$5>IF(OR($E10=MAT_AOE,$E10=MAT_BRO_Op),$AF10,$AC10),"", IF(FB$5<=IF(OR($E10=MAT_AOE,$E10=MAT_BRO_Op),$AF10,$AC10),1,0) *$CG10),"")
2 RACC | 159 | FC | Calculated_Annual_tCO2e_MsrYr28 | =IFERROR(IF(FC$5>IF(OR($E10=MAT_AOE,$E10=MAT_BRO_Op),$AF10,$AC10),"", IF(FC$5<=IF(OR($E10=MAT_AOE,$E10=MAT_BRO_Op),$AF10,$AC10),1,0) *$CG10),"") | 1 | 1 | 1 | 1 | 1 | 1 | 1 | 1 | 1 | 1 | 1 | 1 | 1 | 1 | 1 | 1 | 1 | 1 | 1 | 1 | 1 | 1 | 1 | 1 | 1 | '=IFERROR(IF(FC$5>IF(OR($E10=MAT_AOE,$E10=MAT_BRO_Op),$AF10,$AC10),"", IF(FC$5<=IF(OR($E10=MAT_AOE,$E10=MAT_BRO_Op),$AF10,$AC10),1,0) *$CG10),"")
2 RACC | 160 | FD | Calculated_Annual_tCO2e_MsrYr29 | =IFERROR(IF(FD$5>IF(OR($E10=MAT_AOE,$E10=MAT_BRO_Op),$AF10,$AC10),"", IF(FD$5<=IF(OR($E10=MAT_AOE,$E10=MAT_BRO_Op),$AF10,$AC10),1,0) *$CG10),"") | 1 | 1 | 1 | 1 | 1 | 1 | 1 | 1 | 1 | 1 | 1 | 1 | 1 | 1 | 1 | 1 | 1 | 1 | 1 | 1 | 1 | 1 | 1 | 1 | 1 | '=IFERROR(IF(FD$5>IF(OR($E10=MAT_AOE,$E10=MAT_BRO_Op),$AF10,$AC10),"", IF(FD$5<=IF(OR($E10=MAT_AOE,$E10=MAT_BRO_Op),$AF10,$AC10),1,0) *$CG10),"")
2 RACC | 161 | FE | Calculated_Annual_tCO2e_MsrYr30 | =IFERROR(IF(FE$5>IF(OR($E10=MAT_AOE,$E10=MAT_BRO_Op),$AF10,$AC10),"", IF(FE$5<=IF(OR($E10=MAT_AOE,$E10=MAT_BRO_Op),$AF10,$AC10),1,0) *$CG10),"") | 1 | 1 | 1 | 1 | 1 | 1 | 1 | 1 | 1 | 1 | 1 | 1 | 1 | 1 | 1 | 1 | 1 | 1 | 1 | 1 | 1 | 1 | 1 | 1 | 1 | '=IFERROR(IF(FE$5>IF(OR($E10=MAT_AOE,$E10=MAT_BRO_Op),$AF10,$AC10),"", IF(FE$5<=IF(OR($E10=MAT_AOE,$E10=MAT_BRO_Op),$AF10,$AC10),1,0) *$CG10),"")
2 RACC | 162 | FF | Calculated_EOL_tCO2e_MsrYr01 | =IFERROR(IF(FF$5=IF(OR($E10=MAT_AOE,$E10=MAT_BRO_Op),$AF10,$AC10),$CK10,IF(AND(FF$5<IF(OR($E10=MAT_AOE,$E10=MAT_BRO_Op),$AF10,$AC10),$E10<>""),0,"")),"") | 1 | 1 | 1 | 1 | 1 | 1 | 1 | 1 | 1 | 1 | 1 | 1 | 1 | 1 | 1 | 1 | 1 | 1 | 1 | 1 | 1 | 1 | 1 | 1 | 1 | '=IFERROR(IF(FF$5=IF(OR($E10=MAT_AOE,$E10=MAT_BRO_Op),$AF10,$AC10),$CK10,IF(AND(FF$5<IF(OR($E10=MAT_AOE,$E10=MAT_BRO_Op),$AF10,$AC10),$E10<>""),0,"")),"")
2 RACC | 163 | FG | Calculated_EOL_tCO2e_MsrYr02 | =IFERROR(IF(FG$5=IF(OR($E10=MAT_AOE,$E10=MAT_BRO_Op),$AF10,$AC10),$CK10,IF(AND(FG$5<IF(OR($E10=MAT_AOE,$E10=MAT_BRO_Op),$AF10,$AC10),$E10<>""),0,"")),"") | 1 | 1 | 1 | 1 | 1 | 1 | 1 | 1 | 1 | 1 | 1 | 1 | 1 | 1 | 1 | 1 | 1 | 1 | 1 | 1 | 1 | 1 | 1 | 1 | 1 | '=IFERROR(IF(FG$5=IF(OR($E10=MAT_AOE,$E10=MAT_BRO_Op),$AF10,$AC10),$CK10,IF(AND(FG$5<IF(OR($E10=MAT_AOE,$E10=MAT_BRO_Op),$AF10,$AC10),$E10<>""),0,"")),"")
2 RACC | 164 | FH | Calculated_EOL_tCO2e_MsrYr03 | =IFERROR(IF(FH$5=IF(OR($E10=MAT_AOE,$E10=MAT_BRO_Op),$AF10,$AC10),$CK10,IF(AND(FH$5<IF(OR($E10=MAT_AOE,$E10=MAT_BRO_Op),$AF10,$AC10),$E10<>""),0,"")),"") | 1 | 1 | 1 | 1 | 1 | 1 | 1 | 1 | 1 | 1 | 1 | 1 | 1 | 1 | 1 | 1 | 1 | 1 | 1 | 1 | 1 | 1 | 1 | 1 | 1 | '=IFERROR(IF(FH$5=IF(OR($E10=MAT_AOE,$E10=MAT_BRO_Op),$AF10,$AC10),$CK10,IF(AND(FH$5<IF(OR($E10=MAT_AOE,$E10=MAT_BRO_Op),$AF10,$AC10),$E10<>""),0,"")),"")
2 RACC | 165 | FI | Calculated_EOL_tCO2e_MsrYr04 | =IFERROR(IF(FI$5=IF(OR($E10=MAT_AOE,$E10=MAT_BRO_Op),$AF10,$AC10),$CK10,IF(AND(FI$5<IF(OR($E10=MAT_AOE,$E10=MAT_BRO_Op),$AF10,$AC10),$E10<>""),0,"")),"") | 1 | 1 | 1 | 1 | 1 | 1 | 1 | 1 | 1 | 1 | 1 | 1 | 1 | 1 | 1 | 1 | 1 | 1 | 1 | 1 | 1 | 1 | 1 | 1 | 1 | '=IFERROR(IF(FI$5=IF(OR($E10=MAT_AOE,$E10=MAT_BRO_Op),$AF10,$AC10),$CK10,IF(AND(FI$5<IF(OR($E10=MAT_AOE,$E10=MAT_BRO_Op),$AF10,$AC10),$E10<>""),0,"")),"")
2 RACC | 166 | FJ | Calculated_EOL_tCO2e_MsrYr05 | =IFERROR(IF(FJ$5=IF(OR($E10=MAT_AOE,$E10=MAT_BRO_Op),$AF10,$AC10),$CK10,IF(AND(FJ$5<IF(OR($E10=MAT_AOE,$E10=MAT_BRO_Op),$AF10,$AC10),$E10<>""),0,"")),"") | 1 | 1 | 1 | 1 | 1 | 1 | 1 | 1 | 1 | 1 | 1 | 1 | 1 | 1 | 1 | 1 | 1 | 1 | 1 | 1 | 1 | 1 | 1 | 1 | 1 | '=IFERROR(IF(FJ$5=IF(OR($E10=MAT_AOE,$E10=MAT_BRO_Op),$AF10,$AC10),$CK10,IF(AND(FJ$5<IF(OR($E10=MAT_AOE,$E10=MAT_BRO_Op),$AF10,$AC10),$E10<>""),0,"")),"")
2 RACC | 167 | FK | Calculated_EOL_tCO2e_MsrYr06 | =IFERROR(IF(FK$5=IF(OR($E10=MAT_AOE,$E10=MAT_BRO_Op),$AF10,$AC10),$CK10,IF(AND(FK$5<IF(OR($E10=MAT_AOE,$E10=MAT_BRO_Op),$AF10,$AC10),$E10<>""),0,"")),"") | 1 | 1 | 1 | 1 | 1 | 1 | 1 | 1 | 1 | 1 | 1 | 1 | 1 | 1 | 1 | 1 | 1 | 1 | 1 | 1 | 1 | 1 | 1 | 1 | 1 | '=IFERROR(IF(FK$5=IF(OR($E10=MAT_AOE,$E10=MAT_BRO_Op),$AF10,$AC10),$CK10,IF(AND(FK$5<IF(OR($E10=MAT_AOE,$E10=MAT_BRO_Op),$AF10,$AC10),$E10<>""),0,"")),"")
2 RACC | 168 | FL | Calculated_EOL_tCO2e_MsrYr07 | =IFERROR(IF(FL$5=IF(OR($E10=MAT_AOE,$E10=MAT_BRO_Op),$AF10,$AC10),$CK10,IF(AND(FL$5<IF(OR($E10=MAT_AOE,$E10=MAT_BRO_Op),$AF10,$AC10),$E10<>""),0,"")),"") | 1 | 1 | 1 | 1 | 1 | 1 | 1 | 1 | 1 | 1 | 1 | 1 | 1 | 1 | 1 | 1 | 1 | 1 | 1 | 1 | 1 | 1 | 1 | 1 | 1 | '=IFERROR(IF(FL$5=IF(OR($E10=MAT_AOE,$E10=MAT_BRO_Op),$AF10,$AC10),$CK10,IF(AND(FL$5<IF(OR($E10=MAT_AOE,$E10=MAT_BRO_Op),$AF10,$AC10),$E10<>""),0,"")),"")
2 RACC | 169 | FM | Calculated_EOL_tCO2e_MsrYr08 | =IFERROR(IF(FM$5=IF(OR($E10=MAT_AOE,$E10=MAT_BRO_Op),$AF10,$AC10),$CK10,IF(AND(FM$5<IF(OR($E10=MAT_AOE,$E10=MAT_BRO_Op),$AF10,$AC10),$E10<>""),0,"")),"") | 1 | 1 | 1 | 1 | 1 | 1 | 1 | 1 | 1 | 1 | 1 | 1 | 1 | 1 | 1 | 1 | 1 | 1 | 1 | 1 | 1 | 1 | 1 | 1 | 1 | '=IFERROR(IF(FM$5=IF(OR($E10=MAT_AOE,$E10=MAT_BRO_Op),$AF10,$AC10),$CK10,IF(AND(FM$5<IF(OR($E10=MAT_AOE,$E10=MAT_BRO_Op),$AF10,$AC10),$E10<>""),0,"")),"")
2 RACC | 170 | FN | Calculated_EOL_tCO2e_MsrYr09 | =IFERROR(IF(FN$5=IF(OR($E10=MAT_AOE,$E10=MAT_BRO_Op),$AF10,$AC10),$CK10,IF(AND(FN$5<IF(OR($E10=MAT_AOE,$E10=MAT_BRO_Op),$AF10,$AC10),$E10<>""),0,"")),"") | 1 | 1 | 1 | 1 | 1 | 1 | 1 | 1 | 1 | 1 | 1 | 1 | 1 | 1 | 1 | 1 | 1 | 1 | 1 | 1 | 1 | 1 | 1 | 1 | 1 | '=IFERROR(IF(FN$5=IF(OR($E10=MAT_AOE,$E10=MAT_BRO_Op),$AF10,$AC10),$CK10,IF(AND(FN$5<IF(OR($E10=MAT_AOE,$E10=MAT_BRO_Op),$AF10,$AC10),$E10<>""),0,"")),"")
2 RACC | 171 | FO | Calculated_EOL_tCO2e_MsrYr10 | =IFERROR(IF(FO$5=IF(OR($E10=MAT_AOE,$E10=MAT_BRO_Op),$AF10,$AC10),$CK10,IF(AND(FO$5<IF(OR($E10=MAT_AOE,$E10=MAT_BRO_Op),$AF10,$AC10),$E10<>""),0,"")),"") | 1 | 1 | 1 | 1 | 1 | 1 | 1 | 1 | 1 | 1 | 1 | 1 | 1 | 1 | 1 | 1 | 1 | 1 | 1 | 1 | 1 | 1 | 1 | 1 | 1 | '=IFERROR(IF(FO$5=IF(OR($E10=MAT_AOE,$E10=MAT_BRO_Op),$AF10,$AC10),$CK10,IF(AND(FO$5<IF(OR($E10=MAT_AOE,$E10=MAT_BRO_Op),$AF10,$AC10),$E10<>""),0,"")),"")
2 RACC | 172 | FP | Calculated_EOL_tCO2e_MsrYr11 | =IFERROR(IF(FP$5=IF(OR($E10=MAT_AOE,$E10=MAT_BRO_Op),$AF10,$AC10),$CK10,IF(AND(FP$5<IF(OR($E10=MAT_AOE,$E10=MAT_BRO_Op),$AF10,$AC10),$E10<>""),0,"")),"") | 1 | 1 | 1 | 1 | 1 | 1 | 1 | 1 | 1 | 1 | 1 | 1 | 1 | 1 | 1 | 1 | 1 | 1 | 1 | 1 | 1 | 1 | 1 | 1 | 1 | '=IFERROR(IF(FP$5=IF(OR($E10=MAT_AOE,$E10=MAT_BRO_Op),$AF10,$AC10),$CK10,IF(AND(FP$5<IF(OR($E10=MAT_AOE,$E10=MAT_BRO_Op),$AF10,$AC10),$E10<>""),0,"")),"")
2 RACC | 173 | FQ | Calculated_EOL_tCO2e_MsrYr12 | =IFERROR(IF(FQ$5=IF(OR($E10=MAT_AOE,$E10=MAT_BRO_Op),$AF10,$AC10),$CK10,IF(AND(FQ$5<IF(OR($E10=MAT_AOE,$E10=MAT_BRO_Op),$AF10,$AC10),$E10<>""),0,"")),"") | 1 | 1 | 1 | 1 | 1 | 1 | 1 | 1 | 1 | 1 | 1 | 1 | 1 | 1 | 1 | 1 | 1 | 1 | 1 | 1 | 1 | 1 | 1 | 1 | 1 | '=IFERROR(IF(FQ$5=IF(OR($E10=MAT_AOE,$E10=MAT_BRO_Op),$AF10,$AC10),$CK10,IF(AND(FQ$5<IF(OR($E10=MAT_AOE,$E10=MAT_BRO_Op),$AF10,$AC10),$E10<>""),0,"")),"")
2 RACC | 174 | FR | Calculated_EOL_tCO2e_MsrYr13 | =IFERROR(IF(FR$5=IF(OR($E10=MAT_AOE,$E10=MAT_BRO_Op),$AF10,$AC10),$CK10,IF(AND(FR$5<IF(OR($E10=MAT_AOE,$E10=MAT_BRO_Op),$AF10,$AC10),$E10<>""),0,"")),"") | 1 | 1 | 1 | 1 | 1 | 1 | 1 | 1 | 1 | 1 | 1 | 1 | 1 | 1 | 1 | 1 | 1 | 1 | 1 | 1 | 1 | 1 | 1 | 1 | 1 | '=IFERROR(IF(FR$5=IF(OR($E10=MAT_AOE,$E10=MAT_BRO_Op),$AF10,$AC10),$CK10,IF(AND(FR$5<IF(OR($E10=MAT_AOE,$E10=MAT_BRO_Op),$AF10,$AC10),$E10<>""),0,"")),"")
2 RACC | 175 | FS | Calculated_EOL_tCO2e_MsrYr14 | =IFERROR(IF(FS$5=IF(OR($E10=MAT_AOE,$E10=MAT_BRO_Op),$AF10,$AC10),$CK10,IF(AND(FS$5<IF(OR($E10=MAT_AOE,$E10=MAT_BRO_Op),$AF10,$AC10),$E10<>""),0,"")),"") | 1 | 1 | 1 | 1 | 1 | 1 | 1 | 1 | 1 | 1 | 1 | 1 | 1 | 1 | 1 | 1 | 1 | 1 | 1 | 1 | 1 | 1 | 1 | 1 | 1 | '=IFERROR(IF(FS$5=IF(OR($E10=MAT_AOE,$E10=MAT_BRO_Op),$AF10,$AC10),$CK10,IF(AND(FS$5<IF(OR($E10=MAT_AOE,$E10=MAT_BRO_Op),$AF10,$AC10),$E10<>""),0,"")),"")
2 RACC | 176 | FT | Calculated_EOL_tCO2e_MsrYr15 | =IFERROR(IF(FT$5=IF(OR($E10=MAT_AOE,$E10=MAT_BRO_Op),$AF10,$AC10),$CK10,IF(AND(FT$5<IF(OR($E10=MAT_AOE,$E10=MAT_BRO_Op),$AF10,$AC10),$E10<>""),0,"")),"") | 1 | 1 | 1 | 1 | 1 | 1 | 1 | 1 | 1 | 1 | 1 | 1 | 1 | 1 | 1 | 1 | 1 | 1 | 1 | 1 | 1 | 1 | 1 | 1 | 1 | '=IFERROR(IF(FT$5=IF(OR($E10=MAT_AOE,$E10=MAT_BRO_Op),$AF10,$AC10),$CK10,IF(AND(FT$5<IF(OR($E10=MAT_AOE,$E10=MAT_BRO_Op),$AF10,$AC10),$E10<>""),0,"")),"")
2 RACC | 177 | FU | Calculated_EOL_tCO2e_MsrYr16 | =IFERROR(IF(FU$5=IF(OR($E10=MAT_AOE,$E10=MAT_BRO_Op),$AF10,$AC10),$CK10,IF(AND(FU$5<IF(OR($E10=MAT_AOE,$E10=MAT_BRO_Op),$AF10,$AC10),$E10<>""),0,"")),"") | 1 | 1 | 1 | 1 | 1 | 1 | 1 | 1 | 1 | 1 | 1 | 1 | 1 | 1 | 1 | 1 | 1 | 1 | 1 | 1 | 1 | 1 | 1 | 1 | 1 | '=IFERROR(IF(FU$5=IF(OR($E10=MAT_AOE,$E10=MAT_BRO_Op),$AF10,$AC10),$CK10,IF(AND(FU$5<IF(OR($E10=MAT_AOE,$E10=MAT_BRO_Op),$AF10,$AC10),$E10<>""),0,"")),"")
2 RACC | 178 | FV | Calculated_EOL_tCO2e_MsrYr17 | =IFERROR(IF(FV$5=IF(OR($E10=MAT_AOE,$E10=MAT_BRO_Op),$AF10,$AC10),$CK10,IF(AND(FV$5<IF(OR($E10=MAT_AOE,$E10=MAT_BRO_Op),$AF10,$AC10),$E10<>""),0,"")),"") | 1 | 1 | 1 | 1 | 1 | 1 | 1 | 1 | 1 | 1 | 1 | 1 | 1 | 1 | 1 | 1 | 1 | 1 | 1 | 1 | 1 | 1 | 1 | 1 | 1 | '=IFERROR(IF(FV$5=IF(OR($E10=MAT_AOE,$E10=MAT_BRO_Op),$AF10,$AC10),$CK10,IF(AND(FV$5<IF(OR($E10=MAT_AOE,$E10=MAT_BRO_Op),$AF10,$AC10),$E10<>""),0,"")),"")
2 RACC | 179 | FW | Calculated_EOL_tCO2e_MsrYr18 | =IFERROR(IF(FW$5=IF(OR($E10=MAT_AOE,$E10=MAT_BRO_Op),$AF10,$AC10),$CK10,IF(AND(FW$5<IF(OR($E10=MAT_AOE,$E10=MAT_BRO_Op),$AF10,$AC10),$E10<>""),0,"")),"") | 1 | 1 | 1 | 1 | 1 | 1 | 1 | 1 | 1 | 1 | 1 | 1 | 1 | 1 | 1 | 1 | 1 | 1 | 1 | 1 | 1 | 1 | 1 | 1 | 1 | '=IFERROR(IF(FW$5=IF(OR($E10=MAT_AOE,$E10=MAT_BRO_Op),$AF10,$AC10),$CK10,IF(AND(FW$5<IF(OR($E10=MAT_AOE,$E10=MAT_BRO_Op),$AF10,$AC10),$E10<>""),0,"")),"")
2 RACC | 180 | FX | Calculated_EOL_tCO2e_MsrYr19 | =IFERROR(IF(FX$5=IF(OR($E10=MAT_AOE,$E10=MAT_BRO_Op),$AF10,$AC10),$CK10,IF(AND(FX$5<IF(OR($E10=MAT_AOE,$E10=MAT_BRO_Op),$AF10,$AC10),$E10<>""),0,"")),"") | 1 | 1 | 1 | 1 | 1 | 1 | 1 | 1 | 1 | 1 | 1 | 1 | 1 | 1 | 1 | 1 | 1 | 1 | 1 | 1 | 1 | 1 | 1 | 1 | 1 | '=IFERROR(IF(FX$5=IF(OR($E10=MAT_AOE,$E10=MAT_BRO_Op),$AF10,$AC10),$CK10,IF(AND(FX$5<IF(OR($E10=MAT_AOE,$E10=MAT_BRO_Op),$AF10,$AC10),$E10<>""),0,"")),"")
2 RACC | 181 | FY | Calculated_EOL_tCO2e_MsrYr20 | =IFERROR(IF(FY$5=IF(OR($E10=MAT_AOE,$E10=MAT_BRO_Op),$AF10,$AC10),$CK10,IF(AND(FY$5<IF(OR($E10=MAT_AOE,$E10=MAT_BRO_Op),$AF10,$AC10),$E10<>""),0,"")),"") | 1 | 1 | 1 | 1 | 1 | 1 | 1 | 1 | 1 | 1 | 1 | 1 | 1 | 1 | 1 | 1 | 1 | 1 | 1 | 1 | 1 | 1 | 1 | 1 | 1 | '=IFERROR(IF(FY$5=IF(OR($E10=MAT_AOE,$E10=MAT_BRO_Op),$AF10,$AC10),$CK10,IF(AND(FY$5<IF(OR($E10=MAT_AOE,$E10=MAT_BRO_Op),$AF10,$AC10),$E10<>""),0,"")),"")
2 RACC | 182 | FZ | Calculated_EOL_tCO2e_MsrYr21 | =IFERROR(IF(FZ$5=IF(OR($E10=MAT_AOE,$E10=MAT_BRO_Op),$AF10,$AC10),$CK10,IF(AND(FZ$5<IF(OR($E10=MAT_AOE,$E10=MAT_BRO_Op),$AF10,$AC10),$E10<>""),0,"")),"") | 1 | 1 | 1 | 1 | 1 | 1 | 1 | 1 | 1 | 1 | 1 | 1 | 1 | 1 | 1 | 1 | 1 | 1 | 1 | 1 | 1 | 1 | 1 | 1 | 1 | '=IFERROR(IF(FZ$5=IF(OR($E10=MAT_AOE,$E10=MAT_BRO_Op),$AF10,$AC10),$CK10,IF(AND(FZ$5<IF(OR($E10=MAT_AOE,$E10=MAT_BRO_Op),$AF10,$AC10),$E10<>""),0,"")),"")
2 RACC | 183 | GA | Calculated_EOL_tCO2e_MsrYr22 | =IFERROR(IF(GA$5=IF(OR($E10=MAT_AOE,$E10=MAT_BRO_Op),$AF10,$AC10),$CK10,IF(AND(GA$5<IF(OR($E10=MAT_AOE,$E10=MAT_BRO_Op),$AF10,$AC10),$E10<>""),0,"")),"") | 1 | 1 | 1 | 1 | 1 | 1 | 1 | 1 | 1 | 1 | 1 | 1 | 1 | 1 | 1 | 1 | 1 | 1 | 1 | 1 | 1 | 1 | 1 | 1 | 1 | '=IFERROR(IF(GA$5=IF(OR($E10=MAT_AOE,$E10=MAT_BRO_Op),$AF10,$AC10),$CK10,IF(AND(GA$5<IF(OR($E10=MAT_AOE,$E10=MAT_BRO_Op),$AF10,$AC10),$E10<>""),0,"")),"")
2 RACC | 184 | GB | Calculated_EOL_tCO2e_MsrYr23 | =IFERROR(IF(GB$5=IF(OR($E10=MAT_AOE,$E10=MAT_BRO_Op),$AF10,$AC10),$CK10,IF(AND(GB$5<IF(OR($E10=MAT_AOE,$E10=MAT_BRO_Op),$AF10,$AC10),$E10<>""),0,"")),"") | 1 | 1 | 1 | 1 | 1 | 1 | 1 | 1 | 1 | 1 | 1 | 1 | 1 | 1 | 1 | 1 | 1 | 1 | 1 | 1 | 1 | 1 | 1 | 1 | 1 | '=IFERROR(IF(GB$5=IF(OR($E10=MAT_AOE,$E10=MAT_BRO_Op),$AF10,$AC10),$CK10,IF(AND(GB$5<IF(OR($E10=MAT_AOE,$E10=MAT_BRO_Op),$AF10,$AC10),$E10<>""),0,"")),"")
2 RACC | 185 | GC | Calculated_EOL_tCO2e_MsrYr24 | =IFERROR(IF(GC$5=IF(OR($E10=MAT_AOE,$E10=MAT_BRO_Op),$AF10,$AC10),$CK10,IF(AND(GC$5<IF(OR($E10=MAT_AOE,$E10=MAT_BRO_Op),$AF10,$AC10),$E10<>""),0,"")),"") | 1 | 1 | 1 | 1 | 1 | 1 | 1 | 1 | 1 | 1 | 1 | 1 | 1 | 1 | 1 | 1 | 1 | 1 | 1 | 1 | 1 | 1 | 1 | 1 | 1 | '=IFERROR(IF(GC$5=IF(OR($E10=MAT_AOE,$E10=MAT_BRO_Op),$AF10,$AC10),$CK10,IF(AND(GC$5<IF(OR($E10=MAT_AOE,$E10=MAT_BRO_Op),$AF10,$AC10),$E10<>""),0,"")),"")
2 RACC | 186 | GD | Calculated_EOL_tCO2e_MsrYr25 | =IFERROR(IF(GD$5=IF(OR($E10=MAT_AOE,$E10=MAT_BRO_Op),$AF10,$AC10),$CK10,IF(AND(GD$5<IF(OR($E10=MAT_AOE,$E10=MAT_BRO_Op),$AF10,$AC10),$E10<>""),0,"")),"") | 1 | 1 | 1 | 1 | 1 | 1 | 1 | 1 | 1 | 1 | 1 | 1 | 1 | 1 | 1 | 1 | 1 | 1 | 1 | 1 | 1 | 1 | 1 | 1 | 1 | '=IFERROR(IF(GD$5=IF(OR($E10=MAT_AOE,$E10=MAT_BRO_Op),$AF10,$AC10),$CK10,IF(AND(GD$5<IF(OR($E10=MAT_AOE,$E10=MAT_BRO_Op),$AF10,$AC10),$E10<>""),0,"")),"")
2 RACC | 187 | GE | Calculated_EOL_tCO2e_MsrYr26 | =IFERROR(IF(GE$5=IF(OR($E10=MAT_AOE,$E10=MAT_BRO_Op),$AF10,$AC10),$CK10,IF(AND(GE$5<IF(OR($E10=MAT_AOE,$E10=MAT_BRO_Op),$AF10,$AC10),$E10<>""),0,"")),"") | 1 | 1 | 1 | 1 | 1 | 1 | 1 | 1 | 1 | 1 | 1 | 1 | 1 | 1 | 1 | 1 | 1 | 1 | 1 | 1 | 1 | 1 | 1 | 1 | 1 | '=IFERROR(IF(GE$5=IF(OR($E10=MAT_AOE,$E10=MAT_BRO_Op),$AF10,$AC10),$CK10,IF(AND(GE$5<IF(OR($E10=MAT_AOE,$E10=MAT_BRO_Op),$AF10,$AC10),$E10<>""),0,"")),"")
2 RACC | 188 | GF | Calculated_EOL_tCO2e_MsrYr27 | =IFERROR(IF(GF$5=IF(OR($E10=MAT_AOE,$E10=MAT_BRO_Op),$AF10,$AC10),$CK10,IF(AND(GF$5<IF(OR($E10=MAT_AOE,$E10=MAT_BRO_Op),$AF10,$AC10),$E10<>""),0,"")),"") | 1 | 1 | 1 | 1 | 1 | 1 | 1 | 1 | 1 | 1 | 1 | 1 | 1 | 1 | 1 | 1 | 1 | 1 | 1 | 1 | 1 | 1 | 1 | 1 | 1 | '=IFERROR(IF(GF$5=IF(OR($E10=MAT_AOE,$E10=MAT_BRO_Op),$AF10,$AC10),$CK10,IF(AND(GF$5<IF(OR($E10=MAT_AOE,$E10=MAT_BRO_Op),$AF10,$AC10),$E10<>""),0,"")),"")
2 RACC | 189 | GG | Calculated_EOL_tCO2e_MsrYr28 | =IFERROR(IF(GG$5=IF(OR($E10=MAT_AOE,$E10=MAT_BRO_Op),$AF10,$AC10),$CK10,IF(AND(GG$5<IF(OR($E10=MAT_AOE,$E10=MAT_BRO_Op),$AF10,$AC10),$E10<>""),0,"")),"") | 1 | 1 | 1 | 1 | 1 | 1 | 1 | 1 | 1 | 1 | 1 | 1 | 1 | 1 | 1 | 1 | 1 | 1 | 1 | 1 | 1 | 1 | 1 | 1 | 1 | '=IFERROR(IF(GG$5=IF(OR($E10=MAT_AOE,$E10=MAT_BRO_Op),$AF10,$AC10),$CK10,IF(AND(GG$5<IF(OR($E10=MAT_AOE,$E10=MAT_BRO_Op),$AF10,$AC10),$E10<>""),0,"")),"")
2 RACC | 190 | GH | Calculated_EOL_tCO2e_MsrYr29 | =IFERROR(IF(GH$5=IF(OR($E10=MAT_AOE,$E10=MAT_BRO_Op),$AF10,$AC10),$CK10,IF(AND(GH$5<IF(OR($E10=MAT_AOE,$E10=MAT_BRO_Op),$AF10,$AC10),$E10<>""),0,"")),"") | 1 | 1 | 1 | 1 | 1 | 1 | 1 | 1 | 1 | 1 | 1 | 1 | 1 | 1 | 1 | 1 | 1 | 1 | 1 | 1 | 1 | 1 | 1 | 1 | 1 | '=IFERROR(IF(GH$5=IF(OR($E10=MAT_AOE,$E10=MAT_BRO_Op),$AF10,$AC10),$CK10,IF(AND(GH$5<IF(OR($E10=MAT_AOE,$E10=MAT_BRO_Op),$AF10,$AC10),$E10<>""),0,"")),"")
2 RACC | 191 | GI | Calculated_EOL_tCO2e_MsrYr30 | =IFERROR(IF(GI$5=IF(OR($E10=MAT_AOE,$E10=MAT_BRO_Op),$AF10,$AC10),$CK10,IF(AND(GI$5<IF(OR($E10=MAT_AOE,$E10=MAT_BRO_Op),$AF10,$AC10),$E10<>""),0,"")),"") | 1 | 1 | 1 | 1 | 1 | 1 | 1 | 1 | 1 | 1 | 1 | 1 | 1 | 1 | 1 | 1 | 1 | 1 | 1 | 1 | 1 | 1 | 1 | 1 | 1 | '=IFERROR(IF(GI$5=IF(OR($E10=MAT_AOE,$E10=MAT_BRO_Op),$AF10,$AC10),$CK10,IF(AND(GI$5<IF(OR($E10=MAT_AOE,$E10=MAT_BRO_Op),$AF10,$AC10),$E10<>""),0,"")),"")
2 RACC | 192 | GJ | Considered_Annual_tCO2e_MsrYr01 | =IFERROR(IF(GJ$5>IF(OR($E10=MAT_AOE,$E10=MAT_BRO_Op),$AF10,$AC10),"",IF(GJ$5<=$AC10,1,0)*$CG10),"") | 1 | 1 | 1 | 1 | 1 | 1 | 1 | 1 | 1 | 1 | 1 | 1 | 1 | 1 | 1 | 1 | 1 | 1 | 1 | 1 | 1 | 1 | 1 | 1 | 1 | '=IFERROR(IF(GJ$5>IF(OR($E10=MAT_AOE,$E10=MAT_BRO_Op),$AF10,$AC10),"",IF(GJ$5<=$AC10,1,0)*$CG10),"")
2 RACC | 193 | GK | Considered_Annual_tCO2e_MsrYr02 | =IFERROR(IF(GK$5>IF(OR($E10=MAT_AOE,$E10=MAT_BRO_Op),$AF10,$AC10),"",IF(GK$5<=$AC10,1,0)*$CG10),"") | 1 | 1 | 1 | 1 | 1 | 1 | 1 | 1 | 1 | 1 | 1 | 1 | 1 | 1 | 1 | 1 | 1 | 1 | 1 | 1 | 1 | 1 | 1 | 1 | 1 | '=IFERROR(IF(GK$5>IF(OR($E10=MAT_AOE,$E10=MAT_BRO_Op),$AF10,$AC10),"",IF(GK$5<=$AC10,1,0)*$CG10),"")
2 RACC | 194 | GL | Considered_Annual_tCO2e_MsrYr03 | =IFERROR(IF(GL$5>IF(OR($E10=MAT_AOE,$E10=MAT_BRO_Op),$AF10,$AC10),"",IF(GL$5<=$AC10,1,0)*$CG10),"") | 1 | 1 | 1 | 1 | 1 | 1 | 1 | 1 | 1 | 1 | 1 | 1 | 1 | 1 | 1 | 1 | 1 | 1 | 1 | 1 | 1 | 1 | 1 | 1 | 1 | '=IFERROR(IF(GL$5>IF(OR($E10=MAT_AOE,$E10=MAT_BRO_Op),$AF10,$AC10),"",IF(GL$5<=$AC10,1,0)*$CG10),"")
2 RACC | 195 | GM | Considered_Annual_tCO2e_MsrYr04 | =IFERROR(IF(GM$5>IF(OR($E10=MAT_AOE,$E10=MAT_BRO_Op),$AF10,$AC10),"",IF(GM$5<=$AC10,1,0)*$CG10),"") | 1 | 1 | 1 | 1 | 1 | 1 | 1 | 1 | 1 | 1 | 1 | 1 | 1 | 1 | 1 | 1 | 1 | 1 | 1 | 1 | 1 | 1 | 1 | 1 | 1 | '=IFERROR(IF(GM$5>IF(OR($E10=MAT_AOE,$E10=MAT_BRO_Op),$AF10,$AC10),"",IF(GM$5<=$AC10,1,0)*$CG10),"")
2 RACC | 196 | GN | Considered_Annual_tCO2e_MsrYr05 | =IFERROR(IF(GN$5>IF(OR($E10=MAT_AOE,$E10=MAT_BRO_Op),$AF10,$AC10),"",IF(GN$5<=$AC10,1,0)*$CG10),"") | 1 | 1 | 1 | 1 | 1 | 1 | 1 | 1 | 1 | 1 | 1 | 1 | 1 | 1 | 1 | 1 | 1 | 1 | 1 | 1 | 1 | 1 | 1 | 1 | 1 | '=IFERROR(IF(GN$5>IF(OR($E10=MAT_AOE,$E10=MAT_BRO_Op),$AF10,$AC10),"",IF(GN$5<=$AC10,1,0)*$CG10),"")
2 RACC | 197 | GO | Considered_Annual_tCO2e_MsrYr06 | =IFERROR(IF(GO$5>IF(OR($E10=MAT_AOE,$E10=MAT_BRO_Op),$AF10,$AC10),"",IF(GO$5<=$AC10,1,0)*$CG10),"") | 1 | 1 | 1 | 1 | 1 | 1 | 1 | 1 | 1 | 1 | 1 | 1 | 1 | 1 | 1 | 1 | 1 | 1 | 1 | 1 | 1 | 1 | 1 | 1 | 1 | '=IFERROR(IF(GO$5>IF(OR($E10=MAT_AOE,$E10=MAT_BRO_Op),$AF10,$AC10),"",IF(GO$5<=$AC10,1,0)*$CG10),"")
2 RACC | 198 | GP | Considered_Annual_tCO2e_MsrYr07 | =IFERROR(IF(GP$5>IF(OR($E10=MAT_AOE,$E10=MAT_BRO_Op),$AF10,$AC10),"",IF(GP$5<=$AC10,1,0)*$CG10),"") | 1 | 1 | 1 | 1 | 1 | 1 | 1 | 1 | 1 | 1 | 1 | 1 | 1 | 1 | 1 | 1 | 1 | 1 | 1 | 1 | 1 | 1 | 1 | 1 | 1 | '=IFERROR(IF(GP$5>IF(OR($E10=MAT_AOE,$E10=MAT_BRO_Op),$AF10,$AC10),"",IF(GP$5<=$AC10,1,0)*$CG10),"")
2 RACC | 199 | GQ | Considered_Annual_tCO2e_MsrYr08 | =IFERROR(IF(GQ$5>IF(OR($E10=MAT_AOE,$E10=MAT_BRO_Op),$AF10,$AC10),"",IF(GQ$5<=$AC10,1,0)*$CG10),"") | 1 | 1 | 1 | 1 | 1 | 1 | 1 | 1 | 1 | 1 | 1 | 1 | 1 | 1 | 1 | 1 | 1 | 1 | 1 | 1 | 1 | 1 | 1 | 1 | 1 | '=IFERROR(IF(GQ$5>IF(OR($E10=MAT_AOE,$E10=MAT_BRO_Op),$AF10,$AC10),"",IF(GQ$5<=$AC10,1,0)*$CG10),"")
2 RACC | 200 | GR | Considered_Annual_tCO2e_MsrYr09 | =IFERROR(IF(GR$5>IF(OR($E10=MAT_AOE,$E10=MAT_BRO_Op),$AF10,$AC10),"",IF(GR$5<=$AC10,1,0)*$CG10),"") | 1 | 1 | 1 | 1 | 1 | 1 | 1 | 1 | 1 | 1 | 1 | 1 | 1 | 1 | 1 | 1 | 1 | 1 | 1 | 1 | 1 | 1 | 1 | 1 | 1 | '=IFERROR(IF(GR$5>IF(OR($E10=MAT_AOE,$E10=MAT_BRO_Op),$AF10,$AC10),"",IF(GR$5<=$AC10,1,0)*$CG10),"")
2 RACC | 201 | GS | Considered_Annual_tCO2e_MsrYr10 | =IFERROR(IF(GS$5>IF(OR($E10=MAT_AOE,$E10=MAT_BRO_Op),$AF10,$AC10),"",IF(GS$5<=$AC10,1,0)*$CG10),"") | 1 | 1 | 1 | 1 | 1 | 1 | 1 | 1 | 1 | 1 | 1 | 1 | 1 | 1 | 1 | 1 | 1 | 1 | 1 | 1 | 1 | 1 | 1 | 1 | 1 | '=IFERROR(IF(GS$5>IF(OR($E10=MAT_AOE,$E10=MAT_BRO_Op),$AF10,$AC10),"",IF(GS$5<=$AC10,1,0)*$CG10),"")
2 RACC | 202 | GT | Considered_Annual_tCO2e_MsrYr11 | =IFERROR(IF(GT$5>IF(OR($E10=MAT_AOE,$E10=MAT_BRO_Op),$AF10,$AC10),"",IF(GT$5<=$AC10,1,0)*$CG10),"") | 1 | 1 | 1 | 1 | 1 | 1 | 1 | 1 | 1 | 1 | 1 | 1 | 1 | 1 | 1 | 1 | 1 | 1 | 1 | 1 | 1 | 1 | 1 | 1 | 1 | '=IFERROR(IF(GT$5>IF(OR($E10=MAT_AOE,$E10=MAT_BRO_Op),$AF10,$AC10),"",IF(GT$5<=$AC10,1,0)*$CG10),"")
2 RACC | 203 | GU | Considered_Annual_tCO2e_MsrYr12 | =IFERROR(IF(GU$5>IF(OR($E10=MAT_AOE,$E10=MAT_BRO_Op),$AF10,$AC10),"",IF(GU$5<=$AC10,1,0)*$CG10),"") | 1 | 1 | 1 | 1 | 1 | 1 | 1 | 1 | 1 | 1 | 1 | 1 | 1 | 1 | 1 | 1 | 1 | 1 | 1 | 1 | 1 | 1 | 1 | 1 | 1 | '=IFERROR(IF(GU$5>IF(OR($E10=MAT_AOE,$E10=MAT_BRO_Op),$AF10,$AC10),"",IF(GU$5<=$AC10,1,0)*$CG10),"")
2 RACC | 204 | GV | Considered_Annual_tCO2e_MsrYr13 | =IFERROR(IF(GV$5>IF(OR($E10=MAT_AOE,$E10=MAT_BRO_Op),$AF10,$AC10),"",IF(GV$5<=$AC10,1,0)*$CG10),"") | 1 | 1 | 1 | 1 | 1 | 1 | 1 | 1 | 1 | 1 | 1 | 1 | 1 | 1 | 1 | 1 | 1 | 1 | 1 | 1 | 1 | 1 | 1 | 1 | 1 | '=IFERROR(IF(GV$5>IF(OR($E10=MAT_AOE,$E10=MAT_BRO_Op),$AF10,$AC10),"",IF(GV$5<=$AC10,1,0)*$CG10),"")
2 RACC | 205 | GW | Considered_Annual_tCO2e_MsrYr14 | =IFERROR(IF(GW$5>IF(OR($E10=MAT_AOE,$E10=MAT_BRO_Op),$AF10,$AC10),"",IF(GW$5<=$AC10,1,0)*$CG10),"") | 1 | 1 | 1 | 1 | 1 | 1 | 1 | 1 | 1 | 1 | 1 | 1 | 1 | 1 | 1 | 1 | 1 | 1 | 1 | 1 | 1 | 1 | 1 | 1 | 1 | '=IFERROR(IF(GW$5>IF(OR($E10=MAT_AOE,$E10=MAT_BRO_Op),$AF10,$AC10),"",IF(GW$5<=$AC10,1,0)*$CG10),"")
2 RACC | 206 | GX | Considered_Annual_tCO2e_MsrYr15 | =IFERROR(IF(GX$5>IF(OR($E10=MAT_AOE,$E10=MAT_BRO_Op),$AF10,$AC10),"",IF(GX$5<=$AC10,1,0)*$CG10),"") | 1 | 1 | 1 | 1 | 1 | 1 | 1 | 1 | 1 | 1 | 1 | 1 | 1 | 1 | 1 | 1 | 1 | 1 | 1 | 1 | 1 | 1 | 1 | 1 | 1 | '=IFERROR(IF(GX$5>IF(OR($E10=MAT_AOE,$E10=MAT_BRO_Op),$AF10,$AC10),"",IF(GX$5<=$AC10,1,0)*$CG10),"")
2 RACC | 207 | GY | Considered_Annual_tCO2e_MsrYr16 | =IFERROR(IF(GY$5>IF(OR($E10=MAT_AOE,$E10=MAT_BRO_Op),$AF10,$AC10),"",IF(GY$5<=$AC10,1,0)*$CG10),"") | 1 | 1 | 1 | 1 | 1 | 1 | 1 | 1 | 1 | 1 | 1 | 1 | 1 | 1 | 1 | 1 | 1 | 1 | 1 | 1 | 1 | 1 | 1 | 1 | 1 | '=IFERROR(IF(GY$5>IF(OR($E10=MAT_AOE,$E10=MAT_BRO_Op),$AF10,$AC10),"",IF(GY$5<=$AC10,1,0)*$CG10),"")
2 RACC | 208 | GZ | Considered_Annual_tCO2e_MsrYr17 | =IFERROR(IF(GZ$5>IF(OR($E10=MAT_AOE,$E10=MAT_BRO_Op),$AF10,$AC10),"",IF(GZ$5<=$AC10,1,0)*$CG10),"") | 1 | 1 | 1 | 1 | 1 | 1 | 1 | 1 | 1 | 1 | 1 | 1 | 1 | 1 | 1 | 1 | 1 | 1 | 1 | 1 | 1 | 1 | 1 | 1 | 1 | '=IFERROR(IF(GZ$5>IF(OR($E10=MAT_AOE,$E10=MAT_BRO_Op),$AF10,$AC10),"",IF(GZ$5<=$AC10,1,0)*$CG10),"")
2 RACC | 209 | HA | Considered_Annual_tCO2e_MsrYr18 | =IFERROR(IF(HA$5>IF(OR($E10=MAT_AOE,$E10=MAT_BRO_Op),$AF10,$AC10),"",IF(HA$5<=$AC10,1,0)*$CG10),"") | 1 | 1 | 1 | 1 | 1 | 1 | 1 | 1 | 1 | 1 | 1 | 1 | 1 | 1 | 1 | 1 | 1 | 1 | 1 | 1 | 1 | 1 | 1 | 1 | 1 | '=IFERROR(IF(HA$5>IF(OR($E10=MAT_AOE,$E10=MAT_BRO_Op),$AF10,$AC10),"",IF(HA$5<=$AC10,1,0)*$CG10),"")
2 RACC | 210 | HB | Considered_Annual_tCO2e_MsrYr19 | =IFERROR(IF(HB$5>IF(OR($E10=MAT_AOE,$E10=MAT_BRO_Op),$AF10,$AC10),"",IF(HB$5<=$AC10,1,0)*$CG10),"") | 1 | 1 | 1 | 1 | 1 | 1 | 1 | 1 | 1 | 1 | 1 | 1 | 1 | 1 | 1 | 1 | 1 | 1 | 1 | 1 | 1 | 1 | 1 | 1 | 1 | '=IFERROR(IF(HB$5>IF(OR($E10=MAT_AOE,$E10=MAT_BRO_Op),$AF10,$AC10),"",IF(HB$5<=$AC10,1,0)*$CG10),"")
2 RACC | 211 | HC | Considered_Annual_tCO2e_MsrYr20 | =IFERROR(IF(HC$5>IF(OR($E10=MAT_AOE,$E10=MAT_BRO_Op),$AF10,$AC10),"",IF(HC$5<=$AC10,1,0)*$CG10),"") | 1 | 1 | 1 | 1 | 1 | 1 | 1 | 1 | 1 | 1 | 1 | 1 | 1 | 1 | 1 | 1 | 1 | 1 | 1 | 1 | 1 | 1 | 1 | 1 | 1 | '=IFERROR(IF(HC$5>IF(OR($E10=MAT_AOE,$E10=MAT_BRO_Op),$AF10,$AC10),"",IF(HC$5<=$AC10,1,0)*$CG10),"")
2 RACC | 212 | HD | Considered_Annual_tCO2e_MsrYr21 | =IFERROR(IF(HD$5>IF(OR($E10=MAT_AOE,$E10=MAT_BRO_Op),$AF10,$AC10),"",IF(HD$5<=$AC10,1,0)*$CG10),"") | 1 | 1 | 1 | 1 | 1 | 1 | 1 | 1 | 1 | 1 | 1 | 1 | 1 | 1 | 1 | 1 | 1 | 1 | 1 | 1 | 1 | 1 | 1 | 1 | 1 | '=IFERROR(IF(HD$5>IF(OR($E10=MAT_AOE,$E10=MAT_BRO_Op),$AF10,$AC10),"",IF(HD$5<=$AC10,1,0)*$CG10),"")
2 RACC | 213 | HE | Considered_Annual_tCO2e_MsrYr22 | =IFERROR(IF(HE$5>IF(OR($E10=MAT_AOE,$E10=MAT_BRO_Op),$AF10,$AC10),"",IF(HE$5<=$AC10,1,0)*$CG10),"") | 1 | 1 | 1 | 1 | 1 | 1 | 1 | 1 | 1 | 1 | 1 | 1 | 1 | 1 | 1 | 1 | 1 | 1 | 1 | 1 | 1 | 1 | 1 | 1 | 1 | '=IFERROR(IF(HE$5>IF(OR($E10=MAT_AOE,$E10=MAT_BRO_Op),$AF10,$AC10),"",IF(HE$5<=$AC10,1,0)*$CG10),"")
2 RACC | 214 | HF | Considered_Annual_tCO2e_MsrYr23 | =IFERROR(IF(HF$5>IF(OR($E10=MAT_AOE,$E10=MAT_BRO_Op),$AF10,$AC10),"",IF(HF$5<=$AC10,1,0)*$CG10),"") | 1 | 1 | 1 | 1 | 1 | 1 | 1 | 1 | 1 | 1 | 1 | 1 | 1 | 1 | 1 | 1 | 1 | 1 | 1 | 1 | 1 | 1 | 1 | 1 | 1 | '=IFERROR(IF(HF$5>IF(OR($E10=MAT_AOE,$E10=MAT_BRO_Op),$AF10,$AC10),"",IF(HF$5<=$AC10,1,0)*$CG10),"")
2 RACC | 215 | HG | Considered_Annual_tCO2e_MsrYr24 | =IFERROR(IF(HG$5>IF(OR($E10=MAT_AOE,$E10=MAT_BRO_Op),$AF10,$AC10),"",IF(HG$5<=$AC10,1,0)*$CG10),"") | 1 | 1 | 1 | 1 | 1 | 1 | 1 | 1 | 1 | 1 | 1 | 1 | 1 | 1 | 1 | 1 | 1 | 1 | 1 | 1 | 1 | 1 | 1 | 1 | 1 | '=IFERROR(IF(HG$5>IF(OR($E10=MAT_AOE,$E10=MAT_BRO_Op),$AF10,$AC10),"",IF(HG$5<=$AC10,1,0)*$CG10),"")
2 RACC | 216 | HH | Considered_Annual_tCO2e_MsrYr25 | =IFERROR(IF(HH$5>IF(OR($E10=MAT_AOE,$E10=MAT_BRO_Op),$AF10,$AC10),"",IF(HH$5<=$AC10,1,0)*$CG10),"") | 1 | 1 | 1 | 1 | 1 | 1 | 1 | 1 | 1 | 1 | 1 | 1 | 1 | 1 | 1 | 1 | 1 | 1 | 1 | 1 | 1 | 1 | 1 | 1 | 1 | '=IFERROR(IF(HH$5>IF(OR($E10=MAT_AOE,$E10=MAT_BRO_Op),$AF10,$AC10),"",IF(HH$5<=$AC10,1,0)*$CG10),"")
2 RACC | 217 | HI | Considered_Annual_tCO2e_MsrYr26 | =IFERROR(IF(HI$5>IF(OR($E10=MAT_AOE,$E10=MAT_BRO_Op),$AF10,$AC10),"",IF(HI$5<=$AC10,1,0)*$CG10),"") | 1 | 1 | 1 | 1 | 1 | 1 | 1 | 1 | 1 | 1 | 1 | 1 | 1 | 1 | 1 | 1 | 1 | 1 | 1 | 1 | 1 | 1 | 1 | 1 | 1 | '=IFERROR(IF(HI$5>IF(OR($E10=MAT_AOE,$E10=MAT_BRO_Op),$AF10,$AC10),"",IF(HI$5<=$AC10,1,0)*$CG10),"")
2 RACC | 218 | HJ | Considered_Annual_tCO2e_MsrYr27 | =IFERROR(IF(HJ$5>IF(OR($E10=MAT_AOE,$E10=MAT_BRO_Op),$AF10,$AC10),"",IF(HJ$5<=$AC10,1,0)*$CG10),"") | 1 | 1 | 1 | 1 | 1 | 1 | 1 | 1 | 1 | 1 | 1 | 1 | 1 | 1 | 1 | 1 | 1 | 1 | 1 | 1 | 1 | 1 | 1 | 1 | 1 | '=IFERROR(IF(HJ$5>IF(OR($E10=MAT_AOE,$E10=MAT_BRO_Op),$AF10,$AC10),"",IF(HJ$5<=$AC10,1,0)*$CG10),"")
2 RACC | 219 | HK | Considered_Annual_tCO2e_MsrYr28 | =IFERROR(IF(HK$5>IF(OR($E10=MAT_AOE,$E10=MAT_BRO_Op),$AF10,$AC10),"",IF(HK$5<=$AC10,1,0)*$CG10),"") | 1 | 1 | 1 | 1 | 1 | 1 | 1 | 1 | 1 | 1 | 1 | 1 | 1 | 1 | 1 | 1 | 1 | 1 | 1 | 1 | 1 | 1 | 1 | 1 | 1 | '=IFERROR(IF(HK$5>IF(OR($E10=MAT_AOE,$E10=MAT_BRO_Op),$AF10,$AC10),"",IF(HK$5<=$AC10,1,0)*$CG10),"")
2 RACC | 220 | HL | Considered_Annual_tCO2e_MsrYr29 | =IFERROR(IF(HL$5>IF(OR($E10=MAT_AOE,$E10=MAT_BRO_Op),$AF10,$AC10),"",IF(HL$5<=$AC10,1,0)*$CG10),"") | 1 | 1 | 1 | 1 | 1 | 1 | 1 | 1 | 1 | 1 | 1 | 1 | 1 | 1 | 1 | 1 | 1 | 1 | 1 | 1 | 1 | 1 | 1 | 1 | 1 | '=IFERROR(IF(HL$5>IF(OR($E10=MAT_AOE,$E10=MAT_BRO_Op),$AF10,$AC10),"",IF(HL$5<=$AC10,1,0)*$CG10),"")
2 RACC | 221 | HM | Considered_Annual_tCO2e_MsrYr30 | =IFERROR(IF(HM$5>IF(OR($E10=MAT_AOE,$E10=MAT_BRO_Op),$AF10,$AC10),"",IF(HM$5<=$AC10,1,0)*$CG10),"") | 1 | 1 | 1 | 1 | 1 | 1 | 1 | 1 | 1 | 1 | 1 | 1 | 1 | 1 | 1 | 1 | 1 | 1 | 1 | 1 | 1 | 1 | 1 | 1 | 1 | '=IFERROR(IF(HM$5>IF(OR($E10=MAT_AOE,$E10=MAT_BRO_Op),$AF10,$AC10),"",IF(HM$5<=$AC10,1,0)*$CG10),"")
2 RACC | 222 | HN | Considered_EOL_tCO2e_MsrYr01 | =IFERROR(IF(HN$5=IF(OR($E10=MAT_AOE,$E10=MAT_BRO_Op),$AF10,$AC10),$CK10,IF(AND(HN$5<IF(OR($E10=MAT_AOE,$E10=MAT_BRO_Op),$AF10,$AC10),$E10<>""),0,"")),"") | 1 | 1 | 1 | 1 | 1 | 1 | 1 | 1 | 1 | 1 | 1 | 1 | 1 | 1 | 1 | 1 | 1 | 1 | 1 | 1 | 1 | 1 | 1 | 1 | 1 | '=IFERROR(IF(HN$5=IF(OR($E10=MAT_AOE,$E10=MAT_BRO_Op),$AF10,$AC10),$CK10,IF(AND(HN$5<IF(OR($E10=MAT_AOE,$E10=MAT_BRO_Op),$AF10,$AC10),$E10<>""),0,"")),"")
2 RACC | 223 | HO | Considered_EOL_tCO2e_MsrYr02 | =IFERROR(IF(HO$5=IF(OR($E10=MAT_AOE,$E10=MAT_BRO_Op),$AF10,$AC10),$CK10,IF(AND(HO$5<IF(OR($E10=MAT_AOE,$E10=MAT_BRO_Op),$AF10,$AC10),$E10<>""),0,"")),"") | 1 | 1 | 1 | 1 | 1 | 1 | 1 | 1 | 1 | 1 | 1 | 1 | 1 | 1 | 1 | 1 | 1 | 1 | 1 | 1 | 1 | 1 | 1 | 1 | 1 | '=IFERROR(IF(HO$5=IF(OR($E10=MAT_AOE,$E10=MAT_BRO_Op),$AF10,$AC10),$CK10,IF(AND(HO$5<IF(OR($E10=MAT_AOE,$E10=MAT_BRO_Op),$AF10,$AC10),$E10<>""),0,"")),"")
2 RACC | 224 | HP | Considered_EOL_tCO2e_MsrYr03 | =IFERROR(IF(HP$5=IF(OR($E10=MAT_AOE,$E10=MAT_BRO_Op),$AF10,$AC10),$CK10,IF(AND(HP$5<IF(OR($E10=MAT_AOE,$E10=MAT_BRO_Op),$AF10,$AC10),$E10<>""),0,"")),"") | 1 | 1 | 1 | 1 | 1 | 1 | 1 | 1 | 1 | 1 | 1 | 1 | 1 | 1 | 1 | 1 | 1 | 1 | 1 | 1 | 1 | 1 | 1 | 1 | 1 | '=IFERROR(IF(HP$5=IF(OR($E10=MAT_AOE,$E10=MAT_BRO_Op),$AF10,$AC10),$CK10,IF(AND(HP$5<IF(OR($E10=MAT_AOE,$E10=MAT_BRO_Op),$AF10,$AC10),$E10<>""),0,"")),"")
2 RACC | 225 | HQ | Considered_EOL_tCO2e_MsrYr04 | =IFERROR(IF(HQ$5=IF(OR($E10=MAT_AOE,$E10=MAT_BRO_Op),$AF10,$AC10),$CK10,IF(AND(HQ$5<IF(OR($E10=MAT_AOE,$E10=MAT_BRO_Op),$AF10,$AC10),$E10<>""),0,"")),"") | 1 | 1 | 1 | 1 | 1 | 1 | 1 | 1 | 1 | 1 | 1 | 1 | 1 | 1 | 1 | 1 | 1 | 1 | 1 | 1 | 1 | 1 | 1 | 1 | 1 | '=IFERROR(IF(HQ$5=IF(OR($E10=MAT_AOE,$E10=MAT_BRO_Op),$AF10,$AC10),$CK10,IF(AND(HQ$5<IF(OR($E10=MAT_AOE,$E10=MAT_BRO_Op),$AF10,$AC10),$E10<>""),0,"")),"")
2 RACC | 226 | HR | Considered_EOL_tCO2e_MsrYr05 | =IFERROR(IF(HR$5=IF(OR($E10=MAT_AOE,$E10=MAT_BRO_Op),$AF10,$AC10),$CK10,IF(AND(HR$5<IF(OR($E10=MAT_AOE,$E10=MAT_BRO_Op),$AF10,$AC10),$E10<>""),0,"")),"") | 1 | 1 | 1 | 1 | 1 | 1 | 1 | 1 | 1 | 1 | 1 | 1 | 1 | 1 | 1 | 1 | 1 | 1 | 1 | 1 | 1 | 1 | 1 | 1 | 1 | '=IFERROR(IF(HR$5=IF(OR($E10=MAT_AOE,$E10=MAT_BRO_Op),$AF10,$AC10),$CK10,IF(AND(HR$5<IF(OR($E10=MAT_AOE,$E10=MAT_BRO_Op),$AF10,$AC10),$E10<>""),0,"")),"")
2 RACC | 227 | HS | Considered_EOL_tCO2e_MsrYr06 | =IFERROR(IF(HS$5=IF(OR($E10=MAT_AOE,$E10=MAT_BRO_Op),$AF10,$AC10),$CK10,IF(AND(HS$5<IF(OR($E10=MAT_AOE,$E10=MAT_BRO_Op),$AF10,$AC10),$E10<>""),0,"")),"") | 1 | 1 | 1 | 1 | 1 | 1 | 1 | 1 | 1 | 1 | 1 | 1 | 1 | 1 | 1 | 1 | 1 | 1 | 1 | 1 | 1 | 1 | 1 | 1 | 1 | '=IFERROR(IF(HS$5=IF(OR($E10=MAT_AOE,$E10=MAT_BRO_Op),$AF10,$AC10),$CK10,IF(AND(HS$5<IF(OR($E10=MAT_AOE,$E10=MAT_BRO_Op),$AF10,$AC10),$E10<>""),0,"")),"")
2 RACC | 228 | HT | Considered_EOL_tCO2e_MsrYr07 | =IFERROR(IF(HT$5=IF(OR($E10=MAT_AOE,$E10=MAT_BRO_Op),$AF10,$AC10),$CK10,IF(AND(HT$5<IF(OR($E10=MAT_AOE,$E10=MAT_BRO_Op),$AF10,$AC10),$E10<>""),0,"")),"") | 1 | 1 | 1 | 1 | 1 | 1 | 1 | 1 | 1 | 1 | 1 | 1 | 1 | 1 | 1 | 1 | 1 | 1 | 1 | 1 | 1 | 1 | 1 | 1 | 1 | '=IFERROR(IF(HT$5=IF(OR($E10=MAT_AOE,$E10=MAT_BRO_Op),$AF10,$AC10),$CK10,IF(AND(HT$5<IF(OR($E10=MAT_AOE,$E10=MAT_BRO_Op),$AF10,$AC10),$E10<>""),0,"")),"")
2 RACC | 229 | HU | Considered_EOL_tCO2e_MsrYr08 | =IFERROR(IF(HU$5=IF(OR($E10=MAT_AOE,$E10=MAT_BRO_Op),$AF10,$AC10),$CK10,IF(AND(HU$5<IF(OR($E10=MAT_AOE,$E10=MAT_BRO_Op),$AF10,$AC10),$E10<>""),0,"")),"") | 1 | 1 | 1 | 1 | 1 | 1 | 1 | 1 | 1 | 1 | 1 | 1 | 1 | 1 | 1 | 1 | 1 | 1 | 1 | 1 | 1 | 1 | 1 | 1 | 1 | '=IFERROR(IF(HU$5=IF(OR($E10=MAT_AOE,$E10=MAT_BRO_Op),$AF10,$AC10),$CK10,IF(AND(HU$5<IF(OR($E10=MAT_AOE,$E10=MAT_BRO_Op),$AF10,$AC10),$E10<>""),0,"")),"")
2 RACC | 230 | HV | Considered_EOL_tCO2e_MsrYr09 | =IFERROR(IF(HV$5=IF(OR($E10=MAT_AOE,$E10=MAT_BRO_Op),$AF10,$AC10),$CK10,IF(AND(HV$5<IF(OR($E10=MAT_AOE,$E10=MAT_BRO_Op),$AF10,$AC10),$E10<>""),0,"")),"") | 1 | 1 | 1 | 1 | 1 | 1 | 1 | 1 | 1 | 1 | 1 | 1 | 1 | 1 | 1 | 1 | 1 | 1 | 1 | 1 | 1 | 1 | 1 | 1 | 1 | '=IFERROR(IF(HV$5=IF(OR($E10=MAT_AOE,$E10=MAT_BRO_Op),$AF10,$AC10),$CK10,IF(AND(HV$5<IF(OR($E10=MAT_AOE,$E10=MAT_BRO_Op),$AF10,$AC10),$E10<>""),0,"")),"")
2 RACC | 231 | HW | Considered_EOL_tCO2e_MsrYr10 | =IFERROR(IF(HW$5=IF(OR($E10=MAT_AOE,$E10=MAT_BRO_Op),$AF10,$AC10),$CK10,IF(AND(HW$5<IF(OR($E10=MAT_AOE,$E10=MAT_BRO_Op),$AF10,$AC10),$E10<>""),0,"")),"") | 1 | 1 | 1 | 1 | 1 | 1 | 1 | 1 | 1 | 1 | 1 | 1 | 1 | 1 | 1 | 1 | 1 | 1 | 1 | 1 | 1 | 1 | 1 | 1 | 1 | '=IFERROR(IF(HW$5=IF(OR($E10=MAT_AOE,$E10=MAT_BRO_Op),$AF10,$AC10),$CK10,IF(AND(HW$5<IF(OR($E10=MAT_AOE,$E10=MAT_BRO_Op),$AF10,$AC10),$E10<>""),0,"")),"")
2 RACC | 232 | HX | Considered_EOL_tCO2e_MsrYr11 | =IFERROR(IF(HX$5=IF(OR($E10=MAT_AOE,$E10=MAT_BRO_Op),$AF10,$AC10),$CK10,IF(AND(HX$5<IF(OR($E10=MAT_AOE,$E10=MAT_BRO_Op),$AF10,$AC10),$E10<>""),0,"")),"") | 1 | 1 | 1 | 1 | 1 | 1 | 1 | 1 | 1 | 1 | 1 | 1 | 1 | 1 | 1 | 1 | 1 | 1 | 1 | 1 | 1 | 1 | 1 | 1 | 1 | '=IFERROR(IF(HX$5=IF(OR($E10=MAT_AOE,$E10=MAT_BRO_Op),$AF10,$AC10),$CK10,IF(AND(HX$5<IF(OR($E10=MAT_AOE,$E10=MAT_BRO_Op),$AF10,$AC10),$E10<>""),0,"")),"")
2 RACC | 233 | HY | Considered_EOL_tCO2e_MsrYr12 | =IFERROR(IF(HY$5=IF(OR($E10=MAT_AOE,$E10=MAT_BRO_Op),$AF10,$AC10),$CK10,IF(AND(HY$5<IF(OR($E10=MAT_AOE,$E10=MAT_BRO_Op),$AF10,$AC10),$E10<>""),0,"")),"") | 1 | 1 | 1 | 1 | 1 | 1 | 1 | 1 | 1 | 1 | 1 | 1 | 1 | 1 | 1 | 1 | 1 | 1 | 1 | 1 | 1 | 1 | 1 | 1 | 1 | '=IFERROR(IF(HY$5=IF(OR($E10=MAT_AOE,$E10=MAT_BRO_Op),$AF10,$AC10),$CK10,IF(AND(HY$5<IF(OR($E10=MAT_AOE,$E10=MAT_BRO_Op),$AF10,$AC10),$E10<>""),0,"")),"")
2 RACC | 234 | HZ | Considered_EOL_tCO2e_MsrYr13 | =IFERROR(IF(HZ$5=IF(OR($E10=MAT_AOE,$E10=MAT_BRO_Op),$AF10,$AC10),$CK10,IF(AND(HZ$5<IF(OR($E10=MAT_AOE,$E10=MAT_BRO_Op),$AF10,$AC10),$E10<>""),0,"")),"") | 1 | 1 | 1 | 1 | 1 | 1 | 1 | 1 | 1 | 1 | 1 | 1 | 1 | 1 | 1 | 1 | 1 | 1 | 1 | 1 | 1 | 1 | 1 | 1 | 1 | '=IFERROR(IF(HZ$5=IF(OR($E10=MAT_AOE,$E10=MAT_BRO_Op),$AF10,$AC10),$CK10,IF(AND(HZ$5<IF(OR($E10=MAT_AOE,$E10=MAT_BRO_Op),$AF10,$AC10),$E10<>""),0,"")),"")
2 RACC | 235 | IA | Considered_EOL_tCO2e_MsrYr14 | =IFERROR(IF(IA$5=IF(OR($E10=MAT_AOE,$E10=MAT_BRO_Op),$AF10,$AC10),$CK10,IF(AND(IA$5<IF(OR($E10=MAT_AOE,$E10=MAT_BRO_Op),$AF10,$AC10),$E10<>""),0,"")),"") | 1 | 1 | 1 | 1 | 1 | 1 | 1 | 1 | 1 | 1 | 1 | 1 | 1 | 1 | 1 | 1 | 1 | 1 | 1 | 1 | 1 | 1 | 1 | 1 | 1 | '=IFERROR(IF(IA$5=IF(OR($E10=MAT_AOE,$E10=MAT_BRO_Op),$AF10,$AC10),$CK10,IF(AND(IA$5<IF(OR($E10=MAT_AOE,$E10=MAT_BRO_Op),$AF10,$AC10),$E10<>""),0,"")),"")
2 RACC | 236 | IB | Considered_EOL_tCO2e_MsrYr15 | =IFERROR(IF(IB$5=IF(OR($E10=MAT_AOE,$E10=MAT_BRO_Op),$AF10,$AC10),$CK10,IF(AND(IB$5<IF(OR($E10=MAT_AOE,$E10=MAT_BRO_Op),$AF10,$AC10),$E10<>""),0,"")),"") | 1 | 1 | 1 | 1 | 1 | 1 | 1 | 1 | 1 | 1 | 1 | 1 | 1 | 1 | 1 | 1 | 1 | 1 | 1 | 1 | 1 | 1 | 1 | 1 | 1 | '=IFERROR(IF(IB$5=IF(OR($E10=MAT_AOE,$E10=MAT_BRO_Op),$AF10,$AC10),$CK10,IF(AND(IB$5<IF(OR($E10=MAT_AOE,$E10=MAT_BRO_Op),$AF10,$AC10),$E10<>""),0,"")),"")
2 RACC | 237 | IC | Considered_EOL_tCO2e_MsrYr16 | =IFERROR(IF(IC$5=IF(OR($E10=MAT_AOE,$E10=MAT_BRO_Op),$AF10,$AC10),$CK10,IF(AND(IC$5<IF(OR($E10=MAT_AOE,$E10=MAT_BRO_Op),$AF10,$AC10),$E10<>""),0,"")),"") | 1 | 1 | 1 | 1 | 1 | 1 | 1 | 1 | 1 | 1 | 1 | 1 | 1 | 1 | 1 | 1 | 1 | 1 | 1 | 1 | 1 | 1 | 1 | 1 | 1 | '=IFERROR(IF(IC$5=IF(OR($E10=MAT_AOE,$E10=MAT_BRO_Op),$AF10,$AC10),$CK10,IF(AND(IC$5<IF(OR($E10=MAT_AOE,$E10=MAT_BRO_Op),$AF10,$AC10),$E10<>""),0,"")),"")
2 RACC | 238 | ID | Considered_EOL_tCO2e_MsrYr17 | =IFERROR(IF(ID$5=IF(OR($E10=MAT_AOE,$E10=MAT_BRO_Op),$AF10,$AC10),$CK10,IF(AND(ID$5<IF(OR($E10=MAT_AOE,$E10=MAT_BRO_Op),$AF10,$AC10),$E10<>""),0,"")),"") | 1 | 1 | 1 | 1 | 1 | 1 | 1 | 1 | 1 | 1 | 1 | 1 | 1 | 1 | 1 | 1 | 1 | 1 | 1 | 1 | 1 | 1 | 1 | 1 | 1 | '=IFERROR(IF(ID$5=IF(OR($E10=MAT_AOE,$E10=MAT_BRO_Op),$AF10,$AC10),$CK10,IF(AND(ID$5<IF(OR($E10=MAT_AOE,$E10=MAT_BRO_Op),$AF10,$AC10),$E10<>""),0,"")),"")
2 RACC | 239 | IE | Considered_EOL_tCO2e_MsrYr18 | =IFERROR(IF(IE$5=IF(OR($E10=MAT_AOE,$E10=MAT_BRO_Op),$AF10,$AC10),$CK10,IF(AND(IE$5<IF(OR($E10=MAT_AOE,$E10=MAT_BRO_Op),$AF10,$AC10),$E10<>""),0,"")),"") | 1 | 1 | 1 | 1 | 1 | 1 | 1 | 1 | 1 | 1 | 1 | 1 | 1 | 1 | 1 | 1 | 1 | 1 | 1 | 1 | 1 | 1 | 1 | 1 | 1 | '=IFERROR(IF(IE$5=IF(OR($E10=MAT_AOE,$E10=MAT_BRO_Op),$AF10,$AC10),$CK10,IF(AND(IE$5<IF(OR($E10=MAT_AOE,$E10=MAT_BRO_Op),$AF10,$AC10),$E10<>""),0,"")),"")
2 RACC | 240 | IF | Considered_EOL_tCO2e_MsrYr19 | =IFERROR(IF(IF$5=IF(OR($E10=MAT_AOE,$E10=MAT_BRO_Op),$AF10,$AC10),$CK10,IF(AND(IF$5<IF(OR($E10=MAT_AOE,$E10=MAT_BRO_Op),$AF10,$AC10),$E10<>""),0,"")),"") | 1 | 1 | 1 | 1 | 1 | 1 | 1 | 1 | 1 | 1 | 1 | 1 | 1 | 1 | 1 | 1 | 1 | 1 | 1 | 1 | 1 | 1 | 1 | 1 | 1 | '=IFERROR(IF(IF$5=IF(OR($E10=MAT_AOE,$E10=MAT_BRO_Op),$AF10,$AC10),$CK10,IF(AND(IF$5<IF(OR($E10=MAT_AOE,$E10=MAT_BRO_Op),$AF10,$AC10),$E10<>""),0,"")),"")
2 RACC | 241 | IG | Considered_EOL_tCO2e_MsrYr20 | =IFERROR(IF(IG$5=IF(OR($E10=MAT_AOE,$E10=MAT_BRO_Op),$AF10,$AC10),$CK10,IF(AND(IG$5<IF(OR($E10=MAT_AOE,$E10=MAT_BRO_Op),$AF10,$AC10),$E10<>""),0,"")),"") | 1 | 1 | 1 | 1 | 1 | 1 | 1 | 1 | 1 | 1 | 1 | 1 | 1 | 1 | 1 | 1 | 1 | 1 | 1 | 1 | 1 | 1 | 1 | 1 | 1 | '=IFERROR(IF(IG$5=IF(OR($E10=MAT_AOE,$E10=MAT_BRO_Op),$AF10,$AC10),$CK10,IF(AND(IG$5<IF(OR($E10=MAT_AOE,$E10=MAT_BRO_Op),$AF10,$AC10),$E10<>""),0,"")),"")
2 RACC | 242 | IH | Considered_EOL_tCO2e_MsrYr21 | =IFERROR(IF(IH$5=IF(OR($E10=MAT_AOE,$E10=MAT_BRO_Op),$AF10,$AC10),$CK10,IF(AND(IH$5<IF(OR($E10=MAT_AOE,$E10=MAT_BRO_Op),$AF10,$AC10),$E10<>""),0,"")),"") | 1 | 1 | 1 | 1 | 1 | 1 | 1 | 1 | 1 | 1 | 1 | 1 | 1 | 1 | 1 | 1 | 1 | 1 | 1 | 1 | 1 | 1 | 1 | 1 | 1 | '=IFERROR(IF(IH$5=IF(OR($E10=MAT_AOE,$E10=MAT_BRO_Op),$AF10,$AC10),$CK10,IF(AND(IH$5<IF(OR($E10=MAT_AOE,$E10=MAT_BRO_Op),$AF10,$AC10),$E10<>""),0,"")),"")
2 RACC | 243 | II | Considered_EOL_tCO2e_MsrYr22 | =IFERROR(IF(II$5=IF(OR($E10=MAT_AOE,$E10=MAT_BRO_Op),$AF10,$AC10),$CK10,IF(AND(II$5<IF(OR($E10=MAT_AOE,$E10=MAT_BRO_Op),$AF10,$AC10),$E10<>""),0,"")),"") | 1 | 1 | 1 | 1 | 1 | 1 | 1 | 1 | 1 | 1 | 1 | 1 | 1 | 1 | 1 | 1 | 1 | 1 | 1 | 1 | 1 | 1 | 1 | 1 | 1 | '=IFERROR(IF(II$5=IF(OR($E10=MAT_AOE,$E10=MAT_BRO_Op),$AF10,$AC10),$CK10,IF(AND(II$5<IF(OR($E10=MAT_AOE,$E10=MAT_BRO_Op),$AF10,$AC10),$E10<>""),0,"")),"")
2 RACC | 244 | IJ | Considered_EOL_tCO2e_MsrYr23 | =IFERROR(IF(IJ$5=IF(OR($E10=MAT_AOE,$E10=MAT_BRO_Op),$AF10,$AC10),$CK10,IF(AND(IJ$5<IF(OR($E10=MAT_AOE,$E10=MAT_BRO_Op),$AF10,$AC10),$E10<>""),0,"")),"") | 1 | 1 | 1 | 1 | 1 | 1 | 1 | 1 | 1 | 1 | 1 | 1 | 1 | 1 | 1 | 1 | 1 | 1 | 1 | 1 | 1 | 1 | 1 | 1 | 1 | '=IFERROR(IF(IJ$5=IF(OR($E10=MAT_AOE,$E10=MAT_BRO_Op),$AF10,$AC10),$CK10,IF(AND(IJ$5<IF(OR($E10=MAT_AOE,$E10=MAT_BRO_Op),$AF10,$AC10),$E10<>""),0,"")),"")
2 RACC | 245 | IK | Considered_EOL_tCO2e_MsrYr24 | =IFERROR(IF(IK$5=IF(OR($E10=MAT_AOE,$E10=MAT_BRO_Op),$AF10,$AC10),$CK10,IF(AND(IK$5<IF(OR($E10=MAT_AOE,$E10=MAT_BRO_Op),$AF10,$AC10),$E10<>""),0,"")),"") | 1 | 1 | 1 | 1 | 1 | 1 | 1 | 1 | 1 | 1 | 1 | 1 | 1 | 1 | 1 | 1 | 1 | 1 | 1 | 1 | 1 | 1 | 1 | 1 | 1 | '=IFERROR(IF(IK$5=IF(OR($E10=MAT_AOE,$E10=MAT_BRO_Op),$AF10,$AC10),$CK10,IF(AND(IK$5<IF(OR($E10=MAT_AOE,$E10=MAT_BRO_Op),$AF10,$AC10),$E10<>""),0,"")),"")
2 RACC | 246 | IL | Considered_EOL_tCO2e_MsrYr25 | =IFERROR(IF(IL$5=IF(OR($E10=MAT_AOE,$E10=MAT_BRO_Op),$AF10,$AC10),$CK10,IF(AND(IL$5<IF(OR($E10=MAT_AOE,$E10=MAT_BRO_Op),$AF10,$AC10),$E10<>""),0,"")),"") | 1 | 1 | 1 | 1 | 1 | 1 | 1 | 1 | 1 | 1 | 1 | 1 | 1 | 1 | 1 | 1 | 1 | 1 | 1 | 1 | 1 | 1 | 1 | 1 | 1 | '=IFERROR(IF(IL$5=IF(OR($E10=MAT_AOE,$E10=MAT_BRO_Op),$AF10,$AC10),$CK10,IF(AND(IL$5<IF(OR($E10=MAT_AOE,$E10=MAT_BRO_Op),$AF10,$AC10),$E10<>""),0,"")),"")
2 RACC | 247 | IM | Considered_EOL_tCO2e_MsrYr26 | =IFERROR(IF(IM$5=IF(OR($E10=MAT_AOE,$E10=MAT_BRO_Op),$AF10,$AC10),$CK10,IF(AND(IM$5<IF(OR($E10=MAT_AOE,$E10=MAT_BRO_Op),$AF10,$AC10),$E10<>""),0,"")),"") | 1 | 1 | 1 | 1 | 1 | 1 | 1 | 1 | 1 | 1 | 1 | 1 | 1 | 1 | 1 | 1 | 1 | 1 | 1 | 1 | 1 | 1 | 1 | 1 | 1 | '=IFERROR(IF(IM$5=IF(OR($E10=MAT_AOE,$E10=MAT_BRO_Op),$AF10,$AC10),$CK10,IF(AND(IM$5<IF(OR($E10=MAT_AOE,$E10=MAT_BRO_Op),$AF10,$AC10),$E10<>""),0,"")),"")
2 RACC | 248 | IN | Considered_EOL_tCO2e_MsrYr27 | =IFERROR(IF(IN$5=IF(OR($E10=MAT_AOE,$E10=MAT_BRO_Op),$AF10,$AC10),$CK10,IF(AND(IN$5<IF(OR($E10=MAT_AOE,$E10=MAT_BRO_Op),$AF10,$AC10),$E10<>""),0,"")),"") | 1 | 1 | 1 | 1 | 1 | 1 | 1 | 1 | 1 | 1 | 1 | 1 | 1 | 1 | 1 | 1 | 1 | 1 | 1 | 1 | 1 | 1 | 1 | 1 | 1 | '=IFERROR(IF(IN$5=IF(OR($E10=MAT_AOE,$E10=MAT_BRO_Op),$AF10,$AC10),$CK10,IF(AND(IN$5<IF(OR($E10=MAT_AOE,$E10=MAT_BRO_Op),$AF10,$AC10),$E10<>""),0,"")),"")
2 RACC | 249 | IO | Considered_EOL_tCO2e_MsrYr28 | =IFERROR(IF(IO$5=IF(OR($E10=MAT_AOE,$E10=MAT_BRO_Op),$AF10,$AC10),$CK10,IF(AND(IO$5<IF(OR($E10=MAT_AOE,$E10=MAT_BRO_Op),$AF10,$AC10),$E10<>""),0,"")),"") | 1 | 1 | 1 | 1 | 1 | 1 | 1 | 1 | 1 | 1 | 1 | 1 | 1 | 1 | 1 | 1 | 1 | 1 | 1 | 1 | 1 | 1 | 1 | 1 | 1 | '=IFERROR(IF(IO$5=IF(OR($E10=MAT_AOE,$E10=MAT_BRO_Op),$AF10,$AC10),$CK10,IF(AND(IO$5<IF(OR($E10=MAT_AOE,$E10=MAT_BRO_Op),$AF10,$AC10),$E10<>""),0,"")),"")
2 RACC | 250 | IP | Considered_EOL_tCO2e_MsrYr29 | =IFERROR(IF(IP$5=IF(OR($E10=MAT_AOE,$E10=MAT_BRO_Op),$AF10,$AC10),$CK10,IF(AND(IP$5<IF(OR($E10=MAT_AOE,$E10=MAT_BRO_Op),$AF10,$AC10),$E10<>""),0,"")),"") | 1 | 1 | 1 | 1 | 1 | 1 | 1 | 1 | 1 | 1 | 1 | 1 | 1 | 1 | 1 | 1 | 1 | 1 | 1 | 1 | 1 | 1 | 1 | 1 | 1 | '=IFERROR(IF(IP$5=IF(OR($E10=MAT_AOE,$E10=MAT_BRO_Op),$AF10,$AC10),$CK10,IF(AND(IP$5<IF(OR($E10=MAT_AOE,$E10=MAT_BRO_Op),$AF10,$AC10),$E10<>""),0,"")),"")
2 RACC | 251 | IQ | Considered_EOL_tCO2e_MsrYr30 | =IFERROR(IF(IQ$5=IF(OR($E10=MAT_AOE,$E10=MAT_BRO_Op),$AF10,$AC10),$CK10,IF(AND(IQ$5<IF(OR($E10=MAT_AOE,$E10=MAT_BRO_Op),$AF10,$AC10),$E10<>""),0,"")),"") | 1 | 1 | 1 | 1 | 1 | 1 | 1 | 1 | 1 | 1 | 1 | 1 | 1 | 1 | 1 | 1 | 1 | 1 | 1 | 1 | 1 | 1 | 1 | 1 | 1 | '=IFERROR(IF(IQ$5=IF(OR($E10=MAT_AOE,$E10=MAT_BRO_Op),$AF10,$AC10),$CK10,IF(AND(IQ$5<IF(OR($E10=MAT_AOE,$E10=MAT_BRO_Op),$AF10,$AC10),$E10<>""),0,"")),"")
2 RACC | 252 | IR | Annual_Costs_MsrYr01 | =IFERROR(GJ10* INDEX(RefrigerantACC[#Data],MATCH(1,(RefrigerantACC[[RefrigerantACC_ID]:[RefrigerantACC_ID]]=active_RefrigerantACC_ID)*(RefrigerantACC[[DollarYear]:[DollarYear]]=aactive_DollarYr)*(RefrigerantACC[[ModelYear]:[ModelYear]]=$BT10+IR$5-1),0),MATCH("aCost",RefrigerantACC[#Headers],0))* (1+active_WACC)^-(IR$5-1+0.5)* (1+active_InflationRate)^(aactive_DollarYr-$BT10),"") | 1 | 1 | 1 | 1 | 1 | 1 | 1 | 1 | 1 | 1 | 1 | 1 | 1 | 1 | 1 | 1 | 1 | 1 | 1 | 1 | 1 | 1 | 1 | 1 | 1 | '=IFERROR(GJ10* INDEX(RefrigerantACC[#Data],MATCH(1,(RefrigerantACC[[RefrigerantACC_ID]:[RefrigerantACC_ID]]=active_RefrigerantACC_ID)*(RefrigerantACC[[DollarYear]:[DollarYear]]=aactive_DollarYr)*(RefrigerantACC[[ModelYear]:[ModelYear]]=$BT10+IR$5-1),0),MATCH("aCost",RefrigerantACC[#Headers],0))* (1+active_WACC)^-(IR$5-1+0.5)* (1+active_InflationRate)^(aactive_DollarYr-$BT10),"")
2 RACC | 253 | IS | Annual_Costs_MsrYr02 | =IFERROR(GK10* INDEX(RefrigerantACC[#Data],MATCH(1,(RefrigerantACC[[RefrigerantACC_ID]:[RefrigerantACC_ID]]=active_RefrigerantACC_ID)*(RefrigerantACC[[DollarYear]:[DollarYear]]=aactive_DollarYr)*(RefrigerantACC[[ModelYear]:[ModelYear]]=$BT10+IS$5-1),0),MATCH("aCost",RefrigerantACC[#Headers],0))* (1+active_WACC)^-(IS$5-1+0.5)* (1+active_InflationRate)^(aactive_DollarYr-$BT10),"") | 1 | 1 | 1 | 1 | 1 | 1 | 1 | 1 | 1 | 1 | 1 | 1 | 1 | 1 | 1 | 1 | 1 | 1 | 1 | 1 | 1 | 1 | 1 | 1 | 1 | '=IFERROR(GK10* INDEX(RefrigerantACC[#Data],MATCH(1,(RefrigerantACC[[RefrigerantACC_ID]:[RefrigerantACC_ID]]=active_RefrigerantACC_ID)*(RefrigerantACC[[DollarYear]:[DollarYear]]=aactive_DollarYr)*(RefrigerantACC[[ModelYear]:[ModelYear]]=$BT10+IS$5-1),0),MATCH("aCost",RefrigerantACC[#Headers],0))* (1+active_WACC)^-(IS$5-1+0.5)* (1+active_InflationRate)^(aactive_DollarYr-$BT10),"")
2 RACC | 254 | IT | Annual_Costs_MsrYr03 | =IFERROR(GL10* INDEX(RefrigerantACC[#Data],MATCH(1,(RefrigerantACC[[RefrigerantACC_ID]:[RefrigerantACC_ID]]=active_RefrigerantACC_ID)*(RefrigerantACC[[DollarYear]:[DollarYear]]=aactive_DollarYr)*(RefrigerantACC[[ModelYear]:[ModelYear]]=$BT10+IT$5-1),0),MATCH("aCost",RefrigerantACC[#Headers],0))* (1+active_WACC)^-(IT$5-1+0.5)* (1+active_InflationRate)^(aactive_DollarYr-$BT10),"") | 1 | 1 | 1 | 1 | 1 | 1 | 1 | 1 | 1 | 1 | 1 | 1 | 1 | 1 | 1 | 1 | 1 | 1 | 1 | 1 | 1 | 1 | 1 | 1 | 1 | '=IFERROR(GL10* INDEX(RefrigerantACC[#Data],MATCH(1,(RefrigerantACC[[RefrigerantACC_ID]:[RefrigerantACC_ID]]=active_RefrigerantACC_ID)*(RefrigerantACC[[DollarYear]:[DollarYear]]=aactive_DollarYr)*(RefrigerantACC[[ModelYear]:[ModelYear]]=$BT10+IT$5-1),0),MATCH("aCost",RefrigerantACC[#Headers],0))* (1+active_WACC)^-(IT$5-1+0.5)* (1+active_InflationRate)^(aactive_DollarYr-$BT10),"")
2 RACC | 255 | IU | Annual_Costs_MsrYr04 | =IFERROR(GM10* INDEX(RefrigerantACC[#Data],MATCH(1,(RefrigerantACC[[RefrigerantACC_ID]:[RefrigerantACC_ID]]=active_RefrigerantACC_ID)*(RefrigerantACC[[DollarYear]:[DollarYear]]=aactive_DollarYr)*(RefrigerantACC[[ModelYear]:[ModelYear]]=$BT10+IU$5-1),0),MATCH("aCost",RefrigerantACC[#Headers],0))* (1+active_WACC)^-(IU$5-1+0.5)* (1+active_InflationRate)^(aactive_DollarYr-$BT10),"") | 1 | 1 | 1 | 1 | 1 | 1 | 1 | 1 | 1 | 1 | 1 | 1 | 1 | 1 | 1 | 1 | 1 | 1 | 1 | 1 | 1 | 1 | 1 | 1 | 1 | '=IFERROR(GM10* INDEX(RefrigerantACC[#Data],MATCH(1,(RefrigerantACC[[RefrigerantACC_ID]:[RefrigerantACC_ID]]=active_RefrigerantACC_ID)*(RefrigerantACC[[DollarYear]:[DollarYear]]=aactive_DollarYr)*(RefrigerantACC[[ModelYear]:[ModelYear]]=$BT10+IU$5-1),0),MATCH("aCost",RefrigerantACC[#Headers],0))* (1+active_WACC)^-(IU$5-1+0.5)* (1+active_InflationRate)^(aactive_DollarYr-$BT10),"")
2 RACC | 256 | IV | Annual_Costs_MsrYr05 | =IFERROR(GN10* INDEX(RefrigerantACC[#Data],MATCH(1,(RefrigerantACC[[RefrigerantACC_ID]:[RefrigerantACC_ID]]=active_RefrigerantACC_ID)*(RefrigerantACC[[DollarYear]:[DollarYear]]=aactive_DollarYr)*(RefrigerantACC[[ModelYear]:[ModelYear]]=$BT10+IV$5-1),0),MATCH("aCost",RefrigerantACC[#Headers],0))* (1+active_WACC)^-(IV$5-1+0.5)* (1+active_InflationRate)^(aactive_DollarYr-$BT10),"") | 1 | 1 | 1 | 1 | 1 | 1 | 1 | 1 | 1 | 1 | 1 | 1 | 1 | 1 | 1 | 1 | 1 | 1 | 1 | 1 | 1 | 1 | 1 | 1 | 1 | '=IFERROR(GN10* INDEX(RefrigerantACC[#Data],MATCH(1,(RefrigerantACC[[RefrigerantACC_ID]:[RefrigerantACC_ID]]=active_RefrigerantACC_ID)*(RefrigerantACC[[DollarYear]:[DollarYear]]=aactive_DollarYr)*(RefrigerantACC[[ModelYear]:[ModelYear]]=$BT10+IV$5-1),0),MATCH("aCost",RefrigerantACC[#Headers],0))* (1+active_WACC)^-(IV$5-1+0.5)* (1+active_InflationRate)^(aactive_DollarYr-$BT10),"")
2 RACC | 257 | IW | Annual_Costs_MsrYr06 | =IFERROR(GO10* INDEX(RefrigerantACC[#Data],MATCH(1,(RefrigerantACC[[RefrigerantACC_ID]:[RefrigerantACC_ID]]=active_RefrigerantACC_ID)*(RefrigerantACC[[DollarYear]:[DollarYear]]=aactive_DollarYr)*(RefrigerantACC[[ModelYear]:[ModelYear]]=$BT10+IW$5-1),0),MATCH("aCost",RefrigerantACC[#Headers],0))* (1+active_WACC)^-(IW$5-1+0.5)* (1+active_InflationRate)^(aactive_DollarYr-$BT10),"") | 1 | 1 | 1 | 1 | 1 | 1 | 1 | 1 | 1 | 1 | 1 | 1 | 1 | 1 | 1 | 1 | 1 | 1 | 1 | 1 | 1 | 1 | 1 | 1 | 1 | '=IFERROR(GO10* INDEX(RefrigerantACC[#Data],MATCH(1,(RefrigerantACC[[RefrigerantACC_ID]:[RefrigerantACC_ID]]=active_RefrigerantACC_ID)*(RefrigerantACC[[DollarYear]:[DollarYear]]=aactive_DollarYr)*(RefrigerantACC[[ModelYear]:[ModelYear]]=$BT10+IW$5-1),0),MATCH("aCost",RefrigerantACC[#Headers],0))* (1+active_WACC)^-(IW$5-1+0.5)* (1+active_InflationRate)^(aactive_DollarYr-$BT10),"")
2 RACC | 258 | IX | Annual_Costs_MsrYr07 | =IFERROR(GP10* INDEX(RefrigerantACC[#Data],MATCH(1,(RefrigerantACC[[RefrigerantACC_ID]:[RefrigerantACC_ID]]=active_RefrigerantACC_ID)*(RefrigerantACC[[DollarYear]:[DollarYear]]=aactive_DollarYr)*(RefrigerantACC[[ModelYear]:[ModelYear]]=$BT10+IX$5-1),0),MATCH("aCost",RefrigerantACC[#Headers],0))* (1+active_WACC)^-(IX$5-1+0.5)* (1+active_InflationRate)^(aactive_DollarYr-$BT10),"") | 1 | 1 | 1 | 1 | 1 | 1 | 1 | 1 | 1 | 1 | 1 | 1 | 1 | 1 | 1 | 1 | 1 | 1 | 1 | 1 | 1 | 1 | 1 | 1 | 1 | '=IFERROR(GP10* INDEX(RefrigerantACC[#Data],MATCH(1,(RefrigerantACC[[RefrigerantACC_ID]:[RefrigerantACC_ID]]=active_RefrigerantACC_ID)*(RefrigerantACC[[DollarYear]:[DollarYear]]=aactive_DollarYr)*(RefrigerantACC[[ModelYear]:[ModelYear]]=$BT10+IX$5-1),0),MATCH("aCost",RefrigerantACC[#Headers],0))* (1+active_WACC)^-(IX$5-1+0.5)* (1+active_InflationRate)^(aactive_DollarYr-$BT10),"")
2 RACC | 259 | IY | Annual_Costs_MsrYr08 | =IFERROR(GQ10* INDEX(RefrigerantACC[#Data],MATCH(1,(RefrigerantACC[[RefrigerantACC_ID]:[RefrigerantACC_ID]]=active_RefrigerantACC_ID)*(RefrigerantACC[[DollarYear]:[DollarYear]]=aactive_DollarYr)*(RefrigerantACC[[ModelYear]:[ModelYear]]=$BT10+IY$5-1),0),MATCH("aCost",RefrigerantACC[#Headers],0))* (1+active_WACC)^-(IY$5-1+0.5)* (1+active_InflationRate)^(aactive_DollarYr-$BT10),"") | 1 | 1 | 1 | 1 | 1 | 1 | 1 | 1 | 1 | 1 | 1 | 1 | 1 | 1 | 1 | 1 | 1 | 1 | 1 | 1 | 1 | 1 | 1 | 1 | 1 | '=IFERROR(GQ10* INDEX(RefrigerantACC[#Data],MATCH(1,(RefrigerantACC[[RefrigerantACC_ID]:[RefrigerantACC_ID]]=active_RefrigerantACC_ID)*(RefrigerantACC[[DollarYear]:[DollarYear]]=aactive_DollarYr)*(RefrigerantACC[[ModelYear]:[ModelYear]]=$BT10+IY$5-1),0),MATCH("aCost",RefrigerantACC[#Headers],0))* (1+active_WACC)^-(IY$5-1+0.5)* (1+active_InflationRate)^(aactive_DollarYr-$BT10),"")
2 RACC | 260 | IZ | Annual_Costs_MsrYr09 | =IFERROR(GR10* INDEX(RefrigerantACC[#Data],MATCH(1,(RefrigerantACC[[RefrigerantACC_ID]:[RefrigerantACC_ID]]=active_RefrigerantACC_ID)*(RefrigerantACC[[DollarYear]:[DollarYear]]=aactive_DollarYr)*(RefrigerantACC[[ModelYear]:[ModelYear]]=$BT10+IZ$5-1),0),MATCH("aCost",RefrigerantACC[#Headers],0))* (1+active_WACC)^-(IZ$5-1+0.5)* (1+active_InflationRate)^(aactive_DollarYr-$BT10),"") | 1 | 1 | 1 | 1 | 1 | 1 | 1 | 1 | 1 | 1 | 1 | 1 | 1 | 1 | 1 | 1 | 1 | 1 | 1 | 1 | 1 | 1 | 1 | 1 | 1 | '=IFERROR(GR10* INDEX(RefrigerantACC[#Data],MATCH(1,(RefrigerantACC[[RefrigerantACC_ID]:[RefrigerantACC_ID]]=active_RefrigerantACC_ID)*(RefrigerantACC[[DollarYear]:[DollarYear]]=aactive_DollarYr)*(RefrigerantACC[[ModelYear]:[ModelYear]]=$BT10+IZ$5-1),0),MATCH("aCost",RefrigerantACC[#Headers],0))* (1+active_WACC)^-(IZ$5-1+0.5)* (1+active_InflationRate)^(aactive_DollarYr-$BT10),"")
2 RACC | 261 | JA | Annual_Costs_MsrYr10 | =IFERROR(GS10* INDEX(RefrigerantACC[#Data],MATCH(1,(RefrigerantACC[[RefrigerantACC_ID]:[RefrigerantACC_ID]]=active_RefrigerantACC_ID)*(RefrigerantACC[[DollarYear]:[DollarYear]]=aactive_DollarYr)*(RefrigerantACC[[ModelYear]:[ModelYear]]=$BT10+JA$5-1),0),MATCH("aCost",RefrigerantACC[#Headers],0))* (1+active_WACC)^-(JA$5-1+0.5)* (1+active_InflationRate)^(aactive_DollarYr-$BT10),"") | 1 | 1 | 1 | 1 | 1 | 1 | 1 | 1 | 1 | 1 | 1 | 1 | 1 | 1 | 1 | 1 | 1 | 1 | 1 | 1 | 1 | 1 | 1 | 1 | 1 | '=IFERROR(GS10* INDEX(RefrigerantACC[#Data],MATCH(1,(RefrigerantACC[[RefrigerantACC_ID]:[RefrigerantACC_ID]]=active_RefrigerantACC_ID)*(RefrigerantACC[[DollarYear]:[DollarYear]]=aactive_DollarYr)*(RefrigerantACC[[ModelYear]:[ModelYear]]=$BT10+JA$5-1),0),MATCH("aCost",RefrigerantACC[#Headers],0))* (1+active_WACC)^-(JA$5-1+0.5)* (1+active_InflationRate)^(aactive_DollarYr-$BT10),"")
2 RACC | 262 | JB | Annual_Costs_MsrYr11 | =IFERROR(GT10* INDEX(RefrigerantACC[#Data],MATCH(1,(RefrigerantACC[[RefrigerantACC_ID]:[RefrigerantACC_ID]]=active_RefrigerantACC_ID)*(RefrigerantACC[[DollarYear]:[DollarYear]]=aactive_DollarYr)*(RefrigerantACC[[ModelYear]:[ModelYear]]=$BT10+JB$5-1),0),MATCH("aCost",RefrigerantACC[#Headers],0))* (1+active_WACC)^-(JB$5-1+0.5)* (1+active_InflationRate)^(aactive_DollarYr-$BT10),"") | 1 | 1 | 1 | 1 | 1 | 1 | 1 | 1 | 1 | 1 | 1 | 1 | 1 | 1 | 1 | 1 | 1 | 1 | 1 | 1 | 1 | 1 | 1 | 1 | 1 | '=IFERROR(GT10* INDEX(RefrigerantACC[#Data],MATCH(1,(RefrigerantACC[[RefrigerantACC_ID]:[RefrigerantACC_ID]]=active_RefrigerantACC_ID)*(RefrigerantACC[[DollarYear]:[DollarYear]]=aactive_DollarYr)*(RefrigerantACC[[ModelYear]:[ModelYear]]=$BT10+JB$5-1),0),MATCH("aCost",RefrigerantACC[#Headers],0))* (1+active_WACC)^-(JB$5-1+0.5)* (1+active_InflationRate)^(aactive_DollarYr-$BT10),"")
2 RACC | 263 | JC | Annual_Costs_MsrYr12 | =IFERROR(GU10* INDEX(RefrigerantACC[#Data],MATCH(1,(RefrigerantACC[[RefrigerantACC_ID]:[RefrigerantACC_ID]]=active_RefrigerantACC_ID)*(RefrigerantACC[[DollarYear]:[DollarYear]]=aactive_DollarYr)*(RefrigerantACC[[ModelYear]:[ModelYear]]=$BT10+JC$5-1),0),MATCH("aCost",RefrigerantACC[#Headers],0))* (1+active_WACC)^-(JC$5-1+0.5)* (1+active_InflationRate)^(aactive_DollarYr-$BT10),"") | 1 | 1 | 1 | 1 | 1 | 1 | 1 | 1 | 1 | 1 | 1 | 1 | 1 | 1 | 1 | 1 | 1 | 1 | 1 | 1 | 1 | 1 | 1 | 1 | 1 | '=IFERROR(GU10* INDEX(RefrigerantACC[#Data],MATCH(1,(RefrigerantACC[[RefrigerantACC_ID]:[RefrigerantACC_ID]]=active_RefrigerantACC_ID)*(RefrigerantACC[[DollarYear]:[DollarYear]]=aactive_DollarYr)*(RefrigerantACC[[ModelYear]:[ModelYear]]=$BT10+JC$5-1),0),MATCH("aCost",RefrigerantACC[#Headers],0))* (1+active_WACC)^-(JC$5-1+0.5)* (1+active_InflationRate)^(aactive_DollarYr-$BT10),"")
2 RACC | 264 | JD | Annual_Costs_MsrYr13 | =IFERROR(GV10* INDEX(RefrigerantACC[#Data],MATCH(1,(RefrigerantACC[[RefrigerantACC_ID]:[RefrigerantACC_ID]]=active_RefrigerantACC_ID)*(RefrigerantACC[[DollarYear]:[DollarYear]]=aactive_DollarYr)*(RefrigerantACC[[ModelYear]:[ModelYear]]=$BT10+JD$5-1),0),MATCH("aCost",RefrigerantACC[#Headers],0))* (1+active_WACC)^-(JD$5-1+0.5)* (1+active_InflationRate)^(aactive_DollarYr-$BT10),"") | 1 | 1 | 1 | 1 | 1 | 1 | 1 | 1 | 1 | 1 | 1 | 1 | 1 | 1 | 1 | 1 | 1 | 1 | 1 | 1 | 1 | 1 | 1 | 1 | 1 | '=IFERROR(GV10* INDEX(RefrigerantACC[#Data],MATCH(1,(RefrigerantACC[[RefrigerantACC_ID]:[RefrigerantACC_ID]]=active_RefrigerantACC_ID)*(RefrigerantACC[[DollarYear]:[DollarYear]]=aactive_DollarYr)*(RefrigerantACC[[ModelYear]:[ModelYear]]=$BT10+JD$5-1),0),MATCH("aCost",RefrigerantACC[#Headers],0))* (1+active_WACC)^-(JD$5-1+0.5)* (1+active_InflationRate)^(aactive_DollarYr-$BT10),"")
2 RACC | 265 | JE | Annual_Costs_MsrYr14 | =IFERROR(GW10* INDEX(RefrigerantACC[#Data],MATCH(1,(RefrigerantACC[[RefrigerantACC_ID]:[RefrigerantACC_ID]]=active_RefrigerantACC_ID)*(RefrigerantACC[[DollarYear]:[DollarYear]]=aactive_DollarYr)*(RefrigerantACC[[ModelYear]:[ModelYear]]=$BT10+JE$5-1),0),MATCH("aCost",RefrigerantACC[#Headers],0))* (1+active_WACC)^-(JE$5-1+0.5)* (1+active_InflationRate)^(aactive_DollarYr-$BT10),"") | 1 | 1 | 1 | 1 | 1 | 1 | 1 | 1 | 1 | 1 | 1 | 1 | 1 | 1 | 1 | 1 | 1 | 1 | 1 | 1 | 1 | 1 | 1 | 1 | 1 | '=IFERROR(GW10* INDEX(RefrigerantACC[#Data],MATCH(1,(RefrigerantACC[[RefrigerantACC_ID]:[RefrigerantACC_ID]]=active_RefrigerantACC_ID)*(RefrigerantACC[[DollarYear]:[DollarYear]]=aactive_DollarYr)*(RefrigerantACC[[ModelYear]:[ModelYear]]=$BT10+JE$5-1),0),MATCH("aCost",RefrigerantACC[#Headers],0))* (1+active_WACC)^-(JE$5-1+0.5)* (1+active_InflationRate)^(aactive_DollarYr-$BT10),"")
2 RACC | 266 | JF | Annual_Costs_MsrYr15 | =IFERROR(GX10* INDEX(RefrigerantACC[#Data],MATCH(1,(RefrigerantACC[[RefrigerantACC_ID]:[RefrigerantACC_ID]]=active_RefrigerantACC_ID)*(RefrigerantACC[[DollarYear]:[DollarYear]]=aactive_DollarYr)*(RefrigerantACC[[ModelYear]:[ModelYear]]=$BT10+JF$5-1),0),MATCH("aCost",RefrigerantACC[#Headers],0))* (1+active_WACC)^-(JF$5-1+0.5)* (1+active_InflationRate)^(aactive_DollarYr-$BT10),"") | 1 | 1 | 1 | 1 | 1 | 1 | 1 | 1 | 1 | 1 | 1 | 1 | 1 | 1 | 1 | 1 | 1 | 1 | 1 | 1 | 1 | 1 | 1 | 1 | 1 | '=IFERROR(GX10* INDEX(RefrigerantACC[#Data],MATCH(1,(RefrigerantACC[[RefrigerantACC_ID]:[RefrigerantACC_ID]]=active_RefrigerantACC_ID)*(RefrigerantACC[[DollarYear]:[DollarYear]]=aactive_DollarYr)*(RefrigerantACC[[ModelYear]:[ModelYear]]=$BT10+JF$5-1),0),MATCH("aCost",RefrigerantACC[#Headers],0))* (1+active_WACC)^-(JF$5-1+0.5)* (1+active_InflationRate)^(aactive_DollarYr-$BT10),"")
2 RACC | 267 | JG | Annual_Costs_MsrYr16 | =IFERROR(GY10* INDEX(RefrigerantACC[#Data],MATCH(1,(RefrigerantACC[[RefrigerantACC_ID]:[RefrigerantACC_ID]]=active_RefrigerantACC_ID)*(RefrigerantACC[[DollarYear]:[DollarYear]]=aactive_DollarYr)*(RefrigerantACC[[ModelYear]:[ModelYear]]=$BT10+JG$5-1),0),MATCH("aCost",RefrigerantACC[#Headers],0))* (1+active_WACC)^-(JG$5-1+0.5)* (1+active_InflationRate)^(aactive_DollarYr-$BT10),"") | 1 | 1 | 1 | 1 | 1 | 1 | 1 | 1 | 1 | 1 | 1 | 1 | 1 | 1 | 1 | 1 | 1 | 1 | 1 | 1 | 1 | 1 | 1 | 1 | 1 | '=IFERROR(GY10* INDEX(RefrigerantACC[#Data],MATCH(1,(RefrigerantACC[[RefrigerantACC_ID]:[RefrigerantACC_ID]]=active_RefrigerantACC_ID)*(RefrigerantACC[[DollarYear]:[DollarYear]]=aactive_DollarYr)*(RefrigerantACC[[ModelYear]:[ModelYear]]=$BT10+JG$5-1),0),MATCH("aCost",RefrigerantACC[#Headers],0))* (1+active_WACC)^-(JG$5-1+0.5)* (1+active_InflationRate)^(aactive_DollarYr-$BT10),"")
2 RACC | 268 | JH | Annual_Costs_MsrYr17 | =IFERROR(GZ10* INDEX(RefrigerantACC[#Data],MATCH(1,(RefrigerantACC[[RefrigerantACC_ID]:[RefrigerantACC_ID]]=active_RefrigerantACC_ID)*(RefrigerantACC[[DollarYear]:[DollarYear]]=aactive_DollarYr)*(RefrigerantACC[[ModelYear]:[ModelYear]]=$BT10+JH$5-1),0),MATCH("aCost",RefrigerantACC[#Headers],0))* (1+active_WACC)^-(JH$5-1+0.5)* (1+active_InflationRate)^(aactive_DollarYr-$BT10),"") | 1 | 1 | 1 | 1 | 1 | 1 | 1 | 1 | 1 | 1 | 1 | 1 | 1 | 1 | 1 | 1 | 1 | 1 | 1 | 1 | 1 | 1 | 1 | 1 | 1 | '=IFERROR(GZ10* INDEX(RefrigerantACC[#Data],MATCH(1,(RefrigerantACC[[RefrigerantACC_ID]:[RefrigerantACC_ID]]=active_RefrigerantACC_ID)*(RefrigerantACC[[DollarYear]:[DollarYear]]=aactive_DollarYr)*(RefrigerantACC[[ModelYear]:[ModelYear]]=$BT10+JH$5-1),0),MATCH("aCost",RefrigerantACC[#Headers],0))* (1+active_WACC)^-(JH$5-1+0.5)* (1+active_InflationRate)^(aactive_DollarYr-$BT10),"")
2 RACC | 269 | JI | Annual_Costs_MsrYr18 | =IFERROR(HA10* INDEX(RefrigerantACC[#Data],MATCH(1,(RefrigerantACC[[RefrigerantACC_ID]:[RefrigerantACC_ID]]=active_RefrigerantACC_ID)*(RefrigerantACC[[DollarYear]:[DollarYear]]=aactive_DollarYr)*(RefrigerantACC[[ModelYear]:[ModelYear]]=$BT10+JI$5-1),0),MATCH("aCost",RefrigerantACC[#Headers],0))* (1+active_WACC)^-(JI$5-1+0.5)* (1+active_InflationRate)^(aactive_DollarYr-$BT10),"") | 1 | 1 | 1 | 1 | 1 | 1 | 1 | 1 | 1 | 1 | 1 | 1 | 1 | 1 | 1 | 1 | 1 | 1 | 1 | 1 | 1 | 1 | 1 | 1 | 1 | '=IFERROR(HA10* INDEX(RefrigerantACC[#Data],MATCH(1,(RefrigerantACC[[RefrigerantACC_ID]:[RefrigerantACC_ID]]=active_RefrigerantACC_ID)*(RefrigerantACC[[DollarYear]:[DollarYear]]=aactive_DollarYr)*(RefrigerantACC[[ModelYear]:[ModelYear]]=$BT10+JI$5-1),0),MATCH("aCost",RefrigerantACC[#Headers],0))* (1+active_WACC)^-(JI$5-1+0.5)* (1+active_InflationRate)^(aactive_DollarYr-$BT10),"")
2 RACC | 270 | JJ | Annual_Costs_MsrYr19 | =IFERROR(HB10* INDEX(RefrigerantACC[#Data],MATCH(1,(RefrigerantACC[[RefrigerantACC_ID]:[RefrigerantACC_ID]]=active_RefrigerantACC_ID)*(RefrigerantACC[[DollarYear]:[DollarYear]]=aactive_DollarYr)*(RefrigerantACC[[ModelYear]:[ModelYear]]=$BT10+JJ$5-1),0),MATCH("aCost",RefrigerantACC[#Headers],0))* (1+active_WACC)^-(JJ$5-1+0.5)* (1+active_InflationRate)^(aactive_DollarYr-$BT10),"") | 1 | 1 | 1 | 1 | 1 | 1 | 1 | 1 | 1 | 1 | 1 | 1 | 1 | 1 | 1 | 1 | 1 | 1 | 1 | 1 | 1 | 1 | 1 | 1 | 1 | '=IFERROR(HB10* INDEX(RefrigerantACC[#Data],MATCH(1,(RefrigerantACC[[RefrigerantACC_ID]:[RefrigerantACC_ID]]=active_RefrigerantACC_ID)*(RefrigerantACC[[DollarYear]:[DollarYear]]=aactive_DollarYr)*(RefrigerantACC[[ModelYear]:[ModelYear]]=$BT10+JJ$5-1),0),MATCH("aCost",RefrigerantACC[#Headers],0))* (1+active_WACC)^-(JJ$5-1+0.5)* (1+active_InflationRate)^(aactive_DollarYr-$BT10),"")
2 RACC | 271 | JK | Annual_Costs_MsrYr20 | =IFERROR(HC10* INDEX(RefrigerantACC[#Data],MATCH(1,(RefrigerantACC[[RefrigerantACC_ID]:[RefrigerantACC_ID]]=active_RefrigerantACC_ID)*(RefrigerantACC[[DollarYear]:[DollarYear]]=aactive_DollarYr)*(RefrigerantACC[[ModelYear]:[ModelYear]]=$BT10+JK$5-1),0),MATCH("aCost",RefrigerantACC[#Headers],0))* (1+active_WACC)^-(JK$5-1+0.5)* (1+active_InflationRate)^(aactive_DollarYr-$BT10),"") | 1 | 1 | 1 | 1 | 1 | 1 | 1 | 1 | 1 | 1 | 1 | 1 | 1 | 1 | 1 | 1 | 1 | 1 | 1 | 1 | 1 | 1 | 1 | 1 | 1 | '=IFERROR(HC10* INDEX(RefrigerantACC[#Data],MATCH(1,(RefrigerantACC[[RefrigerantACC_ID]:[RefrigerantACC_ID]]=active_RefrigerantACC_ID)*(RefrigerantACC[[DollarYear]:[DollarYear]]=aactive_DollarYr)*(RefrigerantACC[[ModelYear]:[ModelYear]]=$BT10+JK$5-1),0),MATCH("aCost",RefrigerantACC[#Headers],0))* (1+active_WACC)^-(JK$5-1+0.5)* (1+active_InflationRate)^(aactive_DollarYr-$BT10),"")
2 RACC | 272 | JL | Annual_Costs_MsrYr21 | =IFERROR(HD10* INDEX(RefrigerantACC[#Data],MATCH(1,(RefrigerantACC[[RefrigerantACC_ID]:[RefrigerantACC_ID]]=active_RefrigerantACC_ID)*(RefrigerantACC[[DollarYear]:[DollarYear]]=aactive_DollarYr)*(RefrigerantACC[[ModelYear]:[ModelYear]]=$BT10+JL$5-1),0),MATCH("aCost",RefrigerantACC[#Headers],0))* (1+active_WACC)^-(JL$5-1+0.5)* (1+active_InflationRate)^(aactive_DollarYr-$BT10),"") | 1 | 1 | 1 | 1 | 1 | 1 | 1 | 1 | 1 | 1 | 1 | 1 | 1 | 1 | 1 | 1 | 1 | 1 | 1 | 1 | 1 | 1 | 1 | 1 | 1 | '=IFERROR(HD10* INDEX(RefrigerantACC[#Data],MATCH(1,(RefrigerantACC[[RefrigerantACC_ID]:[RefrigerantACC_ID]]=active_RefrigerantACC_ID)*(RefrigerantACC[[DollarYear]:[DollarYear]]=aactive_DollarYr)*(RefrigerantACC[[ModelYear]:[ModelYear]]=$BT10+JL$5-1),0),MATCH("aCost",RefrigerantACC[#Headers],0))* (1+active_WACC)^-(JL$5-1+0.5)* (1+active_InflationRate)^(aactive_DollarYr-$BT10),"")
2 RACC | 273 | JM | Annual_Costs_MsrYr22 | =IFERROR(HE10* INDEX(RefrigerantACC[#Data],MATCH(1,(RefrigerantACC[[RefrigerantACC_ID]:[RefrigerantACC_ID]]=active_RefrigerantACC_ID)*(RefrigerantACC[[DollarYear]:[DollarYear]]=aactive_DollarYr)*(RefrigerantACC[[ModelYear]:[ModelYear]]=$BT10+JM$5-1),0),MATCH("aCost",RefrigerantACC[#Headers],0))* (1+active_WACC)^-(JM$5-1+0.5)* (1+active_InflationRate)^(aactive_DollarYr-$BT10),"") | 1 | 1 | 1 | 1 | 1 | 1 | 1 | 1 | 1 | 1 | 1 | 1 | 1 | 1 | 1 | 1 | 1 | 1 | 1 | 1 | 1 | 1 | 1 | 1 | 1 | '=IFERROR(HE10* INDEX(RefrigerantACC[#Data],MATCH(1,(RefrigerantACC[[RefrigerantACC_ID]:[RefrigerantACC_ID]]=active_RefrigerantACC_ID)*(RefrigerantACC[[DollarYear]:[DollarYear]]=aactive_DollarYr)*(RefrigerantACC[[ModelYear]:[ModelYear]]=$BT10+JM$5-1),0),MATCH("aCost",RefrigerantACC[#Headers],0))* (1+active_WACC)^-(JM$5-1+0.5)* (1+active_InflationRate)^(aactive_DollarYr-$BT10),"")
2 RACC | 274 | JN | Annual_Costs_MsrYr23 | =IFERROR(HF10* INDEX(RefrigerantACC[#Data],MATCH(1,(RefrigerantACC[[RefrigerantACC_ID]:[RefrigerantACC_ID]]=active_RefrigerantACC_ID)*(RefrigerantACC[[DollarYear]:[DollarYear]]=aactive_DollarYr)*(RefrigerantACC[[ModelYear]:[ModelYear]]=$BT10+JN$5-1),0),MATCH("aCost",RefrigerantACC[#Headers],0))* (1+active_WACC)^-(JN$5-1+0.5)* (1+active_InflationRate)^(aactive_DollarYr-$BT10),"") | 1 | 1 | 1 | 1 | 1 | 1 | 1 | 1 | 1 | 1 | 1 | 1 | 1 | 1 | 1 | 1 | 1 | 1 | 1 | 1 | 1 | 1 | 1 | 1 | 1 | '=IFERROR(HF10* INDEX(RefrigerantACC[#Data],MATCH(1,(RefrigerantACC[[RefrigerantACC_ID]:[RefrigerantACC_ID]]=active_RefrigerantACC_ID)*(RefrigerantACC[[DollarYear]:[DollarYear]]=aactive_DollarYr)*(RefrigerantACC[[ModelYear]:[ModelYear]]=$BT10+JN$5-1),0),MATCH("aCost",RefrigerantACC[#Headers],0))* (1+active_WACC)^-(JN$5-1+0.5)* (1+active_InflationRate)^(aactive_DollarYr-$BT10),"")
2 RACC | 275 | JO | Annual_Costs_MsrYr24 | =IFERROR(HG10* INDEX(RefrigerantACC[#Data],MATCH(1,(RefrigerantACC[[RefrigerantACC_ID]:[RefrigerantACC_ID]]=active_RefrigerantACC_ID)*(RefrigerantACC[[DollarYear]:[DollarYear]]=aactive_DollarYr)*(RefrigerantACC[[ModelYear]:[ModelYear]]=$BT10+JO$5-1),0),MATCH("aCost",RefrigerantACC[#Headers],0))* (1+active_WACC)^-(JO$5-1+0.5)* (1+active_InflationRate)^(aactive_DollarYr-$BT10),"") | 1 | 1 | 1 | 1 | 1 | 1 | 1 | 1 | 1 | 1 | 1 | 1 | 1 | 1 | 1 | 1 | 1 | 1 | 1 | 1 | 1 | 1 | 1 | 1 | 1 | '=IFERROR(HG10* INDEX(RefrigerantACC[#Data],MATCH(1,(RefrigerantACC[[RefrigerantACC_ID]:[RefrigerantACC_ID]]=active_RefrigerantACC_ID)*(RefrigerantACC[[DollarYear]:[DollarYear]]=aactive_DollarYr)*(RefrigerantACC[[ModelYear]:[ModelYear]]=$BT10+JO$5-1),0),MATCH("aCost",RefrigerantACC[#Headers],0))* (1+active_WACC)^-(JO$5-1+0.5)* (1+active_InflationRate)^(aactive_DollarYr-$BT10),"")
2 RACC | 276 | JP | Annual_Costs_MsrYr25 | =IFERROR(HH10* INDEX(RefrigerantACC[#Data],MATCH(1,(RefrigerantACC[[RefrigerantACC_ID]:[RefrigerantACC_ID]]=active_RefrigerantACC_ID)*(RefrigerantACC[[DollarYear]:[DollarYear]]=aactive_DollarYr)*(RefrigerantACC[[ModelYear]:[ModelYear]]=$BT10+JP$5-1),0),MATCH("aCost",RefrigerantACC[#Headers],0))* (1+active_WACC)^-(JP$5-1+0.5)* (1+active_InflationRate)^(aactive_DollarYr-$BT10),"") | 1 | 1 | 1 | 1 | 1 | 1 | 1 | 1 | 1 | 1 | 1 | 1 | 1 | 1 | 1 | 1 | 1 | 1 | 1 | 1 | 1 | 1 | 1 | 1 | 1 | '=IFERROR(HH10* INDEX(RefrigerantACC[#Data],MATCH(1,(RefrigerantACC[[RefrigerantACC_ID]:[RefrigerantACC_ID]]=active_RefrigerantACC_ID)*(RefrigerantACC[[DollarYear]:[DollarYear]]=aactive_DollarYr)*(RefrigerantACC[[ModelYear]:[ModelYear]]=$BT10+JP$5-1),0),MATCH("aCost",RefrigerantACC[#Headers],0))* (1+active_WACC)^-(JP$5-1+0.5)* (1+active_InflationRate)^(aactive_DollarYr-$BT10),"")
2 RACC | 277 | JQ | Annual_Costs_MsrYr26 | =IFERROR(HI10* INDEX(RefrigerantACC[#Data],MATCH(1,(RefrigerantACC[[RefrigerantACC_ID]:[RefrigerantACC_ID]]=active_RefrigerantACC_ID)*(RefrigerantACC[[DollarYear]:[DollarYear]]=aactive_DollarYr)*(RefrigerantACC[[ModelYear]:[ModelYear]]=$BT10+JQ$5-1),0),MATCH("aCost",RefrigerantACC[#Headers],0))* (1+active_WACC)^-(JQ$5-1+0.5)* (1+active_InflationRate)^(aactive_DollarYr-$BT10),"") | 1 | 1 | 1 | 1 | 1 | 1 | 1 | 1 | 1 | 1 | 1 | 1 | 1 | 1 | 1 | 1 | 1 | 1 | 1 | 1 | 1 | 1 | 1 | 1 | 1 | '=IFERROR(HI10* INDEX(RefrigerantACC[#Data],MATCH(1,(RefrigerantACC[[RefrigerantACC_ID]:[RefrigerantACC_ID]]=active_RefrigerantACC_ID)*(RefrigerantACC[[DollarYear]:[DollarYear]]=aactive_DollarYr)*(RefrigerantACC[[ModelYear]:[ModelYear]]=$BT10+JQ$5-1),0),MATCH("aCost",RefrigerantACC[#Headers],0))* (1+active_WACC)^-(JQ$5-1+0.5)* (1+active_InflationRate)^(aactive_DollarYr-$BT10),"")
2 RACC | 278 | JR | Annual_Costs_MsrYr27 | =IFERROR(HJ10* INDEX(RefrigerantACC[#Data],MATCH(1,(RefrigerantACC[[RefrigerantACC_ID]:[RefrigerantACC_ID]]=active_RefrigerantACC_ID)*(RefrigerantACC[[DollarYear]:[DollarYear]]=aactive_DollarYr)*(RefrigerantACC[[ModelYear]:[ModelYear]]=$BT10+JR$5-1),0),MATCH("aCost",RefrigerantACC[#Headers],0))* (1+active_WACC)^-(JR$5-1+0.5)* (1+active_InflationRate)^(aactive_DollarYr-$BT10),"") | 1 | 1 | 1 | 1 | 1 | 1 | 1 | 1 | 1 | 1 | 1 | 1 | 1 | 1 | 1 | 1 | 1 | 1 | 1 | 1 | 1 | 1 | 1 | 1 | 1 | '=IFERROR(HJ10* INDEX(RefrigerantACC[#Data],MATCH(1,(RefrigerantACC[[RefrigerantACC_ID]:[RefrigerantACC_ID]]=active_RefrigerantACC_ID)*(RefrigerantACC[[DollarYear]:[DollarYear]]=aactive_DollarYr)*(RefrigerantACC[[ModelYear]:[ModelYear]]=$BT10+JR$5-1),0),MATCH("aCost",RefrigerantACC[#Headers],0))* (1+active_WACC)^-(JR$5-1+0.5)* (1+active_InflationRate)^(aactive_DollarYr-$BT10),"")
2 RACC | 279 | JS | Annual_Costs_MsrYr28 | =IFERROR(HK10* INDEX(RefrigerantACC[#Data],MATCH(1,(RefrigerantACC[[RefrigerantACC_ID]:[RefrigerantACC_ID]]=active_RefrigerantACC_ID)*(RefrigerantACC[[DollarYear]:[DollarYear]]=aactive_DollarYr)*(RefrigerantACC[[ModelYear]:[ModelYear]]=$BT10+JS$5-1),0),MATCH("aCost",RefrigerantACC[#Headers],0))* (1+active_WACC)^-(JS$5-1+0.5)* (1+active_InflationRate)^(aactive_DollarYr-$BT10),"") | 1 | 1 | 1 | 1 | 1 | 1 | 1 | 1 | 1 | 1 | 1 | 1 | 1 | 1 | 1 | 1 | 1 | 1 | 1 | 1 | 1 | 1 | 1 | 1 | 1 | '=IFERROR(HK10* INDEX(RefrigerantACC[#Data],MATCH(1,(RefrigerantACC[[RefrigerantACC_ID]:[RefrigerantACC_ID]]=active_RefrigerantACC_ID)*(RefrigerantACC[[DollarYear]:[DollarYear]]=aactive_DollarYr)*(RefrigerantACC[[ModelYear]:[ModelYear]]=$BT10+JS$5-1),0),MATCH("aCost",RefrigerantACC[#Headers],0))* (1+active_WACC)^-(JS$5-1+0.5)* (1+active_InflationRate)^(aactive_DollarYr-$BT10),"")
2 RACC | 280 | JT | Annual_Costs_MsrYr29 | =IFERROR(HL10* INDEX(RefrigerantACC[#Data],MATCH(1,(RefrigerantACC[[RefrigerantACC_ID]:[RefrigerantACC_ID]]=active_RefrigerantACC_ID)*(RefrigerantACC[[DollarYear]:[DollarYear]]=aactive_DollarYr)*(RefrigerantACC[[ModelYear]:[ModelYear]]=$BT10+JT$5-1),0),MATCH("aCost",RefrigerantACC[#Headers],0))* (1+active_WACC)^-(JT$5-1+0.5)* (1+active_InflationRate)^(aactive_DollarYr-$BT10),"") | 1 | 1 | 1 | 1 | 1 | 1 | 1 | 1 | 1 | 1 | 1 | 1 | 1 | 1 | 1 | 1 | 1 | 1 | 1 | 1 | 1 | 1 | 1 | 1 | 1 | '=IFERROR(HL10* INDEX(RefrigerantACC[#Data],MATCH(1,(RefrigerantACC[[RefrigerantACC_ID]:[RefrigerantACC_ID]]=active_RefrigerantACC_ID)*(RefrigerantACC[[DollarYear]:[DollarYear]]=aactive_DollarYr)*(RefrigerantACC[[ModelYear]:[ModelYear]]=$BT10+JT$5-1),0),MATCH("aCost",RefrigerantACC[#Headers],0))* (1+active_WACC)^-(JT$5-1+0.5)* (1+active_InflationRate)^(aactive_DollarYr-$BT10),"")
2 RACC | 281 | JU | Annual_Costs_MsrYr30 | =IFERROR(HM10* INDEX(RefrigerantACC[#Data],MATCH(1,(RefrigerantACC[[RefrigerantACC_ID]:[RefrigerantACC_ID]]=active_RefrigerantACC_ID)*(RefrigerantACC[[DollarYear]:[DollarYear]]=aactive_DollarYr)*(RefrigerantACC[[ModelYear]:[ModelYear]]=$BT10+JU$5-1),0),MATCH("aCost",RefrigerantACC[#Headers],0))* (1+active_WACC)^-(JU$5-1+0.5)* (1+active_InflationRate)^(aactive_DollarYr-$BT10),"") | 1 | 1 | 1 | 1 | 1 | 1 | 1 | 1 | 1 | 1 | 1 | 1 | 1 | 1 | 1 | 1 | 1 | 1 | 1 | 1 | 1 | 1 | 1 | 1 | 1 | '=IFERROR(HM10* INDEX(RefrigerantACC[#Data],MATCH(1,(RefrigerantACC[[RefrigerantACC_ID]:[RefrigerantACC_ID]]=active_RefrigerantACC_ID)*(RefrigerantACC[[DollarYear]:[DollarYear]]=aactive_DollarYr)*(RefrigerantACC[[ModelYear]:[ModelYear]]=$BT10+JU$5-1),0),MATCH("aCost",RefrigerantACC[#Headers],0))* (1+active_WACC)^-(JU$5-1+0.5)* (1+active_InflationRate)^(aactive_DollarYr-$BT10),"")
2 RACC | 282 | JV | EOL_Costs_MsrYr01 | =IFERROR(HN10* INDEX(RefrigerantACC[#Data],MATCH(1,(RefrigerantACC[[RefrigerantACC_ID]:[RefrigerantACC_ID]]=active_RefrigerantACC_ID)*(RefrigerantACC[[DollarYear]:[DollarYear]]=aactive_DollarYr)*(RefrigerantACC[[ModelYear]:[ModelYear]]=$BT10+JV$5-1),0),MATCH("aCost",RefrigerantACC[#Headers],0))* (1+active_WACC)^-(JV$5-1+0.5)* (1+active_InflationRate)^(aactive_DollarYr-$BT10),"") | 1 | 1 | 1 | 1 | 1 | 1 | 1 | 1 | 1 | 1 | 1 | 1 | 1 | 1 | 1 | 1 | 1 | 1 | 1 | 1 | 1 | 1 | 1 | 1 | 1 | '=IFERROR(HN10* INDEX(RefrigerantACC[#Data],MATCH(1,(RefrigerantACC[[RefrigerantACC_ID]:[RefrigerantACC_ID]]=active_RefrigerantACC_ID)*(RefrigerantACC[[DollarYear]:[DollarYear]]=aactive_DollarYr)*(RefrigerantACC[[ModelYear]:[ModelYear]]=$BT10+JV$5-1),0),MATCH("aCost",RefrigerantACC[#Headers],0))* (1+active_WACC)^-(JV$5-1+0.5)* (1+active_InflationRate)^(aactive_DollarYr-$BT10),"")
2 RACC | 283 | JW | EOL_Costs_MsrYr02 | =IFERROR(HO10* INDEX(RefrigerantACC[#Data],MATCH(1,(RefrigerantACC[[RefrigerantACC_ID]:[RefrigerantACC_ID]]=active_RefrigerantACC_ID)*(RefrigerantACC[[DollarYear]:[DollarYear]]=aactive_DollarYr)*(RefrigerantACC[[ModelYear]:[ModelYear]]=$BT10+JW$5-1),0),MATCH("aCost",RefrigerantACC[#Headers],0))* (1+active_WACC)^-(JW$5-1+0.5)* (1+active_InflationRate)^(aactive_DollarYr-$BT10),"") | 1 | 1 | 1 | 1 | 1 | 1 | 1 | 1 | 1 | 1 | 1 | 1 | 1 | 1 | 1 | 1 | 1 | 1 | 1 | 1 | 1 | 1 | 1 | 1 | 1 | '=IFERROR(HO10* INDEX(RefrigerantACC[#Data],MATCH(1,(RefrigerantACC[[RefrigerantACC_ID]:[RefrigerantACC_ID]]=active_RefrigerantACC_ID)*(RefrigerantACC[[DollarYear]:[DollarYear]]=aactive_DollarYr)*(RefrigerantACC[[ModelYear]:[ModelYear]]=$BT10+JW$5-1),0),MATCH("aCost",RefrigerantACC[#Headers],0))* (1+active_WACC)^-(JW$5-1+0.5)* (1+active_InflationRate)^(aactive_DollarYr-$BT10),"")
2 RACC | 284 | JX | EOL_Costs_MsrYr03 | =IFERROR(HP10* INDEX(RefrigerantACC[#Data],MATCH(1,(RefrigerantACC[[RefrigerantACC_ID]:[RefrigerantACC_ID]]=active_RefrigerantACC_ID)*(RefrigerantACC[[DollarYear]:[DollarYear]]=aactive_DollarYr)*(RefrigerantACC[[ModelYear]:[ModelYear]]=$BT10+JX$5-1),0),MATCH("aCost",RefrigerantACC[#Headers],0))* (1+active_WACC)^-(JX$5-1+0.5)* (1+active_InflationRate)^(aactive_DollarYr-$BT10),"") | 1 | 1 | 1 | 1 | 1 | 1 | 1 | 1 | 1 | 1 | 1 | 1 | 1 | 1 | 1 | 1 | 1 | 1 | 1 | 1 | 1 | 1 | 1 | 1 | 1 | '=IFERROR(HP10* INDEX(RefrigerantACC[#Data],MATCH(1,(RefrigerantACC[[RefrigerantACC_ID]:[RefrigerantACC_ID]]=active_RefrigerantACC_ID)*(RefrigerantACC[[DollarYear]:[DollarYear]]=aactive_DollarYr)*(RefrigerantACC[[ModelYear]:[ModelYear]]=$BT10+JX$5-1),0),MATCH("aCost",RefrigerantACC[#Headers],0))* (1+active_WACC)^-(JX$5-1+0.5)* (1+active_InflationRate)^(aactive_DollarYr-$BT10),"")
2 RACC | 285 | JY | EOL_Costs_MsrYr04 | =IFERROR(HQ10* INDEX(RefrigerantACC[#Data],MATCH(1,(RefrigerantACC[[RefrigerantACC_ID]:[RefrigerantACC_ID]]=active_RefrigerantACC_ID)*(RefrigerantACC[[DollarYear]:[DollarYear]]=aactive_DollarYr)*(RefrigerantACC[[ModelYear]:[ModelYear]]=$BT10+JY$5-1),0),MATCH("aCost",RefrigerantACC[#Headers],0))* (1+active_WACC)^-(JY$5-1+0.5)* (1+active_InflationRate)^(aactive_DollarYr-$BT10),"") | 1 | 1 | 1 | 1 | 1 | 1 | 1 | 1 | 1 | 1 | 1 | 1 | 1 | 1 | 1 | 1 | 1 | 1 | 1 | 1 | 1 | 1 | 1 | 1 | 1 | '=IFERROR(HQ10* INDEX(RefrigerantACC[#Data],MATCH(1,(RefrigerantACC[[RefrigerantACC_ID]:[RefrigerantACC_ID]]=active_RefrigerantACC_ID)*(RefrigerantACC[[DollarYear]:[DollarYear]]=aactive_DollarYr)*(RefrigerantACC[[ModelYear]:[ModelYear]]=$BT10+JY$5-1),0),MATCH("aCost",RefrigerantACC[#Headers],0))* (1+active_WACC)^-(JY$5-1+0.5)* (1+active_InflationRate)^(aactive_DollarYr-$BT10),"")
2 RACC | 286 | JZ | EOL_Costs_MsrYr05 | =IFERROR(HR10* INDEX(RefrigerantACC[#Data],MATCH(1,(RefrigerantACC[[RefrigerantACC_ID]:[RefrigerantACC_ID]]=active_RefrigerantACC_ID)*(RefrigerantACC[[DollarYear]:[DollarYear]]=aactive_DollarYr)*(RefrigerantACC[[ModelYear]:[ModelYear]]=$BT10+JZ$5-1),0),MATCH("aCost",RefrigerantACC[#Headers],0))* (1+active_WACC)^-(JZ$5-1+0.5)* (1+active_InflationRate)^(aactive_DollarYr-$BT10),"") | 1 | 1 | 1 | 1 | 1 | 1 | 1 | 1 | 1 | 1 | 1 | 1 | 1 | 1 | 1 | 1 | 1 | 1 | 1 | 1 | 1 | 1 | 1 | 1 | 1 | '=IFERROR(HR10* INDEX(RefrigerantACC[#Data],MATCH(1,(RefrigerantACC[[RefrigerantACC_ID]:[RefrigerantACC_ID]]=active_RefrigerantACC_ID)*(RefrigerantACC[[DollarYear]:[DollarYear]]=aactive_DollarYr)*(RefrigerantACC[[ModelYear]:[ModelYear]]=$BT10+JZ$5-1),0),MATCH("aCost",RefrigerantACC[#Headers],0))* (1+active_WACC)^-(JZ$5-1+0.5)* (1+active_InflationRate)^(aactive_DollarYr-$BT10),"")
2 RACC | 287 | KA | EOL_Costs_MsrYr06 | =IFERROR(HS10* INDEX(RefrigerantACC[#Data],MATCH(1,(RefrigerantACC[[RefrigerantACC_ID]:[RefrigerantACC_ID]]=active_RefrigerantACC_ID)*(RefrigerantACC[[DollarYear]:[DollarYear]]=aactive_DollarYr)*(RefrigerantACC[[ModelYear]:[ModelYear]]=$BT10+KA$5-1),0),MATCH("aCost",RefrigerantACC[#Headers],0))* (1+active_WACC)^-(KA$5-1+0.5)* (1+active_InflationRate)^(aactive_DollarYr-$BT10),"") | 1 | 1 | 1 | 1 | 1 | 1 | 1 | 1 | 1 | 1 | 1 | 1 | 1 | 1 | 1 | 1 | 1 | 1 | 1 | 1 | 1 | 1 | 1 | 1 | 1 | '=IFERROR(HS10* INDEX(RefrigerantACC[#Data],MATCH(1,(RefrigerantACC[[RefrigerantACC_ID]:[RefrigerantACC_ID]]=active_RefrigerantACC_ID)*(RefrigerantACC[[DollarYear]:[DollarYear]]=aactive_DollarYr)*(RefrigerantACC[[ModelYear]:[ModelYear]]=$BT10+KA$5-1),0),MATCH("aCost",RefrigerantACC[#Headers],0))* (1+active_WACC)^-(KA$5-1+0.5)* (1+active_InflationRate)^(aactive_DollarYr-$BT10),"")
2 RACC | 288 | KB | EOL_Costs_MsrYr07 | =IFERROR(HT10* INDEX(RefrigerantACC[#Data],MATCH(1,(RefrigerantACC[[RefrigerantACC_ID]:[RefrigerantACC_ID]]=active_RefrigerantACC_ID)*(RefrigerantACC[[DollarYear]:[DollarYear]]=aactive_DollarYr)*(RefrigerantACC[[ModelYear]:[ModelYear]]=$BT10+KB$5-1),0),MATCH("aCost",RefrigerantACC[#Headers],0))* (1+active_WACC)^-(KB$5-1+0.5)* (1+active_InflationRate)^(aactive_DollarYr-$BT10),"") | 1 | 1 | 1 | 1 | 1 | 1 | 1 | 1 | 1 | 1 | 1 | 1 | 1 | 1 | 1 | 1 | 1 | 1 | 1 | 1 | 1 | 1 | 1 | 1 | 1 | '=IFERROR(HT10* INDEX(RefrigerantACC[#Data],MATCH(1,(RefrigerantACC[[RefrigerantACC_ID]:[RefrigerantACC_ID]]=active_RefrigerantACC_ID)*(RefrigerantACC[[DollarYear]:[DollarYear]]=aactive_DollarYr)*(RefrigerantACC[[ModelYear]:[ModelYear]]=$BT10+KB$5-1),0),MATCH("aCost",RefrigerantACC[#Headers],0))* (1+active_WACC)^-(KB$5-1+0.5)* (1+active_InflationRate)^(aactive_DollarYr-$BT10),"")
2 RACC | 289 | KC | EOL_Costs_MsrYr08 | =IFERROR(HU10* INDEX(RefrigerantACC[#Data],MATCH(1,(RefrigerantACC[[RefrigerantACC_ID]:[RefrigerantACC_ID]]=active_RefrigerantACC_ID)*(RefrigerantACC[[DollarYear]:[DollarYear]]=aactive_DollarYr)*(RefrigerantACC[[ModelYear]:[ModelYear]]=$BT10+KC$5-1),0),MATCH("aCost",RefrigerantACC[#Headers],0))* (1+active_WACC)^-(KC$5-1+0.5)* (1+active_InflationRate)^(aactive_DollarYr-$BT10),"") | 1 | 1 | 1 | 1 | 1 | 1 | 1 | 1 | 1 | 1 | 1 | 1 | 1 | 1 | 1 | 1 | 1 | 1 | 1 | 1 | 1 | 1 | 1 | 1 | 1 | '=IFERROR(HU10* INDEX(RefrigerantACC[#Data],MATCH(1,(RefrigerantACC[[RefrigerantACC_ID]:[RefrigerantACC_ID]]=active_RefrigerantACC_ID)*(RefrigerantACC[[DollarYear]:[DollarYear]]=aactive_DollarYr)*(RefrigerantACC[[ModelYear]:[ModelYear]]=$BT10+KC$5-1),0),MATCH("aCost",RefrigerantACC[#Headers],0))* (1+active_WACC)^-(KC$5-1+0.5)* (1+active_InflationRate)^(aactive_DollarYr-$BT10),"")
2 RACC | 290 | KD | EOL_Costs_MsrYr09 | =IFERROR(HV10* INDEX(RefrigerantACC[#Data],MATCH(1,(RefrigerantACC[[RefrigerantACC_ID]:[RefrigerantACC_ID]]=active_RefrigerantACC_ID)*(RefrigerantACC[[DollarYear]:[DollarYear]]=aactive_DollarYr)*(RefrigerantACC[[ModelYear]:[ModelYear]]=$BT10+KD$5-1),0),MATCH("aCost",RefrigerantACC[#Headers],0))* (1+active_WACC)^-(KD$5-1+0.5)* (1+active_InflationRate)^(aactive_DollarYr-$BT10),"") | 1 | 1 | 1 | 1 | 1 | 1 | 1 | 1 | 1 | 1 | 1 | 1 | 1 | 1 | 1 | 1 | 1 | 1 | 1 | 1 | 1 | 1 | 1 | 1 | 1 | '=IFERROR(HV10* INDEX(RefrigerantACC[#Data],MATCH(1,(RefrigerantACC[[RefrigerantACC_ID]:[RefrigerantACC_ID]]=active_RefrigerantACC_ID)*(RefrigerantACC[[DollarYear]:[DollarYear]]=aactive_DollarYr)*(RefrigerantACC[[ModelYear]:[ModelYear]]=$BT10+KD$5-1),0),MATCH("aCost",RefrigerantACC[#Headers],0))* (1+active_WACC)^-(KD$5-1+0.5)* (1+active_InflationRate)^(aactive_DollarYr-$BT10),"")
2 RACC | 291 | KE | EOL_Costs_MsrYr10 | =IFERROR(HW10* INDEX(RefrigerantACC[#Data],MATCH(1,(RefrigerantACC[[RefrigerantACC_ID]:[RefrigerantACC_ID]]=active_RefrigerantACC_ID)*(RefrigerantACC[[DollarYear]:[DollarYear]]=aactive_DollarYr)*(RefrigerantACC[[ModelYear]:[ModelYear]]=$BT10+KE$5-1),0),MATCH("aCost",RefrigerantACC[#Headers],0))* (1+active_WACC)^-(KE$5-1+0.5)* (1+active_InflationRate)^(aactive_DollarYr-$BT10),"") | 1 | 1 | 1 | 1 | 1 | 1 | 1 | 1 | 1 | 1 | 1 | 1 | 1 | 1 | 1 | 1 | 1 | 1 | 1 | 1 | 1 | 1 | 1 | 1 | 1 | '=IFERROR(HW10* INDEX(RefrigerantACC[#Data],MATCH(1,(RefrigerantACC[[RefrigerantACC_ID]:[RefrigerantACC_ID]]=active_RefrigerantACC_ID)*(RefrigerantACC[[DollarYear]:[DollarYear]]=aactive_DollarYr)*(RefrigerantACC[[ModelYear]:[ModelYear]]=$BT10+KE$5-1),0),MATCH("aCost",RefrigerantACC[#Headers],0))* (1+active_WACC)^-(KE$5-1+0.5)* (1+active_InflationRate)^(aactive_DollarYr-$BT10),"")
2 RACC | 292 | KF | EOL_Costs_MsrYr11 | =IFERROR(HX10* INDEX(RefrigerantACC[#Data],MATCH(1,(RefrigerantACC[[RefrigerantACC_ID]:[RefrigerantACC_ID]]=active_RefrigerantACC_ID)*(RefrigerantACC[[DollarYear]:[DollarYear]]=aactive_DollarYr)*(RefrigerantACC[[ModelYear]:[ModelYear]]=$BT10+KF$5-1),0),MATCH("aCost",RefrigerantACC[#Headers],0))* (1+active_WACC)^-(KF$5-1+0.5)* (1+active_InflationRate)^(aactive_DollarYr-$BT10),"") | 1 | 1 | 1 | 1 | 1 | 1 | 1 | 1 | 1 | 1 | 1 | 1 | 1 | 1 | 1 | 1 | 1 | 1 | 1 | 1 | 1 | 1 | 1 | 1 | 1 | '=IFERROR(HX10* INDEX(RefrigerantACC[#Data],MATCH(1,(RefrigerantACC[[RefrigerantACC_ID]:[RefrigerantACC_ID]]=active_RefrigerantACC_ID)*(RefrigerantACC[[DollarYear]:[DollarYear]]=aactive_DollarYr)*(RefrigerantACC[[ModelYear]:[ModelYear]]=$BT10+KF$5-1),0),MATCH("aCost",RefrigerantACC[#Headers],0))* (1+active_WACC)^-(KF$5-1+0.5)* (1+active_InflationRate)^(aactive_DollarYr-$BT10),"")
2 RACC | 293 | KG | EOL_Costs_MsrYr12 | =IFERROR(HY10* INDEX(RefrigerantACC[#Data],MATCH(1,(RefrigerantACC[[RefrigerantACC_ID]:[RefrigerantACC_ID]]=active_RefrigerantACC_ID)*(RefrigerantACC[[DollarYear]:[DollarYear]]=aactive_DollarYr)*(RefrigerantACC[[ModelYear]:[ModelYear]]=$BT10+KG$5-1),0),MATCH("aCost",RefrigerantACC[#Headers],0))* (1+active_WACC)^-(KG$5-1+0.5)* (1+active_InflationRate)^(aactive_DollarYr-$BT10),"") | 1 | 1 | 1 | 1 | 1 | 1 | 1 | 1 | 1 | 1 | 1 | 1 | 1 | 1 | 1 | 1 | 1 | 1 | 1 | 1 | 1 | 1 | 1 | 1 | 1 | '=IFERROR(HY10* INDEX(RefrigerantACC[#Data],MATCH(1,(RefrigerantACC[[RefrigerantACC_ID]:[RefrigerantACC_ID]]=active_RefrigerantACC_ID)*(RefrigerantACC[[DollarYear]:[DollarYear]]=aactive_DollarYr)*(RefrigerantACC[[ModelYear]:[ModelYear]]=$BT10+KG$5-1),0),MATCH("aCost",RefrigerantACC[#Headers],0))* (1+active_WACC)^-(KG$5-1+0.5)* (1+active_InflationRate)^(aactive_DollarYr-$BT10),"")
2 RACC | 294 | KH | EOL_Costs_MsrYr13 | =IFERROR(HZ10* INDEX(RefrigerantACC[#Data],MATCH(1,(RefrigerantACC[[RefrigerantACC_ID]:[RefrigerantACC_ID]]=active_RefrigerantACC_ID)*(RefrigerantACC[[DollarYear]:[DollarYear]]=aactive_DollarYr)*(RefrigerantACC[[ModelYear]:[ModelYear]]=$BT10+KH$5-1),0),MATCH("aCost",RefrigerantACC[#Headers],0))* (1+active_WACC)^-(KH$5-1+0.5)* (1+active_InflationRate)^(aactive_DollarYr-$BT10),"") | 1 | 1 | 1 | 1 | 1 | 1 | 1 | 1 | 1 | 1 | 1 | 1 | 1 | 1 | 1 | 1 | 1 | 1 | 1 | 1 | 1 | 1 | 1 | 1 | 1 | '=IFERROR(HZ10* INDEX(RefrigerantACC[#Data],MATCH(1,(RefrigerantACC[[RefrigerantACC_ID]:[RefrigerantACC_ID]]=active_RefrigerantACC_ID)*(RefrigerantACC[[DollarYear]:[DollarYear]]=aactive_DollarYr)*(RefrigerantACC[[ModelYear]:[ModelYear]]=$BT10+KH$5-1),0),MATCH("aCost",RefrigerantACC[#Headers],0))* (1+active_WACC)^-(KH$5-1+0.5)* (1+active_InflationRate)^(aactive_DollarYr-$BT10),"")
2 RACC | 295 | KI | EOL_Costs_MsrYr14 | =IFERROR(IA10* INDEX(RefrigerantACC[#Data],MATCH(1,(RefrigerantACC[[RefrigerantACC_ID]:[RefrigerantACC_ID]]=active_RefrigerantACC_ID)*(RefrigerantACC[[DollarYear]:[DollarYear]]=aactive_DollarYr)*(RefrigerantACC[[ModelYear]:[ModelYear]]=$BT10+KI$5-1),0),MATCH("aCost",RefrigerantACC[#Headers],0))* (1+active_WACC)^-(KI$5-1+0.5)* (1+active_InflationRate)^(aactive_DollarYr-$BT10),"") | 1 | 1 | 1 | 1 | 1 | 1 | 1 | 1 | 1 | 1 | 1 | 1 | 1 | 1 | 1 | 1 | 1 | 1 | 1 | 1 | 1 | 1 | 1 | 1 | 1 | '=IFERROR(IA10* INDEX(RefrigerantACC[#Data],MATCH(1,(RefrigerantACC[[RefrigerantACC_ID]:[RefrigerantACC_ID]]=active_RefrigerantACC_ID)*(RefrigerantACC[[DollarYear]:[DollarYear]]=aactive_DollarYr)*(RefrigerantACC[[ModelYear]:[ModelYear]]=$BT10+KI$5-1),0),MATCH("aCost",RefrigerantACC[#Headers],0))* (1+active_WACC)^-(KI$5-1+0.5)* (1+active_InflationRate)^(aactive_DollarYr-$BT10),"")
2 RACC | 296 | KJ | EOL_Costs_MsrYr15 | =IFERROR(IB10* INDEX(RefrigerantACC[#Data],MATCH(1,(RefrigerantACC[[RefrigerantACC_ID]:[RefrigerantACC_ID]]=active_RefrigerantACC_ID)*(RefrigerantACC[[DollarYear]:[DollarYear]]=aactive_DollarYr)*(RefrigerantACC[[ModelYear]:[ModelYear]]=$BT10+KJ$5-1),0),MATCH("aCost",RefrigerantACC[#Headers],0))* (1+active_WACC)^-(KJ$5-1+0.5)* (1+active_InflationRate)^(aactive_DollarYr-$BT10),"") | 1 | 1 | 1 | 1 | 1 | 1 | 1 | 1 | 1 | 1 | 1 | 1 | 1 | 1 | 1 | 1 | 1 | 1 | 1 | 1 | 1 | 1 | 1 | 1 | 1 | '=IFERROR(IB10* INDEX(RefrigerantACC[#Data],MATCH(1,(RefrigerantACC[[RefrigerantACC_ID]:[RefrigerantACC_ID]]=active_RefrigerantACC_ID)*(RefrigerantACC[[DollarYear]:[DollarYear]]=aactive_DollarYr)*(RefrigerantACC[[ModelYear]:[ModelYear]]=$BT10+KJ$5-1),0),MATCH("aCost",RefrigerantACC[#Headers],0))* (1+active_WACC)^-(KJ$5-1+0.5)* (1+active_InflationRate)^(aactive_DollarYr-$BT10),"")
2 RACC | 297 | KK | EOL_Costs_MsrYr16 | =IFERROR(IC10* INDEX(RefrigerantACC[#Data],MATCH(1,(RefrigerantACC[[RefrigerantACC_ID]:[RefrigerantACC_ID]]=active_RefrigerantACC_ID)*(RefrigerantACC[[DollarYear]:[DollarYear]]=aactive_DollarYr)*(RefrigerantACC[[ModelYear]:[ModelYear]]=$BT10+KK$5-1),0),MATCH("aCost",RefrigerantACC[#Headers],0))* (1+active_WACC)^-(KK$5-1+0.5)* (1+active_InflationRate)^(aactive_DollarYr-$BT10),"") | 1 | 1 | 1 | 1 | 1 | 1 | 1 | 1 | 1 | 1 | 1 | 1 | 1 | 1 | 1 | 1 | 1 | 1 | 1 | 1 | 1 | 1 | 1 | 1 | 1 | '=IFERROR(IC10* INDEX(RefrigerantACC[#Data],MATCH(1,(RefrigerantACC[[RefrigerantACC_ID]:[RefrigerantACC_ID]]=active_RefrigerantACC_ID)*(RefrigerantACC[[DollarYear]:[DollarYear]]=aactive_DollarYr)*(RefrigerantACC[[ModelYear]:[ModelYear]]=$BT10+KK$5-1),0),MATCH("aCost",RefrigerantACC[#Headers],0))* (1+active_WACC)^-(KK$5-1+0.5)* (1+active_InflationRate)^(aactive_DollarYr-$BT10),"")
2 RACC | 298 | KL | EOL_Costs_MsrYr17 | =IFERROR(ID10* INDEX(RefrigerantACC[#Data],MATCH(1,(RefrigerantACC[[RefrigerantACC_ID]:[RefrigerantACC_ID]]=active_RefrigerantACC_ID)*(RefrigerantACC[[DollarYear]:[DollarYear]]=aactive_DollarYr)*(RefrigerantACC[[ModelYear]:[ModelYear]]=$BT10+KL$5-1),0),MATCH("aCost",RefrigerantACC[#Headers],0))* (1+active_WACC)^-(KL$5-1+0.5)* (1+active_InflationRate)^(aactive_DollarYr-$BT10),"") | 1 | 1 | 1 | 1 | 1 | 1 | 1 | 1 | 1 | 1 | 1 | 1 | 1 | 1 | 1 | 1 | 1 | 1 | 1 | 1 | 1 | 1 | 1 | 1 | 1 | '=IFERROR(ID10* INDEX(RefrigerantACC[#Data],MATCH(1,(RefrigerantACC[[RefrigerantACC_ID]:[RefrigerantACC_ID]]=active_RefrigerantACC_ID)*(RefrigerantACC[[DollarYear]:[DollarYear]]=aactive_DollarYr)*(RefrigerantACC[[ModelYear]:[ModelYear]]=$BT10+KL$5-1),0),MATCH("aCost",RefrigerantACC[#Headers],0))* (1+active_WACC)^-(KL$5-1+0.5)* (1+active_InflationRate)^(aactive_DollarYr-$BT10),"")
2 RACC | 299 | KM | EOL_Costs_MsrYr18 | =IFERROR(IE10* INDEX(RefrigerantACC[#Data],MATCH(1,(RefrigerantACC[[RefrigerantACC_ID]:[RefrigerantACC_ID]]=active_RefrigerantACC_ID)*(RefrigerantACC[[DollarYear]:[DollarYear]]=aactive_DollarYr)*(RefrigerantACC[[ModelYear]:[ModelYear]]=$BT10+KM$5-1),0),MATCH("aCost",RefrigerantACC[#Headers],0))* (1+active_WACC)^-(KM$5-1+0.5)* (1+active_InflationRate)^(aactive_DollarYr-$BT10),"") | 1 | 1 | 1 | 1 | 1 | 1 | 1 | 1 | 1 | 1 | 1 | 1 | 1 | 1 | 1 | 1 | 1 | 1 | 1 | 1 | 1 | 1 | 1 | 1 | 1 | '=IFERROR(IE10* INDEX(RefrigerantACC[#Data],MATCH(1,(RefrigerantACC[[RefrigerantACC_ID]:[RefrigerantACC_ID]]=active_RefrigerantACC_ID)*(RefrigerantACC[[DollarYear]:[DollarYear]]=aactive_DollarYr)*(RefrigerantACC[[ModelYear]:[ModelYear]]=$BT10+KM$5-1),0),MATCH("aCost",RefrigerantACC[#Headers],0))* (1+active_WACC)^-(KM$5-1+0.5)* (1+active_InflationRate)^(aactive_DollarYr-$BT10),"")
2 RACC | 300 | KN | EOL_Costs_MsrYr19 | =IFERROR(IF10* INDEX(RefrigerantACC[#Data],MATCH(1,(RefrigerantACC[[RefrigerantACC_ID]:[RefrigerantACC_ID]]=active_RefrigerantACC_ID)*(RefrigerantACC[[DollarYear]:[DollarYear]]=aactive_DollarYr)*(RefrigerantACC[[ModelYear]:[ModelYear]]=$BT10+KN$5-1),0),MATCH("aCost",RefrigerantACC[#Headers],0))* (1+active_WACC)^-(KN$5-1+0.5)* (1+active_InflationRate)^(aactive_DollarYr-$BT10),"") | 1 | 1 | 1 | 1 | 1 | 1 | 1 | 1 | 1 | 1 | 1 | 1 | 1 | 1 | 1 | 1 | 1 | 1 | 1 | 1 | 1 | 1 | 1 | 1 | 1 | '=IFERROR(IF10* INDEX(RefrigerantACC[#Data],MATCH(1,(RefrigerantACC[[RefrigerantACC_ID]:[RefrigerantACC_ID]]=active_RefrigerantACC_ID)*(RefrigerantACC[[DollarYear]:[DollarYear]]=aactive_DollarYr)*(RefrigerantACC[[ModelYear]:[ModelYear]]=$BT10+KN$5-1),0),MATCH("aCost",RefrigerantACC[#Headers],0))* (1+active_WACC)^-(KN$5-1+0.5)* (1+active_InflationRate)^(aactive_DollarYr-$BT10),"")
2 RACC | 301 | KO | EOL_Costs_MsrYr20 | =IFERROR(IG10* INDEX(RefrigerantACC[#Data],MATCH(1,(RefrigerantACC[[RefrigerantACC_ID]:[RefrigerantACC_ID]]=active_RefrigerantACC_ID)*(RefrigerantACC[[DollarYear]:[DollarYear]]=aactive_DollarYr)*(RefrigerantACC[[ModelYear]:[ModelYear]]=$BT10+KO$5-1),0),MATCH("aCost",RefrigerantACC[#Headers],0))* (1+active_WACC)^-(KO$5-1+0.5)* (1+active_InflationRate)^(aactive_DollarYr-$BT10),"") | 1 | 1 | 1 | 1 | 1 | 1 | 1 | 1 | 1 | 1 | 1 | 1 | 1 | 1 | 1 | 1 | 1 | 1 | 1 | 1 | 1 | 1 | 1 | 1 | 1 | '=IFERROR(IG10* INDEX(RefrigerantACC[#Data],MATCH(1,(RefrigerantACC[[RefrigerantACC_ID]:[RefrigerantACC_ID]]=active_RefrigerantACC_ID)*(RefrigerantACC[[DollarYear]:[DollarYear]]=aactive_DollarYr)*(RefrigerantACC[[ModelYear]:[ModelYear]]=$BT10+KO$5-1),0),MATCH("aCost",RefrigerantACC[#Headers],0))* (1+active_WACC)^-(KO$5-1+0.5)* (1+active_InflationRate)^(aactive_DollarYr-$BT10),"")
2 RACC | 302 | KP | EOL_Costs_MsrYr21 | =IFERROR(IH10* INDEX(RefrigerantACC[#Data],MATCH(1,(RefrigerantACC[[RefrigerantACC_ID]:[RefrigerantACC_ID]]=active_RefrigerantACC_ID)*(RefrigerantACC[[DollarYear]:[DollarYear]]=aactive_DollarYr)*(RefrigerantACC[[ModelYear]:[ModelYear]]=$BT10+KP$5-1),0),MATCH("aCost",RefrigerantACC[#Headers],0))* (1+active_WACC)^-(KP$5-1+0.5)* (1+active_InflationRate)^(aactive_DollarYr-$BT10),"") | 1 | 1 | 1 | 1 | 1 | 1 | 1 | 1 | 1 | 1 | 1 | 1 | 1 | 1 | 1 | 1 | 1 | 1 | 1 | 1 | 1 | 1 | 1 | 1 | 1 | '=IFERROR(IH10* INDEX(RefrigerantACC[#Data],MATCH(1,(RefrigerantACC[[RefrigerantACC_ID]:[RefrigerantACC_ID]]=active_RefrigerantACC_ID)*(RefrigerantACC[[DollarYear]:[DollarYear]]=aactive_DollarYr)*(RefrigerantACC[[ModelYear]:[ModelYear]]=$BT10+KP$5-1),0),MATCH("aCost",RefrigerantACC[#Headers],0))* (1+active_WACC)^-(KP$5-1+0.5)* (1+active_InflationRate)^(aactive_DollarYr-$BT10),"")
2 RACC | 303 | KQ | EOL_Costs_MsrYr22 | =IFERROR(II10* INDEX(RefrigerantACC[#Data],MATCH(1,(RefrigerantACC[[RefrigerantACC_ID]:[RefrigerantACC_ID]]=active_RefrigerantACC_ID)*(RefrigerantACC[[DollarYear]:[DollarYear]]=aactive_DollarYr)*(RefrigerantACC[[ModelYear]:[ModelYear]]=$BT10+KQ$5-1),0),MATCH("aCost",RefrigerantACC[#Headers],0))* (1+active_WACC)^-(KQ$5-1+0.5)* (1+active_InflationRate)^(aactive_DollarYr-$BT10),"") | 1 | 1 | 1 | 1 | 1 | 1 | 1 | 1 | 1 | 1 | 1 | 1 | 1 | 1 | 1 | 1 | 1 | 1 | 1 | 1 | 1 | 1 | 1 | 1 | 1 | '=IFERROR(II10* INDEX(RefrigerantACC[#Data],MATCH(1,(RefrigerantACC[[RefrigerantACC_ID]:[RefrigerantACC_ID]]=active_RefrigerantACC_ID)*(RefrigerantACC[[DollarYear]:[DollarYear]]=aactive_DollarYr)*(RefrigerantACC[[ModelYear]:[ModelYear]]=$BT10+KQ$5-1),0),MATCH("aCost",RefrigerantACC[#Headers],0))* (1+active_WACC)^-(KQ$5-1+0.5)* (1+active_InflationRate)^(aactive_DollarYr-$BT10),"")
2 RACC | 304 | KR | EOL_Costs_MsrYr23 | =IFERROR(IJ10* INDEX(RefrigerantACC[#Data],MATCH(1,(RefrigerantACC[[RefrigerantACC_ID]:[RefrigerantACC_ID]]=active_RefrigerantACC_ID)*(RefrigerantACC[[DollarYear]:[DollarYear]]=aactive_DollarYr)*(RefrigerantACC[[ModelYear]:[ModelYear]]=$BT10+KR$5-1),0),MATCH("aCost",RefrigerantACC[#Headers],0))* (1+active_WACC)^-(KR$5-1+0.5)* (1+active_InflationRate)^(aactive_DollarYr-$BT10),"") | 1 | 1 | 1 | 1 | 1 | 1 | 1 | 1 | 1 | 1 | 1 | 1 | 1 | 1 | 1 | 1 | 1 | 1 | 1 | 1 | 1 | 1 | 1 | 1 | 1 | '=IFERROR(IJ10* INDEX(RefrigerantACC[#Data],MATCH(1,(RefrigerantACC[[RefrigerantACC_ID]:[RefrigerantACC_ID]]=active_RefrigerantACC_ID)*(RefrigerantACC[[DollarYear]:[DollarYear]]=aactive_DollarYr)*(RefrigerantACC[[ModelYear]:[ModelYear]]=$BT10+KR$5-1),0),MATCH("aCost",RefrigerantACC[#Headers],0))* (1+active_WACC)^-(KR$5-1+0.5)* (1+active_InflationRate)^(aactive_DollarYr-$BT10),"")
2 RACC | 305 | KS | EOL_Costs_MsrYr24 | =IFERROR(IK10* INDEX(RefrigerantACC[#Data],MATCH(1,(RefrigerantACC[[RefrigerantACC_ID]:[RefrigerantACC_ID]]=active_RefrigerantACC_ID)*(RefrigerantACC[[DollarYear]:[DollarYear]]=aactive_DollarYr)*(RefrigerantACC[[ModelYear]:[ModelYear]]=$BT10+KS$5-1),0),MATCH("aCost",RefrigerantACC[#Headers],0))* (1+active_WACC)^-(KS$5-1+0.5)* (1+active_InflationRate)^(aactive_DollarYr-$BT10),"") | 1 | 1 | 1 | 1 | 1 | 1 | 1 | 1 | 1 | 1 | 1 | 1 | 1 | 1 | 1 | 1 | 1 | 1 | 1 | 1 | 1 | 1 | 1 | 1 | 1 | '=IFERROR(IK10* INDEX(RefrigerantACC[#Data],MATCH(1,(RefrigerantACC[[RefrigerantACC_ID]:[RefrigerantACC_ID]]=active_RefrigerantACC_ID)*(RefrigerantACC[[DollarYear]:[DollarYear]]=aactive_DollarYr)*(RefrigerantACC[[ModelYear]:[ModelYear]]=$BT10+KS$5-1),0),MATCH("aCost",RefrigerantACC[#Headers],0))* (1+active_WACC)^-(KS$5-1+0.5)* (1+active_InflationRate)^(aactive_DollarYr-$BT10),"")
2 RACC | 306 | KT | EOL_Costs_MsrYr25 | =IFERROR(IL10* INDEX(RefrigerantACC[#Data],MATCH(1,(RefrigerantACC[[RefrigerantACC_ID]:[RefrigerantACC_ID]]=active_RefrigerantACC_ID)*(RefrigerantACC[[DollarYear]:[DollarYear]]=aactive_DollarYr)*(RefrigerantACC[[ModelYear]:[ModelYear]]=$BT10+KT$5-1),0),MATCH("aCost",RefrigerantACC[#Headers],0))* (1+active_WACC)^-(KT$5-1+0.5)* (1+active_InflationRate)^(aactive_DollarYr-$BT10),"") | 1 | 1 | 1 | 1 | 1 | 1 | 1 | 1 | 1 | 1 | 1 | 1 | 1 | 1 | 1 | 1 | 1 | 1 | 1 | 1 | 1 | 1 | 1 | 1 | 1 | '=IFERROR(IL10* INDEX(RefrigerantACC[#Data],MATCH(1,(RefrigerantACC[[RefrigerantACC_ID]:[RefrigerantACC_ID]]=active_RefrigerantACC_ID)*(RefrigerantACC[[DollarYear]:[DollarYear]]=aactive_DollarYr)*(RefrigerantACC[[ModelYear]:[ModelYear]]=$BT10+KT$5-1),0),MATCH("aCost",RefrigerantACC[#Headers],0))* (1+active_WACC)^-(KT$5-1+0.5)* (1+active_InflationRate)^(aactive_DollarYr-$BT10),"")
2 RACC | 307 | KU | EOL_Costs_MsrYr26 | =IFERROR(IM10* INDEX(RefrigerantACC[#Data],MATCH(1,(RefrigerantACC[[RefrigerantACC_ID]:[RefrigerantACC_ID]]=active_RefrigerantACC_ID)*(RefrigerantACC[[DollarYear]:[DollarYear]]=aactive_DollarYr)*(RefrigerantACC[[ModelYear]:[ModelYear]]=$BT10+KU$5-1),0),MATCH("aCost",RefrigerantACC[#Headers],0))* (1+active_WACC)^-(KU$5-1+0.5)* (1+active_InflationRate)^(aactive_DollarYr-$BT10),"") | 1 | 1 | 1 | 1 | 1 | 1 | 1 | 1 | 1 | 1 | 1 | 1 | 1 | 1 | 1 | 1 | 1 | 1 | 1 | 1 | 1 | 1 | 1 | 1 | 1 | '=IFERROR(IM10* INDEX(RefrigerantACC[#Data],MATCH(1,(RefrigerantACC[[RefrigerantACC_ID]:[RefrigerantACC_ID]]=active_RefrigerantACC_ID)*(RefrigerantACC[[DollarYear]:[DollarYear]]=aactive_DollarYr)*(RefrigerantACC[[ModelYear]:[ModelYear]]=$BT10+KU$5-1),0),MATCH("aCost",RefrigerantACC[#Headers],0))* (1+active_WACC)^-(KU$5-1+0.5)* (1+active_InflationRate)^(aactive_DollarYr-$BT10),"")
2 RACC | 308 | KV | EOL_Costs_MsrYr27 | =IFERROR(IN10* INDEX(RefrigerantACC[#Data],MATCH(1,(RefrigerantACC[[RefrigerantACC_ID]:[RefrigerantACC_ID]]=active_RefrigerantACC_ID)*(RefrigerantACC[[DollarYear]:[DollarYear]]=aactive_DollarYr)*(RefrigerantACC[[ModelYear]:[ModelYear]]=$BT10+KV$5-1),0),MATCH("aCost",RefrigerantACC[#Headers],0))* (1+active_WACC)^-(KV$5-1+0.5)* (1+active_InflationRate)^(aactive_DollarYr-$BT10),"") | 1 | 1 | 1 | 1 | 1 | 1 | 1 | 1 | 1 | 1 | 1 | 1 | 1 | 1 | 1 | 1 | 1 | 1 | 1 | 1 | 1 | 1 | 1 | 1 | 1 | '=IFERROR(IN10* INDEX(RefrigerantACC[#Data],MATCH(1,(RefrigerantACC[[RefrigerantACC_ID]:[RefrigerantACC_ID]]=active_RefrigerantACC_ID)*(RefrigerantACC[[DollarYear]:[DollarYear]]=aactive_DollarYr)*(RefrigerantACC[[ModelYear]:[ModelYear]]=$BT10+KV$5-1),0),MATCH("aCost",RefrigerantACC[#Headers],0))* (1+active_WACC)^-(KV$5-1+0.5)* (1+active_InflationRate)^(aactive_DollarYr-$BT10),"")
2 RACC | 309 | KW | EOL_Costs_MsrYr28 | =IFERROR(IO10* INDEX(RefrigerantACC[#Data],MATCH(1,(RefrigerantACC[[RefrigerantACC_ID]:[RefrigerantACC_ID]]=active_RefrigerantACC_ID)*(RefrigerantACC[[DollarYear]:[DollarYear]]=aactive_DollarYr)*(RefrigerantACC[[ModelYear]:[ModelYear]]=$BT10+KW$5-1),0),MATCH("aCost",RefrigerantACC[#Headers],0))* (1+active_WACC)^-(KW$5-1+0.5)* (1+active_InflationRate)^(aactive_DollarYr-$BT10),"") | 1 | 1 | 1 | 1 | 1 | 1 | 1 | 1 | 1 | 1 | 1 | 1 | 1 | 1 | 1 | 1 | 1 | 1 | 1 | 1 | 1 | 1 | 1 | 1 | 1 | '=IFERROR(IO10* INDEX(RefrigerantACC[#Data],MATCH(1,(RefrigerantACC[[RefrigerantACC_ID]:[RefrigerantACC_ID]]=active_RefrigerantACC_ID)*(RefrigerantACC[[DollarYear]:[DollarYear]]=aactive_DollarYr)*(RefrigerantACC[[ModelYear]:[ModelYear]]=$BT10+KW$5-1),0),MATCH("aCost",RefrigerantACC[#Headers],0))* (1+active_WACC)^-(KW$5-1+0.5)* (1+active_InflationRate)^(aactive_DollarYr-$BT10),"")
2 RACC | 310 | KX | EOL_Costs_MsrYr29 | =IFERROR(IP10* INDEX(RefrigerantACC[#Data],MATCH(1,(RefrigerantACC[[RefrigerantACC_ID]:[RefrigerantACC_ID]]=active_RefrigerantACC_ID)*(RefrigerantACC[[DollarYear]:[DollarYear]]=aactive_DollarYr)*(RefrigerantACC[[ModelYear]:[ModelYear]]=$BT10+KX$5-1),0),MATCH("aCost",RefrigerantACC[#Headers],0))* (1+active_WACC)^-(KX$5-1+0.5)* (1+active_InflationRate)^(aactive_DollarYr-$BT10),"") | 1 | 1 | 1 | 1 | 1 | 1 | 1 | 1 | 1 | 1 | 1 | 1 | 1 | 1 | 1 | 1 | 1 | 1 | 1 | 1 | 1 | 1 | 1 | 1 | 1 | '=IFERROR(IP10* INDEX(RefrigerantACC[#Data],MATCH(1,(RefrigerantACC[[RefrigerantACC_ID]:[RefrigerantACC_ID]]=active_RefrigerantACC_ID)*(RefrigerantACC[[DollarYear]:[DollarYear]]=aactive_DollarYr)*(RefrigerantACC[[ModelYear]:[ModelYear]]=$BT10+KX$5-1),0),MATCH("aCost",RefrigerantACC[#Headers],0))* (1+active_WACC)^-(KX$5-1+0.5)* (1+active_InflationRate)^(aactive_DollarYr-$BT10),"")
2 RACC | 311 | KY | EOL_Costs_MsrYr30 | =IFERROR(IQ10* INDEX(RefrigerantACC[#Data],MATCH(1,(RefrigerantACC[[RefrigerantACC_ID]:[RefrigerantACC_ID]]=active_RefrigerantACC_ID)*(RefrigerantACC[[DollarYear]:[DollarYear]]=aactive_DollarYr)*(RefrigerantACC[[ModelYear]:[ModelYear]]=$BT10+KY$5-1),0),MATCH("aCost",RefrigerantACC[#Headers],0))* (1+active_WACC)^-(KY$5-1+0.5)* (1+active_InflationRate)^(aactive_DollarYr-$BT10),"") | 1 | 1 | 1 | 1 | 1 | 1 | 1 | 1 | 1 | 1 | 1 | 1 | 1 | 1 | 1 | 1 | 1 | 1 | 1 | 1 | 1 | 1 | 1 | 1 | 1 | '=IFERROR(IQ10* INDEX(RefrigerantACC[#Data],MATCH(1,(RefrigerantACC[[RefrigerantACC_ID]:[RefrigerantACC_ID]]=active_RefrigerantACC_ID)*(RefrigerantACC[[DollarYear]:[DollarYear]]=aactive_DollarYr)*(RefrigerantACC[[ModelYear]:[ModelYear]]=$BT10+KY$5-1),0),MATCH("aCost",RefrigerantACC[#Headers],0))* (1+active_WACC)^-(KY$5-1+0.5)* (1+active_InflationRate)^(aactive_DollarYr-$BT10),"")
2 RACC | 312 | KZ | Calculated_Annual_tCO2e_StdYr01 | =IFERROR(IF(OR(ISBLANK($E10),$E10=MAT_AOE,$E10=MAT_BRO_Op),"",IF(KZ$5<= ROUNDUP($AC10/$AD10-IF($E10=MAT_AR,$AF10/$AD10,0),0)*$AD10, $CH10,"")),"") | 1 | 1 | 1 | 1 | 1 | 1 | 1 | 1 | 1 | 1 | 1 | 1 | 1 | 1 | 1 | 1 | 1 | 1 | 1 | 1 | 1 | 1 | 1 | 1 | 1 | '=IFERROR(IF(OR(ISBLANK($E10),$E10=MAT_AOE,$E10=MAT_BRO_Op),"",IF(KZ$5<= ROUNDUP($AC10/$AD10-IF($E10=MAT_AR,$AF10/$AD10,0),0)*$AD10, $CH10,"")),"")
2 RACC | 313 | LA | Calculated_Annual_tCO2e_StdYr02 | =IFERROR(IF(OR(ISBLANK($E10),$E10=MAT_AOE,$E10=MAT_BRO_Op),"",IF(LA$5<= ROUNDUP($AC10/$AD10-IF($E10=MAT_AR,$AF10/$AD10,0),0)*$AD10, $CH10,"")),"") | 1 | 1 | 1 | 1 | 1 | 1 | 1 | 1 | 1 | 1 | 1 | 1 | 1 | 1 | 1 | 1 | 1 | 1 | 1 | 1 | 1 | 1 | 1 | 1 | 1 | '=IFERROR(IF(OR(ISBLANK($E10),$E10=MAT_AOE,$E10=MAT_BRO_Op),"",IF(LA$5<= ROUNDUP($AC10/$AD10-IF($E10=MAT_AR,$AF10/$AD10,0),0)*$AD10, $CH10,"")),"")
2 RACC | 314 | LB | Calculated_Annual_tCO2e_StdYr03 | =IFERROR(IF(OR(ISBLANK($E10),$E10=MAT_AOE,$E10=MAT_BRO_Op),"",IF(LB$5<= ROUNDUP($AC10/$AD10-IF($E10=MAT_AR,$AF10/$AD10,0),0)*$AD10, $CH10,"")),"") | 1 | 1 | 1 | 1 | 1 | 1 | 1 | 1 | 1 | 1 | 1 | 1 | 1 | 1 | 1 | 1 | 1 | 1 | 1 | 1 | 1 | 1 | 1 | 1 | 1 | '=IFERROR(IF(OR(ISBLANK($E10),$E10=MAT_AOE,$E10=MAT_BRO_Op),"",IF(LB$5<= ROUNDUP($AC10/$AD10-IF($E10=MAT_AR,$AF10/$AD10,0),0)*$AD10, $CH10,"")),"")
2 RACC | 315 | LC | Calculated_Annual_tCO2e_StdYr04 | =IFERROR(IF(OR(ISBLANK($E10),$E10=MAT_AOE,$E10=MAT_BRO_Op),"",IF(LC$5<= ROUNDUP($AC10/$AD10-IF($E10=MAT_AR,$AF10/$AD10,0),0)*$AD10, $CH10,"")),"") | 1 | 1 | 1 | 1 | 1 | 1 | 1 | 1 | 1 | 1 | 1 | 1 | 1 | 1 | 1 | 1 | 1 | 1 | 1 | 1 | 1 | 1 | 1 | 1 | 1 | '=IFERROR(IF(OR(ISBLANK($E10),$E10=MAT_AOE,$E10=MAT_BRO_Op),"",IF(LC$5<= ROUNDUP($AC10/$AD10-IF($E10=MAT_AR,$AF10/$AD10,0),0)*$AD10, $CH10,"")),"")
2 RACC | 316 | LD | Calculated_Annual_tCO2e_StdYr05 | =IFERROR(IF(OR(ISBLANK($E10),$E10=MAT_AOE,$E10=MAT_BRO_Op),"",IF(LD$5<= ROUNDUP($AC10/$AD10-IF($E10=MAT_AR,$AF10/$AD10,0),0)*$AD10, $CH10,"")),"") | 1 | 1 | 1 | 1 | 1 | 1 | 1 | 1 | 1 | 1 | 1 | 1 | 1 | 1 | 1 | 1 | 1 | 1 | 1 | 1 | 1 | 1 | 1 | 1 | 1 | '=IFERROR(IF(OR(ISBLANK($E10),$E10=MAT_AOE,$E10=MAT_BRO_Op),"",IF(LD$5<= ROUNDUP($AC10/$AD10-IF($E10=MAT_AR,$AF10/$AD10,0),0)*$AD10, $CH10,"")),"")
2 RACC | 317 | LE | Calculated_Annual_tCO2e_StdYr06 | =IFERROR(IF(OR(ISBLANK($E10),$E10=MAT_AOE,$E10=MAT_BRO_Op),"",IF(LE$5<= ROUNDUP($AC10/$AD10-IF($E10=MAT_AR,$AF10/$AD10,0),0)*$AD10, $CH10,"")),"") | 1 | 1 | 1 | 1 | 1 | 1 | 1 | 1 | 1 | 1 | 1 | 1 | 1 | 1 | 1 | 1 | 1 | 1 | 1 | 1 | 1 | 1 | 1 | 1 | 1 | '=IFERROR(IF(OR(ISBLANK($E10),$E10=MAT_AOE,$E10=MAT_BRO_Op),"",IF(LE$5<= ROUNDUP($AC10/$AD10-IF($E10=MAT_AR,$AF10/$AD10,0),0)*$AD10, $CH10,"")),"")
2 RACC | 318 | LF | Calculated_Annual_tCO2e_StdYr07 | =IFERROR(IF(OR(ISBLANK($E10),$E10=MAT_AOE,$E10=MAT_BRO_Op),"",IF(LF$5<= ROUNDUP($AC10/$AD10-IF($E10=MAT_AR,$AF10/$AD10,0),0)*$AD10, $CH10,"")),"") | 1 | 1 | 1 | 1 | 1 | 1 | 1 | 1 | 1 | 1 | 1 | 1 | 1 | 1 | 1 | 1 | 1 | 1 | 1 | 1 | 1 | 1 | 1 | 1 | 1 | '=IFERROR(IF(OR(ISBLANK($E10),$E10=MAT_AOE,$E10=MAT_BRO_Op),"",IF(LF$5<= ROUNDUP($AC10/$AD10-IF($E10=MAT_AR,$AF10/$AD10,0),0)*$AD10, $CH10,"")),"")
2 RACC | 319 | LG | Calculated_Annual_tCO2e_StdYr08 | =IFERROR(IF(OR(ISBLANK($E10),$E10=MAT_AOE,$E10=MAT_BRO_Op),"",IF(LG$5<= ROUNDUP($AC10/$AD10-IF($E10=MAT_AR,$AF10/$AD10,0),0)*$AD10, $CH10,"")),"") | 1 | 1 | 1 | 1 | 1 | 1 | 1 | 1 | 1 | 1 | 1 | 1 | 1 | 1 | 1 | 1 | 1 | 1 | 1 | 1 | 1 | 1 | 1 | 1 | 1 | '=IFERROR(IF(OR(ISBLANK($E10),$E10=MAT_AOE,$E10=MAT_BRO_Op),"",IF(LG$5<= ROUNDUP($AC10/$AD10-IF($E10=MAT_AR,$AF10/$AD10,0),0)*$AD10, $CH10,"")),"")
2 RACC | 320 | LH | Calculated_Annual_tCO2e_StdYr09 | =IFERROR(IF(OR(ISBLANK($E10),$E10=MAT_AOE,$E10=MAT_BRO_Op),"",IF(LH$5<= ROUNDUP($AC10/$AD10-IF($E10=MAT_AR,$AF10/$AD10,0),0)*$AD10, $CH10,"")),"") | 1 | 1 | 1 | 1 | 1 | 1 | 1 | 1 | 1 | 1 | 1 | 1 | 1 | 1 | 1 | 1 | 1 | 1 | 1 | 1 | 1 | 1 | 1 | 1 | 1 | '=IFERROR(IF(OR(ISBLANK($E10),$E10=MAT_AOE,$E10=MAT_BRO_Op),"",IF(LH$5<= ROUNDUP($AC10/$AD10-IF($E10=MAT_AR,$AF10/$AD10,0),0)*$AD10, $CH10,"")),"")
2 RACC | 321 | LI | Calculated_Annual_tCO2e_StdYr10 | =IFERROR(IF(OR(ISBLANK($E10),$E10=MAT_AOE,$E10=MAT_BRO_Op),"",IF(LI$5<= ROUNDUP($AC10/$AD10-IF($E10=MAT_AR,$AF10/$AD10,0),0)*$AD10, $CH10,"")),"") | 1 | 1 | 1 | 1 | 1 | 1 | 1 | 1 | 1 | 1 | 1 | 1 | 1 | 1 | 1 | 1 | 1 | 1 | 1 | 1 | 1 | 1 | 1 | 1 | 1 | '=IFERROR(IF(OR(ISBLANK($E10),$E10=MAT_AOE,$E10=MAT_BRO_Op),"",IF(LI$5<= ROUNDUP($AC10/$AD10-IF($E10=MAT_AR,$AF10/$AD10,0),0)*$AD10, $CH10,"")),"")
2 RACC | 322 | LJ | Calculated_Annual_tCO2e_StdYr11 | =IFERROR(IF(OR(ISBLANK($E10),$E10=MAT_AOE,$E10=MAT_BRO_Op),"",IF(LJ$5<= ROUNDUP($AC10/$AD10-IF($E10=MAT_AR,$AF10/$AD10,0),0)*$AD10, $CH10,"")),"") | 1 | 1 | 1 | 1 | 1 | 1 | 1 | 1 | 1 | 1 | 1 | 1 | 1 | 1 | 1 | 1 | 1 | 1 | 1 | 1 | 1 | 1 | 1 | 1 | 1 | '=IFERROR(IF(OR(ISBLANK($E10),$E10=MAT_AOE,$E10=MAT_BRO_Op),"",IF(LJ$5<= ROUNDUP($AC10/$AD10-IF($E10=MAT_AR,$AF10/$AD10,0),0)*$AD10, $CH10,"")),"")
2 RACC | 323 | LK | Calculated_Annual_tCO2e_StdYr12 | =IFERROR(IF(OR(ISBLANK($E10),$E10=MAT_AOE,$E10=MAT_BRO_Op),"",IF(LK$5<= ROUNDUP($AC10/$AD10-IF($E10=MAT_AR,$AF10/$AD10,0),0)*$AD10, $CH10,"")),"") | 1 | 1 | 1 | 1 | 1 | 1 | 1 | 1 | 1 | 1 | 1 | 1 | 1 | 1 | 1 | 1 | 1 | 1 | 1 | 1 | 1 | 1 | 1 | 1 | 1 | '=IFERROR(IF(OR(ISBLANK($E10),$E10=MAT_AOE,$E10=MAT_BRO_Op),"",IF(LK$5<= ROUNDUP($AC10/$AD10-IF($E10=MAT_AR,$AF10/$AD10,0),0)*$AD10, $CH10,"")),"")
2 RACC | 324 | LL | Calculated_Annual_tCO2e_StdYr13 | =IFERROR(IF(OR(ISBLANK($E10),$E10=MAT_AOE,$E10=MAT_BRO_Op),"",IF(LL$5<= ROUNDUP($AC10/$AD10-IF($E10=MAT_AR,$AF10/$AD10,0),0)*$AD10, $CH10,"")),"") | 1 | 1 | 1 | 1 | 1 | 1 | 1 | 1 | 1 | 1 | 1 | 1 | 1 | 1 | 1 | 1 | 1 | 1 | 1 | 1 | 1 | 1 | 1 | 1 | 1 | '=IFERROR(IF(OR(ISBLANK($E10),$E10=MAT_AOE,$E10=MAT_BRO_Op),"",IF(LL$5<= ROUNDUP($AC10/$AD10-IF($E10=MAT_AR,$AF10/$AD10,0),0)*$AD10, $CH10,"")),"")
2 RACC | 325 | LM | Calculated_Annual_tCO2e_StdYr14 | =IFERROR(IF(OR(ISBLANK($E10),$E10=MAT_AOE,$E10=MAT_BRO_Op),"",IF(LM$5<= ROUNDUP($AC10/$AD10-IF($E10=MAT_AR,$AF10/$AD10,0),0)*$AD10, $CH10,"")),"") | 1 | 1 | 1 | 1 | 1 | 1 | 1 | 1 | 1 | 1 | 1 | 1 | 1 | 1 | 1 | 1 | 1 | 1 | 1 | 1 | 1 | 1 | 1 | 1 | 1 | '=IFERROR(IF(OR(ISBLANK($E10),$E10=MAT_AOE,$E10=MAT_BRO_Op),"",IF(LM$5<= ROUNDUP($AC10/$AD10-IF($E10=MAT_AR,$AF10/$AD10,0),0)*$AD10, $CH10,"")),"")
2 RACC | 326 | LN | Calculated_Annual_tCO2e_StdYr15 | =IFERROR(IF(OR(ISBLANK($E10),$E10=MAT_AOE,$E10=MAT_BRO_Op),"",IF(LN$5<= ROUNDUP($AC10/$AD10-IF($E10=MAT_AR,$AF10/$AD10,0),0)*$AD10, $CH10,"")),"") | 1 | 1 | 1 | 1 | 1 | 1 | 1 | 1 | 1 | 1 | 1 | 1 | 1 | 1 | 1 | 1 | 1 | 1 | 1 | 1 | 1 | 1 | 1 | 1 | 1 | '=IFERROR(IF(OR(ISBLANK($E10),$E10=MAT_AOE,$E10=MAT_BRO_Op),"",IF(LN$5<= ROUNDUP($AC10/$AD10-IF($E10=MAT_AR,$AF10/$AD10,0),0)*$AD10, $CH10,"")),"")
2 RACC | 327 | LO | Calculated_Annual_tCO2e_StdYr16 | =IFERROR(IF(OR(ISBLANK($E10),$E10=MAT_AOE,$E10=MAT_BRO_Op),"",IF(LO$5<= ROUNDUP($AC10/$AD10-IF($E10=MAT_AR,$AF10/$AD10,0),0)*$AD10, $CH10,"")),"") | 1 | 1 | 1 | 1 | 1 | 1 | 1 | 1 | 1 | 1 | 1 | 1 | 1 | 1 | 1 | 1 | 1 | 1 | 1 | 1 | 1 | 1 | 1 | 1 | 1 | '=IFERROR(IF(OR(ISBLANK($E10),$E10=MAT_AOE,$E10=MAT_BRO_Op),"",IF(LO$5<= ROUNDUP($AC10/$AD10-IF($E10=MAT_AR,$AF10/$AD10,0),0)*$AD10, $CH10,"")),"")
2 RACC | 328 | LP | Calculated_Annual_tCO2e_StdYr17 | =IFERROR(IF(OR(ISBLANK($E10),$E10=MAT_AOE,$E10=MAT_BRO_Op),"",IF(LP$5<= ROUNDUP($AC10/$AD10-IF($E10=MAT_AR,$AF10/$AD10,0),0)*$AD10, $CH10,"")),"") | 1 | 1 | 1 | 1 | 1 | 1 | 1 | 1 | 1 | 1 | 1 | 1 | 1 | 1 | 1 | 1 | 1 | 1 | 1 | 1 | 1 | 1 | 1 | 1 | 1 | '=IFERROR(IF(OR(ISBLANK($E10),$E10=MAT_AOE,$E10=MAT_BRO_Op),"",IF(LP$5<= ROUNDUP($AC10/$AD10-IF($E10=MAT_AR,$AF10/$AD10,0),0)*$AD10, $CH10,"")),"")
2 RACC | 329 | LQ | Calculated_Annual_tCO2e_StdYr18 | =IFERROR(IF(OR(ISBLANK($E10),$E10=MAT_AOE,$E10=MAT_BRO_Op),"",IF(LQ$5<= ROUNDUP($AC10/$AD10-IF($E10=MAT_AR,$AF10/$AD10,0),0)*$AD10, $CH10,"")),"") | 1 | 1 | 1 | 1 | 1 | 1 | 1 | 1 | 1 | 1 | 1 | 1 | 1 | 1 | 1 | 1 | 1 | 1 | 1 | 1 | 1 | 1 | 1 | 1 | 1 | '=IFERROR(IF(OR(ISBLANK($E10),$E10=MAT_AOE,$E10=MAT_BRO_Op),"",IF(LQ$5<= ROUNDUP($AC10/$AD10-IF($E10=MAT_AR,$AF10/$AD10,0),0)*$AD10, $CH10,"")),"")
2 RACC | 330 | LR | Calculated_Annual_tCO2e_StdYr19 | =IFERROR(IF(OR(ISBLANK($E10),$E10=MAT_AOE,$E10=MAT_BRO_Op),"",IF(LR$5<= ROUNDUP($AC10/$AD10-IF($E10=MAT_AR,$AF10/$AD10,0),0)*$AD10, $CH10,"")),"") | 1 | 1 | 1 | 1 | 1 | 1 | 1 | 1 | 1 | 1 | 1 | 1 | 1 | 1 | 1 | 1 | 1 | 1 | 1 | 1 | 1 | 1 | 1 | 1 | 1 | '=IFERROR(IF(OR(ISBLANK($E10),$E10=MAT_AOE,$E10=MAT_BRO_Op),"",IF(LR$5<= ROUNDUP($AC10/$AD10-IF($E10=MAT_AR,$AF10/$AD10,0),0)*$AD10, $CH10,"")),"")
2 RACC | 331 | LS | Calculated_Annual_tCO2e_StdYr20 | =IFERROR(IF(OR(ISBLANK($E10),$E10=MAT_AOE,$E10=MAT_BRO_Op),"",IF(LS$5<= ROUNDUP($AC10/$AD10-IF($E10=MAT_AR,$AF10/$AD10,0),0)*$AD10, $CH10,"")),"") | 1 | 1 | 1 | 1 | 1 | 1 | 1 | 1 | 1 | 1 | 1 | 1 | 1 | 1 | 1 | 1 | 1 | 1 | 1 | 1 | 1 | 1 | 1 | 1 | 1 | '=IFERROR(IF(OR(ISBLANK($E10),$E10=MAT_AOE,$E10=MAT_BRO_Op),"",IF(LS$5<= ROUNDUP($AC10/$AD10-IF($E10=MAT_AR,$AF10/$AD10,0),0)*$AD10, $CH10,"")),"")
2 RACC | 332 | LT | Calculated_Annual_tCO2e_StdYr21 | =IFERROR(IF(OR(ISBLANK($E10),$E10=MAT_AOE,$E10=MAT_BRO_Op),"",IF(LT$5<= ROUNDUP($AC10/$AD10-IF($E10=MAT_AR,$AF10/$AD10,0),0)*$AD10, $CH10,"")),"") | 1 | 1 | 1 | 1 | 1 | 1 | 1 | 1 | 1 | 1 | 1 | 1 | 1 | 1 | 1 | 1 | 1 | 1 | 1 | 1 | 1 | 1 | 1 | 1 | 1 | '=IFERROR(IF(OR(ISBLANK($E10),$E10=MAT_AOE,$E10=MAT_BRO_Op),"",IF(LT$5<= ROUNDUP($AC10/$AD10-IF($E10=MAT_AR,$AF10/$AD10,0),0)*$AD10, $CH10,"")),"")
2 RACC | 333 | LU | Calculated_Annual_tCO2e_StdYr22 | =IFERROR(IF(OR(ISBLANK($E10),$E10=MAT_AOE,$E10=MAT_BRO_Op),"",IF(LU$5<= ROUNDUP($AC10/$AD10-IF($E10=MAT_AR,$AF10/$AD10,0),0)*$AD10, $CH10,"")),"") | 1 | 1 | 1 | 1 | 1 | 1 | 1 | 1 | 1 | 1 | 1 | 1 | 1 | 1 | 1 | 1 | 1 | 1 | 1 | 1 | 1 | 1 | 1 | 1 | 1 | '=IFERROR(IF(OR(ISBLANK($E10),$E10=MAT_AOE,$E10=MAT_BRO_Op),"",IF(LU$5<= ROUNDUP($AC10/$AD10-IF($E10=MAT_AR,$AF10/$AD10,0),0)*$AD10, $CH10,"")),"")
2 RACC | 334 | LV | Calculated_Annual_tCO2e_StdYr23 | =IFERROR(IF(OR(ISBLANK($E10),$E10=MAT_AOE,$E10=MAT_BRO_Op),"",IF(LV$5<= ROUNDUP($AC10/$AD10-IF($E10=MAT_AR,$AF10/$AD10,0),0)*$AD10, $CH10,"")),"") | 1 | 1 | 1 | 1 | 1 | 1 | 1 | 1 | 1 | 1 | 1 | 1 | 1 | 1 | 1 | 1 | 1 | 1 | 1 | 1 | 1 | 1 | 1 | 1 | 1 | '=IFERROR(IF(OR(ISBLANK($E10),$E10=MAT_AOE,$E10=MAT_BRO_Op),"",IF(LV$5<= ROUNDUP($AC10/$AD10-IF($E10=MAT_AR,$AF10/$AD10,0),0)*$AD10, $CH10,"")),"")
2 RACC | 335 | LW | Calculated_Annual_tCO2e_StdYr24 | =IFERROR(IF(OR(ISBLANK($E10),$E10=MAT_AOE,$E10=MAT_BRO_Op),"",IF(LW$5<= ROUNDUP($AC10/$AD10-IF($E10=MAT_AR,$AF10/$AD10,0),0)*$AD10, $CH10,"")),"") | 1 | 1 | 1 | 1 | 1 | 1 | 1 | 1 | 1 | 1 | 1 | 1 | 1 | 1 | 1 | 1 | 1 | 1 | 1 | 1 | 1 | 1 | 1 | 1 | 1 | '=IFERROR(IF(OR(ISBLANK($E10),$E10=MAT_AOE,$E10=MAT_BRO_Op),"",IF(LW$5<= ROUNDUP($AC10/$AD10-IF($E10=MAT_AR,$AF10/$AD10,0),0)*$AD10, $CH10,"")),"")
2 RACC | 336 | LX | Calculated_Annual_tCO2e_StdYr25 | =IFERROR(IF(OR(ISBLANK($E10),$E10=MAT_AOE,$E10=MAT_BRO_Op),"",IF(LX$5<= ROUNDUP($AC10/$AD10-IF($E10=MAT_AR,$AF10/$AD10,0),0)*$AD10, $CH10,"")),"") | 1 | 1 | 1 | 1 | 1 | 1 | 1 | 1 | 1 | 1 | 1 | 1 | 1 | 1 | 1 | 1 | 1 | 1 | 1 | 1 | 1 | 1 | 1 | 1 | 1 | '=IFERROR(IF(OR(ISBLANK($E10),$E10=MAT_AOE,$E10=MAT_BRO_Op),"",IF(LX$5<= ROUNDUP($AC10/$AD10-IF($E10=MAT_AR,$AF10/$AD10,0),0)*$AD10, $CH10,"")),"")
2 RACC | 337 | LY | Calculated_Annual_tCO2e_StdYr26 | =IFERROR(IF(OR(ISBLANK($E10),$E10=MAT_AOE,$E10=MAT_BRO_Op),"",IF(LY$5<= ROUNDUP($AC10/$AD10-IF($E10=MAT_AR,$AF10/$AD10,0),0)*$AD10, $CH10,"")),"") | 1 | 1 | 1 | 1 | 1 | 1 | 1 | 1 | 1 | 1 | 1 | 1 | 1 | 1 | 1 | 1 | 1 | 1 | 1 | 1 | 1 | 1 | 1 | 1 | 1 | '=IFERROR(IF(OR(ISBLANK($E10),$E10=MAT_AOE,$E10=MAT_BRO_Op),"",IF(LY$5<= ROUNDUP($AC10/$AD10-IF($E10=MAT_AR,$AF10/$AD10,0),0)*$AD10, $CH10,"")),"")
2 RACC | 338 | LZ | Calculated_Annual_tCO2e_StdYr27 | =IFERROR(IF(OR(ISBLANK($E10),$E10=MAT_AOE,$E10=MAT_BRO_Op),"",IF(LZ$5<= ROUNDUP($AC10/$AD10-IF($E10=MAT_AR,$AF10/$AD10,0),0)*$AD10, $CH10,"")),"") | 1 | 1 | 1 | 1 | 1 | 1 | 1 | 1 | 1 | 1 | 1 | 1 | 1 | 1 | 1 | 1 | 1 | 1 | 1 | 1 | 1 | 1 | 1 | 1 | 1 | '=IFERROR(IF(OR(ISBLANK($E10),$E10=MAT_AOE,$E10=MAT_BRO_Op),"",IF(LZ$5<= ROUNDUP($AC10/$AD10-IF($E10=MAT_AR,$AF10/$AD10,0),0)*$AD10, $CH10,"")),"")
2 RACC | 339 | MA | Calculated_Annual_tCO2e_StdYr28 | =IFERROR(IF(OR(ISBLANK($E10),$E10=MAT_AOE,$E10=MAT_BRO_Op),"",IF(MA$5<= ROUNDUP($AC10/$AD10-IF($E10=MAT_AR,$AF10/$AD10,0),0)*$AD10, $CH10,"")),"") | 1 | 1 | 1 | 1 | 1 | 1 | 1 | 1 | 1 | 1 | 1 | 1 | 1 | 1 | 1 | 1 | 1 | 1 | 1 | 1 | 1 | 1 | 1 | 1 | 1 | '=IFERROR(IF(OR(ISBLANK($E10),$E10=MAT_AOE,$E10=MAT_BRO_Op),"",IF(MA$5<= ROUNDUP($AC10/$AD10-IF($E10=MAT_AR,$AF10/$AD10,0),0)*$AD10, $CH10,"")),"")
2 RACC | 340 | MB | Calculated_Annual_tCO2e_StdYr29 | =IFERROR(IF(OR(ISBLANK($E10),$E10=MAT_AOE,$E10=MAT_BRO_Op),"",IF(MB$5<= ROUNDUP($AC10/$AD10-IF($E10=MAT_AR,$AF10/$AD10,0),0)*$AD10, $CH10,"")),"") | 1 | 1 | 1 | 1 | 1 | 1 | 1 | 1 | 1 | 1 | 1 | 1 | 1 | 1 | 1 | 1 | 1 | 1 | 1 | 1 | 1 | 1 | 1 | 1 | 1 | '=IFERROR(IF(OR(ISBLANK($E10),$E10=MAT_AOE,$E10=MAT_BRO_Op),"",IF(MB$5<= ROUNDUP($AC10/$AD10-IF($E10=MAT_AR,$AF10/$AD10,0),0)*$AD10, $CH10,"")),"")
2 RACC | 341 | MC | Calculated_Annual_tCO2e_StdYr30 | =IFERROR(IF(OR(ISBLANK($E10),$E10=MAT_AOE,$E10=MAT_BRO_Op),"",IF(MC$5<= ROUNDUP($AC10/$AD10-IF($E10=MAT_AR,$AF10/$AD10,0),0)*$AD10, $CH10,"")),"") | 1 | 1 | 1 | 1 | 1 | 1 | 1 | 1 | 1 | 1 | 1 | 1 | 1 | 1 | 1 | 1 | 1 | 1 | 1 | 1 | 1 | 1 | 1 | 1 | 1 | '=IFERROR(IF(OR(ISBLANK($E10),$E10=MAT_AOE,$E10=MAT_BRO_Op),"",IF(MC$5<= ROUNDUP($AC10/$AD10-IF($E10=MAT_AR,$AF10/$AD10,0),0)*$AD10, $CH10,"")),"")
2 RACC | 342 | MD | Calculated_EOL_tCO2e_Yr01 | =IFERROR(IF(OR(ISBLANK($E10),$E10=MAT_AOE,$E10=MAT_BRO_Op),"",IF(NOT(ISNUMBER(KZ10)),"",IF(MOD(MD$5,$AD10)=0,$CL10,0))),"") | 1 | 1 | 1 | 1 | 1 | 1 | 1 | 1 | 1 | 1 | 1 | 1 | 1 | 1 | 1 | 1 | 1 | 1 | 1 | 1 | 1 | 1 | 1 | 1 | 1 | '=IFERROR(IF(OR(ISBLANK($E10),$E10=MAT_AOE,$E10=MAT_BRO_Op),"",IF(NOT(ISNUMBER(KZ10)),"",IF(MOD(MD$5,$AD10)=0,$CL10,0))),"")
2 RACC | 343 | ME | Calculated_EOL_tCO2e_Yr02 | =IFERROR(IF(OR(ISBLANK($E10),$E10=MAT_AOE,$E10=MAT_BRO_Op),"",IF(NOT(ISNUMBER(LA10)),"",IF(MOD(ME$5,$AD10)=0,$CL10,0))),"") | 1 | 1 | 1 | 1 | 1 | 1 | 1 | 1 | 1 | 1 | 1 | 1 | 1 | 1 | 1 | 1 | 1 | 1 | 1 | 1 | 1 | 1 | 1 | 1 | 1 | '=IFERROR(IF(OR(ISBLANK($E10),$E10=MAT_AOE,$E10=MAT_BRO_Op),"",IF(NOT(ISNUMBER(LA10)),"",IF(MOD(ME$5,$AD10)=0,$CL10,0))),"")
2 RACC | 344 | MF | Calculated_EOL_tCO2e_Yr03 | =IFERROR(IF(OR(ISBLANK($E10),$E10=MAT_AOE,$E10=MAT_BRO_Op),"",IF(NOT(ISNUMBER(LB10)),"",IF(MOD(MF$5,$AD10)=0,$CL10,0))),"") | 1 | 1 | 1 | 1 | 1 | 1 | 1 | 1 | 1 | 1 | 1 | 1 | 1 | 1 | 1 | 1 | 1 | 1 | 1 | 1 | 1 | 1 | 1 | 1 | 1 | '=IFERROR(IF(OR(ISBLANK($E10),$E10=MAT_AOE,$E10=MAT_BRO_Op),"",IF(NOT(ISNUMBER(LB10)),"",IF(MOD(MF$5,$AD10)=0,$CL10,0))),"")
2 RACC | 345 | MG | Calculated_EOL_tCO2e_Yr04 | =IFERROR(IF(OR(ISBLANK($E10),$E10=MAT_AOE,$E10=MAT_BRO_Op),"",IF(NOT(ISNUMBER(LC10)),"",IF(MOD(MG$5,$AD10)=0,$CL10,0))),"") | 1 | 1 | 1 | 1 | 1 | 1 | 1 | 1 | 1 | 1 | 1 | 1 | 1 | 1 | 1 | 1 | 1 | 1 | 1 | 1 | 1 | 1 | 1 | 1 | 1 | '=IFERROR(IF(OR(ISBLANK($E10),$E10=MAT_AOE,$E10=MAT_BRO_Op),"",IF(NOT(ISNUMBER(LC10)),"",IF(MOD(MG$5,$AD10)=0,$CL10,0))),"")
2 RACC | 346 | MH | Calculated_EOL_tCO2e_Yr05 | =IFERROR(IF(OR(ISBLANK($E10),$E10=MAT_AOE,$E10=MAT_BRO_Op),"",IF(NOT(ISNUMBER(LD10)),"",IF(MOD(MH$5,$AD10)=0,$CL10,0))),"") | 1 | 1 | 1 | 1 | 1 | 1 | 1 | 1 | 1 | 1 | 1 | 1 | 1 | 1 | 1 | 1 | 1 | 1 | 1 | 1 | 1 | 1 | 1 | 1 | 1 | '=IFERROR(IF(OR(ISBLANK($E10),$E10=MAT_AOE,$E10=MAT_BRO_Op),"",IF(NOT(ISNUMBER(LD10)),"",IF(MOD(MH$5,$AD10)=0,$CL10,0))),"")
2 RACC | 347 | MI | Calculated_EOL_tCO2e_Yr06 | =IFERROR(IF(OR(ISBLANK($E10),$E10=MAT_AOE,$E10=MAT_BRO_Op),"",IF(NOT(ISNUMBER(LE10)),"",IF(MOD(MI$5,$AD10)=0,$CL10,0))),"") | 1 | 1 | 1 | 1 | 1 | 1 | 1 | 1 | 1 | 1 | 1 | 1 | 1 | 1 | 1 | 1 | 1 | 1 | 1 | 1 | 1 | 1 | 1 | 1 | 1 | '=IFERROR(IF(OR(ISBLANK($E10),$E10=MAT_AOE,$E10=MAT_BRO_Op),"",IF(NOT(ISNUMBER(LE10)),"",IF(MOD(MI$5,$AD10)=0,$CL10,0))),"")
2 RACC | 348 | MJ | Calculated_EOL_tCO2e_Yr07 | =IFERROR(IF(OR(ISBLANK($E10),$E10=MAT_AOE,$E10=MAT_BRO_Op),"",IF(NOT(ISNUMBER(LF10)),"",IF(MOD(MJ$5,$AD10)=0,$CL10,0))),"") | 1 | 1 | 1 | 1 | 1 | 1 | 1 | 1 | 1 | 1 | 1 | 1 | 1 | 1 | 1 | 1 | 1 | 1 | 1 | 1 | 1 | 1 | 1 | 1 | 1 | '=IFERROR(IF(OR(ISBLANK($E10),$E10=MAT_AOE,$E10=MAT_BRO_Op),"",IF(NOT(ISNUMBER(LF10)),"",IF(MOD(MJ$5,$AD10)=0,$CL10,0))),"")
2 RACC | 349 | MK | Calculated_EOL_tCO2e_Yr08 | =IFERROR(IF(OR(ISBLANK($E10),$E10=MAT_AOE,$E10=MAT_BRO_Op),"",IF(NOT(ISNUMBER(LG10)),"",IF(MOD(MK$5,$AD10)=0,$CL10,0))),"") | 1 | 1 | 1 | 1 | 1 | 1 | 1 | 1 | 1 | 1 | 1 | 1 | 1 | 1 | 1 | 1 | 1 | 1 | 1 | 1 | 1 | 1 | 1 | 1 | 1 | '=IFERROR(IF(OR(ISBLANK($E10),$E10=MAT_AOE,$E10=MAT_BRO_Op),"",IF(NOT(ISNUMBER(LG10)),"",IF(MOD(MK$5,$AD10)=0,$CL10,0))),"")
2 RACC | 350 | ML | Calculated_EOL_tCO2e_Yr09 | =IFERROR(IF(OR(ISBLANK($E10),$E10=MAT_AOE,$E10=MAT_BRO_Op),"",IF(NOT(ISNUMBER(LH10)),"",IF(MOD(ML$5,$AD10)=0,$CL10,0))),"") | 1 | 1 | 1 | 1 | 1 | 1 | 1 | 1 | 1 | 1 | 1 | 1 | 1 | 1 | 1 | 1 | 1 | 1 | 1 | 1 | 1 | 1 | 1 | 1 | 1 | '=IFERROR(IF(OR(ISBLANK($E10),$E10=MAT_AOE,$E10=MAT_BRO_Op),"",IF(NOT(ISNUMBER(LH10)),"",IF(MOD(ML$5,$AD10)=0,$CL10,0))),"")
2 RACC | 351 | MM | Calculated_EOL_tCO2e_Yr10 | =IFERROR(IF(OR(ISBLANK($E10),$E10=MAT_AOE,$E10=MAT_BRO_Op),"",IF(NOT(ISNUMBER(LI10)),"",IF(MOD(MM$5,$AD10)=0,$CL10,0))),"") | 1 | 1 | 1 | 1 | 1 | 1 | 1 | 1 | 1 | 1 | 1 | 1 | 1 | 1 | 1 | 1 | 1 | 1 | 1 | 1 | 1 | 1 | 1 | 1 | 1 | '=IFERROR(IF(OR(ISBLANK($E10),$E10=MAT_AOE,$E10=MAT_BRO_Op),"",IF(NOT(ISNUMBER(LI10)),"",IF(MOD(MM$5,$AD10)=0,$CL10,0))),"")
2 RACC | 352 | MN | Calculated_EOL_tCO2e_Yr11 | =IFERROR(IF(OR(ISBLANK($E10),$E10=MAT_AOE,$E10=MAT_BRO_Op),"",IF(NOT(ISNUMBER(LJ10)),"",IF(MOD(MN$5,$AD10)=0,$CL10,0))),"") | 1 | 1 | 1 | 1 | 1 | 1 | 1 | 1 | 1 | 1 | 1 | 1 | 1 | 1 | 1 | 1 | 1 | 1 | 1 | 1 | 1 | 1 | 1 | 1 | 1 | '=IFERROR(IF(OR(ISBLANK($E10),$E10=MAT_AOE,$E10=MAT_BRO_Op),"",IF(NOT(ISNUMBER(LJ10)),"",IF(MOD(MN$5,$AD10)=0,$CL10,0))),"")
2 RACC | 353 | MO | Calculated_EOL_tCO2e_Yr12 | =IFERROR(IF(OR(ISBLANK($E10),$E10=MAT_AOE,$E10=MAT_BRO_Op),"",IF(NOT(ISNUMBER(LK10)),"",IF(MOD(MO$5,$AD10)=0,$CL10,0))),"") | 1 | 1 | 1 | 1 | 1 | 1 | 1 | 1 | 1 | 1 | 1 | 1 | 1 | 1 | 1 | 1 | 1 | 1 | 1 | 1 | 1 | 1 | 1 | 1 | 1 | '=IFERROR(IF(OR(ISBLANK($E10),$E10=MAT_AOE,$E10=MAT_BRO_Op),"",IF(NOT(ISNUMBER(LK10)),"",IF(MOD(MO$5,$AD10)=0,$CL10,0))),"")
2 RACC | 354 | MP | Calculated_EOL_tCO2e_Yr13 | =IFERROR(IF(OR(ISBLANK($E10),$E10=MAT_AOE,$E10=MAT_BRO_Op),"",IF(NOT(ISNUMBER(LL10)),"",IF(MOD(MP$5,$AD10)=0,$CL10,0))),"") | 1 | 1 | 1 | 1 | 1 | 1 | 1 | 1 | 1 | 1 | 1 | 1 | 1 | 1 | 1 | 1 | 1 | 1 | 1 | 1 | 1 | 1 | 1 | 1 | 1 | '=IFERROR(IF(OR(ISBLANK($E10),$E10=MAT_AOE,$E10=MAT_BRO_Op),"",IF(NOT(ISNUMBER(LL10)),"",IF(MOD(MP$5,$AD10)=0,$CL10,0))),"")
2 RACC | 355 | MQ | Calculated_EOL_tCO2e_Yr14 | =IFERROR(IF(OR(ISBLANK($E10),$E10=MAT_AOE,$E10=MAT_BRO_Op),"",IF(NOT(ISNUMBER(LM10)),"",IF(MOD(MQ$5,$AD10)=0,$CL10,0))),"") | 1 | 1 | 1 | 1 | 1 | 1 | 1 | 1 | 1 | 1 | 1 | 1 | 1 | 1 | 1 | 1 | 1 | 1 | 1 | 1 | 1 | 1 | 1 | 1 | 1 | '=IFERROR(IF(OR(ISBLANK($E10),$E10=MAT_AOE,$E10=MAT_BRO_Op),"",IF(NOT(ISNUMBER(LM10)),"",IF(MOD(MQ$5,$AD10)=0,$CL10,0))),"")
2 RACC | 356 | MR | Calculated_EOL_tCO2e_Yr15 | =IFERROR(IF(OR(ISBLANK($E10),$E10=MAT_AOE,$E10=MAT_BRO_Op),"",IF(NOT(ISNUMBER(LN10)),"",IF(MOD(MR$5,$AD10)=0,$CL10,0))),"") | 1 | 1 | 1 | 1 | 1 | 1 | 1 | 1 | 1 | 1 | 1 | 1 | 1 | 1 | 1 | 1 | 1 | 1 | 1 | 1 | 1 | 1 | 1 | 1 | 1 | '=IFERROR(IF(OR(ISBLANK($E10),$E10=MAT_AOE,$E10=MAT_BRO_Op),"",IF(NOT(ISNUMBER(LN10)),"",IF(MOD(MR$5,$AD10)=0,$CL10,0))),"")
2 RACC | 357 | MS | Calculated_EOL_tCO2e_Yr16 | =IFERROR(IF(OR(ISBLANK($E10),$E10=MAT_AOE,$E10=MAT_BRO_Op),"",IF(NOT(ISNUMBER(LO10)),"",IF(MOD(MS$5,$AD10)=0,$CL10,0))),"") | 1 | 1 | 1 | 1 | 1 | 1 | 1 | 1 | 1 | 1 | 1 | 1 | 1 | 1 | 1 | 1 | 1 | 1 | 1 | 1 | 1 | 1 | 1 | 1 | 1 | '=IFERROR(IF(OR(ISBLANK($E10),$E10=MAT_AOE,$E10=MAT_BRO_Op),"",IF(NOT(ISNUMBER(LO10)),"",IF(MOD(MS$5,$AD10)=0,$CL10,0))),"")
2 RACC | 358 | MT | Calculated_EOL_tCO2e_Yr17 | =IFERROR(IF(OR(ISBLANK($E10),$E10=MAT_AOE,$E10=MAT_BRO_Op),"",IF(NOT(ISNUMBER(LP10)),"",IF(MOD(MT$5,$AD10)=0,$CL10,0))),"") | 1 | 1 | 1 | 1 | 1 | 1 | 1 | 1 | 1 | 1 | 1 | 1 | 1 | 1 | 1 | 1 | 1 | 1 | 1 | 1 | 1 | 1 | 1 | 1 | 1 | '=IFERROR(IF(OR(ISBLANK($E10),$E10=MAT_AOE,$E10=MAT_BRO_Op),"",IF(NOT(ISNUMBER(LP10)),"",IF(MOD(MT$5,$AD10)=0,$CL10,0))),"")
2 RACC | 359 | MU | Calculated_EOL_tCO2e_Yr18 | =IFERROR(IF(OR(ISBLANK($E10),$E10=MAT_AOE,$E10=MAT_BRO_Op),"",IF(NOT(ISNUMBER(LQ10)),"",IF(MOD(MU$5,$AD10)=0,$CL10,0))),"") | 1 | 1 | 1 | 1 | 1 | 1 | 1 | 1 | 1 | 1 | 1 | 1 | 1 | 1 | 1 | 1 | 1 | 1 | 1 | 1 | 1 | 1 | 1 | 1 | 1 | '=IFERROR(IF(OR(ISBLANK($E10),$E10=MAT_AOE,$E10=MAT_BRO_Op),"",IF(NOT(ISNUMBER(LQ10)),"",IF(MOD(MU$5,$AD10)=0,$CL10,0))),"")
2 RACC | 360 | MV | Calculated_EOL_tCO2e_Yr19 | =IFERROR(IF(OR(ISBLANK($E10),$E10=MAT_AOE,$E10=MAT_BRO_Op),"",IF(NOT(ISNUMBER(LR10)),"",IF(MOD(MV$5,$AD10)=0,$CL10,0))),"") | 1 | 1 | 1 | 1 | 1 | 1 | 1 | 1 | 1 | 1 | 1 | 1 | 1 | 1 | 1 | 1 | 1 | 1 | 1 | 1 | 1 | 1 | 1 | 1 | 1 | '=IFERROR(IF(OR(ISBLANK($E10),$E10=MAT_AOE,$E10=MAT_BRO_Op),"",IF(NOT(ISNUMBER(LR10)),"",IF(MOD(MV$5,$AD10)=0,$CL10,0))),"")
2 RACC | 361 | MW | Calculated_EOL_tCO2e_Yr20 | =IFERROR(IF(OR(ISBLANK($E10),$E10=MAT_AOE,$E10=MAT_BRO_Op),"",IF(NOT(ISNUMBER(LS10)),"",IF(MOD(MW$5,$AD10)=0,$CL10,0))),"") | 1 | 1 | 1 | 1 | 1 | 1 | 1 | 1 | 1 | 1 | 1 | 1 | 1 | 1 | 1 | 1 | 1 | 1 | 1 | 1 | 1 | 1 | 1 | 1 | 1 | '=IFERROR(IF(OR(ISBLANK($E10),$E10=MAT_AOE,$E10=MAT_BRO_Op),"",IF(NOT(ISNUMBER(LS10)),"",IF(MOD(MW$5,$AD10)=0,$CL10,0))),"")
2 RACC | 362 | MX | Calculated_EOL_tCO2e_Yr21 | =IFERROR(IF(OR(ISBLANK($E10),$E10=MAT_AOE,$E10=MAT_BRO_Op),"",IF(NOT(ISNUMBER(LT10)),"",IF(MOD(MX$5,$AD10)=0,$CL10,0))),"") | 1 | 1 | 1 | 1 | 1 | 1 | 1 | 1 | 1 | 1 | 1 | 1 | 1 | 1 | 1 | 1 | 1 | 1 | 1 | 1 | 1 | 1 | 1 | 1 | 1 | '=IFERROR(IF(OR(ISBLANK($E10),$E10=MAT_AOE,$E10=MAT_BRO_Op),"",IF(NOT(ISNUMBER(LT10)),"",IF(MOD(MX$5,$AD10)=0,$CL10,0))),"")
2 RACC | 363 | MY | Calculated_EOL_tCO2e_Yr22 | =IFERROR(IF(OR(ISBLANK($E10),$E10=MAT_AOE,$E10=MAT_BRO_Op),"",IF(NOT(ISNUMBER(LU10)),"",IF(MOD(MY$5,$AD10)=0,$CL10,0))),"") | 1 | 1 | 1 | 1 | 1 | 1 | 1 | 1 | 1 | 1 | 1 | 1 | 1 | 1 | 1 | 1 | 1 | 1 | 1 | 1 | 1 | 1 | 1 | 1 | 1 | '=IFERROR(IF(OR(ISBLANK($E10),$E10=MAT_AOE,$E10=MAT_BRO_Op),"",IF(NOT(ISNUMBER(LU10)),"",IF(MOD(MY$5,$AD10)=0,$CL10,0))),"")
2 RACC | 364 | MZ | Calculated_EOL_tCO2e_Yr23 | =IFERROR(IF(OR(ISBLANK($E10),$E10=MAT_AOE,$E10=MAT_BRO_Op),"",IF(NOT(ISNUMBER(LV10)),"",IF(MOD(MZ$5,$AD10)=0,$CL10,0))),"") | 1 | 1 | 1 | 1 | 1 | 1 | 1 | 1 | 1 | 1 | 1 | 1 | 1 | 1 | 1 | 1 | 1 | 1 | 1 | 1 | 1 | 1 | 1 | 1 | 1 | '=IFERROR(IF(OR(ISBLANK($E10),$E10=MAT_AOE,$E10=MAT_BRO_Op),"",IF(NOT(ISNUMBER(LV10)),"",IF(MOD(MZ$5,$AD10)=0,$CL10,0))),"")
2 RACC | 365 | NA | Calculated_EOL_tCO2e_Yr24 | =IFERROR(IF(OR(ISBLANK($E10),$E10=MAT_AOE,$E10=MAT_BRO_Op),"",IF(NOT(ISNUMBER(LW10)),"",IF(MOD(NA$5,$AD10)=0,$CL10,0))),"") | 1 | 1 | 1 | 1 | 1 | 1 | 1 | 1 | 1 | 1 | 1 | 1 | 1 | 1 | 1 | 1 | 1 | 1 | 1 | 1 | 1 | 1 | 1 | 1 | 1 | '=IFERROR(IF(OR(ISBLANK($E10),$E10=MAT_AOE,$E10=MAT_BRO_Op),"",IF(NOT(ISNUMBER(LW10)),"",IF(MOD(NA$5,$AD10)=0,$CL10,0))),"")
2 RACC | 366 | NB | Calculated_EOL_tCO2e_Yr25 | =IFERROR(IF(OR(ISBLANK($E10),$E10=MAT_AOE,$E10=MAT_BRO_Op),"",IF(NOT(ISNUMBER(LX10)),"",IF(MOD(NB$5,$AD10)=0,$CL10,0))),"") | 1 | 1 | 1 | 1 | 1 | 1 | 1 | 1 | 1 | 1 | 1 | 1 | 1 | 1 | 1 | 1 | 1 | 1 | 1 | 1 | 1 | 1 | 1 | 1 | 1 | '=IFERROR(IF(OR(ISBLANK($E10),$E10=MAT_AOE,$E10=MAT_BRO_Op),"",IF(NOT(ISNUMBER(LX10)),"",IF(MOD(NB$5,$AD10)=0,$CL10,0))),"")
2 RACC | 367 | NC | Calculated_EOL_tCO2e_Yr26 | =IFERROR(IF(OR(ISBLANK($E10),$E10=MAT_AOE,$E10=MAT_BRO_Op),"",IF(NOT(ISNUMBER(LY10)),"",IF(MOD(NC$5,$AD10)=0,$CL10,0))),"") | 1 | 1 | 1 | 1 | 1 | 1 | 1 | 1 | 1 | 1 | 1 | 1 | 1 | 1 | 1 | 1 | 1 | 1 | 1 | 1 | 1 | 1 | 1 | 1 | 1 | '=IFERROR(IF(OR(ISBLANK($E10),$E10=MAT_AOE,$E10=MAT_BRO_Op),"",IF(NOT(ISNUMBER(LY10)),"",IF(MOD(NC$5,$AD10)=0,$CL10,0))),"")
2 RACC | 368 | ND | Calculated_EOL_tCO2e_Yr27 | =IFERROR(IF(OR(ISBLANK($E10),$E10=MAT_AOE,$E10=MAT_BRO_Op),"",IF(NOT(ISNUMBER(LZ10)),"",IF(MOD(ND$5,$AD10)=0,$CL10,0))),"") | 1 | 1 | 1 | 1 | 1 | 1 | 1 | 1 | 1 | 1 | 1 | 1 | 1 | 1 | 1 | 1 | 1 | 1 | 1 | 1 | 1 | 1 | 1 | 1 | 1 | '=IFERROR(IF(OR(ISBLANK($E10),$E10=MAT_AOE,$E10=MAT_BRO_Op),"",IF(NOT(ISNUMBER(LZ10)),"",IF(MOD(ND$5,$AD10)=0,$CL10,0))),"")
2 RACC | 369 | NE | Calculated_EOL_tCO2e_Yr28 | =IFERROR(IF(OR(ISBLANK($E10),$E10=MAT_AOE,$E10=MAT_BRO_Op),"",IF(NOT(ISNUMBER(MA10)),"",IF(MOD(NE$5,$AD10)=0,$CL10,0))),"") | 1 | 1 | 1 | 1 | 1 | 1 | 1 | 1 | 1 | 1 | 1 | 1 | 1 | 1 | 1 | 1 | 1 | 1 | 1 | 1 | 1 | 1 | 1 | 1 | 1 | '=IFERROR(IF(OR(ISBLANK($E10),$E10=MAT_AOE,$E10=MAT_BRO_Op),"",IF(NOT(ISNUMBER(MA10)),"",IF(MOD(NE$5,$AD10)=0,$CL10,0))),"")
2 RACC | 370 | NF | Calculated_EOL_tCO2e_Yr29 | =IFERROR(IF(OR(ISBLANK($E10),$E10=MAT_AOE,$E10=MAT_BRO_Op),"",IF(NOT(ISNUMBER(MB10)),"",IF(MOD(NF$5,$AD10)=0,$CL10,0))),"") | 1 | 1 | 1 | 1 | 1 | 1 | 1 | 1 | 1 | 1 | 1 | 1 | 1 | 1 | 1 | 1 | 1 | 1 | 1 | 1 | 1 | 1 | 1 | 1 | 1 | '=IFERROR(IF(OR(ISBLANK($E10),$E10=MAT_AOE,$E10=MAT_BRO_Op),"",IF(NOT(ISNUMBER(MB10)),"",IF(MOD(NF$5,$AD10)=0,$CL10,0))),"")
2 RACC | 371 | NG | Calculated_EOL_tCO2e_Yr30 | =IFERROR(IF(OR(ISBLANK($E10),$E10=MAT_AOE,$E10=MAT_BRO_Op),"",IF(NOT(ISNUMBER(MC10)),"",IF(MOD(NG$5,$AD10)=0,$CL10,0))),"") | 1 | 1 | 1 | 1 | 1 | 1 | 1 | 1 | 1 | 1 | 1 | 1 | 1 | 1 | 1 | 1 | 1 | 1 | 1 | 1 | 1 | 1 | 1 | 1 | 1 | '=IFERROR(IF(OR(ISBLANK($E10),$E10=MAT_AOE,$E10=MAT_BRO_Op),"",IF(NOT(ISNUMBER(MC10)),"",IF(MOD(NG$5,$AD10)=0,$CL10,0))),"")
2 RACC | 372 | NH | Calculated_EOL_tCO2e_Yr31 | =IFERROR(IF(OR(ISBLANK($E10),$E10=MAT_AOE,$E10=MAT_BRO_Op),"",IF(NOT(ISNUMBER(#REF!)),"",IF(MOD(NH$5,$AD10)=0,$CL10,0))),"") | 1 | 1 | 1 | 1 | 1 | 1 | 1 | 1 | 1 | 1 | 1 | 1 | 1 | 1 | 1 | 1 | 1 | 1 | 1 | 1 | 1 | 1 | 1 | 1 | 1 | '=IFERROR(IF(OR(ISBLANK($E10),$E10=MAT_AOE,$E10=MAT_BRO_Op),"",IF(NOT(ISNUMBER(#REF!)),"",IF(MOD(NH$5,$AD10)=0,$CL10,0))),"")
2 RACC | 373 | NI | Calculated_EOL_tCO2e_Yr32 | =IFERROR(IF(OR(ISBLANK($E10),$E10=MAT_AOE,$E10=MAT_BRO_Op),"",IF(NOT(ISNUMBER(#REF!)),"",IF(MOD(NI$5,$AD10)=0,$CL10,0))),"") | 1 | 1 | 1 | 1 | 1 | 1 | 1 | 1 | 1 | 1 | 1 | 1 | 1 | 1 | 1 | 1 | 1 | 1 | 1 | 1 | 1 | 1 | 1 | 1 | 1 | '=IFERROR(IF(OR(ISBLANK($E10),$E10=MAT_AOE,$E10=MAT_BRO_Op),"",IF(NOT(ISNUMBER(#REF!)),"",IF(MOD(NI$5,$AD10)=0,$CL10,0))),"")
2 RACC | 374 | NJ | Calculated_EOL_tCO2e_Yr33 | =IFERROR(IF(OR(ISBLANK($E10),$E10=MAT_AOE,$E10=MAT_BRO_Op),"",IF(NOT(ISNUMBER(#REF!)),"",IF(MOD(NJ$5,$AD10)=0,$CL10,0))),"") | 1 | 1 | 1 | 1 | 1 | 1 | 1 | 1 | 1 | 1 | 1 | 1 | 1 | 1 | 1 | 1 | 1 | 1 | 1 | 1 | 1 | 1 | 1 | 1 | 1 | '=IFERROR(IF(OR(ISBLANK($E10),$E10=MAT_AOE,$E10=MAT_BRO_Op),"",IF(NOT(ISNUMBER(#REF!)),"",IF(MOD(NJ$5,$AD10)=0,$CL10,0))),"")
2 RACC | 375 | NK | Calculated_EOL_tCO2e_Yr34 | =IFERROR(IF(OR(ISBLANK($E10),$E10=MAT_AOE,$E10=MAT_BRO_Op),"",IF(NOT(ISNUMBER(#REF!)),"",IF(MOD(NK$5,$AD10)=0,$CL10,0))),"") | 1 | 1 | 1 | 1 | 1 | 1 | 1 | 1 | 1 | 1 | 1 | 1 | 1 | 1 | 1 | 1 | 1 | 1 | 1 | 1 | 1 | 1 | 1 | 1 | 1 | '=IFERROR(IF(OR(ISBLANK($E10),$E10=MAT_AOE,$E10=MAT_BRO_Op),"",IF(NOT(ISNUMBER(#REF!)),"",IF(MOD(NK$5,$AD10)=0,$CL10,0))),"")
2 RACC | 376 | NL | Calculated_EOL_tCO2e_Yr35 | =IFERROR(IF(OR(ISBLANK($E10),$E10=MAT_AOE,$E10=MAT_BRO_Op),"",IF(NOT(ISNUMBER(#REF!)),"",IF(MOD(NL$5,$AD10)=0,$CL10,0))),"") | 1 | 1 | 1 | 1 | 1 | 1 | 1 | 1 | 1 | 1 | 1 | 1 | 1 | 1 | 1 | 1 | 1 | 1 | 1 | 1 | 1 | 1 | 1 | 1 | 1 | '=IFERROR(IF(OR(ISBLANK($E10),$E10=MAT_AOE,$E10=MAT_BRO_Op),"",IF(NOT(ISNUMBER(#REF!)),"",IF(MOD(NL$5,$AD10)=0,$CL10,0))),"")
2 RACC | 377 | NM | Calculated_EOL_tCO2e_Yr36 | =IFERROR(IF(OR(ISBLANK($E10),$E10=MAT_AOE,$E10=MAT_BRO_Op),"",IF(NOT(ISNUMBER(#REF!)),"",IF(MOD(NM$5,$AD10)=0,$CL10,0))),"") | 1 | 1 | 1 | 1 | 1 | 1 | 1 | 1 | 1 | 1 | 1 | 1 | 1 | 1 | 1 | 1 | 1 | 1 | 1 | 1 | 1 | 1 | 1 | 1 | 1 | '=IFERROR(IF(OR(ISBLANK($E10),$E10=MAT_AOE,$E10=MAT_BRO_Op),"",IF(NOT(ISNUMBER(#REF!)),"",IF(MOD(NM$5,$AD10)=0,$CL10,0))),"")
2 RACC | 378 | NN | Calculated_EOL_tCO2e_Yr37 | =IFERROR(IF(OR(ISBLANK($E10),$E10=MAT_AOE,$E10=MAT_BRO_Op),"",IF(NOT(ISNUMBER(#REF!)),"",IF(MOD(NN$5,$AD10)=0,$CL10,0))),"") | 1 | 1 | 1 | 1 | 1 | 1 | 1 | 1 | 1 | 1 | 1 | 1 | 1 | 1 | 1 | 1 | 1 | 1 | 1 | 1 | 1 | 1 | 1 | 1 | 1 | '=IFERROR(IF(OR(ISBLANK($E10),$E10=MAT_AOE,$E10=MAT_BRO_Op),"",IF(NOT(ISNUMBER(#REF!)),"",IF(MOD(NN$5,$AD10)=0,$CL10,0))),"")
2 RACC | 379 | NO | Calculated_EOL_tCO2e_Yr38 | =IFERROR(IF(OR(ISBLANK($E10),$E10=MAT_AOE,$E10=MAT_BRO_Op),"",IF(NOT(ISNUMBER(#REF!)),"",IF(MOD(NO$5,$AD10)=0,$CL10,0))),"") | 1 | 1 | 1 | 1 | 1 | 1 | 1 | 1 | 1 | 1 | 1 | 1 | 1 | 1 | 1 | 1 | 1 | 1 | 1 | 1 | 1 | 1 | 1 | 1 | 1 | '=IFERROR(IF(OR(ISBLANK($E10),$E10=MAT_AOE,$E10=MAT_BRO_Op),"",IF(NOT(ISNUMBER(#REF!)),"",IF(MOD(NO$5,$AD10)=0,$CL10,0))),"")
2 RACC | 380 | NP | Calculated_EOL_tCO2e_Yr39 | =IFERROR(IF(OR(ISBLANK($E10),$E10=MAT_AOE,$E10=MAT_BRO_Op),"",IF(NOT(ISNUMBER(#REF!)),"",IF(MOD(NP$5,$AD10)=0,$CL10,0))),"") | 1 | 1 | 1 | 1 | 1 | 1 | 1 | 1 | 1 | 1 | 1 | 1 | 1 | 1 | 1 | 1 | 1 | 1 | 1 | 1 | 1 | 1 | 1 | 1 | 1 | '=IFERROR(IF(OR(ISBLANK($E10),$E10=MAT_AOE,$E10=MAT_BRO_Op),"",IF(NOT(ISNUMBER(#REF!)),"",IF(MOD(NP$5,$AD10)=0,$CL10,0))),"")
2 RACC | 381 | NQ | Calculated_EOL_tCO2e_Yr40 | =IFERROR(IF(OR(ISBLANK($E10),$E10=MAT_AOE,$E10=MAT_BRO_Op),"",IF(NOT(ISNUMBER(#REF!)),"",IF(MOD(NQ$5,$AD10)=0,$CL10,0))),"") | 1 | 1 | 1 | 1 | 1 | 1 | 1 | 1 | 1 | 1 | 1 | 1 | 1 | 1 | 1 | 1 | 1 | 1 | 1 | 1 | 1 | 1 | 1 | 1 | 1 | '=IFERROR(IF(OR(ISBLANK($E10),$E10=MAT_AOE,$E10=MAT_BRO_Op),"",IF(NOT(ISNUMBER(#REF!)),"",IF(MOD(NQ$5,$AD10)=0,$CL10,0))),"")
2 RACC | 382 | NR | Calculated_EOL_tCO2e_Yr41 | =IFERROR(IF(OR(ISBLANK($E10),$E10=MAT_AOE,$E10=MAT_BRO_Op),"",IF(NOT(ISNUMBER(#REF!)),"",IF(MOD(NR$5,$AD10)=0,$CL10,0))),"") | 1 | 1 | 1 | 1 | 1 | 1 | 1 | 1 | 1 | 1 | 1 | 1 | 1 | 1 | 1 | 1 | 1 | 1 | 1 | 1 | 1 | 1 | 1 | 1 | 1 | '=IFERROR(IF(OR(ISBLANK($E10),$E10=MAT_AOE,$E10=MAT_BRO_Op),"",IF(NOT(ISNUMBER(#REF!)),"",IF(MOD(NR$5,$AD10)=0,$CL10,0))),"")
2 RACC | 383 | NS | Calculated_EOL_tCO2e_Yr42 | =IFERROR(IF(OR(ISBLANK($E10),$E10=MAT_AOE,$E10=MAT_BRO_Op),"",IF(NOT(ISNUMBER(#REF!)),"",IF(MOD(NS$5,$AD10)=0,$CL10,0))),"") | 1 | 1 | 1 | 1 | 1 | 1 | 1 | 1 | 1 | 1 | 1 | 1 | 1 | 1 | 1 | 1 | 1 | 1 | 1 | 1 | 1 | 1 | 1 | 1 | 1 | '=IFERROR(IF(OR(ISBLANK($E10),$E10=MAT_AOE,$E10=MAT_BRO_Op),"",IF(NOT(ISNUMBER(#REF!)),"",IF(MOD(NS$5,$AD10)=0,$CL10,0))),"")
2 RACC | 384 | NT | Calculated_EOL_tCO2e_Yr43 | =IFERROR(IF(OR(ISBLANK($E10),$E10=MAT_AOE,$E10=MAT_BRO_Op),"",IF(NOT(ISNUMBER(#REF!)),"",IF(MOD(NT$5,$AD10)=0,$CL10,0))),"") | 1 | 1 | 1 | 1 | 1 | 1 | 1 | 1 | 1 | 1 | 1 | 1 | 1 | 1 | 1 | 1 | 1 | 1 | 1 | 1 | 1 | 1 | 1 | 1 | 1 | '=IFERROR(IF(OR(ISBLANK($E10),$E10=MAT_AOE,$E10=MAT_BRO_Op),"",IF(NOT(ISNUMBER(#REF!)),"",IF(MOD(NT$5,$AD10)=0,$CL10,0))),"")
2 RACC | 385 | NU | Calculated_EOL_tCO2e_Yr44 | =IFERROR(IF(OR(ISBLANK($E10),$E10=MAT_AOE,$E10=MAT_BRO_Op),"",IF(NOT(ISNUMBER(#REF!)),"",IF(MOD(NU$5,$AD10)=0,$CL10,0))),"") | 1 | 1 | 1 | 1 | 1 | 1 | 1 | 1 | 1 | 1 | 1 | 1 | 1 | 1 | 1 | 1 | 1 | 1 | 1 | 1 | 1 | 1 | 1 | 1 | 1 | '=IFERROR(IF(OR(ISBLANK($E10),$E10=MAT_AOE,$E10=MAT_BRO_Op),"",IF(NOT(ISNUMBER(#REF!)),"",IF(MOD(NU$5,$AD10)=0,$CL10,0))),"")
2 RACC | 386 | NV | Calculated_EOL_tCO2e_Yr45 | =IFERROR(IF(OR(ISBLANK($E10),$E10=MAT_AOE,$E10=MAT_BRO_Op),"",IF(NOT(ISNUMBER(#REF!)),"",IF(MOD(NV$5,$AD10)=0,$CL10,0))),"") | 1 | 1 | 1 | 1 | 1 | 1 | 1 | 1 | 1 | 1 | 1 | 1 | 1 | 1 | 1 | 1 | 1 | 1 | 1 | 1 | 1 | 1 | 1 | 1 | 1 | '=IFERROR(IF(OR(ISBLANK($E10),$E10=MAT_AOE,$E10=MAT_BRO_Op),"",IF(NOT(ISNUMBER(#REF!)),"",IF(MOD(NV$5,$AD10)=0,$CL10,0))),"")
2 RACC | 387 | NW | Calculated_EOL_tCO2e_Yr46 | =IFERROR(IF(OR(ISBLANK($E10),$E10=MAT_AOE,$E10=MAT_BRO_Op),"",IF(NOT(ISNUMBER(#REF!)),"",IF(MOD(NW$5,$AD10)=0,$CL10,0))),"") | 1 | 1 | 1 | 1 | 1 | 1 | 1 | 1 | 1 | 1 | 1 | 1 | 1 | 1 | 1 | 1 | 1 | 1 | 1 | 1 | 1 | 1 | 1 | 1 | 1 | '=IFERROR(IF(OR(ISBLANK($E10),$E10=MAT_AOE,$E10=MAT_BRO_Op),"",IF(NOT(ISNUMBER(#REF!)),"",IF(MOD(NW$5,$AD10)=0,$CL10,0))),"")
2 RACC | 388 | NX | Calculated_EOL_tCO2e_Yr47 | =IFERROR(IF(OR(ISBLANK($E10),$E10=MAT_AOE,$E10=MAT_BRO_Op),"",IF(NOT(ISNUMBER(#REF!)),"",IF(MOD(NX$5,$AD10)=0,$CL10,0))),"") | 1 | 1 | 1 | 1 | 1 | 1 | 1 | 1 | 1 | 1 | 1 | 1 | 1 | 1 | 1 | 1 | 1 | 1 | 1 | 1 | 1 | 1 | 1 | 1 | 1 | '=IFERROR(IF(OR(ISBLANK($E10),$E10=MAT_AOE,$E10=MAT_BRO_Op),"",IF(NOT(ISNUMBER(#REF!)),"",IF(MOD(NX$5,$AD10)=0,$CL10,0))),"")
2 RACC | 389 | NY | Calculated_EOL_tCO2e_Yr48 | =IFERROR(IF(OR(ISBLANK($E10),$E10=MAT_AOE,$E10=MAT_BRO_Op),"",IF(NOT(ISNUMBER(#REF!)),"",IF(MOD(NY$5,$AD10)=0,$CL10,0))),"") | 1 | 1 | 1 | 1 | 1 | 1 | 1 | 1 | 1 | 1 | 1 | 1 | 1 | 1 | 1 | 1 | 1 | 1 | 1 | 1 | 1 | 1 | 1 | 1 | 1 | '=IFERROR(IF(OR(ISBLANK($E10),$E10=MAT_AOE,$E10=MAT_BRO_Op),"",IF(NOT(ISNUMBER(#REF!)),"",IF(MOD(NY$5,$AD10)=0,$CL10,0))),"")
2 RACC | 390 | NZ | Calculated_EOL_tCO2e_Yr49 | =IFERROR(IF(OR(ISBLANK($E10),$E10=MAT_AOE,$E10=MAT_BRO_Op),"",IF(NOT(ISNUMBER(#REF!)),"",IF(MOD(NZ$5,$AD10)=0,$CL10,0))),"") | 1 | 1 | 1 | 1 | 1 | 1 | 1 | 1 | 1 | 1 | 1 | 1 | 1 | 1 | 1 | 1 | 1 | 1 | 1 | 1 | 1 | 1 | 1 | 1 | 1 | '=IFERROR(IF(OR(ISBLANK($E10),$E10=MAT_AOE,$E10=MAT_BRO_Op),"",IF(NOT(ISNUMBER(#REF!)),"",IF(MOD(NZ$5,$AD10)=0,$CL10,0))),"")
2 RACC | 391 | OA | Calculated_EOL_tCO2e_Yr50 | =IFERROR(IF(OR(ISBLANK($E10),$E10=MAT_AOE,$E10=MAT_BRO_Op),"",IF(NOT(ISNUMBER(#REF!)),"",IF(MOD(OA$5,$AD10)=0,$CL10,0))),"") | 1 | 1 | 1 | 1 | 1 | 1 | 1 | 1 | 1 | 1 | 1 | 1 | 1 | 1 | 1 | 1 | 1 | 1 | 1 | 1 | 1 | 1 | 1 | 1 | 1 | '=IFERROR(IF(OR(ISBLANK($E10),$E10=MAT_AOE,$E10=MAT_BRO_Op),"",IF(NOT(ISNUMBER(#REF!)),"",IF(MOD(OA$5,$AD10)=0,$CL10,0))),"")
2 RACC | 392 | OB | Calculated_EOL_tCO2e_Yr51 | =IFERROR(IF(OR(ISBLANK($E10),$E10=MAT_AOE,$E10=MAT_BRO_Op),"",IF(NOT(ISNUMBER(#REF!)),"",IF(MOD(OB$5,$AD10)=0,$CL10,0))),"") | 1 | 1 | 1 | 1 | 1 | 1 | 1 | 1 | 1 | 1 | 1 | 1 | 1 | 1 | 1 | 1 | 1 | 1 | 1 | 1 | 1 | 1 | 1 | 1 | 1 | '=IFERROR(IF(OR(ISBLANK($E10),$E10=MAT_AOE,$E10=MAT_BRO_Op),"",IF(NOT(ISNUMBER(#REF!)),"",IF(MOD(OB$5,$AD10)=0,$CL10,0))),"")
2 RACC | 393 | OC | Calculated_EOL_tCO2e_Yr52 | =IFERROR(IF(OR(ISBLANK($E10),$E10=MAT_AOE,$E10=MAT_BRO_Op),"",IF(NOT(ISNUMBER(#REF!)),"",IF(MOD(OC$5,$AD10)=0,$CL10,0))),"") | 1 | 1 | 1 | 1 | 1 | 1 | 1 | 1 | 1 | 1 | 1 | 1 | 1 | 1 | 1 | 1 | 1 | 1 | 1 | 1 | 1 | 1 | 1 | 1 | 1 | '=IFERROR(IF(OR(ISBLANK($E10),$E10=MAT_AOE,$E10=MAT_BRO_Op),"",IF(NOT(ISNUMBER(#REF!)),"",IF(MOD(OC$5,$AD10)=0,$CL10,0))),"")
2 RACC | 394 | OD | Calculated_EOL_tCO2e_Yr53 | =IFERROR(IF(OR(ISBLANK($E10),$E10=MAT_AOE,$E10=MAT_BRO_Op),"",IF(NOT(ISNUMBER(#REF!)),"",IF(MOD(OD$5,$AD10)=0,$CL10,0))),"") | 1 | 1 | 1 | 1 | 1 | 1 | 1 | 1 | 1 | 1 | 1 | 1 | 1 | 1 | 1 | 1 | 1 | 1 | 1 | 1 | 1 | 1 | 1 | 1 | 1 | '=IFERROR(IF(OR(ISBLANK($E10),$E10=MAT_AOE,$E10=MAT_BRO_Op),"",IF(NOT(ISNUMBER(#REF!)),"",IF(MOD(OD$5,$AD10)=0,$CL10,0))),"")
2 RACC | 395 | OE | Calculated_EOL_tCO2e_Yr54 | =IFERROR(IF(OR(ISBLANK($E10),$E10=MAT_AOE,$E10=MAT_BRO_Op),"",IF(NOT(ISNUMBER(#REF!)),"",IF(MOD(OE$5,$AD10)=0,$CL10,0))),"") | 1 | 1 | 1 | 1 | 1 | 1 | 1 | 1 | 1 | 1 | 1 | 1 | 1 | 1 | 1 | 1 | 1 | 1 | 1 | 1 | 1 | 1 | 1 | 1 | 1 | '=IFERROR(IF(OR(ISBLANK($E10),$E10=MAT_AOE,$E10=MAT_BRO_Op),"",IF(NOT(ISNUMBER(#REF!)),"",IF(MOD(OE$5,$AD10)=0,$CL10,0))),"")
2 RACC | 396 | OF | Calculated_EOL_tCO2e_Yr55 | =IFERROR(IF(OR(ISBLANK($E10),$E10=MAT_AOE,$E10=MAT_BRO_Op),"",IF(NOT(ISNUMBER(#REF!)),"",IF(MOD(OF$5,$AD10)=0,$CL10,0))),"") | 1 | 1 | 1 | 1 | 1 | 1 | 1 | 1 | 1 | 1 | 1 | 1 | 1 | 1 | 1 | 1 | 1 | 1 | 1 | 1 | 1 | 1 | 1 | 1 | 1 | '=IFERROR(IF(OR(ISBLANK($E10),$E10=MAT_AOE,$E10=MAT_BRO_Op),"",IF(NOT(ISNUMBER(#REF!)),"",IF(MOD(OF$5,$AD10)=0,$CL10,0))),"")
2 RACC | 397 | OG | Calculated_EOL_tCO2e_Yr56 | =IFERROR(IF(OR(ISBLANK($E10),$E10=MAT_AOE,$E10=MAT_BRO_Op),"",IF(NOT(ISNUMBER(#REF!)),"",IF(MOD(OG$5,$AD10)=0,$CL10,0))),"") | 1 | 1 | 1 | 1 | 1 | 1 | 1 | 1 | 1 | 1 | 1 | 1 | 1 | 1 | 1 | 1 | 1 | 1 | 1 | 1 | 1 | 1 | 1 | 1 | 1 | '=IFERROR(IF(OR(ISBLANK($E10),$E10=MAT_AOE,$E10=MAT_BRO_Op),"",IF(NOT(ISNUMBER(#REF!)),"",IF(MOD(OG$5,$AD10)=0,$CL10,0))),"")
2 RACC | 398 | OH | Calculated_EOL_tCO2e_Yr57 | =IFERROR(IF(OR(ISBLANK($E10),$E10=MAT_AOE,$E10=MAT_BRO_Op),"",IF(NOT(ISNUMBER(#REF!)),"",IF(MOD(OH$5,$AD10)=0,$CL10,0))),"") | 1 | 1 | 1 | 1 | 1 | 1 | 1 | 1 | 1 | 1 | 1 | 1 | 1 | 1 | 1 | 1 | 1 | 1 | 1 | 1 | 1 | 1 | 1 | 1 | 1 | '=IFERROR(IF(OR(ISBLANK($E10),$E10=MAT_AOE,$E10=MAT_BRO_Op),"",IF(NOT(ISNUMBER(#REF!)),"",IF(MOD(OH$5,$AD10)=0,$CL10,0))),"")
2 RACC | 399 | OI | Calculated_EOL_tCO2e_Yr58 | =IFERROR(IF(OR(ISBLANK($E10),$E10=MAT_AOE,$E10=MAT_BRO_Op),"",IF(NOT(ISNUMBER(#REF!)),"",IF(MOD(OI$5,$AD10)=0,$CL10,0))),"") | 1 | 1 | 1 | 1 | 1 | 1 | 1 | 1 | 1 | 1 | 1 | 1 | 1 | 1 | 1 | 1 | 1 | 1 | 1 | 1 | 1 | 1 | 1 | 1 | 1 | '=IFERROR(IF(OR(ISBLANK($E10),$E10=MAT_AOE,$E10=MAT_BRO_Op),"",IF(NOT(ISNUMBER(#REF!)),"",IF(MOD(OI$5,$AD10)=0,$CL10,0))),"")
2 RACC | 400 | OJ | Calculated_EOL_tCO2e_Yr59 | =IFERROR(IF(OR(ISBLANK($E10),$E10=MAT_AOE,$E10=MAT_BRO_Op),"",IF(NOT(ISNUMBER(#REF!)),"",IF(MOD(OJ$5,$AD10)=0,$CL10,0))),"") | 1 | 1 | 1 | 1 | 1 | 1 | 1 | 1 | 1 | 1 | 1 | 1 | 1 | 1 | 1 | 1 | 1 | 1 | 1 | 1 | 1 | 1 | 1 | 1 | 1 | '=IFERROR(IF(OR(ISBLANK($E10),$E10=MAT_AOE,$E10=MAT_BRO_Op),"",IF(NOT(ISNUMBER(#REF!)),"",IF(MOD(OJ$5,$AD10)=0,$CL10,0))),"")
2 RACC | 401 | OK | Calculated_EOL_tCO2e_Yr60 | =IFERROR(IF(OR(ISBLANK($E10),$E10=MAT_AOE,$E10=MAT_BRO_Op),"",IF(NOT(ISNUMBER(#REF!)),"",IF(MOD(OK$5,$AD10)=0,$CL10,0))),"") | 1 | 1 | 1 | 1 | 1 | 1 | 1 | 1 | 1 | 1 | 1 | 1 | 1 | 1 | 1 | 1 | 1 | 1 | 1 | 1 | 1 | 1 | 1 | 1 | 1 | '=IFERROR(IF(OR(ISBLANK($E10),$E10=MAT_AOE,$E10=MAT_BRO_Op),"",IF(NOT(ISNUMBER(#REF!)),"",IF(MOD(OK$5,$AD10)=0,$CL10,0))),"")
2 RACC | 402 | OL | Considered_Annual_tCO2e_StdYr01 | =IFERROR(IF(OL$5>IF($E10=MAT_AR,$AC10-$AF10,$AC10),"",IF($AK10="None",0,$CH10)),"") | 1 | 1 | 1 | 1 | 1 | 1 | 1 | 1 | 1 | 1 | 1 | 1 | 1 | 1 | 1 | 1 | 1 | 1 | 1 | 1 | 1 | 1 | 1 | 1 | 1 | '=IFERROR(IF(OL$5>IF($E10=MAT_AR,$AC10-$AF10,$AC10),"",IF($AK10="None",0,$CH10)),"")
2 RACC | 403 | OM | Considered_Annual_tCO2e_StdYr02 | =IFERROR(IF(OM$5>IF($E10=MAT_AR,$AC10-$AF10,$AC10),"",IF($AK10="None",0,$CH10)),"") | 1 | 1 | 1 | 1 | 1 | 1 | 1 | 1 | 1 | 1 | 1 | 1 | 1 | 1 | 1 | 1 | 1 | 1 | 1 | 1 | 1 | 1 | 1 | 1 | 1 | '=IFERROR(IF(OM$5>IF($E10=MAT_AR,$AC10-$AF10,$AC10),"",IF($AK10="None",0,$CH10)),"")
2 RACC | 404 | ON | Considered_Annual_tCO2e_StdYr03 | =IFERROR(IF(ON$5>IF($E10=MAT_AR,$AC10-$AF10,$AC10),"",IF($AK10="None",0,$CH10)),"") | 1 | 1 | 1 | 1 | 1 | 1 | 1 | 1 | 1 | 1 | 1 | 1 | 1 | 1 | 1 | 1 | 1 | 1 | 1 | 1 | 1 | 1 | 1 | 1 | 1 | '=IFERROR(IF(ON$5>IF($E10=MAT_AR,$AC10-$AF10,$AC10),"",IF($AK10="None",0,$CH10)),"")
2 RACC | 405 | OO | Considered_Annual_tCO2e_StdYr04 | =IFERROR(IF(OO$5>IF($E10=MAT_AR,$AC10-$AF10,$AC10),"",IF($AK10="None",0,$CH10)),"") | 1 | 1 | 1 | 1 | 1 | 1 | 1 | 1 | 1 | 1 | 1 | 1 | 1 | 1 | 1 | 1 | 1 | 1 | 1 | 1 | 1 | 1 | 1 | 1 | 1 | '=IFERROR(IF(OO$5>IF($E10=MAT_AR,$AC10-$AF10,$AC10),"",IF($AK10="None",0,$CH10)),"")
2 RACC | 406 | OP | Considered_Annual_tCO2e_StdYr05 | =IFERROR(IF(OP$5>IF($E10=MAT_AR,$AC10-$AF10,$AC10),"",IF($AK10="None",0,$CH10)),"") | 1 | 1 | 1 | 1 | 1 | 1 | 1 | 1 | 1 | 1 | 1 | 1 | 1 | 1 | 1 | 1 | 1 | 1 | 1 | 1 | 1 | 1 | 1 | 1 | 1 | '=IFERROR(IF(OP$5>IF($E10=MAT_AR,$AC10-$AF10,$AC10),"",IF($AK10="None",0,$CH10)),"")
2 RACC | 407 | OQ | Considered_Annual_tCO2e_StdYr06 | =IFERROR(IF(OQ$5>IF($E10=MAT_AR,$AC10-$AF10,$AC10),"",IF($AK10="None",0,$CH10)),"") | 1 | 1 | 1 | 1 | 1 | 1 | 1 | 1 | 1 | 1 | 1 | 1 | 1 | 1 | 1 | 1 | 1 | 1 | 1 | 1 | 1 | 1 | 1 | 1 | 1 | '=IFERROR(IF(OQ$5>IF($E10=MAT_AR,$AC10-$AF10,$AC10),"",IF($AK10="None",0,$CH10)),"")
2 RACC | 408 | OR | Considered_Annual_tCO2e_StdYr07 | =IFERROR(IF(OR$5>IF($E10=MAT_AR,$AC10-$AF10,$AC10),"",IF($AK10="None",0,$CH10)),"") | 1 | 1 | 1 | 1 | 1 | 1 | 1 | 1 | 1 | 1 | 1 | 1 | 1 | 1 | 1 | 1 | 1 | 1 | 1 | 1 | 1 | 1 | 1 | 1 | 1 | '=IFERROR(IF(OR$5>IF($E10=MAT_AR,$AC10-$AF10,$AC10),"",IF($AK10="None",0,$CH10)),"")
2 RACC | 409 | OS | Considered_Annual_tCO2e_StdYr08 | =IFERROR(IF(OS$5>IF($E10=MAT_AR,$AC10-$AF10,$AC10),"",IF($AK10="None",0,$CH10)),"") | 1 | 1 | 1 | 1 | 1 | 1 | 1 | 1 | 1 | 1 | 1 | 1 | 1 | 1 | 1 | 1 | 1 | 1 | 1 | 1 | 1 | 1 | 1 | 1 | 1 | '=IFERROR(IF(OS$5>IF($E10=MAT_AR,$AC10-$AF10,$AC10),"",IF($AK10="None",0,$CH10)),"")
2 RACC | 410 | OT | Considered_Annual_tCO2e_StdYr09 | =IFERROR(IF(OT$5>IF($E10=MAT_AR,$AC10-$AF10,$AC10),"",IF($AK10="None",0,$CH10)),"") | 1 | 1 | 1 | 1 | 1 | 1 | 1 | 1 | 1 | 1 | 1 | 1 | 1 | 1 | 1 | 1 | 1 | 1 | 1 | 1 | 1 | 1 | 1 | 1 | 1 | '=IFERROR(IF(OT$5>IF($E10=MAT_AR,$AC10-$AF10,$AC10),"",IF($AK10="None",0,$CH10)),"")
2 RACC | 411 | OU | Considered_Annual_tCO2e_StdYr10 | =IFERROR(IF(OU$5>IF($E10=MAT_AR,$AC10-$AF10,$AC10),"",IF($AK10="None",0,$CH10)),"") | 1 | 1 | 1 | 1 | 1 | 1 | 1 | 1 | 1 | 1 | 1 | 1 | 1 | 1 | 1 | 1 | 1 | 1 | 1 | 1 | 1 | 1 | 1 | 1 | 1 | '=IFERROR(IF(OU$5>IF($E10=MAT_AR,$AC10-$AF10,$AC10),"",IF($AK10="None",0,$CH10)),"")
2 RACC | 412 | OV | Considered_Annual_tCO2e_StdYr11 | =IFERROR(IF(OV$5>IF($E10=MAT_AR,$AC10-$AF10,$AC10),"",IF($AK10="None",0,$CH10)),"") | 1 | 1 | 1 | 1 | 1 | 1 | 1 | 1 | 1 | 1 | 1 | 1 | 1 | 1 | 1 | 1 | 1 | 1 | 1 | 1 | 1 | 1 | 1 | 1 | 1 | '=IFERROR(IF(OV$5>IF($E10=MAT_AR,$AC10-$AF10,$AC10),"",IF($AK10="None",0,$CH10)),"")
2 RACC | 413 | OW | Considered_Annual_tCO2e_StdYr12 | =IFERROR(IF(OW$5>IF($E10=MAT_AR,$AC10-$AF10,$AC10),"",IF($AK10="None",0,$CH10)),"") | 1 | 1 | 1 | 1 | 1 | 1 | 1 | 1 | 1 | 1 | 1 | 1 | 1 | 1 | 1 | 1 | 1 | 1 | 1 | 1 | 1 | 1 | 1 | 1 | 1 | '=IFERROR(IF(OW$5>IF($E10=MAT_AR,$AC10-$AF10,$AC10),"",IF($AK10="None",0,$CH10)),"")
2 RACC | 414 | OX | Considered_Annual_tCO2e_StdYr13 | =IFERROR(IF(OX$5>IF($E10=MAT_AR,$AC10-$AF10,$AC10),"",IF($AK10="None",0,$CH10)),"") | 1 | 1 | 1 | 1 | 1 | 1 | 1 | 1 | 1 | 1 | 1 | 1 | 1 | 1 | 1 | 1 | 1 | 1 | 1 | 1 | 1 | 1 | 1 | 1 | 1 | '=IFERROR(IF(OX$5>IF($E10=MAT_AR,$AC10-$AF10,$AC10),"",IF($AK10="None",0,$CH10)),"")
2 RACC | 415 | OY | Considered_Annual_tCO2e_StdYr14 | =IFERROR(IF(OY$5>IF($E10=MAT_AR,$AC10-$AF10,$AC10),"",IF($AK10="None",0,$CH10)),"") | 1 | 1 | 1 | 1 | 1 | 1 | 1 | 1 | 1 | 1 | 1 | 1 | 1 | 1 | 1 | 1 | 1 | 1 | 1 | 1 | 1 | 1 | 1 | 1 | 1 | '=IFERROR(IF(OY$5>IF($E10=MAT_AR,$AC10-$AF10,$AC10),"",IF($AK10="None",0,$CH10)),"")
2 RACC | 416 | OZ | Considered_Annual_tCO2e_StdYr15 | =IFERROR(IF(OZ$5>IF($E10=MAT_AR,$AC10-$AF10,$AC10),"",IF($AK10="None",0,$CH10)),"") | 1 | 1 | 1 | 1 | 1 | 1 | 1 | 1 | 1 | 1 | 1 | 1 | 1 | 1 | 1 | 1 | 1 | 1 | 1 | 1 | 1 | 1 | 1 | 1 | 1 | '=IFERROR(IF(OZ$5>IF($E10=MAT_AR,$AC10-$AF10,$AC10),"",IF($AK10="None",0,$CH10)),"")
2 RACC | 417 | PA | Considered_Annual_tCO2e_StdYr16 | =IFERROR(IF(PA$5>IF($E10=MAT_AR,$AC10-$AF10,$AC10),"",IF($AK10="None",0,$CH10)),"") | 1 | 1 | 1 | 1 | 1 | 1 | 1 | 1 | 1 | 1 | 1 | 1 | 1 | 1 | 1 | 1 | 1 | 1 | 1 | 1 | 1 | 1 | 1 | 1 | 1 | '=IFERROR(IF(PA$5>IF($E10=MAT_AR,$AC10-$AF10,$AC10),"",IF($AK10="None",0,$CH10)),"")
2 RACC | 418 | PB | Considered_Annual_tCO2e_StdYr17 | =IFERROR(IF(PB$5>IF($E10=MAT_AR,$AC10-$AF10,$AC10),"",IF($AK10="None",0,$CH10)),"") | 1 | 1 | 1 | 1 | 1 | 1 | 1 | 1 | 1 | 1 | 1 | 1 | 1 | 1 | 1 | 1 | 1 | 1 | 1 | 1 | 1 | 1 | 1 | 1 | 1 | '=IFERROR(IF(PB$5>IF($E10=MAT_AR,$AC10-$AF10,$AC10),"",IF($AK10="None",0,$CH10)),"")
2 RACC | 419 | PC | Considered_Annual_tCO2e_StdYr18 | =IFERROR(IF(PC$5>IF($E10=MAT_AR,$AC10-$AF10,$AC10),"",IF($AK10="None",0,$CH10)),"") | 1 | 1 | 1 | 1 | 1 | 1 | 1 | 1 | 1 | 1 | 1 | 1 | 1 | 1 | 1 | 1 | 1 | 1 | 1 | 1 | 1 | 1 | 1 | 1 | 1 | '=IFERROR(IF(PC$5>IF($E10=MAT_AR,$AC10-$AF10,$AC10),"",IF($AK10="None",0,$CH10)),"")
2 RACC | 420 | PD | Considered_Annual_tCO2e_StdYr19 | =IFERROR(IF(PD$5>IF($E10=MAT_AR,$AC10-$AF10,$AC10),"",IF($AK10="None",0,$CH10)),"") | 1 | 1 | 1 | 1 | 1 | 1 | 1 | 1 | 1 | 1 | 1 | 1 | 1 | 1 | 1 | 1 | 1 | 1 | 1 | 1 | 1 | 1 | 1 | 1 | 1 | '=IFERROR(IF(PD$5>IF($E10=MAT_AR,$AC10-$AF10,$AC10),"",IF($AK10="None",0,$CH10)),"")
2 RACC | 421 | PE | Considered_Annual_tCO2e_StdYr20 | =IFERROR(IF(PE$5>IF($E10=MAT_AR,$AC10-$AF10,$AC10),"",IF($AK10="None",0,$CH10)),"") | 1 | 1 | 1 | 1 | 1 | 1 | 1 | 1 | 1 | 1 | 1 | 1 | 1 | 1 | 1 | 1 | 1 | 1 | 1 | 1 | 1 | 1 | 1 | 1 | 1 | '=IFERROR(IF(PE$5>IF($E10=MAT_AR,$AC10-$AF10,$AC10),"",IF($AK10="None",0,$CH10)),"")
2 RACC | 422 | PF | Considered_Annual_tCO2e_StdYr21 | =IFERROR(IF(PF$5>IF($E10=MAT_AR,$AC10-$AF10,$AC10),"",IF($AK10="None",0,$CH10)),"") | 1 | 1 | 1 | 1 | 1 | 1 | 1 | 1 | 1 | 1 | 1 | 1 | 1 | 1 | 1 | 1 | 1 | 1 | 1 | 1 | 1 | 1 | 1 | 1 | 1 | '=IFERROR(IF(PF$5>IF($E10=MAT_AR,$AC10-$AF10,$AC10),"",IF($AK10="None",0,$CH10)),"")
2 RACC | 423 | PG | Considered_Annual_tCO2e_StdYr22 | =IFERROR(IF(PG$5>IF($E10=MAT_AR,$AC10-$AF10,$AC10),"",IF($AK10="None",0,$CH10)),"") | 1 | 1 | 1 | 1 | 1 | 1 | 1 | 1 | 1 | 1 | 1 | 1 | 1 | 1 | 1 | 1 | 1 | 1 | 1 | 1 | 1 | 1 | 1 | 1 | 1 | '=IFERROR(IF(PG$5>IF($E10=MAT_AR,$AC10-$AF10,$AC10),"",IF($AK10="None",0,$CH10)),"")
2 RACC | 424 | PH | Considered_Annual_tCO2e_StdYr23 | =IFERROR(IF(PH$5>IF($E10=MAT_AR,$AC10-$AF10,$AC10),"",IF($AK10="None",0,$CH10)),"") | 1 | 1 | 1 | 1 | 1 | 1 | 1 | 1 | 1 | 1 | 1 | 1 | 1 | 1 | 1 | 1 | 1 | 1 | 1 | 1 | 1 | 1 | 1 | 1 | 1 | '=IFERROR(IF(PH$5>IF($E10=MAT_AR,$AC10-$AF10,$AC10),"",IF($AK10="None",0,$CH10)),"")
2 RACC | 425 | PI | Considered_Annual_tCO2e_StdYr24 | =IFERROR(IF(PI$5>IF($E10=MAT_AR,$AC10-$AF10,$AC10),"",IF($AK10="None",0,$CH10)),"") | 1 | 1 | 1 | 1 | 1 | 1 | 1 | 1 | 1 | 1 | 1 | 1 | 1 | 1 | 1 | 1 | 1 | 1 | 1 | 1 | 1 | 1 | 1 | 1 | 1 | '=IFERROR(IF(PI$5>IF($E10=MAT_AR,$AC10-$AF10,$AC10),"",IF($AK10="None",0,$CH10)),"")
2 RACC | 426 | PJ | Considered_Annual_tCO2e_StdYr25 | =IFERROR(IF(PJ$5>IF($E10=MAT_AR,$AC10-$AF10,$AC10),"",IF($AK10="None",0,$CH10)),"") | 1 | 1 | 1 | 1 | 1 | 1 | 1 | 1 | 1 | 1 | 1 | 1 | 1 | 1 | 1 | 1 | 1 | 1 | 1 | 1 | 1 | 1 | 1 | 1 | 1 | '=IFERROR(IF(PJ$5>IF($E10=MAT_AR,$AC10-$AF10,$AC10),"",IF($AK10="None",0,$CH10)),"")
2 RACC | 427 | PK | Considered_Annual_tCO2e_StdYr26 | =IFERROR(IF(PK$5>IF($E10=MAT_AR,$AC10-$AF10,$AC10),"",IF($AK10="None",0,$CH10)),"") | 1 | 1 | 1 | 1 | 1 | 1 | 1 | 1 | 1 | 1 | 1 | 1 | 1 | 1 | 1 | 1 | 1 | 1 | 1 | 1 | 1 | 1 | 1 | 1 | 1 | '=IFERROR(IF(PK$5>IF($E10=MAT_AR,$AC10-$AF10,$AC10),"",IF($AK10="None",0,$CH10)),"")
2 RACC | 428 | PL | Considered_Annual_tCO2e_StdYr27 | =IFERROR(IF(PL$5>IF($E10=MAT_AR,$AC10-$AF10,$AC10),"",IF($AK10="None",0,$CH10)),"") | 1 | 1 | 1 | 1 | 1 | 1 | 1 | 1 | 1 | 1 | 1 | 1 | 1 | 1 | 1 | 1 | 1 | 1 | 1 | 1 | 1 | 1 | 1 | 1 | 1 | '=IFERROR(IF(PL$5>IF($E10=MAT_AR,$AC10-$AF10,$AC10),"",IF($AK10="None",0,$CH10)),"")
2 RACC | 429 | PM | Considered_Annual_tCO2e_StdYr28 | =IFERROR(IF(PM$5>IF($E10=MAT_AR,$AC10-$AF10,$AC10),"",IF($AK10="None",0,$CH10)),"") | 1 | 1 | 1 | 1 | 1 | 1 | 1 | 1 | 1 | 1 | 1 | 1 | 1 | 1 | 1 | 1 | 1 | 1 | 1 | 1 | 1 | 1 | 1 | 1 | 1 | '=IFERROR(IF(PM$5>IF($E10=MAT_AR,$AC10-$AF10,$AC10),"",IF($AK10="None",0,$CH10)),"")
2 RACC | 430 | PN | Considered_Annual_tCO2e_StdYr29 | =IFERROR(IF(PN$5>IF($E10=MAT_AR,$AC10-$AF10,$AC10),"",IF($AK10="None",0,$CH10)),"") | 1 | 1 | 1 | 1 | 1 | 1 | 1 | 1 | 1 | 1 | 1 | 1 | 1 | 1 | 1 | 1 | 1 | 1 | 1 | 1 | 1 | 1 | 1 | 1 | 1 | '=IFERROR(IF(PN$5>IF($E10=MAT_AR,$AC10-$AF10,$AC10),"",IF($AK10="None",0,$CH10)),"")
2 RACC | 431 | PO | Considered_Annual_tCO2e_StdYr30 | =IFERROR(IF(PO$5>IF($E10=MAT_AR,$AC10-$AF10,$AC10),"",IF($AK10="None",0,$CH10)),"") | 1 | 1 | 1 | 1 | 1 | 1 | 1 | 1 | 1 | 1 | 1 | 1 | 1 | 1 | 1 | 1 | 1 | 1 | 1 | 1 | 1 | 1 | 1 | 1 | 1 | '=IFERROR(IF(PO$5>IF($E10=MAT_AR,$AC10-$AF10,$AC10),"",IF($AK10="None",0,$CH10)),"")
2 RACC | 432 | PP | Considered_EOL_tCO2e_StdYr01 | = IFERROR( IF(OR(ISBLANK($E10),$E10=MAT_AOE,$E10=MAT_BRO_Op,$AK10="None",IFERROR(PP$5>ROUNDUP($AC10/$AD10-IF($E10=MAT_AR,$AF10/$AD10,0),0)*$AD10,FALSE)),"", IF(MOD(PP$5,$AD10)<>0,0,IF(PP$5<=MAX((ROUNDUP($AC10/$AD10-IF($E10=MAT_AR,$AF10/$AD10,0),0)-1),1)*$AD10,$CL10,($AD10-$BZ10+$BX10)/$AD10*$CL10))), “”) | 1 | 1 | 1 | 1 | 1 | 1 | 1 | 1 | 1 | 1 | 1 | 1 | 1 | 1 | 1 | 1 | 1 | 1 | 1 | 1 | 1 | 1 | 1 | 1 | 1 | '= IFERROR( IF(OR(ISBLANK($E10),$E10=MAT_AOE,$E10=MAT_BRO_Op,$AK10="None",IFERROR(PP$5>ROUNDUP($AC10/$AD10-IF($E10=MAT_AR,$AF10/$AD10,0),0)*$AD10,FALSE)),"", IF(MOD(PP$5,$AD10)<>0,0,IF(PP$5<=MAX((ROUNDUP($AC10/$AD10-IF($E10=MAT_AR,$AF10/$AD10,0),0)-1),1)*$AD10,$CL10,($AD10-$BZ10+$BX10)/$AD10*$CL10))), “”)
2 RACC | 433 | PQ | Considered_EOL_tCO2e_StdYr02 | = IFERROR( IF(OR(ISBLANK($E10),$E10=MAT_AOE,$E10=MAT_BRO_Op,$AK10="None",IFERROR(PQ$5>ROUNDUP($AC10/$AD10-IF($E10=MAT_AR,$AF10/$AD10,0),0)*$AD10,FALSE)),"", IF(MOD(PQ$5,$AD10)<>0,0,IF(PQ$5<=MAX((ROUNDUP($AC10/$AD10-IF($E10=MAT_AR,$AF10/$AD10,0),0)-1),1)*$AD10,$CL10,($AD10-$BZ10+$BX10)/$AD10*$CL10))), “”) | 1 | 1 | 1 | 1 | 1 | 1 | 1 | 1 | 1 | 1 | 1 | 1 | 1 | 1 | 1 | 1 | 1 | 1 | 1 | 1 | 1 | 1 | 1 | 1 | 1 | '= IFERROR( IF(OR(ISBLANK($E10),$E10=MAT_AOE,$E10=MAT_BRO_Op,$AK10="None",IFERROR(PQ$5>ROUNDUP($AC10/$AD10-IF($E10=MAT_AR,$AF10/$AD10,0),0)*$AD10,FALSE)),"", IF(MOD(PQ$5,$AD10)<>0,0,IF(PQ$5<=MAX((ROUNDUP($AC10/$AD10-IF($E10=MAT_AR,$AF10/$AD10,0),0)-1),1)*$AD10,$CL10,($AD10-$BZ10+$BX10)/$AD10*$CL10))), “”)
2 RACC | 434 | PR | Considered_EOL_tCO2e_StdYr03 | = IFERROR( IF(OR(ISBLANK($E10),$E10=MAT_AOE,$E10=MAT_BRO_Op,$AK10="None",IFERROR(PR$5>ROUNDUP($AC10/$AD10-IF($E10=MAT_AR,$AF10/$AD10,0),0)*$AD10,FALSE)),"", IF(MOD(PR$5,$AD10)<>0,0,IF(PR$5<=MAX((ROUNDUP($AC10/$AD10-IF($E10=MAT_AR,$AF10/$AD10,0),0)-1),1)*$AD10,$CL10,($AD10-$BZ10+$BX10)/$AD10*$CL10))), “”) | 1 | 1 | 1 | 1 | 1 | 1 | 1 | 1 | 1 | 1 | 1 | 1 | 1 | 1 | 1 | 1 | 1 | 1 | 1 | 1 | 1 | 1 | 1 | 1 | 1 | '= IFERROR( IF(OR(ISBLANK($E10),$E10=MAT_AOE,$E10=MAT_BRO_Op,$AK10="None",IFERROR(PR$5>ROUNDUP($AC10/$AD10-IF($E10=MAT_AR,$AF10/$AD10,0),0)*$AD10,FALSE)),"", IF(MOD(PR$5,$AD10)<>0,0,IF(PR$5<=MAX((ROUNDUP($AC10/$AD10-IF($E10=MAT_AR,$AF10/$AD10,0),0)-1),1)*$AD10,$CL10,($AD10-$BZ10+$BX10)/$AD10*$CL10))), “”)
2 RACC | 435 | PS | Considered_EOL_tCO2e_StdYr04 | = IFERROR( IF(OR(ISBLANK($E10),$E10=MAT_AOE,$E10=MAT_BRO_Op,$AK10="None",IFERROR(PS$5>ROUNDUP($AC10/$AD10-IF($E10=MAT_AR,$AF10/$AD10,0),0)*$AD10,FALSE)),"", IF(MOD(PS$5,$AD10)<>0,0,IF(PS$5<=MAX((ROUNDUP($AC10/$AD10-IF($E10=MAT_AR,$AF10/$AD10,0),0)-1),1)*$AD10,$CL10,($AD10-$BZ10+$BX10)/$AD10*$CL10))), “”) | 1 | 1 | 1 | 1 | 1 | 1 | 1 | 1 | 1 | 1 | 1 | 1 | 1 | 1 | 1 | 1 | 1 | 1 | 1 | 1 | 1 | 1 | 1 | 1 | 1 | '= IFERROR( IF(OR(ISBLANK($E10),$E10=MAT_AOE,$E10=MAT_BRO_Op,$AK10="None",IFERROR(PS$5>ROUNDUP($AC10/$AD10-IF($E10=MAT_AR,$AF10/$AD10,0),0)*$AD10,FALSE)),"", IF(MOD(PS$5,$AD10)<>0,0,IF(PS$5<=MAX((ROUNDUP($AC10/$AD10-IF($E10=MAT_AR,$AF10/$AD10,0),0)-1),1)*$AD10,$CL10,($AD10-$BZ10+$BX10)/$AD10*$CL10))), “”)
2 RACC | 436 | PT | Considered_EOL_tCO2e_StdYr05 | = IFERROR( IF(OR(ISBLANK($E10),$E10=MAT_AOE,$E10=MAT_BRO_Op,$AK10="None",IFERROR(PT$5>ROUNDUP($AC10/$AD10-IF($E10=MAT_AR,$AF10/$AD10,0),0)*$AD10,FALSE)),"", IF(MOD(PT$5,$AD10)<>0,0,IF(PT$5<=MAX((ROUNDUP($AC10/$AD10-IF($E10=MAT_AR,$AF10/$AD10,0),0)-1),1)*$AD10,$CL10,($AD10-$BZ10+$BX10)/$AD10*$CL10))), “”) | 1 | 1 | 1 | 1 | 1 | 1 | 1 | 1 | 1 | 1 | 1 | 1 | 1 | 1 | 1 | 1 | 1 | 1 | 1 | 1 | 1 | 1 | 1 | 1 | 1 | '= IFERROR( IF(OR(ISBLANK($E10),$E10=MAT_AOE,$E10=MAT_BRO_Op,$AK10="None",IFERROR(PT$5>ROUNDUP($AC10/$AD10-IF($E10=MAT_AR,$AF10/$AD10,0),0)*$AD10,FALSE)),"", IF(MOD(PT$5,$AD10)<>0,0,IF(PT$5<=MAX((ROUNDUP($AC10/$AD10-IF($E10=MAT_AR,$AF10/$AD10,0),0)-1),1)*$AD10,$CL10,($AD10-$BZ10+$BX10)/$AD10*$CL10))), “”)
2 RACC | 437 | PU | Considered_EOL_tCO2e_StdYr06 | = IFERROR( IF(OR(ISBLANK($E10),$E10=MAT_AOE,$E10=MAT_BRO_Op,$AK10="None",IFERROR(PU$5>ROUNDUP($AC10/$AD10-IF($E10=MAT_AR,$AF10/$AD10,0),0)*$AD10,FALSE)),"", IF(MOD(PU$5,$AD10)<>0,0,IF(PU$5<=MAX((ROUNDUP($AC10/$AD10-IF($E10=MAT_AR,$AF10/$AD10,0),0)-1),1)*$AD10,$CL10,($AD10-$BZ10+$BX10)/$AD10*$CL10))), “”) | 1 | 1 | 1 | 1 | 1 | 1 | 1 | 1 | 1 | 1 | 1 | 1 | 1 | 1 | 1 | 1 | 1 | 1 | 1 | 1 | 1 | 1 | 1 | 1 | 1 | '= IFERROR( IF(OR(ISBLANK($E10),$E10=MAT_AOE,$E10=MAT_BRO_Op,$AK10="None",IFERROR(PU$5>ROUNDUP($AC10/$AD10-IF($E10=MAT_AR,$AF10/$AD10,0),0)*$AD10,FALSE)),"", IF(MOD(PU$5,$AD10)<>0,0,IF(PU$5<=MAX((ROUNDUP($AC10/$AD10-IF($E10=MAT_AR,$AF10/$AD10,0),0)-1),1)*$AD10,$CL10,($AD10-$BZ10+$BX10)/$AD10*$CL10))), “”)
2 RACC | 438 | PV | Considered_EOL_tCO2e_StdYr07 | = IFERROR( IF(OR(ISBLANK($E10),$E10=MAT_AOE,$E10=MAT_BRO_Op,$AK10="None",IFERROR(PV$5>ROUNDUP($AC10/$AD10-IF($E10=MAT_AR,$AF10/$AD10,0),0)*$AD10,FALSE)),"", IF(MOD(PV$5,$AD10)<>0,0,IF(PV$5<=MAX((ROUNDUP($AC10/$AD10-IF($E10=MAT_AR,$AF10/$AD10,0),0)-1),1)*$AD10,$CL10,($AD10-$BZ10+$BX10)/$AD10*$CL10))), “”) | 1 | 1 | 1 | 1 | 1 | 1 | 1 | 1 | 1 | 1 | 1 | 1 | 1 | 1 | 1 | 1 | 1 | 1 | 1 | 1 | 1 | 1 | 1 | 1 | 1 | '= IFERROR( IF(OR(ISBLANK($E10),$E10=MAT_AOE,$E10=MAT_BRO_Op,$AK10="None",IFERROR(PV$5>ROUNDUP($AC10/$AD10-IF($E10=MAT_AR,$AF10/$AD10,0),0)*$AD10,FALSE)),"", IF(MOD(PV$5,$AD10)<>0,0,IF(PV$5<=MAX((ROUNDUP($AC10/$AD10-IF($E10=MAT_AR,$AF10/$AD10,0),0)-1),1)*$AD10,$CL10,($AD10-$BZ10+$BX10)/$AD10*$CL10))), “”)
2 RACC | 439 | PW | Considered_EOL_tCO2e_StdYr08 | = IFERROR( IF(OR(ISBLANK($E10),$E10=MAT_AOE,$E10=MAT_BRO_Op,$AK10="None",IFERROR(PW$5>ROUNDUP($AC10/$AD10-IF($E10=MAT_AR,$AF10/$AD10,0),0)*$AD10,FALSE)),"", IF(MOD(PW$5,$AD10)<>0,0,IF(PW$5<=MAX((ROUNDUP($AC10/$AD10-IF($E10=MAT_AR,$AF10/$AD10,0),0)-1),1)*$AD10,$CL10,($AD10-$BZ10+$BX10)/$AD10*$CL10))), “”) | 1 | 1 | 1 | 1 | 1 | 1 | 1 | 1 | 1 | 1 | 1 | 1 | 1 | 1 | 1 | 1 | 1 | 1 | 1 | 1 | 1 | 1 | 1 | 1 | 1 | '= IFERROR( IF(OR(ISBLANK($E10),$E10=MAT_AOE,$E10=MAT_BRO_Op,$AK10="None",IFERROR(PW$5>ROUNDUP($AC10/$AD10-IF($E10=MAT_AR,$AF10/$AD10,0),0)*$AD10,FALSE)),"", IF(MOD(PW$5,$AD10)<>0,0,IF(PW$5<=MAX((ROUNDUP($AC10/$AD10-IF($E10=MAT_AR,$AF10/$AD10,0),0)-1),1)*$AD10,$CL10,($AD10-$BZ10+$BX10)/$AD10*$CL10))), “”)
2 RACC | 440 | PX | Considered_EOL_tCO2e_StdYr09 | = IFERROR( IF(OR(ISBLANK($E10),$E10=MAT_AOE,$E10=MAT_BRO_Op,$AK10="None",IFERROR(PX$5>ROUNDUP($AC10/$AD10-IF($E10=MAT_AR,$AF10/$AD10,0),0)*$AD10,FALSE)),"", IF(MOD(PX$5,$AD10)<>0,0,IF(PX$5<=MAX((ROUNDUP($AC10/$AD10-IF($E10=MAT_AR,$AF10/$AD10,0),0)-1),1)*$AD10,$CL10,($AD10-$BZ10+$BX10)/$AD10*$CL10))), “”) | 1 | 1 | 1 | 1 | 1 | 1 | 1 | 1 | 1 | 1 | 1 | 1 | 1 | 1 | 1 | 1 | 1 | 1 | 1 | 1 | 1 | 1 | 1 | 1 | 1 | '= IFERROR( IF(OR(ISBLANK($E10),$E10=MAT_AOE,$E10=MAT_BRO_Op,$AK10="None",IFERROR(PX$5>ROUNDUP($AC10/$AD10-IF($E10=MAT_AR,$AF10/$AD10,0),0)*$AD10,FALSE)),"", IF(MOD(PX$5,$AD10)<>0,0,IF(PX$5<=MAX((ROUNDUP($AC10/$AD10-IF($E10=MAT_AR,$AF10/$AD10,0),0)-1),1)*$AD10,$CL10,($AD10-$BZ10+$BX10)/$AD10*$CL10))), “”)
2 RACC | 441 | PY | Considered_EOL_tCO2e_StdYr10 | = IFERROR( IF(OR(ISBLANK($E10),$E10=MAT_AOE,$E10=MAT_BRO_Op,$AK10="None",IFERROR(PY$5>ROUNDUP($AC10/$AD10-IF($E10=MAT_AR,$AF10/$AD10,0),0)*$AD10,FALSE)),"", IF(MOD(PY$5,$AD10)<>0,0,IF(PY$5<=MAX((ROUNDUP($AC10/$AD10-IF($E10=MAT_AR,$AF10/$AD10,0),0)-1),1)*$AD10,$CL10,($AD10-$BZ10+$BX10)/$AD10*$CL10))), “”) | 1 | 1 | 1 | 1 | 1 | 1 | 1 | 1 | 1 | 1 | 1 | 1 | 1 | 1 | 1 | 1 | 1 | 1 | 1 | 1 | 1 | 1 | 1 | 1 | 1 | '= IFERROR( IF(OR(ISBLANK($E10),$E10=MAT_AOE,$E10=MAT_BRO_Op,$AK10="None",IFERROR(PY$5>ROUNDUP($AC10/$AD10-IF($E10=MAT_AR,$AF10/$AD10,0),0)*$AD10,FALSE)),"", IF(MOD(PY$5,$AD10)<>0,0,IF(PY$5<=MAX((ROUNDUP($AC10/$AD10-IF($E10=MAT_AR,$AF10/$AD10,0),0)-1),1)*$AD10,$CL10,($AD10-$BZ10+$BX10)/$AD10*$CL10))), “”)
2 RACC | 442 | PZ | Considered_EOL_tCO2e_StdYr11 | = IFERROR( IF(OR(ISBLANK($E10),$E10=MAT_AOE,$E10=MAT_BRO_Op,$AK10="None",IFERROR(PZ$5>ROUNDUP($AC10/$AD10-IF($E10=MAT_AR,$AF10/$AD10,0),0)*$AD10,FALSE)),"", IF(MOD(PZ$5,$AD10)<>0,0,IF(PZ$5<=MAX((ROUNDUP($AC10/$AD10-IF($E10=MAT_AR,$AF10/$AD10,0),0)-1),1)*$AD10,$CL10,($AD10-$BZ10+$BX10)/$AD10*$CL10))), “”) | 1 | 1 | 1 | 1 | 1 | 1 | 1 | 1 | 1 | 1 | 1 | 1 | 1 | 1 | 1 | 1 | 1 | 1 | 1 | 1 | 1 | 1 | 1 | 1 | 1 | '= IFERROR( IF(OR(ISBLANK($E10),$E10=MAT_AOE,$E10=MAT_BRO_Op,$AK10="None",IFERROR(PZ$5>ROUNDUP($AC10/$AD10-IF($E10=MAT_AR,$AF10/$AD10,0),0)*$AD10,FALSE)),"", IF(MOD(PZ$5,$AD10)<>0,0,IF(PZ$5<=MAX((ROUNDUP($AC10/$AD10-IF($E10=MAT_AR,$AF10/$AD10,0),0)-1),1)*$AD10,$CL10,($AD10-$BZ10+$BX10)/$AD10*$CL10))), “”)
2 RACC | 443 | QA | Considered_EOL_tCO2e_StdYr12 | = IFERROR( IF(OR(ISBLANK($E10),$E10=MAT_AOE,$E10=MAT_BRO_Op,$AK10="None",IFERROR(QA$5>ROUNDUP($AC10/$AD10-IF($E10=MAT_AR,$AF10/$AD10,0),0)*$AD10,FALSE)),"", IF(MOD(QA$5,$AD10)<>0,0,IF(QA$5<=MAX((ROUNDUP($AC10/$AD10-IF($E10=MAT_AR,$AF10/$AD10,0),0)-1),1)*$AD10,$CL10,($AD10-$BZ10+$BX10)/$AD10*$CL10))), “”) | 1 | 1 | 1 | 1 | 1 | 1 | 1 | 1 | 1 | 1 | 1 | 1 | 1 | 1 | 1 | 1 | 1 | 1 | 1 | 1 | 1 | 1 | 1 | 1 | 1 | '= IFERROR( IF(OR(ISBLANK($E10),$E10=MAT_AOE,$E10=MAT_BRO_Op,$AK10="None",IFERROR(QA$5>ROUNDUP($AC10/$AD10-IF($E10=MAT_AR,$AF10/$AD10,0),0)*$AD10,FALSE)),"", IF(MOD(QA$5,$AD10)<>0,0,IF(QA$5<=MAX((ROUNDUP($AC10/$AD10-IF($E10=MAT_AR,$AF10/$AD10,0),0)-1),1)*$AD10,$CL10,($AD10-$BZ10+$BX10)/$AD10*$CL10))), “”)
2 RACC | 444 | QB | Considered_EOL_tCO2e_StdYr13 | = IFERROR( IF(OR(ISBLANK($E10),$E10=MAT_AOE,$E10=MAT_BRO_Op,$AK10="None",IFERROR(QB$5>ROUNDUP($AC10/$AD10-IF($E10=MAT_AR,$AF10/$AD10,0),0)*$AD10,FALSE)),"", IF(MOD(QB$5,$AD10)<>0,0,IF(QB$5<=MAX((ROUNDUP($AC10/$AD10-IF($E10=MAT_AR,$AF10/$AD10,0),0)-1),1)*$AD10,$CL10,($AD10-$BZ10+$BX10)/$AD10*$CL10))), “”) | 1 | 1 | 1 | 1 | 1 | 1 | 1 | 1 | 1 | 1 | 1 | 1 | 1 | 1 | 1 | 1 | 1 | 1 | 1 | 1 | 1 | 1 | 1 | 1 | 1 | '= IFERROR( IF(OR(ISBLANK($E10),$E10=MAT_AOE,$E10=MAT_BRO_Op,$AK10="None",IFERROR(QB$5>ROUNDUP($AC10/$AD10-IF($E10=MAT_AR,$AF10/$AD10,0),0)*$AD10,FALSE)),"", IF(MOD(QB$5,$AD10)<>0,0,IF(QB$5<=MAX((ROUNDUP($AC10/$AD10-IF($E10=MAT_AR,$AF10/$AD10,0),0)-1),1)*$AD10,$CL10,($AD10-$BZ10+$BX10)/$AD10*$CL10))), “”)
2 RACC | 445 | QC | Considered_EOL_tCO2e_StdYr14 | = IFERROR( IF(OR(ISBLANK($E10),$E10=MAT_AOE,$E10=MAT_BRO_Op,$AK10="None",IFERROR(QC$5>ROUNDUP($AC10/$AD10-IF($E10=MAT_AR,$AF10/$AD10,0),0)*$AD10,FALSE)),"", IF(MOD(QC$5,$AD10)<>0,0,IF(QC$5<=MAX((ROUNDUP($AC10/$AD10-IF($E10=MAT_AR,$AF10/$AD10,0),0)-1),1)*$AD10,$CL10,($AD10-$BZ10+$BX10)/$AD10*$CL10))), “”) | 1 | 1 | 1 | 1 | 1 | 1 | 1 | 1 | 1 | 1 | 1 | 1 | 1 | 1 | 1 | 1 | 1 | 1 | 1 | 1 | 1 | 1 | 1 | 1 | 1 | '= IFERROR( IF(OR(ISBLANK($E10),$E10=MAT_AOE,$E10=MAT_BRO_Op,$AK10="None",IFERROR(QC$5>ROUNDUP($AC10/$AD10-IF($E10=MAT_AR,$AF10/$AD10,0),0)*$AD10,FALSE)),"", IF(MOD(QC$5,$AD10)<>0,0,IF(QC$5<=MAX((ROUNDUP($AC10/$AD10-IF($E10=MAT_AR,$AF10/$AD10,0),0)-1),1)*$AD10,$CL10,($AD10-$BZ10+$BX10)/$AD10*$CL10))), “”)
2 RACC | 446 | QD | Considered_EOL_tCO2e_StdYr15 | = IFERROR( IF(OR(ISBLANK($E10),$E10=MAT_AOE,$E10=MAT_BRO_Op,$AK10="None",IFERROR(QD$5>ROUNDUP($AC10/$AD10-IF($E10=MAT_AR,$AF10/$AD10,0),0)*$AD10,FALSE)),"", IF(MOD(QD$5,$AD10)<>0,0,IF(QD$5<=MAX((ROUNDUP($AC10/$AD10-IF($E10=MAT_AR,$AF10/$AD10,0),0)-1),1)*$AD10,$CL10,($AD10-$BZ10+$BX10)/$AD10*$CL10))), “”) | 1 | 1 | 1 | 1 | 1 | 1 | 1 | 1 | 1 | 1 | 1 | 1 | 1 | 1 | 1 | 1 | 1 | 1 | 1 | 1 | 1 | 1 | 1 | 1 | 1 | '= IFERROR( IF(OR(ISBLANK($E10),$E10=MAT_AOE,$E10=MAT_BRO_Op,$AK10="None",IFERROR(QD$5>ROUNDUP($AC10/$AD10-IF($E10=MAT_AR,$AF10/$AD10,0),0)*$AD10,FALSE)),"", IF(MOD(QD$5,$AD10)<>0,0,IF(QD$5<=MAX((ROUNDUP($AC10/$AD10-IF($E10=MAT_AR,$AF10/$AD10,0),0)-1),1)*$AD10,$CL10,($AD10-$BZ10+$BX10)/$AD10*$CL10))), “”)
2 RACC | 447 | QE | Considered_EOL_tCO2e_StdYr16 | = IFERROR( IF(OR(ISBLANK($E10),$E10=MAT_AOE,$E10=MAT_BRO_Op,$AK10="None",IFERROR(QE$5>ROUNDUP($AC10/$AD10-IF($E10=MAT_AR,$AF10/$AD10,0),0)*$AD10,FALSE)),"", IF(MOD(QE$5,$AD10)<>0,0,IF(QE$5<=MAX((ROUNDUP($AC10/$AD10-IF($E10=MAT_AR,$AF10/$AD10,0),0)-1),1)*$AD10,$CL10,($AD10-$BZ10+$BX10)/$AD10*$CL10))), “”) | 1 | 1 | 1 | 1 | 1 | 1 | 1 | 1 | 1 | 1 | 1 | 1 | 1 | 1 | 1 | 1 | 1 | 1 | 1 | 1 | 1 | 1 | 1 | 1 | 1 | '= IFERROR( IF(OR(ISBLANK($E10),$E10=MAT_AOE,$E10=MAT_BRO_Op,$AK10="None",IFERROR(QE$5>ROUNDUP($AC10/$AD10-IF($E10=MAT_AR,$AF10/$AD10,0),0)*$AD10,FALSE)),"", IF(MOD(QE$5,$AD10)<>0,0,IF(QE$5<=MAX((ROUNDUP($AC10/$AD10-IF($E10=MAT_AR,$AF10/$AD10,0),0)-1),1)*$AD10,$CL10,($AD10-$BZ10+$BX10)/$AD10*$CL10))), “”)
2 RACC | 448 | QF | Considered_EOL_tCO2e_StdYr17 | = IFERROR( IF(OR(ISBLANK($E10),$E10=MAT_AOE,$E10=MAT_BRO_Op,$AK10="None",IFERROR(QF$5>ROUNDUP($AC10/$AD10-IF($E10=MAT_AR,$AF10/$AD10,0),0)*$AD10,FALSE)),"", IF(MOD(QF$5,$AD10)<>0,0,IF(QF$5<=MAX((ROUNDUP($AC10/$AD10-IF($E10=MAT_AR,$AF10/$AD10,0),0)-1),1)*$AD10,$CL10,($AD10-$BZ10+$BX10)/$AD10*$CL10))), “”) | 1 | 1 | 1 | 1 | 1 | 1 | 1 | 1 | 1 | 1 | 1 | 1 | 1 | 1 | 1 | 1 | 1 | 1 | 1 | 1 | 1 | 1 | 1 | 1 | 1 | '= IFERROR( IF(OR(ISBLANK($E10),$E10=MAT_AOE,$E10=MAT_BRO_Op,$AK10="None",IFERROR(QF$5>ROUNDUP($AC10/$AD10-IF($E10=MAT_AR,$AF10/$AD10,0),0)*$AD10,FALSE)),"", IF(MOD(QF$5,$AD10)<>0,0,IF(QF$5<=MAX((ROUNDUP($AC10/$AD10-IF($E10=MAT_AR,$AF10/$AD10,0),0)-1),1)*$AD10,$CL10,($AD10-$BZ10+$BX10)/$AD10*$CL10))), “”)
2 RACC | 449 | QG | Considered_EOL_tCO2e_StdYr18 | = IFERROR( IF(OR(ISBLANK($E10),$E10=MAT_AOE,$E10=MAT_BRO_Op,$AK10="None",IFERROR(QG$5>ROUNDUP($AC10/$AD10-IF($E10=MAT_AR,$AF10/$AD10,0),0)*$AD10,FALSE)),"", IF(MOD(QG$5,$AD10)<>0,0,IF(QG$5<=MAX((ROUNDUP($AC10/$AD10-IF($E10=MAT_AR,$AF10/$AD10,0),0)-1),1)*$AD10,$CL10,($AD10-$BZ10+$BX10)/$AD10*$CL10))), “”) | 1 | 1 | 1 | 1 | 1 | 1 | 1 | 1 | 1 | 1 | 1 | 1 | 1 | 1 | 1 | 1 | 1 | 1 | 1 | 1 | 1 | 1 | 1 | 1 | 1 | '= IFERROR( IF(OR(ISBLANK($E10),$E10=MAT_AOE,$E10=MAT_BRO_Op,$AK10="None",IFERROR(QG$5>ROUNDUP($AC10/$AD10-IF($E10=MAT_AR,$AF10/$AD10,0),0)*$AD10,FALSE)),"", IF(MOD(QG$5,$AD10)<>0,0,IF(QG$5<=MAX((ROUNDUP($AC10/$AD10-IF($E10=MAT_AR,$AF10/$AD10,0),0)-1),1)*$AD10,$CL10,($AD10-$BZ10+$BX10)/$AD10*$CL10))), “”)
2 RACC | 450 | QH | Considered_EOL_tCO2e_StdYr19 | = IFERROR( IF(OR(ISBLANK($E10),$E10=MAT_AOE,$E10=MAT_BRO_Op,$AK10="None",IFERROR(QH$5>ROUNDUP($AC10/$AD10-IF($E10=MAT_AR,$AF10/$AD10,0),0)*$AD10,FALSE)),"", IF(MOD(QH$5,$AD10)<>0,0,IF(QH$5<=MAX((ROUNDUP($AC10/$AD10-IF($E10=MAT_AR,$AF10/$AD10,0),0)-1),1)*$AD10,$CL10,($AD10-$BZ10+$BX10)/$AD10*$CL10))), “”) | 1 | 1 | 1 | 1 | 1 | 1 | 1 | 1 | 1 | 1 | 1 | 1 | 1 | 1 | 1 | 1 | 1 | 1 | 1 | 1 | 1 | 1 | 1 | 1 | 1 | '= IFERROR( IF(OR(ISBLANK($E10),$E10=MAT_AOE,$E10=MAT_BRO_Op,$AK10="None",IFERROR(QH$5>ROUNDUP($AC10/$AD10-IF($E10=MAT_AR,$AF10/$AD10,0),0)*$AD10,FALSE)),"", IF(MOD(QH$5,$AD10)<>0,0,IF(QH$5<=MAX((ROUNDUP($AC10/$AD10-IF($E10=MAT_AR,$AF10/$AD10,0),0)-1),1)*$AD10,$CL10,($AD10-$BZ10+$BX10)/$AD10*$CL10))), “”)
2 RACC | 451 | QI | Considered_EOL_tCO2e_StdYr20 | = IFERROR( IF(OR(ISBLANK($E10),$E10=MAT_AOE,$E10=MAT_BRO_Op,$AK10="None",IFERROR(QI$5>ROUNDUP($AC10/$AD10-IF($E10=MAT_AR,$AF10/$AD10,0),0)*$AD10,FALSE)),"", IF(MOD(QI$5,$AD10)<>0,0,IF(QI$5<=MAX((ROUNDUP($AC10/$AD10-IF($E10=MAT_AR,$AF10/$AD10,0),0)-1),1)*$AD10,$CL10,($AD10-$BZ10+$BX10)/$AD10*$CL10))), “”) | 1 | 1 | 1 | 1 | 1 | 1 | 1 | 1 | 1 | 1 | 1 | 1 | 1 | 1 | 1 | 1 | 1 | 1 | 1 | 1 | 1 | 1 | 1 | 1 | 1 | '= IFERROR( IF(OR(ISBLANK($E10),$E10=MAT_AOE,$E10=MAT_BRO_Op,$AK10="None",IFERROR(QI$5>ROUNDUP($AC10/$AD10-IF($E10=MAT_AR,$AF10/$AD10,0),0)*$AD10,FALSE)),"", IF(MOD(QI$5,$AD10)<>0,0,IF(QI$5<=MAX((ROUNDUP($AC10/$AD10-IF($E10=MAT_AR,$AF10/$AD10,0),0)-1),1)*$AD10,$CL10,($AD10-$BZ10+$BX10)/$AD10*$CL10))), “”)
2 RACC | 452 | QJ | Considered_EOL_tCO2e_StdYr21 | = IFERROR( IF(OR(ISBLANK($E10),$E10=MAT_AOE,$E10=MAT_BRO_Op,$AK10="None",IFERROR(QJ$5>ROUNDUP($AC10/$AD10-IF($E10=MAT_AR,$AF10/$AD10,0),0)*$AD10,FALSE)),"", IF(MOD(QJ$5,$AD10)<>0,0,IF(QJ$5<=MAX((ROUNDUP($AC10/$AD10-IF($E10=MAT_AR,$AF10/$AD10,0),0)-1),1)*$AD10,$CL10,($AD10-$BZ10+$BX10)/$AD10*$CL10))), “”) | 1 | 1 | 1 | 1 | 1 | 1 | 1 | 1 | 1 | 1 | 1 | 1 | 1 | 1 | 1 | 1 | 1 | 1 | 1 | 1 | 1 | 1 | 1 | 1 | 1 | '= IFERROR( IF(OR(ISBLANK($E10),$E10=MAT_AOE,$E10=MAT_BRO_Op,$AK10="None",IFERROR(QJ$5>ROUNDUP($AC10/$AD10-IF($E10=MAT_AR,$AF10/$AD10,0),0)*$AD10,FALSE)),"", IF(MOD(QJ$5,$AD10)<>0,0,IF(QJ$5<=MAX((ROUNDUP($AC10/$AD10-IF($E10=MAT_AR,$AF10/$AD10,0),0)-1),1)*$AD10,$CL10,($AD10-$BZ10+$BX10)/$AD10*$CL10))), “”)
2 RACC | 453 | QK | Considered_EOL_tCO2e_StdYr22 | = IFERROR( IF(OR(ISBLANK($E10),$E10=MAT_AOE,$E10=MAT_BRO_Op,$AK10="None",IFERROR(QK$5>ROUNDUP($AC10/$AD10-IF($E10=MAT_AR,$AF10/$AD10,0),0)*$AD10,FALSE)),"", IF(MOD(QK$5,$AD10)<>0,0,IF(QK$5<=MAX((ROUNDUP($AC10/$AD10-IF($E10=MAT_AR,$AF10/$AD10,0),0)-1),1)*$AD10,$CL10,($AD10-$BZ10+$BX10)/$AD10*$CL10))), “”) | 1 | 1 | 1 | 1 | 1 | 1 | 1 | 1 | 1 | 1 | 1 | 1 | 1 | 1 | 1 | 1 | 1 | 1 | 1 | 1 | 1 | 1 | 1 | 1 | 1 | '= IFERROR( IF(OR(ISBLANK($E10),$E10=MAT_AOE,$E10=MAT_BRO_Op,$AK10="None",IFERROR(QK$5>ROUNDUP($AC10/$AD10-IF($E10=MAT_AR,$AF10/$AD10,0),0)*$AD10,FALSE)),"", IF(MOD(QK$5,$AD10)<>0,0,IF(QK$5<=MAX((ROUNDUP($AC10/$AD10-IF($E10=MAT_AR,$AF10/$AD10,0),0)-1),1)*$AD10,$CL10,($AD10-$BZ10+$BX10)/$AD10*$CL10))), “”)
2 RACC | 454 | QL | Considered_EOL_tCO2e_StdYr23 | = IFERROR( IF(OR(ISBLANK($E10),$E10=MAT_AOE,$E10=MAT_BRO_Op,$AK10="None",IFERROR(QL$5>ROUNDUP($AC10/$AD10-IF($E10=MAT_AR,$AF10/$AD10,0),0)*$AD10,FALSE)),"", IF(MOD(QL$5,$AD10)<>0,0,IF(QL$5<=MAX((ROUNDUP($AC10/$AD10-IF($E10=MAT_AR,$AF10/$AD10,0),0)-1),1)*$AD10,$CL10,($AD10-$BZ10+$BX10)/$AD10*$CL10))), “”) | 1 | 1 | 1 | 1 | 1 | 1 | 1 | 1 | 1 | 1 | 1 | 1 | 1 | 1 | 1 | 1 | 1 | 1 | 1 | 1 | 1 | 1 | 1 | 1 | 1 | '= IFERROR( IF(OR(ISBLANK($E10),$E10=MAT_AOE,$E10=MAT_BRO_Op,$AK10="None",IFERROR(QL$5>ROUNDUP($AC10/$AD10-IF($E10=MAT_AR,$AF10/$AD10,0),0)*$AD10,FALSE)),"", IF(MOD(QL$5,$AD10)<>0,0,IF(QL$5<=MAX((ROUNDUP($AC10/$AD10-IF($E10=MAT_AR,$AF10/$AD10,0),0)-1),1)*$AD10,$CL10,($AD10-$BZ10+$BX10)/$AD10*$CL10))), “”)
2 RACC | 455 | QM | Considered_EOL_tCO2e_StdYr24 | = IFERROR( IF(OR(ISBLANK($E10),$E10=MAT_AOE,$E10=MAT_BRO_Op,$AK10="None",IFERROR(QM$5>ROUNDUP($AC10/$AD10-IF($E10=MAT_AR,$AF10/$AD10,0),0)*$AD10,FALSE)),"", IF(MOD(QM$5,$AD10)<>0,0,IF(QM$5<=MAX((ROUNDUP($AC10/$AD10-IF($E10=MAT_AR,$AF10/$AD10,0),0)-1),1)*$AD10,$CL10,($AD10-$BZ10+$BX10)/$AD10*$CL10))), “”) | 1 | 1 | 1 | 1 | 1 | 1 | 1 | 1 | 1 | 1 | 1 | 1 | 1 | 1 | 1 | 1 | 1 | 1 | 1 | 1 | 1 | 1 | 1 | 1 | 1 | '= IFERROR( IF(OR(ISBLANK($E10),$E10=MAT_AOE,$E10=MAT_BRO_Op,$AK10="None",IFERROR(QM$5>ROUNDUP($AC10/$AD10-IF($E10=MAT_AR,$AF10/$AD10,0),0)*$AD10,FALSE)),"", IF(MOD(QM$5,$AD10)<>0,0,IF(QM$5<=MAX((ROUNDUP($AC10/$AD10-IF($E10=MAT_AR,$AF10/$AD10,0),0)-1),1)*$AD10,$CL10,($AD10-$BZ10+$BX10)/$AD10*$CL10))), “”)
2 RACC | 456 | QN | Considered_EOL_tCO2e_StdYr25 | = IFERROR( IF(OR(ISBLANK($E10),$E10=MAT_AOE,$E10=MAT_BRO_Op,$AK10="None",IFERROR(QN$5>ROUNDUP($AC10/$AD10-IF($E10=MAT_AR,$AF10/$AD10,0),0)*$AD10,FALSE)),"", IF(MOD(QN$5,$AD10)<>0,0,IF(QN$5<=MAX((ROUNDUP($AC10/$AD10-IF($E10=MAT_AR,$AF10/$AD10,0),0)-1),1)*$AD10,$CL10,($AD10-$BZ10+$BX10)/$AD10*$CL10))), “”) | 1 | 1 | 1 | 1 | 1 | 1 | 1 | 1 | 1 | 1 | 1 | 1 | 1 | 1 | 1 | 1 | 1 | 1 | 1 | 1 | 1 | 1 | 1 | 1 | 1 | '= IFERROR( IF(OR(ISBLANK($E10),$E10=MAT_AOE,$E10=MAT_BRO_Op,$AK10="None",IFERROR(QN$5>ROUNDUP($AC10/$AD10-IF($E10=MAT_AR,$AF10/$AD10,0),0)*$AD10,FALSE)),"", IF(MOD(QN$5,$AD10)<>0,0,IF(QN$5<=MAX((ROUNDUP($AC10/$AD10-IF($E10=MAT_AR,$AF10/$AD10,0),0)-1),1)*$AD10,$CL10,($AD10-$BZ10+$BX10)/$AD10*$CL10))), “”)
2 RACC | 457 | QO | Considered_EOL_tCO2e_StdYr26 | = IFERROR( IF(OR(ISBLANK($E10),$E10=MAT_AOE,$E10=MAT_BRO_Op,$AK10="None",IFERROR(QO$5>ROUNDUP($AC10/$AD10-IF($E10=MAT_AR,$AF10/$AD10,0),0)*$AD10,FALSE)),"", IF(MOD(QO$5,$AD10)<>0,0,IF(QO$5<=MAX((ROUNDUP($AC10/$AD10-IF($E10=MAT_AR,$AF10/$AD10,0),0)-1),1)*$AD10,$CL10,($AD10-$BZ10+$BX10)/$AD10*$CL10))), “”) | 1 | 1 | 1 | 1 | 1 | 1 | 1 | 1 | 1 | 1 | 1 | 1 | 1 | 1 | 1 | 1 | 1 | 1 | 1 | 1 | 1 | 1 | 1 | 1 | 1 | '= IFERROR( IF(OR(ISBLANK($E10),$E10=MAT_AOE,$E10=MAT_BRO_Op,$AK10="None",IFERROR(QO$5>ROUNDUP($AC10/$AD10-IF($E10=MAT_AR,$AF10/$AD10,0),0)*$AD10,FALSE)),"", IF(MOD(QO$5,$AD10)<>0,0,IF(QO$5<=MAX((ROUNDUP($AC10/$AD10-IF($E10=MAT_AR,$AF10/$AD10,0),0)-1),1)*$AD10,$CL10,($AD10-$BZ10+$BX10)/$AD10*$CL10))), “”)
2 RACC | 458 | QP | Considered_EOL_tCO2e_StdYr27 | = IFERROR( IF(OR(ISBLANK($E10),$E10=MAT_AOE,$E10=MAT_BRO_Op,$AK10="None",IFERROR(QP$5>ROUNDUP($AC10/$AD10-IF($E10=MAT_AR,$AF10/$AD10,0),0)*$AD10,FALSE)),"", IF(MOD(QP$5,$AD10)<>0,0,IF(QP$5<=MAX((ROUNDUP($AC10/$AD10-IF($E10=MAT_AR,$AF10/$AD10,0),0)-1),1)*$AD10,$CL10,($AD10-$BZ10+$BX10)/$AD10*$CL10))), “”) | 1 | 1 | 1 | 1 | 1 | 1 | 1 | 1 | 1 | 1 | 1 | 1 | 1 | 1 | 1 | 1 | 1 | 1 | 1 | 1 | 1 | 1 | 1 | 1 | 1 | '= IFERROR( IF(OR(ISBLANK($E10),$E10=MAT_AOE,$E10=MAT_BRO_Op,$AK10="None",IFERROR(QP$5>ROUNDUP($AC10/$AD10-IF($E10=MAT_AR,$AF10/$AD10,0),0)*$AD10,FALSE)),"", IF(MOD(QP$5,$AD10)<>0,0,IF(QP$5<=MAX((ROUNDUP($AC10/$AD10-IF($E10=MAT_AR,$AF10/$AD10,0),0)-1),1)*$AD10,$CL10,($AD10-$BZ10+$BX10)/$AD10*$CL10))), “”)
2 RACC | 459 | QQ | Considered_EOL_tCO2e_StdYr28 | = IFERROR( IF(OR(ISBLANK($E10),$E10=MAT_AOE,$E10=MAT_BRO_Op,$AK10="None",IFERROR(QQ$5>ROUNDUP($AC10/$AD10-IF($E10=MAT_AR,$AF10/$AD10,0),0)*$AD10,FALSE)),"", IF(MOD(QQ$5,$AD10)<>0,0,IF(QQ$5<=MAX((ROUNDUP($AC10/$AD10-IF($E10=MAT_AR,$AF10/$AD10,0),0)-1),1)*$AD10,$CL10,($AD10-$BZ10+$BX10)/$AD10*$CL10))), “”) | 1 | 1 | 1 | 1 | 1 | 1 | 1 | 1 | 1 | 1 | 1 | 1 | 1 | 1 | 1 | 1 | 1 | 1 | 1 | 1 | 1 | 1 | 1 | 1 | 1 | '= IFERROR( IF(OR(ISBLANK($E10),$E10=MAT_AOE,$E10=MAT_BRO_Op,$AK10="None",IFERROR(QQ$5>ROUNDUP($AC10/$AD10-IF($E10=MAT_AR,$AF10/$AD10,0),0)*$AD10,FALSE)),"", IF(MOD(QQ$5,$AD10)<>0,0,IF(QQ$5<=MAX((ROUNDUP($AC10/$AD10-IF($E10=MAT_AR,$AF10/$AD10,0),0)-1),1)*$AD10,$CL10,($AD10-$BZ10+$BX10)/$AD10*$CL10))), “”)
2 RACC | 460 | QR | Considered_EOL_tCO2e_StdYr29 | = IFERROR( IF(OR(ISBLANK($E10),$E10=MAT_AOE,$E10=MAT_BRO_Op,$AK10="None",IFERROR(QR$5>ROUNDUP($AC10/$AD10-IF($E10=MAT_AR,$AF10/$AD10,0),0)*$AD10,FALSE)),"", IF(MOD(QR$5,$AD10)<>0,0,IF(QR$5<=MAX((ROUNDUP($AC10/$AD10-IF($E10=MAT_AR,$AF10/$AD10,0),0)-1),1)*$AD10,$CL10,($AD10-$BZ10+$BX10)/$AD10*$CL10))), “”) | 1 | 1 | 1 | 1 | 1 | 1 | 1 | 1 | 1 | 1 | 1 | 1 | 1 | 1 | 1 | 1 | 1 | 1 | 1 | 1 | 1 | 1 | 1 | 1 | 1 | '= IFERROR( IF(OR(ISBLANK($E10),$E10=MAT_AOE,$E10=MAT_BRO_Op,$AK10="None",IFERROR(QR$5>ROUNDUP($AC10/$AD10-IF($E10=MAT_AR,$AF10/$AD10,0),0)*$AD10,FALSE)),"", IF(MOD(QR$5,$AD10)<>0,0,IF(QR$5<=MAX((ROUNDUP($AC10/$AD10-IF($E10=MAT_AR,$AF10/$AD10,0),0)-1),1)*$AD10,$CL10,($AD10-$BZ10+$BX10)/$AD10*$CL10))), “”)
2 RACC | 461 | QS | Considered_EOL_tCO2e_StdYr30 | = IFERROR( IF(OR(ISBLANK($E10),$E10=MAT_AOE,$E10=MAT_BRO_Op,$AK10="None",IFERROR(QS$5>ROUNDUP($AC10/$AD10-IF($E10=MAT_AR,$AF10/$AD10,0),0)*$AD10,FALSE)),"", IF(MOD(QS$5,$AD10)<>0,0,IF(QS$5<=MAX((ROUNDUP($AC10/$AD10-IF($E10=MAT_AR,$AF10/$AD10,0),0)-1),1)*$AD10,$CL10,($AD10-$BZ10+$BX10)/$AD10*$CL10))), “”) | 1 | 1 | 1 | 1 | 1 | 1 | 1 | 1 | 1 | 1 | 1 | 1 | 1 | 1 | 1 | 1 | 1 | 1 | 1 | 1 | 1 | 1 | 1 | 1 | 1 | '= IFERROR( IF(OR(ISBLANK($E10),$E10=MAT_AOE,$E10=MAT_BRO_Op,$AK10="None",IFERROR(QS$5>ROUNDUP($AC10/$AD10-IF($E10=MAT_AR,$AF10/$AD10,0),0)*$AD10,FALSE)),"", IF(MOD(QS$5,$AD10)<>0,0,IF(QS$5<=MAX((ROUNDUP($AC10/$AD10-IF($E10=MAT_AR,$AF10/$AD10,0),0)-1),1)*$AD10,$CL10,($AD10-$BZ10+$BX10)/$AD10*$CL10))), “”)
2 RACC | 462 | QT | Considered_EOL_tCO2e_StdYr31 | = IFERROR( IF(OR(ISBLANK($E10),$E10=MAT_AOE,$E10=MAT_BRO_Op,$AK10="None",IFERROR(QT$5>ROUNDUP($AC10/$AD10-IF($E10=MAT_AR,$AF10/$AD10,0),0)*$AD10,FALSE)),"", IF(MOD(QT$5,$AD10)<>0,0,IF(QT$5<=MAX((ROUNDUP($AC10/$AD10-IF($E10=MAT_AR,$AF10/$AD10,0),0)-1),1)*$AD10,$CL10,($AD10-$BZ10+$BX10)/$AD10*$CL10))), “”) | 1 | 1 | 1 | 1 | 1 | 1 | 1 | 1 | 1 | 1 | 1 | 1 | 1 | 1 | 1 | 1 | 1 | 1 | 1 | 1 | 1 | 1 | 1 | 1 | 1 | '= IFERROR( IF(OR(ISBLANK($E10),$E10=MAT_AOE,$E10=MAT_BRO_Op,$AK10="None",IFERROR(QT$5>ROUNDUP($AC10/$AD10-IF($E10=MAT_AR,$AF10/$AD10,0),0)*$AD10,FALSE)),"", IF(MOD(QT$5,$AD10)<>0,0,IF(QT$5<=MAX((ROUNDUP($AC10/$AD10-IF($E10=MAT_AR,$AF10/$AD10,0),0)-1),1)*$AD10,$CL10,($AD10-$BZ10+$BX10)/$AD10*$CL10))), “”)
2 RACC | 463 | QU | Considered_EOL_tCO2e_StdYr32 | = IFERROR( IF(OR(ISBLANK($E10),$E10=MAT_AOE,$E10=MAT_BRO_Op,$AK10="None",IFERROR(QU$5>ROUNDUP($AC10/$AD10-IF($E10=MAT_AR,$AF10/$AD10,0),0)*$AD10,FALSE)),"", IF(MOD(QU$5,$AD10)<>0,0,IF(QU$5<=MAX((ROUNDUP($AC10/$AD10-IF($E10=MAT_AR,$AF10/$AD10,0),0)-1),1)*$AD10,$CL10,($AD10-$BZ10+$BX10)/$AD10*$CL10))), “”) | 1 | 1 | 1 | 1 | 1 | 1 | 1 | 1 | 1 | 1 | 1 | 1 | 1 | 1 | 1 | 1 | 1 | 1 | 1 | 1 | 1 | 1 | 1 | 1 | 1 | '= IFERROR( IF(OR(ISBLANK($E10),$E10=MAT_AOE,$E10=MAT_BRO_Op,$AK10="None",IFERROR(QU$5>ROUNDUP($AC10/$AD10-IF($E10=MAT_AR,$AF10/$AD10,0),0)*$AD10,FALSE)),"", IF(MOD(QU$5,$AD10)<>0,0,IF(QU$5<=MAX((ROUNDUP($AC10/$AD10-IF($E10=MAT_AR,$AF10/$AD10,0),0)-1),1)*$AD10,$CL10,($AD10-$BZ10+$BX10)/$AD10*$CL10))), “”)
2 RACC | 464 | QV | Considered_EOL_tCO2e_StdYr33 | = IFERROR( IF(OR(ISBLANK($E10),$E10=MAT_AOE,$E10=MAT_BRO_Op,$AK10="None",IFERROR(QV$5>ROUNDUP($AC10/$AD10-IF($E10=MAT_AR,$AF10/$AD10,0),0)*$AD10,FALSE)),"", IF(MOD(QV$5,$AD10)<>0,0,IF(QV$5<=MAX((ROUNDUP($AC10/$AD10-IF($E10=MAT_AR,$AF10/$AD10,0),0)-1),1)*$AD10,$CL10,($AD10-$BZ10+$BX10)/$AD10*$CL10))), “”) | 1 | 1 | 1 | 1 | 1 | 1 | 1 | 1 | 1 | 1 | 1 | 1 | 1 | 1 | 1 | 1 | 1 | 1 | 1 | 1 | 1 | 1 | 1 | 1 | 1 | '= IFERROR( IF(OR(ISBLANK($E10),$E10=MAT_AOE,$E10=MAT_BRO_Op,$AK10="None",IFERROR(QV$5>ROUNDUP($AC10/$AD10-IF($E10=MAT_AR,$AF10/$AD10,0),0)*$AD10,FALSE)),"", IF(MOD(QV$5,$AD10)<>0,0,IF(QV$5<=MAX((ROUNDUP($AC10/$AD10-IF($E10=MAT_AR,$AF10/$AD10,0),0)-1),1)*$AD10,$CL10,($AD10-$BZ10+$BX10)/$AD10*$CL10))), “”)
2 RACC | 465 | QW | Considered_EOL_tCO2e_StdYr34 | = IFERROR( IF(OR(ISBLANK($E10),$E10=MAT_AOE,$E10=MAT_BRO_Op,$AK10="None",IFERROR(QW$5>ROUNDUP($AC10/$AD10-IF($E10=MAT_AR,$AF10/$AD10,0),0)*$AD10,FALSE)),"", IF(MOD(QW$5,$AD10)<>0,0,IF(QW$5<=MAX((ROUNDUP($AC10/$AD10-IF($E10=MAT_AR,$AF10/$AD10,0),0)-1),1)*$AD10,$CL10,($AD10-$BZ10+$BX10)/$AD10*$CL10))), “”) | 1 | 1 | 1 | 1 | 1 | 1 | 1 | 1 | 1 | 1 | 1 | 1 | 1 | 1 | 1 | 1 | 1 | 1 | 1 | 1 | 1 | 1 | 1 | 1 | 1 | '= IFERROR( IF(OR(ISBLANK($E10),$E10=MAT_AOE,$E10=MAT_BRO_Op,$AK10="None",IFERROR(QW$5>ROUNDUP($AC10/$AD10-IF($E10=MAT_AR,$AF10/$AD10,0),0)*$AD10,FALSE)),"", IF(MOD(QW$5,$AD10)<>0,0,IF(QW$5<=MAX((ROUNDUP($AC10/$AD10-IF($E10=MAT_AR,$AF10/$AD10,0),0)-1),1)*$AD10,$CL10,($AD10-$BZ10+$BX10)/$AD10*$CL10))), “”)
2 RACC | 466 | QX | Considered_EOL_tCO2e_StdYr35 | = IFERROR( IF(OR(ISBLANK($E10),$E10=MAT_AOE,$E10=MAT_BRO_Op,$AK10="None",IFERROR(QX$5>ROUNDUP($AC10/$AD10-IF($E10=MAT_AR,$AF10/$AD10,0),0)*$AD10,FALSE)),"", IF(MOD(QX$5,$AD10)<>0,0,IF(QX$5<=MAX((ROUNDUP($AC10/$AD10-IF($E10=MAT_AR,$AF10/$AD10,0),0)-1),1)*$AD10,$CL10,($AD10-$BZ10+$BX10)/$AD10*$CL10))), “”) | 1 | 1 | 1 | 1 | 1 | 1 | 1 | 1 | 1 | 1 | 1 | 1 | 1 | 1 | 1 | 1 | 1 | 1 | 1 | 1 | 1 | 1 | 1 | 1 | 1 | '= IFERROR( IF(OR(ISBLANK($E10),$E10=MAT_AOE,$E10=MAT_BRO_Op,$AK10="None",IFERROR(QX$5>ROUNDUP($AC10/$AD10-IF($E10=MAT_AR,$AF10/$AD10,0),0)*$AD10,FALSE)),"", IF(MOD(QX$5,$AD10)<>0,0,IF(QX$5<=MAX((ROUNDUP($AC10/$AD10-IF($E10=MAT_AR,$AF10/$AD10,0),0)-1),1)*$AD10,$CL10,($AD10-$BZ10+$BX10)/$AD10*$CL10))), “”)
2 RACC | 467 | QY | Considered_EOL_tCO2e_StdYr36 | = IFERROR( IF(OR(ISBLANK($E10),$E10=MAT_AOE,$E10=MAT_BRO_Op,$AK10="None",IFERROR(QY$5>ROUNDUP($AC10/$AD10-IF($E10=MAT_AR,$AF10/$AD10,0),0)*$AD10,FALSE)),"", IF(MOD(QY$5,$AD10)<>0,0,IF(QY$5<=MAX((ROUNDUP($AC10/$AD10-IF($E10=MAT_AR,$AF10/$AD10,0),0)-1),1)*$AD10,$CL10,($AD10-$BZ10+$BX10)/$AD10*$CL10))), “”) | 1 | 1 | 1 | 1 | 1 | 1 | 1 | 1 | 1 | 1 | 1 | 1 | 1 | 1 | 1 | 1 | 1 | 1 | 1 | 1 | 1 | 1 | 1 | 1 | 1 | '= IFERROR( IF(OR(ISBLANK($E10),$E10=MAT_AOE,$E10=MAT_BRO_Op,$AK10="None",IFERROR(QY$5>ROUNDUP($AC10/$AD10-IF($E10=MAT_AR,$AF10/$AD10,0),0)*$AD10,FALSE)),"", IF(MOD(QY$5,$AD10)<>0,0,IF(QY$5<=MAX((ROUNDUP($AC10/$AD10-IF($E10=MAT_AR,$AF10/$AD10,0),0)-1),1)*$AD10,$CL10,($AD10-$BZ10+$BX10)/$AD10*$CL10))), “”)
2 RACC | 468 | QZ | Considered_EOL_tCO2e_StdYr37 | = IFERROR( IF(OR(ISBLANK($E10),$E10=MAT_AOE,$E10=MAT_BRO_Op,$AK10="None",IFERROR(QZ$5>ROUNDUP($AC10/$AD10-IF($E10=MAT_AR,$AF10/$AD10,0),0)*$AD10,FALSE)),"", IF(MOD(QZ$5,$AD10)<>0,0,IF(QZ$5<=MAX((ROUNDUP($AC10/$AD10-IF($E10=MAT_AR,$AF10/$AD10,0),0)-1),1)*$AD10,$CL10,($AD10-$BZ10+$BX10)/$AD10*$CL10))), “”) | 1 | 1 | 1 | 1 | 1 | 1 | 1 | 1 | 1 | 1 | 1 | 1 | 1 | 1 | 1 | 1 | 1 | 1 | 1 | 1 | 1 | 1 | 1 | 1 | 1 | '= IFERROR( IF(OR(ISBLANK($E10),$E10=MAT_AOE,$E10=MAT_BRO_Op,$AK10="None",IFERROR(QZ$5>ROUNDUP($AC10/$AD10-IF($E10=MAT_AR,$AF10/$AD10,0),0)*$AD10,FALSE)),"", IF(MOD(QZ$5,$AD10)<>0,0,IF(QZ$5<=MAX((ROUNDUP($AC10/$AD10-IF($E10=MAT_AR,$AF10/$AD10,0),0)-1),1)*$AD10,$CL10,($AD10-$BZ10+$BX10)/$AD10*$CL10))), “”)
2 RACC | 469 | RA | Considered_EOL_tCO2e_StdYr38 | = IFERROR( IF(OR(ISBLANK($E10),$E10=MAT_AOE,$E10=MAT_BRO_Op,$AK10="None",IFERROR(RA$5>ROUNDUP($AC10/$AD10-IF($E10=MAT_AR,$AF10/$AD10,0),0)*$AD10,FALSE)),"", IF(MOD(RA$5,$AD10)<>0,0,IF(RA$5<=MAX((ROUNDUP($AC10/$AD10-IF($E10=MAT_AR,$AF10/$AD10,0),0)-1),1)*$AD10,$CL10,($AD10-$BZ10+$BX10)/$AD10*$CL10))), “”) | 1 | 1 | 1 | 1 | 1 | 1 | 1 | 1 | 1 | 1 | 1 | 1 | 1 | 1 | 1 | 1 | 1 | 1 | 1 | 1 | 1 | 1 | 1 | 1 | 1 | '= IFERROR( IF(OR(ISBLANK($E10),$E10=MAT_AOE,$E10=MAT_BRO_Op,$AK10="None",IFERROR(RA$5>ROUNDUP($AC10/$AD10-IF($E10=MAT_AR,$AF10/$AD10,0),0)*$AD10,FALSE)),"", IF(MOD(RA$5,$AD10)<>0,0,IF(RA$5<=MAX((ROUNDUP($AC10/$AD10-IF($E10=MAT_AR,$AF10/$AD10,0),0)-1),1)*$AD10,$CL10,($AD10-$BZ10+$BX10)/$AD10*$CL10))), “”)
2 RACC | 470 | RB | Considered_EOL_tCO2e_StdYr39 | = IFERROR( IF(OR(ISBLANK($E10),$E10=MAT_AOE,$E10=MAT_BRO_Op,$AK10="None",IFERROR(RB$5>ROUNDUP($AC10/$AD10-IF($E10=MAT_AR,$AF10/$AD10,0),0)*$AD10,FALSE)),"", IF(MOD(RB$5,$AD10)<>0,0,IF(RB$5<=MAX((ROUNDUP($AC10/$AD10-IF($E10=MAT_AR,$AF10/$AD10,0),0)-1),1)*$AD10,$CL10,($AD10-$BZ10+$BX10)/$AD10*$CL10))), “”) | 1 | 1 | 1 | 1 | 1 | 1 | 1 | 1 | 1 | 1 | 1 | 1 | 1 | 1 | 1 | 1 | 1 | 1 | 1 | 1 | 1 | 1 | 1 | 1 | 1 | '= IFERROR( IF(OR(ISBLANK($E10),$E10=MAT_AOE,$E10=MAT_BRO_Op,$AK10="None",IFERROR(RB$5>ROUNDUP($AC10/$AD10-IF($E10=MAT_AR,$AF10/$AD10,0),0)*$AD10,FALSE)),"", IF(MOD(RB$5,$AD10)<>0,0,IF(RB$5<=MAX((ROUNDUP($AC10/$AD10-IF($E10=MAT_AR,$AF10/$AD10,0),0)-1),1)*$AD10,$CL10,($AD10-$BZ10+$BX10)/$AD10*$CL10))), “”)
2 RACC | 471 | RC | Considered_EOL_tCO2e_StdYr40 | = IFERROR( IF(OR(ISBLANK($E10),$E10=MAT_AOE,$E10=MAT_BRO_Op,$AK10="None",IFERROR(RC$5>ROUNDUP($AC10/$AD10-IF($E10=MAT_AR,$AF10/$AD10,0),0)*$AD10,FALSE)),"", IF(MOD(RC$5,$AD10)<>0,0,IF(RC$5<=MAX((ROUNDUP($AC10/$AD10-IF($E10=MAT_AR,$AF10/$AD10,0),0)-1),1)*$AD10,$CL10,($AD10-$BZ10+$BX10)/$AD10*$CL10))), “”) | 1 | 1 | 1 | 1 | 1 | 1 | 1 | 1 | 1 | 1 | 1 | 1 | 1 | 1 | 1 | 1 | 1 | 1 | 1 | 1 | 1 | 1 | 1 | 1 | 1 | '= IFERROR( IF(OR(ISBLANK($E10),$E10=MAT_AOE,$E10=MAT_BRO_Op,$AK10="None",IFERROR(RC$5>ROUNDUP($AC10/$AD10-IF($E10=MAT_AR,$AF10/$AD10,0),0)*$AD10,FALSE)),"", IF(MOD(RC$5,$AD10)<>0,0,IF(RC$5<=MAX((ROUNDUP($AC10/$AD10-IF($E10=MAT_AR,$AF10/$AD10,0),0)-1),1)*$AD10,$CL10,($AD10-$BZ10+$BX10)/$AD10*$CL10))), “”)
2 RACC | 472 | RD | Considered_EOL_tCO2e_StdYr41 | = IFERROR( IF(OR(ISBLANK($E10),$E10=MAT_AOE,$E10=MAT_BRO_Op,$AK10="None",IFERROR(RD$5>ROUNDUP($AC10/$AD10-IF($E10=MAT_AR,$AF10/$AD10,0),0)*$AD10,FALSE)),"", IF(MOD(RD$5,$AD10)<>0,0,IF(RD$5<=MAX((ROUNDUP($AC10/$AD10-IF($E10=MAT_AR,$AF10/$AD10,0),0)-1),1)*$AD10,$CL10,($AD10-$BZ10+$BX10)/$AD10*$CL10))), “”) | 1 | 1 | 1 | 1 | 1 | 1 | 1 | 1 | 1 | 1 | 1 | 1 | 1 | 1 | 1 | 1 | 1 | 1 | 1 | 1 | 1 | 1 | 1 | 1 | 1 | '= IFERROR( IF(OR(ISBLANK($E10),$E10=MAT_AOE,$E10=MAT_BRO_Op,$AK10="None",IFERROR(RD$5>ROUNDUP($AC10/$AD10-IF($E10=MAT_AR,$AF10/$AD10,0),0)*$AD10,FALSE)),"", IF(MOD(RD$5,$AD10)<>0,0,IF(RD$5<=MAX((ROUNDUP($AC10/$AD10-IF($E10=MAT_AR,$AF10/$AD10,0),0)-1),1)*$AD10,$CL10,($AD10-$BZ10+$BX10)/$AD10*$CL10))), “”)
2 RACC | 473 | RE | Considered_EOL_tCO2e_StdYr42 | = IFERROR( IF(OR(ISBLANK($E10),$E10=MAT_AOE,$E10=MAT_BRO_Op,$AK10="None",IFERROR(RE$5>ROUNDUP($AC10/$AD10-IF($E10=MAT_AR,$AF10/$AD10,0),0)*$AD10,FALSE)),"", IF(MOD(RE$5,$AD10)<>0,0,IF(RE$5<=MAX((ROUNDUP($AC10/$AD10-IF($E10=MAT_AR,$AF10/$AD10,0),0)-1),1)*$AD10,$CL10,($AD10-$BZ10+$BX10)/$AD10*$CL10))), “”) | 1 | 1 | 1 | 1 | 1 | 1 | 1 | 1 | 1 | 1 | 1 | 1 | 1 | 1 | 1 | 1 | 1 | 1 | 1 | 1 | 1 | 1 | 1 | 1 | 1 | '= IFERROR( IF(OR(ISBLANK($E10),$E10=MAT_AOE,$E10=MAT_BRO_Op,$AK10="None",IFERROR(RE$5>ROUNDUP($AC10/$AD10-IF($E10=MAT_AR,$AF10/$AD10,0),0)*$AD10,FALSE)),"", IF(MOD(RE$5,$AD10)<>0,0,IF(RE$5<=MAX((ROUNDUP($AC10/$AD10-IF($E10=MAT_AR,$AF10/$AD10,0),0)-1),1)*$AD10,$CL10,($AD10-$BZ10+$BX10)/$AD10*$CL10))), “”)
2 RACC | 474 | RF | Considered_EOL_tCO2e_StdYr43 | = IFERROR( IF(OR(ISBLANK($E10),$E10=MAT_AOE,$E10=MAT_BRO_Op,$AK10="None",IFERROR(RF$5>ROUNDUP($AC10/$AD10-IF($E10=MAT_AR,$AF10/$AD10,0),0)*$AD10,FALSE)),"", IF(MOD(RF$5,$AD10)<>0,0,IF(RF$5<=MAX((ROUNDUP($AC10/$AD10-IF($E10=MAT_AR,$AF10/$AD10,0),0)-1),1)*$AD10,$CL10,($AD10-$BZ10+$BX10)/$AD10*$CL10))), “”) | 1 | 1 | 1 | 1 | 1 | 1 | 1 | 1 | 1 | 1 | 1 | 1 | 1 | 1 | 1 | 1 | 1 | 1 | 1 | 1 | 1 | 1 | 1 | 1 | 1 | '= IFERROR( IF(OR(ISBLANK($E10),$E10=MAT_AOE,$E10=MAT_BRO_Op,$AK10="None",IFERROR(RF$5>ROUNDUP($AC10/$AD10-IF($E10=MAT_AR,$AF10/$AD10,0),0)*$AD10,FALSE)),"", IF(MOD(RF$5,$AD10)<>0,0,IF(RF$5<=MAX((ROUNDUP($AC10/$AD10-IF($E10=MAT_AR,$AF10/$AD10,0),0)-1),1)*$AD10,$CL10,($AD10-$BZ10+$BX10)/$AD10*$CL10))), “”)
2 RACC | 475 | RG | Considered_EOL_tCO2e_StdYr44 | = IFERROR( IF(OR(ISBLANK($E10),$E10=MAT_AOE,$E10=MAT_BRO_Op,$AK10="None",IFERROR(RG$5>ROUNDUP($AC10/$AD10-IF($E10=MAT_AR,$AF10/$AD10,0),0)*$AD10,FALSE)),"", IF(MOD(RG$5,$AD10)<>0,0,IF(RG$5<=MAX((ROUNDUP($AC10/$AD10-IF($E10=MAT_AR,$AF10/$AD10,0),0)-1),1)*$AD10,$CL10,($AD10-$BZ10+$BX10)/$AD10*$CL10))), “”) | 1 | 1 | 1 | 1 | 1 | 1 | 1 | 1 | 1 | 1 | 1 | 1 | 1 | 1 | 1 | 1 | 1 | 1 | 1 | 1 | 1 | 1 | 1 | 1 | 1 | '= IFERROR( IF(OR(ISBLANK($E10),$E10=MAT_AOE,$E10=MAT_BRO_Op,$AK10="None",IFERROR(RG$5>ROUNDUP($AC10/$AD10-IF($E10=MAT_AR,$AF10/$AD10,0),0)*$AD10,FALSE)),"", IF(MOD(RG$5,$AD10)<>0,0,IF(RG$5<=MAX((ROUNDUP($AC10/$AD10-IF($E10=MAT_AR,$AF10/$AD10,0),0)-1),1)*$AD10,$CL10,($AD10-$BZ10+$BX10)/$AD10*$CL10))), “”)
2 RACC | 476 | RH | Considered_EOL_tCO2e_StdYr45 | = IFERROR( IF(OR(ISBLANK($E10),$E10=MAT_AOE,$E10=MAT_BRO_Op,$AK10="None",IFERROR(RH$5>ROUNDUP($AC10/$AD10-IF($E10=MAT_AR,$AF10/$AD10,0),0)*$AD10,FALSE)),"", IF(MOD(RH$5,$AD10)<>0,0,IF(RH$5<=MAX((ROUNDUP($AC10/$AD10-IF($E10=MAT_AR,$AF10/$AD10,0),0)-1),1)*$AD10,$CL10,($AD10-$BZ10+$BX10)/$AD10*$CL10))), “”) | 1 | 1 | 1 | 1 | 1 | 1 | 1 | 1 | 1 | 1 | 1 | 1 | 1 | 1 | 1 | 1 | 1 | 1 | 1 | 1 | 1 | 1 | 1 | 1 | 1 | '= IFERROR( IF(OR(ISBLANK($E10),$E10=MAT_AOE,$E10=MAT_BRO_Op,$AK10="None",IFERROR(RH$5>ROUNDUP($AC10/$AD10-IF($E10=MAT_AR,$AF10/$AD10,0),0)*$AD10,FALSE)),"", IF(MOD(RH$5,$AD10)<>0,0,IF(RH$5<=MAX((ROUNDUP($AC10/$AD10-IF($E10=MAT_AR,$AF10/$AD10,0),0)-1),1)*$AD10,$CL10,($AD10-$BZ10+$BX10)/$AD10*$CL10))), “”)
2 RACC | 477 | RI | Considered_EOL_tCO2e_StdYr46 | = IFERROR( IF(OR(ISBLANK($E10),$E10=MAT_AOE,$E10=MAT_BRO_Op,$AK10="None",IFERROR(RI$5>ROUNDUP($AC10/$AD10-IF($E10=MAT_AR,$AF10/$AD10,0),0)*$AD10,FALSE)),"", IF(MOD(RI$5,$AD10)<>0,0,IF(RI$5<=MAX((ROUNDUP($AC10/$AD10-IF($E10=MAT_AR,$AF10/$AD10,0),0)-1),1)*$AD10,$CL10,($AD10-$BZ10+$BX10)/$AD10*$CL10))), “”) | 1 | 1 | 1 | 1 | 1 | 1 | 1 | 1 | 1 | 1 | 1 | 1 | 1 | 1 | 1 | 1 | 1 | 1 | 1 | 1 | 1 | 1 | 1 | 1 | 1 | '= IFERROR( IF(OR(ISBLANK($E10),$E10=MAT_AOE,$E10=MAT_BRO_Op,$AK10="None",IFERROR(RI$5>ROUNDUP($AC10/$AD10-IF($E10=MAT_AR,$AF10/$AD10,0),0)*$AD10,FALSE)),"", IF(MOD(RI$5,$AD10)<>0,0,IF(RI$5<=MAX((ROUNDUP($AC10/$AD10-IF($E10=MAT_AR,$AF10/$AD10,0),0)-1),1)*$AD10,$CL10,($AD10-$BZ10+$BX10)/$AD10*$CL10))), “”)
2 RACC | 478 | RJ | Considered_EOL_tCO2e_StdYr47 | = IFERROR( IF(OR(ISBLANK($E10),$E10=MAT_AOE,$E10=MAT_BRO_Op,$AK10="None",IFERROR(RJ$5>ROUNDUP($AC10/$AD10-IF($E10=MAT_AR,$AF10/$AD10,0),0)*$AD10,FALSE)),"", IF(MOD(RJ$5,$AD10)<>0,0,IF(RJ$5<=MAX((ROUNDUP($AC10/$AD10-IF($E10=MAT_AR,$AF10/$AD10,0),0)-1),1)*$AD10,$CL10,($AD10-$BZ10+$BX10)/$AD10*$CL10))), “”) | 1 | 1 | 1 | 1 | 1 | 1 | 1 | 1 | 1 | 1 | 1 | 1 | 1 | 1 | 1 | 1 | 1 | 1 | 1 | 1 | 1 | 1 | 1 | 1 | 1 | '= IFERROR( IF(OR(ISBLANK($E10),$E10=MAT_AOE,$E10=MAT_BRO_Op,$AK10="None",IFERROR(RJ$5>ROUNDUP($AC10/$AD10-IF($E10=MAT_AR,$AF10/$AD10,0),0)*$AD10,FALSE)),"", IF(MOD(RJ$5,$AD10)<>0,0,IF(RJ$5<=MAX((ROUNDUP($AC10/$AD10-IF($E10=MAT_AR,$AF10/$AD10,0),0)-1),1)*$AD10,$CL10,($AD10-$BZ10+$BX10)/$AD10*$CL10))), “”)
2 RACC | 479 | RK | Considered_EOL_tCO2e_StdYr48 | = IFERROR( IF(OR(ISBLANK($E10),$E10=MAT_AOE,$E10=MAT_BRO_Op,$AK10="None",IFERROR(RK$5>ROUNDUP($AC10/$AD10-IF($E10=MAT_AR,$AF10/$AD10,0),0)*$AD10,FALSE)),"", IF(MOD(RK$5,$AD10)<>0,0,IF(RK$5<=MAX((ROUNDUP($AC10/$AD10-IF($E10=MAT_AR,$AF10/$AD10,0),0)-1),1)*$AD10,$CL10,($AD10-$BZ10+$BX10)/$AD10*$CL10))), “”) | 1 | 1 | 1 | 1 | 1 | 1 | 1 | 1 | 1 | 1 | 1 | 1 | 1 | 1 | 1 | 1 | 1 | 1 | 1 | 1 | 1 | 1 | 1 | 1 | 1 | '= IFERROR( IF(OR(ISBLANK($E10),$E10=MAT_AOE,$E10=MAT_BRO_Op,$AK10="None",IFERROR(RK$5>ROUNDUP($AC10/$AD10-IF($E10=MAT_AR,$AF10/$AD10,0),0)*$AD10,FALSE)),"", IF(MOD(RK$5,$AD10)<>0,0,IF(RK$5<=MAX((ROUNDUP($AC10/$AD10-IF($E10=MAT_AR,$AF10/$AD10,0),0)-1),1)*$AD10,$CL10,($AD10-$BZ10+$BX10)/$AD10*$CL10))), “”)
2 RACC | 480 | RL | Considered_EOL_tCO2e_StdYr49 | = IFERROR( IF(OR(ISBLANK($E10),$E10=MAT_AOE,$E10=MAT_BRO_Op,$AK10="None",IFERROR(RL$5>ROUNDUP($AC10/$AD10-IF($E10=MAT_AR,$AF10/$AD10,0),0)*$AD10,FALSE)),"", IF(MOD(RL$5,$AD10)<>0,0,IF(RL$5<=MAX((ROUNDUP($AC10/$AD10-IF($E10=MAT_AR,$AF10/$AD10,0),0)-1),1)*$AD10,$CL10,($AD10-$BZ10+$BX10)/$AD10*$CL10))), “”) | 1 | 1 | 1 | 1 | 1 | 1 | 1 | 1 | 1 | 1 | 1 | 1 | 1 | 1 | 1 | 1 | 1 | 1 | 1 | 1 | 1 | 1 | 1 | 1 | 1 | '= IFERROR( IF(OR(ISBLANK($E10),$E10=MAT_AOE,$E10=MAT_BRO_Op,$AK10="None",IFERROR(RL$5>ROUNDUP($AC10/$AD10-IF($E10=MAT_AR,$AF10/$AD10,0),0)*$AD10,FALSE)),"", IF(MOD(RL$5,$AD10)<>0,0,IF(RL$5<=MAX((ROUNDUP($AC10/$AD10-IF($E10=MAT_AR,$AF10/$AD10,0),0)-1),1)*$AD10,$CL10,($AD10-$BZ10+$BX10)/$AD10*$CL10))), “”)
2 RACC | 481 | RM | Considered_EOL_tCO2e_StdYr50 | = IFERROR( IF(OR(ISBLANK($E10),$E10=MAT_AOE,$E10=MAT_BRO_Op,$AK10="None",IFERROR(RM$5>ROUNDUP($AC10/$AD10-IF($E10=MAT_AR,$AF10/$AD10,0),0)*$AD10,FALSE)),"", IF(MOD(RM$5,$AD10)<>0,0,IF(RM$5<=MAX((ROUNDUP($AC10/$AD10-IF($E10=MAT_AR,$AF10/$AD10,0),0)-1),1)*$AD10,$CL10,($AD10-$BZ10+$BX10)/$AD10*$CL10))), “”) | 1 | 1 | 1 | 1 | 1 | 1 | 1 | 1 | 1 | 1 | 1 | 1 | 1 | 1 | 1 | 1 | 1 | 1 | 1 | 1 | 1 | 1 | 1 | 1 | 1 | '= IFERROR( IF(OR(ISBLANK($E10),$E10=MAT_AOE,$E10=MAT_BRO_Op,$AK10="None",IFERROR(RM$5>ROUNDUP($AC10/$AD10-IF($E10=MAT_AR,$AF10/$AD10,0),0)*$AD10,FALSE)),"", IF(MOD(RM$5,$AD10)<>0,0,IF(RM$5<=MAX((ROUNDUP($AC10/$AD10-IF($E10=MAT_AR,$AF10/$AD10,0),0)-1),1)*$AD10,$CL10,($AD10-$BZ10+$BX10)/$AD10*$CL10))), “”)
2 RACC | 482 | RN | Considered_EOL_tCO2e_StdYr51 | = IFERROR( IF(OR(ISBLANK($E10),$E10=MAT_AOE,$E10=MAT_BRO_Op,$AK10="None",IFERROR(RN$5>ROUNDUP($AC10/$AD10-IF($E10=MAT_AR,$AF10/$AD10,0),0)*$AD10,FALSE)),"", IF(MOD(RN$5,$AD10)<>0,0,IF(RN$5<=MAX((ROUNDUP($AC10/$AD10-IF($E10=MAT_AR,$AF10/$AD10,0),0)-1),1)*$AD10,$CL10,($AD10-$BZ10+$BX10)/$AD10*$CL10))), “”) | 1 | 1 | 1 | 1 | 1 | 1 | 1 | 1 | 1 | 1 | 1 | 1 | 1 | 1 | 1 | 1 | 1 | 1 | 1 | 1 | 1 | 1 | 1 | 1 | 1 | '= IFERROR( IF(OR(ISBLANK($E10),$E10=MAT_AOE,$E10=MAT_BRO_Op,$AK10="None",IFERROR(RN$5>ROUNDUP($AC10/$AD10-IF($E10=MAT_AR,$AF10/$AD10,0),0)*$AD10,FALSE)),"", IF(MOD(RN$5,$AD10)<>0,0,IF(RN$5<=MAX((ROUNDUP($AC10/$AD10-IF($E10=MAT_AR,$AF10/$AD10,0),0)-1),1)*$AD10,$CL10,($AD10-$BZ10+$BX10)/$AD10*$CL10))), “”)
2 RACC | 483 | RO | Considered_EOL_tCO2e_StdYr52 | = IFERROR( IF(OR(ISBLANK($E10),$E10=MAT_AOE,$E10=MAT_BRO_Op,$AK10="None",IFERROR(RO$5>ROUNDUP($AC10/$AD10-IF($E10=MAT_AR,$AF10/$AD10,0),0)*$AD10,FALSE)),"", IF(MOD(RO$5,$AD10)<>0,0,IF(RO$5<=MAX((ROUNDUP($AC10/$AD10-IF($E10=MAT_AR,$AF10/$AD10,0),0)-1),1)*$AD10,$CL10,($AD10-$BZ10+$BX10)/$AD10*$CL10))), “”) | 1 | 1 | 1 | 1 | 1 | 1 | 1 | 1 | 1 | 1 | 1 | 1 | 1 | 1 | 1 | 1 | 1 | 1 | 1 | 1 | 1 | 1 | 1 | 1 | 1 | '= IFERROR( IF(OR(ISBLANK($E10),$E10=MAT_AOE,$E10=MAT_BRO_Op,$AK10="None",IFERROR(RO$5>ROUNDUP($AC10/$AD10-IF($E10=MAT_AR,$AF10/$AD10,0),0)*$AD10,FALSE)),"", IF(MOD(RO$5,$AD10)<>0,0,IF(RO$5<=MAX((ROUNDUP($AC10/$AD10-IF($E10=MAT_AR,$AF10/$AD10,0),0)-1),1)*$AD10,$CL10,($AD10-$BZ10+$BX10)/$AD10*$CL10))), “”)
2 RACC | 484 | RP | Considered_EOL_tCO2e_StdYr53 | = IFERROR( IF(OR(ISBLANK($E10),$E10=MAT_AOE,$E10=MAT_BRO_Op,$AK10="None",IFERROR(RP$5>ROUNDUP($AC10/$AD10-IF($E10=MAT_AR,$AF10/$AD10,0),0)*$AD10,FALSE)),"", IF(MOD(RP$5,$AD10)<>0,0,IF(RP$5<=MAX((ROUNDUP($AC10/$AD10-IF($E10=MAT_AR,$AF10/$AD10,0),0)-1),1)*$AD10,$CL10,($AD10-$BZ10+$BX10)/$AD10*$CL10))), “”) | 1 | 1 | 1 | 1 | 1 | 1 | 1 | 1 | 1 | 1 | 1 | 1 | 1 | 1 | 1 | 1 | 1 | 1 | 1 | 1 | 1 | 1 | 1 | 1 | 1 | '= IFERROR( IF(OR(ISBLANK($E10),$E10=MAT_AOE,$E10=MAT_BRO_Op,$AK10="None",IFERROR(RP$5>ROUNDUP($AC10/$AD10-IF($E10=MAT_AR,$AF10/$AD10,0),0)*$AD10,FALSE)),"", IF(MOD(RP$5,$AD10)<>0,0,IF(RP$5<=MAX((ROUNDUP($AC10/$AD10-IF($E10=MAT_AR,$AF10/$AD10,0),0)-1),1)*$AD10,$CL10,($AD10-$BZ10+$BX10)/$AD10*$CL10))), “”)
2 RACC | 485 | RQ | Considered_EOL_tCO2e_StdYr54 | = IFERROR( IF(OR(ISBLANK($E10),$E10=MAT_AOE,$E10=MAT_BRO_Op,$AK10="None",IFERROR(RQ$5>ROUNDUP($AC10/$AD10-IF($E10=MAT_AR,$AF10/$AD10,0),0)*$AD10,FALSE)),"", IF(MOD(RQ$5,$AD10)<>0,0,IF(RQ$5<=MAX((ROUNDUP($AC10/$AD10-IF($E10=MAT_AR,$AF10/$AD10,0),0)-1),1)*$AD10,$CL10,($AD10-$BZ10+$BX10)/$AD10*$CL10))), “”) | 1 | 1 | 1 | 1 | 1 | 1 | 1 | 1 | 1 | 1 | 1 | 1 | 1 | 1 | 1 | 1 | 1 | 1 | 1 | 1 | 1 | 1 | 1 | 1 | 1 | '= IFERROR( IF(OR(ISBLANK($E10),$E10=MAT_AOE,$E10=MAT_BRO_Op,$AK10="None",IFERROR(RQ$5>ROUNDUP($AC10/$AD10-IF($E10=MAT_AR,$AF10/$AD10,0),0)*$AD10,FALSE)),"", IF(MOD(RQ$5,$AD10)<>0,0,IF(RQ$5<=MAX((ROUNDUP($AC10/$AD10-IF($E10=MAT_AR,$AF10/$AD10,0),0)-1),1)*$AD10,$CL10,($AD10-$BZ10+$BX10)/$AD10*$CL10))), “”)
2 RACC | 486 | RR | Considered_EOL_tCO2e_StdYr55 | = IFERROR( IF(OR(ISBLANK($E10),$E10=MAT_AOE,$E10=MAT_BRO_Op,$AK10="None",IFERROR(RR$5>ROUNDUP($AC10/$AD10-IF($E10=MAT_AR,$AF10/$AD10,0),0)*$AD10,FALSE)),"", IF(MOD(RR$5,$AD10)<>0,0,IF(RR$5<=MAX((ROUNDUP($AC10/$AD10-IF($E10=MAT_AR,$AF10/$AD10,0),0)-1),1)*$AD10,$CL10,($AD10-$BZ10+$BX10)/$AD10*$CL10))), “”) | 1 | 1 | 1 | 1 | 1 | 1 | 1 | 1 | 1 | 1 | 1 | 1 | 1 | 1 | 1 | 1 | 1 | 1 | 1 | 1 | 1 | 1 | 1 | 1 | 1 | '= IFERROR( IF(OR(ISBLANK($E10),$E10=MAT_AOE,$E10=MAT_BRO_Op,$AK10="None",IFERROR(RR$5>ROUNDUP($AC10/$AD10-IF($E10=MAT_AR,$AF10/$AD10,0),0)*$AD10,FALSE)),"", IF(MOD(RR$5,$AD10)<>0,0,IF(RR$5<=MAX((ROUNDUP($AC10/$AD10-IF($E10=MAT_AR,$AF10/$AD10,0),0)-1),1)*$AD10,$CL10,($AD10-$BZ10+$BX10)/$AD10*$CL10))), “”)
2 RACC | 487 | RS | Considered_EOL_tCO2e_StdYr56 | = IFERROR( IF(OR(ISBLANK($E10),$E10=MAT_AOE,$E10=MAT_BRO_Op,$AK10="None",IFERROR(RS$5>ROUNDUP($AC10/$AD10-IF($E10=MAT_AR,$AF10/$AD10,0),0)*$AD10,FALSE)),"", IF(MOD(RS$5,$AD10)<>0,0,IF(RS$5<=MAX((ROUNDUP($AC10/$AD10-IF($E10=MAT_AR,$AF10/$AD10,0),0)-1),1)*$AD10,$CL10,($AD10-$BZ10+$BX10)/$AD10*$CL10))), “”) | 1 | 1 | 1 | 1 | 1 | 1 | 1 | 1 | 1 | 1 | 1 | 1 | 1 | 1 | 1 | 1 | 1 | 1 | 1 | 1 | 1 | 1 | 1 | 1 | 1 | '= IFERROR( IF(OR(ISBLANK($E10),$E10=MAT_AOE,$E10=MAT_BRO_Op,$AK10="None",IFERROR(RS$5>ROUNDUP($AC10/$AD10-IF($E10=MAT_AR,$AF10/$AD10,0),0)*$AD10,FALSE)),"", IF(MOD(RS$5,$AD10)<>0,0,IF(RS$5<=MAX((ROUNDUP($AC10/$AD10-IF($E10=MAT_AR,$AF10/$AD10,0),0)-1),1)*$AD10,$CL10,($AD10-$BZ10+$BX10)/$AD10*$CL10))), “”)
2 RACC | 488 | RT | Considered_EOL_tCO2e_StdYr57 | = IFERROR( IF(OR(ISBLANK($E10),$E10=MAT_AOE,$E10=MAT_BRO_Op,$AK10="None",IFERROR(RT$5>ROUNDUP($AC10/$AD10-IF($E10=MAT_AR,$AF10/$AD10,0),0)*$AD10,FALSE)),"", IF(MOD(RT$5,$AD10)<>0,0,IF(RT$5<=MAX((ROUNDUP($AC10/$AD10-IF($E10=MAT_AR,$AF10/$AD10,0),0)-1),1)*$AD10,$CL10,($AD10-$BZ10+$BX10)/$AD10*$CL10))), “”) | 1 | 1 | 1 | 1 | 1 | 1 | 1 | 1 | 1 | 1 | 1 | 1 | 1 | 1 | 1 | 1 | 1 | 1 | 1 | 1 | 1 | 1 | 1 | 1 | 1 | '= IFERROR( IF(OR(ISBLANK($E10),$E10=MAT_AOE,$E10=MAT_BRO_Op,$AK10="None",IFERROR(RT$5>ROUNDUP($AC10/$AD10-IF($E10=MAT_AR,$AF10/$AD10,0),0)*$AD10,FALSE)),"", IF(MOD(RT$5,$AD10)<>0,0,IF(RT$5<=MAX((ROUNDUP($AC10/$AD10-IF($E10=MAT_AR,$AF10/$AD10,0),0)-1),1)*$AD10,$CL10,($AD10-$BZ10+$BX10)/$AD10*$CL10))), “”)
2 RACC | 489 | RU | Considered_EOL_tCO2e_StdYr58 | = IFERROR( IF(OR(ISBLANK($E10),$E10=MAT_AOE,$E10=MAT_BRO_Op,$AK10="None",IFERROR(RU$5>ROUNDUP($AC10/$AD10-IF($E10=MAT_AR,$AF10/$AD10,0),0)*$AD10,FALSE)),"", IF(MOD(RU$5,$AD10)<>0,0,IF(RU$5<=MAX((ROUNDUP($AC10/$AD10-IF($E10=MAT_AR,$AF10/$AD10,0),0)-1),1)*$AD10,$CL10,($AD10-$BZ10+$BX10)/$AD10*$CL10))), “”) | 1 | 1 | 1 | 1 | 1 | 1 | 1 | 1 | 1 | 1 | 1 | 1 | 1 | 1 | 1 | 1 | 1 | 1 | 1 | 1 | 1 | 1 | 1 | 1 | 1 | '= IFERROR( IF(OR(ISBLANK($E10),$E10=MAT_AOE,$E10=MAT_BRO_Op,$AK10="None",IFERROR(RU$5>ROUNDUP($AC10/$AD10-IF($E10=MAT_AR,$AF10/$AD10,0),0)*$AD10,FALSE)),"", IF(MOD(RU$5,$AD10)<>0,0,IF(RU$5<=MAX((ROUNDUP($AC10/$AD10-IF($E10=MAT_AR,$AF10/$AD10,0),0)-1),1)*$AD10,$CL10,($AD10-$BZ10+$BX10)/$AD10*$CL10))), “”)
2 RACC | 490 | RV | Considered_EOL_tCO2e_StdYr59 | = IFERROR( IF(OR(ISBLANK($E10),$E10=MAT_AOE,$E10=MAT_BRO_Op,$AK10="None",IFERROR(RV$5>ROUNDUP($AC10/$AD10-IF($E10=MAT_AR,$AF10/$AD10,0),0)*$AD10,FALSE)),"", IF(MOD(RV$5,$AD10)<>0,0,IF(RV$5<=MAX((ROUNDUP($AC10/$AD10-IF($E10=MAT_AR,$AF10/$AD10,0),0)-1),1)*$AD10,$CL10,($AD10-$BZ10+$BX10)/$AD10*$CL10))), “”) | 1 | 1 | 1 | 1 | 1 | 1 | 1 | 1 | 1 | 1 | 1 | 1 | 1 | 1 | 1 | 1 | 1 | 1 | 1 | 1 | 1 | 1 | 1 | 1 | 1 | '= IFERROR( IF(OR(ISBLANK($E10),$E10=MAT_AOE,$E10=MAT_BRO_Op,$AK10="None",IFERROR(RV$5>ROUNDUP($AC10/$AD10-IF($E10=MAT_AR,$AF10/$AD10,0),0)*$AD10,FALSE)),"", IF(MOD(RV$5,$AD10)<>0,0,IF(RV$5<=MAX((ROUNDUP($AC10/$AD10-IF($E10=MAT_AR,$AF10/$AD10,0),0)-1),1)*$AD10,$CL10,($AD10-$BZ10+$BX10)/$AD10*$CL10))), “”)
2 RACC | 491 | RW | Considered_EOL_tCO2e_StdYr60 | = IFERROR( IF(OR(ISBLANK($E10),$E10=MAT_AOE,$E10=MAT_BRO_Op,$AK10="None",IFERROR(RW$5>ROUNDUP($AC10/$AD10-IF($E10=MAT_AR,$AF10/$AD10,0),0)*$AD10,FALSE)),"", IF(MOD(RW$5,$AD10)<>0,0,IF(RW$5<=MAX((ROUNDUP($AC10/$AD10-IF($E10=MAT_AR,$AF10/$AD10,0),0)-1),1)*$AD10,$CL10,($AD10-$BZ10+$BX10)/$AD10*$CL10))), “”) | 1 | 1 | 1 | 1 | 1 | 1 | 1 | 1 | 1 | 1 | 1 | 1 | 1 | 1 | 1 | 1 | 1 | 1 | 1 | 1 | 1 | 1 | 1 | 1 | 1 | '= IFERROR( IF(OR(ISBLANK($E10),$E10=MAT_AOE,$E10=MAT_BRO_Op,$AK10="None",IFERROR(RW$5>ROUNDUP($AC10/$AD10-IF($E10=MAT_AR,$AF10/$AD10,0),0)*$AD10,FALSE)),"", IF(MOD(RW$5,$AD10)<>0,0,IF(RW$5<=MAX((ROUNDUP($AC10/$AD10-IF($E10=MAT_AR,$AF10/$AD10,0),0)-1),1)*$AD10,$CL10,($AD10-$BZ10+$BX10)/$AD10*$CL10))), “”)
2 RACC | 492 | RX | Annual_Costs_StdYr01 | =IFERROR(OL10* INDEX(RefrigerantACC[#Data],MATCH(1,(RefrigerantACC[[RefrigerantACC_ID]:[RefrigerantACC_ID]]=active_RefrigerantACC_ID)*(RefrigerantACC[[DollarYear]:[DollarYear]]=aactive_DollarYr)*(RefrigerantACC[[ModelYear]:[ModelYear]]=$BU10+RX$5-1),0),MATCH("aCost",RefrigerantACC[#Headers],0))* (1+active_WACC)^-($BU10-$BT10+RX$5-1+0.5)* (1+active_InflationRate)^(aactive_DollarYr-$BT10),"") | 1 | 1 | 1 | 1 | 1 | 1 | 1 | 1 | 1 | 1 | 1 | 1 | 1 | 1 | 1 | 1 | 1 | 1 | 1 | 1 | 1 | 1 | 1 | 1 | 1 | '=IFERROR(OL10* INDEX(RefrigerantACC[#Data],MATCH(1,(RefrigerantACC[[RefrigerantACC_ID]:[RefrigerantACC_ID]]=active_RefrigerantACC_ID)*(RefrigerantACC[[DollarYear]:[DollarYear]]=aactive_DollarYr)*(RefrigerantACC[[ModelYear]:[ModelYear]]=$BU10+RX$5-1),0),MATCH("aCost",RefrigerantACC[#Headers],0))* (1+active_WACC)^-($BU10-$BT10+RX$5-1+0.5)* (1+active_InflationRate)^(aactive_DollarYr-$BT10),"")
2 RACC | 493 | RY | Annual_Costs_StdYr02 | =IFERROR(OM10* INDEX(RefrigerantACC[#Data],MATCH(1,(RefrigerantACC[[RefrigerantACC_ID]:[RefrigerantACC_ID]]=active_RefrigerantACC_ID)*(RefrigerantACC[[DollarYear]:[DollarYear]]=aactive_DollarYr)*(RefrigerantACC[[ModelYear]:[ModelYear]]=$BU10+RY$5-1),0),MATCH("aCost",RefrigerantACC[#Headers],0))* (1+active_WACC)^-($BU10-$BT10+RY$5-1+0.5)* (1+active_InflationRate)^(aactive_DollarYr-$BT10),"") | 1 | 1 | 1 | 1 | 1 | 1 | 1 | 1 | 1 | 1 | 1 | 1 | 1 | 1 | 1 | 1 | 1 | 1 | 1 | 1 | 1 | 1 | 1 | 1 | 1 | '=IFERROR(OM10* INDEX(RefrigerantACC[#Data],MATCH(1,(RefrigerantACC[[RefrigerantACC_ID]:[RefrigerantACC_ID]]=active_RefrigerantACC_ID)*(RefrigerantACC[[DollarYear]:[DollarYear]]=aactive_DollarYr)*(RefrigerantACC[[ModelYear]:[ModelYear]]=$BU10+RY$5-1),0),MATCH("aCost",RefrigerantACC[#Headers],0))* (1+active_WACC)^-($BU10-$BT10+RY$5-1+0.5)* (1+active_InflationRate)^(aactive_DollarYr-$BT10),"")
2 RACC | 494 | RZ | Annual_Costs_StdYr03 | =IFERROR(ON10* INDEX(RefrigerantACC[#Data],MATCH(1,(RefrigerantACC[[RefrigerantACC_ID]:[RefrigerantACC_ID]]=active_RefrigerantACC_ID)*(RefrigerantACC[[DollarYear]:[DollarYear]]=aactive_DollarYr)*(RefrigerantACC[[ModelYear]:[ModelYear]]=$BU10+RZ$5-1),0),MATCH("aCost",RefrigerantACC[#Headers],0))* (1+active_WACC)^-($BU10-$BT10+RZ$5-1+0.5)* (1+active_InflationRate)^(aactive_DollarYr-$BT10),"") | 1 | 1 | 1 | 1 | 1 | 1 | 1 | 1 | 1 | 1 | 1 | 1 | 1 | 1 | 1 | 1 | 1 | 1 | 1 | 1 | 1 | 1 | 1 | 1 | 1 | '=IFERROR(ON10* INDEX(RefrigerantACC[#Data],MATCH(1,(RefrigerantACC[[RefrigerantACC_ID]:[RefrigerantACC_ID]]=active_RefrigerantACC_ID)*(RefrigerantACC[[DollarYear]:[DollarYear]]=aactive_DollarYr)*(RefrigerantACC[[ModelYear]:[ModelYear]]=$BU10+RZ$5-1),0),MATCH("aCost",RefrigerantACC[#Headers],0))* (1+active_WACC)^-($BU10-$BT10+RZ$5-1+0.5)* (1+active_InflationRate)^(aactive_DollarYr-$BT10),"")
2 RACC | 495 | SA | Annual_Costs_StdYr04 | =IFERROR(OO10* INDEX(RefrigerantACC[#Data],MATCH(1,(RefrigerantACC[[RefrigerantACC_ID]:[RefrigerantACC_ID]]=active_RefrigerantACC_ID)*(RefrigerantACC[[DollarYear]:[DollarYear]]=aactive_DollarYr)*(RefrigerantACC[[ModelYear]:[ModelYear]]=$BU10+SA$5-1),0),MATCH("aCost",RefrigerantACC[#Headers],0))* (1+active_WACC)^-($BU10-$BT10+SA$5-1+0.5)* (1+active_InflationRate)^(aactive_DollarYr-$BT10),"") | 1 | 1 | 1 | 1 | 1 | 1 | 1 | 1 | 1 | 1 | 1 | 1 | 1 | 1 | 1 | 1 | 1 | 1 | 1 | 1 | 1 | 1 | 1 | 1 | 1 | '=IFERROR(OO10* INDEX(RefrigerantACC[#Data],MATCH(1,(RefrigerantACC[[RefrigerantACC_ID]:[RefrigerantACC_ID]]=active_RefrigerantACC_ID)*(RefrigerantACC[[DollarYear]:[DollarYear]]=aactive_DollarYr)*(RefrigerantACC[[ModelYear]:[ModelYear]]=$BU10+SA$5-1),0),MATCH("aCost",RefrigerantACC[#Headers],0))* (1+active_WACC)^-($BU10-$BT10+SA$5-1+0.5)* (1+active_InflationRate)^(aactive_DollarYr-$BT10),"")
2 RACC | 496 | SB | Annual_Costs_StdYr05 | =IFERROR(OP10* INDEX(RefrigerantACC[#Data],MATCH(1,(RefrigerantACC[[RefrigerantACC_ID]:[RefrigerantACC_ID]]=active_RefrigerantACC_ID)*(RefrigerantACC[[DollarYear]:[DollarYear]]=aactive_DollarYr)*(RefrigerantACC[[ModelYear]:[ModelYear]]=$BU10+SB$5-1),0),MATCH("aCost",RefrigerantACC[#Headers],0))* (1+active_WACC)^-($BU10-$BT10+SB$5-1+0.5)* (1+active_InflationRate)^(aactive_DollarYr-$BT10),"") | 1 | 1 | 1 | 1 | 1 | 1 | 1 | 1 | 1 | 1 | 1 | 1 | 1 | 1 | 1 | 1 | 1 | 1 | 1 | 1 | 1 | 1 | 1 | 1 | 1 | '=IFERROR(OP10* INDEX(RefrigerantACC[#Data],MATCH(1,(RefrigerantACC[[RefrigerantACC_ID]:[RefrigerantACC_ID]]=active_RefrigerantACC_ID)*(RefrigerantACC[[DollarYear]:[DollarYear]]=aactive_DollarYr)*(RefrigerantACC[[ModelYear]:[ModelYear]]=$BU10+SB$5-1),0),MATCH("aCost",RefrigerantACC[#Headers],0))* (1+active_WACC)^-($BU10-$BT10+SB$5-1+0.5)* (1+active_InflationRate)^(aactive_DollarYr-$BT10),"")
2 RACC | 497 | SC | Annual_Costs_StdYr06 | =IFERROR(OQ10* INDEX(RefrigerantACC[#Data],MATCH(1,(RefrigerantACC[[RefrigerantACC_ID]:[RefrigerantACC_ID]]=active_RefrigerantACC_ID)*(RefrigerantACC[[DollarYear]:[DollarYear]]=aactive_DollarYr)*(RefrigerantACC[[ModelYear]:[ModelYear]]=$BU10+SC$5-1),0),MATCH("aCost",RefrigerantACC[#Headers],0))* (1+active_WACC)^-($BU10-$BT10+SC$5-1+0.5)* (1+active_InflationRate)^(aactive_DollarYr-$BT10),"") | 1 | 1 | 1 | 1 | 1 | 1 | 1 | 1 | 1 | 1 | 1 | 1 | 1 | 1 | 1 | 1 | 1 | 1 | 1 | 1 | 1 | 1 | 1 | 1 | 1 | '=IFERROR(OQ10* INDEX(RefrigerantACC[#Data],MATCH(1,(RefrigerantACC[[RefrigerantACC_ID]:[RefrigerantACC_ID]]=active_RefrigerantACC_ID)*(RefrigerantACC[[DollarYear]:[DollarYear]]=aactive_DollarYr)*(RefrigerantACC[[ModelYear]:[ModelYear]]=$BU10+SC$5-1),0),MATCH("aCost",RefrigerantACC[#Headers],0))* (1+active_WACC)^-($BU10-$BT10+SC$5-1+0.5)* (1+active_InflationRate)^(aactive_DollarYr-$BT10),"")
2 RACC | 498 | SD | Annual_Costs_StdYr07 | =IFERROR(OR10* INDEX(RefrigerantACC[#Data],MATCH(1,(RefrigerantACC[[RefrigerantACC_ID]:[RefrigerantACC_ID]]=active_RefrigerantACC_ID)*(RefrigerantACC[[DollarYear]:[DollarYear]]=aactive_DollarYr)*(RefrigerantACC[[ModelYear]:[ModelYear]]=$BU10+SD$5-1),0),MATCH("aCost",RefrigerantACC[#Headers],0))* (1+active_WACC)^-($BU10-$BT10+SD$5-1+0.5)* (1+active_InflationRate)^(aactive_DollarYr-$BT10),"") | 1 | 1 | 1 | 1 | 1 | 1 | 1 | 1 | 1 | 1 | 1 | 1 | 1 | 1 | 1 | 1 | 1 | 1 | 1 | 1 | 1 | 1 | 1 | 1 | 1 | '=IFERROR(OR10* INDEX(RefrigerantACC[#Data],MATCH(1,(RefrigerantACC[[RefrigerantACC_ID]:[RefrigerantACC_ID]]=active_RefrigerantACC_ID)*(RefrigerantACC[[DollarYear]:[DollarYear]]=aactive_DollarYr)*(RefrigerantACC[[ModelYear]:[ModelYear]]=$BU10+SD$5-1),0),MATCH("aCost",RefrigerantACC[#Headers],0))* (1+active_WACC)^-($BU10-$BT10+SD$5-1+0.5)* (1+active_InflationRate)^(aactive_DollarYr-$BT10),"")
2 RACC | 499 | SE | Annual_Costs_StdYr08 | =IFERROR(OS10* INDEX(RefrigerantACC[#Data],MATCH(1,(RefrigerantACC[[RefrigerantACC_ID]:[RefrigerantACC_ID]]=active_RefrigerantACC_ID)*(RefrigerantACC[[DollarYear]:[DollarYear]]=aactive_DollarYr)*(RefrigerantACC[[ModelYear]:[ModelYear]]=$BU10+SE$5-1),0),MATCH("aCost",RefrigerantACC[#Headers],0))* (1+active_WACC)^-($BU10-$BT10+SE$5-1+0.5)* (1+active_InflationRate)^(aactive_DollarYr-$BT10),"") | 1 | 1 | 1 | 1 | 1 | 1 | 1 | 1 | 1 | 1 | 1 | 1 | 1 | 1 | 1 | 1 | 1 | 1 | 1 | 1 | 1 | 1 | 1 | 1 | 1 | '=IFERROR(OS10* INDEX(RefrigerantACC[#Data],MATCH(1,(RefrigerantACC[[RefrigerantACC_ID]:[RefrigerantACC_ID]]=active_RefrigerantACC_ID)*(RefrigerantACC[[DollarYear]:[DollarYear]]=aactive_DollarYr)*(RefrigerantACC[[ModelYear]:[ModelYear]]=$BU10+SE$5-1),0),MATCH("aCost",RefrigerantACC[#Headers],0))* (1+active_WACC)^-($BU10-$BT10+SE$5-1+0.5)* (1+active_InflationRate)^(aactive_DollarYr-$BT10),"")
2 RACC | 500 | SF | Annual_Costs_StdYr09 | =IFERROR(OT10* INDEX(RefrigerantACC[#Data],MATCH(1,(RefrigerantACC[[RefrigerantACC_ID]:[RefrigerantACC_ID]]=active_RefrigerantACC_ID)*(RefrigerantACC[[DollarYear]:[DollarYear]]=aactive_DollarYr)*(RefrigerantACC[[ModelYear]:[ModelYear]]=$BU10+SF$5-1),0),MATCH("aCost",RefrigerantACC[#Headers],0))* (1+active_WACC)^-($BU10-$BT10+SF$5-1+0.5)* (1+active_InflationRate)^(aactive_DollarYr-$BT10),"") | 1 | 1 | 1 | 1 | 1 | 1 | 1 | 1 | 1 | 1 | 1 | 1 | 1 | 1 | 1 | 1 | 1 | 1 | 1 | 1 | 1 | 1 | 1 | 1 | 1 | '=IFERROR(OT10* INDEX(RefrigerantACC[#Data],MATCH(1,(RefrigerantACC[[RefrigerantACC_ID]:[RefrigerantACC_ID]]=active_RefrigerantACC_ID)*(RefrigerantACC[[DollarYear]:[DollarYear]]=aactive_DollarYr)*(RefrigerantACC[[ModelYear]:[ModelYear]]=$BU10+SF$5-1),0),MATCH("aCost",RefrigerantACC[#Headers],0))* (1+active_WACC)^-($BU10-$BT10+SF$5-1+0.5)* (1+active_InflationRate)^(aactive_DollarYr-$BT10),"")
2 RACC | 501 | SG | Annual_Costs_StdYr10 | =IFERROR(OU10* INDEX(RefrigerantACC[#Data],MATCH(1,(RefrigerantACC[[RefrigerantACC_ID]:[RefrigerantACC_ID]]=active_RefrigerantACC_ID)*(RefrigerantACC[[DollarYear]:[DollarYear]]=aactive_DollarYr)*(RefrigerantACC[[ModelYear]:[ModelYear]]=$BU10+SG$5-1),0),MATCH("aCost",RefrigerantACC[#Headers],0))* (1+active_WACC)^-($BU10-$BT10+SG$5-1+0.5)* (1+active_InflationRate)^(aactive_DollarYr-$BT10),"") | 1 | 1 | 1 | 1 | 1 | 1 | 1 | 1 | 1 | 1 | 1 | 1 | 1 | 1 | 1 | 1 | 1 | 1 | 1 | 1 | 1 | 1 | 1 | 1 | 1 | '=IFERROR(OU10* INDEX(RefrigerantACC[#Data],MATCH(1,(RefrigerantACC[[RefrigerantACC_ID]:[RefrigerantACC_ID]]=active_RefrigerantACC_ID)*(RefrigerantACC[[DollarYear]:[DollarYear]]=aactive_DollarYr)*(RefrigerantACC[[ModelYear]:[ModelYear]]=$BU10+SG$5-1),0),MATCH("aCost",RefrigerantACC[#Headers],0))* (1+active_WACC)^-($BU10-$BT10+SG$5-1+0.5)* (1+active_InflationRate)^(aactive_DollarYr-$BT10),"")
2 RACC | 502 | SH | Annual_Costs_StdYr11 | =IFERROR(OV10* INDEX(RefrigerantACC[#Data],MATCH(1,(RefrigerantACC[[RefrigerantACC_ID]:[RefrigerantACC_ID]]=active_RefrigerantACC_ID)*(RefrigerantACC[[DollarYear]:[DollarYear]]=aactive_DollarYr)*(RefrigerantACC[[ModelYear]:[ModelYear]]=$BU10+SH$5-1),0),MATCH("aCost",RefrigerantACC[#Headers],0))* (1+active_WACC)^-($BU10-$BT10+SH$5-1+0.5)* (1+active_InflationRate)^(aactive_DollarYr-$BT10),"") | 1 | 1 | 1 | 1 | 1 | 1 | 1 | 1 | 1 | 1 | 1 | 1 | 1 | 1 | 1 | 1 | 1 | 1 | 1 | 1 | 1 | 1 | 1 | 1 | 1 | '=IFERROR(OV10* INDEX(RefrigerantACC[#Data],MATCH(1,(RefrigerantACC[[RefrigerantACC_ID]:[RefrigerantACC_ID]]=active_RefrigerantACC_ID)*(RefrigerantACC[[DollarYear]:[DollarYear]]=aactive_DollarYr)*(RefrigerantACC[[ModelYear]:[ModelYear]]=$BU10+SH$5-1),0),MATCH("aCost",RefrigerantACC[#Headers],0))* (1+active_WACC)^-($BU10-$BT10+SH$5-1+0.5)* (1+active_InflationRate)^(aactive_DollarYr-$BT10),"")
2 RACC | 503 | SI | Annual_Costs_StdYr12 | =IFERROR(OW10* INDEX(RefrigerantACC[#Data],MATCH(1,(RefrigerantACC[[RefrigerantACC_ID]:[RefrigerantACC_ID]]=active_RefrigerantACC_ID)*(RefrigerantACC[[DollarYear]:[DollarYear]]=aactive_DollarYr)*(RefrigerantACC[[ModelYear]:[ModelYear]]=$BU10+SI$5-1),0),MATCH("aCost",RefrigerantACC[#Headers],0))* (1+active_WACC)^-($BU10-$BT10+SI$5-1+0.5)* (1+active_InflationRate)^(aactive_DollarYr-$BT10),"") | 1 | 1 | 1 | 1 | 1 | 1 | 1 | 1 | 1 | 1 | 1 | 1 | 1 | 1 | 1 | 1 | 1 | 1 | 1 | 1 | 1 | 1 | 1 | 1 | 1 | '=IFERROR(OW10* INDEX(RefrigerantACC[#Data],MATCH(1,(RefrigerantACC[[RefrigerantACC_ID]:[RefrigerantACC_ID]]=active_RefrigerantACC_ID)*(RefrigerantACC[[DollarYear]:[DollarYear]]=aactive_DollarYr)*(RefrigerantACC[[ModelYear]:[ModelYear]]=$BU10+SI$5-1),0),MATCH("aCost",RefrigerantACC[#Headers],0))* (1+active_WACC)^-($BU10-$BT10+SI$5-1+0.5)* (1+active_InflationRate)^(aactive_DollarYr-$BT10),"")
2 RACC | 504 | SJ | Annual_Costs_StdYr13 | =IFERROR(OX10* INDEX(RefrigerantACC[#Data],MATCH(1,(RefrigerantACC[[RefrigerantACC_ID]:[RefrigerantACC_ID]]=active_RefrigerantACC_ID)*(RefrigerantACC[[DollarYear]:[DollarYear]]=aactive_DollarYr)*(RefrigerantACC[[ModelYear]:[ModelYear]]=$BU10+SJ$5-1),0),MATCH("aCost",RefrigerantACC[#Headers],0))* (1+active_WACC)^-($BU10-$BT10+SJ$5-1+0.5)* (1+active_InflationRate)^(aactive_DollarYr-$BT10),"") | 1 | 1 | 1 | 1 | 1 | 1 | 1 | 1 | 1 | 1 | 1 | 1 | 1 | 1 | 1 | 1 | 1 | 1 | 1 | 1 | 1 | 1 | 1 | 1 | 1 | '=IFERROR(OX10* INDEX(RefrigerantACC[#Data],MATCH(1,(RefrigerantACC[[RefrigerantACC_ID]:[RefrigerantACC_ID]]=active_RefrigerantACC_ID)*(RefrigerantACC[[DollarYear]:[DollarYear]]=aactive_DollarYr)*(RefrigerantACC[[ModelYear]:[ModelYear]]=$BU10+SJ$5-1),0),MATCH("aCost",RefrigerantACC[#Headers],0))* (1+active_WACC)^-($BU10-$BT10+SJ$5-1+0.5)* (1+active_InflationRate)^(aactive_DollarYr-$BT10),"")
2 RACC | 505 | SK | Annual_Costs_StdYr14 | =IFERROR(OY10* INDEX(RefrigerantACC[#Data],MATCH(1,(RefrigerantACC[[RefrigerantACC_ID]:[RefrigerantACC_ID]]=active_RefrigerantACC_ID)*(RefrigerantACC[[DollarYear]:[DollarYear]]=aactive_DollarYr)*(RefrigerantACC[[ModelYear]:[ModelYear]]=$BU10+SK$5-1),0),MATCH("aCost",RefrigerantACC[#Headers],0))* (1+active_WACC)^-($BU10-$BT10+SK$5-1+0.5)* (1+active_InflationRate)^(aactive_DollarYr-$BT10),"") | 1 | 1 | 1 | 1 | 1 | 1 | 1 | 1 | 1 | 1 | 1 | 1 | 1 | 1 | 1 | 1 | 1 | 1 | 1 | 1 | 1 | 1 | 1 | 1 | 1 | '=IFERROR(OY10* INDEX(RefrigerantACC[#Data],MATCH(1,(RefrigerantACC[[RefrigerantACC_ID]:[RefrigerantACC_ID]]=active_RefrigerantACC_ID)*(RefrigerantACC[[DollarYear]:[DollarYear]]=aactive_DollarYr)*(RefrigerantACC[[ModelYear]:[ModelYear]]=$BU10+SK$5-1),0),MATCH("aCost",RefrigerantACC[#Headers],0))* (1+active_WACC)^-($BU10-$BT10+SK$5-1+0.5)* (1+active_InflationRate)^(aactive_DollarYr-$BT10),"")
2 RACC | 506 | SL | Annual_Costs_StdYr15 | =IFERROR(OZ10* INDEX(RefrigerantACC[#Data],MATCH(1,(RefrigerantACC[[RefrigerantACC_ID]:[RefrigerantACC_ID]]=active_RefrigerantACC_ID)*(RefrigerantACC[[DollarYear]:[DollarYear]]=aactive_DollarYr)*(RefrigerantACC[[ModelYear]:[ModelYear]]=$BU10+SL$5-1),0),MATCH("aCost",RefrigerantACC[#Headers],0))* (1+active_WACC)^-($BU10-$BT10+SL$5-1+0.5)* (1+active_InflationRate)^(aactive_DollarYr-$BT10),"") | 1 | 1 | 1 | 1 | 1 | 1 | 1 | 1 | 1 | 1 | 1 | 1 | 1 | 1 | 1 | 1 | 1 | 1 | 1 | 1 | 1 | 1 | 1 | 1 | 1 | '=IFERROR(OZ10* INDEX(RefrigerantACC[#Data],MATCH(1,(RefrigerantACC[[RefrigerantACC_ID]:[RefrigerantACC_ID]]=active_RefrigerantACC_ID)*(RefrigerantACC[[DollarYear]:[DollarYear]]=aactive_DollarYr)*(RefrigerantACC[[ModelYear]:[ModelYear]]=$BU10+SL$5-1),0),MATCH("aCost",RefrigerantACC[#Headers],0))* (1+active_WACC)^-($BU10-$BT10+SL$5-1+0.5)* (1+active_InflationRate)^(aactive_DollarYr-$BT10),"")
2 RACC | 507 | SM | Annual_Costs_StdYr16 | =IFERROR(PA10* INDEX(RefrigerantACC[#Data],MATCH(1,(RefrigerantACC[[RefrigerantACC_ID]:[RefrigerantACC_ID]]=active_RefrigerantACC_ID)*(RefrigerantACC[[DollarYear]:[DollarYear]]=aactive_DollarYr)*(RefrigerantACC[[ModelYear]:[ModelYear]]=$BU10+SM$5-1),0),MATCH("aCost",RefrigerantACC[#Headers],0))* (1+active_WACC)^-($BU10-$BT10+SM$5-1+0.5)* (1+active_InflationRate)^(aactive_DollarYr-$BT10),"") | 1 | 1 | 1 | 1 | 1 | 1 | 1 | 1 | 1 | 1 | 1 | 1 | 1 | 1 | 1 | 1 | 1 | 1 | 1 | 1 | 1 | 1 | 1 | 1 | 1 | '=IFERROR(PA10* INDEX(RefrigerantACC[#Data],MATCH(1,(RefrigerantACC[[RefrigerantACC_ID]:[RefrigerantACC_ID]]=active_RefrigerantACC_ID)*(RefrigerantACC[[DollarYear]:[DollarYear]]=aactive_DollarYr)*(RefrigerantACC[[ModelYear]:[ModelYear]]=$BU10+SM$5-1),0),MATCH("aCost",RefrigerantACC[#Headers],0))* (1+active_WACC)^-($BU10-$BT10+SM$5-1+0.5)* (1+active_InflationRate)^(aactive_DollarYr-$BT10),"")
2 RACC | 508 | SN | Annual_Costs_StdYr17 | =IFERROR(PB10* INDEX(RefrigerantACC[#Data],MATCH(1,(RefrigerantACC[[RefrigerantACC_ID]:[RefrigerantACC_ID]]=active_RefrigerantACC_ID)*(RefrigerantACC[[DollarYear]:[DollarYear]]=aactive_DollarYr)*(RefrigerantACC[[ModelYear]:[ModelYear]]=$BU10+SN$5-1),0),MATCH("aCost",RefrigerantACC[#Headers],0))* (1+active_WACC)^-($BU10-$BT10+SN$5-1+0.5)* (1+active_InflationRate)^(aactive_DollarYr-$BT10),"") | 1 | 1 | 1 | 1 | 1 | 1 | 1 | 1 | 1 | 1 | 1 | 1 | 1 | 1 | 1 | 1 | 1 | 1 | 1 | 1 | 1 | 1 | 1 | 1 | 1 | '=IFERROR(PB10* INDEX(RefrigerantACC[#Data],MATCH(1,(RefrigerantACC[[RefrigerantACC_ID]:[RefrigerantACC_ID]]=active_RefrigerantACC_ID)*(RefrigerantACC[[DollarYear]:[DollarYear]]=aactive_DollarYr)*(RefrigerantACC[[ModelYear]:[ModelYear]]=$BU10+SN$5-1),0),MATCH("aCost",RefrigerantACC[#Headers],0))* (1+active_WACC)^-($BU10-$BT10+SN$5-1+0.5)* (1+active_InflationRate)^(aactive_DollarYr-$BT10),"")
2 RACC | 509 | SO | Annual_Costs_StdYr18 | =IFERROR(PC10* INDEX(RefrigerantACC[#Data],MATCH(1,(RefrigerantACC[[RefrigerantACC_ID]:[RefrigerantACC_ID]]=active_RefrigerantACC_ID)*(RefrigerantACC[[DollarYear]:[DollarYear]]=aactive_DollarYr)*(RefrigerantACC[[ModelYear]:[ModelYear]]=$BU10+SO$5-1),0),MATCH("aCost",RefrigerantACC[#Headers],0))* (1+active_WACC)^-($BU10-$BT10+SO$5-1+0.5)* (1+active_InflationRate)^(aactive_DollarYr-$BT10),"") | 1 | 1 | 1 | 1 | 1 | 1 | 1 | 1 | 1 | 1 | 1 | 1 | 1 | 1 | 1 | 1 | 1 | 1 | 1 | 1 | 1 | 1 | 1 | 1 | 1 | '=IFERROR(PC10* INDEX(RefrigerantACC[#Data],MATCH(1,(RefrigerantACC[[RefrigerantACC_ID]:[RefrigerantACC_ID]]=active_RefrigerantACC_ID)*(RefrigerantACC[[DollarYear]:[DollarYear]]=aactive_DollarYr)*(RefrigerantACC[[ModelYear]:[ModelYear]]=$BU10+SO$5-1),0),MATCH("aCost",RefrigerantACC[#Headers],0))* (1+active_WACC)^-($BU10-$BT10+SO$5-1+0.5)* (1+active_InflationRate)^(aactive_DollarYr-$BT10),"")
2 RACC | 510 | SP | Annual_Costs_StdYr19 | =IFERROR(PD10* INDEX(RefrigerantACC[#Data],MATCH(1,(RefrigerantACC[[RefrigerantACC_ID]:[RefrigerantACC_ID]]=active_RefrigerantACC_ID)*(RefrigerantACC[[DollarYear]:[DollarYear]]=aactive_DollarYr)*(RefrigerantACC[[ModelYear]:[ModelYear]]=$BU10+SP$5-1),0),MATCH("aCost",RefrigerantACC[#Headers],0))* (1+active_WACC)^-($BU10-$BT10+SP$5-1+0.5)* (1+active_InflationRate)^(aactive_DollarYr-$BT10),"") | 1 | 1 | 1 | 1 | 1 | 1 | 1 | 1 | 1 | 1 | 1 | 1 | 1 | 1 | 1 | 1 | 1 | 1 | 1 | 1 | 1 | 1 | 1 | 1 | 1 | '=IFERROR(PD10* INDEX(RefrigerantACC[#Data],MATCH(1,(RefrigerantACC[[RefrigerantACC_ID]:[RefrigerantACC_ID]]=active_RefrigerantACC_ID)*(RefrigerantACC[[DollarYear]:[DollarYear]]=aactive_DollarYr)*(RefrigerantACC[[ModelYear]:[ModelYear]]=$BU10+SP$5-1),0),MATCH("aCost",RefrigerantACC[#Headers],0))* (1+active_WACC)^-($BU10-$BT10+SP$5-1+0.5)* (1+active_InflationRate)^(aactive_DollarYr-$BT10),"")
2 RACC | 511 | SQ | Annual_Costs_StdYr20 | =IFERROR(PE10* INDEX(RefrigerantACC[#Data],MATCH(1,(RefrigerantACC[[RefrigerantACC_ID]:[RefrigerantACC_ID]]=active_RefrigerantACC_ID)*(RefrigerantACC[[DollarYear]:[DollarYear]]=aactive_DollarYr)*(RefrigerantACC[[ModelYear]:[ModelYear]]=$BU10+SQ$5-1),0),MATCH("aCost",RefrigerantACC[#Headers],0))* (1+active_WACC)^-($BU10-$BT10+SQ$5-1+0.5)* (1+active_InflationRate)^(aactive_DollarYr-$BT10),"") | 1 | 1 | 1 | 1 | 1 | 1 | 1 | 1 | 1 | 1 | 1 | 1 | 1 | 1 | 1 | 1 | 1 | 1 | 1 | 1 | 1 | 1 | 1 | 1 | 1 | '=IFERROR(PE10* INDEX(RefrigerantACC[#Data],MATCH(1,(RefrigerantACC[[RefrigerantACC_ID]:[RefrigerantACC_ID]]=active_RefrigerantACC_ID)*(RefrigerantACC[[DollarYear]:[DollarYear]]=aactive_DollarYr)*(RefrigerantACC[[ModelYear]:[ModelYear]]=$BU10+SQ$5-1),0),MATCH("aCost",RefrigerantACC[#Headers],0))* (1+active_WACC)^-($BU10-$BT10+SQ$5-1+0.5)* (1+active_InflationRate)^(aactive_DollarYr-$BT10),"")
2 RACC | 512 | SR | Annual_Costs_StdYr21 | =IFERROR(PF10* INDEX(RefrigerantACC[#Data],MATCH(1,(RefrigerantACC[[RefrigerantACC_ID]:[RefrigerantACC_ID]]=active_RefrigerantACC_ID)*(RefrigerantACC[[DollarYear]:[DollarYear]]=aactive_DollarYr)*(RefrigerantACC[[ModelYear]:[ModelYear]]=$BU10+SR$5-1),0),MATCH("aCost",RefrigerantACC[#Headers],0))* (1+active_WACC)^-($BU10-$BT10+SR$5-1+0.5)* (1+active_InflationRate)^(aactive_DollarYr-$BT10),"") | 1 | 1 | 1 | 1 | 1 | 1 | 1 | 1 | 1 | 1 | 1 | 1 | 1 | 1 | 1 | 1 | 1 | 1 | 1 | 1 | 1 | 1 | 1 | 1 | 1 | '=IFERROR(PF10* INDEX(RefrigerantACC[#Data],MATCH(1,(RefrigerantACC[[RefrigerantACC_ID]:[RefrigerantACC_ID]]=active_RefrigerantACC_ID)*(RefrigerantACC[[DollarYear]:[DollarYear]]=aactive_DollarYr)*(RefrigerantACC[[ModelYear]:[ModelYear]]=$BU10+SR$5-1),0),MATCH("aCost",RefrigerantACC[#Headers],0))* (1+active_WACC)^-($BU10-$BT10+SR$5-1+0.5)* (1+active_InflationRate)^(aactive_DollarYr-$BT10),"")
2 RACC | 513 | SS | Annual_Costs_StdYr22 | =IFERROR(PG10* INDEX(RefrigerantACC[#Data],MATCH(1,(RefrigerantACC[[RefrigerantACC_ID]:[RefrigerantACC_ID]]=active_RefrigerantACC_ID)*(RefrigerantACC[[DollarYear]:[DollarYear]]=aactive_DollarYr)*(RefrigerantACC[[ModelYear]:[ModelYear]]=$BU10+SS$5-1),0),MATCH("aCost",RefrigerantACC[#Headers],0))* (1+active_WACC)^-($BU10-$BT10+SS$5-1+0.5)* (1+active_InflationRate)^(aactive_DollarYr-$BT10),"") | 1 | 1 | 1 | 1 | 1 | 1 | 1 | 1 | 1 | 1 | 1 | 1 | 1 | 1 | 1 | 1 | 1 | 1 | 1 | 1 | 1 | 1 | 1 | 1 | 1 | '=IFERROR(PG10* INDEX(RefrigerantACC[#Data],MATCH(1,(RefrigerantACC[[RefrigerantACC_ID]:[RefrigerantACC_ID]]=active_RefrigerantACC_ID)*(RefrigerantACC[[DollarYear]:[DollarYear]]=aactive_DollarYr)*(RefrigerantACC[[ModelYear]:[ModelYear]]=$BU10+SS$5-1),0),MATCH("aCost",RefrigerantACC[#Headers],0))* (1+active_WACC)^-($BU10-$BT10+SS$5-1+0.5)* (1+active_InflationRate)^(aactive_DollarYr-$BT10),"")
2 RACC | 514 | ST | Annual_Costs_StdYr23 | =IFERROR(PH10* INDEX(RefrigerantACC[#Data],MATCH(1,(RefrigerantACC[[RefrigerantACC_ID]:[RefrigerantACC_ID]]=active_RefrigerantACC_ID)*(RefrigerantACC[[DollarYear]:[DollarYear]]=aactive_DollarYr)*(RefrigerantACC[[ModelYear]:[ModelYear]]=$BU10+ST$5-1),0),MATCH("aCost",RefrigerantACC[#Headers],0))* (1+active_WACC)^-($BU10-$BT10+ST$5-1+0.5)* (1+active_InflationRate)^(aactive_DollarYr-$BT10),"") | 1 | 1 | 1 | 1 | 1 | 1 | 1 | 1 | 1 | 1 | 1 | 1 | 1 | 1 | 1 | 1 | 1 | 1 | 1 | 1 | 1 | 1 | 1 | 1 | 1 | '=IFERROR(PH10* INDEX(RefrigerantACC[#Data],MATCH(1,(RefrigerantACC[[RefrigerantACC_ID]:[RefrigerantACC_ID]]=active_RefrigerantACC_ID)*(RefrigerantACC[[DollarYear]:[DollarYear]]=aactive_DollarYr)*(RefrigerantACC[[ModelYear]:[ModelYear]]=$BU10+ST$5-1),0),MATCH("aCost",RefrigerantACC[#Headers],0))* (1+active_WACC)^-($BU10-$BT10+ST$5-1+0.5)* (1+active_InflationRate)^(aactive_DollarYr-$BT10),"")
2 RACC | 515 | SU | Annual_Costs_StdYr24 | =IFERROR(PI10* INDEX(RefrigerantACC[#Data],MATCH(1,(RefrigerantACC[[RefrigerantACC_ID]:[RefrigerantACC_ID]]=active_RefrigerantACC_ID)*(RefrigerantACC[[DollarYear]:[DollarYear]]=aactive_DollarYr)*(RefrigerantACC[[ModelYear]:[ModelYear]]=$BU10+SU$5-1),0),MATCH("aCost",RefrigerantACC[#Headers],0))* (1+active_WACC)^-($BU10-$BT10+SU$5-1+0.5)* (1+active_InflationRate)^(aactive_DollarYr-$BT10),"") | 1 | 1 | 1 | 1 | 1 | 1 | 1 | 1 | 1 | 1 | 1 | 1 | 1 | 1 | 1 | 1 | 1 | 1 | 1 | 1 | 1 | 1 | 1 | 1 | 1 | '=IFERROR(PI10* INDEX(RefrigerantACC[#Data],MATCH(1,(RefrigerantACC[[RefrigerantACC_ID]:[RefrigerantACC_ID]]=active_RefrigerantACC_ID)*(RefrigerantACC[[DollarYear]:[DollarYear]]=aactive_DollarYr)*(RefrigerantACC[[ModelYear]:[ModelYear]]=$BU10+SU$5-1),0),MATCH("aCost",RefrigerantACC[#Headers],0))* (1+active_WACC)^-($BU10-$BT10+SU$5-1+0.5)* (1+active_InflationRate)^(aactive_DollarYr-$BT10),"")
2 RACC | 516 | SV | Annual_Costs_StdYr25 | =IFERROR(PJ10* INDEX(RefrigerantACC[#Data],MATCH(1,(RefrigerantACC[[RefrigerantACC_ID]:[RefrigerantACC_ID]]=active_RefrigerantACC_ID)*(RefrigerantACC[[DollarYear]:[DollarYear]]=aactive_DollarYr)*(RefrigerantACC[[ModelYear]:[ModelYear]]=$BU10+SV$5-1),0),MATCH("aCost",RefrigerantACC[#Headers],0))* (1+active_WACC)^-($BU10-$BT10+SV$5-1+0.5)* (1+active_InflationRate)^(aactive_DollarYr-$BT10),"") | 1 | 1 | 1 | 1 | 1 | 1 | 1 | 1 | 1 | 1 | 1 | 1 | 1 | 1 | 1 | 1 | 1 | 1 | 1 | 1 | 1 | 1 | 1 | 1 | 1 | '=IFERROR(PJ10* INDEX(RefrigerantACC[#Data],MATCH(1,(RefrigerantACC[[RefrigerantACC_ID]:[RefrigerantACC_ID]]=active_RefrigerantACC_ID)*(RefrigerantACC[[DollarYear]:[DollarYear]]=aactive_DollarYr)*(RefrigerantACC[[ModelYear]:[ModelYear]]=$BU10+SV$5-1),0),MATCH("aCost",RefrigerantACC[#Headers],0))* (1+active_WACC)^-($BU10-$BT10+SV$5-1+0.5)* (1+active_InflationRate)^(aactive_DollarYr-$BT10),"")
2 RACC | 517 | SW | Annual_Costs_StdYr26 | =IFERROR(PK10* INDEX(RefrigerantACC[#Data],MATCH(1,(RefrigerantACC[[RefrigerantACC_ID]:[RefrigerantACC_ID]]=active_RefrigerantACC_ID)*(RefrigerantACC[[DollarYear]:[DollarYear]]=aactive_DollarYr)*(RefrigerantACC[[ModelYear]:[ModelYear]]=$BU10+SW$5-1),0),MATCH("aCost",RefrigerantACC[#Headers],0))* (1+active_WACC)^-($BU10-$BT10+SW$5-1+0.5)* (1+active_InflationRate)^(aactive_DollarYr-$BT10),"") | 1 | 1 | 1 | 1 | 1 | 1 | 1 | 1 | 1 | 1 | 1 | 1 | 1 | 1 | 1 | 1 | 1 | 1 | 1 | 1 | 1 | 1 | 1 | 1 | 1 | '=IFERROR(PK10* INDEX(RefrigerantACC[#Data],MATCH(1,(RefrigerantACC[[RefrigerantACC_ID]:[RefrigerantACC_ID]]=active_RefrigerantACC_ID)*(RefrigerantACC[[DollarYear]:[DollarYear]]=aactive_DollarYr)*(RefrigerantACC[[ModelYear]:[ModelYear]]=$BU10+SW$5-1),0),MATCH("aCost",RefrigerantACC[#Headers],0))* (1+active_WACC)^-($BU10-$BT10+SW$5-1+0.5)* (1+active_InflationRate)^(aactive_DollarYr-$BT10),"")
2 RACC | 518 | SX | Annual_Costs_StdYr27 | =IFERROR(PL10* INDEX(RefrigerantACC[#Data],MATCH(1,(RefrigerantACC[[RefrigerantACC_ID]:[RefrigerantACC_ID]]=active_RefrigerantACC_ID)*(RefrigerantACC[[DollarYear]:[DollarYear]]=aactive_DollarYr)*(RefrigerantACC[[ModelYear]:[ModelYear]]=$BU10+SX$5-1),0),MATCH("aCost",RefrigerantACC[#Headers],0))* (1+active_WACC)^-($BU10-$BT10+SX$5-1+0.5)* (1+active_InflationRate)^(aactive_DollarYr-$BT10),"") | 1 | 1 | 1 | 1 | 1 | 1 | 1 | 1 | 1 | 1 | 1 | 1 | 1 | 1 | 1 | 1 | 1 | 1 | 1 | 1 | 1 | 1 | 1 | 1 | 1 | '=IFERROR(PL10* INDEX(RefrigerantACC[#Data],MATCH(1,(RefrigerantACC[[RefrigerantACC_ID]:[RefrigerantACC_ID]]=active_RefrigerantACC_ID)*(RefrigerantACC[[DollarYear]:[DollarYear]]=aactive_DollarYr)*(RefrigerantACC[[ModelYear]:[ModelYear]]=$BU10+SX$5-1),0),MATCH("aCost",RefrigerantACC[#Headers],0))* (1+active_WACC)^-($BU10-$BT10+SX$5-1+0.5)* (1+active_InflationRate)^(aactive_DollarYr-$BT10),"")
2 RACC | 519 | SY | Annual_Costs_StdYr28 | =IFERROR(PM10* INDEX(RefrigerantACC[#Data],MATCH(1,(RefrigerantACC[[RefrigerantACC_ID]:[RefrigerantACC_ID]]=active_RefrigerantACC_ID)*(RefrigerantACC[[DollarYear]:[DollarYear]]=aactive_DollarYr)*(RefrigerantACC[[ModelYear]:[ModelYear]]=$BU10+SY$5-1),0),MATCH("aCost",RefrigerantACC[#Headers],0))* (1+active_WACC)^-($BU10-$BT10+SY$5-1+0.5)* (1+active_InflationRate)^(aactive_DollarYr-$BT10),"") | 1 | 1 | 1 | 1 | 1 | 1 | 1 | 1 | 1 | 1 | 1 | 1 | 1 | 1 | 1 | 1 | 1 | 1 | 1 | 1 | 1 | 1 | 1 | 1 | 1 | '=IFERROR(PM10* INDEX(RefrigerantACC[#Data],MATCH(1,(RefrigerantACC[[RefrigerantACC_ID]:[RefrigerantACC_ID]]=active_RefrigerantACC_ID)*(RefrigerantACC[[DollarYear]:[DollarYear]]=aactive_DollarYr)*(RefrigerantACC[[ModelYear]:[ModelYear]]=$BU10+SY$5-1),0),MATCH("aCost",RefrigerantACC[#Headers],0))* (1+active_WACC)^-($BU10-$BT10+SY$5-1+0.5)* (1+active_InflationRate)^(aactive_DollarYr-$BT10),"")
2 RACC | 520 | SZ | Annual_Costs_StdYr29 | =IFERROR(PN10* INDEX(RefrigerantACC[#Data],MATCH(1,(RefrigerantACC[[RefrigerantACC_ID]:[RefrigerantACC_ID]]=active_RefrigerantACC_ID)*(RefrigerantACC[[DollarYear]:[DollarYear]]=aactive_DollarYr)*(RefrigerantACC[[ModelYear]:[ModelYear]]=$BU10+SZ$5-1),0),MATCH("aCost",RefrigerantACC[#Headers],0))* (1+active_WACC)^-($BU10-$BT10+SZ$5-1+0.5)* (1+active_InflationRate)^(aactive_DollarYr-$BT10),"") | 1 | 1 | 1 | 1 | 1 | 1 | 1 | 1 | 1 | 1 | 1 | 1 | 1 | 1 | 1 | 1 | 1 | 1 | 1 | 1 | 1 | 1 | 1 | 1 | 1 | '=IFERROR(PN10* INDEX(RefrigerantACC[#Data],MATCH(1,(RefrigerantACC[[RefrigerantACC_ID]:[RefrigerantACC_ID]]=active_RefrigerantACC_ID)*(RefrigerantACC[[DollarYear]:[DollarYear]]=aactive_DollarYr)*(RefrigerantACC[[ModelYear]:[ModelYear]]=$BU10+SZ$5-1),0),MATCH("aCost",RefrigerantACC[#Headers],0))* (1+active_WACC)^-($BU10-$BT10+SZ$5-1+0.5)* (1+active_InflationRate)^(aactive_DollarYr-$BT10),"")
2 RACC | 521 | TA | Annual_Costs_StdYr30 | =IFERROR(PO10* INDEX(RefrigerantACC[#Data],MATCH(1,(RefrigerantACC[[RefrigerantACC_ID]:[RefrigerantACC_ID]]=active_RefrigerantACC_ID)*(RefrigerantACC[[DollarYear]:[DollarYear]]=aactive_DollarYr)*(RefrigerantACC[[ModelYear]:[ModelYear]]=$BU10+TA$5-1),0),MATCH("aCost",RefrigerantACC[#Headers],0))* (1+active_WACC)^-($BU10-$BT10+TA$5-1+0.5)* (1+active_InflationRate)^(aactive_DollarYr-$BT10),"") | 1 | 1 | 1 | 1 | 1 | 1 | 1 | 1 | 1 | 1 | 1 | 1 | 1 | 1 | 1 | 1 | 1 | 1 | 1 | 1 | 1 | 1 | 1 | 1 | 1 | '=IFERROR(PO10* INDEX(RefrigerantACC[#Data],MATCH(1,(RefrigerantACC[[RefrigerantACC_ID]:[RefrigerantACC_ID]]=active_RefrigerantACC_ID)*(RefrigerantACC[[DollarYear]:[DollarYear]]=aactive_DollarYr)*(RefrigerantACC[[ModelYear]:[ModelYear]]=$BU10+TA$5-1),0),MATCH("aCost",RefrigerantACC[#Headers],0))* (1+active_WACC)^-($BU10-$BT10+TA$5-1+0.5)* (1+active_InflationRate)^(aactive_DollarYr-$BT10),"")
2 RACC | 522 | TB | EOL_Costs_StdYr01 | =IFERROR(PP10* INDEX(RefrigerantACC[#Data],MATCH(1,(RefrigerantACC[[RefrigerantACC_ID]:[RefrigerantACC_ID]]=active_RefrigerantACC_ID)*(RefrigerantACC[[DollarYear]:[DollarYear]]=aactive_DollarYr)*(RefrigerantACC[[ModelYear]:[ModelYear]]=$BU10+TB$5-1),0),MATCH("aCost",RefrigerantACC[#Headers],0))* (1+active_WACC)^-($BU10-$BT10+TB$5-1+0.5)* (1+active_InflationRate)^(aactive_DollarYr-$BT10),"") | 1 | 1 | 1 | 1 | 1 | 1 | 1 | 1 | 1 | 1 | 1 | 1 | 1 | 1 | 1 | 1 | 1 | 1 | 1 | 1 | 1 | 1 | 1 | 1 | 1 | '=IFERROR(PP10* INDEX(RefrigerantACC[#Data],MATCH(1,(RefrigerantACC[[RefrigerantACC_ID]:[RefrigerantACC_ID]]=active_RefrigerantACC_ID)*(RefrigerantACC[[DollarYear]:[DollarYear]]=aactive_DollarYr)*(RefrigerantACC[[ModelYear]:[ModelYear]]=$BU10+TB$5-1),0),MATCH("aCost",RefrigerantACC[#Headers],0))* (1+active_WACC)^-($BU10-$BT10+TB$5-1+0.5)* (1+active_InflationRate)^(aactive_DollarYr-$BT10),"")
2 RACC | 523 | TC | EOL_Costs_StdYr02 | =IFERROR(PQ10* INDEX(RefrigerantACC[#Data],MATCH(1,(RefrigerantACC[[RefrigerantACC_ID]:[RefrigerantACC_ID]]=active_RefrigerantACC_ID)*(RefrigerantACC[[DollarYear]:[DollarYear]]=aactive_DollarYr)*(RefrigerantACC[[ModelYear]:[ModelYear]]=$BU10+TC$5-1),0),MATCH("aCost",RefrigerantACC[#Headers],0))* (1+active_WACC)^-($BU10-$BT10+TC$5-1+0.5)* (1+active_InflationRate)^(aactive_DollarYr-$BT10),"") | 1 | 1 | 1 | 1 | 1 | 1 | 1 | 1 | 1 | 1 | 1 | 1 | 1 | 1 | 1 | 1 | 1 | 1 | 1 | 1 | 1 | 1 | 1 | 1 | 1 | '=IFERROR(PQ10* INDEX(RefrigerantACC[#Data],MATCH(1,(RefrigerantACC[[RefrigerantACC_ID]:[RefrigerantACC_ID]]=active_RefrigerantACC_ID)*(RefrigerantACC[[DollarYear]:[DollarYear]]=aactive_DollarYr)*(RefrigerantACC[[ModelYear]:[ModelYear]]=$BU10+TC$5-1),0),MATCH("aCost",RefrigerantACC[#Headers],0))* (1+active_WACC)^-($BU10-$BT10+TC$5-1+0.5)* (1+active_InflationRate)^(aactive_DollarYr-$BT10),"")
2 RACC | 524 | TD | EOL_Costs_StdYr03 | =IFERROR(PR10* INDEX(RefrigerantACC[#Data],MATCH(1,(RefrigerantACC[[RefrigerantACC_ID]:[RefrigerantACC_ID]]=active_RefrigerantACC_ID)*(RefrigerantACC[[DollarYear]:[DollarYear]]=aactive_DollarYr)*(RefrigerantACC[[ModelYear]:[ModelYear]]=$BU10+TD$5-1),0),MATCH("aCost",RefrigerantACC[#Headers],0))* (1+active_WACC)^-($BU10-$BT10+TD$5-1+0.5)* (1+active_InflationRate)^(aactive_DollarYr-$BT10),"") | 1 | 1 | 1 | 1 | 1 | 1 | 1 | 1 | 1 | 1 | 1 | 1 | 1 | 1 | 1 | 1 | 1 | 1 | 1 | 1 | 1 | 1 | 1 | 1 | 1 | '=IFERROR(PR10* INDEX(RefrigerantACC[#Data],MATCH(1,(RefrigerantACC[[RefrigerantACC_ID]:[RefrigerantACC_ID]]=active_RefrigerantACC_ID)*(RefrigerantACC[[DollarYear]:[DollarYear]]=aactive_DollarYr)*(RefrigerantACC[[ModelYear]:[ModelYear]]=$BU10+TD$5-1),0),MATCH("aCost",RefrigerantACC[#Headers],0))* (1+active_WACC)^-($BU10-$BT10+TD$5-1+0.5)* (1+active_InflationRate)^(aactive_DollarYr-$BT10),"")
2 RACC | 525 | TE | EOL_Costs_StdYr04 | =IFERROR(PS10* INDEX(RefrigerantACC[#Data],MATCH(1,(RefrigerantACC[[RefrigerantACC_ID]:[RefrigerantACC_ID]]=active_RefrigerantACC_ID)*(RefrigerantACC[[DollarYear]:[DollarYear]]=aactive_DollarYr)*(RefrigerantACC[[ModelYear]:[ModelYear]]=$BU10+TE$5-1),0),MATCH("aCost",RefrigerantACC[#Headers],0))* (1+active_WACC)^-($BU10-$BT10+TE$5-1+0.5)* (1+active_InflationRate)^(aactive_DollarYr-$BT10),"") | 1 | 1 | 1 | 1 | 1 | 1 | 1 | 1 | 1 | 1 | 1 | 1 | 1 | 1 | 1 | 1 | 1 | 1 | 1 | 1 | 1 | 1 | 1 | 1 | 1 | '=IFERROR(PS10* INDEX(RefrigerantACC[#Data],MATCH(1,(RefrigerantACC[[RefrigerantACC_ID]:[RefrigerantACC_ID]]=active_RefrigerantACC_ID)*(RefrigerantACC[[DollarYear]:[DollarYear]]=aactive_DollarYr)*(RefrigerantACC[[ModelYear]:[ModelYear]]=$BU10+TE$5-1),0),MATCH("aCost",RefrigerantACC[#Headers],0))* (1+active_WACC)^-($BU10-$BT10+TE$5-1+0.5)* (1+active_InflationRate)^(aactive_DollarYr-$BT10),"")
2 RACC | 526 | TF | EOL_Costs_StdYr05 | =IFERROR(PT10* INDEX(RefrigerantACC[#Data],MATCH(1,(RefrigerantACC[[RefrigerantACC_ID]:[RefrigerantACC_ID]]=active_RefrigerantACC_ID)*(RefrigerantACC[[DollarYear]:[DollarYear]]=aactive_DollarYr)*(RefrigerantACC[[ModelYear]:[ModelYear]]=$BU10+TF$5-1),0),MATCH("aCost",RefrigerantACC[#Headers],0))* (1+active_WACC)^-($BU10-$BT10+TF$5-1+0.5)* (1+active_InflationRate)^(aactive_DollarYr-$BT10),"") | 1 | 1 | 1 | 1 | 1 | 1 | 1 | 1 | 1 | 1 | 1 | 1 | 1 | 1 | 1 | 1 | 1 | 1 | 1 | 1 | 1 | 1 | 1 | 1 | 1 | '=IFERROR(PT10* INDEX(RefrigerantACC[#Data],MATCH(1,(RefrigerantACC[[RefrigerantACC_ID]:[RefrigerantACC_ID]]=active_RefrigerantACC_ID)*(RefrigerantACC[[DollarYear]:[DollarYear]]=aactive_DollarYr)*(RefrigerantACC[[ModelYear]:[ModelYear]]=$BU10+TF$5-1),0),MATCH("aCost",RefrigerantACC[#Headers],0))* (1+active_WACC)^-($BU10-$BT10+TF$5-1+0.5)* (1+active_InflationRate)^(aactive_DollarYr-$BT10),"")
2 RACC | 527 | TG | EOL_Costs_StdYr06 | =IFERROR(PU10* INDEX(RefrigerantACC[#Data],MATCH(1,(RefrigerantACC[[RefrigerantACC_ID]:[RefrigerantACC_ID]]=active_RefrigerantACC_ID)*(RefrigerantACC[[DollarYear]:[DollarYear]]=aactive_DollarYr)*(RefrigerantACC[[ModelYear]:[ModelYear]]=$BU10+TG$5-1),0),MATCH("aCost",RefrigerantACC[#Headers],0))* (1+active_WACC)^-($BU10-$BT10+TG$5-1+0.5)* (1+active_InflationRate)^(aactive_DollarYr-$BT10),"") | 1 | 1 | 1 | 1 | 1 | 1 | 1 | 1 | 1 | 1 | 1 | 1 | 1 | 1 | 1 | 1 | 1 | 1 | 1 | 1 | 1 | 1 | 1 | 1 | 1 | '=IFERROR(PU10* INDEX(RefrigerantACC[#Data],MATCH(1,(RefrigerantACC[[RefrigerantACC_ID]:[RefrigerantACC_ID]]=active_RefrigerantACC_ID)*(RefrigerantACC[[DollarYear]:[DollarYear]]=aactive_DollarYr)*(RefrigerantACC[[ModelYear]:[ModelYear]]=$BU10+TG$5-1),0),MATCH("aCost",RefrigerantACC[#Headers],0))* (1+active_WACC)^-($BU10-$BT10+TG$5-1+0.5)* (1+active_InflationRate)^(aactive_DollarYr-$BT10),"")
2 RACC | 528 | TH | EOL_Costs_StdYr07 | =IFERROR(PV10* INDEX(RefrigerantACC[#Data],MATCH(1,(RefrigerantACC[[RefrigerantACC_ID]:[RefrigerantACC_ID]]=active_RefrigerantACC_ID)*(RefrigerantACC[[DollarYear]:[DollarYear]]=aactive_DollarYr)*(RefrigerantACC[[ModelYear]:[ModelYear]]=$BU10+TH$5-1),0),MATCH("aCost",RefrigerantACC[#Headers],0))* (1+active_WACC)^-($BU10-$BT10+TH$5-1+0.5)* (1+active_InflationRate)^(aactive_DollarYr-$BT10),"") | 1 | 1 | 1 | 1 | 1 | 1 | 1 | 1 | 1 | 1 | 1 | 1 | 1 | 1 | 1 | 1 | 1 | 1 | 1 | 1 | 1 | 1 | 1 | 1 | 1 | '=IFERROR(PV10* INDEX(RefrigerantACC[#Data],MATCH(1,(RefrigerantACC[[RefrigerantACC_ID]:[RefrigerantACC_ID]]=active_RefrigerantACC_ID)*(RefrigerantACC[[DollarYear]:[DollarYear]]=aactive_DollarYr)*(RefrigerantACC[[ModelYear]:[ModelYear]]=$BU10+TH$5-1),0),MATCH("aCost",RefrigerantACC[#Headers],0))* (1+active_WACC)^-($BU10-$BT10+TH$5-1+0.5)* (1+active_InflationRate)^(aactive_DollarYr-$BT10),"")
2 RACC | 529 | TI | EOL_Costs_StdYr08 | =IFERROR(PW10* INDEX(RefrigerantACC[#Data],MATCH(1,(RefrigerantACC[[RefrigerantACC_ID]:[RefrigerantACC_ID]]=active_RefrigerantACC_ID)*(RefrigerantACC[[DollarYear]:[DollarYear]]=aactive_DollarYr)*(RefrigerantACC[[ModelYear]:[ModelYear]]=$BU10+TI$5-1),0),MATCH("aCost",RefrigerantACC[#Headers],0))* (1+active_WACC)^-($BU10-$BT10+TI$5-1+0.5)* (1+active_InflationRate)^(aactive_DollarYr-$BT10),"") | 1 | 1 | 1 | 1 | 1 | 1 | 1 | 1 | 1 | 1 | 1 | 1 | 1 | 1 | 1 | 1 | 1 | 1 | 1 | 1 | 1 | 1 | 1 | 1 | 1 | '=IFERROR(PW10* INDEX(RefrigerantACC[#Data],MATCH(1,(RefrigerantACC[[RefrigerantACC_ID]:[RefrigerantACC_ID]]=active_RefrigerantACC_ID)*(RefrigerantACC[[DollarYear]:[DollarYear]]=aactive_DollarYr)*(RefrigerantACC[[ModelYear]:[ModelYear]]=$BU10+TI$5-1),0),MATCH("aCost",RefrigerantACC[#Headers],0))* (1+active_WACC)^-($BU10-$BT10+TI$5-1+0.5)* (1+active_InflationRate)^(aactive_DollarYr-$BT10),"")
2 RACC | 530 | TJ | EOL_Costs_StdYr09 | =IFERROR(PX10* INDEX(RefrigerantACC[#Data],MATCH(1,(RefrigerantACC[[RefrigerantACC_ID]:[RefrigerantACC_ID]]=active_RefrigerantACC_ID)*(RefrigerantACC[[DollarYear]:[DollarYear]]=aactive_DollarYr)*(RefrigerantACC[[ModelYear]:[ModelYear]]=$BU10+TJ$5-1),0),MATCH("aCost",RefrigerantACC[#Headers],0))* (1+active_WACC)^-($BU10-$BT10+TJ$5-1+0.5)* (1+active_InflationRate)^(aactive_DollarYr-$BT10),"") | 1 | 1 | 1 | 1 | 1 | 1 | 1 | 1 | 1 | 1 | 1 | 1 | 1 | 1 | 1 | 1 | 1 | 1 | 1 | 1 | 1 | 1 | 1 | 1 | 1 | '=IFERROR(PX10* INDEX(RefrigerantACC[#Data],MATCH(1,(RefrigerantACC[[RefrigerantACC_ID]:[RefrigerantACC_ID]]=active_RefrigerantACC_ID)*(RefrigerantACC[[DollarYear]:[DollarYear]]=aactive_DollarYr)*(RefrigerantACC[[ModelYear]:[ModelYear]]=$BU10+TJ$5-1),0),MATCH("aCost",RefrigerantACC[#Headers],0))* (1+active_WACC)^-($BU10-$BT10+TJ$5-1+0.5)* (1+active_InflationRate)^(aactive_DollarYr-$BT10),"")
2 RACC | 531 | TK | EOL_Costs_StdYr10 | =IFERROR(PY10* INDEX(RefrigerantACC[#Data],MATCH(1,(RefrigerantACC[[RefrigerantACC_ID]:[RefrigerantACC_ID]]=active_RefrigerantACC_ID)*(RefrigerantACC[[DollarYear]:[DollarYear]]=aactive_DollarYr)*(RefrigerantACC[[ModelYear]:[ModelYear]]=$BU10+TK$5-1),0),MATCH("aCost",RefrigerantACC[#Headers],0))* (1+active_WACC)^-($BU10-$BT10+TK$5-1+0.5)* (1+active_InflationRate)^(aactive_DollarYr-$BT10),"") | 1 | 1 | 1 | 1 | 1 | 1 | 1 | 1 | 1 | 1 | 1 | 1 | 1 | 1 | 1 | 1 | 1 | 1 | 1 | 1 | 1 | 1 | 1 | 1 | 1 | '=IFERROR(PY10* INDEX(RefrigerantACC[#Data],MATCH(1,(RefrigerantACC[[RefrigerantACC_ID]:[RefrigerantACC_ID]]=active_RefrigerantACC_ID)*(RefrigerantACC[[DollarYear]:[DollarYear]]=aactive_DollarYr)*(RefrigerantACC[[ModelYear]:[ModelYear]]=$BU10+TK$5-1),0),MATCH("aCost",RefrigerantACC[#Headers],0))* (1+active_WACC)^-($BU10-$BT10+TK$5-1+0.5)* (1+active_InflationRate)^(aactive_DollarYr-$BT10),"")
2 RACC | 532 | TL | EOL_Costs_StdYr11 | =IFERROR(PZ10* INDEX(RefrigerantACC[#Data],MATCH(1,(RefrigerantACC[[RefrigerantACC_ID]:[RefrigerantACC_ID]]=active_RefrigerantACC_ID)*(RefrigerantACC[[DollarYear]:[DollarYear]]=aactive_DollarYr)*(RefrigerantACC[[ModelYear]:[ModelYear]]=$BU10+TL$5-1),0),MATCH("aCost",RefrigerantACC[#Headers],0))* (1+active_WACC)^-($BU10-$BT10+TL$5-1+0.5)* (1+active_InflationRate)^(aactive_DollarYr-$BT10),"") | 1 | 1 | 1 | 1 | 1 | 1 | 1 | 1 | 1 | 1 | 1 | 1 | 1 | 1 | 1 | 1 | 1 | 1 | 1 | 1 | 1 | 1 | 1 | 1 | 1 | '=IFERROR(PZ10* INDEX(RefrigerantACC[#Data],MATCH(1,(RefrigerantACC[[RefrigerantACC_ID]:[RefrigerantACC_ID]]=active_RefrigerantACC_ID)*(RefrigerantACC[[DollarYear]:[DollarYear]]=aactive_DollarYr)*(RefrigerantACC[[ModelYear]:[ModelYear]]=$BU10+TL$5-1),0),MATCH("aCost",RefrigerantACC[#Headers],0))* (1+active_WACC)^-($BU10-$BT10+TL$5-1+0.5)* (1+active_InflationRate)^(aactive_DollarYr-$BT10),"")
2 RACC | 533 | TM | EOL_Costs_StdYr12 | =IFERROR(QA10* INDEX(RefrigerantACC[#Data],MATCH(1,(RefrigerantACC[[RefrigerantACC_ID]:[RefrigerantACC_ID]]=active_RefrigerantACC_ID)*(RefrigerantACC[[DollarYear]:[DollarYear]]=aactive_DollarYr)*(RefrigerantACC[[ModelYear]:[ModelYear]]=$BU10+TM$5-1),0),MATCH("aCost",RefrigerantACC[#Headers],0))* (1+active_WACC)^-($BU10-$BT10+TM$5-1+0.5)* (1+active_InflationRate)^(aactive_DollarYr-$BT10),"") | 1 | 1 | 1 | 1 | 1 | 1 | 1 | 1 | 1 | 1 | 1 | 1 | 1 | 1 | 1 | 1 | 1 | 1 | 1 | 1 | 1 | 1 | 1 | 1 | 1 | '=IFERROR(QA10* INDEX(RefrigerantACC[#Data],MATCH(1,(RefrigerantACC[[RefrigerantACC_ID]:[RefrigerantACC_ID]]=active_RefrigerantACC_ID)*(RefrigerantACC[[DollarYear]:[DollarYear]]=aactive_DollarYr)*(RefrigerantACC[[ModelYear]:[ModelYear]]=$BU10+TM$5-1),0),MATCH("aCost",RefrigerantACC[#Headers],0))* (1+active_WACC)^-($BU10-$BT10+TM$5-1+0.5)* (1+active_InflationRate)^(aactive_DollarYr-$BT10),"")
2 RACC | 534 | TN | EOL_Costs_StdYr13 | =IFERROR(QB10* INDEX(RefrigerantACC[#Data],MATCH(1,(RefrigerantACC[[RefrigerantACC_ID]:[RefrigerantACC_ID]]=active_RefrigerantACC_ID)*(RefrigerantACC[[DollarYear]:[DollarYear]]=aactive_DollarYr)*(RefrigerantACC[[ModelYear]:[ModelYear]]=$BU10+TN$5-1),0),MATCH("aCost",RefrigerantACC[#Headers],0))* (1+active_WACC)^-($BU10-$BT10+TN$5-1+0.5)* (1+active_InflationRate)^(aactive_DollarYr-$BT10),"") | 1 | 1 | 1 | 1 | 1 | 1 | 1 | 1 | 1 | 1 | 1 | 1 | 1 | 1 | 1 | 1 | 1 | 1 | 1 | 1 | 1 | 1 | 1 | 1 | 1 | '=IFERROR(QB10* INDEX(RefrigerantACC[#Data],MATCH(1,(RefrigerantACC[[RefrigerantACC_ID]:[RefrigerantACC_ID]]=active_RefrigerantACC_ID)*(RefrigerantACC[[DollarYear]:[DollarYear]]=aactive_DollarYr)*(RefrigerantACC[[ModelYear]:[ModelYear]]=$BU10+TN$5-1),0),MATCH("aCost",RefrigerantACC[#Headers],0))* (1+active_WACC)^-($BU10-$BT10+TN$5-1+0.5)* (1+active_InflationRate)^(aactive_DollarYr-$BT10),"")
2 RACC | 535 | TO | EOL_Costs_StdYr14 | =IFERROR(QC10* INDEX(RefrigerantACC[#Data],MATCH(1,(RefrigerantACC[[RefrigerantACC_ID]:[RefrigerantACC_ID]]=active_RefrigerantACC_ID)*(RefrigerantACC[[DollarYear]:[DollarYear]]=aactive_DollarYr)*(RefrigerantACC[[ModelYear]:[ModelYear]]=$BU10+TO$5-1),0),MATCH("aCost",RefrigerantACC[#Headers],0))* (1+active_WACC)^-($BU10-$BT10+TO$5-1+0.5)* (1+active_InflationRate)^(aactive_DollarYr-$BT10),"") | 1 | 1 | 1 | 1 | 1 | 1 | 1 | 1 | 1 | 1 | 1 | 1 | 1 | 1 | 1 | 1 | 1 | 1 | 1 | 1 | 1 | 1 | 1 | 1 | 1 | '=IFERROR(QC10* INDEX(RefrigerantACC[#Data],MATCH(1,(RefrigerantACC[[RefrigerantACC_ID]:[RefrigerantACC_ID]]=active_RefrigerantACC_ID)*(RefrigerantACC[[DollarYear]:[DollarYear]]=aactive_DollarYr)*(RefrigerantACC[[ModelYear]:[ModelYear]]=$BU10+TO$5-1),0),MATCH("aCost",RefrigerantACC[#Headers],0))* (1+active_WACC)^-($BU10-$BT10+TO$5-1+0.5)* (1+active_InflationRate)^(aactive_DollarYr-$BT10),"")
2 RACC | 536 | TP | EOL_Costs_StdYr15 | =IFERROR(QD10* INDEX(RefrigerantACC[#Data],MATCH(1,(RefrigerantACC[[RefrigerantACC_ID]:[RefrigerantACC_ID]]=active_RefrigerantACC_ID)*(RefrigerantACC[[DollarYear]:[DollarYear]]=aactive_DollarYr)*(RefrigerantACC[[ModelYear]:[ModelYear]]=$BU10+TP$5-1),0),MATCH("aCost",RefrigerantACC[#Headers],0))* (1+active_WACC)^-($BU10-$BT10+TP$5-1+0.5)* (1+active_InflationRate)^(aactive_DollarYr-$BT10),"") | 1 | 1 | 1 | 1 | 1 | 1 | 1 | 1 | 1 | 1 | 1 | 1 | 1 | 1 | 1 | 1 | 1 | 1 | 1 | 1 | 1 | 1 | 1 | 1 | 1 | '=IFERROR(QD10* INDEX(RefrigerantACC[#Data],MATCH(1,(RefrigerantACC[[RefrigerantACC_ID]:[RefrigerantACC_ID]]=active_RefrigerantACC_ID)*(RefrigerantACC[[DollarYear]:[DollarYear]]=aactive_DollarYr)*(RefrigerantACC[[ModelYear]:[ModelYear]]=$BU10+TP$5-1),0),MATCH("aCost",RefrigerantACC[#Headers],0))* (1+active_WACC)^-($BU10-$BT10+TP$5-1+0.5)* (1+active_InflationRate)^(aactive_DollarYr-$BT10),"")
2 RACC | 537 | TQ | EOL_Costs_StdYr16 | =IFERROR(QE10* INDEX(RefrigerantACC[#Data],MATCH(1,(RefrigerantACC[[RefrigerantACC_ID]:[RefrigerantACC_ID]]=active_RefrigerantACC_ID)*(RefrigerantACC[[DollarYear]:[DollarYear]]=aactive_DollarYr)*(RefrigerantACC[[ModelYear]:[ModelYear]]=$BU10+TQ$5-1),0),MATCH("aCost",RefrigerantACC[#Headers],0))* (1+active_WACC)^-($BU10-$BT10+TQ$5-1+0.5)* (1+active_InflationRate)^(aactive_DollarYr-$BT10),"") | 1 | 1 | 1 | 1 | 1 | 1 | 1 | 1 | 1 | 1 | 1 | 1 | 1 | 1 | 1 | 1 | 1 | 1 | 1 | 1 | 1 | 1 | 1 | 1 | 1 | '=IFERROR(QE10* INDEX(RefrigerantACC[#Data],MATCH(1,(RefrigerantACC[[RefrigerantACC_ID]:[RefrigerantACC_ID]]=active_RefrigerantACC_ID)*(RefrigerantACC[[DollarYear]:[DollarYear]]=aactive_DollarYr)*(RefrigerantACC[[ModelYear]:[ModelYear]]=$BU10+TQ$5-1),0),MATCH("aCost",RefrigerantACC[#Headers],0))* (1+active_WACC)^-($BU10-$BT10+TQ$5-1+0.5)* (1+active_InflationRate)^(aactive_DollarYr-$BT10),"")
2 RACC | 538 | TR | EOL_Costs_StdYr17 | =IFERROR(QF10* INDEX(RefrigerantACC[#Data],MATCH(1,(RefrigerantACC[[RefrigerantACC_ID]:[RefrigerantACC_ID]]=active_RefrigerantACC_ID)*(RefrigerantACC[[DollarYear]:[DollarYear]]=aactive_DollarYr)*(RefrigerantACC[[ModelYear]:[ModelYear]]=$BU10+TR$5-1),0),MATCH("aCost",RefrigerantACC[#Headers],0))* (1+active_WACC)^-($BU10-$BT10+TR$5-1+0.5)* (1+active_InflationRate)^(aactive_DollarYr-$BT10),"") | 1 | 1 | 1 | 1 | 1 | 1 | 1 | 1 | 1 | 1 | 1 | 1 | 1 | 1 | 1 | 1 | 1 | 1 | 1 | 1 | 1 | 1 | 1 | 1 | 1 | '=IFERROR(QF10* INDEX(RefrigerantACC[#Data],MATCH(1,(RefrigerantACC[[RefrigerantACC_ID]:[RefrigerantACC_ID]]=active_RefrigerantACC_ID)*(RefrigerantACC[[DollarYear]:[DollarYear]]=aactive_DollarYr)*(RefrigerantACC[[ModelYear]:[ModelYear]]=$BU10+TR$5-1),0),MATCH("aCost",RefrigerantACC[#Headers],0))* (1+active_WACC)^-($BU10-$BT10+TR$5-1+0.5)* (1+active_InflationRate)^(aactive_DollarYr-$BT10),"")
2 RACC | 539 | TS | EOL_Costs_StdYr18 | =IFERROR(QG10* INDEX(RefrigerantACC[#Data],MATCH(1,(RefrigerantACC[[RefrigerantACC_ID]:[RefrigerantACC_ID]]=active_RefrigerantACC_ID)*(RefrigerantACC[[DollarYear]:[DollarYear]]=aactive_DollarYr)*(RefrigerantACC[[ModelYear]:[ModelYear]]=$BU10+TS$5-1),0),MATCH("aCost",RefrigerantACC[#Headers],0))* (1+active_WACC)^-($BU10-$BT10+TS$5-1+0.5)* (1+active_InflationRate)^(aactive_DollarYr-$BT10),"") | 1 | 1 | 1 | 1 | 1 | 1 | 1 | 1 | 1 | 1 | 1 | 1 | 1 | 1 | 1 | 1 | 1 | 1 | 1 | 1 | 1 | 1 | 1 | 1 | 1 | '=IFERROR(QG10* INDEX(RefrigerantACC[#Data],MATCH(1,(RefrigerantACC[[RefrigerantACC_ID]:[RefrigerantACC_ID]]=active_RefrigerantACC_ID)*(RefrigerantACC[[DollarYear]:[DollarYear]]=aactive_DollarYr)*(RefrigerantACC[[ModelYear]:[ModelYear]]=$BU10+TS$5-1),0),MATCH("aCost",RefrigerantACC[#Headers],0))* (1+active_WACC)^-($BU10-$BT10+TS$5-1+0.5)* (1+active_InflationRate)^(aactive_DollarYr-$BT10),"")
2 RACC | 540 | TT | EOL_Costs_StdYr19 | =IFERROR(QH10* INDEX(RefrigerantACC[#Data],MATCH(1,(RefrigerantACC[[RefrigerantACC_ID]:[RefrigerantACC_ID]]=active_RefrigerantACC_ID)*(RefrigerantACC[[DollarYear]:[DollarYear]]=aactive_DollarYr)*(RefrigerantACC[[ModelYear]:[ModelYear]]=$BU10+TT$5-1),0),MATCH("aCost",RefrigerantACC[#Headers],0))* (1+active_WACC)^-($BU10-$BT10+TT$5-1+0.5)* (1+active_InflationRate)^(aactive_DollarYr-$BT10),"") | 1 | 1 | 1 | 1 | 1 | 1 | 1 | 1 | 1 | 1 | 1 | 1 | 1 | 1 | 1 | 1 | 1 | 1 | 1 | 1 | 1 | 1 | 1 | 1 | 1 | '=IFERROR(QH10* INDEX(RefrigerantACC[#Data],MATCH(1,(RefrigerantACC[[RefrigerantACC_ID]:[RefrigerantACC_ID]]=active_RefrigerantACC_ID)*(RefrigerantACC[[DollarYear]:[DollarYear]]=aactive_DollarYr)*(RefrigerantACC[[ModelYear]:[ModelYear]]=$BU10+TT$5-1),0),MATCH("aCost",RefrigerantACC[#Headers],0))* (1+active_WACC)^-($BU10-$BT10+TT$5-1+0.5)* (1+active_InflationRate)^(aactive_DollarYr-$BT10),"")
2 RACC | 541 | TU | EOL_Costs_StdYr20 | =IFERROR(QI10* INDEX(RefrigerantACC[#Data],MATCH(1,(RefrigerantACC[[RefrigerantACC_ID]:[RefrigerantACC_ID]]=active_RefrigerantACC_ID)*(RefrigerantACC[[DollarYear]:[DollarYear]]=aactive_DollarYr)*(RefrigerantACC[[ModelYear]:[ModelYear]]=$BU10+TU$5-1),0),MATCH("aCost",RefrigerantACC[#Headers],0))* (1+active_WACC)^-($BU10-$BT10+TU$5-1+0.5)* (1+active_InflationRate)^(aactive_DollarYr-$BT10),"") | 1 | 1 | 1 | 1 | 1 | 1 | 1 | 1 | 1 | 1 | 1 | 1 | 1 | 1 | 1 | 1 | 1 | 1 | 1 | 1 | 1 | 1 | 1 | 1 | 1 | '=IFERROR(QI10* INDEX(RefrigerantACC[#Data],MATCH(1,(RefrigerantACC[[RefrigerantACC_ID]:[RefrigerantACC_ID]]=active_RefrigerantACC_ID)*(RefrigerantACC[[DollarYear]:[DollarYear]]=aactive_DollarYr)*(RefrigerantACC[[ModelYear]:[ModelYear]]=$BU10+TU$5-1),0),MATCH("aCost",RefrigerantACC[#Headers],0))* (1+active_WACC)^-($BU10-$BT10+TU$5-1+0.5)* (1+active_InflationRate)^(aactive_DollarYr-$BT10),"")
2 RACC | 542 | TV | EOL_Costs_StdYr21 | =IFERROR(QJ10* INDEX(RefrigerantACC[#Data],MATCH(1,(RefrigerantACC[[RefrigerantACC_ID]:[RefrigerantACC_ID]]=active_RefrigerantACC_ID)*(RefrigerantACC[[DollarYear]:[DollarYear]]=aactive_DollarYr)*(RefrigerantACC[[ModelYear]:[ModelYear]]=$BU10+TV$5-1),0),MATCH("aCost",RefrigerantACC[#Headers],0))* (1+active_WACC)^-($BU10-$BT10+TV$5-1+0.5)* (1+active_InflationRate)^(aactive_DollarYr-$BT10),"") | 1 | 1 | 1 | 1 | 1 | 1 | 1 | 1 | 1 | 1 | 1 | 1 | 1 | 1 | 1 | 1 | 1 | 1 | 1 | 1 | 1 | 1 | 1 | 1 | 1 | '=IFERROR(QJ10* INDEX(RefrigerantACC[#Data],MATCH(1,(RefrigerantACC[[RefrigerantACC_ID]:[RefrigerantACC_ID]]=active_RefrigerantACC_ID)*(RefrigerantACC[[DollarYear]:[DollarYear]]=aactive_DollarYr)*(RefrigerantACC[[ModelYear]:[ModelYear]]=$BU10+TV$5-1),0),MATCH("aCost",RefrigerantACC[#Headers],0))* (1+active_WACC)^-($BU10-$BT10+TV$5-1+0.5)* (1+active_InflationRate)^(aactive_DollarYr-$BT10),"")
2 RACC | 543 | TW | EOL_Costs_StdYr22 | =IFERROR(QK10* INDEX(RefrigerantACC[#Data],MATCH(1,(RefrigerantACC[[RefrigerantACC_ID]:[RefrigerantACC_ID]]=active_RefrigerantACC_ID)*(RefrigerantACC[[DollarYear]:[DollarYear]]=aactive_DollarYr)*(RefrigerantACC[[ModelYear]:[ModelYear]]=$BU10+TW$5-1),0),MATCH("aCost",RefrigerantACC[#Headers],0))* (1+active_WACC)^-($BU10-$BT10+TW$5-1+0.5)* (1+active_InflationRate)^(aactive_DollarYr-$BT10),"") | 1 | 1 | 1 | 1 | 1 | 1 | 1 | 1 | 1 | 1 | 1 | 1 | 1 | 1 | 1 | 1 | 1 | 1 | 1 | 1 | 1 | 1 | 1 | 1 | 1 | '=IFERROR(QK10* INDEX(RefrigerantACC[#Data],MATCH(1,(RefrigerantACC[[RefrigerantACC_ID]:[RefrigerantACC_ID]]=active_RefrigerantACC_ID)*(RefrigerantACC[[DollarYear]:[DollarYear]]=aactive_DollarYr)*(RefrigerantACC[[ModelYear]:[ModelYear]]=$BU10+TW$5-1),0),MATCH("aCost",RefrigerantACC[#Headers],0))* (1+active_WACC)^-($BU10-$BT10+TW$5-1+0.5)* (1+active_InflationRate)^(aactive_DollarYr-$BT10),"")
2 RACC | 544 | TX | EOL_Costs_StdYr23 | =IFERROR(QL10* INDEX(RefrigerantACC[#Data],MATCH(1,(RefrigerantACC[[RefrigerantACC_ID]:[RefrigerantACC_ID]]=active_RefrigerantACC_ID)*(RefrigerantACC[[DollarYear]:[DollarYear]]=aactive_DollarYr)*(RefrigerantACC[[ModelYear]:[ModelYear]]=$BU10+TX$5-1),0),MATCH("aCost",RefrigerantACC[#Headers],0))* (1+active_WACC)^-($BU10-$BT10+TX$5-1+0.5)* (1+active_InflationRate)^(aactive_DollarYr-$BT10),"") | 1 | 1 | 1 | 1 | 1 | 1 | 1 | 1 | 1 | 1 | 1 | 1 | 1 | 1 | 1 | 1 | 1 | 1 | 1 | 1 | 1 | 1 | 1 | 1 | 1 | '=IFERROR(QL10* INDEX(RefrigerantACC[#Data],MATCH(1,(RefrigerantACC[[RefrigerantACC_ID]:[RefrigerantACC_ID]]=active_RefrigerantACC_ID)*(RefrigerantACC[[DollarYear]:[DollarYear]]=aactive_DollarYr)*(RefrigerantACC[[ModelYear]:[ModelYear]]=$BU10+TX$5-1),0),MATCH("aCost",RefrigerantACC[#Headers],0))* (1+active_WACC)^-($BU10-$BT10+TX$5-1+0.5)* (1+active_InflationRate)^(aactive_DollarYr-$BT10),"")
2 RACC | 545 | TY | EOL_Costs_StdYr24 | =IFERROR(QM10* INDEX(RefrigerantACC[#Data],MATCH(1,(RefrigerantACC[[RefrigerantACC_ID]:[RefrigerantACC_ID]]=active_RefrigerantACC_ID)*(RefrigerantACC[[DollarYear]:[DollarYear]]=aactive_DollarYr)*(RefrigerantACC[[ModelYear]:[ModelYear]]=$BU10+TY$5-1),0),MATCH("aCost",RefrigerantACC[#Headers],0))* (1+active_WACC)^-($BU10-$BT10+TY$5-1+0.5)* (1+active_InflationRate)^(aactive_DollarYr-$BT10),"") | 1 | 1 | 1 | 1 | 1 | 1 | 1 | 1 | 1 | 1 | 1 | 1 | 1 | 1 | 1 | 1 | 1 | 1 | 1 | 1 | 1 | 1 | 1 | 1 | 1 | '=IFERROR(QM10* INDEX(RefrigerantACC[#Data],MATCH(1,(RefrigerantACC[[RefrigerantACC_ID]:[RefrigerantACC_ID]]=active_RefrigerantACC_ID)*(RefrigerantACC[[DollarYear]:[DollarYear]]=aactive_DollarYr)*(RefrigerantACC[[ModelYear]:[ModelYear]]=$BU10+TY$5-1),0),MATCH("aCost",RefrigerantACC[#Headers],0))* (1+active_WACC)^-($BU10-$BT10+TY$5-1+0.5)* (1+active_InflationRate)^(aactive_DollarYr-$BT10),"")
2 RACC | 546 | TZ | EOL_Costs_StdYr25 | =IFERROR(QN10* INDEX(RefrigerantACC[#Data],MATCH(1,(RefrigerantACC[[RefrigerantACC_ID]:[RefrigerantACC_ID]]=active_RefrigerantACC_ID)*(RefrigerantACC[[DollarYear]:[DollarYear]]=aactive_DollarYr)*(RefrigerantACC[[ModelYear]:[ModelYear]]=$BU10+TZ$5-1),0),MATCH("aCost",RefrigerantACC[#Headers],0))* (1+active_WACC)^-($BU10-$BT10+TZ$5-1+0.5)* (1+active_InflationRate)^(aactive_DollarYr-$BT10),"") | 1 | 1 | 1 | 1 | 1 | 1 | 1 | 1 | 1 | 1 | 1 | 1 | 1 | 1 | 1 | 1 | 1 | 1 | 1 | 1 | 1 | 1 | 1 | 1 | 1 | '=IFERROR(QN10* INDEX(RefrigerantACC[#Data],MATCH(1,(RefrigerantACC[[RefrigerantACC_ID]:[RefrigerantACC_ID]]=active_RefrigerantACC_ID)*(RefrigerantACC[[DollarYear]:[DollarYear]]=aactive_DollarYr)*(RefrigerantACC[[ModelYear]:[ModelYear]]=$BU10+TZ$5-1),0),MATCH("aCost",RefrigerantACC[#Headers],0))* (1+active_WACC)^-($BU10-$BT10+TZ$5-1+0.5)* (1+active_InflationRate)^(aactive_DollarYr-$BT10),"")
2 RACC | 547 | UA | EOL_Costs_StdYr26 | =IFERROR(QO10* INDEX(RefrigerantACC[#Data],MATCH(1,(RefrigerantACC[[RefrigerantACC_ID]:[RefrigerantACC_ID]]=active_RefrigerantACC_ID)*(RefrigerantACC[[DollarYear]:[DollarYear]]=aactive_DollarYr)*(RefrigerantACC[[ModelYear]:[ModelYear]]=$BU10+UA$5-1),0),MATCH("aCost",RefrigerantACC[#Headers],0))* (1+active_WACC)^-($BU10-$BT10+UA$5-1+0.5)* (1+active_InflationRate)^(aactive_DollarYr-$BT10),"") | 1 | 1 | 1 | 1 | 1 | 1 | 1 | 1 | 1 | 1 | 1 | 1 | 1 | 1 | 1 | 1 | 1 | 1 | 1 | 1 | 1 | 1 | 1 | 1 | 1 | '=IFERROR(QO10* INDEX(RefrigerantACC[#Data],MATCH(1,(RefrigerantACC[[RefrigerantACC_ID]:[RefrigerantACC_ID]]=active_RefrigerantACC_ID)*(RefrigerantACC[[DollarYear]:[DollarYear]]=aactive_DollarYr)*(RefrigerantACC[[ModelYear]:[ModelYear]]=$BU10+UA$5-1),0),MATCH("aCost",RefrigerantACC[#Headers],0))* (1+active_WACC)^-($BU10-$BT10+UA$5-1+0.5)* (1+active_InflationRate)^(aactive_DollarYr-$BT10),"")
2 RACC | 548 | UB | EOL_Costs_StdYr27 | =IFERROR(QP10* INDEX(RefrigerantACC[#Data],MATCH(1,(RefrigerantACC[[RefrigerantACC_ID]:[RefrigerantACC_ID]]=active_RefrigerantACC_ID)*(RefrigerantACC[[DollarYear]:[DollarYear]]=aactive_DollarYr)*(RefrigerantACC[[ModelYear]:[ModelYear]]=$BU10+UB$5-1),0),MATCH("aCost",RefrigerantACC[#Headers],0))* (1+active_WACC)^-($BU10-$BT10+UB$5-1+0.5)* (1+active_InflationRate)^(aactive_DollarYr-$BT10),"") | 1 | 1 | 1 | 1 | 1 | 1 | 1 | 1 | 1 | 1 | 1 | 1 | 1 | 1 | 1 | 1 | 1 | 1 | 1 | 1 | 1 | 1 | 1 | 1 | 1 | '=IFERROR(QP10* INDEX(RefrigerantACC[#Data],MATCH(1,(RefrigerantACC[[RefrigerantACC_ID]:[RefrigerantACC_ID]]=active_RefrigerantACC_ID)*(RefrigerantACC[[DollarYear]:[DollarYear]]=aactive_DollarYr)*(RefrigerantACC[[ModelYear]:[ModelYear]]=$BU10+UB$5-1),0),MATCH("aCost",RefrigerantACC[#Headers],0))* (1+active_WACC)^-($BU10-$BT10+UB$5-1+0.5)* (1+active_InflationRate)^(aactive_DollarYr-$BT10),"")
2 RACC | 549 | UC | EOL_Costs_StdYr28 | =IFERROR(QQ10* INDEX(RefrigerantACC[#Data],MATCH(1,(RefrigerantACC[[RefrigerantACC_ID]:[RefrigerantACC_ID]]=active_RefrigerantACC_ID)*(RefrigerantACC[[DollarYear]:[DollarYear]]=aactive_DollarYr)*(RefrigerantACC[[ModelYear]:[ModelYear]]=$BU10+UC$5-1),0),MATCH("aCost",RefrigerantACC[#Headers],0))* (1+active_WACC)^-($BU10-$BT10+UC$5-1+0.5)* (1+active_InflationRate)^(aactive_DollarYr-$BT10),"") | 1 | 1 | 1 | 1 | 1 | 1 | 1 | 1 | 1 | 1 | 1 | 1 | 1 | 1 | 1 | 1 | 1 | 1 | 1 | 1 | 1 | 1 | 1 | 1 | 1 | '=IFERROR(QQ10* INDEX(RefrigerantACC[#Data],MATCH(1,(RefrigerantACC[[RefrigerantACC_ID]:[RefrigerantACC_ID]]=active_RefrigerantACC_ID)*(RefrigerantACC[[DollarYear]:[DollarYear]]=aactive_DollarYr)*(RefrigerantACC[[ModelYear]:[ModelYear]]=$BU10+UC$5-1),0),MATCH("aCost",RefrigerantACC[#Headers],0))* (1+active_WACC)^-($BU10-$BT10+UC$5-1+0.5)* (1+active_InflationRate)^(aactive_DollarYr-$BT10),"")
2 RACC | 550 | UD | EOL_Costs_StdYr29 | =IFERROR(QR10* INDEX(RefrigerantACC[#Data],MATCH(1,(RefrigerantACC[[RefrigerantACC_ID]:[RefrigerantACC_ID]]=active_RefrigerantACC_ID)*(RefrigerantACC[[DollarYear]:[DollarYear]]=aactive_DollarYr)*(RefrigerantACC[[ModelYear]:[ModelYear]]=$BU10+UD$5-1),0),MATCH("aCost",RefrigerantACC[#Headers],0))* (1+active_WACC)^-($BU10-$BT10+UD$5-1+0.5)* (1+active_InflationRate)^(aactive_DollarYr-$BT10),"") | 1 | 1 | 1 | 1 | 1 | 1 | 1 | 1 | 1 | 1 | 1 | 1 | 1 | 1 | 1 | 1 | 1 | 1 | 1 | 1 | 1 | 1 | 1 | 1 | 1 | '=IFERROR(QR10* INDEX(RefrigerantACC[#Data],MATCH(1,(RefrigerantACC[[RefrigerantACC_ID]:[RefrigerantACC_ID]]=active_RefrigerantACC_ID)*(RefrigerantACC[[DollarYear]:[DollarYear]]=aactive_DollarYr)*(RefrigerantACC[[ModelYear]:[ModelYear]]=$BU10+UD$5-1),0),MATCH("aCost",RefrigerantACC[#Headers],0))* (1+active_WACC)^-($BU10-$BT10+UD$5-1+0.5)* (1+active_InflationRate)^(aactive_DollarYr-$BT10),"")
2 RACC | 551 | UE | EOL_Costs_StdYr30 | =IFERROR(QS10* INDEX(RefrigerantACC[#Data],MATCH(1,(RefrigerantACC[[RefrigerantACC_ID]:[RefrigerantACC_ID]]=active_RefrigerantACC_ID)*(RefrigerantACC[[DollarYear]:[DollarYear]]=aactive_DollarYr)*(RefrigerantACC[[ModelYear]:[ModelYear]]=$BU10+UE$5-1),0),MATCH("aCost",RefrigerantACC[#Headers],0))* (1+active_WACC)^-($BU10-$BT10+UE$5-1+0.5)* (1+active_InflationRate)^(aactive_DollarYr-$BT10),"") | 1 | 1 | 1 | 1 | 1 | 1 | 1 | 1 | 1 | 1 | 1 | 1 | 1 | 1 | 1 | 1 | 1 | 1 | 1 | 1 | 1 | 1 | 1 | 1 | 1 | '=IFERROR(QS10* INDEX(RefrigerantACC[#Data],MATCH(1,(RefrigerantACC[[RefrigerantACC_ID]:[RefrigerantACC_ID]]=active_RefrigerantACC_ID)*(RefrigerantACC[[DollarYear]:[DollarYear]]=aactive_DollarYr)*(RefrigerantACC[[ModelYear]:[ModelYear]]=$BU10+UE$5-1),0),MATCH("aCost",RefrigerantACC[#Headers],0))* (1+active_WACC)^-($BU10-$BT10+UE$5-1+0.5)* (1+active_InflationRate)^(aactive_DollarYr-$BT10),"")
2 RACC | 552 | UF | EOL_Costs_StdYr31 | =IFERROR(QT10* INDEX(RefrigerantACC[#Data],MATCH(1,(RefrigerantACC[[RefrigerantACC_ID]:[RefrigerantACC_ID]]=active_RefrigerantACC_ID)*(RefrigerantACC[[DollarYear]:[DollarYear]]=aactive_DollarYr)*(RefrigerantACC[[ModelYear]:[ModelYear]]=$BU10+UF$5-1),0),MATCH("aCost",RefrigerantACC[#Headers],0))* (1+active_WACC)^-($BU10-$BT10+UF$5-1+0.5)* (1+active_InflationRate)^(aactive_DollarYr-$BT10),"") | 1 | 1 | 1 | 1 | 1 | 1 | 1 | 1 | 1 | 1 | 1 | 1 | 1 | 1 | 1 | 1 | 1 | 1 | 1 | 1 | 1 | 1 | 1 | 1 | 1 | '=IFERROR(QT10* INDEX(RefrigerantACC[#Data],MATCH(1,(RefrigerantACC[[RefrigerantACC_ID]:[RefrigerantACC_ID]]=active_RefrigerantACC_ID)*(RefrigerantACC[[DollarYear]:[DollarYear]]=aactive_DollarYr)*(RefrigerantACC[[ModelYear]:[ModelYear]]=$BU10+UF$5-1),0),MATCH("aCost",RefrigerantACC[#Headers],0))* (1+active_WACC)^-($BU10-$BT10+UF$5-1+0.5)* (1+active_InflationRate)^(aactive_DollarYr-$BT10),"")
2 RACC | 553 | UG | EOL_Costs_StdYr32 | =IFERROR(QU10* INDEX(RefrigerantACC[#Data],MATCH(1,(RefrigerantACC[[RefrigerantACC_ID]:[RefrigerantACC_ID]]=active_RefrigerantACC_ID)*(RefrigerantACC[[DollarYear]:[DollarYear]]=aactive_DollarYr)*(RefrigerantACC[[ModelYear]:[ModelYear]]=$BU10+UG$5-1),0),MATCH("aCost",RefrigerantACC[#Headers],0))* (1+active_WACC)^-($BU10-$BT10+UG$5-1+0.5)* (1+active_InflationRate)^(aactive_DollarYr-$BT10),"") | 1 | 1 | 1 | 1 | 1 | 1 | 1 | 1 | 1 | 1 | 1 | 1 | 1 | 1 | 1 | 1 | 1 | 1 | 1 | 1 | 1 | 1 | 1 | 1 | 1 | '=IFERROR(QU10* INDEX(RefrigerantACC[#Data],MATCH(1,(RefrigerantACC[[RefrigerantACC_ID]:[RefrigerantACC_ID]]=active_RefrigerantACC_ID)*(RefrigerantACC[[DollarYear]:[DollarYear]]=aactive_DollarYr)*(RefrigerantACC[[ModelYear]:[ModelYear]]=$BU10+UG$5-1),0),MATCH("aCost",RefrigerantACC[#Headers],0))* (1+active_WACC)^-($BU10-$BT10+UG$5-1+0.5)* (1+active_InflationRate)^(aactive_DollarYr-$BT10),"")
2 RACC | 554 | UH | EOL_Costs_StdYr33 | =IFERROR(QV10* INDEX(RefrigerantACC[#Data],MATCH(1,(RefrigerantACC[[RefrigerantACC_ID]:[RefrigerantACC_ID]]=active_RefrigerantACC_ID)*(RefrigerantACC[[DollarYear]:[DollarYear]]=aactive_DollarYr)*(RefrigerantACC[[ModelYear]:[ModelYear]]=$BU10+UH$5-1),0),MATCH("aCost",RefrigerantACC[#Headers],0))* (1+active_WACC)^-($BU10-$BT10+UH$5-1+0.5)* (1+active_InflationRate)^(aactive_DollarYr-$BT10),"") | 1 | 1 | 1 | 1 | 1 | 1 | 1 | 1 | 1 | 1 | 1 | 1 | 1 | 1 | 1 | 1 | 1 | 1 | 1 | 1 | 1 | 1 | 1 | 1 | 1 | '=IFERROR(QV10* INDEX(RefrigerantACC[#Data],MATCH(1,(RefrigerantACC[[RefrigerantACC_ID]:[RefrigerantACC_ID]]=active_RefrigerantACC_ID)*(RefrigerantACC[[DollarYear]:[DollarYear]]=aactive_DollarYr)*(RefrigerantACC[[ModelYear]:[ModelYear]]=$BU10+UH$5-1),0),MATCH("aCost",RefrigerantACC[#Headers],0))* (1+active_WACC)^-($BU10-$BT10+UH$5-1+0.5)* (1+active_InflationRate)^(aactive_DollarYr-$BT10),"")
2 RACC | 555 | UI | EOL_Costs_StdYr34 | =IFERROR(QW10* INDEX(RefrigerantACC[#Data],MATCH(1,(RefrigerantACC[[RefrigerantACC_ID]:[RefrigerantACC_ID]]=active_RefrigerantACC_ID)*(RefrigerantACC[[DollarYear]:[DollarYear]]=aactive_DollarYr)*(RefrigerantACC[[ModelYear]:[ModelYear]]=$BU10+UI$5-1),0),MATCH("aCost",RefrigerantACC[#Headers],0))* (1+active_WACC)^-($BU10-$BT10+UI$5-1+0.5)* (1+active_InflationRate)^(aactive_DollarYr-$BT10),"") | 1 | 1 | 1 | 1 | 1 | 1 | 1 | 1 | 1 | 1 | 1 | 1 | 1 | 1 | 1 | 1 | 1 | 1 | 1 | 1 | 1 | 1 | 1 | 1 | 1 | '=IFERROR(QW10* INDEX(RefrigerantACC[#Data],MATCH(1,(RefrigerantACC[[RefrigerantACC_ID]:[RefrigerantACC_ID]]=active_RefrigerantACC_ID)*(RefrigerantACC[[DollarYear]:[DollarYear]]=aactive_DollarYr)*(RefrigerantACC[[ModelYear]:[ModelYear]]=$BU10+UI$5-1),0),MATCH("aCost",RefrigerantACC[#Headers],0))* (1+active_WACC)^-($BU10-$BT10+UI$5-1+0.5)* (1+active_InflationRate)^(aactive_DollarYr-$BT10),"")
2 RACC | 556 | UJ | EOL_Costs_StdYr35 | =IFERROR(QX10* INDEX(RefrigerantACC[#Data],MATCH(1,(RefrigerantACC[[RefrigerantACC_ID]:[RefrigerantACC_ID]]=active_RefrigerantACC_ID)*(RefrigerantACC[[DollarYear]:[DollarYear]]=aactive_DollarYr)*(RefrigerantACC[[ModelYear]:[ModelYear]]=$BU10+UJ$5-1),0),MATCH("aCost",RefrigerantACC[#Headers],0))* (1+active_WACC)^-($BU10-$BT10+UJ$5-1+0.5)* (1+active_InflationRate)^(aactive_DollarYr-$BT10),"") | 1 | 1 | 1 | 1 | 1 | 1 | 1 | 1 | 1 | 1 | 1 | 1 | 1 | 1 | 1 | 1 | 1 | 1 | 1 | 1 | 1 | 1 | 1 | 1 | 1 | '=IFERROR(QX10* INDEX(RefrigerantACC[#Data],MATCH(1,(RefrigerantACC[[RefrigerantACC_ID]:[RefrigerantACC_ID]]=active_RefrigerantACC_ID)*(RefrigerantACC[[DollarYear]:[DollarYear]]=aactive_DollarYr)*(RefrigerantACC[[ModelYear]:[ModelYear]]=$BU10+UJ$5-1),0),MATCH("aCost",RefrigerantACC[#Headers],0))* (1+active_WACC)^-($BU10-$BT10+UJ$5-1+0.5)* (1+active_InflationRate)^(aactive_DollarYr-$BT10),"")
2 RACC | 557 | UK | EOL_Costs_StdYr36 | =IFERROR(QY10* INDEX(RefrigerantACC[#Data],MATCH(1,(RefrigerantACC[[RefrigerantACC_ID]:[RefrigerantACC_ID]]=active_RefrigerantACC_ID)*(RefrigerantACC[[DollarYear]:[DollarYear]]=aactive_DollarYr)*(RefrigerantACC[[ModelYear]:[ModelYear]]=$BU10+UK$5-1),0),MATCH("aCost",RefrigerantACC[#Headers],0))* (1+active_WACC)^-($BU10-$BT10+UK$5-1+0.5)* (1+active_InflationRate)^(aactive_DollarYr-$BT10),"") | 1 | 1 | 1 | 1 | 1 | 1 | 1 | 1 | 1 | 1 | 1 | 1 | 1 | 1 | 1 | 1 | 1 | 1 | 1 | 1 | 1 | 1 | 1 | 1 | 1 | '=IFERROR(QY10* INDEX(RefrigerantACC[#Data],MATCH(1,(RefrigerantACC[[RefrigerantACC_ID]:[RefrigerantACC_ID]]=active_RefrigerantACC_ID)*(RefrigerantACC[[DollarYear]:[DollarYear]]=aactive_DollarYr)*(RefrigerantACC[[ModelYear]:[ModelYear]]=$BU10+UK$5-1),0),MATCH("aCost",RefrigerantACC[#Headers],0))* (1+active_WACC)^-($BU10-$BT10+UK$5-1+0.5)* (1+active_InflationRate)^(aactive_DollarYr-$BT10),"")
2 RACC | 558 | UL | EOL_Costs_StdYr37 | =IFERROR(QZ10* INDEX(RefrigerantACC[#Data],MATCH(1,(RefrigerantACC[[RefrigerantACC_ID]:[RefrigerantACC_ID]]=active_RefrigerantACC_ID)*(RefrigerantACC[[DollarYear]:[DollarYear]]=aactive_DollarYr)*(RefrigerantACC[[ModelYear]:[ModelYear]]=$BU10+UL$5-1),0),MATCH("aCost",RefrigerantACC[#Headers],0))* (1+active_WACC)^-($BU10-$BT10+UL$5-1+0.5)* (1+active_InflationRate)^(aactive_DollarYr-$BT10),"") | 1 | 1 | 1 | 1 | 1 | 1 | 1 | 1 | 1 | 1 | 1 | 1 | 1 | 1 | 1 | 1 | 1 | 1 | 1 | 1 | 1 | 1 | 1 | 1 | 1 | '=IFERROR(QZ10* INDEX(RefrigerantACC[#Data],MATCH(1,(RefrigerantACC[[RefrigerantACC_ID]:[RefrigerantACC_ID]]=active_RefrigerantACC_ID)*(RefrigerantACC[[DollarYear]:[DollarYear]]=aactive_DollarYr)*(RefrigerantACC[[ModelYear]:[ModelYear]]=$BU10+UL$5-1),0),MATCH("aCost",RefrigerantACC[#Headers],0))* (1+active_WACC)^-($BU10-$BT10+UL$5-1+0.5)* (1+active_InflationRate)^(aactive_DollarYr-$BT10),"")
2 RACC | 559 | UM | EOL_Costs_StdYr38 | =IFERROR(RA10* INDEX(RefrigerantACC[#Data],MATCH(1,(RefrigerantACC[[RefrigerantACC_ID]:[RefrigerantACC_ID]]=active_RefrigerantACC_ID)*(RefrigerantACC[[DollarYear]:[DollarYear]]=aactive_DollarYr)*(RefrigerantACC[[ModelYear]:[ModelYear]]=$BU10+UM$5-1),0),MATCH("aCost",RefrigerantACC[#Headers],0))* (1+active_WACC)^-($BU10-$BT10+UM$5-1+0.5)* (1+active_InflationRate)^(aactive_DollarYr-$BT10),"") | 1 | 1 | 1 | 1 | 1 | 1 | 1 | 1 | 1 | 1 | 1 | 1 | 1 | 1 | 1 | 1 | 1 | 1 | 1 | 1 | 1 | 1 | 1 | 1 | 1 | '=IFERROR(RA10* INDEX(RefrigerantACC[#Data],MATCH(1,(RefrigerantACC[[RefrigerantACC_ID]:[RefrigerantACC_ID]]=active_RefrigerantACC_ID)*(RefrigerantACC[[DollarYear]:[DollarYear]]=aactive_DollarYr)*(RefrigerantACC[[ModelYear]:[ModelYear]]=$BU10+UM$5-1),0),MATCH("aCost",RefrigerantACC[#Headers],0))* (1+active_WACC)^-($BU10-$BT10+UM$5-1+0.5)* (1+active_InflationRate)^(aactive_DollarYr-$BT10),"")
2 RACC | 560 | UN | EOL_Costs_StdYr39 | =IFERROR(RB10* INDEX(RefrigerantACC[#Data],MATCH(1,(RefrigerantACC[[RefrigerantACC_ID]:[RefrigerantACC_ID]]=active_RefrigerantACC_ID)*(RefrigerantACC[[DollarYear]:[DollarYear]]=aactive_DollarYr)*(RefrigerantACC[[ModelYear]:[ModelYear]]=$BU10+UN$5-1),0),MATCH("aCost",RefrigerantACC[#Headers],0))* (1+active_WACC)^-($BU10-$BT10+UN$5-1+0.5)* (1+active_InflationRate)^(aactive_DollarYr-$BT10),"") | 1 | 1 | 1 | 1 | 1 | 1 | 1 | 1 | 1 | 1 | 1 | 1 | 1 | 1 | 1 | 1 | 1 | 1 | 1 | 1 | 1 | 1 | 1 | 1 | 1 | '=IFERROR(RB10* INDEX(RefrigerantACC[#Data],MATCH(1,(RefrigerantACC[[RefrigerantACC_ID]:[RefrigerantACC_ID]]=active_RefrigerantACC_ID)*(RefrigerantACC[[DollarYear]:[DollarYear]]=aactive_DollarYr)*(RefrigerantACC[[ModelYear]:[ModelYear]]=$BU10+UN$5-1),0),MATCH("aCost",RefrigerantACC[#Headers],0))* (1+active_WACC)^-($BU10-$BT10+UN$5-1+0.5)* (1+active_InflationRate)^(aactive_DollarYr-$BT10),"")
2 RACC | 561 | UO | EOL_Costs_StdYr40 | =IFERROR(RC10* INDEX(RefrigerantACC[#Data],MATCH(1,(RefrigerantACC[[RefrigerantACC_ID]:[RefrigerantACC_ID]]=active_RefrigerantACC_ID)*(RefrigerantACC[[DollarYear]:[DollarYear]]=aactive_DollarYr)*(RefrigerantACC[[ModelYear]:[ModelYear]]=$BU10+UO$5-1),0),MATCH("aCost",RefrigerantACC[#Headers],0))* (1+active_WACC)^-($BU10-$BT10+UO$5-1+0.5)* (1+active_InflationRate)^(aactive_DollarYr-$BT10),"") | 1 | 1 | 1 | 1 | 1 | 1 | 1 | 1 | 1 | 1 | 1 | 1 | 1 | 1 | 1 | 1 | 1 | 1 | 1 | 1 | 1 | 1 | 1 | 1 | 1 | '=IFERROR(RC10* INDEX(RefrigerantACC[#Data],MATCH(1,(RefrigerantACC[[RefrigerantACC_ID]:[RefrigerantACC_ID]]=active_RefrigerantACC_ID)*(RefrigerantACC[[DollarYear]:[DollarYear]]=aactive_DollarYr)*(RefrigerantACC[[ModelYear]:[ModelYear]]=$BU10+UO$5-1),0),MATCH("aCost",RefrigerantACC[#Headers],0))* (1+active_WACC)^-($BU10-$BT10+UO$5-1+0.5)* (1+active_InflationRate)^(aactive_DollarYr-$BT10),"")
2 RACC | 562 | UP | EOL_Costs_StdYr41 | =IFERROR(RD10* INDEX(RefrigerantACC[#Data],MATCH(1,(RefrigerantACC[[RefrigerantACC_ID]:[RefrigerantACC_ID]]=active_RefrigerantACC_ID)*(RefrigerantACC[[DollarYear]:[DollarYear]]=aactive_DollarYr)*(RefrigerantACC[[ModelYear]:[ModelYear]]=$BU10+UP$5-1),0),MATCH("aCost",RefrigerantACC[#Headers],0))* (1+active_WACC)^-($BU10-$BT10+UP$5-1+0.5)* (1+active_InflationRate)^(aactive_DollarYr-$BT10),"") | 1 | 1 | 1 | 1 | 1 | 1 | 1 | 1 | 1 | 1 | 1 | 1 | 1 | 1 | 1 | 1 | 1 | 1 | 1 | 1 | 1 | 1 | 1 | 1 | 1 | '=IFERROR(RD10* INDEX(RefrigerantACC[#Data],MATCH(1,(RefrigerantACC[[RefrigerantACC_ID]:[RefrigerantACC_ID]]=active_RefrigerantACC_ID)*(RefrigerantACC[[DollarYear]:[DollarYear]]=aactive_DollarYr)*(RefrigerantACC[[ModelYear]:[ModelYear]]=$BU10+UP$5-1),0),MATCH("aCost",RefrigerantACC[#Headers],0))* (1+active_WACC)^-($BU10-$BT10+UP$5-1+0.5)* (1+active_InflationRate)^(aactive_DollarYr-$BT10),"")
2 RACC | 563 | UQ | EOL_Costs_StdYr42 | =IFERROR(RE10* INDEX(RefrigerantACC[#Data],MATCH(1,(RefrigerantACC[[RefrigerantACC_ID]:[RefrigerantACC_ID]]=active_RefrigerantACC_ID)*(RefrigerantACC[[DollarYear]:[DollarYear]]=aactive_DollarYr)*(RefrigerantACC[[ModelYear]:[ModelYear]]=$BU10+UQ$5-1),0),MATCH("aCost",RefrigerantACC[#Headers],0))* (1+active_WACC)^-($BU10-$BT10+UQ$5-1+0.5)* (1+active_InflationRate)^(aactive_DollarYr-$BT10),"") | 1 | 1 | 1 | 1 | 1 | 1 | 1 | 1 | 1 | 1 | 1 | 1 | 1 | 1 | 1 | 1 | 1 | 1 | 1 | 1 | 1 | 1 | 1 | 1 | 1 | '=IFERROR(RE10* INDEX(RefrigerantACC[#Data],MATCH(1,(RefrigerantACC[[RefrigerantACC_ID]:[RefrigerantACC_ID]]=active_RefrigerantACC_ID)*(RefrigerantACC[[DollarYear]:[DollarYear]]=aactive_DollarYr)*(RefrigerantACC[[ModelYear]:[ModelYear]]=$BU10+UQ$5-1),0),MATCH("aCost",RefrigerantACC[#Headers],0))* (1+active_WACC)^-($BU10-$BT10+UQ$5-1+0.5)* (1+active_InflationRate)^(aactive_DollarYr-$BT10),"")
2 RACC | 564 | UR | EOL_Costs_StdYr43 | =IFERROR(RF10* INDEX(RefrigerantACC[#Data],MATCH(1,(RefrigerantACC[[RefrigerantACC_ID]:[RefrigerantACC_ID]]=active_RefrigerantACC_ID)*(RefrigerantACC[[DollarYear]:[DollarYear]]=aactive_DollarYr)*(RefrigerantACC[[ModelYear]:[ModelYear]]=$BU10+UR$5-1),0),MATCH("aCost",RefrigerantACC[#Headers],0))* (1+active_WACC)^-($BU10-$BT10+UR$5-1+0.5)* (1+active_InflationRate)^(aactive_DollarYr-$BT10),"") | 1 | 1 | 1 | 1 | 1 | 1 | 1 | 1 | 1 | 1 | 1 | 1 | 1 | 1 | 1 | 1 | 1 | 1 | 1 | 1 | 1 | 1 | 1 | 1 | 1 | '=IFERROR(RF10* INDEX(RefrigerantACC[#Data],MATCH(1,(RefrigerantACC[[RefrigerantACC_ID]:[RefrigerantACC_ID]]=active_RefrigerantACC_ID)*(RefrigerantACC[[DollarYear]:[DollarYear]]=aactive_DollarYr)*(RefrigerantACC[[ModelYear]:[ModelYear]]=$BU10+UR$5-1),0),MATCH("aCost",RefrigerantACC[#Headers],0))* (1+active_WACC)^-($BU10-$BT10+UR$5-1+0.5)* (1+active_InflationRate)^(aactive_DollarYr-$BT10),"")
2 RACC | 565 | US | EOL_Costs_StdYr44 | =IFERROR(RG10* INDEX(RefrigerantACC[#Data],MATCH(1,(RefrigerantACC[[RefrigerantACC_ID]:[RefrigerantACC_ID]]=active_RefrigerantACC_ID)*(RefrigerantACC[[DollarYear]:[DollarYear]]=aactive_DollarYr)*(RefrigerantACC[[ModelYear]:[ModelYear]]=$BU10+US$5-1),0),MATCH("aCost",RefrigerantACC[#Headers],0))* (1+active_WACC)^-($BU10-$BT10+US$5-1+0.5)* (1+active_InflationRate)^(aactive_DollarYr-$BT10),"") | 1 | 1 | 1 | 1 | 1 | 1 | 1 | 1 | 1 | 1 | 1 | 1 | 1 | 1 | 1 | 1 | 1 | 1 | 1 | 1 | 1 | 1 | 1 | 1 | 1 | '=IFERROR(RG10* INDEX(RefrigerantACC[#Data],MATCH(1,(RefrigerantACC[[RefrigerantACC_ID]:[RefrigerantACC_ID]]=active_RefrigerantACC_ID)*(RefrigerantACC[[DollarYear]:[DollarYear]]=aactive_DollarYr)*(RefrigerantACC[[ModelYear]:[ModelYear]]=$BU10+US$5-1),0),MATCH("aCost",RefrigerantACC[#Headers],0))* (1+active_WACC)^-($BU10-$BT10+US$5-1+0.5)* (1+active_InflationRate)^(aactive_DollarYr-$BT10),"")
2 RACC | 566 | UT | EOL_Costs_StdYr45 | =IFERROR(RH10* INDEX(RefrigerantACC[#Data],MATCH(1,(RefrigerantACC[[RefrigerantACC_ID]:[RefrigerantACC_ID]]=active_RefrigerantACC_ID)*(RefrigerantACC[[DollarYear]:[DollarYear]]=aactive_DollarYr)*(RefrigerantACC[[ModelYear]:[ModelYear]]=$BU10+UT$5-1),0),MATCH("aCost",RefrigerantACC[#Headers],0))* (1+active_WACC)^-($BU10-$BT10+UT$5-1+0.5)* (1+active_InflationRate)^(aactive_DollarYr-$BT10),"") | 1 | 1 | 1 | 1 | 1 | 1 | 1 | 1 | 1 | 1 | 1 | 1 | 1 | 1 | 1 | 1 | 1 | 1 | 1 | 1 | 1 | 1 | 1 | 1 | 1 | '=IFERROR(RH10* INDEX(RefrigerantACC[#Data],MATCH(1,(RefrigerantACC[[RefrigerantACC_ID]:[RefrigerantACC_ID]]=active_RefrigerantACC_ID)*(RefrigerantACC[[DollarYear]:[DollarYear]]=aactive_DollarYr)*(RefrigerantACC[[ModelYear]:[ModelYear]]=$BU10+UT$5-1),0),MATCH("aCost",RefrigerantACC[#Headers],0))* (1+active_WACC)^-($BU10-$BT10+UT$5-1+0.5)* (1+active_InflationRate)^(aactive_DollarYr-$BT10),"")
2 RACC | 567 | UU | EOL_Costs_StdYr46 | =IFERROR(RI10* INDEX(RefrigerantACC[#Data],MATCH(1,(RefrigerantACC[[RefrigerantACC_ID]:[RefrigerantACC_ID]]=active_RefrigerantACC_ID)*(RefrigerantACC[[DollarYear]:[DollarYear]]=aactive_DollarYr)*(RefrigerantACC[[ModelYear]:[ModelYear]]=$BU10+UU$5-1),0),MATCH("aCost",RefrigerantACC[#Headers],0))* (1+active_WACC)^-($BU10-$BT10+UU$5-1+0.5)* (1+active_InflationRate)^(aactive_DollarYr-$BT10),"") | 1 | 1 | 1 | 1 | 1 | 1 | 1 | 1 | 1 | 1 | 1 | 1 | 1 | 1 | 1 | 1 | 1 | 1 | 1 | 1 | 1 | 1 | 1 | 1 | 1 | '=IFERROR(RI10* INDEX(RefrigerantACC[#Data],MATCH(1,(RefrigerantACC[[RefrigerantACC_ID]:[RefrigerantACC_ID]]=active_RefrigerantACC_ID)*(RefrigerantACC[[DollarYear]:[DollarYear]]=aactive_DollarYr)*(RefrigerantACC[[ModelYear]:[ModelYear]]=$BU10+UU$5-1),0),MATCH("aCost",RefrigerantACC[#Headers],0))* (1+active_WACC)^-($BU10-$BT10+UU$5-1+0.5)* (1+active_InflationRate)^(aactive_DollarYr-$BT10),"")
2 RACC | 568 | UV | EOL_Costs_StdYr47 | =IFERROR(RJ10* INDEX(RefrigerantACC[#Data],MATCH(1,(RefrigerantACC[[RefrigerantACC_ID]:[RefrigerantACC_ID]]=active_RefrigerantACC_ID)*(RefrigerantACC[[DollarYear]:[DollarYear]]=aactive_DollarYr)*(RefrigerantACC[[ModelYear]:[ModelYear]]=$BU10+UV$5-1),0),MATCH("aCost",RefrigerantACC[#Headers],0))* (1+active_WACC)^-($BU10-$BT10+UV$5-1+0.5)* (1+active_InflationRate)^(aactive_DollarYr-$BT10),"") | 1 | 1 | 1 | 1 | 1 | 1 | 1 | 1 | 1 | 1 | 1 | 1 | 1 | 1 | 1 | 1 | 1 | 1 | 1 | 1 | 1 | 1 | 1 | 1 | 1 | '=IFERROR(RJ10* INDEX(RefrigerantACC[#Data],MATCH(1,(RefrigerantACC[[RefrigerantACC_ID]:[RefrigerantACC_ID]]=active_RefrigerantACC_ID)*(RefrigerantACC[[DollarYear]:[DollarYear]]=aactive_DollarYr)*(RefrigerantACC[[ModelYear]:[ModelYear]]=$BU10+UV$5-1),0),MATCH("aCost",RefrigerantACC[#Headers],0))* (1+active_WACC)^-($BU10-$BT10+UV$5-1+0.5)* (1+active_InflationRate)^(aactive_DollarYr-$BT10),"")
2 RACC | 569 | UW | EOL_Costs_StdYr48 | =IFERROR(RK10* INDEX(RefrigerantACC[#Data],MATCH(1,(RefrigerantACC[[RefrigerantACC_ID]:[RefrigerantACC_ID]]=active_RefrigerantACC_ID)*(RefrigerantACC[[DollarYear]:[DollarYear]]=aactive_DollarYr)*(RefrigerantACC[[ModelYear]:[ModelYear]]=$BU10+UW$5-1),0),MATCH("aCost",RefrigerantACC[#Headers],0))* (1+active_WACC)^-($BU10-$BT10+UW$5-1+0.5)* (1+active_InflationRate)^(aactive_DollarYr-$BT10),"") | 1 | 1 | 1 | 1 | 1 | 1 | 1 | 1 | 1 | 1 | 1 | 1 | 1 | 1 | 1 | 1 | 1 | 1 | 1 | 1 | 1 | 1 | 1 | 1 | 1 | '=IFERROR(RK10* INDEX(RefrigerantACC[#Data],MATCH(1,(RefrigerantACC[[RefrigerantACC_ID]:[RefrigerantACC_ID]]=active_RefrigerantACC_ID)*(RefrigerantACC[[DollarYear]:[DollarYear]]=aactive_DollarYr)*(RefrigerantACC[[ModelYear]:[ModelYear]]=$BU10+UW$5-1),0),MATCH("aCost",RefrigerantACC[#Headers],0))* (1+active_WACC)^-($BU10-$BT10+UW$5-1+0.5)* (1+active_InflationRate)^(aactive_DollarYr-$BT10),"")
2 RACC | 570 | UX | EOL_Costs_StdYr49 | =IFERROR(RL10* INDEX(RefrigerantACC[#Data],MATCH(1,(RefrigerantACC[[RefrigerantACC_ID]:[RefrigerantACC_ID]]=active_RefrigerantACC_ID)*(RefrigerantACC[[DollarYear]:[DollarYear]]=aactive_DollarYr)*(RefrigerantACC[[ModelYear]:[ModelYear]]=$BU10+UX$5-1),0),MATCH("aCost",RefrigerantACC[#Headers],0))* (1+active_WACC)^-($BU10-$BT10+UX$5-1+0.5)* (1+active_InflationRate)^(aactive_DollarYr-$BT10),"") | 1 | 1 | 1 | 1 | 1 | 1 | 1 | 1 | 1 | 1 | 1 | 1 | 1 | 1 | 1 | 1 | 1 | 1 | 1 | 1 | 1 | 1 | 1 | 1 | 1 | '=IFERROR(RL10* INDEX(RefrigerantACC[#Data],MATCH(1,(RefrigerantACC[[RefrigerantACC_ID]:[RefrigerantACC_ID]]=active_RefrigerantACC_ID)*(RefrigerantACC[[DollarYear]:[DollarYear]]=aactive_DollarYr)*(RefrigerantACC[[ModelYear]:[ModelYear]]=$BU10+UX$5-1),0),MATCH("aCost",RefrigerantACC[#Headers],0))* (1+active_WACC)^-($BU10-$BT10+UX$5-1+0.5)* (1+active_InflationRate)^(aactive_DollarYr-$BT10),"")
2 RACC | 571 | UY | EOL_Costs_StdYr50 | =IFERROR(RM10* INDEX(RefrigerantACC[#Data],MATCH(1,(RefrigerantACC[[RefrigerantACC_ID]:[RefrigerantACC_ID]]=active_RefrigerantACC_ID)*(RefrigerantACC[[DollarYear]:[DollarYear]]=aactive_DollarYr)*(RefrigerantACC[[ModelYear]:[ModelYear]]=$BU10+UY$5-1),0),MATCH("aCost",RefrigerantACC[#Headers],0))* (1+active_WACC)^-($BU10-$BT10+UY$5-1+0.5)* (1+active_InflationRate)^(aactive_DollarYr-$BT10),"") | 1 | 1 | 1 | 1 | 1 | 1 | 1 | 1 | 1 | 1 | 1 | 1 | 1 | 1 | 1 | 1 | 1 | 1 | 1 | 1 | 1 | 1 | 1 | 1 | 1 | '=IFERROR(RM10* INDEX(RefrigerantACC[#Data],MATCH(1,(RefrigerantACC[[RefrigerantACC_ID]:[RefrigerantACC_ID]]=active_RefrigerantACC_ID)*(RefrigerantACC[[DollarYear]:[DollarYear]]=aactive_DollarYr)*(RefrigerantACC[[ModelYear]:[ModelYear]]=$BU10+UY$5-1),0),MATCH("aCost",RefrigerantACC[#Headers],0))* (1+active_WACC)^-($BU10-$BT10+UY$5-1+0.5)* (1+active_InflationRate)^(aactive_DollarYr-$BT10),"")
2 RACC | 572 | UZ | EOL_Costs_StdYr51 | =IFERROR(RN10* INDEX(RefrigerantACC[#Data],MATCH(1,(RefrigerantACC[[RefrigerantACC_ID]:[RefrigerantACC_ID]]=active_RefrigerantACC_ID)*(RefrigerantACC[[DollarYear]:[DollarYear]]=aactive_DollarYr)*(RefrigerantACC[[ModelYear]:[ModelYear]]=$BU10+UZ$5-1),0),MATCH("aCost",RefrigerantACC[#Headers],0))* (1+active_WACC)^-($BU10-$BT10+UZ$5-1+0.5)* (1+active_InflationRate)^(aactive_DollarYr-$BT10),"") | 1 | 1 | 1 | 1 | 1 | 1 | 1 | 1 | 1 | 1 | 1 | 1 | 1 | 1 | 1 | 1 | 1 | 1 | 1 | 1 | 1 | 1 | 1 | 1 | 1 | '=IFERROR(RN10* INDEX(RefrigerantACC[#Data],MATCH(1,(RefrigerantACC[[RefrigerantACC_ID]:[RefrigerantACC_ID]]=active_RefrigerantACC_ID)*(RefrigerantACC[[DollarYear]:[DollarYear]]=aactive_DollarYr)*(RefrigerantACC[[ModelYear]:[ModelYear]]=$BU10+UZ$5-1),0),MATCH("aCost",RefrigerantACC[#Headers],0))* (1+active_WACC)^-($BU10-$BT10+UZ$5-1+0.5)* (1+active_InflationRate)^(aactive_DollarYr-$BT10),"")
2 RACC | 573 | VA | EOL_Costs_StdYr52 | =IFERROR(RO10* INDEX(RefrigerantACC[#Data],MATCH(1,(RefrigerantACC[[RefrigerantACC_ID]:[RefrigerantACC_ID]]=active_RefrigerantACC_ID)*(RefrigerantACC[[DollarYear]:[DollarYear]]=aactive_DollarYr)*(RefrigerantACC[[ModelYear]:[ModelYear]]=$BU10+VA$5-1),0),MATCH("aCost",RefrigerantACC[#Headers],0))* (1+active_WACC)^-($BU10-$BT10+VA$5-1+0.5)* (1+active_InflationRate)^(aactive_DollarYr-$BT10),"") | 1 | 1 | 1 | 1 | 1 | 1 | 1 | 1 | 1 | 1 | 1 | 1 | 1 | 1 | 1 | 1 | 1 | 1 | 1 | 1 | 1 | 1 | 1 | 1 | 1 | '=IFERROR(RO10* INDEX(RefrigerantACC[#Data],MATCH(1,(RefrigerantACC[[RefrigerantACC_ID]:[RefrigerantACC_ID]]=active_RefrigerantACC_ID)*(RefrigerantACC[[DollarYear]:[DollarYear]]=aactive_DollarYr)*(RefrigerantACC[[ModelYear]:[ModelYear]]=$BU10+VA$5-1),0),MATCH("aCost",RefrigerantACC[#Headers],0))* (1+active_WACC)^-($BU10-$BT10+VA$5-1+0.5)* (1+active_InflationRate)^(aactive_DollarYr-$BT10),"")
2 RACC | 574 | VB | EOL_Costs_StdYr53 | =IFERROR(RP10* INDEX(RefrigerantACC[#Data],MATCH(1,(RefrigerantACC[[RefrigerantACC_ID]:[RefrigerantACC_ID]]=active_RefrigerantACC_ID)*(RefrigerantACC[[DollarYear]:[DollarYear]]=aactive_DollarYr)*(RefrigerantACC[[ModelYear]:[ModelYear]]=$BU10+VB$5-1),0),MATCH("aCost",RefrigerantACC[#Headers],0))* (1+active_WACC)^-($BU10-$BT10+VB$5-1+0.5)* (1+active_InflationRate)^(aactive_DollarYr-$BT10),"") | 1 | 1 | 1 | 1 | 1 | 1 | 1 | 1 | 1 | 1 | 1 | 1 | 1 | 1 | 1 | 1 | 1 | 1 | 1 | 1 | 1 | 1 | 1 | 1 | 1 | '=IFERROR(RP10* INDEX(RefrigerantACC[#Data],MATCH(1,(RefrigerantACC[[RefrigerantACC_ID]:[RefrigerantACC_ID]]=active_RefrigerantACC_ID)*(RefrigerantACC[[DollarYear]:[DollarYear]]=aactive_DollarYr)*(RefrigerantACC[[ModelYear]:[ModelYear]]=$BU10+VB$5-1),0),MATCH("aCost",RefrigerantACC[#Headers],0))* (1+active_WACC)^-($BU10-$BT10+VB$5-1+0.5)* (1+active_InflationRate)^(aactive_DollarYr-$BT10),"")
2 RACC | 575 | VC | EOL_Costs_StdYr54 | =IFERROR(RQ10* INDEX(RefrigerantACC[#Data],MATCH(1,(RefrigerantACC[[RefrigerantACC_ID]:[RefrigerantACC_ID]]=active_RefrigerantACC_ID)*(RefrigerantACC[[DollarYear]:[DollarYear]]=aactive_DollarYr)*(RefrigerantACC[[ModelYear]:[ModelYear]]=$BU10+VC$5-1),0),MATCH("aCost",RefrigerantACC[#Headers],0))* (1+active_WACC)^-($BU10-$BT10+VC$5-1+0.5)* (1+active_InflationRate)^(aactive_DollarYr-$BT10),"") | 1 | 1 | 1 | 1 | 1 | 1 | 1 | 1 | 1 | 1 | 1 | 1 | 1 | 1 | 1 | 1 | 1 | 1 | 1 | 1 | 1 | 1 | 1 | 1 | 1 | '=IFERROR(RQ10* INDEX(RefrigerantACC[#Data],MATCH(1,(RefrigerantACC[[RefrigerantACC_ID]:[RefrigerantACC_ID]]=active_RefrigerantACC_ID)*(RefrigerantACC[[DollarYear]:[DollarYear]]=aactive_DollarYr)*(RefrigerantACC[[ModelYear]:[ModelYear]]=$BU10+VC$5-1),0),MATCH("aCost",RefrigerantACC[#Headers],0))* (1+active_WACC)^-($BU10-$BT10+VC$5-1+0.5)* (1+active_InflationRate)^(aactive_DollarYr-$BT10),"")
2 RACC | 576 | VD | EOL_Costs_StdYr55 | =IFERROR(RR10* INDEX(RefrigerantACC[#Data],MATCH(1,(RefrigerantACC[[RefrigerantACC_ID]:[RefrigerantACC_ID]]=active_RefrigerantACC_ID)*(RefrigerantACC[[DollarYear]:[DollarYear]]=aactive_DollarYr)*(RefrigerantACC[[ModelYear]:[ModelYear]]=$BU10+VD$5-1),0),MATCH("aCost",RefrigerantACC[#Headers],0))* (1+active_WACC)^-($BU10-$BT10+VD$5-1+0.5)* (1+active_InflationRate)^(aactive_DollarYr-$BT10),"") | 1 | 1 | 1 | 1 | 1 | 1 | 1 | 1 | 1 | 1 | 1 | 1 | 1 | 1 | 1 | 1 | 1 | 1 | 1 | 1 | 1 | 1 | 1 | 1 | 1 | '=IFERROR(RR10* INDEX(RefrigerantACC[#Data],MATCH(1,(RefrigerantACC[[RefrigerantACC_ID]:[RefrigerantACC_ID]]=active_RefrigerantACC_ID)*(RefrigerantACC[[DollarYear]:[DollarYear]]=aactive_DollarYr)*(RefrigerantACC[[ModelYear]:[ModelYear]]=$BU10+VD$5-1),0),MATCH("aCost",RefrigerantACC[#Headers],0))* (1+active_WACC)^-($BU10-$BT10+VD$5-1+0.5)* (1+active_InflationRate)^(aactive_DollarYr-$BT10),"")
2 RACC | 577 | VE | EOL_Costs_StdYr56 | =IFERROR(RS10* INDEX(RefrigerantACC[#Data],MATCH(1,(RefrigerantACC[[RefrigerantACC_ID]:[RefrigerantACC_ID]]=active_RefrigerantACC_ID)*(RefrigerantACC[[DollarYear]:[DollarYear]]=aactive_DollarYr)*(RefrigerantACC[[ModelYear]:[ModelYear]]=$BU10+VE$5-1),0),MATCH("aCost",RefrigerantACC[#Headers],0))* (1+active_WACC)^-($BU10-$BT10+VE$5-1+0.5)* (1+active_InflationRate)^(aactive_DollarYr-$BT10),"") | 1 | 1 | 1 | 1 | 1 | 1 | 1 | 1 | 1 | 1 | 1 | 1 | 1 | 1 | 1 | 1 | 1 | 1 | 1 | 1 | 1 | 1 | 1 | 1 | 1 | '=IFERROR(RS10* INDEX(RefrigerantACC[#Data],MATCH(1,(RefrigerantACC[[RefrigerantACC_ID]:[RefrigerantACC_ID]]=active_RefrigerantACC_ID)*(RefrigerantACC[[DollarYear]:[DollarYear]]=aactive_DollarYr)*(RefrigerantACC[[ModelYear]:[ModelYear]]=$BU10+VE$5-1),0),MATCH("aCost",RefrigerantACC[#Headers],0))* (1+active_WACC)^-($BU10-$BT10+VE$5-1+0.5)* (1+active_InflationRate)^(aactive_DollarYr-$BT10),"")
2 RACC | 578 | VF | EOL_Costs_StdYr57 | =IFERROR(RT10* INDEX(RefrigerantACC[#Data],MATCH(1,(RefrigerantACC[[RefrigerantACC_ID]:[RefrigerantACC_ID]]=active_RefrigerantACC_ID)*(RefrigerantACC[[DollarYear]:[DollarYear]]=aactive_DollarYr)*(RefrigerantACC[[ModelYear]:[ModelYear]]=$BU10+VF$5-1),0),MATCH("aCost",RefrigerantACC[#Headers],0))* (1+active_WACC)^-($BU10-$BT10+VF$5-1+0.5)* (1+active_InflationRate)^(aactive_DollarYr-$BT10),"") | 1 | 1 | 1 | 1 | 1 | 1 | 1 | 1 | 1 | 1 | 1 | 1 | 1 | 1 | 1 | 1 | 1 | 1 | 1 | 1 | 1 | 1 | 1 | 1 | 1 | '=IFERROR(RT10* INDEX(RefrigerantACC[#Data],MATCH(1,(RefrigerantACC[[RefrigerantACC_ID]:[RefrigerantACC_ID]]=active_RefrigerantACC_ID)*(RefrigerantACC[[DollarYear]:[DollarYear]]=aactive_DollarYr)*(RefrigerantACC[[ModelYear]:[ModelYear]]=$BU10+VF$5-1),0),MATCH("aCost",RefrigerantACC[#Headers],0))* (1+active_WACC)^-($BU10-$BT10+VF$5-1+0.5)* (1+active_InflationRate)^(aactive_DollarYr-$BT10),"")
2 RACC | 579 | VG | EOL_Costs_StdYr58 | =IFERROR(RU10* INDEX(RefrigerantACC[#Data],MATCH(1,(RefrigerantACC[[RefrigerantACC_ID]:[RefrigerantACC_ID]]=active_RefrigerantACC_ID)*(RefrigerantACC[[DollarYear]:[DollarYear]]=aactive_DollarYr)*(RefrigerantACC[[ModelYear]:[ModelYear]]=$BU10+VG$5-1),0),MATCH("aCost",RefrigerantACC[#Headers],0))* (1+active_WACC)^-($BU10-$BT10+VG$5-1+0.5)* (1+active_InflationRate)^(aactive_DollarYr-$BT10),"") | 1 | 1 | 1 | 1 | 1 | 1 | 1 | 1 | 1 | 1 | 1 | 1 | 1 | 1 | 1 | 1 | 1 | 1 | 1 | 1 | 1 | 1 | 1 | 1 | 1 | '=IFERROR(RU10* INDEX(RefrigerantACC[#Data],MATCH(1,(RefrigerantACC[[RefrigerantACC_ID]:[RefrigerantACC_ID]]=active_RefrigerantACC_ID)*(RefrigerantACC[[DollarYear]:[DollarYear]]=aactive_DollarYr)*(RefrigerantACC[[ModelYear]:[ModelYear]]=$BU10+VG$5-1),0),MATCH("aCost",RefrigerantACC[#Headers],0))* (1+active_WACC)^-($BU10-$BT10+VG$5-1+0.5)* (1+active_InflationRate)^(aactive_DollarYr-$BT10),"")
2 RACC | 580 | VH | EOL_Costs_StdYr59 | =IFERROR(RV10* INDEX(RefrigerantACC[#Data],MATCH(1,(RefrigerantACC[[RefrigerantACC_ID]:[RefrigerantACC_ID]]=active_RefrigerantACC_ID)*(RefrigerantACC[[DollarYear]:[DollarYear]]=aactive_DollarYr)*(RefrigerantACC[[ModelYear]:[ModelYear]]=$BU10+VH$5-1),0),MATCH("aCost",RefrigerantACC[#Headers],0))* (1+active_WACC)^-($BU10-$BT10+VH$5-1+0.5)* (1+active_InflationRate)^(aactive_DollarYr-$BT10),"") | 1 | 1 | 1 | 1 | 1 | 1 | 1 | 1 | 1 | 1 | 1 | 1 | 1 | 1 | 1 | 1 | 1 | 1 | 1 | 1 | 1 | 1 | 1 | 1 | 1 | '=IFERROR(RV10* INDEX(RefrigerantACC[#Data],MATCH(1,(RefrigerantACC[[RefrigerantACC_ID]:[RefrigerantACC_ID]]=active_RefrigerantACC_ID)*(RefrigerantACC[[DollarYear]:[DollarYear]]=aactive_DollarYr)*(RefrigerantACC[[ModelYear]:[ModelYear]]=$BU10+VH$5-1),0),MATCH("aCost",RefrigerantACC[#Headers],0))* (1+active_WACC)^-($BU10-$BT10+VH$5-1+0.5)* (1+active_InflationRate)^(aactive_DollarYr-$BT10),"")
2 RACC | 581 | VI | EOL_Costs_StdYr60 | =IFERROR(RW10* INDEX(RefrigerantACC[#Data],MATCH(1,(RefrigerantACC[[RefrigerantACC_ID]:[RefrigerantACC_ID]]=active_RefrigerantACC_ID)*(RefrigerantACC[[DollarYear]:[DollarYear]]=aactive_DollarYr)*(RefrigerantACC[[ModelYear]:[ModelYear]]=$BU10+VI$5-1),0),MATCH("aCost",RefrigerantACC[#Headers],0))* (1+active_WACC)^-($BU10-$BT10+VI$5-1+0.5)* (1+active_InflationRate)^(aactive_DollarYr-$BT10),"") | 1 | 1 | 1 | 1 | 1 | 1 | 1 | 1 | 1 | 1 | 1 | 1 | 1 | 1 | 1 | 1 | 1 | 1 | 1 | 1 | 1 | 1 | 1 | 1 | 1 | '=IFERROR(RW10* INDEX(RefrigerantACC[#Data],MATCH(1,(RefrigerantACC[[RefrigerantACC_ID]:[RefrigerantACC_ID]]=active_RefrigerantACC_ID)*(RefrigerantACC[[DollarYear]:[DollarYear]]=aactive_DollarYr)*(RefrigerantACC[[ModelYear]:[ModelYear]]=$BU10+VI$5-1),0),MATCH("aCost",RefrigerantACC[#Headers],0))* (1+active_WACC)^-($BU10-$BT10+VI$5-1+0.5)* (1+active_InflationRate)^(aactive_DollarYr-$BT10),"")
2 RACC | 582 | VJ | Calculated_Annual_tCO2e_PreYr01 | =IFERROR(IF(VJ$5> IF(OR($AE10="",ISBLANK($AE10)),0,$AE10-(IF($E10=MAT_AR,$AF10,0))),"", IF(AND(OR($AL10="None",$AL10=""),NOT(AND(ISBLANK($AK10),ISBLANK($AJ10)))),0,$CI10)),"") | 1 | 1 | 1 | 1 | 1 | 1 | 1 | 1 | 1 | 1 | 1 | 1 | 1 | 1 | 1 | 1 | 1 | 1 | 1 | 1 | 1 | 1 | 1 | 1 | 1 | '=IFERROR(IF(VJ$5> IF(OR($AE10="",ISBLANK($AE10)),0,$AE10-(IF($E10=MAT_AR,$AF10,0))),"", IF(AND(OR($AL10="None",$AL10=""),NOT(AND(ISBLANK($AK10),ISBLANK($AJ10)))),0,$CI10)),"")
2 RACC | 583 | VK | Calculated_Annual_tCO2e_PreYr02 | =IFERROR(IF(VK$5> IF(OR($AE10="",ISBLANK($AE10)),0,$AE10-(IF($E10=MAT_AR,$AF10,0))),"", IF(AND(OR($AL10="None",$AL10=""),NOT(AND(ISBLANK($AK10),ISBLANK($AJ10)))),0,$CI10)),"") | 1 | 1 | 1 | 1 | 1 | 1 | 1 | 1 | 1 | 1 | 1 | 1 | 1 | 1 | 1 | 1 | 1 | 1 | 1 | 1 | 1 | 1 | 1 | 1 | 1 | '=IFERROR(IF(VK$5> IF(OR($AE10="",ISBLANK($AE10)),0,$AE10-(IF($E10=MAT_AR,$AF10,0))),"", IF(AND(OR($AL10="None",$AL10=""),NOT(AND(ISBLANK($AK10),ISBLANK($AJ10)))),0,$CI10)),"")
2 RACC | 584 | VL | Calculated_Annual_tCO2e_PreYr03 | =IFERROR(IF(VL$5> IF(OR($AE10="",ISBLANK($AE10)),0,$AE10-(IF($E10=MAT_AR,$AF10,0))),"", IF(AND(OR($AL10="None",$AL10=""),NOT(AND(ISBLANK($AK10),ISBLANK($AJ10)))),0,$CI10)),"") | 1 | 1 | 1 | 1 | 1 | 1 | 1 | 1 | 1 | 1 | 1 | 1 | 1 | 1 | 1 | 1 | 1 | 1 | 1 | 1 | 1 | 1 | 1 | 1 | 1 | '=IFERROR(IF(VL$5> IF(OR($AE10="",ISBLANK($AE10)),0,$AE10-(IF($E10=MAT_AR,$AF10,0))),"", IF(AND(OR($AL10="None",$AL10=""),NOT(AND(ISBLANK($AK10),ISBLANK($AJ10)))),0,$CI10)),"")
2 RACC | 585 | VM | Calculated_Annual_tCO2e_PreYr04 | =IFERROR(IF(VM$5> IF(OR($AE10="",ISBLANK($AE10)),0,$AE10-(IF($E10=MAT_AR,$AF10,0))),"", IF(AND(OR($AL10="None",$AL10=""),NOT(AND(ISBLANK($AK10),ISBLANK($AJ10)))),0,$CI10)),"") | 1 | 1 | 1 | 1 | 1 | 1 | 1 | 1 | 1 | 1 | 1 | 1 | 1 | 1 | 1 | 1 | 1 | 1 | 1 | 1 | 1 | 1 | 1 | 1 | 1 | '=IFERROR(IF(VM$5> IF(OR($AE10="",ISBLANK($AE10)),0,$AE10-(IF($E10=MAT_AR,$AF10,0))),"", IF(AND(OR($AL10="None",$AL10=""),NOT(AND(ISBLANK($AK10),ISBLANK($AJ10)))),0,$CI10)),"")
2 RACC | 586 | VN | Calculated_Annual_tCO2e_PreYr05 | =IFERROR(IF(VN$5> IF(OR($AE10="",ISBLANK($AE10)),0,$AE10-(IF($E10=MAT_AR,$AF10,0))),"", IF(AND(OR($AL10="None",$AL10=""),NOT(AND(ISBLANK($AK10),ISBLANK($AJ10)))),0,$CI10)),"") | 1 | 1 | 1 | 1 | 1 | 1 | 1 | 1 | 1 | 1 | 1 | 1 | 1 | 1 | 1 | 1 | 1 | 1 | 1 | 1 | 1 | 1 | 1 | 1 | 1 | '=IFERROR(IF(VN$5> IF(OR($AE10="",ISBLANK($AE10)),0,$AE10-(IF($E10=MAT_AR,$AF10,0))),"", IF(AND(OR($AL10="None",$AL10=""),NOT(AND(ISBLANK($AK10),ISBLANK($AJ10)))),0,$CI10)),"")
2 RACC | 587 | VO | Calculated_Annual_tCO2e_PreYr06 | =IFERROR(IF(VO$5> IF(OR($AE10="",ISBLANK($AE10)),0,$AE10-(IF($E10=MAT_AR,$AF10,0))),"", IF(AND(OR($AL10="None",$AL10=""),NOT(AND(ISBLANK($AK10),ISBLANK($AJ10)))),0,$CI10)),"") | 1 | 1 | 1 | 1 | 1 | 1 | 1 | 1 | 1 | 1 | 1 | 1 | 1 | 1 | 1 | 1 | 1 | 1 | 1 | 1 | 1 | 1 | 1 | 1 | 1 | '=IFERROR(IF(VO$5> IF(OR($AE10="",ISBLANK($AE10)),0,$AE10-(IF($E10=MAT_AR,$AF10,0))),"", IF(AND(OR($AL10="None",$AL10=""),NOT(AND(ISBLANK($AK10),ISBLANK($AJ10)))),0,$CI10)),"")
2 RACC | 588 | VP | Calculated_Annual_tCO2e_PreYr07 | =IFERROR(IF(VP$5> IF(OR($AE10="",ISBLANK($AE10)),0,$AE10-(IF($E10=MAT_AR,$AF10,0))),"", IF(AND(OR($AL10="None",$AL10=""),NOT(AND(ISBLANK($AK10),ISBLANK($AJ10)))),0,$CI10)),"") | 1 | 1 | 1 | 1 | 1 | 1 | 1 | 1 | 1 | 1 | 1 | 1 | 1 | 1 | 1 | 1 | 1 | 1 | 1 | 1 | 1 | 1 | 1 | 1 | 1 | '=IFERROR(IF(VP$5> IF(OR($AE10="",ISBLANK($AE10)),0,$AE10-(IF($E10=MAT_AR,$AF10,0))),"", IF(AND(OR($AL10="None",$AL10=""),NOT(AND(ISBLANK($AK10),ISBLANK($AJ10)))),0,$CI10)),"")
2 RACC | 589 | VQ | Calculated_Annual_tCO2e_PreYr08 | =IFERROR(IF(VQ$5> IF(OR($AE10="",ISBLANK($AE10)),0,$AE10-(IF($E10=MAT_AR,$AF10,0))),"", IF(AND(OR($AL10="None",$AL10=""),NOT(AND(ISBLANK($AK10),ISBLANK($AJ10)))),0,$CI10)),"") | 1 | 1 | 1 | 1 | 1 | 1 | 1 | 1 | 1 | 1 | 1 | 1 | 1 | 1 | 1 | 1 | 1 | 1 | 1 | 1 | 1 | 1 | 1 | 1 | 1 | '=IFERROR(IF(VQ$5> IF(OR($AE10="",ISBLANK($AE10)),0,$AE10-(IF($E10=MAT_AR,$AF10,0))),"", IF(AND(OR($AL10="None",$AL10=""),NOT(AND(ISBLANK($AK10),ISBLANK($AJ10)))),0,$CI10)),"")
2 RACC | 590 | VR | Calculated_Annual_tCO2e_PreYr09 | =IFERROR(IF(VR$5> IF(OR($AE10="",ISBLANK($AE10)),0,$AE10-(IF($E10=MAT_AR,$AF10,0))),"", IF(AND(OR($AL10="None",$AL10=""),NOT(AND(ISBLANK($AK10),ISBLANK($AJ10)))),0,$CI10)),"") | 1 | 1 | 1 | 1 | 1 | 1 | 1 | 1 | 1 | 1 | 1 | 1 | 1 | 1 | 1 | 1 | 1 | 1 | 1 | 1 | 1 | 1 | 1 | 1 | 1 | '=IFERROR(IF(VR$5> IF(OR($AE10="",ISBLANK($AE10)),0,$AE10-(IF($E10=MAT_AR,$AF10,0))),"", IF(AND(OR($AL10="None",$AL10=""),NOT(AND(ISBLANK($AK10),ISBLANK($AJ10)))),0,$CI10)),"")
2 RACC | 591 | VS | Calculated_Annual_tCO2e_PreYr10 | =IFERROR(IF(VS$5> IF(OR($AE10="",ISBLANK($AE10)),0,$AE10-(IF($E10=MAT_AR,$AF10,0))),"", IF(AND(OR($AL10="None",$AL10=""),NOT(AND(ISBLANK($AK10),ISBLANK($AJ10)))),0,$CI10)),"") | 1 | 1 | 1 | 1 | 1 | 1 | 1 | 1 | 1 | 1 | 1 | 1 | 1 | 1 | 1 | 1 | 1 | 1 | 1 | 1 | 1 | 1 | 1 | 1 | 1 | '=IFERROR(IF(VS$5> IF(OR($AE10="",ISBLANK($AE10)),0,$AE10-(IF($E10=MAT_AR,$AF10,0))),"", IF(AND(OR($AL10="None",$AL10=""),NOT(AND(ISBLANK($AK10),ISBLANK($AJ10)))),0,$CI10)),"")
2 RACC | 592 | VT | Calculated_Annual_tCO2e_PreYr11 | =IFERROR(IF(VT$5> IF(OR($AE10="",ISBLANK($AE10)),0,$AE10-(IF($E10=MAT_AR,$AF10,0))),"", IF(AND(OR($AL10="None",$AL10=""),NOT(AND(ISBLANK($AK10),ISBLANK($AJ10)))),0,$CI10)),"") | 1 | 1 | 1 | 1 | 1 | 1 | 1 | 1 | 1 | 1 | 1 | 1 | 1 | 1 | 1 | 1 | 1 | 1 | 1 | 1 | 1 | 1 | 1 | 1 | 1 | '=IFERROR(IF(VT$5> IF(OR($AE10="",ISBLANK($AE10)),0,$AE10-(IF($E10=MAT_AR,$AF10,0))),"", IF(AND(OR($AL10="None",$AL10=""),NOT(AND(ISBLANK($AK10),ISBLANK($AJ10)))),0,$CI10)),"")
2 RACC | 593 | VU | Calculated_Annual_tCO2e_PreYr12 | =IFERROR(IF(VU$5> IF(OR($AE10="",ISBLANK($AE10)),0,$AE10-(IF($E10=MAT_AR,$AF10,0))),"", IF(AND(OR($AL10="None",$AL10=""),NOT(AND(ISBLANK($AK10),ISBLANK($AJ10)))),0,$CI10)),"") | 1 | 1 | 1 | 1 | 1 | 1 | 1 | 1 | 1 | 1 | 1 | 1 | 1 | 1 | 1 | 1 | 1 | 1 | 1 | 1 | 1 | 1 | 1 | 1 | 1 | '=IFERROR(IF(VU$5> IF(OR($AE10="",ISBLANK($AE10)),0,$AE10-(IF($E10=MAT_AR,$AF10,0))),"", IF(AND(OR($AL10="None",$AL10=""),NOT(AND(ISBLANK($AK10),ISBLANK($AJ10)))),0,$CI10)),"")
2 RACC | 594 | VV | Calculated_Annual_tCO2e_PreYr13 | =IFERROR(IF(VV$5> IF(OR($AE10="",ISBLANK($AE10)),0,$AE10-(IF($E10=MAT_AR,$AF10,0))),"", IF(AND(OR($AL10="None",$AL10=""),NOT(AND(ISBLANK($AK10),ISBLANK($AJ10)))),0,$CI10)),"") | 1 | 1 | 1 | 1 | 1 | 1 | 1 | 1 | 1 | 1 | 1 | 1 | 1 | 1 | 1 | 1 | 1 | 1 | 1 | 1 | 1 | 1 | 1 | 1 | 1 | '=IFERROR(IF(VV$5> IF(OR($AE10="",ISBLANK($AE10)),0,$AE10-(IF($E10=MAT_AR,$AF10,0))),"", IF(AND(OR($AL10="None",$AL10=""),NOT(AND(ISBLANK($AK10),ISBLANK($AJ10)))),0,$CI10)),"")
2 RACC | 595 | VW | Calculated_Annual_tCO2e_PreYr14 | =IFERROR(IF(VW$5> IF(OR($AE10="",ISBLANK($AE10)),0,$AE10-(IF($E10=MAT_AR,$AF10,0))),"", IF(AND(OR($AL10="None",$AL10=""),NOT(AND(ISBLANK($AK10),ISBLANK($AJ10)))),0,$CI10)),"") | 1 | 1 | 1 | 1 | 1 | 1 | 1 | 1 | 1 | 1 | 1 | 1 | 1 | 1 | 1 | 1 | 1 | 1 | 1 | 1 | 1 | 1 | 1 | 1 | 1 | '=IFERROR(IF(VW$5> IF(OR($AE10="",ISBLANK($AE10)),0,$AE10-(IF($E10=MAT_AR,$AF10,0))),"", IF(AND(OR($AL10="None",$AL10=""),NOT(AND(ISBLANK($AK10),ISBLANK($AJ10)))),0,$CI10)),"")
2 RACC | 596 | VX | Calculated_Annual_tCO2e_PreYr15 | =IFERROR(IF(VX$5> IF(OR($AE10="",ISBLANK($AE10)),0,$AE10-(IF($E10=MAT_AR,$AF10,0))),"", IF(AND(OR($AL10="None",$AL10=""),NOT(AND(ISBLANK($AK10),ISBLANK($AJ10)))),0,$CI10)),"") | 1 | 1 | 1 | 1 | 1 | 1 | 1 | 1 | 1 | 1 | 1 | 1 | 1 | 1 | 1 | 1 | 1 | 1 | 1 | 1 | 1 | 1 | 1 | 1 | 1 | '=IFERROR(IF(VX$5> IF(OR($AE10="",ISBLANK($AE10)),0,$AE10-(IF($E10=MAT_AR,$AF10,0))),"", IF(AND(OR($AL10="None",$AL10=""),NOT(AND(ISBLANK($AK10),ISBLANK($AJ10)))),0,$CI10)),"")
2 RACC | 597 | VY | Calculated_Annual_tCO2e_PreYr16 | =IFERROR(IF(VY$5> IF(OR($AE10="",ISBLANK($AE10)),0,$AE10-(IF($E10=MAT_AR,$AF10,0))),"", IF(AND(OR($AL10="None",$AL10=""),NOT(AND(ISBLANK($AK10),ISBLANK($AJ10)))),0,$CI10)),"") | 1 | 1 | 1 | 1 | 1 | 1 | 1 | 1 | 1 | 1 | 1 | 1 | 1 | 1 | 1 | 1 | 1 | 1 | 1 | 1 | 1 | 1 | 1 | 1 | 1 | '=IFERROR(IF(VY$5> IF(OR($AE10="",ISBLANK($AE10)),0,$AE10-(IF($E10=MAT_AR,$AF10,0))),"", IF(AND(OR($AL10="None",$AL10=""),NOT(AND(ISBLANK($AK10),ISBLANK($AJ10)))),0,$CI10)),"")
2 RACC | 598 | VZ | Calculated_Annual_tCO2e_PreYr17 | =IFERROR(IF(VZ$5> IF(OR($AE10="",ISBLANK($AE10)),0,$AE10-(IF($E10=MAT_AR,$AF10,0))),"", IF(AND(OR($AL10="None",$AL10=""),NOT(AND(ISBLANK($AK10),ISBLANK($AJ10)))),0,$CI10)),"") | 1 | 1 | 1 | 1 | 1 | 1 | 1 | 1 | 1 | 1 | 1 | 1 | 1 | 1 | 1 | 1 | 1 | 1 | 1 | 1 | 1 | 1 | 1 | 1 | 1 | '=IFERROR(IF(VZ$5> IF(OR($AE10="",ISBLANK($AE10)),0,$AE10-(IF($E10=MAT_AR,$AF10,0))),"", IF(AND(OR($AL10="None",$AL10=""),NOT(AND(ISBLANK($AK10),ISBLANK($AJ10)))),0,$CI10)),"")
2 RACC | 599 | WA | Calculated_Annual_tCO2e_PreYr18 | =IFERROR(IF(WA$5> IF(OR($AE10="",ISBLANK($AE10)),0,$AE10-(IF($E10=MAT_AR,$AF10,0))),"", IF(AND(OR($AL10="None",$AL10=""),NOT(AND(ISBLANK($AK10),ISBLANK($AJ10)))),0,$CI10)),"") | 1 | 1 | 1 | 1 | 1 | 1 | 1 | 1 | 1 | 1 | 1 | 1 | 1 | 1 | 1 | 1 | 1 | 1 | 1 | 1 | 1 | 1 | 1 | 1 | 1 | '=IFERROR(IF(WA$5> IF(OR($AE10="",ISBLANK($AE10)),0,$AE10-(IF($E10=MAT_AR,$AF10,0))),"", IF(AND(OR($AL10="None",$AL10=""),NOT(AND(ISBLANK($AK10),ISBLANK($AJ10)))),0,$CI10)),"")
2 RACC | 600 | WB | Calculated_Annual_tCO2e_PreYr19 | =IFERROR(IF(WB$5> IF(OR($AE10="",ISBLANK($AE10)),0,$AE10-(IF($E10=MAT_AR,$AF10,0))),"", IF(AND(OR($AL10="None",$AL10=""),NOT(AND(ISBLANK($AK10),ISBLANK($AJ10)))),0,$CI10)),"") | 1 | 1 | 1 | 1 | 1 | 1 | 1 | 1 | 1 | 1 | 1 | 1 | 1 | 1 | 1 | 1 | 1 | 1 | 1 | 1 | 1 | 1 | 1 | 1 | 1 | '=IFERROR(IF(WB$5> IF(OR($AE10="",ISBLANK($AE10)),0,$AE10-(IF($E10=MAT_AR,$AF10,0))),"", IF(AND(OR($AL10="None",$AL10=""),NOT(AND(ISBLANK($AK10),ISBLANK($AJ10)))),0,$CI10)),"")
2 RACC | 601 | WC | Calculated_Annual_tCO2e_PreYr20 | =IFERROR(IF(WC$5> IF(OR($AE10="",ISBLANK($AE10)),0,$AE10-(IF($E10=MAT_AR,$AF10,0))),"", IF(AND(OR($AL10="None",$AL10=""),NOT(AND(ISBLANK($AK10),ISBLANK($AJ10)))),0,$CI10)),"") | 1 | 1 | 1 | 1 | 1 | 1 | 1 | 1 | 1 | 1 | 1 | 1 | 1 | 1 | 1 | 1 | 1 | 1 | 1 | 1 | 1 | 1 | 1 | 1 | 1 | '=IFERROR(IF(WC$5> IF(OR($AE10="",ISBLANK($AE10)),0,$AE10-(IF($E10=MAT_AR,$AF10,0))),"", IF(AND(OR($AL10="None",$AL10=""),NOT(AND(ISBLANK($AK10),ISBLANK($AJ10)))),0,$CI10)),"")
2 RACC | 602 | WD | Calculated_Annual_tCO2e_PreYr21 | =IFERROR(IF(WD$5> IF(OR($AE10="",ISBLANK($AE10)),0,$AE10-(IF($E10=MAT_AR,$AF10,0))),"", IF(AND(OR($AL10="None",$AL10=""),NOT(AND(ISBLANK($AK10),ISBLANK($AJ10)))),0,$CI10)),"") | 1 | 1 | 1 | 1 | 1 | 1 | 1 | 1 | 1 | 1 | 1 | 1 | 1 | 1 | 1 | 1 | 1 | 1 | 1 | 1 | 1 | 1 | 1 | 1 | 1 | '=IFERROR(IF(WD$5> IF(OR($AE10="",ISBLANK($AE10)),0,$AE10-(IF($E10=MAT_AR,$AF10,0))),"", IF(AND(OR($AL10="None",$AL10=""),NOT(AND(ISBLANK($AK10),ISBLANK($AJ10)))),0,$CI10)),"")
2 RACC | 603 | WE | Calculated_Annual_tCO2e_PreYr22 | =IFERROR(IF(WE$5> IF(OR($AE10="",ISBLANK($AE10)),0,$AE10-(IF($E10=MAT_AR,$AF10,0))),"", IF(AND(OR($AL10="None",$AL10=""),NOT(AND(ISBLANK($AK10),ISBLANK($AJ10)))),0,$CI10)),"") | 1 | 1 | 1 | 1 | 1 | 1 | 1 | 1 | 1 | 1 | 1 | 1 | 1 | 1 | 1 | 1 | 1 | 1 | 1 | 1 | 1 | 1 | 1 | 1 | 1 | '=IFERROR(IF(WE$5> IF(OR($AE10="",ISBLANK($AE10)),0,$AE10-(IF($E10=MAT_AR,$AF10,0))),"", IF(AND(OR($AL10="None",$AL10=""),NOT(AND(ISBLANK($AK10),ISBLANK($AJ10)))),0,$CI10)),"")
2 RACC | 604 | WF | Calculated_Annual_tCO2e_PreYr23 | =IFERROR(IF(WF$5> IF(OR($AE10="",ISBLANK($AE10)),0,$AE10-(IF($E10=MAT_AR,$AF10,0))),"", IF(AND(OR($AL10="None",$AL10=""),NOT(AND(ISBLANK($AK10),ISBLANK($AJ10)))),0,$CI10)),"") | 1 | 1 | 1 | 1 | 1 | 1 | 1 | 1 | 1 | 1 | 1 | 1 | 1 | 1 | 1 | 1 | 1 | 1 | 1 | 1 | 1 | 1 | 1 | 1 | 1 | '=IFERROR(IF(WF$5> IF(OR($AE10="",ISBLANK($AE10)),0,$AE10-(IF($E10=MAT_AR,$AF10,0))),"", IF(AND(OR($AL10="None",$AL10=""),NOT(AND(ISBLANK($AK10),ISBLANK($AJ10)))),0,$CI10)),"")
2 RACC | 605 | WG | Calculated_Annual_tCO2e_PreYr24 | =IFERROR(IF(WG$5> IF(OR($AE10="",ISBLANK($AE10)),0,$AE10-(IF($E10=MAT_AR,$AF10,0))),"", IF(AND(OR($AL10="None",$AL10=""),NOT(AND(ISBLANK($AK10),ISBLANK($AJ10)))),0,$CI10)),"") | 1 | 1 | 1 | 1 | 1 | 1 | 1 | 1 | 1 | 1 | 1 | 1 | 1 | 1 | 1 | 1 | 1 | 1 | 1 | 1 | 1 | 1 | 1 | 1 | 1 | '=IFERROR(IF(WG$5> IF(OR($AE10="",ISBLANK($AE10)),0,$AE10-(IF($E10=MAT_AR,$AF10,0))),"", IF(AND(OR($AL10="None",$AL10=""),NOT(AND(ISBLANK($AK10),ISBLANK($AJ10)))),0,$CI10)),"")
2 RACC | 606 | WH | Calculated_Annual_tCO2e_PreYr25 | =IFERROR(IF(WH$5> IF(OR($AE10="",ISBLANK($AE10)),0,$AE10-(IF($E10=MAT_AR,$AF10,0))),"", IF(AND(OR($AL10="None",$AL10=""),NOT(AND(ISBLANK($AK10),ISBLANK($AJ10)))),0,$CI10)),"") | 1 | 1 | 1 | 1 | 1 | 1 | 1 | 1 | 1 | 1 | 1 | 1 | 1 | 1 | 1 | 1 | 1 | 1 | 1 | 1 | 1 | 1 | 1 | 1 | 1 | '=IFERROR(IF(WH$5> IF(OR($AE10="",ISBLANK($AE10)),0,$AE10-(IF($E10=MAT_AR,$AF10,0))),"", IF(AND(OR($AL10="None",$AL10=""),NOT(AND(ISBLANK($AK10),ISBLANK($AJ10)))),0,$CI10)),"")
2 RACC | 607 | WI | Calculated_Annual_tCO2e_PreYr26 | =IFERROR(IF(WI$5> IF(OR($AE10="",ISBLANK($AE10)),0,$AE10-(IF($E10=MAT_AR,$AF10,0))),"", IF(AND(OR($AL10="None",$AL10=""),NOT(AND(ISBLANK($AK10),ISBLANK($AJ10)))),0,$CI10)),"") | 1 | 1 | 1 | 1 | 1 | 1 | 1 | 1 | 1 | 1 | 1 | 1 | 1 | 1 | 1 | 1 | 1 | 1 | 1 | 1 | 1 | 1 | 1 | 1 | 1 | '=IFERROR(IF(WI$5> IF(OR($AE10="",ISBLANK($AE10)),0,$AE10-(IF($E10=MAT_AR,$AF10,0))),"", IF(AND(OR($AL10="None",$AL10=""),NOT(AND(ISBLANK($AK10),ISBLANK($AJ10)))),0,$CI10)),"")
2 RACC | 608 | WJ | Calculated_Annual_tCO2e_PreYr27 | =IFERROR(IF(WJ$5> IF(OR($AE10="",ISBLANK($AE10)),0,$AE10-(IF($E10=MAT_AR,$AF10,0))),"", IF(AND(OR($AL10="None",$AL10=""),NOT(AND(ISBLANK($AK10),ISBLANK($AJ10)))),0,$CI10)),"") | 1 | 1 | 1 | 1 | 1 | 1 | 1 | 1 | 1 | 1 | 1 | 1 | 1 | 1 | 1 | 1 | 1 | 1 | 1 | 1 | 1 | 1 | 1 | 1 | 1 | '=IFERROR(IF(WJ$5> IF(OR($AE10="",ISBLANK($AE10)),0,$AE10-(IF($E10=MAT_AR,$AF10,0))),"", IF(AND(OR($AL10="None",$AL10=""),NOT(AND(ISBLANK($AK10),ISBLANK($AJ10)))),0,$CI10)),"")
2 RACC | 609 | WK | Calculated_Annual_tCO2e_PreYr28 | =IFERROR(IF(WK$5> IF(OR($AE10="",ISBLANK($AE10)),0,$AE10-(IF($E10=MAT_AR,$AF10,0))),"", IF(AND(OR($AL10="None",$AL10=""),NOT(AND(ISBLANK($AK10),ISBLANK($AJ10)))),0,$CI10)),"") | 1 | 1 | 1 | 1 | 1 | 1 | 1 | 1 | 1 | 1 | 1 | 1 | 1 | 1 | 1 | 1 | 1 | 1 | 1 | 1 | 1 | 1 | 1 | 1 | 1 | '=IFERROR(IF(WK$5> IF(OR($AE10="",ISBLANK($AE10)),0,$AE10-(IF($E10=MAT_AR,$AF10,0))),"", IF(AND(OR($AL10="None",$AL10=""),NOT(AND(ISBLANK($AK10),ISBLANK($AJ10)))),0,$CI10)),"")
2 RACC | 610 | WL | Calculated_Annual_tCO2e_PreYr29 | =IFERROR(IF(WL$5> IF(OR($AE10="",ISBLANK($AE10)),0,$AE10-(IF($E10=MAT_AR,$AF10,0))),"", IF(AND(OR($AL10="None",$AL10=""),NOT(AND(ISBLANK($AK10),ISBLANK($AJ10)))),0,$CI10)),"") | 1 | 1 | 1 | 1 | 1 | 1 | 1 | 1 | 1 | 1 | 1 | 1 | 1 | 1 | 1 | 1 | 1 | 1 | 1 | 1 | 1 | 1 | 1 | 1 | 1 | '=IFERROR(IF(WL$5> IF(OR($AE10="",ISBLANK($AE10)),0,$AE10-(IF($E10=MAT_AR,$AF10,0))),"", IF(AND(OR($AL10="None",$AL10=""),NOT(AND(ISBLANK($AK10),ISBLANK($AJ10)))),0,$CI10)),"")
2 RACC | 611 | WM | Calculated_Annual_tCO2e_PreYr30 | =IFERROR(IF(WM$5> IF(OR($AE10="",ISBLANK($AE10)),0,$AE10-(IF($E10=MAT_AR,$AF10,0))),"", IF(AND(OR($AL10="None",$AL10=""),NOT(AND(ISBLANK($AK10),ISBLANK($AJ10)))),0,$CI10)),"") | 1 | 1 | 1 | 1 | 1 | 1 | 1 | 1 | 1 | 1 | 1 | 1 | 1 | 1 | 1 | 1 | 1 | 1 | 1 | 1 | 1 | 1 | 1 | 1 | 1 | '=IFERROR(IF(WM$5> IF(OR($AE10="",ISBLANK($AE10)),0,$AE10-(IF($E10=MAT_AR,$AF10,0))),"", IF(AND(OR($AL10="None",$AL10=""),NOT(AND(ISBLANK($AK10),ISBLANK($AJ10)))),0,$CI10)),"")
2 RACC | 612 | WN | Calculated_EOL_tCO2e_PreYr01 | =IFERROR(IF(ISBLANK($E10),"", IF(WN$5>$AE10-IF($E10=MAT_AR,$AF10,0),"", IF(MOD(WN$5,$AE10-IF($E10=MAT_AR,$AF10,0))=0, $CM10,0))),"") | 1 | 1 | 1 | 1 | 1 | 1 | 1 | 1 | 1 | 1 | 1 | 1 | 1 | 1 | 1 | 1 | 1 | 1 | 1 | 1 | 1 | 1 | 1 | 1 | 1 | '=IFERROR(IF(ISBLANK($E10),"", IF(WN$5>$AE10-IF($E10=MAT_AR,$AF10,0),"", IF(MOD(WN$5,$AE10-IF($E10=MAT_AR,$AF10,0))=0, $CM10,0))),"")
2 RACC | 613 | WO | Calculated_EOL_tCO2e_PreYr02 | =IFERROR(IF(ISBLANK($E10),"", IF(WO$5>$AE10-IF($E10=MAT_AR,$AF10,0),"", IF(MOD(WO$5,$AE10-IF($E10=MAT_AR,$AF10,0))=0, $CM10,0))),"") | 1 | 1 | 1 | 1 | 1 | 1 | 1 | 1 | 1 | 1 | 1 | 1 | 1 | 1 | 1 | 1 | 1 | 1 | 1 | 1 | 1 | 1 | 1 | 1 | 1 | '=IFERROR(IF(ISBLANK($E10),"", IF(WO$5>$AE10-IF($E10=MAT_AR,$AF10,0),"", IF(MOD(WO$5,$AE10-IF($E10=MAT_AR,$AF10,0))=0, $CM10,0))),"")
2 RACC | 614 | WP | Calculated_EOL_tCO2e_PreYr03 | =IFERROR(IF(ISBLANK($E10),"", IF(WP$5>$AE10-IF($E10=MAT_AR,$AF10,0),"", IF(MOD(WP$5,$AE10-IF($E10=MAT_AR,$AF10,0))=0, $CM10,0))),"") | 1 | 1 | 1 | 1 | 1 | 1 | 1 | 1 | 1 | 1 | 1 | 1 | 1 | 1 | 1 | 1 | 1 | 1 | 1 | 1 | 1 | 1 | 1 | 1 | 1 | '=IFERROR(IF(ISBLANK($E10),"", IF(WP$5>$AE10-IF($E10=MAT_AR,$AF10,0),"", IF(MOD(WP$5,$AE10-IF($E10=MAT_AR,$AF10,0))=0, $CM10,0))),"")
2 RACC | 615 | WQ | Calculated_EOL_tCO2e_PreYr04 | =IFERROR(IF(ISBLANK($E10),"", IF(WQ$5>$AE10-IF($E10=MAT_AR,$AF10,0),"", IF(MOD(WQ$5,$AE10-IF($E10=MAT_AR,$AF10,0))=0, $CM10,0))),"") | 1 | 1 | 1 | 1 | 1 | 1 | 1 | 1 | 1 | 1 | 1 | 1 | 1 | 1 | 1 | 1 | 1 | 1 | 1 | 1 | 1 | 1 | 1 | 1 | 1 | '=IFERROR(IF(ISBLANK($E10),"", IF(WQ$5>$AE10-IF($E10=MAT_AR,$AF10,0),"", IF(MOD(WQ$5,$AE10-IF($E10=MAT_AR,$AF10,0))=0, $CM10,0))),"")
2 RACC | 616 | WR | Calculated_EOL_tCO2e_PreYr05 | =IFERROR(IF(ISBLANK($E10),"", IF(WR$5>$AE10-IF($E10=MAT_AR,$AF10,0),"", IF(MOD(WR$5,$AE10-IF($E10=MAT_AR,$AF10,0))=0, $CM10,0))),"") | 1 | 1 | 1 | 1 | 1 | 1 | 1 | 1 | 1 | 1 | 1 | 1 | 1 | 1 | 1 | 1 | 1 | 1 | 1 | 1 | 1 | 1 | 1 | 1 | 1 | '=IFERROR(IF(ISBLANK($E10),"", IF(WR$5>$AE10-IF($E10=MAT_AR,$AF10,0),"", IF(MOD(WR$5,$AE10-IF($E10=MAT_AR,$AF10,0))=0, $CM10,0))),"")
2 RACC | 617 | WS | Calculated_EOL_tCO2e_PreYr06 | =IFERROR(IF(ISBLANK($E10),"", IF(WS$5>$AE10-IF($E10=MAT_AR,$AF10,0),"", IF(MOD(WS$5,$AE10-IF($E10=MAT_AR,$AF10,0))=0, $CM10,0))),"") | 1 | 1 | 1 | 1 | 1 | 1 | 1 | 1 | 1 | 1 | 1 | 1 | 1 | 1 | 1 | 1 | 1 | 1 | 1 | 1 | 1 | 1 | 1 | 1 | 1 | '=IFERROR(IF(ISBLANK($E10),"", IF(WS$5>$AE10-IF($E10=MAT_AR,$AF10,0),"", IF(MOD(WS$5,$AE10-IF($E10=MAT_AR,$AF10,0))=0, $CM10,0))),"")
2 RACC | 618 | WT | Calculated_EOL_tCO2e_PreYr07 | =IFERROR(IF(ISBLANK($E10),"", IF(WT$5>$AE10-IF($E10=MAT_AR,$AF10,0),"", IF(MOD(WT$5,$AE10-IF($E10=MAT_AR,$AF10,0))=0, $CM10,0))),"") | 1 | 1 | 1 | 1 | 1 | 1 | 1 | 1 | 1 | 1 | 1 | 1 | 1 | 1 | 1 | 1 | 1 | 1 | 1 | 1 | 1 | 1 | 1 | 1 | 1 | '=IFERROR(IF(ISBLANK($E10),"", IF(WT$5>$AE10-IF($E10=MAT_AR,$AF10,0),"", IF(MOD(WT$5,$AE10-IF($E10=MAT_AR,$AF10,0))=0, $CM10,0))),"")
2 RACC | 619 | WU | Calculated_EOL_tCO2e_PreYr08 | =IFERROR(IF(ISBLANK($E10),"", IF(WU$5>$AE10-IF($E10=MAT_AR,$AF10,0),"", IF(MOD(WU$5,$AE10-IF($E10=MAT_AR,$AF10,0))=0, $CM10,0))),"") | 1 | 1 | 1 | 1 | 1 | 1 | 1 | 1 | 1 | 1 | 1 | 1 | 1 | 1 | 1 | 1 | 1 | 1 | 1 | 1 | 1 | 1 | 1 | 1 | 1 | '=IFERROR(IF(ISBLANK($E10),"", IF(WU$5>$AE10-IF($E10=MAT_AR,$AF10,0),"", IF(MOD(WU$5,$AE10-IF($E10=MAT_AR,$AF10,0))=0, $CM10,0))),"")
2 RACC | 620 | WV | Calculated_EOL_tCO2e_PreYr09 | =IFERROR(IF(ISBLANK($E10),"", IF(WV$5>$AE10-IF($E10=MAT_AR,$AF10,0),"", IF(MOD(WV$5,$AE10-IF($E10=MAT_AR,$AF10,0))=0, $CM10,0))),"") | 1 | 1 | 1 | 1 | 1 | 1 | 1 | 1 | 1 | 1 | 1 | 1 | 1 | 1 | 1 | 1 | 1 | 1 | 1 | 1 | 1 | 1 | 1 | 1 | 1 | '=IFERROR(IF(ISBLANK($E10),"", IF(WV$5>$AE10-IF($E10=MAT_AR,$AF10,0),"", IF(MOD(WV$5,$AE10-IF($E10=MAT_AR,$AF10,0))=0, $CM10,0))),"")
2 RACC | 621 | WW | Calculated_EOL_tCO2e_PreYr10 | =IFERROR(IF(ISBLANK($E10),"", IF(WW$5>$AE10-IF($E10=MAT_AR,$AF10,0),"", IF(MOD(WW$5,$AE10-IF($E10=MAT_AR,$AF10,0))=0, $CM10,0))),"") | 1 | 1 | 1 | 1 | 1 | 1 | 1 | 1 | 1 | 1 | 1 | 1 | 1 | 1 | 1 | 1 | 1 | 1 | 1 | 1 | 1 | 1 | 1 | 1 | 1 | '=IFERROR(IF(ISBLANK($E10),"", IF(WW$5>$AE10-IF($E10=MAT_AR,$AF10,0),"", IF(MOD(WW$5,$AE10-IF($E10=MAT_AR,$AF10,0))=0, $CM10,0))),"")
2 RACC | 622 | WX | Calculated_EOL_tCO2e_PreYr11 | =IFERROR(IF(ISBLANK($E10),"", IF(WX$5>$AE10-IF($E10=MAT_AR,$AF10,0),"", IF(MOD(WX$5,$AE10-IF($E10=MAT_AR,$AF10,0))=0, $CM10,0))),"") | 1 | 1 | 1 | 1 | 1 | 1 | 1 | 1 | 1 | 1 | 1 | 1 | 1 | 1 | 1 | 1 | 1 | 1 | 1 | 1 | 1 | 1 | 1 | 1 | 1 | '=IFERROR(IF(ISBLANK($E10),"", IF(WX$5>$AE10-IF($E10=MAT_AR,$AF10,0),"", IF(MOD(WX$5,$AE10-IF($E10=MAT_AR,$AF10,0))=0, $CM10,0))),"")
2 RACC | 623 | WY | Calculated_EOL_tCO2e_PreYr12 | =IFERROR(IF(ISBLANK($E10),"", IF(WY$5>$AE10-IF($E10=MAT_AR,$AF10,0),"", IF(MOD(WY$5,$AE10-IF($E10=MAT_AR,$AF10,0))=0, $CM10,0))),"") | 1 | 1 | 1 | 1 | 1 | 1 | 1 | 1 | 1 | 1 | 1 | 1 | 1 | 1 | 1 | 1 | 1 | 1 | 1 | 1 | 1 | 1 | 1 | 1 | 1 | '=IFERROR(IF(ISBLANK($E10),"", IF(WY$5>$AE10-IF($E10=MAT_AR,$AF10,0),"", IF(MOD(WY$5,$AE10-IF($E10=MAT_AR,$AF10,0))=0, $CM10,0))),"")
2 RACC | 624 | WZ | Calculated_EOL_tCO2e_PreYr13 | =IFERROR(IF(ISBLANK($E10),"", IF(WZ$5>$AE10-IF($E10=MAT_AR,$AF10,0),"", IF(MOD(WZ$5,$AE10-IF($E10=MAT_AR,$AF10,0))=0, $CM10,0))),"") | 1 | 1 | 1 | 1 | 1 | 1 | 1 | 1 | 1 | 1 | 1 | 1 | 1 | 1 | 1 | 1 | 1 | 1 | 1 | 1 | 1 | 1 | 1 | 1 | 1 | '=IFERROR(IF(ISBLANK($E10),"", IF(WZ$5>$AE10-IF($E10=MAT_AR,$AF10,0),"", IF(MOD(WZ$5,$AE10-IF($E10=MAT_AR,$AF10,0))=0, $CM10,0))),"")
2 RACC | 625 | XA | Calculated_EOL_tCO2e_PreYr14 | =IFERROR(IF(ISBLANK($E10),"", IF(XA$5>$AE10-IF($E10=MAT_AR,$AF10,0),"", IF(MOD(XA$5,$AE10-IF($E10=MAT_AR,$AF10,0))=0, $CM10,0))),"") | 1 | 1 | 1 | 1 | 1 | 1 | 1 | 1 | 1 | 1 | 1 | 1 | 1 | 1 | 1 | 1 | 1 | 1 | 1 | 1 | 1 | 1 | 1 | 1 | 1 | '=IFERROR(IF(ISBLANK($E10),"", IF(XA$5>$AE10-IF($E10=MAT_AR,$AF10,0),"", IF(MOD(XA$5,$AE10-IF($E10=MAT_AR,$AF10,0))=0, $CM10,0))),"")
2 RACC | 626 | XB | Calculated_EOL_tCO2e_PreYr15 | =IFERROR(IF(ISBLANK($E10),"", IF(XB$5>$AE10-IF($E10=MAT_AR,$AF10,0),"", IF(MOD(XB$5,$AE10-IF($E10=MAT_AR,$AF10,0))=0, $CM10,0))),"") | 1 | 1 | 1 | 1 | 1 | 1 | 1 | 1 | 1 | 1 | 1 | 1 | 1 | 1 | 1 | 1 | 1 | 1 | 1 | 1 | 1 | 1 | 1 | 1 | 1 | '=IFERROR(IF(ISBLANK($E10),"", IF(XB$5>$AE10-IF($E10=MAT_AR,$AF10,0),"", IF(MOD(XB$5,$AE10-IF($E10=MAT_AR,$AF10,0))=0, $CM10,0))),"")
2 RACC | 627 | XC | Calculated_EOL_tCO2e_PreYr16 | =IFERROR(IF(ISBLANK($E10),"", IF(XC$5>$AE10-IF($E10=MAT_AR,$AF10,0),"", IF(MOD(XC$5,$AE10-IF($E10=MAT_AR,$AF10,0))=0, $CM10,0))),"") | 1 | 1 | 1 | 1 | 1 | 1 | 1 | 1 | 1 | 1 | 1 | 1 | 1 | 1 | 1 | 1 | 1 | 1 | 1 | 1 | 1 | 1 | 1 | 1 | 1 | '=IFERROR(IF(ISBLANK($E10),"", IF(XC$5>$AE10-IF($E10=MAT_AR,$AF10,0),"", IF(MOD(XC$5,$AE10-IF($E10=MAT_AR,$AF10,0))=0, $CM10,0))),"")
2 RACC | 628 | XD | Calculated_EOL_tCO2e_PreYr17 | =IFERROR(IF(ISBLANK($E10),"", IF(XD$5>$AE10-IF($E10=MAT_AR,$AF10,0),"", IF(MOD(XD$5,$AE10-IF($E10=MAT_AR,$AF10,0))=0, $CM10,0))),"") | 1 | 1 | 1 | 1 | 1 | 1 | 1 | 1 | 1 | 1 | 1 | 1 | 1 | 1 | 1 | 1 | 1 | 1 | 1 | 1 | 1 | 1 | 1 | 1 | 1 | '=IFERROR(IF(ISBLANK($E10),"", IF(XD$5>$AE10-IF($E10=MAT_AR,$AF10,0),"", IF(MOD(XD$5,$AE10-IF($E10=MAT_AR,$AF10,0))=0, $CM10,0))),"")
2 RACC | 629 | XE | Calculated_EOL_tCO2e_PreYr18 | =IFERROR(IF(ISBLANK($E10),"", IF(XE$5>$AE10-IF($E10=MAT_AR,$AF10,0),"", IF(MOD(XE$5,$AE10-IF($E10=MAT_AR,$AF10,0))=0, $CM10,0))),"") | 1 | 1 | 1 | 1 | 1 | 1 | 1 | 1 | 1 | 1 | 1 | 1 | 1 | 1 | 1 | 1 | 1 | 1 | 1 | 1 | 1 | 1 | 1 | 1 | 1 | '=IFERROR(IF(ISBLANK($E10),"", IF(XE$5>$AE10-IF($E10=MAT_AR,$AF10,0),"", IF(MOD(XE$5,$AE10-IF($E10=MAT_AR,$AF10,0))=0, $CM10,0))),"")
2 RACC | 630 | XF | Calculated_EOL_tCO2e_PreYr19 | =IFERROR(IF(ISBLANK($E10),"", IF(XF$5>$AE10-IF($E10=MAT_AR,$AF10,0),"", IF(MOD(XF$5,$AE10-IF($E10=MAT_AR,$AF10,0))=0, $CM10,0))),"") | 1 | 1 | 1 | 1 | 1 | 1 | 1 | 1 | 1 | 1 | 1 | 1 | 1 | 1 | 1 | 1 | 1 | 1 | 1 | 1 | 1 | 1 | 1 | 1 | 1 | '=IFERROR(IF(ISBLANK($E10),"", IF(XF$5>$AE10-IF($E10=MAT_AR,$AF10,0),"", IF(MOD(XF$5,$AE10-IF($E10=MAT_AR,$AF10,0))=0, $CM10,0))),"")
2 RACC | 631 | XG | Calculated_EOL_tCO2e_PreYr20 | =IFERROR(IF(ISBLANK($E10),"", IF(XG$5>$AE10-IF($E10=MAT_AR,$AF10,0),"", IF(MOD(XG$5,$AE10-IF($E10=MAT_AR,$AF10,0))=0, $CM10,0))),"") | 1 | 1 | 1 | 1 | 1 | 1 | 1 | 1 | 1 | 1 | 1 | 1 | 1 | 1 | 1 | 1 | 1 | 1 | 1 | 1 | 1 | 1 | 1 | 1 | 1 | '=IFERROR(IF(ISBLANK($E10),"", IF(XG$5>$AE10-IF($E10=MAT_AR,$AF10,0),"", IF(MOD(XG$5,$AE10-IF($E10=MAT_AR,$AF10,0))=0, $CM10,0))),"")
2 RACC | 632 | XH | Calculated_EOL_tCO2e_PreYr21 | =IFERROR(IF(ISBLANK($E10),"", IF(XH$5>$AE10-IF($E10=MAT_AR,$AF10,0),"", IF(MOD(XH$5,$AE10-IF($E10=MAT_AR,$AF10,0))=0, $CM10,0))),"") | 1 | 1 | 1 | 1 | 1 | 1 | 1 | 1 | 1 | 1 | 1 | 1 | 1 | 1 | 1 | 1 | 1 | 1 | 1 | 1 | 1 | 1 | 1 | 1 | 1 | '=IFERROR(IF(ISBLANK($E10),"", IF(XH$5>$AE10-IF($E10=MAT_AR,$AF10,0),"", IF(MOD(XH$5,$AE10-IF($E10=MAT_AR,$AF10,0))=0, $CM10,0))),"")
2 RACC | 633 | XI | Calculated_EOL_tCO2e_PreYr22 | =IFERROR(IF(ISBLANK($E10),"", IF(XI$5>$AE10-IF($E10=MAT_AR,$AF10,0),"", IF(MOD(XI$5,$AE10-IF($E10=MAT_AR,$AF10,0))=0, $CM10,0))),"") | 1 | 1 | 1 | 1 | 1 | 1 | 1 | 1 | 1 | 1 | 1 | 1 | 1 | 1 | 1 | 1 | 1 | 1 | 1 | 1 | 1 | 1 | 1 | 1 | 1 | '=IFERROR(IF(ISBLANK($E10),"", IF(XI$5>$AE10-IF($E10=MAT_AR,$AF10,0),"", IF(MOD(XI$5,$AE10-IF($E10=MAT_AR,$AF10,0))=0, $CM10,0))),"")
2 RACC | 634 | XJ | Calculated_EOL_tCO2e_PreYr23 | =IFERROR(IF(ISBLANK($E10),"", IF(XJ$5>$AE10-IF($E10=MAT_AR,$AF10,0),"", IF(MOD(XJ$5,$AE10-IF($E10=MAT_AR,$AF10,0))=0, $CM10,0))),"") | 1 | 1 | 1 | 1 | 1 | 1 | 1 | 1 | 1 | 1 | 1 | 1 | 1 | 1 | 1 | 1 | 1 | 1 | 1 | 1 | 1 | 1 | 1 | 1 | 1 | '=IFERROR(IF(ISBLANK($E10),"", IF(XJ$5>$AE10-IF($E10=MAT_AR,$AF10,0),"", IF(MOD(XJ$5,$AE10-IF($E10=MAT_AR,$AF10,0))=0, $CM10,0))),"")
2 RACC | 635 | XK | Calculated_EOL_tCO2e_PreYr24 | =IFERROR(IF(ISBLANK($E10),"", IF(XK$5>$AE10-IF($E10=MAT_AR,$AF10,0),"", IF(MOD(XK$5,$AE10-IF($E10=MAT_AR,$AF10,0))=0, $CM10,0))),"") | 1 | 1 | 1 | 1 | 1 | 1 | 1 | 1 | 1 | 1 | 1 | 1 | 1 | 1 | 1 | 1 | 1 | 1 | 1 | 1 | 1 | 1 | 1 | 1 | 1 | '=IFERROR(IF(ISBLANK($E10),"", IF(XK$5>$AE10-IF($E10=MAT_AR,$AF10,0),"", IF(MOD(XK$5,$AE10-IF($E10=MAT_AR,$AF10,0))=0, $CM10,0))),"")
2 RACC | 636 | XL | Calculated_EOL_tCO2e_PreYr25 | =IFERROR(IF(ISBLANK($E10),"", IF(XL$5>$AE10-IF($E10=MAT_AR,$AF10,0),"", IF(MOD(XL$5,$AE10-IF($E10=MAT_AR,$AF10,0))=0, $CM10,0))),"") | 1 | 1 | 1 | 1 | 1 | 1 | 1 | 1 | 1 | 1 | 1 | 1 | 1 | 1 | 1 | 1 | 1 | 1 | 1 | 1 | 1 | 1 | 1 | 1 | 1 | '=IFERROR(IF(ISBLANK($E10),"", IF(XL$5>$AE10-IF($E10=MAT_AR,$AF10,0),"", IF(MOD(XL$5,$AE10-IF($E10=MAT_AR,$AF10,0))=0, $CM10,0))),"")
2 RACC | 637 | XM | Calculated_EOL_tCO2e_PreYr26 | =IFERROR(IF(ISBLANK($E10),"", IF(XM$5>$AE10-IF($E10=MAT_AR,$AF10,0),"", IF(MOD(XM$5,$AE10-IF($E10=MAT_AR,$AF10,0))=0, $CM10,0))),"") | 1 | 1 | 1 | 1 | 1 | 1 | 1 | 1 | 1 | 1 | 1 | 1 | 1 | 1 | 1 | 1 | 1 | 1 | 1 | 1 | 1 | 1 | 1 | 1 | 1 | '=IFERROR(IF(ISBLANK($E10),"", IF(XM$5>$AE10-IF($E10=MAT_AR,$AF10,0),"", IF(MOD(XM$5,$AE10-IF($E10=MAT_AR,$AF10,0))=0, $CM10,0))),"")
2 RACC | 638 | XN | Calculated_EOL_tCO2e_PreYr27 | =IFERROR(IF(ISBLANK($E10),"", IF(XN$5>$AE10-IF($E10=MAT_AR,$AF10,0),"", IF(MOD(XN$5,$AE10-IF($E10=MAT_AR,$AF10,0))=0, $CM10,0))),"") | 1 | 1 | 1 | 1 | 1 | 1 | 1 | 1 | 1 | 1 | 1 | 1 | 1 | 1 | 1 | 1 | 1 | 1 | 1 | 1 | 1 | 1 | 1 | 1 | 1 | '=IFERROR(IF(ISBLANK($E10),"", IF(XN$5>$AE10-IF($E10=MAT_AR,$AF10,0),"", IF(MOD(XN$5,$AE10-IF($E10=MAT_AR,$AF10,0))=0, $CM10,0))),"")
2 RACC | 639 | XO | Calculated_EOL_tCO2e_PreYr28 | =IFERROR(IF(ISBLANK($E10),"", IF(XO$5>$AE10-IF($E10=MAT_AR,$AF10,0),"", IF(MOD(XO$5,$AE10-IF($E10=MAT_AR,$AF10,0))=0, $CM10,0))),"") | 1 | 1 | 1 | 1 | 1 | 1 | 1 | 1 | 1 | 1 | 1 | 1 | 1 | 1 | 1 | 1 | 1 | 1 | 1 | 1 | 1 | 1 | 1 | 1 | 1 | '=IFERROR(IF(ISBLANK($E10),"", IF(XO$5>$AE10-IF($E10=MAT_AR,$AF10,0),"", IF(MOD(XO$5,$AE10-IF($E10=MAT_AR,$AF10,0))=0, $CM10,0))),"")
2 RACC | 640 | XP | Calculated_EOL_tCO2e_PreYr29 | =IFERROR(IF(ISBLANK($E10),"", IF(XP$5>$AE10-IF($E10=MAT_AR,$AF10,0),"", IF(MOD(XP$5,$AE10-IF($E10=MAT_AR,$AF10,0))=0, $CM10,0))),"") | 1 | 1 | 1 | 1 | 1 | 1 | 1 | 1 | 1 | 1 | 1 | 1 | 1 | 1 | 1 | 1 | 1 | 1 | 1 | 1 | 1 | 1 | 1 | 1 | 1 | '=IFERROR(IF(ISBLANK($E10),"", IF(XP$5>$AE10-IF($E10=MAT_AR,$AF10,0),"", IF(MOD(XP$5,$AE10-IF($E10=MAT_AR,$AF10,0))=0, $CM10,0))),"")
2 RACC | 641 | XQ | Calculated_EOL_tCO2e_PreYr30 | =IFERROR(IF(ISBLANK($E10),"", IF(XQ$5>$AE10-IF($E10=MAT_AR,$AF10,0),"", IF(MOD(XQ$5,$AE10-IF($E10=MAT_AR,$AF10,0))=0, $CM10,0))),"") | 1 | 1 | 1 | 1 | 1 | 1 | 1 | 1 | 1 | 1 | 1 | 1 | 1 | 1 | 1 | 1 | 1 | 1 | 1 | 1 | 1 | 1 | 1 | 1 | 1 | '=IFERROR(IF(ISBLANK($E10),"", IF(XQ$5>$AE10-IF($E10=MAT_AR,$AF10,0),"", IF(MOD(XQ$5,$AE10-IF($E10=MAT_AR,$AF10,0))=0, $CM10,0))),"")
2 RACC | 642 | XR | Considered_Annual_tCO2e_PreYr01 | =IFERROR(IF(OR(XR$5>IF($E10=MAT_AR,$AE10-$AF10,$AE10),IFERROR(XR$5<($BT10-$BV10+1),TRUE)), "",$CI10),"") | 1 | 1 | 1 | 1 | 1 | 1 | 1 | 1 | 1 | 1 | 1 | 1 | 1 | 1 | 1 | 1 | 1 | 1 | 1 | 1 | 1 | 1 | 1 | 1 | 1 | '=IFERROR(IF(OR(XR$5>IF($E10=MAT_AR,$AE10-$AF10,$AE10),IFERROR(XR$5<($BT10-$BV10+1),TRUE)), "",$CI10),"")
2 RACC | 643 | XS | Considered_Annual_tCO2e_PreYr02 | =IFERROR(IF(OR(XS$5>IF($E10=MAT_AR,$AE10-$AF10,$AE10),IFERROR(XS$5<($BT10-$BV10+1),TRUE)), "",$CI10),"") | 1 | 1 | 1 | 1 | 1 | 1 | 1 | 1 | 1 | 1 | 1 | 1 | 1 | 1 | 1 | 1 | 1 | 1 | 1 | 1 | 1 | 1 | 1 | 1 | 1 | '=IFERROR(IF(OR(XS$5>IF($E10=MAT_AR,$AE10-$AF10,$AE10),IFERROR(XS$5<($BT10-$BV10+1),TRUE)), "",$CI10),"")
2 RACC | 644 | XT | Considered_Annual_tCO2e_PreYr03 | =IFERROR(IF(OR(XT$5>IF($E10=MAT_AR,$AE10-$AF10,$AE10),IFERROR(XT$5<($BT10-$BV10+1),TRUE)), "",$CI10),"") | 1 | 1 | 1 | 1 | 1 | 1 | 1 | 1 | 1 | 1 | 1 | 1 | 1 | 1 | 1 | 1 | 1 | 1 | 1 | 1 | 1 | 1 | 1 | 1 | 1 | '=IFERROR(IF(OR(XT$5>IF($E10=MAT_AR,$AE10-$AF10,$AE10),IFERROR(XT$5<($BT10-$BV10+1),TRUE)), "",$CI10),"")
2 RACC | 645 | XU | Considered_Annual_tCO2e_PreYr04 | =IFERROR(IF(OR(XU$5>IF($E10=MAT_AR,$AE10-$AF10,$AE10),IFERROR(XU$5<($BT10-$BV10+1),TRUE)), "",$CI10),"") | 1 | 1 | 1 | 1 | 1 | 1 | 1 | 1 | 1 | 1 | 1 | 1 | 1 | 1 | 1 | 1 | 1 | 1 | 1 | 1 | 1 | 1 | 1 | 1 | 1 | '=IFERROR(IF(OR(XU$5>IF($E10=MAT_AR,$AE10-$AF10,$AE10),IFERROR(XU$5<($BT10-$BV10+1),TRUE)), "",$CI10),"")
2 RACC | 646 | XV | Considered_Annual_tCO2e_PreYr05 | =IFERROR(IF(OR(XV$5>IF($E10=MAT_AR,$AE10-$AF10,$AE10),IFERROR(XV$5<($BT10-$BV10+1),TRUE)), "",$CI10),"") | 1 | 1 | 1 | 1 | 1 | 1 | 1 | 1 | 1 | 1 | 1 | 1 | 1 | 1 | 1 | 1 | 1 | 1 | 1 | 1 | 1 | 1 | 1 | 1 | 1 | '=IFERROR(IF(OR(XV$5>IF($E10=MAT_AR,$AE10-$AF10,$AE10),IFERROR(XV$5<($BT10-$BV10+1),TRUE)), "",$CI10),"")
2 RACC | 647 | XW | Considered_Annual_tCO2e_PreYr06 | =IFERROR(IF(OR(XW$5>IF($E10=MAT_AR,$AE10-$AF10,$AE10),IFERROR(XW$5<($BT10-$BV10+1),TRUE)), "",$CI10),"") | 1 | 1 | 1 | 1 | 1 | 1 | 1 | 1 | 1 | 1 | 1 | 1 | 1 | 1 | 1 | 1 | 1 | 1 | 1 | 1 | 1 | 1 | 1 | 1 | 1 | '=IFERROR(IF(OR(XW$5>IF($E10=MAT_AR,$AE10-$AF10,$AE10),IFERROR(XW$5<($BT10-$BV10+1),TRUE)), "",$CI10),"")
2 RACC | 648 | XX | Considered_Annual_tCO2e_PreYr07 | =IFERROR(IF(OR(XX$5>IF($E10=MAT_AR,$AE10-$AF10,$AE10),IFERROR(XX$5<($BT10-$BV10+1),TRUE)), "",$CI10),"") | 1 | 1 | 1 | 1 | 1 | 1 | 1 | 1 | 1 | 1 | 1 | 1 | 1 | 1 | 1 | 1 | 1 | 1 | 1 | 1 | 1 | 1 | 1 | 1 | 1 | '=IFERROR(IF(OR(XX$5>IF($E10=MAT_AR,$AE10-$AF10,$AE10),IFERROR(XX$5<($BT10-$BV10+1),TRUE)), "",$CI10),"")
2 RACC | 649 | XY | Considered_Annual_tCO2e_PreYr08 | =IFERROR(IF(OR(XY$5>IF($E10=MAT_AR,$AE10-$AF10,$AE10),IFERROR(XY$5<($BT10-$BV10+1),TRUE)), "",$CI10),"") | 1 | 1 | 1 | 1 | 1 | 1 | 1 | 1 | 1 | 1 | 1 | 1 | 1 | 1 | 1 | 1 | 1 | 1 | 1 | 1 | 1 | 1 | 1 | 1 | 1 | '=IFERROR(IF(OR(XY$5>IF($E10=MAT_AR,$AE10-$AF10,$AE10),IFERROR(XY$5<($BT10-$BV10+1),TRUE)), "",$CI10),"")
2 RACC | 650 | XZ | Considered_Annual_tCO2e_PreYr09 | =IFERROR(IF(OR(XZ$5>IF($E10=MAT_AR,$AE10-$AF10,$AE10),IFERROR(XZ$5<($BT10-$BV10+1),TRUE)), "",$CI10),"") | 1 | 1 | 1 | 1 | 1 | 1 | 1 | 1 | 1 | 1 | 1 | 1 | 1 | 1 | 1 | 1 | 1 | 1 | 1 | 1 | 1 | 1 | 1 | 1 | 1 | '=IFERROR(IF(OR(XZ$5>IF($E10=MAT_AR,$AE10-$AF10,$AE10),IFERROR(XZ$5<($BT10-$BV10+1),TRUE)), "",$CI10),"")
2 RACC | 651 | YA | Considered_Annual_tCO2e_PreYr10 | =IFERROR(IF(OR(YA$5>IF($E10=MAT_AR,$AE10-$AF10,$AE10),IFERROR(YA$5<($BT10-$BV10+1),TRUE)), "",$CI10),"") | 1 | 1 | 1 | 1 | 1 | 1 | 1 | 1 | 1 | 1 | 1 | 1 | 1 | 1 | 1 | 1 | 1 | 1 | 1 | 1 | 1 | 1 | 1 | 1 | 1 | '=IFERROR(IF(OR(YA$5>IF($E10=MAT_AR,$AE10-$AF10,$AE10),IFERROR(YA$5<($BT10-$BV10+1),TRUE)), "",$CI10),"")
2 RACC | 652 | YB | Considered_Annual_tCO2e_PreYr11 | =IFERROR(IF(OR(YB$5>IF($E10=MAT_AR,$AE10-$AF10,$AE10),IFERROR(YB$5<($BT10-$BV10+1),TRUE)), "",$CI10),"") | 1 | 1 | 1 | 1 | 1 | 1 | 1 | 1 | 1 | 1 | 1 | 1 | 1 | 1 | 1 | 1 | 1 | 1 | 1 | 1 | 1 | 1 | 1 | 1 | 1 | '=IFERROR(IF(OR(YB$5>IF($E10=MAT_AR,$AE10-$AF10,$AE10),IFERROR(YB$5<($BT10-$BV10+1),TRUE)), "",$CI10),"")
2 RACC | 653 | YC | Considered_Annual_tCO2e_PreYr12 | =IFERROR(IF(OR(YC$5>IF($E10=MAT_AR,$AE10-$AF10,$AE10),IFERROR(YC$5<($BT10-$BV10+1),TRUE)), "",$CI10),"") | 1 | 1 | 1 | 1 | 1 | 1 | 1 | 1 | 1 | 1 | 1 | 1 | 1 | 1 | 1 | 1 | 1 | 1 | 1 | 1 | 1 | 1 | 1 | 1 | 1 | '=IFERROR(IF(OR(YC$5>IF($E10=MAT_AR,$AE10-$AF10,$AE10),IFERROR(YC$5<($BT10-$BV10+1),TRUE)), "",$CI10),"")
2 RACC | 654 | YD | Considered_Annual_tCO2e_PreYr13 | =IFERROR(IF(OR(YD$5>IF($E10=MAT_AR,$AE10-$AF10,$AE10),IFERROR(YD$5<($BT10-$BV10+1),TRUE)), "",$CI10),"") | 1 | 1 | 1 | 1 | 1 | 1 | 1 | 1 | 1 | 1 | 1 | 1 | 1 | 1 | 1 | 1 | 1 | 1 | 1 | 1 | 1 | 1 | 1 | 1 | 1 | '=IFERROR(IF(OR(YD$5>IF($E10=MAT_AR,$AE10-$AF10,$AE10),IFERROR(YD$5<($BT10-$BV10+1),TRUE)), "",$CI10),"")
2 RACC | 655 | YE | Considered_Annual_tCO2e_PreYr14 | =IFERROR(IF(OR(YE$5>IF($E10=MAT_AR,$AE10-$AF10,$AE10),IFERROR(YE$5<($BT10-$BV10+1),TRUE)), "",$CI10),"") | 1 | 1 | 1 | 1 | 1 | 1 | 1 | 1 | 1 | 1 | 1 | 1 | 1 | 1 | 1 | 1 | 1 | 1 | 1 | 1 | 1 | 1 | 1 | 1 | 1 | '=IFERROR(IF(OR(YE$5>IF($E10=MAT_AR,$AE10-$AF10,$AE10),IFERROR(YE$5<($BT10-$BV10+1),TRUE)), "",$CI10),"")
2 RACC | 656 | YF | Considered_Annual_tCO2e_PreYr15 | =IFERROR(IF(OR(YF$5>IF($E10=MAT_AR,$AE10-$AF10,$AE10),IFERROR(YF$5<($BT10-$BV10+1),TRUE)), "",$CI10),"") | 1 | 1 | 1 | 1 | 1 | 1 | 1 | 1 | 1 | 1 | 1 | 1 | 1 | 1 | 1 | 1 | 1 | 1 | 1 | 1 | 1 | 1 | 1 | 1 | 1 | '=IFERROR(IF(OR(YF$5>IF($E10=MAT_AR,$AE10-$AF10,$AE10),IFERROR(YF$5<($BT10-$BV10+1),TRUE)), "",$CI10),"")
2 RACC | 657 | YG | Considered_Annual_tCO2e_PreYr16 | =IFERROR(IF(OR(YG$5>IF($E10=MAT_AR,$AE10-$AF10,$AE10),IFERROR(YG$5<($BT10-$BV10+1),TRUE)), "",$CI10),"") | 1 | 1 | 1 | 1 | 1 | 1 | 1 | 1 | 1 | 1 | 1 | 1 | 1 | 1 | 1 | 1 | 1 | 1 | 1 | 1 | 1 | 1 | 1 | 1 | 1 | '=IFERROR(IF(OR(YG$5>IF($E10=MAT_AR,$AE10-$AF10,$AE10),IFERROR(YG$5<($BT10-$BV10+1),TRUE)), "",$CI10),"")
2 RACC | 658 | YH | Considered_Annual_tCO2e_PreYr17 | =IFERROR(IF(OR(YH$5>IF($E10=MAT_AR,$AE10-$AF10,$AE10),IFERROR(YH$5<($BT10-$BV10+1),TRUE)), "",$CI10),"") | 1 | 1 | 1 | 1 | 1 | 1 | 1 | 1 | 1 | 1 | 1 | 1 | 1 | 1 | 1 | 1 | 1 | 1 | 1 | 1 | 1 | 1 | 1 | 1 | 1 | '=IFERROR(IF(OR(YH$5>IF($E10=MAT_AR,$AE10-$AF10,$AE10),IFERROR(YH$5<($BT10-$BV10+1),TRUE)), "",$CI10),"")
2 RACC | 659 | YI | Considered_Annual_tCO2e_PreYr18 | =IFERROR(IF(OR(YI$5>IF($E10=MAT_AR,$AE10-$AF10,$AE10),IFERROR(YI$5<($BT10-$BV10+1),TRUE)), "",$CI10),"") | 1 | 1 | 1 | 1 | 1 | 1 | 1 | 1 | 1 | 1 | 1 | 1 | 1 | 1 | 1 | 1 | 1 | 1 | 1 | 1 | 1 | 1 | 1 | 1 | 1 | '=IFERROR(IF(OR(YI$5>IF($E10=MAT_AR,$AE10-$AF10,$AE10),IFERROR(YI$5<($BT10-$BV10+1),TRUE)), "",$CI10),"")
2 RACC | 660 | YJ | Considered_Annual_tCO2e_PreYr19 | =IFERROR(IF(OR(YJ$5>IF($E10=MAT_AR,$AE10-$AF10,$AE10),IFERROR(YJ$5<($BT10-$BV10+1),TRUE)), "",$CI10),"") | 1 | 1 | 1 | 1 | 1 | 1 | 1 | 1 | 1 | 1 | 1 | 1 | 1 | 1 | 1 | 1 | 1 | 1 | 1 | 1 | 1 | 1 | 1 | 1 | 1 | '=IFERROR(IF(OR(YJ$5>IF($E10=MAT_AR,$AE10-$AF10,$AE10),IFERROR(YJ$5<($BT10-$BV10+1),TRUE)), "",$CI10),"")
2 RACC | 661 | YK | Considered_Annual_tCO2e_PreYr20 | =IFERROR(IF(OR(YK$5>IF($E10=MAT_AR,$AE10-$AF10,$AE10),IFERROR(YK$5<($BT10-$BV10+1),TRUE)), "",$CI10),"") | 1 | 1 | 1 | 1 | 1 | 1 | 1 | 1 | 1 | 1 | 1 | 1 | 1 | 1 | 1 | 1 | 1 | 1 | 1 | 1 | 1 | 1 | 1 | 1 | 1 | '=IFERROR(IF(OR(YK$5>IF($E10=MAT_AR,$AE10-$AF10,$AE10),IFERROR(YK$5<($BT10-$BV10+1),TRUE)), "",$CI10),"")
2 RACC | 662 | YL | Considered_Annual_tCO2e_PreYr21 | =IFERROR(IF(OR(YL$5>IF($E10=MAT_AR,$AE10-$AF10,$AE10),IFERROR(YL$5<($BT10-$BV10+1),TRUE)), "",$CI10),"") | 1 | 1 | 1 | 1 | 1 | 1 | 1 | 1 | 1 | 1 | 1 | 1 | 1 | 1 | 1 | 1 | 1 | 1 | 1 | 1 | 1 | 1 | 1 | 1 | 1 | '=IFERROR(IF(OR(YL$5>IF($E10=MAT_AR,$AE10-$AF10,$AE10),IFERROR(YL$5<($BT10-$BV10+1),TRUE)), "",$CI10),"")
2 RACC | 663 | YM | Considered_Annual_tCO2e_PreYr22 | =IFERROR(IF(OR(YM$5>IF($E10=MAT_AR,$AE10-$AF10,$AE10),IFERROR(YM$5<($BT10-$BV10+1),TRUE)), "",$CI10),"") | 1 | 1 | 1 | 1 | 1 | 1 | 1 | 1 | 1 | 1 | 1 | 1 | 1 | 1 | 1 | 1 | 1 | 1 | 1 | 1 | 1 | 1 | 1 | 1 | 1 | '=IFERROR(IF(OR(YM$5>IF($E10=MAT_AR,$AE10-$AF10,$AE10),IFERROR(YM$5<($BT10-$BV10+1),TRUE)), "",$CI10),"")
2 RACC | 664 | YN | Considered_Annual_tCO2e_PreYr23 | =IFERROR(IF(OR(YN$5>IF($E10=MAT_AR,$AE10-$AF10,$AE10),IFERROR(YN$5<($BT10-$BV10+1),TRUE)), "",$CI10),"") | 1 | 1 | 1 | 1 | 1 | 1 | 1 | 1 | 1 | 1 | 1 | 1 | 1 | 1 | 1 | 1 | 1 | 1 | 1 | 1 | 1 | 1 | 1 | 1 | 1 | '=IFERROR(IF(OR(YN$5>IF($E10=MAT_AR,$AE10-$AF10,$AE10),IFERROR(YN$5<($BT10-$BV10+1),TRUE)), "",$CI10),"")
2 RACC | 665 | YO | Considered_Annual_tCO2e_PreYr24 | =IFERROR(IF(OR(YO$5>IF($E10=MAT_AR,$AE10-$AF10,$AE10),IFERROR(YO$5<($BT10-$BV10+1),TRUE)), "",$CI10),"") | 1 | 1 | 1 | 1 | 1 | 1 | 1 | 1 | 1 | 1 | 1 | 1 | 1 | 1 | 1 | 1 | 1 | 1 | 1 | 1 | 1 | 1 | 1 | 1 | 1 | '=IFERROR(IF(OR(YO$5>IF($E10=MAT_AR,$AE10-$AF10,$AE10),IFERROR(YO$5<($BT10-$BV10+1),TRUE)), "",$CI10),"")
2 RACC | 666 | YP | Considered_Annual_tCO2e_PreYr25 | =IFERROR(IF(OR(YP$5>IF($E10=MAT_AR,$AE10-$AF10,$AE10),IFERROR(YP$5<($BT10-$BV10+1),TRUE)), "",$CI10),"") | 1 | 1 | 1 | 1 | 1 | 1 | 1 | 1 | 1 | 1 | 1 | 1 | 1 | 1 | 1 | 1 | 1 | 1 | 1 | 1 | 1 | 1 | 1 | 1 | 1 | '=IFERROR(IF(OR(YP$5>IF($E10=MAT_AR,$AE10-$AF10,$AE10),IFERROR(YP$5<($BT10-$BV10+1),TRUE)), "",$CI10),"")
2 RACC | 667 | YQ | Considered_Annual_tCO2e_PreYr26 | =IFERROR(IF(OR(YQ$5>IF($E10=MAT_AR,$AE10-$AF10,$AE10),IFERROR(YQ$5<($BT10-$BV10+1),TRUE)), "",$CI10),"") | 1 | 1 | 1 | 1 | 1 | 1 | 1 | 1 | 1 | 1 | 1 | 1 | 1 | 1 | 1 | 1 | 1 | 1 | 1 | 1 | 1 | 1 | 1 | 1 | 1 | '=IFERROR(IF(OR(YQ$5>IF($E10=MAT_AR,$AE10-$AF10,$AE10),IFERROR(YQ$5<($BT10-$BV10+1),TRUE)), "",$CI10),"")
2 RACC | 668 | YR | Considered_Annual_tCO2e_PreYr27 | =IFERROR(IF(OR(YR$5>IF($E10=MAT_AR,$AE10-$AF10,$AE10),IFERROR(YR$5<($BT10-$BV10+1),TRUE)), "",$CI10),"") | 1 | 1 | 1 | 1 | 1 | 1 | 1 | 1 | 1 | 1 | 1 | 1 | 1 | 1 | 1 | 1 | 1 | 1 | 1 | 1 | 1 | 1 | 1 | 1 | 1 | '=IFERROR(IF(OR(YR$5>IF($E10=MAT_AR,$AE10-$AF10,$AE10),IFERROR(YR$5<($BT10-$BV10+1),TRUE)), "",$CI10),"")
2 RACC | 669 | YS | Considered_Annual_tCO2e_PreYr28 | =IFERROR(IF(OR(YS$5>IF($E10=MAT_AR,$AE10-$AF10,$AE10),IFERROR(YS$5<($BT10-$BV10+1),TRUE)), "",$CI10),"") | 1 | 1 | 1 | 1 | 1 | 1 | 1 | 1 | 1 | 1 | 1 | 1 | 1 | 1 | 1 | 1 | 1 | 1 | 1 | 1 | 1 | 1 | 1 | 1 | 1 | '=IFERROR(IF(OR(YS$5>IF($E10=MAT_AR,$AE10-$AF10,$AE10),IFERROR(YS$5<($BT10-$BV10+1),TRUE)), "",$CI10),"")
2 RACC | 670 | YT | Considered_Annual_tCO2e_PreYr29 | =IFERROR(IF(OR(YT$5>IF($E10=MAT_AR,$AE10-$AF10,$AE10),IFERROR(YT$5<($BT10-$BV10+1),TRUE)), "",$CI10),"") | 1 | 1 | 1 | 1 | 1 | 1 | 1 | 1 | 1 | 1 | 1 | 1 | 1 | 1 | 1 | 1 | 1 | 1 | 1 | 1 | 1 | 1 | 1 | 1 | 1 | '=IFERROR(IF(OR(YT$5>IF($E10=MAT_AR,$AE10-$AF10,$AE10),IFERROR(YT$5<($BT10-$BV10+1),TRUE)), "",$CI10),"")
2 RACC | 671 | YU | Considered_Annual_tCO2e_PreYr30 | =IFERROR(IF(OR(YU$5>IF($E10=MAT_AR,$AE10-$AF10,$AE10),IFERROR(YU$5<($BT10-$BV10+1),TRUE)), "",$CI10),"") | 1 | 1 | 1 | 1 | 1 | 1 | 1 | 1 | 1 | 1 | 1 | 1 | 1 | 1 | 1 | 1 | 1 | 1 | 1 | 1 | 1 | 1 | 1 | 1 | 1 | '=IFERROR(IF(OR(YU$5>IF($E10=MAT_AR,$AE10-$AF10,$AE10),IFERROR(YU$5<($BT10-$BV10+1),TRUE)), "",$CI10),"")
2 RACC | 672 | YV | Considered_EOL_tCO2e_PreYr01 | =IFERROR(IF(YV$5>$AE10-IF($E10=MAT_AR,$AF10,0),"", IF(MOD(YV$5,$AE10-IF($E10=MAT_AR,$AF10,0))=0, IF(AND($E10=MAT_NR,$T10=TRUE),-1,IF(AND($E10=MAT_AR,$T10=TRUE),0,1))*$CM10,0)),"") | 1 | 1 | 1 | 1 | 1 | 1 | 1 | 1 | 1 | 1 | 1 | 1 | 1 | 1 | 1 | 1 | 1 | 1 | 1 | 1 | 1 | 1 | 1 | 1 | 1 | '=IFERROR(IF(YV$5>$AE10-IF($E10=MAT_AR,$AF10,0),"", IF(MOD(YV$5,$AE10-IF($E10=MAT_AR,$AF10,0))=0, IF(AND($E10=MAT_NR,$T10=TRUE),-1,IF(AND($E10=MAT_AR,$T10=TRUE),0,1))*$CM10,0)),"")
2 RACC | 673 | YW | Considered_EOL_tCO2e_PreYr02 | =IFERROR(IF(YW$5>$AE10-IF($E10=MAT_AR,$AF10,0),"", IF(MOD(YW$5,$AE10-IF($E10=MAT_AR,$AF10,0))=0, IF(AND($E10=MAT_NR,$T10=TRUE),-1,IF(AND($E10=MAT_AR,$T10=TRUE),0,1))*$CM10,0)),"") | 1 | 1 | 1 | 1 | 1 | 1 | 1 | 1 | 1 | 1 | 1 | 1 | 1 | 1 | 1 | 1 | 1 | 1 | 1 | 1 | 1 | 1 | 1 | 1 | 1 | '=IFERROR(IF(YW$5>$AE10-IF($E10=MAT_AR,$AF10,0),"", IF(MOD(YW$5,$AE10-IF($E10=MAT_AR,$AF10,0))=0, IF(AND($E10=MAT_NR,$T10=TRUE),-1,IF(AND($E10=MAT_AR,$T10=TRUE),0,1))*$CM10,0)),"")
2 RACC | 674 | YX | Considered_EOL_tCO2e_PreYr03 | =IFERROR(IF(YX$5>$AE10-IF($E10=MAT_AR,$AF10,0),"", IF(MOD(YX$5,$AE10-IF($E10=MAT_AR,$AF10,0))=0, IF(AND($E10=MAT_NR,$T10=TRUE),-1,IF(AND($E10=MAT_AR,$T10=TRUE),0,1))*$CM10,0)),"") | 1 | 1 | 1 | 1 | 1 | 1 | 1 | 1 | 1 | 1 | 1 | 1 | 1 | 1 | 1 | 1 | 1 | 1 | 1 | 1 | 1 | 1 | 1 | 1 | 1 | '=IFERROR(IF(YX$5>$AE10-IF($E10=MAT_AR,$AF10,0),"", IF(MOD(YX$5,$AE10-IF($E10=MAT_AR,$AF10,0))=0, IF(AND($E10=MAT_NR,$T10=TRUE),-1,IF(AND($E10=MAT_AR,$T10=TRUE),0,1))*$CM10,0)),"")
2 RACC | 675 | YY | Considered_EOL_tCO2e_PreYr04 | =IFERROR(IF(YY$5>$AE10-IF($E10=MAT_AR,$AF10,0),"", IF(MOD(YY$5,$AE10-IF($E10=MAT_AR,$AF10,0))=0, IF(AND($E10=MAT_NR,$T10=TRUE),-1,IF(AND($E10=MAT_AR,$T10=TRUE),0,1))*$CM10,0)),"") | 1 | 1 | 1 | 1 | 1 | 1 | 1 | 1 | 1 | 1 | 1 | 1 | 1 | 1 | 1 | 1 | 1 | 1 | 1 | 1 | 1 | 1 | 1 | 1 | 1 | '=IFERROR(IF(YY$5>$AE10-IF($E10=MAT_AR,$AF10,0),"", IF(MOD(YY$5,$AE10-IF($E10=MAT_AR,$AF10,0))=0, IF(AND($E10=MAT_NR,$T10=TRUE),-1,IF(AND($E10=MAT_AR,$T10=TRUE),0,1))*$CM10,0)),"")
2 RACC | 676 | YZ | Considered_EOL_tCO2e_PreYr05 | =IFERROR(IF(YZ$5>$AE10-IF($E10=MAT_AR,$AF10,0),"", IF(MOD(YZ$5,$AE10-IF($E10=MAT_AR,$AF10,0))=0, IF(AND($E10=MAT_NR,$T10=TRUE),-1,IF(AND($E10=MAT_AR,$T10=TRUE),0,1))*$CM10,0)),"") | 1 | 1 | 1 | 1 | 1 | 1 | 1 | 1 | 1 | 1 | 1 | 1 | 1 | 1 | 1 | 1 | 1 | 1 | 1 | 1 | 1 | 1 | 1 | 1 | 1 | '=IFERROR(IF(YZ$5>$AE10-IF($E10=MAT_AR,$AF10,0),"", IF(MOD(YZ$5,$AE10-IF($E10=MAT_AR,$AF10,0))=0, IF(AND($E10=MAT_NR,$T10=TRUE),-1,IF(AND($E10=MAT_AR,$T10=TRUE),0,1))*$CM10,0)),"")
2 RACC | 677 | ZA | Considered_EOL_tCO2e_PreYr06 | =IFERROR(IF(ZA$5>$AE10-IF($E10=MAT_AR,$AF10,0),"", IF(MOD(ZA$5,$AE10-IF($E10=MAT_AR,$AF10,0))=0, IF(AND($E10=MAT_NR,$T10=TRUE),-1,IF(AND($E10=MAT_AR,$T10=TRUE),0,1))*$CM10,0)),"") | 1 | 1 | 1 | 1 | 1 | 1 | 1 | 1 | 1 | 1 | 1 | 1 | 1 | 1 | 1 | 1 | 1 | 1 | 1 | 1 | 1 | 1 | 1 | 1 | 1 | '=IFERROR(IF(ZA$5>$AE10-IF($E10=MAT_AR,$AF10,0),"", IF(MOD(ZA$5,$AE10-IF($E10=MAT_AR,$AF10,0))=0, IF(AND($E10=MAT_NR,$T10=TRUE),-1,IF(AND($E10=MAT_AR,$T10=TRUE),0,1))*$CM10,0)),"")
2 RACC | 678 | ZB | Considered_EOL_tCO2e_PreYr07 | =IFERROR(IF(ZB$5>$AE10-IF($E10=MAT_AR,$AF10,0),"", IF(MOD(ZB$5,$AE10-IF($E10=MAT_AR,$AF10,0))=0, IF(AND($E10=MAT_NR,$T10=TRUE),-1,IF(AND($E10=MAT_AR,$T10=TRUE),0,1))*$CM10,0)),"") | 1 | 1 | 1 | 1 | 1 | 1 | 1 | 1 | 1 | 1 | 1 | 1 | 1 | 1 | 1 | 1 | 1 | 1 | 1 | 1 | 1 | 1 | 1 | 1 | 1 | '=IFERROR(IF(ZB$5>$AE10-IF($E10=MAT_AR,$AF10,0),"", IF(MOD(ZB$5,$AE10-IF($E10=MAT_AR,$AF10,0))=0, IF(AND($E10=MAT_NR,$T10=TRUE),-1,IF(AND($E10=MAT_AR,$T10=TRUE),0,1))*$CM10,0)),"")
2 RACC | 679 | ZC | Considered_EOL_tCO2e_PreYr08 | =IFERROR(IF(ZC$5>$AE10-IF($E10=MAT_AR,$AF10,0),"", IF(MOD(ZC$5,$AE10-IF($E10=MAT_AR,$AF10,0))=0, IF(AND($E10=MAT_NR,$T10=TRUE),-1,IF(AND($E10=MAT_AR,$T10=TRUE),0,1))*$CM10,0)),"") | 1 | 1 | 1 | 1 | 1 | 1 | 1 | 1 | 1 | 1 | 1 | 1 | 1 | 1 | 1 | 1 | 1 | 1 | 1 | 1 | 1 | 1 | 1 | 1 | 1 | '=IFERROR(IF(ZC$5>$AE10-IF($E10=MAT_AR,$AF10,0),"", IF(MOD(ZC$5,$AE10-IF($E10=MAT_AR,$AF10,0))=0, IF(AND($E10=MAT_NR,$T10=TRUE),-1,IF(AND($E10=MAT_AR,$T10=TRUE),0,1))*$CM10,0)),"")
2 RACC | 680 | ZD | Considered_EOL_tCO2e_PreYr09 | =IFERROR(IF(ZD$5>$AE10-IF($E10=MAT_AR,$AF10,0),"", IF(MOD(ZD$5,$AE10-IF($E10=MAT_AR,$AF10,0))=0, IF(AND($E10=MAT_NR,$T10=TRUE),-1,IF(AND($E10=MAT_AR,$T10=TRUE),0,1))*$CM10,0)),"") | 1 | 1 | 1 | 1 | 1 | 1 | 1 | 1 | 1 | 1 | 1 | 1 | 1 | 1 | 1 | 1 | 1 | 1 | 1 | 1 | 1 | 1 | 1 | 1 | 1 | '=IFERROR(IF(ZD$5>$AE10-IF($E10=MAT_AR,$AF10,0),"", IF(MOD(ZD$5,$AE10-IF($E10=MAT_AR,$AF10,0))=0, IF(AND($E10=MAT_NR,$T10=TRUE),-1,IF(AND($E10=MAT_AR,$T10=TRUE),0,1))*$CM10,0)),"")
2 RACC | 681 | ZE | Considered_EOL_tCO2e_PreYr10 | =IFERROR(IF(ZE$5>$AE10-IF($E10=MAT_AR,$AF10,0),"", IF(MOD(ZE$5,$AE10-IF($E10=MAT_AR,$AF10,0))=0, IF(AND($E10=MAT_NR,$T10=TRUE),-1,IF(AND($E10=MAT_AR,$T10=TRUE),0,1))*$CM10,0)),"") | 1 | 1 | 1 | 1 | 1 | 1 | 1 | 1 | 1 | 1 | 1 | 1 | 1 | 1 | 1 | 1 | 1 | 1 | 1 | 1 | 1 | 1 | 1 | 1 | 1 | '=IFERROR(IF(ZE$5>$AE10-IF($E10=MAT_AR,$AF10,0),"", IF(MOD(ZE$5,$AE10-IF($E10=MAT_AR,$AF10,0))=0, IF(AND($E10=MAT_NR,$T10=TRUE),-1,IF(AND($E10=MAT_AR,$T10=TRUE),0,1))*$CM10,0)),"")
2 RACC | 682 | ZF | Considered_EOL_tCO2e_PreYr11 | =IFERROR(IF(ZF$5>$AE10-IF($E10=MAT_AR,$AF10,0),"", IF(MOD(ZF$5,$AE10-IF($E10=MAT_AR,$AF10,0))=0, IF(AND($E10=MAT_NR,$T10=TRUE),-1,IF(AND($E10=MAT_AR,$T10=TRUE),0,1))*$CM10,0)),"") | 1 | 1 | 1 | 1 | 1 | 1 | 1 | 1 | 1 | 1 | 1 | 1 | 1 | 1 | 1 | 1 | 1 | 1 | 1 | 1 | 1 | 1 | 1 | 1 | 1 | '=IFERROR(IF(ZF$5>$AE10-IF($E10=MAT_AR,$AF10,0),"", IF(MOD(ZF$5,$AE10-IF($E10=MAT_AR,$AF10,0))=0, IF(AND($E10=MAT_NR,$T10=TRUE),-1,IF(AND($E10=MAT_AR,$T10=TRUE),0,1))*$CM10,0)),"")
2 RACC | 683 | ZG | Considered_EOL_tCO2e_PreYr12 | =IFERROR(IF(ZG$5>$AE10-IF($E10=MAT_AR,$AF10,0),"", IF(MOD(ZG$5,$AE10-IF($E10=MAT_AR,$AF10,0))=0, IF(AND($E10=MAT_NR,$T10=TRUE),-1,IF(AND($E10=MAT_AR,$T10=TRUE),0,1))*$CM10,0)),"") | 1 | 1 | 1 | 1 | 1 | 1 | 1 | 1 | 1 | 1 | 1 | 1 | 1 | 1 | 1 | 1 | 1 | 1 | 1 | 1 | 1 | 1 | 1 | 1 | 1 | '=IFERROR(IF(ZG$5>$AE10-IF($E10=MAT_AR,$AF10,0),"", IF(MOD(ZG$5,$AE10-IF($E10=MAT_AR,$AF10,0))=0, IF(AND($E10=MAT_NR,$T10=TRUE),-1,IF(AND($E10=MAT_AR,$T10=TRUE),0,1))*$CM10,0)),"")
2 RACC | 684 | ZH | Considered_EOL_tCO2e_PreYr13 | =IFERROR(IF(ZH$5>$AE10-IF($E10=MAT_AR,$AF10,0),"", IF(MOD(ZH$5,$AE10-IF($E10=MAT_AR,$AF10,0))=0, IF(AND($E10=MAT_NR,$T10=TRUE),-1,IF(AND($E10=MAT_AR,$T10=TRUE),0,1))*$CM10,0)),"") | 1 | 1 | 1 | 1 | 1 | 1 | 1 | 1 | 1 | 1 | 1 | 1 | 1 | 1 | 1 | 1 | 1 | 1 | 1 | 1 | 1 | 1 | 1 | 1 | 1 | '=IFERROR(IF(ZH$5>$AE10-IF($E10=MAT_AR,$AF10,0),"", IF(MOD(ZH$5,$AE10-IF($E10=MAT_AR,$AF10,0))=0, IF(AND($E10=MAT_NR,$T10=TRUE),-1,IF(AND($E10=MAT_AR,$T10=TRUE),0,1))*$CM10,0)),"")
2 RACC | 685 | ZI | Considered_EOL_tCO2e_PreYr14 | =IFERROR(IF(ZI$5>$AE10-IF($E10=MAT_AR,$AF10,0),"", IF(MOD(ZI$5,$AE10-IF($E10=MAT_AR,$AF10,0))=0, IF(AND($E10=MAT_NR,$T10=TRUE),-1,IF(AND($E10=MAT_AR,$T10=TRUE),0,1))*$CM10,0)),"") | 1 | 1 | 1 | 1 | 1 | 1 | 1 | 1 | 1 | 1 | 1 | 1 | 1 | 1 | 1 | 1 | 1 | 1 | 1 | 1 | 1 | 1 | 1 | 1 | 1 | '=IFERROR(IF(ZI$5>$AE10-IF($E10=MAT_AR,$AF10,0),"", IF(MOD(ZI$5,$AE10-IF($E10=MAT_AR,$AF10,0))=0, IF(AND($E10=MAT_NR,$T10=TRUE),-1,IF(AND($E10=MAT_AR,$T10=TRUE),0,1))*$CM10,0)),"")
2 RACC | 686 | ZJ | Considered_EOL_tCO2e_PreYr15 | =IFERROR(IF(ZJ$5>$AE10-IF($E10=MAT_AR,$AF10,0),"", IF(MOD(ZJ$5,$AE10-IF($E10=MAT_AR,$AF10,0))=0, IF(AND($E10=MAT_NR,$T10=TRUE),-1,IF(AND($E10=MAT_AR,$T10=TRUE),0,1))*$CM10,0)),"") | 1 | 1 | 1 | 1 | 1 | 1 | 1 | 1 | 1 | 1 | 1 | 1 | 1 | 1 | 1 | 1 | 1 | 1 | 1 | 1 | 1 | 1 | 1 | 1 | 1 | '=IFERROR(IF(ZJ$5>$AE10-IF($E10=MAT_AR,$AF10,0),"", IF(MOD(ZJ$5,$AE10-IF($E10=MAT_AR,$AF10,0))=0, IF(AND($E10=MAT_NR,$T10=TRUE),-1,IF(AND($E10=MAT_AR,$T10=TRUE),0,1))*$CM10,0)),"")
2 RACC | 687 | ZK | Considered_EOL_tCO2e_PreYr16 | =IFERROR(IF(ZK$5>$AE10-IF($E10=MAT_AR,$AF10,0),"", IF(MOD(ZK$5,$AE10-IF($E10=MAT_AR,$AF10,0))=0, IF(AND($E10=MAT_NR,$T10=TRUE),-1,IF(AND($E10=MAT_AR,$T10=TRUE),0,1))*$CM10,0)),"") | 1 | 1 | 1 | 1 | 1 | 1 | 1 | 1 | 1 | 1 | 1 | 1 | 1 | 1 | 1 | 1 | 1 | 1 | 1 | 1 | 1 | 1 | 1 | 1 | 1 | '=IFERROR(IF(ZK$5>$AE10-IF($E10=MAT_AR,$AF10,0),"", IF(MOD(ZK$5,$AE10-IF($E10=MAT_AR,$AF10,0))=0, IF(AND($E10=MAT_NR,$T10=TRUE),-1,IF(AND($E10=MAT_AR,$T10=TRUE),0,1))*$CM10,0)),"")
2 RACC | 688 | ZL | Considered_EOL_tCO2e_PreYr17 | =IFERROR(IF(ZL$5>$AE10-IF($E10=MAT_AR,$AF10,0),"", IF(MOD(ZL$5,$AE10-IF($E10=MAT_AR,$AF10,0))=0, IF(AND($E10=MAT_NR,$T10=TRUE),-1,IF(AND($E10=MAT_AR,$T10=TRUE),0,1))*$CM10,0)),"") | 1 | 1 | 1 | 1 | 1 | 1 | 1 | 1 | 1 | 1 | 1 | 1 | 1 | 1 | 1 | 1 | 1 | 1 | 1 | 1 | 1 | 1 | 1 | 1 | 1 | '=IFERROR(IF(ZL$5>$AE10-IF($E10=MAT_AR,$AF10,0),"", IF(MOD(ZL$5,$AE10-IF($E10=MAT_AR,$AF10,0))=0, IF(AND($E10=MAT_NR,$T10=TRUE),-1,IF(AND($E10=MAT_AR,$T10=TRUE),0,1))*$CM10,0)),"")
2 RACC | 689 | ZM | Considered_EOL_tCO2e_PreYr18 | =IFERROR(IF(ZM$5>$AE10-IF($E10=MAT_AR,$AF10,0),"", IF(MOD(ZM$5,$AE10-IF($E10=MAT_AR,$AF10,0))=0, IF(AND($E10=MAT_NR,$T10=TRUE),-1,IF(AND($E10=MAT_AR,$T10=TRUE),0,1))*$CM10,0)),"") | 1 | 1 | 1 | 1 | 1 | 1 | 1 | 1 | 1 | 1 | 1 | 1 | 1 | 1 | 1 | 1 | 1 | 1 | 1 | 1 | 1 | 1 | 1 | 1 | 1 | '=IFERROR(IF(ZM$5>$AE10-IF($E10=MAT_AR,$AF10,0),"", IF(MOD(ZM$5,$AE10-IF($E10=MAT_AR,$AF10,0))=0, IF(AND($E10=MAT_NR,$T10=TRUE),-1,IF(AND($E10=MAT_AR,$T10=TRUE),0,1))*$CM10,0)),"")
2 RACC | 690 | ZN | Considered_EOL_tCO2e_PreYr19 | =IFERROR(IF(ZN$5>$AE10-IF($E10=MAT_AR,$AF10,0),"", IF(MOD(ZN$5,$AE10-IF($E10=MAT_AR,$AF10,0))=0, IF(AND($E10=MAT_NR,$T10=TRUE),-1,IF(AND($E10=MAT_AR,$T10=TRUE),0,1))*$CM10,0)),"") | 1 | 1 | 1 | 1 | 1 | 1 | 1 | 1 | 1 | 1 | 1 | 1 | 1 | 1 | 1 | 1 | 1 | 1 | 1 | 1 | 1 | 1 | 1 | 1 | 1 | '=IFERROR(IF(ZN$5>$AE10-IF($E10=MAT_AR,$AF10,0),"", IF(MOD(ZN$5,$AE10-IF($E10=MAT_AR,$AF10,0))=0, IF(AND($E10=MAT_NR,$T10=TRUE),-1,IF(AND($E10=MAT_AR,$T10=TRUE),0,1))*$CM10,0)),"")
2 RACC | 691 | ZO | Considered_EOL_tCO2e_PreYr20 | =IFERROR(IF(ZO$5>$AE10-IF($E10=MAT_AR,$AF10,0),"", IF(MOD(ZO$5,$AE10-IF($E10=MAT_AR,$AF10,0))=0, IF(AND($E10=MAT_NR,$T10=TRUE),-1,IF(AND($E10=MAT_AR,$T10=TRUE),0,1))*$CM10,0)),"") | 1 | 1 | 1 | 1 | 1 | 1 | 1 | 1 | 1 | 1 | 1 | 1 | 1 | 1 | 1 | 1 | 1 | 1 | 1 | 1 | 1 | 1 | 1 | 1 | 1 | '=IFERROR(IF(ZO$5>$AE10-IF($E10=MAT_AR,$AF10,0),"", IF(MOD(ZO$5,$AE10-IF($E10=MAT_AR,$AF10,0))=0, IF(AND($E10=MAT_NR,$T10=TRUE),-1,IF(AND($E10=MAT_AR,$T10=TRUE),0,1))*$CM10,0)),"")
2 RACC | 692 | ZP | Considered_EOL_tCO2e_PreYr21 | =IFERROR(IF(ZP$5>$AE10-IF($E10=MAT_AR,$AF10,0),"", IF(MOD(ZP$5,$AE10-IF($E10=MAT_AR,$AF10,0))=0, IF(AND($E10=MAT_NR,$T10=TRUE),-1,IF(AND($E10=MAT_AR,$T10=TRUE),0,1))*$CM10,0)),"") | 1 | 1 | 1 | 1 | 1 | 1 | 1 | 1 | 1 | 1 | 1 | 1 | 1 | 1 | 1 | 1 | 1 | 1 | 1 | 1 | 1 | 1 | 1 | 1 | 1 | '=IFERROR(IF(ZP$5>$AE10-IF($E10=MAT_AR,$AF10,0),"", IF(MOD(ZP$5,$AE10-IF($E10=MAT_AR,$AF10,0))=0, IF(AND($E10=MAT_NR,$T10=TRUE),-1,IF(AND($E10=MAT_AR,$T10=TRUE),0,1))*$CM10,0)),"")
2 RACC | 693 | ZQ | Considered_EOL_tCO2e_PreYr22 | =IFERROR(IF(ZQ$5>$AE10-IF($E10=MAT_AR,$AF10,0),"", IF(MOD(ZQ$5,$AE10-IF($E10=MAT_AR,$AF10,0))=0, IF(AND($E10=MAT_NR,$T10=TRUE),-1,IF(AND($E10=MAT_AR,$T10=TRUE),0,1))*$CM10,0)),"") | 1 | 1 | 1 | 1 | 1 | 1 | 1 | 1 | 1 | 1 | 1 | 1 | 1 | 1 | 1 | 1 | 1 | 1 | 1 | 1 | 1 | 1 | 1 | 1 | 1 | '=IFERROR(IF(ZQ$5>$AE10-IF($E10=MAT_AR,$AF10,0),"", IF(MOD(ZQ$5,$AE10-IF($E10=MAT_AR,$AF10,0))=0, IF(AND($E10=MAT_NR,$T10=TRUE),-1,IF(AND($E10=MAT_AR,$T10=TRUE),0,1))*$CM10,0)),"")
2 RACC | 694 | ZR | Considered_EOL_tCO2e_PreYr23 | =IFERROR(IF(ZR$5>$AE10-IF($E10=MAT_AR,$AF10,0),"", IF(MOD(ZR$5,$AE10-IF($E10=MAT_AR,$AF10,0))=0, IF(AND($E10=MAT_NR,$T10=TRUE),-1,IF(AND($E10=MAT_AR,$T10=TRUE),0,1))*$CM10,0)),"") | 1 | 1 | 1 | 1 | 1 | 1 | 1 | 1 | 1 | 1 | 1 | 1 | 1 | 1 | 1 | 1 | 1 | 1 | 1 | 1 | 1 | 1 | 1 | 1 | 1 | '=IFERROR(IF(ZR$5>$AE10-IF($E10=MAT_AR,$AF10,0),"", IF(MOD(ZR$5,$AE10-IF($E10=MAT_AR,$AF10,0))=0, IF(AND($E10=MAT_NR,$T10=TRUE),-1,IF(AND($E10=MAT_AR,$T10=TRUE),0,1))*$CM10,0)),"")
2 RACC | 695 | ZS | Considered_EOL_tCO2e_PreYr24 | =IFERROR(IF(ZS$5>$AE10-IF($E10=MAT_AR,$AF10,0),"", IF(MOD(ZS$5,$AE10-IF($E10=MAT_AR,$AF10,0))=0, IF(AND($E10=MAT_NR,$T10=TRUE),-1,IF(AND($E10=MAT_AR,$T10=TRUE),0,1))*$CM10,0)),"") | 1 | 1 | 1 | 1 | 1 | 1 | 1 | 1 | 1 | 1 | 1 | 1 | 1 | 1 | 1 | 1 | 1 | 1 | 1 | 1 | 1 | 1 | 1 | 1 | 1 | '=IFERROR(IF(ZS$5>$AE10-IF($E10=MAT_AR,$AF10,0),"", IF(MOD(ZS$5,$AE10-IF($E10=MAT_AR,$AF10,0))=0, IF(AND($E10=MAT_NR,$T10=TRUE),-1,IF(AND($E10=MAT_AR,$T10=TRUE),0,1))*$CM10,0)),"")
2 RACC | 696 | ZT | Considered_EOL_tCO2e_PreYr25 | =IFERROR(IF(ZT$5>$AE10-IF($E10=MAT_AR,$AF10,0),"", IF(MOD(ZT$5,$AE10-IF($E10=MAT_AR,$AF10,0))=0, IF(AND($E10=MAT_NR,$T10=TRUE),-1,IF(AND($E10=MAT_AR,$T10=TRUE),0,1))*$CM10,0)),"") | 1 | 1 | 1 | 1 | 1 | 1 | 1 | 1 | 1 | 1 | 1 | 1 | 1 | 1 | 1 | 1 | 1 | 1 | 1 | 1 | 1 | 1 | 1 | 1 | 1 | '=IFERROR(IF(ZT$5>$AE10-IF($E10=MAT_AR,$AF10,0),"", IF(MOD(ZT$5,$AE10-IF($E10=MAT_AR,$AF10,0))=0, IF(AND($E10=MAT_NR,$T10=TRUE),-1,IF(AND($E10=MAT_AR,$T10=TRUE),0,1))*$CM10,0)),"")
2 RACC | 697 | ZU | Considered_EOL_tCO2e_PreYr26 | =IFERROR(IF(ZU$5>$AE10-IF($E10=MAT_AR,$AF10,0),"", IF(MOD(ZU$5,$AE10-IF($E10=MAT_AR,$AF10,0))=0, IF(AND($E10=MAT_NR,$T10=TRUE),-1,IF(AND($E10=MAT_AR,$T10=TRUE),0,1))*$CM10,0)),"") | 1 | 1 | 1 | 1 | 1 | 1 | 1 | 1 | 1 | 1 | 1 | 1 | 1 | 1 | 1 | 1 | 1 | 1 | 1 | 1 | 1 | 1 | 1 | 1 | 1 | '=IFERROR(IF(ZU$5>$AE10-IF($E10=MAT_AR,$AF10,0),"", IF(MOD(ZU$5,$AE10-IF($E10=MAT_AR,$AF10,0))=0, IF(AND($E10=MAT_NR,$T10=TRUE),-1,IF(AND($E10=MAT_AR,$T10=TRUE),0,1))*$CM10,0)),"")
2 RACC | 698 | ZV | Considered_EOL_tCO2e_PreYr27 | =IFERROR(IF(ZV$5>$AE10-IF($E10=MAT_AR,$AF10,0),"", IF(MOD(ZV$5,$AE10-IF($E10=MAT_AR,$AF10,0))=0, IF(AND($E10=MAT_NR,$T10=TRUE),-1,IF(AND($E10=MAT_AR,$T10=TRUE),0,1))*$CM10,0)),"") | 1 | 1 | 1 | 1 | 1 | 1 | 1 | 1 | 1 | 1 | 1 | 1 | 1 | 1 | 1 | 1 | 1 | 1 | 1 | 1 | 1 | 1 | 1 | 1 | 1 | '=IFERROR(IF(ZV$5>$AE10-IF($E10=MAT_AR,$AF10,0),"", IF(MOD(ZV$5,$AE10-IF($E10=MAT_AR,$AF10,0))=0, IF(AND($E10=MAT_NR,$T10=TRUE),-1,IF(AND($E10=MAT_AR,$T10=TRUE),0,1))*$CM10,0)),"")
2 RACC | 699 | ZW | Considered_EOL_tCO2e_PreYr28 | =IFERROR(IF(ZW$5>$AE10-IF($E10=MAT_AR,$AF10,0),"", IF(MOD(ZW$5,$AE10-IF($E10=MAT_AR,$AF10,0))=0, IF(AND($E10=MAT_NR,$T10=TRUE),-1,IF(AND($E10=MAT_AR,$T10=TRUE),0,1))*$CM10,0)),"") | 1 | 1 | 1 | 1 | 1 | 1 | 1 | 1 | 1 | 1 | 1 | 1 | 1 | 1 | 1 | 1 | 1 | 1 | 1 | 1 | 1 | 1 | 1 | 1 | 1 | '=IFERROR(IF(ZW$5>$AE10-IF($E10=MAT_AR,$AF10,0),"", IF(MOD(ZW$5,$AE10-IF($E10=MAT_AR,$AF10,0))=0, IF(AND($E10=MAT_NR,$T10=TRUE),-1,IF(AND($E10=MAT_AR,$T10=TRUE),0,1))*$CM10,0)),"")
2 RACC | 700 | ZX | Considered_EOL_tCO2e_PreYr29 | =IFERROR(IF(ZX$5>$AE10-IF($E10=MAT_AR,$AF10,0),"", IF(MOD(ZX$5,$AE10-IF($E10=MAT_AR,$AF10,0))=0, IF(AND($E10=MAT_NR,$T10=TRUE),-1,IF(AND($E10=MAT_AR,$T10=TRUE),0,1))*$CM10,0)),"") | 1 | 1 | 1 | 1 | 1 | 1 | 1 | 1 | 1 | 1 | 1 | 1 | 1 | 1 | 1 | 1 | 1 | 1 | 1 | 1 | 1 | 1 | 1 | 1 | 1 | '=IFERROR(IF(ZX$5>$AE10-IF($E10=MAT_AR,$AF10,0),"", IF(MOD(ZX$5,$AE10-IF($E10=MAT_AR,$AF10,0))=0, IF(AND($E10=MAT_NR,$T10=TRUE),-1,IF(AND($E10=MAT_AR,$T10=TRUE),0,1))*$CM10,0)),"")
2 RACC | 701 | ZY | Considered_EOL_tCO2e_PreYr30 | =IFERROR(IF(ZY$5>$AE10-IF($E10=MAT_AR,$AF10,0),"", IF(MOD(ZY$5,$AE10-IF($E10=MAT_AR,$AF10,0))=0, IF(AND($E10=MAT_NR,$T10=TRUE),-1,IF(AND($E10=MAT_AR,$T10=TRUE),0,1))*$CM10,0)),"") | 1 | 1 | 1 | 1 | 1 | 1 | 1 | 1 | 1 | 1 | 1 | 1 | 1 | 1 | 1 | 1 | 1 | 1 | 1 | 1 | 1 | 1 | 1 | 1 | 1 | '=IFERROR(IF(ZY$5>$AE10-IF($E10=MAT_AR,$AF10,0),"", IF(MOD(ZY$5,$AE10-IF($E10=MAT_AR,$AF10,0))=0, IF(AND($E10=MAT_NR,$T10=TRUE),-1,IF(AND($E10=MAT_AR,$T10=TRUE),0,1))*$CM10,0)),"")
2 RACC | 702 | ZZ | Annual_Costs_PreYr01 | =IFERROR(XR10* INDEX(RefrigerantACC[#Data],MATCH(1,(RefrigerantACC[[RefrigerantACC_ID]:[RefrigerantACC_ID]]=active_RefrigerantACC_ID)*(RefrigerantACC[[DollarYear]:[DollarYear]]=aactive_DollarYr)*(RefrigerantACC[[ModelYear]:[ModelYear]]=$BV10+ZZ$5-1),0),MATCH("aCost",RefrigerantACC[#Headers],0))* (1+active_WACC)^-($BV10-$BT10+ZZ$5-1+0.5)* (1+active_InflationRate)^(aactive_DollarYr-$BT10),"") | 1 | 1 | 1 | 1 | 1 | 1 | 1 | 1 | 1 | 1 | 1 | 1 | 1 | 1 | 1 | 1 | 1 | 1 | 1 | 1 | 1 | 1 | 1 | 1 | 1 | '=IFERROR(XR10* INDEX(RefrigerantACC[#Data],MATCH(1,(RefrigerantACC[[RefrigerantACC_ID]:[RefrigerantACC_ID]]=active_RefrigerantACC_ID)*(RefrigerantACC[[DollarYear]:[DollarYear]]=aactive_DollarYr)*(RefrigerantACC[[ModelYear]:[ModelYear]]=$BV10+ZZ$5-1),0),MATCH("aCost",RefrigerantACC[#Headers],0))* (1+active_WACC)^-($BV10-$BT10+ZZ$5-1+0.5)* (1+active_InflationRate)^(aactive_DollarYr-$BT10),"")
2 RACC | 703 | AAA | Annual_Costs_PreYr02 | =IFERROR(XS10* INDEX(RefrigerantACC[#Data],MATCH(1,(RefrigerantACC[[RefrigerantACC_ID]:[RefrigerantACC_ID]]=active_RefrigerantACC_ID)*(RefrigerantACC[[DollarYear]:[DollarYear]]=aactive_DollarYr)*(RefrigerantACC[[ModelYear]:[ModelYear]]=$BV10+AAA$5-1),0),MATCH("aCost",RefrigerantACC[#Headers],0))* (1+active_WACC)^-($BV10-$BT10+AAA$5-1+0.5)* (1+active_InflationRate)^(aactive_DollarYr-$BT10),"") | 1 | 1 | 1 | 1 | 1 | 1 | 1 | 1 | 1 | 1 | 1 | 1 | 1 | 1 | 1 | 1 | 1 | 1 | 1 | 1 | 1 | 1 | 1 | 1 | 1 | '=IFERROR(XS10* INDEX(RefrigerantACC[#Data],MATCH(1,(RefrigerantACC[[RefrigerantACC_ID]:[RefrigerantACC_ID]]=active_RefrigerantACC_ID)*(RefrigerantACC[[DollarYear]:[DollarYear]]=aactive_DollarYr)*(RefrigerantACC[[ModelYear]:[ModelYear]]=$BV10+AAA$5-1),0),MATCH("aCost",RefrigerantACC[#Headers],0))* (1+active_WACC)^-($BV10-$BT10+AAA$5-1+0.5)* (1+active_InflationRate)^(aactive_DollarYr-$BT10),"")
2 RACC | 704 | AAB | Annual_Costs_PreYr03 | =IFERROR(XT10* INDEX(RefrigerantACC[#Data],MATCH(1,(RefrigerantACC[[RefrigerantACC_ID]:[RefrigerantACC_ID]]=active_RefrigerantACC_ID)*(RefrigerantACC[[DollarYear]:[DollarYear]]=aactive_DollarYr)*(RefrigerantACC[[ModelYear]:[ModelYear]]=$BV10+AAB$5-1),0),MATCH("aCost",RefrigerantACC[#Headers],0))* (1+active_WACC)^-($BV10-$BT10+AAB$5-1+0.5)* (1+active_InflationRate)^(aactive_DollarYr-$BT10),"") | 1 | 1 | 1 | 1 | 1 | 1 | 1 | 1 | 1 | 1 | 1 | 1 | 1 | 1 | 1 | 1 | 1 | 1 | 1 | 1 | 1 | 1 | 1 | 1 | 1 | '=IFERROR(XT10* INDEX(RefrigerantACC[#Data],MATCH(1,(RefrigerantACC[[RefrigerantACC_ID]:[RefrigerantACC_ID]]=active_RefrigerantACC_ID)*(RefrigerantACC[[DollarYear]:[DollarYear]]=aactive_DollarYr)*(RefrigerantACC[[ModelYear]:[ModelYear]]=$BV10+AAB$5-1),0),MATCH("aCost",RefrigerantACC[#Headers],0))* (1+active_WACC)^-($BV10-$BT10+AAB$5-1+0.5)* (1+active_InflationRate)^(aactive_DollarYr-$BT10),"")
2 RACC | 705 | AAC | Annual_Costs_PreYr04 | =IFERROR(XU10* INDEX(RefrigerantACC[#Data],MATCH(1,(RefrigerantACC[[RefrigerantACC_ID]:[RefrigerantACC_ID]]=active_RefrigerantACC_ID)*(RefrigerantACC[[DollarYear]:[DollarYear]]=aactive_DollarYr)*(RefrigerantACC[[ModelYear]:[ModelYear]]=$BV10+AAC$5-1),0),MATCH("aCost",RefrigerantACC[#Headers],0))* (1+active_WACC)^-($BV10-$BT10+AAC$5-1+0.5)* (1+active_InflationRate)^(aactive_DollarYr-$BT10),"") | 1 | 1 | 1 | 1 | 1 | 1 | 1 | 1 | 1 | 1 | 1 | 1 | 1 | 1 | 1 | 1 | 1 | 1 | 1 | 1 | 1 | 1 | 1 | 1 | 1 | '=IFERROR(XU10* INDEX(RefrigerantACC[#Data],MATCH(1,(RefrigerantACC[[RefrigerantACC_ID]:[RefrigerantACC_ID]]=active_RefrigerantACC_ID)*(RefrigerantACC[[DollarYear]:[DollarYear]]=aactive_DollarYr)*(RefrigerantACC[[ModelYear]:[ModelYear]]=$BV10+AAC$5-1),0),MATCH("aCost",RefrigerantACC[#Headers],0))* (1+active_WACC)^-($BV10-$BT10+AAC$5-1+0.5)* (1+active_InflationRate)^(aactive_DollarYr-$BT10),"")
2 RACC | 706 | AAD | Annual_Costs_PreYr05 | =IFERROR(XV10* INDEX(RefrigerantACC[#Data],MATCH(1,(RefrigerantACC[[RefrigerantACC_ID]:[RefrigerantACC_ID]]=active_RefrigerantACC_ID)*(RefrigerantACC[[DollarYear]:[DollarYear]]=aactive_DollarYr)*(RefrigerantACC[[ModelYear]:[ModelYear]]=$BV10+AAD$5-1),0),MATCH("aCost",RefrigerantACC[#Headers],0))* (1+active_WACC)^-($BV10-$BT10+AAD$5-1+0.5)* (1+active_InflationRate)^(aactive_DollarYr-$BT10),"") | 1 | 1 | 1 | 1 | 1 | 1 | 1 | 1 | 1 | 1 | 1 | 1 | 1 | 1 | 1 | 1 | 1 | 1 | 1 | 1 | 1 | 1 | 1 | 1 | 1 | '=IFERROR(XV10* INDEX(RefrigerantACC[#Data],MATCH(1,(RefrigerantACC[[RefrigerantACC_ID]:[RefrigerantACC_ID]]=active_RefrigerantACC_ID)*(RefrigerantACC[[DollarYear]:[DollarYear]]=aactive_DollarYr)*(RefrigerantACC[[ModelYear]:[ModelYear]]=$BV10+AAD$5-1),0),MATCH("aCost",RefrigerantACC[#Headers],0))* (1+active_WACC)^-($BV10-$BT10+AAD$5-1+0.5)* (1+active_InflationRate)^(aactive_DollarYr-$BT10),"")
2 RACC | 707 | AAE | Annual_Costs_PreYr06 | =IFERROR(XW10* INDEX(RefrigerantACC[#Data],MATCH(1,(RefrigerantACC[[RefrigerantACC_ID]:[RefrigerantACC_ID]]=active_RefrigerantACC_ID)*(RefrigerantACC[[DollarYear]:[DollarYear]]=aactive_DollarYr)*(RefrigerantACC[[ModelYear]:[ModelYear]]=$BV10+AAE$5-1),0),MATCH("aCost",RefrigerantACC[#Headers],0))* (1+active_WACC)^-($BV10-$BT10+AAE$5-1+0.5)* (1+active_InflationRate)^(aactive_DollarYr-$BT10),"") | 1 | 1 | 1 | 1 | 1 | 1 | 1 | 1 | 1 | 1 | 1 | 1 | 1 | 1 | 1 | 1 | 1 | 1 | 1 | 1 | 1 | 1 | 1 | 1 | 1 | '=IFERROR(XW10* INDEX(RefrigerantACC[#Data],MATCH(1,(RefrigerantACC[[RefrigerantACC_ID]:[RefrigerantACC_ID]]=active_RefrigerantACC_ID)*(RefrigerantACC[[DollarYear]:[DollarYear]]=aactive_DollarYr)*(RefrigerantACC[[ModelYear]:[ModelYear]]=$BV10+AAE$5-1),0),MATCH("aCost",RefrigerantACC[#Headers],0))* (1+active_WACC)^-($BV10-$BT10+AAE$5-1+0.5)* (1+active_InflationRate)^(aactive_DollarYr-$BT10),"")
2 RACC | 708 | AAF | Annual_Costs_PreYr07 | =IFERROR(XX10* INDEX(RefrigerantACC[#Data],MATCH(1,(RefrigerantACC[[RefrigerantACC_ID]:[RefrigerantACC_ID]]=active_RefrigerantACC_ID)*(RefrigerantACC[[DollarYear]:[DollarYear]]=aactive_DollarYr)*(RefrigerantACC[[ModelYear]:[ModelYear]]=$BV10+AAF$5-1),0),MATCH("aCost",RefrigerantACC[#Headers],0))* (1+active_WACC)^-($BV10-$BT10+AAF$5-1+0.5)* (1+active_InflationRate)^(aactive_DollarYr-$BT10),"") | 1 | 1 | 1 | 1 | 1 | 1 | 1 | 1 | 1 | 1 | 1 | 1 | 1 | 1 | 1 | 1 | 1 | 1 | 1 | 1 | 1 | 1 | 1 | 1 | 1 | '=IFERROR(XX10* INDEX(RefrigerantACC[#Data],MATCH(1,(RefrigerantACC[[RefrigerantACC_ID]:[RefrigerantACC_ID]]=active_RefrigerantACC_ID)*(RefrigerantACC[[DollarYear]:[DollarYear]]=aactive_DollarYr)*(RefrigerantACC[[ModelYear]:[ModelYear]]=$BV10+AAF$5-1),0),MATCH("aCost",RefrigerantACC[#Headers],0))* (1+active_WACC)^-($BV10-$BT10+AAF$5-1+0.5)* (1+active_InflationRate)^(aactive_DollarYr-$BT10),"")
2 RACC | 709 | AAG | Annual_Costs_PreYr08 | =IFERROR(XY10* INDEX(RefrigerantACC[#Data],MATCH(1,(RefrigerantACC[[RefrigerantACC_ID]:[RefrigerantACC_ID]]=active_RefrigerantACC_ID)*(RefrigerantACC[[DollarYear]:[DollarYear]]=aactive_DollarYr)*(RefrigerantACC[[ModelYear]:[ModelYear]]=$BV10+AAG$5-1),0),MATCH("aCost",RefrigerantACC[#Headers],0))* (1+active_WACC)^-($BV10-$BT10+AAG$5-1+0.5)* (1+active_InflationRate)^(aactive_DollarYr-$BT10),"") | 1 | 1 | 1 | 1 | 1 | 1 | 1 | 1 | 1 | 1 | 1 | 1 | 1 | 1 | 1 | 1 | 1 | 1 | 1 | 1 | 1 | 1 | 1 | 1 | 1 | '=IFERROR(XY10* INDEX(RefrigerantACC[#Data],MATCH(1,(RefrigerantACC[[RefrigerantACC_ID]:[RefrigerantACC_ID]]=active_RefrigerantACC_ID)*(RefrigerantACC[[DollarYear]:[DollarYear]]=aactive_DollarYr)*(RefrigerantACC[[ModelYear]:[ModelYear]]=$BV10+AAG$5-1),0),MATCH("aCost",RefrigerantACC[#Headers],0))* (1+active_WACC)^-($BV10-$BT10+AAG$5-1+0.5)* (1+active_InflationRate)^(aactive_DollarYr-$BT10),"")
2 RACC | 710 | AAH | Annual_Costs_PreYr09 | =IFERROR(XZ10* INDEX(RefrigerantACC[#Data],MATCH(1,(RefrigerantACC[[RefrigerantACC_ID]:[RefrigerantACC_ID]]=active_RefrigerantACC_ID)*(RefrigerantACC[[DollarYear]:[DollarYear]]=aactive_DollarYr)*(RefrigerantACC[[ModelYear]:[ModelYear]]=$BV10+AAH$5-1),0),MATCH("aCost",RefrigerantACC[#Headers],0))* (1+active_WACC)^-($BV10-$BT10+AAH$5-1+0.5)* (1+active_InflationRate)^(aactive_DollarYr-$BT10),"") | 1 | 1 | 1 | 1 | 1 | 1 | 1 | 1 | 1 | 1 | 1 | 1 | 1 | 1 | 1 | 1 | 1 | 1 | 1 | 1 | 1 | 1 | 1 | 1 | 1 | '=IFERROR(XZ10* INDEX(RefrigerantACC[#Data],MATCH(1,(RefrigerantACC[[RefrigerantACC_ID]:[RefrigerantACC_ID]]=active_RefrigerantACC_ID)*(RefrigerantACC[[DollarYear]:[DollarYear]]=aactive_DollarYr)*(RefrigerantACC[[ModelYear]:[ModelYear]]=$BV10+AAH$5-1),0),MATCH("aCost",RefrigerantACC[#Headers],0))* (1+active_WACC)^-($BV10-$BT10+AAH$5-1+0.5)* (1+active_InflationRate)^(aactive_DollarYr-$BT10),"")
2 RACC | 711 | AAI | Annual_Costs_PreYr10 | =IFERROR(YA10* INDEX(RefrigerantACC[#Data],MATCH(1,(RefrigerantACC[[RefrigerantACC_ID]:[RefrigerantACC_ID]]=active_RefrigerantACC_ID)*(RefrigerantACC[[DollarYear]:[DollarYear]]=aactive_DollarYr)*(RefrigerantACC[[ModelYear]:[ModelYear]]=$BV10+AAI$5-1),0),MATCH("aCost",RefrigerantACC[#Headers],0))* (1+active_WACC)^-($BV10-$BT10+AAI$5-1+0.5)* (1+active_InflationRate)^(aactive_DollarYr-$BT10),"") | 1 | 1 | 1 | 1 | 1 | 1 | 1 | 1 | 1 | 1 | 1 | 1 | 1 | 1 | 1 | 1 | 1 | 1 | 1 | 1 | 1 | 1 | 1 | 1 | 1 | '=IFERROR(YA10* INDEX(RefrigerantACC[#Data],MATCH(1,(RefrigerantACC[[RefrigerantACC_ID]:[RefrigerantACC_ID]]=active_RefrigerantACC_ID)*(RefrigerantACC[[DollarYear]:[DollarYear]]=aactive_DollarYr)*(RefrigerantACC[[ModelYear]:[ModelYear]]=$BV10+AAI$5-1),0),MATCH("aCost",RefrigerantACC[#Headers],0))* (1+active_WACC)^-($BV10-$BT10+AAI$5-1+0.5)* (1+active_InflationRate)^(aactive_DollarYr-$BT10),"")
2 RACC | 712 | AAJ | Annual_Costs_PreYr11 | =IFERROR(YB10* INDEX(RefrigerantACC[#Data],MATCH(1,(RefrigerantACC[[RefrigerantACC_ID]:[RefrigerantACC_ID]]=active_RefrigerantACC_ID)*(RefrigerantACC[[DollarYear]:[DollarYear]]=aactive_DollarYr)*(RefrigerantACC[[ModelYear]:[ModelYear]]=$BV10+AAJ$5-1),0),MATCH("aCost",RefrigerantACC[#Headers],0))* (1+active_WACC)^-($BV10-$BT10+AAJ$5-1+0.5)* (1+active_InflationRate)^(aactive_DollarYr-$BT10),"") | 1 | 1 | 1 | 1 | 1 | 1 | 1 | 1 | 1 | 1 | 1 | 1 | 1 | 1 | 1 | 1 | 1 | 1 | 1 | 1 | 1 | 1 | 1 | 1 | 1 | '=IFERROR(YB10* INDEX(RefrigerantACC[#Data],MATCH(1,(RefrigerantACC[[RefrigerantACC_ID]:[RefrigerantACC_ID]]=active_RefrigerantACC_ID)*(RefrigerantACC[[DollarYear]:[DollarYear]]=aactive_DollarYr)*(RefrigerantACC[[ModelYear]:[ModelYear]]=$BV10+AAJ$5-1),0),MATCH("aCost",RefrigerantACC[#Headers],0))* (1+active_WACC)^-($BV10-$BT10+AAJ$5-1+0.5)* (1+active_InflationRate)^(aactive_DollarYr-$BT10),"")
2 RACC | 713 | AAK | Annual_Costs_PreYr12 | =IFERROR(YC10* INDEX(RefrigerantACC[#Data],MATCH(1,(RefrigerantACC[[RefrigerantACC_ID]:[RefrigerantACC_ID]]=active_RefrigerantACC_ID)*(RefrigerantACC[[DollarYear]:[DollarYear]]=aactive_DollarYr)*(RefrigerantACC[[ModelYear]:[ModelYear]]=$BV10+AAK$5-1),0),MATCH("aCost",RefrigerantACC[#Headers],0))* (1+active_WACC)^-($BV10-$BT10+AAK$5-1+0.5)* (1+active_InflationRate)^(aactive_DollarYr-$BT10),"") | 1 | 1 | 1 | 1 | 1 | 1 | 1 | 1 | 1 | 1 | 1 | 1 | 1 | 1 | 1 | 1 | 1 | 1 | 1 | 1 | 1 | 1 | 1 | 1 | 1 | '=IFERROR(YC10* INDEX(RefrigerantACC[#Data],MATCH(1,(RefrigerantACC[[RefrigerantACC_ID]:[RefrigerantACC_ID]]=active_RefrigerantACC_ID)*(RefrigerantACC[[DollarYear]:[DollarYear]]=aactive_DollarYr)*(RefrigerantACC[[ModelYear]:[ModelYear]]=$BV10+AAK$5-1),0),MATCH("aCost",RefrigerantACC[#Headers],0))* (1+active_WACC)^-($BV10-$BT10+AAK$5-1+0.5)* (1+active_InflationRate)^(aactive_DollarYr-$BT10),"")
2 RACC | 714 | AAL | Annual_Costs_PreYr13 | =IFERROR(YD10* INDEX(RefrigerantACC[#Data],MATCH(1,(RefrigerantACC[[RefrigerantACC_ID]:[RefrigerantACC_ID]]=active_RefrigerantACC_ID)*(RefrigerantACC[[DollarYear]:[DollarYear]]=aactive_DollarYr)*(RefrigerantACC[[ModelYear]:[ModelYear]]=$BV10+AAL$5-1),0),MATCH("aCost",RefrigerantACC[#Headers],0))* (1+active_WACC)^-($BV10-$BT10+AAL$5-1+0.5)* (1+active_InflationRate)^(aactive_DollarYr-$BT10),"") | 1 | 1 | 1 | 1 | 1 | 1 | 1 | 1 | 1 | 1 | 1 | 1 | 1 | 1 | 1 | 1 | 1 | 1 | 1 | 1 | 1 | 1 | 1 | 1 | 1 | '=IFERROR(YD10* INDEX(RefrigerantACC[#Data],MATCH(1,(RefrigerantACC[[RefrigerantACC_ID]:[RefrigerantACC_ID]]=active_RefrigerantACC_ID)*(RefrigerantACC[[DollarYear]:[DollarYear]]=aactive_DollarYr)*(RefrigerantACC[[ModelYear]:[ModelYear]]=$BV10+AAL$5-1),0),MATCH("aCost",RefrigerantACC[#Headers],0))* (1+active_WACC)^-($BV10-$BT10+AAL$5-1+0.5)* (1+active_InflationRate)^(aactive_DollarYr-$BT10),"")
2 RACC | 715 | AAM | Annual_Costs_PreYr14 | =IFERROR(YE10* INDEX(RefrigerantACC[#Data],MATCH(1,(RefrigerantACC[[RefrigerantACC_ID]:[RefrigerantACC_ID]]=active_RefrigerantACC_ID)*(RefrigerantACC[[DollarYear]:[DollarYear]]=aactive_DollarYr)*(RefrigerantACC[[ModelYear]:[ModelYear]]=$BV10+AAM$5-1),0),MATCH("aCost",RefrigerantACC[#Headers],0))* (1+active_WACC)^-($BV10-$BT10+AAM$5-1+0.5)* (1+active_InflationRate)^(aactive_DollarYr-$BT10),"") | 1 | 1 | 1 | 1 | 1 | 1 | 1 | 1 | 1 | 1 | 1 | 1 | 1 | 1 | 1 | 1 | 1 | 1 | 1 | 1 | 1 | 1 | 1 | 1 | 1 | '=IFERROR(YE10* INDEX(RefrigerantACC[#Data],MATCH(1,(RefrigerantACC[[RefrigerantACC_ID]:[RefrigerantACC_ID]]=active_RefrigerantACC_ID)*(RefrigerantACC[[DollarYear]:[DollarYear]]=aactive_DollarYr)*(RefrigerantACC[[ModelYear]:[ModelYear]]=$BV10+AAM$5-1),0),MATCH("aCost",RefrigerantACC[#Headers],0))* (1+active_WACC)^-($BV10-$BT10+AAM$5-1+0.5)* (1+active_InflationRate)^(aactive_DollarYr-$BT10),"")
2 RACC | 716 | AAN | Annual_Costs_PreYr15 | =IFERROR(YF10* INDEX(RefrigerantACC[#Data],MATCH(1,(RefrigerantACC[[RefrigerantACC_ID]:[RefrigerantACC_ID]]=active_RefrigerantACC_ID)*(RefrigerantACC[[DollarYear]:[DollarYear]]=aactive_DollarYr)*(RefrigerantACC[[ModelYear]:[ModelYear]]=$BV10+AAN$5-1),0),MATCH("aCost",RefrigerantACC[#Headers],0))* (1+active_WACC)^-($BV10-$BT10+AAN$5-1+0.5)* (1+active_InflationRate)^(aactive_DollarYr-$BT10),"") | 1 | 1 | 1 | 1 | 1 | 1 | 1 | 1 | 1 | 1 | 1 | 1 | 1 | 1 | 1 | 1 | 1 | 1 | 1 | 1 | 1 | 1 | 1 | 1 | 1 | '=IFERROR(YF10* INDEX(RefrigerantACC[#Data],MATCH(1,(RefrigerantACC[[RefrigerantACC_ID]:[RefrigerantACC_ID]]=active_RefrigerantACC_ID)*(RefrigerantACC[[DollarYear]:[DollarYear]]=aactive_DollarYr)*(RefrigerantACC[[ModelYear]:[ModelYear]]=$BV10+AAN$5-1),0),MATCH("aCost",RefrigerantACC[#Headers],0))* (1+active_WACC)^-($BV10-$BT10+AAN$5-1+0.5)* (1+active_InflationRate)^(aactive_DollarYr-$BT10),"")
2 RACC | 717 | AAO | Annual_Costs_PreYr16 | =IFERROR(YG10* INDEX(RefrigerantACC[#Data],MATCH(1,(RefrigerantACC[[RefrigerantACC_ID]:[RefrigerantACC_ID]]=active_RefrigerantACC_ID)*(RefrigerantACC[[DollarYear]:[DollarYear]]=aactive_DollarYr)*(RefrigerantACC[[ModelYear]:[ModelYear]]=$BV10+AAO$5-1),0),MATCH("aCost",RefrigerantACC[#Headers],0))* (1+active_WACC)^-($BV10-$BT10+AAO$5-1+0.5)* (1+active_InflationRate)^(aactive_DollarYr-$BT10),"") | 1 | 1 | 1 | 1 | 1 | 1 | 1 | 1 | 1 | 1 | 1 | 1 | 1 | 1 | 1 | 1 | 1 | 1 | 1 | 1 | 1 | 1 | 1 | 1 | 1 | '=IFERROR(YG10* INDEX(RefrigerantACC[#Data],MATCH(1,(RefrigerantACC[[RefrigerantACC_ID]:[RefrigerantACC_ID]]=active_RefrigerantACC_ID)*(RefrigerantACC[[DollarYear]:[DollarYear]]=aactive_DollarYr)*(RefrigerantACC[[ModelYear]:[ModelYear]]=$BV10+AAO$5-1),0),MATCH("aCost",RefrigerantACC[#Headers],0))* (1+active_WACC)^-($BV10-$BT10+AAO$5-1+0.5)* (1+active_InflationRate)^(aactive_DollarYr-$BT10),"")
2 RACC | 718 | AAP | Annual_Costs_PreYr17 | =IFERROR(YH10* INDEX(RefrigerantACC[#Data],MATCH(1,(RefrigerantACC[[RefrigerantACC_ID]:[RefrigerantACC_ID]]=active_RefrigerantACC_ID)*(RefrigerantACC[[DollarYear]:[DollarYear]]=aactive_DollarYr)*(RefrigerantACC[[ModelYear]:[ModelYear]]=$BV10+AAP$5-1),0),MATCH("aCost",RefrigerantACC[#Headers],0))* (1+active_WACC)^-($BV10-$BT10+AAP$5-1+0.5)* (1+active_InflationRate)^(aactive_DollarYr-$BT10),"") | 1 | 1 | 1 | 1 | 1 | 1 | 1 | 1 | 1 | 1 | 1 | 1 | 1 | 1 | 1 | 1 | 1 | 1 | 1 | 1 | 1 | 1 | 1 | 1 | 1 | '=IFERROR(YH10* INDEX(RefrigerantACC[#Data],MATCH(1,(RefrigerantACC[[RefrigerantACC_ID]:[RefrigerantACC_ID]]=active_RefrigerantACC_ID)*(RefrigerantACC[[DollarYear]:[DollarYear]]=aactive_DollarYr)*(RefrigerantACC[[ModelYear]:[ModelYear]]=$BV10+AAP$5-1),0),MATCH("aCost",RefrigerantACC[#Headers],0))* (1+active_WACC)^-($BV10-$BT10+AAP$5-1+0.5)* (1+active_InflationRate)^(aactive_DollarYr-$BT10),"")
2 RACC | 719 | AAQ | Annual_Costs_PreYr18 | =IFERROR(YI10* INDEX(RefrigerantACC[#Data],MATCH(1,(RefrigerantACC[[RefrigerantACC_ID]:[RefrigerantACC_ID]]=active_RefrigerantACC_ID)*(RefrigerantACC[[DollarYear]:[DollarYear]]=aactive_DollarYr)*(RefrigerantACC[[ModelYear]:[ModelYear]]=$BV10+AAQ$5-1),0),MATCH("aCost",RefrigerantACC[#Headers],0))* (1+active_WACC)^-($BV10-$BT10+AAQ$5-1+0.5)* (1+active_InflationRate)^(aactive_DollarYr-$BT10),"") | 1 | 1 | 1 | 1 | 1 | 1 | 1 | 1 | 1 | 1 | 1 | 1 | 1 | 1 | 1 | 1 | 1 | 1 | 1 | 1 | 1 | 1 | 1 | 1 | 1 | '=IFERROR(YI10* INDEX(RefrigerantACC[#Data],MATCH(1,(RefrigerantACC[[RefrigerantACC_ID]:[RefrigerantACC_ID]]=active_RefrigerantACC_ID)*(RefrigerantACC[[DollarYear]:[DollarYear]]=aactive_DollarYr)*(RefrigerantACC[[ModelYear]:[ModelYear]]=$BV10+AAQ$5-1),0),MATCH("aCost",RefrigerantACC[#Headers],0))* (1+active_WACC)^-($BV10-$BT10+AAQ$5-1+0.5)* (1+active_InflationRate)^(aactive_DollarYr-$BT10),"")
2 RACC | 720 | AAR | Annual_Costs_PreYr19 | =IFERROR(YJ10* INDEX(RefrigerantACC[#Data],MATCH(1,(RefrigerantACC[[RefrigerantACC_ID]:[RefrigerantACC_ID]]=active_RefrigerantACC_ID)*(RefrigerantACC[[DollarYear]:[DollarYear]]=aactive_DollarYr)*(RefrigerantACC[[ModelYear]:[ModelYear]]=$BV10+AAR$5-1),0),MATCH("aCost",RefrigerantACC[#Headers],0))* (1+active_WACC)^-($BV10-$BT10+AAR$5-1+0.5)* (1+active_InflationRate)^(aactive_DollarYr-$BT10),"") | 1 | 1 | 1 | 1 | 1 | 1 | 1 | 1 | 1 | 1 | 1 | 1 | 1 | 1 | 1 | 1 | 1 | 1 | 1 | 1 | 1 | 1 | 1 | 1 | 1 | '=IFERROR(YJ10* INDEX(RefrigerantACC[#Data],MATCH(1,(RefrigerantACC[[RefrigerantACC_ID]:[RefrigerantACC_ID]]=active_RefrigerantACC_ID)*(RefrigerantACC[[DollarYear]:[DollarYear]]=aactive_DollarYr)*(RefrigerantACC[[ModelYear]:[ModelYear]]=$BV10+AAR$5-1),0),MATCH("aCost",RefrigerantACC[#Headers],0))* (1+active_WACC)^-($BV10-$BT10+AAR$5-1+0.5)* (1+active_InflationRate)^(aactive_DollarYr-$BT10),"")
2 RACC | 721 | AAS | Annual_Costs_PreYr20 | =IFERROR(YK10* INDEX(RefrigerantACC[#Data],MATCH(1,(RefrigerantACC[[RefrigerantACC_ID]:[RefrigerantACC_ID]]=active_RefrigerantACC_ID)*(RefrigerantACC[[DollarYear]:[DollarYear]]=aactive_DollarYr)*(RefrigerantACC[[ModelYear]:[ModelYear]]=$BV10+AAS$5-1),0),MATCH("aCost",RefrigerantACC[#Headers],0))* (1+active_WACC)^-($BV10-$BT10+AAS$5-1+0.5)* (1+active_InflationRate)^(aactive_DollarYr-$BT10),"") | 1 | 1 | 1 | 1 | 1 | 1 | 1 | 1 | 1 | 1 | 1 | 1 | 1 | 1 | 1 | 1 | 1 | 1 | 1 | 1 | 1 | 1 | 1 | 1 | 1 | '=IFERROR(YK10* INDEX(RefrigerantACC[#Data],MATCH(1,(RefrigerantACC[[RefrigerantACC_ID]:[RefrigerantACC_ID]]=active_RefrigerantACC_ID)*(RefrigerantACC[[DollarYear]:[DollarYear]]=aactive_DollarYr)*(RefrigerantACC[[ModelYear]:[ModelYear]]=$BV10+AAS$5-1),0),MATCH("aCost",RefrigerantACC[#Headers],0))* (1+active_WACC)^-($BV10-$BT10+AAS$5-1+0.5)* (1+active_InflationRate)^(aactive_DollarYr-$BT10),"")
2 RACC | 722 | AAT | Annual_Costs_PreYr21 | =IFERROR(YL10* INDEX(RefrigerantACC[#Data],MATCH(1,(RefrigerantACC[[RefrigerantACC_ID]:[RefrigerantACC_ID]]=active_RefrigerantACC_ID)*(RefrigerantACC[[DollarYear]:[DollarYear]]=aactive_DollarYr)*(RefrigerantACC[[ModelYear]:[ModelYear]]=$BV10+AAT$5-1),0),MATCH("aCost",RefrigerantACC[#Headers],0))* (1+active_WACC)^-($BV10-$BT10+AAT$5-1+0.5)* (1+active_InflationRate)^(aactive_DollarYr-$BT10),"") | 1 | 1 | 1 | 1 | 1 | 1 | 1 | 1 | 1 | 1 | 1 | 1 | 1 | 1 | 1 | 1 | 1 | 1 | 1 | 1 | 1 | 1 | 1 | 1 | 1 | '=IFERROR(YL10* INDEX(RefrigerantACC[#Data],MATCH(1,(RefrigerantACC[[RefrigerantACC_ID]:[RefrigerantACC_ID]]=active_RefrigerantACC_ID)*(RefrigerantACC[[DollarYear]:[DollarYear]]=aactive_DollarYr)*(RefrigerantACC[[ModelYear]:[ModelYear]]=$BV10+AAT$5-1),0),MATCH("aCost",RefrigerantACC[#Headers],0))* (1+active_WACC)^-($BV10-$BT10+AAT$5-1+0.5)* (1+active_InflationRate)^(aactive_DollarYr-$BT10),"")
2 RACC | 723 | AAU | Annual_Costs_PreYr22 | =IFERROR(YM10* INDEX(RefrigerantACC[#Data],MATCH(1,(RefrigerantACC[[RefrigerantACC_ID]:[RefrigerantACC_ID]]=active_RefrigerantACC_ID)*(RefrigerantACC[[DollarYear]:[DollarYear]]=aactive_DollarYr)*(RefrigerantACC[[ModelYear]:[ModelYear]]=$BV10+AAU$5-1),0),MATCH("aCost",RefrigerantACC[#Headers],0))* (1+active_WACC)^-($BV10-$BT10+AAU$5-1+0.5)* (1+active_InflationRate)^(aactive_DollarYr-$BT10),"") | 1 | 1 | 1 | 1 | 1 | 1 | 1 | 1 | 1 | 1 | 1 | 1 | 1 | 1 | 1 | 1 | 1 | 1 | 1 | 1 | 1 | 1 | 1 | 1 | 1 | '=IFERROR(YM10* INDEX(RefrigerantACC[#Data],MATCH(1,(RefrigerantACC[[RefrigerantACC_ID]:[RefrigerantACC_ID]]=active_RefrigerantACC_ID)*(RefrigerantACC[[DollarYear]:[DollarYear]]=aactive_DollarYr)*(RefrigerantACC[[ModelYear]:[ModelYear]]=$BV10+AAU$5-1),0),MATCH("aCost",RefrigerantACC[#Headers],0))* (1+active_WACC)^-($BV10-$BT10+AAU$5-1+0.5)* (1+active_InflationRate)^(aactive_DollarYr-$BT10),"")
2 RACC | 724 | AAV | Annual_Costs_PreYr23 | =IFERROR(YN10* INDEX(RefrigerantACC[#Data],MATCH(1,(RefrigerantACC[[RefrigerantACC_ID]:[RefrigerantACC_ID]]=active_RefrigerantACC_ID)*(RefrigerantACC[[DollarYear]:[DollarYear]]=aactive_DollarYr)*(RefrigerantACC[[ModelYear]:[ModelYear]]=$BV10+AAV$5-1),0),MATCH("aCost",RefrigerantACC[#Headers],0))* (1+active_WACC)^-($BV10-$BT10+AAV$5-1+0.5)* (1+active_InflationRate)^(aactive_DollarYr-$BT10),"") | 1 | 1 | 1 | 1 | 1 | 1 | 1 | 1 | 1 | 1 | 1 | 1 | 1 | 1 | 1 | 1 | 1 | 1 | 1 | 1 | 1 | 1 | 1 | 1 | 1 | '=IFERROR(YN10* INDEX(RefrigerantACC[#Data],MATCH(1,(RefrigerantACC[[RefrigerantACC_ID]:[RefrigerantACC_ID]]=active_RefrigerantACC_ID)*(RefrigerantACC[[DollarYear]:[DollarYear]]=aactive_DollarYr)*(RefrigerantACC[[ModelYear]:[ModelYear]]=$BV10+AAV$5-1),0),MATCH("aCost",RefrigerantACC[#Headers],0))* (1+active_WACC)^-($BV10-$BT10+AAV$5-1+0.5)* (1+active_InflationRate)^(aactive_DollarYr-$BT10),"")
2 RACC | 725 | AAW | Annual_Costs_PreYr24 | =IFERROR(YO10* INDEX(RefrigerantACC[#Data],MATCH(1,(RefrigerantACC[[RefrigerantACC_ID]:[RefrigerantACC_ID]]=active_RefrigerantACC_ID)*(RefrigerantACC[[DollarYear]:[DollarYear]]=aactive_DollarYr)*(RefrigerantACC[[ModelYear]:[ModelYear]]=$BV10+AAW$5-1),0),MATCH("aCost",RefrigerantACC[#Headers],0))* (1+active_WACC)^-($BV10-$BT10+AAW$5-1+0.5)* (1+active_InflationRate)^(aactive_DollarYr-$BT10),"") | 1 | 1 | 1 | 1 | 1 | 1 | 1 | 1 | 1 | 1 | 1 | 1 | 1 | 1 | 1 | 1 | 1 | 1 | 1 | 1 | 1 | 1 | 1 | 1 | 1 | '=IFERROR(YO10* INDEX(RefrigerantACC[#Data],MATCH(1,(RefrigerantACC[[RefrigerantACC_ID]:[RefrigerantACC_ID]]=active_RefrigerantACC_ID)*(RefrigerantACC[[DollarYear]:[DollarYear]]=aactive_DollarYr)*(RefrigerantACC[[ModelYear]:[ModelYear]]=$BV10+AAW$5-1),0),MATCH("aCost",RefrigerantACC[#Headers],0))* (1+active_WACC)^-($BV10-$BT10+AAW$5-1+0.5)* (1+active_InflationRate)^(aactive_DollarYr-$BT10),"")
2 RACC | 726 | AAX | Annual_Costs_PreYr25 | =IFERROR(YP10* INDEX(RefrigerantACC[#Data],MATCH(1,(RefrigerantACC[[RefrigerantACC_ID]:[RefrigerantACC_ID]]=active_RefrigerantACC_ID)*(RefrigerantACC[[DollarYear]:[DollarYear]]=aactive_DollarYr)*(RefrigerantACC[[ModelYear]:[ModelYear]]=$BV10+AAX$5-1),0),MATCH("aCost",RefrigerantACC[#Headers],0))* (1+active_WACC)^-($BV10-$BT10+AAX$5-1+0.5)* (1+active_InflationRate)^(aactive_DollarYr-$BT10),"") | 1 | 1 | 1 | 1 | 1 | 1 | 1 | 1 | 1 | 1 | 1 | 1 | 1 | 1 | 1 | 1 | 1 | 1 | 1 | 1 | 1 | 1 | 1 | 1 | 1 | '=IFERROR(YP10* INDEX(RefrigerantACC[#Data],MATCH(1,(RefrigerantACC[[RefrigerantACC_ID]:[RefrigerantACC_ID]]=active_RefrigerantACC_ID)*(RefrigerantACC[[DollarYear]:[DollarYear]]=aactive_DollarYr)*(RefrigerantACC[[ModelYear]:[ModelYear]]=$BV10+AAX$5-1),0),MATCH("aCost",RefrigerantACC[#Headers],0))* (1+active_WACC)^-($BV10-$BT10+AAX$5-1+0.5)* (1+active_InflationRate)^(aactive_DollarYr-$BT10),"")
2 RACC | 727 | AAY | Annual_Costs_PreYr26 | =IFERROR(YQ10* INDEX(RefrigerantACC[#Data],MATCH(1,(RefrigerantACC[[RefrigerantACC_ID]:[RefrigerantACC_ID]]=active_RefrigerantACC_ID)*(RefrigerantACC[[DollarYear]:[DollarYear]]=aactive_DollarYr)*(RefrigerantACC[[ModelYear]:[ModelYear]]=$BV10+AAY$5-1),0),MATCH("aCost",RefrigerantACC[#Headers],0))* (1+active_WACC)^-($BV10-$BT10+AAY$5-1+0.5)* (1+active_InflationRate)^(aactive_DollarYr-$BT10),"") | 1 | 1 | 1 | 1 | 1 | 1 | 1 | 1 | 1 | 1 | 1 | 1 | 1 | 1 | 1 | 1 | 1 | 1 | 1 | 1 | 1 | 1 | 1 | 1 | 1 | '=IFERROR(YQ10* INDEX(RefrigerantACC[#Data],MATCH(1,(RefrigerantACC[[RefrigerantACC_ID]:[RefrigerantACC_ID]]=active_RefrigerantACC_ID)*(RefrigerantACC[[DollarYear]:[DollarYear]]=aactive_DollarYr)*(RefrigerantACC[[ModelYear]:[ModelYear]]=$BV10+AAY$5-1),0),MATCH("aCost",RefrigerantACC[#Headers],0))* (1+active_WACC)^-($BV10-$BT10+AAY$5-1+0.5)* (1+active_InflationRate)^(aactive_DollarYr-$BT10),"")
2 RACC | 728 | AAZ | Annual_Costs_PreYr27 | =IFERROR(YR10* INDEX(RefrigerantACC[#Data],MATCH(1,(RefrigerantACC[[RefrigerantACC_ID]:[RefrigerantACC_ID]]=active_RefrigerantACC_ID)*(RefrigerantACC[[DollarYear]:[DollarYear]]=aactive_DollarYr)*(RefrigerantACC[[ModelYear]:[ModelYear]]=$BV10+AAZ$5-1),0),MATCH("aCost",RefrigerantACC[#Headers],0))* (1+active_WACC)^-($BV10-$BT10+AAZ$5-1+0.5)* (1+active_InflationRate)^(aactive_DollarYr-$BT10),"") | 1 | 1 | 1 | 1 | 1 | 1 | 1 | 1 | 1 | 1 | 1 | 1 | 1 | 1 | 1 | 1 | 1 | 1 | 1 | 1 | 1 | 1 | 1 | 1 | 1 | '=IFERROR(YR10* INDEX(RefrigerantACC[#Data],MATCH(1,(RefrigerantACC[[RefrigerantACC_ID]:[RefrigerantACC_ID]]=active_RefrigerantACC_ID)*(RefrigerantACC[[DollarYear]:[DollarYear]]=aactive_DollarYr)*(RefrigerantACC[[ModelYear]:[ModelYear]]=$BV10+AAZ$5-1),0),MATCH("aCost",RefrigerantACC[#Headers],0))* (1+active_WACC)^-($BV10-$BT10+AAZ$5-1+0.5)* (1+active_InflationRate)^(aactive_DollarYr-$BT10),"")
2 RACC | 729 | ABA | Annual_Costs_PreYr28 | =IFERROR(YS10* INDEX(RefrigerantACC[#Data],MATCH(1,(RefrigerantACC[[RefrigerantACC_ID]:[RefrigerantACC_ID]]=active_RefrigerantACC_ID)*(RefrigerantACC[[DollarYear]:[DollarYear]]=aactive_DollarYr)*(RefrigerantACC[[ModelYear]:[ModelYear]]=$BV10+ABA$5-1),0),MATCH("aCost",RefrigerantACC[#Headers],0))* (1+active_WACC)^-($BV10-$BT10+ABA$5-1+0.5)* (1+active_InflationRate)^(aactive_DollarYr-$BT10),"") | 1 | 1 | 1 | 1 | 1 | 1 | 1 | 1 | 1 | 1 | 1 | 1 | 1 | 1 | 1 | 1 | 1 | 1 | 1 | 1 | 1 | 1 | 1 | 1 | 1 | '=IFERROR(YS10* INDEX(RefrigerantACC[#Data],MATCH(1,(RefrigerantACC[[RefrigerantACC_ID]:[RefrigerantACC_ID]]=active_RefrigerantACC_ID)*(RefrigerantACC[[DollarYear]:[DollarYear]]=aactive_DollarYr)*(RefrigerantACC[[ModelYear]:[ModelYear]]=$BV10+ABA$5-1),0),MATCH("aCost",RefrigerantACC[#Headers],0))* (1+active_WACC)^-($BV10-$BT10+ABA$5-1+0.5)* (1+active_InflationRate)^(aactive_DollarYr-$BT10),"")
2 RACC | 730 | ABB | Annual_Costs_PreYr29 | =IFERROR(YT10* INDEX(RefrigerantACC[#Data],MATCH(1,(RefrigerantACC[[RefrigerantACC_ID]:[RefrigerantACC_ID]]=active_RefrigerantACC_ID)*(RefrigerantACC[[DollarYear]:[DollarYear]]=aactive_DollarYr)*(RefrigerantACC[[ModelYear]:[ModelYear]]=$BV10+ABB$5-1),0),MATCH("aCost",RefrigerantACC[#Headers],0))* (1+active_WACC)^-($BV10-$BT10+ABB$5-1+0.5)* (1+active_InflationRate)^(aactive_DollarYr-$BT10),"") | 1 | 1 | 1 | 1 | 1 | 1 | 1 | 1 | 1 | 1 | 1 | 1 | 1 | 1 | 1 | 1 | 1 | 1 | 1 | 1 | 1 | 1 | 1 | 1 | 1 | '=IFERROR(YT10* INDEX(RefrigerantACC[#Data],MATCH(1,(RefrigerantACC[[RefrigerantACC_ID]:[RefrigerantACC_ID]]=active_RefrigerantACC_ID)*(RefrigerantACC[[DollarYear]:[DollarYear]]=aactive_DollarYr)*(RefrigerantACC[[ModelYear]:[ModelYear]]=$BV10+ABB$5-1),0),MATCH("aCost",RefrigerantACC[#Headers],0))* (1+active_WACC)^-($BV10-$BT10+ABB$5-1+0.5)* (1+active_InflationRate)^(aactive_DollarYr-$BT10),"")
2 RACC | 731 | ABC | Annual_Costs_PreYr30 | =IFERROR(YU10* INDEX(RefrigerantACC[#Data],MATCH(1,(RefrigerantACC[[RefrigerantACC_ID]:[RefrigerantACC_ID]]=active_RefrigerantACC_ID)*(RefrigerantACC[[DollarYear]:[DollarYear]]=aactive_DollarYr)*(RefrigerantACC[[ModelYear]:[ModelYear]]=$BV10+ABC$5-1),0),MATCH("aCost",RefrigerantACC[#Headers],0))* (1+active_WACC)^-($BV10-$BT10+ABC$5-1+0.5)* (1+active_InflationRate)^(aactive_DollarYr-$BT10),"") | 1 | 1 | 1 | 1 | 1 | 1 | 1 | 1 | 1 | 1 | 1 | 1 | 1 | 1 | 1 | 1 | 1 | 1 | 1 | 1 | 1 | 1 | 1 | 1 | 1 | '=IFERROR(YU10* INDEX(RefrigerantACC[#Data],MATCH(1,(RefrigerantACC[[RefrigerantACC_ID]:[RefrigerantACC_ID]]=active_RefrigerantACC_ID)*(RefrigerantACC[[DollarYear]:[DollarYear]]=aactive_DollarYr)*(RefrigerantACC[[ModelYear]:[ModelYear]]=$BV10+ABC$5-1),0),MATCH("aCost",RefrigerantACC[#Headers],0))* (1+active_WACC)^-($BV10-$BT10+ABC$5-1+0.5)* (1+active_InflationRate)^(aactive_DollarYr-$BT10),"")
2 RACC | 732 | ABD | EOL_Costs_PreYr01 | =IFERROR(IF(YV10="","",YV10* IFERROR(INDEX(RefrigerantACC[#Data],MATCH(1,(RefrigerantACC[[RefrigerantACC_ID]:[RefrigerantACC_ID]]=active_RefrigerantACC_ID)*(RefrigerantACC[[DollarYear]:[DollarYear]]=aactive_DollarYr)*(RefrigerantACC[[ModelYear]:[ModelYear]]=$BV10+ ABD$5-1),0),MATCH("aCost",RefrigerantACC[#Headers],0)),0)* (1+active_WACC)^-($BV10-$BT10+ABD$5-1+0.5)* (1+active_InflationRate)^(aactive_DollarYr-$BT10)),"") | 1 | 1 | 1 | 1 | 1 | 1 | 1 | 1 | 1 | 1 | 1 | 1 | 1 | 1 | 1 | 1 | 1 | 1 | 1 | 1 | 1 | 1 | 1 | 1 | 1 | '=IFERROR(IF(YV10="","",YV10* IFERROR(INDEX(RefrigerantACC[#Data],MATCH(1,(RefrigerantACC[[RefrigerantACC_ID]:[RefrigerantACC_ID]]=active_RefrigerantACC_ID)*(RefrigerantACC[[DollarYear]:[DollarYear]]=aactive_DollarYr)*(RefrigerantACC[[ModelYear]:[ModelYear]]=$BV10+ ABD$5-1),0),MATCH("aCost",RefrigerantACC[#Headers],0)),0)* (1+active_WACC)^-($BV10-$BT10+ABD$5-1+0.5)* (1+active_InflationRate)^(aactive_DollarYr-$BT10)),"")
2 RACC | 733 | ABE | EOL_Costs_PreYr02 | =IFERROR(IF(YW10="","",YW10* IFERROR(INDEX(RefrigerantACC[#Data],MATCH(1,(RefrigerantACC[[RefrigerantACC_ID]:[RefrigerantACC_ID]]=active_RefrigerantACC_ID)*(RefrigerantACC[[DollarYear]:[DollarYear]]=aactive_DollarYr)*(RefrigerantACC[[ModelYear]:[ModelYear]]=$BV10+ ABE$5-1),0),MATCH("aCost",RefrigerantACC[#Headers],0)),0)* (1+active_WACC)^-($BV10-$BT10+ABE$5-1+0.5)* (1+active_InflationRate)^(aactive_DollarYr-$BT10)),"") | 1 | 1 | 1 | 1 | 1 | 1 | 1 | 1 | 1 | 1 | 1 | 1 | 1 | 1 | 1 | 1 | 1 | 1 | 1 | 1 | 1 | 1 | 1 | 1 | 1 | '=IFERROR(IF(YW10="","",YW10* IFERROR(INDEX(RefrigerantACC[#Data],MATCH(1,(RefrigerantACC[[RefrigerantACC_ID]:[RefrigerantACC_ID]]=active_RefrigerantACC_ID)*(RefrigerantACC[[DollarYear]:[DollarYear]]=aactive_DollarYr)*(RefrigerantACC[[ModelYear]:[ModelYear]]=$BV10+ ABE$5-1),0),MATCH("aCost",RefrigerantACC[#Headers],0)),0)* (1+active_WACC)^-($BV10-$BT10+ABE$5-1+0.5)* (1+active_InflationRate)^(aactive_DollarYr-$BT10)),"")
2 RACC | 734 | ABF | EOL_Costs_PreYr03 | =IFERROR(IF(YX10="","",YX10* IFERROR(INDEX(RefrigerantACC[#Data],MATCH(1,(RefrigerantACC[[RefrigerantACC_ID]:[RefrigerantACC_ID]]=active_RefrigerantACC_ID)*(RefrigerantACC[[DollarYear]:[DollarYear]]=aactive_DollarYr)*(RefrigerantACC[[ModelYear]:[ModelYear]]=$BV10+ ABF$5-1),0),MATCH("aCost",RefrigerantACC[#Headers],0)),0)* (1+active_WACC)^-($BV10-$BT10+ABF$5-1+0.5)* (1+active_InflationRate)^(aactive_DollarYr-$BT10)),"") | 1 | 1 | 1 | 1 | 1 | 1 | 1 | 1 | 1 | 1 | 1 | 1 | 1 | 1 | 1 | 1 | 1 | 1 | 1 | 1 | 1 | 1 | 1 | 1 | 1 | '=IFERROR(IF(YX10="","",YX10* IFERROR(INDEX(RefrigerantACC[#Data],MATCH(1,(RefrigerantACC[[RefrigerantACC_ID]:[RefrigerantACC_ID]]=active_RefrigerantACC_ID)*(RefrigerantACC[[DollarYear]:[DollarYear]]=aactive_DollarYr)*(RefrigerantACC[[ModelYear]:[ModelYear]]=$BV10+ ABF$5-1),0),MATCH("aCost",RefrigerantACC[#Headers],0)),0)* (1+active_WACC)^-($BV10-$BT10+ABF$5-1+0.5)* (1+active_InflationRate)^(aactive_DollarYr-$BT10)),"")
2 RACC | 735 | ABG | EOL_Costs_PreYr04 | =IFERROR(IF(YY10="","",YY10* IFERROR(INDEX(RefrigerantACC[#Data],MATCH(1,(RefrigerantACC[[RefrigerantACC_ID]:[RefrigerantACC_ID]]=active_RefrigerantACC_ID)*(RefrigerantACC[[DollarYear]:[DollarYear]]=aactive_DollarYr)*(RefrigerantACC[[ModelYear]:[ModelYear]]=$BV10+ ABG$5-1),0),MATCH("aCost",RefrigerantACC[#Headers],0)),0)* (1+active_WACC)^-($BV10-$BT10+ABG$5-1+0.5)* (1+active_InflationRate)^(aactive_DollarYr-$BT10)),"") | 1 | 1 | 1 | 1 | 1 | 1 | 1 | 1 | 1 | 1 | 1 | 1 | 1 | 1 | 1 | 1 | 1 | 1 | 1 | 1 | 1 | 1 | 1 | 1 | 1 | '=IFERROR(IF(YY10="","",YY10* IFERROR(INDEX(RefrigerantACC[#Data],MATCH(1,(RefrigerantACC[[RefrigerantACC_ID]:[RefrigerantACC_ID]]=active_RefrigerantACC_ID)*(RefrigerantACC[[DollarYear]:[DollarYear]]=aactive_DollarYr)*(RefrigerantACC[[ModelYear]:[ModelYear]]=$BV10+ ABG$5-1),0),MATCH("aCost",RefrigerantACC[#Headers],0)),0)* (1+active_WACC)^-($BV10-$BT10+ABG$5-1+0.5)* (1+active_InflationRate)^(aactive_DollarYr-$BT10)),"")
2 RACC | 736 | ABH | EOL_Costs_PreYr05 | =IFERROR(IF(YZ10="","",YZ10* IFERROR(INDEX(RefrigerantACC[#Data],MATCH(1,(RefrigerantACC[[RefrigerantACC_ID]:[RefrigerantACC_ID]]=active_RefrigerantACC_ID)*(RefrigerantACC[[DollarYear]:[DollarYear]]=aactive_DollarYr)*(RefrigerantACC[[ModelYear]:[ModelYear]]=$BV10+ ABH$5-1),0),MATCH("aCost",RefrigerantACC[#Headers],0)),0)* (1+active_WACC)^-($BV10-$BT10+ABH$5-1+0.5)* (1+active_InflationRate)^(aactive_DollarYr-$BT10)),"") | 1 | 1 | 1 | 1 | 1 | 1 | 1 | 1 | 1 | 1 | 1 | 1 | 1 | 1 | 1 | 1 | 1 | 1 | 1 | 1 | 1 | 1 | 1 | 1 | 1 | '=IFERROR(IF(YZ10="","",YZ10* IFERROR(INDEX(RefrigerantACC[#Data],MATCH(1,(RefrigerantACC[[RefrigerantACC_ID]:[RefrigerantACC_ID]]=active_RefrigerantACC_ID)*(RefrigerantACC[[DollarYear]:[DollarYear]]=aactive_DollarYr)*(RefrigerantACC[[ModelYear]:[ModelYear]]=$BV10+ ABH$5-1),0),MATCH("aCost",RefrigerantACC[#Headers],0)),0)* (1+active_WACC)^-($BV10-$BT10+ABH$5-1+0.5)* (1+active_InflationRate)^(aactive_DollarYr-$BT10)),"")
2 RACC | 737 | ABI | EOL_Costs_PreYr06 | =IFERROR(IF(ZA10="","",ZA10* IFERROR(INDEX(RefrigerantACC[#Data],MATCH(1,(RefrigerantACC[[RefrigerantACC_ID]:[RefrigerantACC_ID]]=active_RefrigerantACC_ID)*(RefrigerantACC[[DollarYear]:[DollarYear]]=aactive_DollarYr)*(RefrigerantACC[[ModelYear]:[ModelYear]]=$BV10+ ABI$5-1),0),MATCH("aCost",RefrigerantACC[#Headers],0)),0)* (1+active_WACC)^-($BV10-$BT10+ABI$5-1+0.5)* (1+active_InflationRate)^(aactive_DollarYr-$BT10)),"") | 1 | 1 | 1 | 1 | 1 | 1 | 1 | 1 | 1 | 1 | 1 | 1 | 1 | 1 | 1 | 1 | 1 | 1 | 1 | 1 | 1 | 1 | 1 | 1 | 1 | '=IFERROR(IF(ZA10="","",ZA10* IFERROR(INDEX(RefrigerantACC[#Data],MATCH(1,(RefrigerantACC[[RefrigerantACC_ID]:[RefrigerantACC_ID]]=active_RefrigerantACC_ID)*(RefrigerantACC[[DollarYear]:[DollarYear]]=aactive_DollarYr)*(RefrigerantACC[[ModelYear]:[ModelYear]]=$BV10+ ABI$5-1),0),MATCH("aCost",RefrigerantACC[#Headers],0)),0)* (1+active_WACC)^-($BV10-$BT10+ABI$5-1+0.5)* (1+active_InflationRate)^(aactive_DollarYr-$BT10)),"")
2 RACC | 738 | ABJ | EOL_Costs_PreYr07 | =IFERROR(IF(ZB10="","",ZB10* IFERROR(INDEX(RefrigerantACC[#Data],MATCH(1,(RefrigerantACC[[RefrigerantACC_ID]:[RefrigerantACC_ID]]=active_RefrigerantACC_ID)*(RefrigerantACC[[DollarYear]:[DollarYear]]=aactive_DollarYr)*(RefrigerantACC[[ModelYear]:[ModelYear]]=$BV10+ ABJ$5-1),0),MATCH("aCost",RefrigerantACC[#Headers],0)),0)* (1+active_WACC)^-($BV10-$BT10+ABJ$5-1+0.5)* (1+active_InflationRate)^(aactive_DollarYr-$BT10)),"") | 1 | 1 | 1 | 1 | 1 | 1 | 1 | 1 | 1 | 1 | 1 | 1 | 1 | 1 | 1 | 1 | 1 | 1 | 1 | 1 | 1 | 1 | 1 | 1 | 1 | '=IFERROR(IF(ZB10="","",ZB10* IFERROR(INDEX(RefrigerantACC[#Data],MATCH(1,(RefrigerantACC[[RefrigerantACC_ID]:[RefrigerantACC_ID]]=active_RefrigerantACC_ID)*(RefrigerantACC[[DollarYear]:[DollarYear]]=aactive_DollarYr)*(RefrigerantACC[[ModelYear]:[ModelYear]]=$BV10+ ABJ$5-1),0),MATCH("aCost",RefrigerantACC[#Headers],0)),0)* (1+active_WACC)^-($BV10-$BT10+ABJ$5-1+0.5)* (1+active_InflationRate)^(aactive_DollarYr-$BT10)),"")
2 RACC | 739 | ABK | EOL_Costs_PreYr08 | =IFERROR(IF(ZC10="","",ZC10* IFERROR(INDEX(RefrigerantACC[#Data],MATCH(1,(RefrigerantACC[[RefrigerantACC_ID]:[RefrigerantACC_ID]]=active_RefrigerantACC_ID)*(RefrigerantACC[[DollarYear]:[DollarYear]]=aactive_DollarYr)*(RefrigerantACC[[ModelYear]:[ModelYear]]=$BV10+ ABK$5-1),0),MATCH("aCost",RefrigerantACC[#Headers],0)),0)* (1+active_WACC)^-($BV10-$BT10+ABK$5-1+0.5)* (1+active_InflationRate)^(aactive_DollarYr-$BT10)),"") | 1 | 1 | 1 | 1 | 1 | 1 | 1 | 1 | 1 | 1 | 1 | 1 | 1 | 1 | 1 | 1 | 1 | 1 | 1 | 1 | 1 | 1 | 1 | 1 | 1 | '=IFERROR(IF(ZC10="","",ZC10* IFERROR(INDEX(RefrigerantACC[#Data],MATCH(1,(RefrigerantACC[[RefrigerantACC_ID]:[RefrigerantACC_ID]]=active_RefrigerantACC_ID)*(RefrigerantACC[[DollarYear]:[DollarYear]]=aactive_DollarYr)*(RefrigerantACC[[ModelYear]:[ModelYear]]=$BV10+ ABK$5-1),0),MATCH("aCost",RefrigerantACC[#Headers],0)),0)* (1+active_WACC)^-($BV10-$BT10+ABK$5-1+0.5)* (1+active_InflationRate)^(aactive_DollarYr-$BT10)),"")
2 RACC | 740 | ABL | EOL_Costs_PreYr09 | =IFERROR(IF(ZD10="","",ZD10* IFERROR(INDEX(RefrigerantACC[#Data],MATCH(1,(RefrigerantACC[[RefrigerantACC_ID]:[RefrigerantACC_ID]]=active_RefrigerantACC_ID)*(RefrigerantACC[[DollarYear]:[DollarYear]]=aactive_DollarYr)*(RefrigerantACC[[ModelYear]:[ModelYear]]=$BV10+ ABL$5-1),0),MATCH("aCost",RefrigerantACC[#Headers],0)),0)* (1+active_WACC)^-($BV10-$BT10+ABL$5-1+0.5)* (1+active_InflationRate)^(aactive_DollarYr-$BT10)),"") | 1 | 1 | 1 | 1 | 1 | 1 | 1 | 1 | 1 | 1 | 1 | 1 | 1 | 1 | 1 | 1 | 1 | 1 | 1 | 1 | 1 | 1 | 1 | 1 | 1 | '=IFERROR(IF(ZD10="","",ZD10* IFERROR(INDEX(RefrigerantACC[#Data],MATCH(1,(RefrigerantACC[[RefrigerantACC_ID]:[RefrigerantACC_ID]]=active_RefrigerantACC_ID)*(RefrigerantACC[[DollarYear]:[DollarYear]]=aactive_DollarYr)*(RefrigerantACC[[ModelYear]:[ModelYear]]=$BV10+ ABL$5-1),0),MATCH("aCost",RefrigerantACC[#Headers],0)),0)* (1+active_WACC)^-($BV10-$BT10+ABL$5-1+0.5)* (1+active_InflationRate)^(aactive_DollarYr-$BT10)),"")
2 RACC | 741 | ABM | EOL_Costs_PreYr10 | =IFERROR(IF(ZE10="","",ZE10* IFERROR(INDEX(RefrigerantACC[#Data],MATCH(1,(RefrigerantACC[[RefrigerantACC_ID]:[RefrigerantACC_ID]]=active_RefrigerantACC_ID)*(RefrigerantACC[[DollarYear]:[DollarYear]]=aactive_DollarYr)*(RefrigerantACC[[ModelYear]:[ModelYear]]=$BV10+ ABM$5-1),0),MATCH("aCost",RefrigerantACC[#Headers],0)),0)* (1+active_WACC)^-($BV10-$BT10+ABM$5-1+0.5)* (1+active_InflationRate)^(aactive_DollarYr-$BT10)),"") | 1 | 1 | 1 | 1 | 1 | 1 | 1 | 1 | 1 | 1 | 1 | 1 | 1 | 1 | 1 | 1 | 1 | 1 | 1 | 1 | 1 | 1 | 1 | 1 | 1 | '=IFERROR(IF(ZE10="","",ZE10* IFERROR(INDEX(RefrigerantACC[#Data],MATCH(1,(RefrigerantACC[[RefrigerantACC_ID]:[RefrigerantACC_ID]]=active_RefrigerantACC_ID)*(RefrigerantACC[[DollarYear]:[DollarYear]]=aactive_DollarYr)*(RefrigerantACC[[ModelYear]:[ModelYear]]=$BV10+ ABM$5-1),0),MATCH("aCost",RefrigerantACC[#Headers],0)),0)* (1+active_WACC)^-($BV10-$BT10+ABM$5-1+0.5)* (1+active_InflationRate)^(aactive_DollarYr-$BT10)),"")
2 RACC | 742 | ABN | EOL_Costs_PreYr11 | =IFERROR(IF(ZF10="","",ZF10* IFERROR(INDEX(RefrigerantACC[#Data],MATCH(1,(RefrigerantACC[[RefrigerantACC_ID]:[RefrigerantACC_ID]]=active_RefrigerantACC_ID)*(RefrigerantACC[[DollarYear]:[DollarYear]]=aactive_DollarYr)*(RefrigerantACC[[ModelYear]:[ModelYear]]=$BV10+ ABN$5-1),0),MATCH("aCost",RefrigerantACC[#Headers],0)),0)* (1+active_WACC)^-($BV10-$BT10+ABN$5-1+0.5)* (1+active_InflationRate)^(aactive_DollarYr-$BT10)),"") | 1 | 1 | 1 | 1 | 1 | 1 | 1 | 1 | 1 | 1 | 1 | 1 | 1 | 1 | 1 | 1 | 1 | 1 | 1 | 1 | 1 | 1 | 1 | 1 | 1 | '=IFERROR(IF(ZF10="","",ZF10* IFERROR(INDEX(RefrigerantACC[#Data],MATCH(1,(RefrigerantACC[[RefrigerantACC_ID]:[RefrigerantACC_ID]]=active_RefrigerantACC_ID)*(RefrigerantACC[[DollarYear]:[DollarYear]]=aactive_DollarYr)*(RefrigerantACC[[ModelYear]:[ModelYear]]=$BV10+ ABN$5-1),0),MATCH("aCost",RefrigerantACC[#Headers],0)),0)* (1+active_WACC)^-($BV10-$BT10+ABN$5-1+0.5)* (1+active_InflationRate)^(aactive_DollarYr-$BT10)),"")
2 RACC | 743 | ABO | EOL_Costs_PreYr12 | =IFERROR(IF(ZG10="","",ZG10* IFERROR(INDEX(RefrigerantACC[#Data],MATCH(1,(RefrigerantACC[[RefrigerantACC_ID]:[RefrigerantACC_ID]]=active_RefrigerantACC_ID)*(RefrigerantACC[[DollarYear]:[DollarYear]]=aactive_DollarYr)*(RefrigerantACC[[ModelYear]:[ModelYear]]=$BV10+ ABO$5-1),0),MATCH("aCost",RefrigerantACC[#Headers],0)),0)* (1+active_WACC)^-($BV10-$BT10+ABO$5-1+0.5)* (1+active_InflationRate)^(aactive_DollarYr-$BT10)),"") | 1 | 1 | 1 | 1 | 1 | 1 | 1 | 1 | 1 | 1 | 1 | 1 | 1 | 1 | 1 | 1 | 1 | 1 | 1 | 1 | 1 | 1 | 1 | 1 | 1 | '=IFERROR(IF(ZG10="","",ZG10* IFERROR(INDEX(RefrigerantACC[#Data],MATCH(1,(RefrigerantACC[[RefrigerantACC_ID]:[RefrigerantACC_ID]]=active_RefrigerantACC_ID)*(RefrigerantACC[[DollarYear]:[DollarYear]]=aactive_DollarYr)*(RefrigerantACC[[ModelYear]:[ModelYear]]=$BV10+ ABO$5-1),0),MATCH("aCost",RefrigerantACC[#Headers],0)),0)* (1+active_WACC)^-($BV10-$BT10+ABO$5-1+0.5)* (1+active_InflationRate)^(aactive_DollarYr-$BT10)),"")
2 RACC | 744 | ABP | EOL_Costs_PreYr13 | =IFERROR(IF(ZH10="","",ZH10* IFERROR(INDEX(RefrigerantACC[#Data],MATCH(1,(RefrigerantACC[[RefrigerantACC_ID]:[RefrigerantACC_ID]]=active_RefrigerantACC_ID)*(RefrigerantACC[[DollarYear]:[DollarYear]]=aactive_DollarYr)*(RefrigerantACC[[ModelYear]:[ModelYear]]=$BV10+ ABP$5-1),0),MATCH("aCost",RefrigerantACC[#Headers],0)),0)* (1+active_WACC)^-($BV10-$BT10+ABP$5-1+0.5)* (1+active_InflationRate)^(aactive_DollarYr-$BT10)),"") | 1 | 1 | 1 | 1 | 1 | 1 | 1 | 1 | 1 | 1 | 1 | 1 | 1 | 1 | 1 | 1 | 1 | 1 | 1 | 1 | 1 | 1 | 1 | 1 | 1 | '=IFERROR(IF(ZH10="","",ZH10* IFERROR(INDEX(RefrigerantACC[#Data],MATCH(1,(RefrigerantACC[[RefrigerantACC_ID]:[RefrigerantACC_ID]]=active_RefrigerantACC_ID)*(RefrigerantACC[[DollarYear]:[DollarYear]]=aactive_DollarYr)*(RefrigerantACC[[ModelYear]:[ModelYear]]=$BV10+ ABP$5-1),0),MATCH("aCost",RefrigerantACC[#Headers],0)),0)* (1+active_WACC)^-($BV10-$BT10+ABP$5-1+0.5)* (1+active_InflationRate)^(aactive_DollarYr-$BT10)),"")
2 RACC | 745 | ABQ | EOL_Costs_PreYr14 | =IFERROR(IF(ZI10="","",ZI10* IFERROR(INDEX(RefrigerantACC[#Data],MATCH(1,(RefrigerantACC[[RefrigerantACC_ID]:[RefrigerantACC_ID]]=active_RefrigerantACC_ID)*(RefrigerantACC[[DollarYear]:[DollarYear]]=aactive_DollarYr)*(RefrigerantACC[[ModelYear]:[ModelYear]]=$BV10+ ABQ$5-1),0),MATCH("aCost",RefrigerantACC[#Headers],0)),0)* (1+active_WACC)^-($BV10-$BT10+ABQ$5-1+0.5)* (1+active_InflationRate)^(aactive_DollarYr-$BT10)),"") | 1 | 1 | 1 | 1 | 1 | 1 | 1 | 1 | 1 | 1 | 1 | 1 | 1 | 1 | 1 | 1 | 1 | 1 | 1 | 1 | 1 | 1 | 1 | 1 | 1 | '=IFERROR(IF(ZI10="","",ZI10* IFERROR(INDEX(RefrigerantACC[#Data],MATCH(1,(RefrigerantACC[[RefrigerantACC_ID]:[RefrigerantACC_ID]]=active_RefrigerantACC_ID)*(RefrigerantACC[[DollarYear]:[DollarYear]]=aactive_DollarYr)*(RefrigerantACC[[ModelYear]:[ModelYear]]=$BV10+ ABQ$5-1),0),MATCH("aCost",RefrigerantACC[#Headers],0)),0)* (1+active_WACC)^-($BV10-$BT10+ABQ$5-1+0.5)* (1+active_InflationRate)^(aactive_DollarYr-$BT10)),"")
2 RACC | 746 | ABR | EOL_Costs_PreYr15 | =IFERROR(IF(ZJ10="","",ZJ10* IFERROR(INDEX(RefrigerantACC[#Data],MATCH(1,(RefrigerantACC[[RefrigerantACC_ID]:[RefrigerantACC_ID]]=active_RefrigerantACC_ID)*(RefrigerantACC[[DollarYear]:[DollarYear]]=aactive_DollarYr)*(RefrigerantACC[[ModelYear]:[ModelYear]]=$BV10+ ABR$5-1),0),MATCH("aCost",RefrigerantACC[#Headers],0)),0)* (1+active_WACC)^-($BV10-$BT10+ABR$5-1+0.5)* (1+active_InflationRate)^(aactive_DollarYr-$BT10)),"") | 1 | 1 | 1 | 1 | 1 | 1 | 1 | 1 | 1 | 1 | 1 | 1 | 1 | 1 | 1 | 1 | 1 | 1 | 1 | 1 | 1 | 1 | 1 | 1 | 1 | '=IFERROR(IF(ZJ10="","",ZJ10* IFERROR(INDEX(RefrigerantACC[#Data],MATCH(1,(RefrigerantACC[[RefrigerantACC_ID]:[RefrigerantACC_ID]]=active_RefrigerantACC_ID)*(RefrigerantACC[[DollarYear]:[DollarYear]]=aactive_DollarYr)*(RefrigerantACC[[ModelYear]:[ModelYear]]=$BV10+ ABR$5-1),0),MATCH("aCost",RefrigerantACC[#Headers],0)),0)* (1+active_WACC)^-($BV10-$BT10+ABR$5-1+0.5)* (1+active_InflationRate)^(aactive_DollarYr-$BT10)),"")
2 RACC | 747 | ABS | EOL_Costs_PreYr16 | =IFERROR(IF(ZK10="","",ZK10* IFERROR(INDEX(RefrigerantACC[#Data],MATCH(1,(RefrigerantACC[[RefrigerantACC_ID]:[RefrigerantACC_ID]]=active_RefrigerantACC_ID)*(RefrigerantACC[[DollarYear]:[DollarYear]]=aactive_DollarYr)*(RefrigerantACC[[ModelYear]:[ModelYear]]=$BV10+ ABS$5-1),0),MATCH("aCost",RefrigerantACC[#Headers],0)),0)* (1+active_WACC)^-($BV10-$BT10+ABS$5-1+0.5)* (1+active_InflationRate)^(aactive_DollarYr-$BT10)),"") | 1 | 1 | 1 | 1 | 1 | 1 | 1 | 1 | 1 | 1 | 1 | 1 | 1 | 1 | 1 | 1 | 1 | 1 | 1 | 1 | 1 | 1 | 1 | 1 | 1 | '=IFERROR(IF(ZK10="","",ZK10* IFERROR(INDEX(RefrigerantACC[#Data],MATCH(1,(RefrigerantACC[[RefrigerantACC_ID]:[RefrigerantACC_ID]]=active_RefrigerantACC_ID)*(RefrigerantACC[[DollarYear]:[DollarYear]]=aactive_DollarYr)*(RefrigerantACC[[ModelYear]:[ModelYear]]=$BV10+ ABS$5-1),0),MATCH("aCost",RefrigerantACC[#Headers],0)),0)* (1+active_WACC)^-($BV10-$BT10+ABS$5-1+0.5)* (1+active_InflationRate)^(aactive_DollarYr-$BT10)),"")
2 RACC | 748 | ABT | EOL_Costs_PreYr17 | =IFERROR(IF(ZL10="","",ZL10* IFERROR(INDEX(RefrigerantACC[#Data],MATCH(1,(RefrigerantACC[[RefrigerantACC_ID]:[RefrigerantACC_ID]]=active_RefrigerantACC_ID)*(RefrigerantACC[[DollarYear]:[DollarYear]]=aactive_DollarYr)*(RefrigerantACC[[ModelYear]:[ModelYear]]=$BV10+ ABT$5-1),0),MATCH("aCost",RefrigerantACC[#Headers],0)),0)* (1+active_WACC)^-($BV10-$BT10+ABT$5-1+0.5)* (1+active_InflationRate)^(aactive_DollarYr-$BT10)),"") | 1 | 1 | 1 | 1 | 1 | 1 | 1 | 1 | 1 | 1 | 1 | 1 | 1 | 1 | 1 | 1 | 1 | 1 | 1 | 1 | 1 | 1 | 1 | 1 | 1 | '=IFERROR(IF(ZL10="","",ZL10* IFERROR(INDEX(RefrigerantACC[#Data],MATCH(1,(RefrigerantACC[[RefrigerantACC_ID]:[RefrigerantACC_ID]]=active_RefrigerantACC_ID)*(RefrigerantACC[[DollarYear]:[DollarYear]]=aactive_DollarYr)*(RefrigerantACC[[ModelYear]:[ModelYear]]=$BV10+ ABT$5-1),0),MATCH("aCost",RefrigerantACC[#Headers],0)),0)* (1+active_WACC)^-($BV10-$BT10+ABT$5-1+0.5)* (1+active_InflationRate)^(aactive_DollarYr-$BT10)),"")
2 RACC | 749 | ABU | EOL_Costs_PreYr18 | =IFERROR(IF(ZM10="","",ZM10* IFERROR(INDEX(RefrigerantACC[#Data],MATCH(1,(RefrigerantACC[[RefrigerantACC_ID]:[RefrigerantACC_ID]]=active_RefrigerantACC_ID)*(RefrigerantACC[[DollarYear]:[DollarYear]]=aactive_DollarYr)*(RefrigerantACC[[ModelYear]:[ModelYear]]=$BV10+ ABU$5-1),0),MATCH("aCost",RefrigerantACC[#Headers],0)),0)* (1+active_WACC)^-($BV10-$BT10+ABU$5-1+0.5)* (1+active_InflationRate)^(aactive_DollarYr-$BT10)),"") | 1 | 1 | 1 | 1 | 1 | 1 | 1 | 1 | 1 | 1 | 1 | 1 | 1 | 1 | 1 | 1 | 1 | 1 | 1 | 1 | 1 | 1 | 1 | 1 | 1 | '=IFERROR(IF(ZM10="","",ZM10* IFERROR(INDEX(RefrigerantACC[#Data],MATCH(1,(RefrigerantACC[[RefrigerantACC_ID]:[RefrigerantACC_ID]]=active_RefrigerantACC_ID)*(RefrigerantACC[[DollarYear]:[DollarYear]]=aactive_DollarYr)*(RefrigerantACC[[ModelYear]:[ModelYear]]=$BV10+ ABU$5-1),0),MATCH("aCost",RefrigerantACC[#Headers],0)),0)* (1+active_WACC)^-($BV10-$BT10+ABU$5-1+0.5)* (1+active_InflationRate)^(aactive_DollarYr-$BT10)),"")
2 RACC | 750 | ABV | EOL_Costs_PreYr19 | =IFERROR(IF(ZN10="","",ZN10* IFERROR(INDEX(RefrigerantACC[#Data],MATCH(1,(RefrigerantACC[[RefrigerantACC_ID]:[RefrigerantACC_ID]]=active_RefrigerantACC_ID)*(RefrigerantACC[[DollarYear]:[DollarYear]]=aactive_DollarYr)*(RefrigerantACC[[ModelYear]:[ModelYear]]=$BV10+ ABV$5-1),0),MATCH("aCost",RefrigerantACC[#Headers],0)),0)* (1+active_WACC)^-($BV10-$BT10+ABV$5-1+0.5)* (1+active_InflationRate)^(aactive_DollarYr-$BT10)),"") | 1 | 1 | 1 | 1 | 1 | 1 | 1 | 1 | 1 | 1 | 1 | 1 | 1 | 1 | 1 | 1 | 1 | 1 | 1 | 1 | 1 | 1 | 1 | 1 | 1 | '=IFERROR(IF(ZN10="","",ZN10* IFERROR(INDEX(RefrigerantACC[#Data],MATCH(1,(RefrigerantACC[[RefrigerantACC_ID]:[RefrigerantACC_ID]]=active_RefrigerantACC_ID)*(RefrigerantACC[[DollarYear]:[DollarYear]]=aactive_DollarYr)*(RefrigerantACC[[ModelYear]:[ModelYear]]=$BV10+ ABV$5-1),0),MATCH("aCost",RefrigerantACC[#Headers],0)),0)* (1+active_WACC)^-($BV10-$BT10+ABV$5-1+0.5)* (1+active_InflationRate)^(aactive_DollarYr-$BT10)),"")
2 RACC | 751 | ABW | EOL_Costs_PreYr20 | =IFERROR(IF(ZO10="","",ZO10* IFERROR(INDEX(RefrigerantACC[#Data],MATCH(1,(RefrigerantACC[[RefrigerantACC_ID]:[RefrigerantACC_ID]]=active_RefrigerantACC_ID)*(RefrigerantACC[[DollarYear]:[DollarYear]]=aactive_DollarYr)*(RefrigerantACC[[ModelYear]:[ModelYear]]=$BV10+ ABW$5-1),0),MATCH("aCost",RefrigerantACC[#Headers],0)),0)* (1+active_WACC)^-($BV10-$BT10+ABW$5-1+0.5)* (1+active_InflationRate)^(aactive_DollarYr-$BT10)),"") | 1 | 1 | 1 | 1 | 1 | 1 | 1 | 1 | 1 | 1 | 1 | 1 | 1 | 1 | 1 | 1 | 1 | 1 | 1 | 1 | 1 | 1 | 1 | 1 | 1 | '=IFERROR(IF(ZO10="","",ZO10* IFERROR(INDEX(RefrigerantACC[#Data],MATCH(1,(RefrigerantACC[[RefrigerantACC_ID]:[RefrigerantACC_ID]]=active_RefrigerantACC_ID)*(RefrigerantACC[[DollarYear]:[DollarYear]]=aactive_DollarYr)*(RefrigerantACC[[ModelYear]:[ModelYear]]=$BV10+ ABW$5-1),0),MATCH("aCost",RefrigerantACC[#Headers],0)),0)* (1+active_WACC)^-($BV10-$BT10+ABW$5-1+0.5)* (1+active_InflationRate)^(aactive_DollarYr-$BT10)),"")
2 RACC | 752 | ABX | EOL_Costs_PreYr21 | =IFERROR(IF(ZP10="","",ZP10* IFERROR(INDEX(RefrigerantACC[#Data],MATCH(1,(RefrigerantACC[[RefrigerantACC_ID]:[RefrigerantACC_ID]]=active_RefrigerantACC_ID)*(RefrigerantACC[[DollarYear]:[DollarYear]]=aactive_DollarYr)*(RefrigerantACC[[ModelYear]:[ModelYear]]=$BV10+ ABX$5-1),0),MATCH("aCost",RefrigerantACC[#Headers],0)),0)* (1+active_WACC)^-($BV10-$BT10+ABX$5-1+0.5)* (1+active_InflationRate)^(aactive_DollarYr-$BT10)),"") | 1 | 1 | 1 | 1 | 1 | 1 | 1 | 1 | 1 | 1 | 1 | 1 | 1 | 1 | 1 | 1 | 1 | 1 | 1 | 1 | 1 | 1 | 1 | 1 | 1 | '=IFERROR(IF(ZP10="","",ZP10* IFERROR(INDEX(RefrigerantACC[#Data],MATCH(1,(RefrigerantACC[[RefrigerantACC_ID]:[RefrigerantACC_ID]]=active_RefrigerantACC_ID)*(RefrigerantACC[[DollarYear]:[DollarYear]]=aactive_DollarYr)*(RefrigerantACC[[ModelYear]:[ModelYear]]=$BV10+ ABX$5-1),0),MATCH("aCost",RefrigerantACC[#Headers],0)),0)* (1+active_WACC)^-($BV10-$BT10+ABX$5-1+0.5)* (1+active_InflationRate)^(aactive_DollarYr-$BT10)),"")
2 RACC | 753 | ABY | EOL_Costs_PreYr22 | =IFERROR(IF(ZQ10="","",ZQ10* IFERROR(INDEX(RefrigerantACC[#Data],MATCH(1,(RefrigerantACC[[RefrigerantACC_ID]:[RefrigerantACC_ID]]=active_RefrigerantACC_ID)*(RefrigerantACC[[DollarYear]:[DollarYear]]=aactive_DollarYr)*(RefrigerantACC[[ModelYear]:[ModelYear]]=$BV10+ ABY$5-1),0),MATCH("aCost",RefrigerantACC[#Headers],0)),0)* (1+active_WACC)^-($BV10-$BT10+ABY$5-1+0.5)* (1+active_InflationRate)^(aactive_DollarYr-$BT10)),"") | 1 | 1 | 1 | 1 | 1 | 1 | 1 | 1 | 1 | 1 | 1 | 1 | 1 | 1 | 1 | 1 | 1 | 1 | 1 | 1 | 1 | 1 | 1 | 1 | 1 | '=IFERROR(IF(ZQ10="","",ZQ10* IFERROR(INDEX(RefrigerantACC[#Data],MATCH(1,(RefrigerantACC[[RefrigerantACC_ID]:[RefrigerantACC_ID]]=active_RefrigerantACC_ID)*(RefrigerantACC[[DollarYear]:[DollarYear]]=aactive_DollarYr)*(RefrigerantACC[[ModelYear]:[ModelYear]]=$BV10+ ABY$5-1),0),MATCH("aCost",RefrigerantACC[#Headers],0)),0)* (1+active_WACC)^-($BV10-$BT10+ABY$5-1+0.5)* (1+active_InflationRate)^(aactive_DollarYr-$BT10)),"")
2 RACC | 754 | ABZ | EOL_Costs_PreYr23 | =IFERROR(IF(ZR10="","",ZR10* IFERROR(INDEX(RefrigerantACC[#Data],MATCH(1,(RefrigerantACC[[RefrigerantACC_ID]:[RefrigerantACC_ID]]=active_RefrigerantACC_ID)*(RefrigerantACC[[DollarYear]:[DollarYear]]=aactive_DollarYr)*(RefrigerantACC[[ModelYear]:[ModelYear]]=$BV10+ ABZ$5-1),0),MATCH("aCost",RefrigerantACC[#Headers],0)),0)* (1+active_WACC)^-($BV10-$BT10+ABZ$5-1+0.5)* (1+active_InflationRate)^(aactive_DollarYr-$BT10)),"") | 1 | 1 | 1 | 1 | 1 | 1 | 1 | 1 | 1 | 1 | 1 | 1 | 1 | 1 | 1 | 1 | 1 | 1 | 1 | 1 | 1 | 1 | 1 | 1 | 1 | '=IFERROR(IF(ZR10="","",ZR10* IFERROR(INDEX(RefrigerantACC[#Data],MATCH(1,(RefrigerantACC[[RefrigerantACC_ID]:[RefrigerantACC_ID]]=active_RefrigerantACC_ID)*(RefrigerantACC[[DollarYear]:[DollarYear]]=aactive_DollarYr)*(RefrigerantACC[[ModelYear]:[ModelYear]]=$BV10+ ABZ$5-1),0),MATCH("aCost",RefrigerantACC[#Headers],0)),0)* (1+active_WACC)^-($BV10-$BT10+ABZ$5-1+0.5)* (1+active_InflationRate)^(aactive_DollarYr-$BT10)),"")
2 RACC | 755 | ACA | EOL_Costs_PreYr24 | =IFERROR(IF(ZS10="","",ZS10* IFERROR(INDEX(RefrigerantACC[#Data],MATCH(1,(RefrigerantACC[[RefrigerantACC_ID]:[RefrigerantACC_ID]]=active_RefrigerantACC_ID)*(RefrigerantACC[[DollarYear]:[DollarYear]]=aactive_DollarYr)*(RefrigerantACC[[ModelYear]:[ModelYear]]=$BV10+ ACA$5-1),0),MATCH("aCost",RefrigerantACC[#Headers],0)),0)* (1+active_WACC)^-($BV10-$BT10+ACA$5-1+0.5)* (1+active_InflationRate)^(aactive_DollarYr-$BT10)),"") | 1 | 1 | 1 | 1 | 1 | 1 | 1 | 1 | 1 | 1 | 1 | 1 | 1 | 1 | 1 | 1 | 1 | 1 | 1 | 1 | 1 | 1 | 1 | 1 | 1 | '=IFERROR(IF(ZS10="","",ZS10* IFERROR(INDEX(RefrigerantACC[#Data],MATCH(1,(RefrigerantACC[[RefrigerantACC_ID]:[RefrigerantACC_ID]]=active_RefrigerantACC_ID)*(RefrigerantACC[[DollarYear]:[DollarYear]]=aactive_DollarYr)*(RefrigerantACC[[ModelYear]:[ModelYear]]=$BV10+ ACA$5-1),0),MATCH("aCost",RefrigerantACC[#Headers],0)),0)* (1+active_WACC)^-($BV10-$BT10+ACA$5-1+0.5)* (1+active_InflationRate)^(aactive_DollarYr-$BT10)),"")
2 RACC | 756 | ACB | EOL_Costs_PreYr25 | =IFERROR(IF(ZT10="","",ZT10* IFERROR(INDEX(RefrigerantACC[#Data],MATCH(1,(RefrigerantACC[[RefrigerantACC_ID]:[RefrigerantACC_ID]]=active_RefrigerantACC_ID)*(RefrigerantACC[[DollarYear]:[DollarYear]]=aactive_DollarYr)*(RefrigerantACC[[ModelYear]:[ModelYear]]=$BV10+ ACB$5-1),0),MATCH("aCost",RefrigerantACC[#Headers],0)),0)* (1+active_WACC)^-($BV10-$BT10+ACB$5-1+0.5)* (1+active_InflationRate)^(aactive_DollarYr-$BT10)),"") | 1 | 1 | 1 | 1 | 1 | 1 | 1 | 1 | 1 | 1 | 1 | 1 | 1 | 1 | 1 | 1 | 1 | 1 | 1 | 1 | 1 | 1 | 1 | 1 | 1 | '=IFERROR(IF(ZT10="","",ZT10* IFERROR(INDEX(RefrigerantACC[#Data],MATCH(1,(RefrigerantACC[[RefrigerantACC_ID]:[RefrigerantACC_ID]]=active_RefrigerantACC_ID)*(RefrigerantACC[[DollarYear]:[DollarYear]]=aactive_DollarYr)*(RefrigerantACC[[ModelYear]:[ModelYear]]=$BV10+ ACB$5-1),0),MATCH("aCost",RefrigerantACC[#Headers],0)),0)* (1+active_WACC)^-($BV10-$BT10+ACB$5-1+0.5)* (1+active_InflationRate)^(aactive_DollarYr-$BT10)),"")
2 RACC | 757 | ACC | EOL_Costs_PreYr26 | =IFERROR(IF(ZU10="","",ZU10* IFERROR(INDEX(RefrigerantACC[#Data],MATCH(1,(RefrigerantACC[[RefrigerantACC_ID]:[RefrigerantACC_ID]]=active_RefrigerantACC_ID)*(RefrigerantACC[[DollarYear]:[DollarYear]]=aactive_DollarYr)*(RefrigerantACC[[ModelYear]:[ModelYear]]=$BV10+ ACC$5-1),0),MATCH("aCost",RefrigerantACC[#Headers],0)),0)* (1+active_WACC)^-($BV10-$BT10+ACC$5-1+0.5)* (1+active_InflationRate)^(aactive_DollarYr-$BT10)),"") | 1 | 1 | 1 | 1 | 1 | 1 | 1 | 1 | 1 | 1 | 1 | 1 | 1 | 1 | 1 | 1 | 1 | 1 | 1 | 1 | 1 | 1 | 1 | 1 | 1 | '=IFERROR(IF(ZU10="","",ZU10* IFERROR(INDEX(RefrigerantACC[#Data],MATCH(1,(RefrigerantACC[[RefrigerantACC_ID]:[RefrigerantACC_ID]]=active_RefrigerantACC_ID)*(RefrigerantACC[[DollarYear]:[DollarYear]]=aactive_DollarYr)*(RefrigerantACC[[ModelYear]:[ModelYear]]=$BV10+ ACC$5-1),0),MATCH("aCost",RefrigerantACC[#Headers],0)),0)* (1+active_WACC)^-($BV10-$BT10+ACC$5-1+0.5)* (1+active_InflationRate)^(aactive_DollarYr-$BT10)),"")
2 RACC | 758 | ACD | EOL_Costs_PreYr27 | =IFERROR(IF(ZV10="","",ZV10* IFERROR(INDEX(RefrigerantACC[#Data],MATCH(1,(RefrigerantACC[[RefrigerantACC_ID]:[RefrigerantACC_ID]]=active_RefrigerantACC_ID)*(RefrigerantACC[[DollarYear]:[DollarYear]]=aactive_DollarYr)*(RefrigerantACC[[ModelYear]:[ModelYear]]=$BV10+ ACD$5-1),0),MATCH("aCost",RefrigerantACC[#Headers],0)),0)* (1+active_WACC)^-($BV10-$BT10+ACD$5-1+0.5)* (1+active_InflationRate)^(aactive_DollarYr-$BT10)),"") | 1 | 1 | 1 | 1 | 1 | 1 | 1 | 1 | 1 | 1 | 1 | 1 | 1 | 1 | 1 | 1 | 1 | 1 | 1 | 1 | 1 | 1 | 1 | 1 | 1 | '=IFERROR(IF(ZV10="","",ZV10* IFERROR(INDEX(RefrigerantACC[#Data],MATCH(1,(RefrigerantACC[[RefrigerantACC_ID]:[RefrigerantACC_ID]]=active_RefrigerantACC_ID)*(RefrigerantACC[[DollarYear]:[DollarYear]]=aactive_DollarYr)*(RefrigerantACC[[ModelYear]:[ModelYear]]=$BV10+ ACD$5-1),0),MATCH("aCost",RefrigerantACC[#Headers],0)),0)* (1+active_WACC)^-($BV10-$BT10+ACD$5-1+0.5)* (1+active_InflationRate)^(aactive_DollarYr-$BT10)),"")
2 RACC | 759 | ACE | EOL_Costs_PreYr28 | =IFERROR(IF(ZW10="","",ZW10* IFERROR(INDEX(RefrigerantACC[#Data],MATCH(1,(RefrigerantACC[[RefrigerantACC_ID]:[RefrigerantACC_ID]]=active_RefrigerantACC_ID)*(RefrigerantACC[[DollarYear]:[DollarYear]]=aactive_DollarYr)*(RefrigerantACC[[ModelYear]:[ModelYear]]=$BV10+ ACE$5-1),0),MATCH("aCost",RefrigerantACC[#Headers],0)),0)* (1+active_WACC)^-($BV10-$BT10+ACE$5-1+0.5)* (1+active_InflationRate)^(aactive_DollarYr-$BT10)),"") | 1 | 1 | 1 | 1 | 1 | 1 | 1 | 1 | 1 | 1 | 1 | 1 | 1 | 1 | 1 | 1 | 1 | 1 | 1 | 1 | 1 | 1 | 1 | 1 | 1 | '=IFERROR(IF(ZW10="","",ZW10* IFERROR(INDEX(RefrigerantACC[#Data],MATCH(1,(RefrigerantACC[[RefrigerantACC_ID]:[RefrigerantACC_ID]]=active_RefrigerantACC_ID)*(RefrigerantACC[[DollarYear]:[DollarYear]]=aactive_DollarYr)*(RefrigerantACC[[ModelYear]:[ModelYear]]=$BV10+ ACE$5-1),0),MATCH("aCost",RefrigerantACC[#Headers],0)),0)* (1+active_WACC)^-($BV10-$BT10+ACE$5-1+0.5)* (1+active_InflationRate)^(aactive_DollarYr-$BT10)),"")
2 RACC | 760 | ACF | EOL_Costs_PreYr29 | =IFERROR(IF(ZX10="","",ZX10* IFERROR(INDEX(RefrigerantACC[#Data],MATCH(1,(RefrigerantACC[[RefrigerantACC_ID]:[RefrigerantACC_ID]]=active_RefrigerantACC_ID)*(RefrigerantACC[[DollarYear]:[DollarYear]]=aactive_DollarYr)*(RefrigerantACC[[ModelYear]:[ModelYear]]=$BV10+ ACF$5-1),0),MATCH("aCost",RefrigerantACC[#Headers],0)),0)* (1+active_WACC)^-($BV10-$BT10+ACF$5-1+0.5)* (1+active_InflationRate)^(aactive_DollarYr-$BT10)),"") | 1 | 1 | 1 | 1 | 1 | 1 | 1 | 1 | 1 | 1 | 1 | 1 | 1 | 1 | 1 | 1 | 1 | 1 | 1 | 1 | 1 | 1 | 1 | 1 | 1 | '=IFERROR(IF(ZX10="","",ZX10* IFERROR(INDEX(RefrigerantACC[#Data],MATCH(1,(RefrigerantACC[[RefrigerantACC_ID]:[RefrigerantACC_ID]]=active_RefrigerantACC_ID)*(RefrigerantACC[[DollarYear]:[DollarYear]]=aactive_DollarYr)*(RefrigerantACC[[ModelYear]:[ModelYear]]=$BV10+ ACF$5-1),0),MATCH("aCost",RefrigerantACC[#Headers],0)),0)* (1+active_WACC)^-($BV10-$BT10+ACF$5-1+0.5)* (1+active_InflationRate)^(aactive_DollarYr-$BT10)),"")
2 RACC | 761 | ACG | EOL_Costs_PreYr30 | =IFERROR(IF(ZY10="","",ZY10* IFERROR(INDEX(RefrigerantACC[#Data],MATCH(1,(RefrigerantACC[[RefrigerantACC_ID]:[RefrigerantACC_ID]]=active_RefrigerantACC_ID)*(RefrigerantACC[[DollarYear]:[DollarYear]]=aactive_DollarYr)*(RefrigerantACC[[ModelYear]:[ModelYear]]=$BV10+ ACG$5-1),0),MATCH("aCost",RefrigerantACC[#Headers],0)),0)* (1+active_WACC)^-($BV10-$BT10+ACG$5-1+0.5)* (1+active_InflationRate)^(aactive_DollarYr-$BT10)),"") | 1 | 1 | 1 | 1 | 1 | 1 | 1 | 1 | 1 | 1 | 1 | 1 | 1 | 1 | 1 | 1 | 1 | 1 | 1 | 1 | 1 | 1 | 1 | 1 | 1 | '=IFERROR(IF(ZY10="","",ZY10* IFERROR(INDEX(RefrigerantACC[#Data],MATCH(1,(RefrigerantACC[[RefrigerantACC_ID]:[RefrigerantACC_ID]]=active_RefrigerantACC_ID)*(RefrigerantACC[[DollarYear]:[DollarYear]]=aactive_DollarYr)*(RefrigerantACC[[ModelYear]:[ModelYear]]=$BV10+ ACG$5-1),0),MATCH("aCost",RefrigerantACC[#Headers],0)),0)* (1+active_WACC)^-($BV10-$BT10+ACG$5-1+0.5)* (1+active_InflationRate)^(aactive_DollarYr-$BT10)),"")
2 RACC | 762 | ACH | Calculated_Annual_tCO2e_ExtYr01 | =IFERROR(IF(ACH$5>IF(OR($E10=MAT_AOE,$E10=MAT_BRO_Op),$AF10,$AE10),"",$CJ10),"") | 1 | 1 | 1 | 1 | 1 | 1 | 1 | 1 | 1 | 1 | 1 | 1 | 1 | 1 | 1 | 1 | 1 | 1 | 1 | 1 | 1 | 1 | 1 | 1 | 1 | '=IFERROR(IF(ACH$5>IF(OR($E10=MAT_AOE,$E10=MAT_BRO_Op),$AF10,$AE10),"",$CJ10),"")
2 RACC | 763 | ACI | Calculated_Annual_tCO2e_ExtYr02 | =IFERROR(IF(ACI$5>IF(OR($E10=MAT_AOE,$E10=MAT_BRO_Op),$AF10,$AE10),"",$CJ10),"") | 1 | 1 | 1 | 1 | 1 | 1 | 1 | 1 | 1 | 1 | 1 | 1 | 1 | 1 | 1 | 1 | 1 | 1 | 1 | 1 | 1 | 1 | 1 | 1 | 1 | '=IFERROR(IF(ACI$5>IF(OR($E10=MAT_AOE,$E10=MAT_BRO_Op),$AF10,$AE10),"",$CJ10),"")
2 RACC | 764 | ACJ | Calculated_Annual_tCO2e_ExtYr03 | =IFERROR(IF(ACJ$5>IF(OR($E10=MAT_AOE,$E10=MAT_BRO_Op),$AF10,$AE10),"",$CJ10),"") | 1 | 1 | 1 | 1 | 1 | 1 | 1 | 1 | 1 | 1 | 1 | 1 | 1 | 1 | 1 | 1 | 1 | 1 | 1 | 1 | 1 | 1 | 1 | 1 | 1 | '=IFERROR(IF(ACJ$5>IF(OR($E10=MAT_AOE,$E10=MAT_BRO_Op),$AF10,$AE10),"",$CJ10),"")
2 RACC | 765 | ACK | Calculated_Annual_tCO2e_ExtYr04 | =IFERROR(IF(ACK$5>IF(OR($E10=MAT_AOE,$E10=MAT_BRO_Op),$AF10,$AE10),"",$CJ10),"") | 1 | 1 | 1 | 1 | 1 | 1 | 1 | 1 | 1 | 1 | 1 | 1 | 1 | 1 | 1 | 1 | 1 | 1 | 1 | 1 | 1 | 1 | 1 | 1 | 1 | '=IFERROR(IF(ACK$5>IF(OR($E10=MAT_AOE,$E10=MAT_BRO_Op),$AF10,$AE10),"",$CJ10),"")
2 RACC | 766 | ACL | Calculated_Annual_tCO2e_ExtYr05 | =IFERROR(IF(ACL$5>IF(OR($E10=MAT_AOE,$E10=MAT_BRO_Op),$AF10,$AE10),"",$CJ10),"") | 1 | 1 | 1 | 1 | 1 | 1 | 1 | 1 | 1 | 1 | 1 | 1 | 1 | 1 | 1 | 1 | 1 | 1 | 1 | 1 | 1 | 1 | 1 | 1 | 1 | '=IFERROR(IF(ACL$5>IF(OR($E10=MAT_AOE,$E10=MAT_BRO_Op),$AF10,$AE10),"",$CJ10),"")
2 RACC | 767 | ACM | Calculated_Annual_tCO2e_ExtYr06 | =IFERROR(IF(ACM$5>IF(OR($E10=MAT_AOE,$E10=MAT_BRO_Op),$AF10,$AE10),"",$CJ10),"") | 1 | 1 | 1 | 1 | 1 | 1 | 1 | 1 | 1 | 1 | 1 | 1 | 1 | 1 | 1 | 1 | 1 | 1 | 1 | 1 | 1 | 1 | 1 | 1 | 1 | '=IFERROR(IF(ACM$5>IF(OR($E10=MAT_AOE,$E10=MAT_BRO_Op),$AF10,$AE10),"",$CJ10),"")
2 RACC | 768 | ACN | Calculated_Annual_tCO2e_ExtYr07 | =IFERROR(IF(ACN$5>IF(OR($E10=MAT_AOE,$E10=MAT_BRO_Op),$AF10,$AE10),"",$CJ10),"") | 1 | 1 | 1 | 1 | 1 | 1 | 1 | 1 | 1 | 1 | 1 | 1 | 1 | 1 | 1 | 1 | 1 | 1 | 1 | 1 | 1 | 1 | 1 | 1 | 1 | '=IFERROR(IF(ACN$5>IF(OR($E10=MAT_AOE,$E10=MAT_BRO_Op),$AF10,$AE10),"",$CJ10),"")
2 RACC | 769 | ACO | Calculated_Annual_tCO2e_ExtYr08 | =IFERROR(IF(ACO$5>IF(OR($E10=MAT_AOE,$E10=MAT_BRO_Op),$AF10,$AE10),"",$CJ10),"") | 1 | 1 | 1 | 1 | 1 | 1 | 1 | 1 | 1 | 1 | 1 | 1 | 1 | 1 | 1 | 1 | 1 | 1 | 1 | 1 | 1 | 1 | 1 | 1 | 1 | '=IFERROR(IF(ACO$5>IF(OR($E10=MAT_AOE,$E10=MAT_BRO_Op),$AF10,$AE10),"",$CJ10),"")
2 RACC | 770 | ACP | Calculated_Annual_tCO2e_ExtYr09 | =IFERROR(IF(ACP$5>IF(OR($E10=MAT_AOE,$E10=MAT_BRO_Op),$AF10,$AE10),"",$CJ10),"") | 1 | 1 | 1 | 1 | 1 | 1 | 1 | 1 | 1 | 1 | 1 | 1 | 1 | 1 | 1 | 1 | 1 | 1 | 1 | 1 | 1 | 1 | 1 | 1 | 1 | '=IFERROR(IF(ACP$5>IF(OR($E10=MAT_AOE,$E10=MAT_BRO_Op),$AF10,$AE10),"",$CJ10),"")
2 RACC | 771 | ACQ | Calculated_Annual_tCO2e_ExtYr10 | =IFERROR(IF(ACQ$5>IF(OR($E10=MAT_AOE,$E10=MAT_BRO_Op),$AF10,$AE10),"",$CJ10),"") | 1 | 1 | 1 | 1 | 1 | 1 | 1 | 1 | 1 | 1 | 1 | 1 | 1 | 1 | 1 | 1 | 1 | 1 | 1 | 1 | 1 | 1 | 1 | 1 | 1 | '=IFERROR(IF(ACQ$5>IF(OR($E10=MAT_AOE,$E10=MAT_BRO_Op),$AF10,$AE10),"",$CJ10),"")
2 RACC | 772 | ACR | Calculated_Annual_tCO2e_ExtYr11 | =IFERROR(IF(ACR$5>IF(OR($E10=MAT_AOE,$E10=MAT_BRO_Op),$AF10,$AE10),"",$CJ10),"") | 1 | 1 | 1 | 1 | 1 | 1 | 1 | 1 | 1 | 1 | 1 | 1 | 1 | 1 | 1 | 1 | 1 | 1 | 1 | 1 | 1 | 1 | 1 | 1 | 1 | '=IFERROR(IF(ACR$5>IF(OR($E10=MAT_AOE,$E10=MAT_BRO_Op),$AF10,$AE10),"",$CJ10),"")
2 RACC | 773 | ACS | Calculated_Annual_tCO2e_ExtYr12 | =IFERROR(IF(ACS$5>IF(OR($E10=MAT_AOE,$E10=MAT_BRO_Op),$AF10,$AE10),"",$CJ10),"") | 1 | 1 | 1 | 1 | 1 | 1 | 1 | 1 | 1 | 1 | 1 | 1 | 1 | 1 | 1 | 1 | 1 | 1 | 1 | 1 | 1 | 1 | 1 | 1 | 1 | '=IFERROR(IF(ACS$5>IF(OR($E10=MAT_AOE,$E10=MAT_BRO_Op),$AF10,$AE10),"",$CJ10),"")
2 RACC | 774 | ACT | Calculated_Annual_tCO2e_ExtYr13 | =IFERROR(IF(ACT$5>IF(OR($E10=MAT_AOE,$E10=MAT_BRO_Op),$AF10,$AE10),"",$CJ10),"") | 1 | 1 | 1 | 1 | 1 | 1 | 1 | 1 | 1 | 1 | 1 | 1 | 1 | 1 | 1 | 1 | 1 | 1 | 1 | 1 | 1 | 1 | 1 | 1 | 1 | '=IFERROR(IF(ACT$5>IF(OR($E10=MAT_AOE,$E10=MAT_BRO_Op),$AF10,$AE10),"",$CJ10),"")
2 RACC | 775 | ACU | Calculated_Annual_tCO2e_ExtYr14 | =IFERROR(IF(ACU$5>IF(OR($E10=MAT_AOE,$E10=MAT_BRO_Op),$AF10,$AE10),"",$CJ10),"") | 1 | 1 | 1 | 1 | 1 | 1 | 1 | 1 | 1 | 1 | 1 | 1 | 1 | 1 | 1 | 1 | 1 | 1 | 1 | 1 | 1 | 1 | 1 | 1 | 1 | '=IFERROR(IF(ACU$5>IF(OR($E10=MAT_AOE,$E10=MAT_BRO_Op),$AF10,$AE10),"",$CJ10),"")
2 RACC | 776 | ACV | Calculated_Annual_tCO2e_ExtYr15 | =IFERROR(IF(ACV$5>IF(OR($E10=MAT_AOE,$E10=MAT_BRO_Op),$AF10,$AE10),"",$CJ10),"") | 1 | 1 | 1 | 1 | 1 | 1 | 1 | 1 | 1 | 1 | 1 | 1 | 1 | 1 | 1 | 1 | 1 | 1 | 1 | 1 | 1 | 1 | 1 | 1 | 1 | '=IFERROR(IF(ACV$5>IF(OR($E10=MAT_AOE,$E10=MAT_BRO_Op),$AF10,$AE10),"",$CJ10),"")
2 RACC | 777 | ACW | Calculated_Annual_tCO2e_ExtYr16 | =IFERROR(IF(ACW$5>IF(OR($E10=MAT_AOE,$E10=MAT_BRO_Op),$AF10,$AE10),"",$CJ10),"") | 1 | 1 | 1 | 1 | 1 | 1 | 1 | 1 | 1 | 1 | 1 | 1 | 1 | 1 | 1 | 1 | 1 | 1 | 1 | 1 | 1 | 1 | 1 | 1 | 1 | '=IFERROR(IF(ACW$5>IF(OR($E10=MAT_AOE,$E10=MAT_BRO_Op),$AF10,$AE10),"",$CJ10),"")
2 RACC | 778 | ACX | Calculated_Annual_tCO2e_ExtYr17 | =IFERROR(IF(ACX$5>IF(OR($E10=MAT_AOE,$E10=MAT_BRO_Op),$AF10,$AE10),"",$CJ10),"") | 1 | 1 | 1 | 1 | 1 | 1 | 1 | 1 | 1 | 1 | 1 | 1 | 1 | 1 | 1 | 1 | 1 | 1 | 1 | 1 | 1 | 1 | 1 | 1 | 1 | '=IFERROR(IF(ACX$5>IF(OR($E10=MAT_AOE,$E10=MAT_BRO_Op),$AF10,$AE10),"",$CJ10),"")
2 RACC | 779 | ACY | Calculated_Annual_tCO2e_ExtYr18 | =IFERROR(IF(ACY$5>IF(OR($E10=MAT_AOE,$E10=MAT_BRO_Op),$AF10,$AE10),"",$CJ10),"") | 1 | 1 | 1 | 1 | 1 | 1 | 1 | 1 | 1 | 1 | 1 | 1 | 1 | 1 | 1 | 1 | 1 | 1 | 1 | 1 | 1 | 1 | 1 | 1 | 1 | '=IFERROR(IF(ACY$5>IF(OR($E10=MAT_AOE,$E10=MAT_BRO_Op),$AF10,$AE10),"",$CJ10),"")
2 RACC | 780 | ACZ | Calculated_Annual_tCO2e_ExtYr19 | =IFERROR(IF(ACZ$5>IF(OR($E10=MAT_AOE,$E10=MAT_BRO_Op),$AF10,$AE10),"",$CJ10),"") | 1 | 1 | 1 | 1 | 1 | 1 | 1 | 1 | 1 | 1 | 1 | 1 | 1 | 1 | 1 | 1 | 1 | 1 | 1 | 1 | 1 | 1 | 1 | 1 | 1 | '=IFERROR(IF(ACZ$5>IF(OR($E10=MAT_AOE,$E10=MAT_BRO_Op),$AF10,$AE10),"",$CJ10),"")
2 RACC | 781 | ADA | Calculated_Annual_tCO2e_ExtYr20 | =IFERROR(IF(ADA$5>IF(OR($E10=MAT_AOE,$E10=MAT_BRO_Op),$AF10,$AE10),"",$CJ10),"") | 1 | 1 | 1 | 1 | 1 | 1 | 1 | 1 | 1 | 1 | 1 | 1 | 1 | 1 | 1 | 1 | 1 | 1 | 1 | 1 | 1 | 1 | 1 | 1 | 1 | '=IFERROR(IF(ADA$5>IF(OR($E10=MAT_AOE,$E10=MAT_BRO_Op),$AF10,$AE10),"",$CJ10),"")
2 RACC | 782 | ADB | Calculated_Annual_tCO2e_ExtYr21 | =IFERROR(IF(ADB$5>IF(OR($E10=MAT_AOE,$E10=MAT_BRO_Op),$AF10,$AE10),"",$CJ10),"") | 1 | 1 | 1 | 1 | 1 | 1 | 1 | 1 | 1 | 1 | 1 | 1 | 1 | 1 | 1 | 1 | 1 | 1 | 1 | 1 | 1 | 1 | 1 | 1 | 1 | '=IFERROR(IF(ADB$5>IF(OR($E10=MAT_AOE,$E10=MAT_BRO_Op),$AF10,$AE10),"",$CJ10),"")
2 RACC | 783 | ADC | Calculated_Annual_tCO2e_ExtYr22 | =IFERROR(IF(ADC$5>IF(OR($E10=MAT_AOE,$E10=MAT_BRO_Op),$AF10,$AE10),"",$CJ10),"") | 1 | 1 | 1 | 1 | 1 | 1 | 1 | 1 | 1 | 1 | 1 | 1 | 1 | 1 | 1 | 1 | 1 | 1 | 1 | 1 | 1 | 1 | 1 | 1 | 1 | '=IFERROR(IF(ADC$5>IF(OR($E10=MAT_AOE,$E10=MAT_BRO_Op),$AF10,$AE10),"",$CJ10),"")
2 RACC | 784 | ADD | Calculated_Annual_tCO2e_ExtYr23 | =IFERROR(IF(ADD$5>IF(OR($E10=MAT_AOE,$E10=MAT_BRO_Op),$AF10,$AE10),"",$CJ10),"") | 1 | 1 | 1 | 1 | 1 | 1 | 1 | 1 | 1 | 1 | 1 | 1 | 1 | 1 | 1 | 1 | 1 | 1 | 1 | 1 | 1 | 1 | 1 | 1 | 1 | '=IFERROR(IF(ADD$5>IF(OR($E10=MAT_AOE,$E10=MAT_BRO_Op),$AF10,$AE10),"",$CJ10),"")
2 RACC | 785 | ADE | Calculated_Annual_tCO2e_ExtYr24 | =IFERROR(IF(ADE$5>IF(OR($E10=MAT_AOE,$E10=MAT_BRO_Op),$AF10,$AE10),"",$CJ10),"") | 1 | 1 | 1 | 1 | 1 | 1 | 1 | 1 | 1 | 1 | 1 | 1 | 1 | 1 | 1 | 1 | 1 | 1 | 1 | 1 | 1 | 1 | 1 | 1 | 1 | '=IFERROR(IF(ADE$5>IF(OR($E10=MAT_AOE,$E10=MAT_BRO_Op),$AF10,$AE10),"",$CJ10),"")
2 RACC | 786 | ADF | Calculated_Annual_tCO2e_ExtYr25 | =IFERROR(IF(ADF$5>IF(OR($E10=MAT_AOE,$E10=MAT_BRO_Op),$AF10,$AE10),"",$CJ10),"") | 1 | 1 | 1 | 1 | 1 | 1 | 1 | 1 | 1 | 1 | 1 | 1 | 1 | 1 | 1 | 1 | 1 | 1 | 1 | 1 | 1 | 1 | 1 | 1 | 1 | '=IFERROR(IF(ADF$5>IF(OR($E10=MAT_AOE,$E10=MAT_BRO_Op),$AF10,$AE10),"",$CJ10),"")
2 RACC | 787 | ADG | Calculated_Annual_tCO2e_ExtYr26 | =IFERROR(IF(ADG$5>IF(OR($E10=MAT_AOE,$E10=MAT_BRO_Op),$AF10,$AE10),"",$CJ10),"") | 1 | 1 | 1 | 1 | 1 | 1 | 1 | 1 | 1 | 1 | 1 | 1 | 1 | 1 | 1 | 1 | 1 | 1 | 1 | 1 | 1 | 1 | 1 | 1 | 1 | '=IFERROR(IF(ADG$5>IF(OR($E10=MAT_AOE,$E10=MAT_BRO_Op),$AF10,$AE10),"",$CJ10),"")
2 RACC | 788 | ADH | Calculated_Annual_tCO2e_ExtYr27 | =IFERROR(IF(ADH$5>IF(OR($E10=MAT_AOE,$E10=MAT_BRO_Op),$AF10,$AE10),"",$CJ10),"") | 1 | 1 | 1 | 1 | 1 | 1 | 1 | 1 | 1 | 1 | 1 | 1 | 1 | 1 | 1 | 1 | 1 | 1 | 1 | 1 | 1 | 1 | 1 | 1 | 1 | '=IFERROR(IF(ADH$5>IF(OR($E10=MAT_AOE,$E10=MAT_BRO_Op),$AF10,$AE10),"",$CJ10),"")
2 RACC | 789 | ADI | Calculated_Annual_tCO2e_ExtYr28 | =IFERROR(IF(ADI$5>IF(OR($E10=MAT_AOE,$E10=MAT_BRO_Op),$AF10,$AE10),"",$CJ10),"") | 1 | 1 | 1 | 1 | 1 | 1 | 1 | 1 | 1 | 1 | 1 | 1 | 1 | 1 | 1 | 1 | 1 | 1 | 1 | 1 | 1 | 1 | 1 | 1 | 1 | '=IFERROR(IF(ADI$5>IF(OR($E10=MAT_AOE,$E10=MAT_BRO_Op),$AF10,$AE10),"",$CJ10),"")
2 RACC | 790 | ADJ | Calculated_Annual_tCO2e_ExtYr29 | =IFERROR(IF(ADJ$5>IF(OR($E10=MAT_AOE,$E10=MAT_BRO_Op),$AF10,$AE10),"",$CJ10),"") | 1 | 1 | 1 | 1 | 1 | 1 | 1 | 1 | 1 | 1 | 1 | 1 | 1 | 1 | 1 | 1 | 1 | 1 | 1 | 1 | 1 | 1 | 1 | 1 | 1 | '=IFERROR(IF(ADJ$5>IF(OR($E10=MAT_AOE,$E10=MAT_BRO_Op),$AF10,$AE10),"",$CJ10),"")
2 RACC | 791 | ADK | Calculated_Annual_tCO2e_ExtYr30 | =IFERROR(IF(ADK$5>IF(OR($E10=MAT_AOE,$E10=MAT_BRO_Op),$AF10,$AE10),"",$CJ10),"") | 1 | 1 | 1 | 1 | 1 | 1 | 1 | 1 | 1 | 1 | 1 | 1 | 1 | 1 | 1 | 1 | 1 | 1 | 1 | 1 | 1 | 1 | 1 | 1 | 1 | '=IFERROR(IF(ADK$5>IF(OR($E10=MAT_AOE,$E10=MAT_BRO_Op),$AF10,$AE10),"",$CJ10),"")
2 RACC | 792 | ADL | Calculated_EOL_tCO2e_ExtYr01 | =IFERROR(IF(AND(MOD(ADL$5,$AE10)=0,OR($E10=MAT_AR,$E10=MAT_AOE,$E10=MAT_BRO_Op),ADL$5<=$AE10),$CN10,IF(AND(ADL$5<=$AE10,OR($E10=MAT_AR,$E10=MAT_AOE,$E10=MAT_BRO_Op)),0,"")),"") | 1 | 1 | 1 | 1 | 1 | 1 | 1 | 1 | 1 | 1 | 1 | 1 | 1 | 1 | 1 | 1 | 1 | 1 | 1 | 1 | 1 | 1 | 1 | 1 | 1 | '=IFERROR(IF(AND(MOD(ADL$5,$AE10)=0,OR($E10=MAT_AR,$E10=MAT_AOE,$E10=MAT_BRO_Op),ADL$5<=$AE10),$CN10,IF(AND(ADL$5<=$AE10,OR($E10=MAT_AR,$E10=MAT_AOE,$E10=MAT_BRO_Op)),0,"")),"")
2 RACC | 793 | ADM | Calculated_EOL_tCO2e_ExtYr02 | =IFERROR(IF(AND(MOD(ADM$5,$AE10)=0,OR($E10=MAT_AR,$E10=MAT_AOE,$E10=MAT_BRO_Op),ADM$5<=$AE10),$CN10,IF(AND(ADM$5<=$AE10,OR($E10=MAT_AR,$E10=MAT_AOE,$E10=MAT_BRO_Op)),0,"")),"") | 1 | 1 | 1 | 1 | 1 | 1 | 1 | 1 | 1 | 1 | 1 | 1 | 1 | 1 | 1 | 1 | 1 | 1 | 1 | 1 | 1 | 1 | 1 | 1 | 1 | '=IFERROR(IF(AND(MOD(ADM$5,$AE10)=0,OR($E10=MAT_AR,$E10=MAT_AOE,$E10=MAT_BRO_Op),ADM$5<=$AE10),$CN10,IF(AND(ADM$5<=$AE10,OR($E10=MAT_AR,$E10=MAT_AOE,$E10=MAT_BRO_Op)),0,"")),"")
2 RACC | 794 | ADN | Calculated_EOL_tCO2e_ExtYr03 | =IFERROR(IF(AND(MOD(ADN$5,$AE10)=0,OR($E10=MAT_AR,$E10=MAT_AOE,$E10=MAT_BRO_Op),ADN$5<=$AE10),$CN10,IF(AND(ADN$5<=$AE10,OR($E10=MAT_AR,$E10=MAT_AOE,$E10=MAT_BRO_Op)),0,"")),"") | 1 | 1 | 1 | 1 | 1 | 1 | 1 | 1 | 1 | 1 | 1 | 1 | 1 | 1 | 1 | 1 | 1 | 1 | 1 | 1 | 1 | 1 | 1 | 1 | 1 | '=IFERROR(IF(AND(MOD(ADN$5,$AE10)=0,OR($E10=MAT_AR,$E10=MAT_AOE,$E10=MAT_BRO_Op),ADN$5<=$AE10),$CN10,IF(AND(ADN$5<=$AE10,OR($E10=MAT_AR,$E10=MAT_AOE,$E10=MAT_BRO_Op)),0,"")),"")
2 RACC | 795 | ADO | Calculated_EOL_tCO2e_ExtYr04 | =IFERROR(IF(AND(MOD(ADO$5,$AE10)=0,OR($E10=MAT_AR,$E10=MAT_AOE,$E10=MAT_BRO_Op),ADO$5<=$AE10),$CN10,IF(AND(ADO$5<=$AE10,OR($E10=MAT_AR,$E10=MAT_AOE,$E10=MAT_BRO_Op)),0,"")),"") | 1 | 1 | 1 | 1 | 1 | 1 | 1 | 1 | 1 | 1 | 1 | 1 | 1 | 1 | 1 | 1 | 1 | 1 | 1 | 1 | 1 | 1 | 1 | 1 | 1 | '=IFERROR(IF(AND(MOD(ADO$5,$AE10)=0,OR($E10=MAT_AR,$E10=MAT_AOE,$E10=MAT_BRO_Op),ADO$5<=$AE10),$CN10,IF(AND(ADO$5<=$AE10,OR($E10=MAT_AR,$E10=MAT_AOE,$E10=MAT_BRO_Op)),0,"")),"")
2 RACC | 796 | ADP | Calculated_EOL_tCO2e_ExtYr05 | =IFERROR(IF(AND(MOD(ADP$5,$AE10)=0,OR($E10=MAT_AR,$E10=MAT_AOE,$E10=MAT_BRO_Op),ADP$5<=$AE10),$CN10,IF(AND(ADP$5<=$AE10,OR($E10=MAT_AR,$E10=MAT_AOE,$E10=MAT_BRO_Op)),0,"")),"") | 1 | 1 | 1 | 1 | 1 | 1 | 1 | 1 | 1 | 1 | 1 | 1 | 1 | 1 | 1 | 1 | 1 | 1 | 1 | 1 | 1 | 1 | 1 | 1 | 1 | '=IFERROR(IF(AND(MOD(ADP$5,$AE10)=0,OR($E10=MAT_AR,$E10=MAT_AOE,$E10=MAT_BRO_Op),ADP$5<=$AE10),$CN10,IF(AND(ADP$5<=$AE10,OR($E10=MAT_AR,$E10=MAT_AOE,$E10=MAT_BRO_Op)),0,"")),"")
2 RACC | 797 | ADQ | Calculated_EOL_tCO2e_ExtYr06 | =IFERROR(IF(AND(MOD(ADQ$5,$AE10)=0,OR($E10=MAT_AR,$E10=MAT_AOE,$E10=MAT_BRO_Op),ADQ$5<=$AE10),$CN10,IF(AND(ADQ$5<=$AE10,OR($E10=MAT_AR,$E10=MAT_AOE,$E10=MAT_BRO_Op)),0,"")),"") | 1 | 1 | 1 | 1 | 1 | 1 | 1 | 1 | 1 | 1 | 1 | 1 | 1 | 1 | 1 | 1 | 1 | 1 | 1 | 1 | 1 | 1 | 1 | 1 | 1 | '=IFERROR(IF(AND(MOD(ADQ$5,$AE10)=0,OR($E10=MAT_AR,$E10=MAT_AOE,$E10=MAT_BRO_Op),ADQ$5<=$AE10),$CN10,IF(AND(ADQ$5<=$AE10,OR($E10=MAT_AR,$E10=MAT_AOE,$E10=MAT_BRO_Op)),0,"")),"")
2 RACC | 798 | ADR | Calculated_EOL_tCO2e_ExtYr07 | =IFERROR(IF(AND(MOD(ADR$5,$AE10)=0,OR($E10=MAT_AR,$E10=MAT_AOE,$E10=MAT_BRO_Op),ADR$5<=$AE10),$CN10,IF(AND(ADR$5<=$AE10,OR($E10=MAT_AR,$E10=MAT_AOE,$E10=MAT_BRO_Op)),0,"")),"") | 1 | 1 | 1 | 1 | 1 | 1 | 1 | 1 | 1 | 1 | 1 | 1 | 1 | 1 | 1 | 1 | 1 | 1 | 1 | 1 | 1 | 1 | 1 | 1 | 1 | '=IFERROR(IF(AND(MOD(ADR$5,$AE10)=0,OR($E10=MAT_AR,$E10=MAT_AOE,$E10=MAT_BRO_Op),ADR$5<=$AE10),$CN10,IF(AND(ADR$5<=$AE10,OR($E10=MAT_AR,$E10=MAT_AOE,$E10=MAT_BRO_Op)),0,"")),"")
2 RACC | 799 | ADS | Calculated_EOL_tCO2e_ExtYr08 | =IFERROR(IF(AND(MOD(ADS$5,$AE10)=0,OR($E10=MAT_AR,$E10=MAT_AOE,$E10=MAT_BRO_Op),ADS$5<=$AE10),$CN10,IF(AND(ADS$5<=$AE10,OR($E10=MAT_AR,$E10=MAT_AOE,$E10=MAT_BRO_Op)),0,"")),"") | 1 | 1 | 1 | 1 | 1 | 1 | 1 | 1 | 1 | 1 | 1 | 1 | 1 | 1 | 1 | 1 | 1 | 1 | 1 | 1 | 1 | 1 | 1 | 1 | 1 | '=IFERROR(IF(AND(MOD(ADS$5,$AE10)=0,OR($E10=MAT_AR,$E10=MAT_AOE,$E10=MAT_BRO_Op),ADS$5<=$AE10),$CN10,IF(AND(ADS$5<=$AE10,OR($E10=MAT_AR,$E10=MAT_AOE,$E10=MAT_BRO_Op)),0,"")),"")
2 RACC | 800 | ADT | Calculated_EOL_tCO2e_ExtYr09 | =IFERROR(IF(AND(MOD(ADT$5,$AE10)=0,OR($E10=MAT_AR,$E10=MAT_AOE,$E10=MAT_BRO_Op),ADT$5<=$AE10),$CN10,IF(AND(ADT$5<=$AE10,OR($E10=MAT_AR,$E10=MAT_AOE,$E10=MAT_BRO_Op)),0,"")),"") | 1 | 1 | 1 | 1 | 1 | 1 | 1 | 1 | 1 | 1 | 1 | 1 | 1 | 1 | 1 | 1 | 1 | 1 | 1 | 1 | 1 | 1 | 1 | 1 | 1 | '=IFERROR(IF(AND(MOD(ADT$5,$AE10)=0,OR($E10=MAT_AR,$E10=MAT_AOE,$E10=MAT_BRO_Op),ADT$5<=$AE10),$CN10,IF(AND(ADT$5<=$AE10,OR($E10=MAT_AR,$E10=MAT_AOE,$E10=MAT_BRO_Op)),0,"")),"")
2 RACC | 801 | ADU | Calculated_EOL_tCO2e_ExtYr10 | =IFERROR(IF(AND(MOD(ADU$5,$AE10)=0,OR($E10=MAT_AR,$E10=MAT_AOE,$E10=MAT_BRO_Op),ADU$5<=$AE10),$CN10,IF(AND(ADU$5<=$AE10,OR($E10=MAT_AR,$E10=MAT_AOE,$E10=MAT_BRO_Op)),0,"")),"") | 1 | 1 | 1 | 1 | 1 | 1 | 1 | 1 | 1 | 1 | 1 | 1 | 1 | 1 | 1 | 1 | 1 | 1 | 1 | 1 | 1 | 1 | 1 | 1 | 1 | '=IFERROR(IF(AND(MOD(ADU$5,$AE10)=0,OR($E10=MAT_AR,$E10=MAT_AOE,$E10=MAT_BRO_Op),ADU$5<=$AE10),$CN10,IF(AND(ADU$5<=$AE10,OR($E10=MAT_AR,$E10=MAT_AOE,$E10=MAT_BRO_Op)),0,"")),"")
2 RACC | 802 | ADV | Calculated_EOL_tCO2e_ExtYr11 | =IFERROR(IF(AND(MOD(ADV$5,$AE10)=0,OR($E10=MAT_AR,$E10=MAT_AOE,$E10=MAT_BRO_Op),ADV$5<=$AE10),$CN10,IF(AND(ADV$5<=$AE10,OR($E10=MAT_AR,$E10=MAT_AOE,$E10=MAT_BRO_Op)),0,"")),"") | 1 | 1 | 1 | 1 | 1 | 1 | 1 | 1 | 1 | 1 | 1 | 1 | 1 | 1 | 1 | 1 | 1 | 1 | 1 | 1 | 1 | 1 | 1 | 1 | 1 | '=IFERROR(IF(AND(MOD(ADV$5,$AE10)=0,OR($E10=MAT_AR,$E10=MAT_AOE,$E10=MAT_BRO_Op),ADV$5<=$AE10),$CN10,IF(AND(ADV$5<=$AE10,OR($E10=MAT_AR,$E10=MAT_AOE,$E10=MAT_BRO_Op)),0,"")),"")
2 RACC | 803 | ADW | Calculated_EOL_tCO2e_ExtYr12 | =IFERROR(IF(AND(MOD(ADW$5,$AE10)=0,OR($E10=MAT_AR,$E10=MAT_AOE,$E10=MAT_BRO_Op),ADW$5<=$AE10),$CN10,IF(AND(ADW$5<=$AE10,OR($E10=MAT_AR,$E10=MAT_AOE,$E10=MAT_BRO_Op)),0,"")),"") | 1 | 1 | 1 | 1 | 1 | 1 | 1 | 1 | 1 | 1 | 1 | 1 | 1 | 1 | 1 | 1 | 1 | 1 | 1 | 1 | 1 | 1 | 1 | 1 | 1 | '=IFERROR(IF(AND(MOD(ADW$5,$AE10)=0,OR($E10=MAT_AR,$E10=MAT_AOE,$E10=MAT_BRO_Op),ADW$5<=$AE10),$CN10,IF(AND(ADW$5<=$AE10,OR($E10=MAT_AR,$E10=MAT_AOE,$E10=MAT_BRO_Op)),0,"")),"")
2 RACC | 804 | ADX | Calculated_EOL_tCO2e_ExtYr13 | =IFERROR(IF(AND(MOD(ADX$5,$AE10)=0,OR($E10=MAT_AR,$E10=MAT_AOE,$E10=MAT_BRO_Op),ADX$5<=$AE10),$CN10,IF(AND(ADX$5<=$AE10,OR($E10=MAT_AR,$E10=MAT_AOE,$E10=MAT_BRO_Op)),0,"")),"") | 1 | 1 | 1 | 1 | 1 | 1 | 1 | 1 | 1 | 1 | 1 | 1 | 1 | 1 | 1 | 1 | 1 | 1 | 1 | 1 | 1 | 1 | 1 | 1 | 1 | '=IFERROR(IF(AND(MOD(ADX$5,$AE10)=0,OR($E10=MAT_AR,$E10=MAT_AOE,$E10=MAT_BRO_Op),ADX$5<=$AE10),$CN10,IF(AND(ADX$5<=$AE10,OR($E10=MAT_AR,$E10=MAT_AOE,$E10=MAT_BRO_Op)),0,"")),"")
2 RACC | 805 | ADY | Calculated_EOL_tCO2e_ExtYr14 | =IFERROR(IF(AND(MOD(ADY$5,$AE10)=0,OR($E10=MAT_AR,$E10=MAT_AOE,$E10=MAT_BRO_Op),ADY$5<=$AE10),$CN10,IF(AND(ADY$5<=$AE10,OR($E10=MAT_AR,$E10=MAT_AOE,$E10=MAT_BRO_Op)),0,"")),"") | 1 | 1 | 1 | 1 | 1 | 1 | 1 | 1 | 1 | 1 | 1 | 1 | 1 | 1 | 1 | 1 | 1 | 1 | 1 | 1 | 1 | 1 | 1 | 1 | 1 | '=IFERROR(IF(AND(MOD(ADY$5,$AE10)=0,OR($E10=MAT_AR,$E10=MAT_AOE,$E10=MAT_BRO_Op),ADY$5<=$AE10),$CN10,IF(AND(ADY$5<=$AE10,OR($E10=MAT_AR,$E10=MAT_AOE,$E10=MAT_BRO_Op)),0,"")),"")
2 RACC | 806 | ADZ | Calculated_EOL_tCO2e_ExtYr15 | =IFERROR(IF(AND(MOD(ADZ$5,$AE10)=0,OR($E10=MAT_AR,$E10=MAT_AOE,$E10=MAT_BRO_Op),ADZ$5<=$AE10),$CN10,IF(AND(ADZ$5<=$AE10,OR($E10=MAT_AR,$E10=MAT_AOE,$E10=MAT_BRO_Op)),0,"")),"") | 1 | 1 | 1 | 1 | 1 | 1 | 1 | 1 | 1 | 1 | 1 | 1 | 1 | 1 | 1 | 1 | 1 | 1 | 1 | 1 | 1 | 1 | 1 | 1 | 1 | '=IFERROR(IF(AND(MOD(ADZ$5,$AE10)=0,OR($E10=MAT_AR,$E10=MAT_AOE,$E10=MAT_BRO_Op),ADZ$5<=$AE10),$CN10,IF(AND(ADZ$5<=$AE10,OR($E10=MAT_AR,$E10=MAT_AOE,$E10=MAT_BRO_Op)),0,"")),"")
2 RACC | 807 | AEA | Calculated_EOL_tCO2e_ExtYr16 | =IFERROR(IF(AND(MOD(AEA$5,$AE10)=0,OR($E10=MAT_AR,$E10=MAT_AOE,$E10=MAT_BRO_Op),AEA$5<=$AE10),$CN10,IF(AND(AEA$5<=$AE10,OR($E10=MAT_AR,$E10=MAT_AOE,$E10=MAT_BRO_Op)),0,"")),"") | 1 | 1 | 1 | 1 | 1 | 1 | 1 | 1 | 1 | 1 | 1 | 1 | 1 | 1 | 1 | 1 | 1 | 1 | 1 | 1 | 1 | 1 | 1 | 1 | 1 | '=IFERROR(IF(AND(MOD(AEA$5,$AE10)=0,OR($E10=MAT_AR,$E10=MAT_AOE,$E10=MAT_BRO_Op),AEA$5<=$AE10),$CN10,IF(AND(AEA$5<=$AE10,OR($E10=MAT_AR,$E10=MAT_AOE,$E10=MAT_BRO_Op)),0,"")),"")
2 RACC | 808 | AEB | Calculated_EOL_tCO2e_ExtYr17 | =IFERROR(IF(AND(MOD(AEB$5,$AE10)=0,OR($E10=MAT_AR,$E10=MAT_AOE,$E10=MAT_BRO_Op),AEB$5<=$AE10),$CN10,IF(AND(AEB$5<=$AE10,OR($E10=MAT_AR,$E10=MAT_AOE,$E10=MAT_BRO_Op)),0,"")),"") | 1 | 1 | 1 | 1 | 1 | 1 | 1 | 1 | 1 | 1 | 1 | 1 | 1 | 1 | 1 | 1 | 1 | 1 | 1 | 1 | 1 | 1 | 1 | 1 | 1 | '=IFERROR(IF(AND(MOD(AEB$5,$AE10)=0,OR($E10=MAT_AR,$E10=MAT_AOE,$E10=MAT_BRO_Op),AEB$5<=$AE10),$CN10,IF(AND(AEB$5<=$AE10,OR($E10=MAT_AR,$E10=MAT_AOE,$E10=MAT_BRO_Op)),0,"")),"")
2 RACC | 809 | AEC | Calculated_EOL_tCO2e_ExtYr18 | =IFERROR(IF(AND(MOD(AEC$5,$AE10)=0,OR($E10=MAT_AR,$E10=MAT_AOE,$E10=MAT_BRO_Op),AEC$5<=$AE10),$CN10,IF(AND(AEC$5<=$AE10,OR($E10=MAT_AR,$E10=MAT_AOE,$E10=MAT_BRO_Op)),0,"")),"") | 1 | 1 | 1 | 1 | 1 | 1 | 1 | 1 | 1 | 1 | 1 | 1 | 1 | 1 | 1 | 1 | 1 | 1 | 1 | 1 | 1 | 1 | 1 | 1 | 1 | '=IFERROR(IF(AND(MOD(AEC$5,$AE10)=0,OR($E10=MAT_AR,$E10=MAT_AOE,$E10=MAT_BRO_Op),AEC$5<=$AE10),$CN10,IF(AND(AEC$5<=$AE10,OR($E10=MAT_AR,$E10=MAT_AOE,$E10=MAT_BRO_Op)),0,"")),"")
2 RACC | 810 | AED | Calculated_EOL_tCO2e_ExtYr19 | =IFERROR(IF(AND(MOD(AED$5,$AE10)=0,OR($E10=MAT_AR,$E10=MAT_AOE,$E10=MAT_BRO_Op),AED$5<=$AE10),$CN10,IF(AND(AED$5<=$AE10,OR($E10=MAT_AR,$E10=MAT_AOE,$E10=MAT_BRO_Op)),0,"")),"") | 1 | 1 | 1 | 1 | 1 | 1 | 1 | 1 | 1 | 1 | 1 | 1 | 1 | 1 | 1 | 1 | 1 | 1 | 1 | 1 | 1 | 1 | 1 | 1 | 1 | '=IFERROR(IF(AND(MOD(AED$5,$AE10)=0,OR($E10=MAT_AR,$E10=MAT_AOE,$E10=MAT_BRO_Op),AED$5<=$AE10),$CN10,IF(AND(AED$5<=$AE10,OR($E10=MAT_AR,$E10=MAT_AOE,$E10=MAT_BRO_Op)),0,"")),"")
2 RACC | 811 | AEE | Calculated_EOL_tCO2e_ExtYr20 | =IFERROR(IF(AND(MOD(AEE$5,$AE10)=0,OR($E10=MAT_AR,$E10=MAT_AOE,$E10=MAT_BRO_Op),AEE$5<=$AE10),$CN10,IF(AND(AEE$5<=$AE10,OR($E10=MAT_AR,$E10=MAT_AOE,$E10=MAT_BRO_Op)),0,"")),"") | 1 | 1 | 1 | 1 | 1 | 1 | 1 | 1 | 1 | 1 | 1 | 1 | 1 | 1 | 1 | 1 | 1 | 1 | 1 | 1 | 1 | 1 | 1 | 1 | 1 | '=IFERROR(IF(AND(MOD(AEE$5,$AE10)=0,OR($E10=MAT_AR,$E10=MAT_AOE,$E10=MAT_BRO_Op),AEE$5<=$AE10),$CN10,IF(AND(AEE$5<=$AE10,OR($E10=MAT_AR,$E10=MAT_AOE,$E10=MAT_BRO_Op)),0,"")),"")
2 RACC | 812 | AEF | Calculated_EOL_tCO2e_ExtYr21 | =IFERROR(IF(AND(MOD(AEF$5,$AE10)=0,OR($E10=MAT_AR,$E10=MAT_AOE,$E10=MAT_BRO_Op),AEF$5<=$AE10),$CN10,IF(AND(AEF$5<=$AE10,OR($E10=MAT_AR,$E10=MAT_AOE,$E10=MAT_BRO_Op)),0,"")),"") | 1 | 1 | 1 | 1 | 1 | 1 | 1 | 1 | 1 | 1 | 1 | 1 | 1 | 1 | 1 | 1 | 1 | 1 | 1 | 1 | 1 | 1 | 1 | 1 | 1 | '=IFERROR(IF(AND(MOD(AEF$5,$AE10)=0,OR($E10=MAT_AR,$E10=MAT_AOE,$E10=MAT_BRO_Op),AEF$5<=$AE10),$CN10,IF(AND(AEF$5<=$AE10,OR($E10=MAT_AR,$E10=MAT_AOE,$E10=MAT_BRO_Op)),0,"")),"")
2 RACC | 813 | AEG | Calculated_EOL_tCO2e_ExtYr22 | =IFERROR(IF(AND(MOD(AEG$5,$AE10)=0,OR($E10=MAT_AR,$E10=MAT_AOE,$E10=MAT_BRO_Op),AEG$5<=$AE10),$CN10,IF(AND(AEG$5<=$AE10,OR($E10=MAT_AR,$E10=MAT_AOE,$E10=MAT_BRO_Op)),0,"")),"") | 1 | 1 | 1 | 1 | 1 | 1 | 1 | 1 | 1 | 1 | 1 | 1 | 1 | 1 | 1 | 1 | 1 | 1 | 1 | 1 | 1 | 1 | 1 | 1 | 1 | '=IFERROR(IF(AND(MOD(AEG$5,$AE10)=0,OR($E10=MAT_AR,$E10=MAT_AOE,$E10=MAT_BRO_Op),AEG$5<=$AE10),$CN10,IF(AND(AEG$5<=$AE10,OR($E10=MAT_AR,$E10=MAT_AOE,$E10=MAT_BRO_Op)),0,"")),"")
2 RACC | 814 | AEH | Calculated_EOL_tCO2e_ExtYr23 | =IFERROR(IF(AND(MOD(AEH$5,$AE10)=0,OR($E10=MAT_AR,$E10=MAT_AOE,$E10=MAT_BRO_Op),AEH$5<=$AE10),$CN10,IF(AND(AEH$5<=$AE10,OR($E10=MAT_AR,$E10=MAT_AOE,$E10=MAT_BRO_Op)),0,"")),"") | 1 | 1 | 1 | 1 | 1 | 1 | 1 | 1 | 1 | 1 | 1 | 1 | 1 | 1 | 1 | 1 | 1 | 1 | 1 | 1 | 1 | 1 | 1 | 1 | 1 | '=IFERROR(IF(AND(MOD(AEH$5,$AE10)=0,OR($E10=MAT_AR,$E10=MAT_AOE,$E10=MAT_BRO_Op),AEH$5<=$AE10),$CN10,IF(AND(AEH$5<=$AE10,OR($E10=MAT_AR,$E10=MAT_AOE,$E10=MAT_BRO_Op)),0,"")),"")
2 RACC | 815 | AEI | Calculated_EOL_tCO2e_ExtYr24 | =IFERROR(IF(AND(MOD(AEI$5,$AE10)=0,OR($E10=MAT_AR,$E10=MAT_AOE,$E10=MAT_BRO_Op),AEI$5<=$AE10),$CN10,IF(AND(AEI$5<=$AE10,OR($E10=MAT_AR,$E10=MAT_AOE,$E10=MAT_BRO_Op)),0,"")),"") | 1 | 1 | 1 | 1 | 1 | 1 | 1 | 1 | 1 | 1 | 1 | 1 | 1 | 1 | 1 | 1 | 1 | 1 | 1 | 1 | 1 | 1 | 1 | 1 | 1 | '=IFERROR(IF(AND(MOD(AEI$5,$AE10)=0,OR($E10=MAT_AR,$E10=MAT_AOE,$E10=MAT_BRO_Op),AEI$5<=$AE10),$CN10,IF(AND(AEI$5<=$AE10,OR($E10=MAT_AR,$E10=MAT_AOE,$E10=MAT_BRO_Op)),0,"")),"")
2 RACC | 816 | AEJ | Calculated_EOL_tCO2e_ExtYr25 | =IFERROR(IF(AND(MOD(AEJ$5,$AE10)=0,OR($E10=MAT_AR,$E10=MAT_AOE,$E10=MAT_BRO_Op),AEJ$5<=$AE10),$CN10,IF(AND(AEJ$5<=$AE10,OR($E10=MAT_AR,$E10=MAT_AOE,$E10=MAT_BRO_Op)),0,"")),"") | 1 | 1 | 1 | 1 | 1 | 1 | 1 | 1 | 1 | 1 | 1 | 1 | 1 | 1 | 1 | 1 | 1 | 1 | 1 | 1 | 1 | 1 | 1 | 1 | 1 | '=IFERROR(IF(AND(MOD(AEJ$5,$AE10)=0,OR($E10=MAT_AR,$E10=MAT_AOE,$E10=MAT_BRO_Op),AEJ$5<=$AE10),$CN10,IF(AND(AEJ$5<=$AE10,OR($E10=MAT_AR,$E10=MAT_AOE,$E10=MAT_BRO_Op)),0,"")),"")
2 RACC | 817 | AEK | Calculated_EOL_tCO2e_ExtYr26 | =IFERROR(IF(AND(MOD(AEK$5,$AE10)=0,OR($E10=MAT_AR,$E10=MAT_AOE,$E10=MAT_BRO_Op),AEK$5<=$AE10),$CN10,IF(AND(AEK$5<=$AE10,OR($E10=MAT_AR,$E10=MAT_AOE,$E10=MAT_BRO_Op)),0,"")),"") | 1 | 1 | 1 | 1 | 1 | 1 | 1 | 1 | 1 | 1 | 1 | 1 | 1 | 1 | 1 | 1 | 1 | 1 | 1 | 1 | 1 | 1 | 1 | 1 | 1 | '=IFERROR(IF(AND(MOD(AEK$5,$AE10)=0,OR($E10=MAT_AR,$E10=MAT_AOE,$E10=MAT_BRO_Op),AEK$5<=$AE10),$CN10,IF(AND(AEK$5<=$AE10,OR($E10=MAT_AR,$E10=MAT_AOE,$E10=MAT_BRO_Op)),0,"")),"")
2 RACC | 818 | AEL | Calculated_EOL_tCO2e_ExtYr27 | =IFERROR(IF(AND(MOD(AEL$5,$AE10)=0,OR($E10=MAT_AR,$E10=MAT_AOE,$E10=MAT_BRO_Op),AEL$5<=$AE10),$CN10,IF(AND(AEL$5<=$AE10,OR($E10=MAT_AR,$E10=MAT_AOE,$E10=MAT_BRO_Op)),0,"")),"") | 1 | 1 | 1 | 1 | 1 | 1 | 1 | 1 | 1 | 1 | 1 | 1 | 1 | 1 | 1 | 1 | 1 | 1 | 1 | 1 | 1 | 1 | 1 | 1 | 1 | '=IFERROR(IF(AND(MOD(AEL$5,$AE10)=0,OR($E10=MAT_AR,$E10=MAT_AOE,$E10=MAT_BRO_Op),AEL$5<=$AE10),$CN10,IF(AND(AEL$5<=$AE10,OR($E10=MAT_AR,$E10=MAT_AOE,$E10=MAT_BRO_Op)),0,"")),"")
2 RACC | 819 | AEM | Calculated_EOL_tCO2e_ExtYr28 | =IFERROR(IF(AND(MOD(AEM$5,$AE10)=0,OR($E10=MAT_AR,$E10=MAT_AOE,$E10=MAT_BRO_Op),AEM$5<=$AE10),$CN10,IF(AND(AEM$5<=$AE10,OR($E10=MAT_AR,$E10=MAT_AOE,$E10=MAT_BRO_Op)),0,"")),"") | 1 | 1 | 1 | 1 | 1 | 1 | 1 | 1 | 1 | 1 | 1 | 1 | 1 | 1 | 1 | 1 | 1 | 1 | 1 | 1 | 1 | 1 | 1 | 1 | 1 | '=IFERROR(IF(AND(MOD(AEM$5,$AE10)=0,OR($E10=MAT_AR,$E10=MAT_AOE,$E10=MAT_BRO_Op),AEM$5<=$AE10),$CN10,IF(AND(AEM$5<=$AE10,OR($E10=MAT_AR,$E10=MAT_AOE,$E10=MAT_BRO_Op)),0,"")),"")
2 RACC | 820 | AEN | Calculated_EOL_tCO2e_ExtYr29 | =IFERROR(IF(AND(MOD(AEN$5,$AE10)=0,OR($E10=MAT_AR,$E10=MAT_AOE,$E10=MAT_BRO_Op),AEN$5<=$AE10),$CN10,IF(AND(AEN$5<=$AE10,OR($E10=MAT_AR,$E10=MAT_AOE,$E10=MAT_BRO_Op)),0,"")),"") | 1 | 1 | 1 | 1 | 1 | 1 | 1 | 1 | 1 | 1 | 1 | 1 | 1 | 1 | 1 | 1 | 1 | 1 | 1 | 1 | 1 | 1 | 1 | 1 | 1 | '=IFERROR(IF(AND(MOD(AEN$5,$AE10)=0,OR($E10=MAT_AR,$E10=MAT_AOE,$E10=MAT_BRO_Op),AEN$5<=$AE10),$CN10,IF(AND(AEN$5<=$AE10,OR($E10=MAT_AR,$E10=MAT_AOE,$E10=MAT_BRO_Op)),0,"")),"")
2 RACC | 821 | AEO | Calculated_EOL_tCO2e_ExtYr30 | =IFERROR(IF(AND(MOD(AEO$5,$AE10)=0,OR($E10=MAT_AR,$E10=MAT_AOE,$E10=MAT_BRO_Op),AEO$5<=$AE10),$CN10,IF(AND(AEO$5<=$AE10,OR($E10=MAT_AR,$E10=MAT_AOE,$E10=MAT_BRO_Op)),0,"")),"") | 1 | 1 | 1 | 1 | 1 | 1 | 1 | 1 | 1 | 1 | 1 | 1 | 1 | 1 | 1 | 1 | 1 | 1 | 1 | 1 | 1 | 1 | 1 | 1 | 1 | '=IFERROR(IF(AND(MOD(AEO$5,$AE10)=0,OR($E10=MAT_AR,$E10=MAT_AOE,$E10=MAT_BRO_Op),AEO$5<=$AE10),$CN10,IF(AND(AEO$5<=$AE10,OR($E10=MAT_AR,$E10=MAT_AOE,$E10=MAT_BRO_Op)),0,"")),"")
2 RACC | 822 | AEP | Considered_Annual_tCO2e_ExtYr01 | =IFERROR(IF(OR(ISBLANK($E10),$E10=MAT_NR),"",IF(OR(AEP$5>$AE10,IFERROR(AEP$5<($BT10-$BW10+1),TRUE)),0,IF(OR($E10=MAT_AOE,$E10=MAT_AR,$E10=MAT_BRO_Op),$CJ10,""))),"") | 1 | 1 | 1 | 1 | 1 | 1 | 1 | 1 | 1 | 1 | 1 | 1 | 1 | 1 | 1 | 1 | 1 | 1 | 1 | 1 | 1 | 1 | 1 | 1 | 1 | '=IFERROR(IF(OR(ISBLANK($E10),$E10=MAT_NR),"",IF(OR(AEP$5>$AE10,IFERROR(AEP$5<($BT10-$BW10+1),TRUE)),0,IF(OR($E10=MAT_AOE,$E10=MAT_AR,$E10=MAT_BRO_Op),$CJ10,""))),"")
2 RACC | 823 | AEQ | Considered_Annual_tCO2e_ExtYr02 | =IFERROR(IF(OR(ISBLANK($E10),$E10=MAT_NR),"",IF(OR(AEQ$5>$AE10,IFERROR(AEQ$5<($BT10-$BW10+1),TRUE)),0,IF(OR($E10=MAT_AOE,$E10=MAT_AR,$E10=MAT_BRO_Op),$CJ10,""))),"") | 1 | 1 | 1 | 1 | 1 | 1 | 1 | 1 | 1 | 1 | 1 | 1 | 1 | 1 | 1 | 1 | 1 | 1 | 1 | 1 | 1 | 1 | 1 | 1 | 1 | '=IFERROR(IF(OR(ISBLANK($E10),$E10=MAT_NR),"",IF(OR(AEQ$5>$AE10,IFERROR(AEQ$5<($BT10-$BW10+1),TRUE)),0,IF(OR($E10=MAT_AOE,$E10=MAT_AR,$E10=MAT_BRO_Op),$CJ10,""))),"")
2 RACC | 824 | AER | Considered_Annual_tCO2e_ExtYr03 | =IFERROR(IF(OR(ISBLANK($E10),$E10=MAT_NR),"",IF(OR(AER$5>$AE10,IFERROR(AER$5<($BT10-$BW10+1),TRUE)),0,IF(OR($E10=MAT_AOE,$E10=MAT_AR,$E10=MAT_BRO_Op),$CJ10,""))),"") | 1 | 1 | 1 | 1 | 1 | 1 | 1 | 1 | 1 | 1 | 1 | 1 | 1 | 1 | 1 | 1 | 1 | 1 | 1 | 1 | 1 | 1 | 1 | 1 | 1 | '=IFERROR(IF(OR(ISBLANK($E10),$E10=MAT_NR),"",IF(OR(AER$5>$AE10,IFERROR(AER$5<($BT10-$BW10+1),TRUE)),0,IF(OR($E10=MAT_AOE,$E10=MAT_AR,$E10=MAT_BRO_Op),$CJ10,""))),"")
2 RACC | 825 | AES | Considered_Annual_tCO2e_ExtYr04 | =IFERROR(IF(OR(ISBLANK($E10),$E10=MAT_NR),"",IF(OR(AES$5>$AE10,IFERROR(AES$5<($BT10-$BW10+1),TRUE)),0,IF(OR($E10=MAT_AOE,$E10=MAT_AR,$E10=MAT_BRO_Op),$CJ10,""))),"") | 1 | 1 | 1 | 1 | 1 | 1 | 1 | 1 | 1 | 1 | 1 | 1 | 1 | 1 | 1 | 1 | 1 | 1 | 1 | 1 | 1 | 1 | 1 | 1 | 1 | '=IFERROR(IF(OR(ISBLANK($E10),$E10=MAT_NR),"",IF(OR(AES$5>$AE10,IFERROR(AES$5<($BT10-$BW10+1),TRUE)),0,IF(OR($E10=MAT_AOE,$E10=MAT_AR,$E10=MAT_BRO_Op),$CJ10,""))),"")
2 RACC | 826 | AET | Considered_Annual_tCO2e_ExtYr05 | =IFERROR(IF(OR(ISBLANK($E10),$E10=MAT_NR),"",IF(OR(AET$5>$AE10,IFERROR(AET$5<($BT10-$BW10+1),TRUE)),0,IF(OR($E10=MAT_AOE,$E10=MAT_AR,$E10=MAT_BRO_Op),$CJ10,""))),"") | 1 | 1 | 1 | 1 | 1 | 1 | 1 | 1 | 1 | 1 | 1 | 1 | 1 | 1 | 1 | 1 | 1 | 1 | 1 | 1 | 1 | 1 | 1 | 1 | 1 | '=IFERROR(IF(OR(ISBLANK($E10),$E10=MAT_NR),"",IF(OR(AET$5>$AE10,IFERROR(AET$5<($BT10-$BW10+1),TRUE)),0,IF(OR($E10=MAT_AOE,$E10=MAT_AR,$E10=MAT_BRO_Op),$CJ10,""))),"")
2 RACC | 827 | AEU | Considered_Annual_tCO2e_ExtYr06 | =IFERROR(IF(OR(ISBLANK($E10),$E10=MAT_NR),"",IF(OR(AEU$5>$AE10,IFERROR(AEU$5<($BT10-$BW10+1),TRUE)),0,IF(OR($E10=MAT_AOE,$E10=MAT_AR,$E10=MAT_BRO_Op),$CJ10,""))),"") | 1 | 1 | 1 | 1 | 1 | 1 | 1 | 1 | 1 | 1 | 1 | 1 | 1 | 1 | 1 | 1 | 1 | 1 | 1 | 1 | 1 | 1 | 1 | 1 | 1 | '=IFERROR(IF(OR(ISBLANK($E10),$E10=MAT_NR),"",IF(OR(AEU$5>$AE10,IFERROR(AEU$5<($BT10-$BW10+1),TRUE)),0,IF(OR($E10=MAT_AOE,$E10=MAT_AR,$E10=MAT_BRO_Op),$CJ10,""))),"")
2 RACC | 828 | AEV | Considered_Annual_tCO2e_ExtYr07 | =IFERROR(IF(OR(ISBLANK($E10),$E10=MAT_NR),"",IF(OR(AEV$5>$AE10,IFERROR(AEV$5<($BT10-$BW10+1),TRUE)),0,IF(OR($E10=MAT_AOE,$E10=MAT_AR,$E10=MAT_BRO_Op),$CJ10,""))),"") | 1 | 1 | 1 | 1 | 1 | 1 | 1 | 1 | 1 | 1 | 1 | 1 | 1 | 1 | 1 | 1 | 1 | 1 | 1 | 1 | 1 | 1 | 1 | 1 | 1 | '=IFERROR(IF(OR(ISBLANK($E10),$E10=MAT_NR),"",IF(OR(AEV$5>$AE10,IFERROR(AEV$5<($BT10-$BW10+1),TRUE)),0,IF(OR($E10=MAT_AOE,$E10=MAT_AR,$E10=MAT_BRO_Op),$CJ10,""))),"")
2 RACC | 829 | AEW | Considered_Annual_tCO2e_ExtYr08 | =IFERROR(IF(OR(ISBLANK($E10),$E10=MAT_NR),"",IF(OR(AEW$5>$AE10,IFERROR(AEW$5<($BT10-$BW10+1),TRUE)),0,IF(OR($E10=MAT_AOE,$E10=MAT_AR,$E10=MAT_BRO_Op),$CJ10,""))),"") | 1 | 1 | 1 | 1 | 1 | 1 | 1 | 1 | 1 | 1 | 1 | 1 | 1 | 1 | 1 | 1 | 1 | 1 | 1 | 1 | 1 | 1 | 1 | 1 | 1 | '=IFERROR(IF(OR(ISBLANK($E10),$E10=MAT_NR),"",IF(OR(AEW$5>$AE10,IFERROR(AEW$5<($BT10-$BW10+1),TRUE)),0,IF(OR($E10=MAT_AOE,$E10=MAT_AR,$E10=MAT_BRO_Op),$CJ10,""))),"")
2 RACC | 830 | AEX | Considered_Annual_tCO2e_ExtYr09 | =IFERROR(IF(OR(ISBLANK($E10),$E10=MAT_NR),"",IF(OR(AEX$5>$AE10,IFERROR(AEX$5<($BT10-$BW10+1),TRUE)),0,IF(OR($E10=MAT_AOE,$E10=MAT_AR,$E10=MAT_BRO_Op),$CJ10,""))),"") | 1 | 1 | 1 | 1 | 1 | 1 | 1 | 1 | 1 | 1 | 1 | 1 | 1 | 1 | 1 | 1 | 1 | 1 | 1 | 1 | 1 | 1 | 1 | 1 | 1 | '=IFERROR(IF(OR(ISBLANK($E10),$E10=MAT_NR),"",IF(OR(AEX$5>$AE10,IFERROR(AEX$5<($BT10-$BW10+1),TRUE)),0,IF(OR($E10=MAT_AOE,$E10=MAT_AR,$E10=MAT_BRO_Op),$CJ10,""))),"")
2 RACC | 831 | AEY | Considered_Annual_tCO2e_ExtYr10 | =IFERROR(IF(OR(ISBLANK($E10),$E10=MAT_NR),"",IF(OR(AEY$5>$AE10,IFERROR(AEY$5<($BT10-$BW10+1),TRUE)),0,IF(OR($E10=MAT_AOE,$E10=MAT_AR,$E10=MAT_BRO_Op),$CJ10,""))),"") | 1 | 1 | 1 | 1 | 1 | 1 | 1 | 1 | 1 | 1 | 1 | 1 | 1 | 1 | 1 | 1 | 1 | 1 | 1 | 1 | 1 | 1 | 1 | 1 | 1 | '=IFERROR(IF(OR(ISBLANK($E10),$E10=MAT_NR),"",IF(OR(AEY$5>$AE10,IFERROR(AEY$5<($BT10-$BW10+1),TRUE)),0,IF(OR($E10=MAT_AOE,$E10=MAT_AR,$E10=MAT_BRO_Op),$CJ10,""))),"")
2 RACC | 832 | AEZ | Considered_Annual_tCO2e_ExtYr11 | =IFERROR(IF(OR(ISBLANK($E10),$E10=MAT_NR),"",IF(OR(AEZ$5>$AE10,IFERROR(AEZ$5<($BT10-$BW10+1),TRUE)),0,IF(OR($E10=MAT_AOE,$E10=MAT_AR,$E10=MAT_BRO_Op),$CJ10,""))),"") | 1 | 1 | 1 | 1 | 1 | 1 | 1 | 1 | 1 | 1 | 1 | 1 | 1 | 1 | 1 | 1 | 1 | 1 | 1 | 1 | 1 | 1 | 1 | 1 | 1 | '=IFERROR(IF(OR(ISBLANK($E10),$E10=MAT_NR),"",IF(OR(AEZ$5>$AE10,IFERROR(AEZ$5<($BT10-$BW10+1),TRUE)),0,IF(OR($E10=MAT_AOE,$E10=MAT_AR,$E10=MAT_BRO_Op),$CJ10,""))),"")
2 RACC | 833 | AFA | Considered_Annual_tCO2e_ExtYr12 | =IFERROR(IF(OR(ISBLANK($E10),$E10=MAT_NR),"",IF(OR(AFA$5>$AE10,IFERROR(AFA$5<($BT10-$BW10+1),TRUE)),0,IF(OR($E10=MAT_AOE,$E10=MAT_AR,$E10=MAT_BRO_Op),$CJ10,""))),"") | 1 | 1 | 1 | 1 | 1 | 1 | 1 | 1 | 1 | 1 | 1 | 1 | 1 | 1 | 1 | 1 | 1 | 1 | 1 | 1 | 1 | 1 | 1 | 1 | 1 | '=IFERROR(IF(OR(ISBLANK($E10),$E10=MAT_NR),"",IF(OR(AFA$5>$AE10,IFERROR(AFA$5<($BT10-$BW10+1),TRUE)),0,IF(OR($E10=MAT_AOE,$E10=MAT_AR,$E10=MAT_BRO_Op),$CJ10,""))),"")
2 RACC | 834 | AFB | Considered_Annual_tCO2e_ExtYr13 | =IFERROR(IF(OR(ISBLANK($E10),$E10=MAT_NR),"",IF(OR(AFB$5>$AE10,IFERROR(AFB$5<($BT10-$BW10+1),TRUE)),0,IF(OR($E10=MAT_AOE,$E10=MAT_AR,$E10=MAT_BRO_Op),$CJ10,""))),"") | 1 | 1 | 1 | 1 | 1 | 1 | 1 | 1 | 1 | 1 | 1 | 1 | 1 | 1 | 1 | 1 | 1 | 1 | 1 | 1 | 1 | 1 | 1 | 1 | 1 | '=IFERROR(IF(OR(ISBLANK($E10),$E10=MAT_NR),"",IF(OR(AFB$5>$AE10,IFERROR(AFB$5<($BT10-$BW10+1),TRUE)),0,IF(OR($E10=MAT_AOE,$E10=MAT_AR,$E10=MAT_BRO_Op),$CJ10,""))),"")
2 RACC | 835 | AFC | Considered_Annual_tCO2e_ExtYr14 | =IFERROR(IF(OR(ISBLANK($E10),$E10=MAT_NR),"",IF(OR(AFC$5>$AE10,IFERROR(AFC$5<($BT10-$BW10+1),TRUE)),0,IF(OR($E10=MAT_AOE,$E10=MAT_AR,$E10=MAT_BRO_Op),$CJ10,""))),"") | 1 | 1 | 1 | 1 | 1 | 1 | 1 | 1 | 1 | 1 | 1 | 1 | 1 | 1 | 1 | 1 | 1 | 1 | 1 | 1 | 1 | 1 | 1 | 1 | 1 | '=IFERROR(IF(OR(ISBLANK($E10),$E10=MAT_NR),"",IF(OR(AFC$5>$AE10,IFERROR(AFC$5<($BT10-$BW10+1),TRUE)),0,IF(OR($E10=MAT_AOE,$E10=MAT_AR,$E10=MAT_BRO_Op),$CJ10,""))),"")
2 RACC | 836 | AFD | Considered_Annual_tCO2e_ExtYr15 | =IFERROR(IF(OR(ISBLANK($E10),$E10=MAT_NR),"",IF(OR(AFD$5>$AE10,IFERROR(AFD$5<($BT10-$BW10+1),TRUE)),0,IF(OR($E10=MAT_AOE,$E10=MAT_AR,$E10=MAT_BRO_Op),$CJ10,""))),"") | 1 | 1 | 1 | 1 | 1 | 1 | 1 | 1 | 1 | 1 | 1 | 1 | 1 | 1 | 1 | 1 | 1 | 1 | 1 | 1 | 1 | 1 | 1 | 1 | 1 | '=IFERROR(IF(OR(ISBLANK($E10),$E10=MAT_NR),"",IF(OR(AFD$5>$AE10,IFERROR(AFD$5<($BT10-$BW10+1),TRUE)),0,IF(OR($E10=MAT_AOE,$E10=MAT_AR,$E10=MAT_BRO_Op),$CJ10,""))),"")
2 RACC | 837 | AFE | Considered_Annual_tCO2e_ExtYr16 | =IFERROR(IF(OR(ISBLANK($E10),$E10=MAT_NR),"",IF(OR(AFE$5>$AE10,IFERROR(AFE$5<($BT10-$BW10+1),TRUE)),0,IF(OR($E10=MAT_AOE,$E10=MAT_AR,$E10=MAT_BRO_Op),$CJ10,""))),"") | 1 | 1 | 1 | 1 | 1 | 1 | 1 | 1 | 1 | 1 | 1 | 1 | 1 | 1 | 1 | 1 | 1 | 1 | 1 | 1 | 1 | 1 | 1 | 1 | 1 | '=IFERROR(IF(OR(ISBLANK($E10),$E10=MAT_NR),"",IF(OR(AFE$5>$AE10,IFERROR(AFE$5<($BT10-$BW10+1),TRUE)),0,IF(OR($E10=MAT_AOE,$E10=MAT_AR,$E10=MAT_BRO_Op),$CJ10,""))),"")
2 RACC | 838 | AFF | Considered_Annual_tCO2e_ExtYr17 | =IFERROR(IF(OR(ISBLANK($E10),$E10=MAT_NR),"",IF(OR(AFF$5>$AE10,IFERROR(AFF$5<($BT10-$BW10+1),TRUE)),0,IF(OR($E10=MAT_AOE,$E10=MAT_AR,$E10=MAT_BRO_Op),$CJ10,""))),"") | 1 | 1 | 1 | 1 | 1 | 1 | 1 | 1 | 1 | 1 | 1 | 1 | 1 | 1 | 1 | 1 | 1 | 1 | 1 | 1 | 1 | 1 | 1 | 1 | 1 | '=IFERROR(IF(OR(ISBLANK($E10),$E10=MAT_NR),"",IF(OR(AFF$5>$AE10,IFERROR(AFF$5<($BT10-$BW10+1),TRUE)),0,IF(OR($E10=MAT_AOE,$E10=MAT_AR,$E10=MAT_BRO_Op),$CJ10,""))),"")
2 RACC | 839 | AFG | Considered_Annual_tCO2e_ExtYr18 | =IFERROR(IF(OR(ISBLANK($E10),$E10=MAT_NR),"",IF(OR(AFG$5>$AE10,IFERROR(AFG$5<($BT10-$BW10+1),TRUE)),0,IF(OR($E10=MAT_AOE,$E10=MAT_AR,$E10=MAT_BRO_Op),$CJ10,""))),"") | 1 | 1 | 1 | 1 | 1 | 1 | 1 | 1 | 1 | 1 | 1 | 1 | 1 | 1 | 1 | 1 | 1 | 1 | 1 | 1 | 1 | 1 | 1 | 1 | 1 | '=IFERROR(IF(OR(ISBLANK($E10),$E10=MAT_NR),"",IF(OR(AFG$5>$AE10,IFERROR(AFG$5<($BT10-$BW10+1),TRUE)),0,IF(OR($E10=MAT_AOE,$E10=MAT_AR,$E10=MAT_BRO_Op),$CJ10,""))),"")
2 RACC | 840 | AFH | Considered_Annual_tCO2e_ExtYr19 | =IFERROR(IF(OR(ISBLANK($E10),$E10=MAT_NR),"",IF(OR(AFH$5>$AE10,IFERROR(AFH$5<($BT10-$BW10+1),TRUE)),0,IF(OR($E10=MAT_AOE,$E10=MAT_AR,$E10=MAT_BRO_Op),$CJ10,""))),"") | 1 | 1 | 1 | 1 | 1 | 1 | 1 | 1 | 1 | 1 | 1 | 1 | 1 | 1 | 1 | 1 | 1 | 1 | 1 | 1 | 1 | 1 | 1 | 1 | 1 | '=IFERROR(IF(OR(ISBLANK($E10),$E10=MAT_NR),"",IF(OR(AFH$5>$AE10,IFERROR(AFH$5<($BT10-$BW10+1),TRUE)),0,IF(OR($E10=MAT_AOE,$E10=MAT_AR,$E10=MAT_BRO_Op),$CJ10,""))),"")
2 RACC | 841 | AFI | Considered_Annual_tCO2e_ExtYr20 | =IFERROR(IF(OR(ISBLANK($E10),$E10=MAT_NR),"",IF(OR(AFI$5>$AE10,IFERROR(AFI$5<($BT10-$BW10+1),TRUE)),0,IF(OR($E10=MAT_AOE,$E10=MAT_AR,$E10=MAT_BRO_Op),$CJ10,""))),"") | 1 | 1 | 1 | 1 | 1 | 1 | 1 | 1 | 1 | 1 | 1 | 1 | 1 | 1 | 1 | 1 | 1 | 1 | 1 | 1 | 1 | 1 | 1 | 1 | 1 | '=IFERROR(IF(OR(ISBLANK($E10),$E10=MAT_NR),"",IF(OR(AFI$5>$AE10,IFERROR(AFI$5<($BT10-$BW10+1),TRUE)),0,IF(OR($E10=MAT_AOE,$E10=MAT_AR,$E10=MAT_BRO_Op),$CJ10,""))),"")
2 RACC | 842 | AFJ | Considered_Annual_tCO2e_ExtYr21 | =IFERROR(IF(OR(ISBLANK($E10),$E10=MAT_NR),"",IF(OR(AFJ$5>$AE10,IFERROR(AFJ$5<($BT10-$BW10+1),TRUE)),0,IF(OR($E10=MAT_AOE,$E10=MAT_AR,$E10=MAT_BRO_Op),$CJ10,""))),"") | 1 | 1 | 1 | 1 | 1 | 1 | 1 | 1 | 1 | 1 | 1 | 1 | 1 | 1 | 1 | 1 | 1 | 1 | 1 | 1 | 1 | 1 | 1 | 1 | 1 | '=IFERROR(IF(OR(ISBLANK($E10),$E10=MAT_NR),"",IF(OR(AFJ$5>$AE10,IFERROR(AFJ$5<($BT10-$BW10+1),TRUE)),0,IF(OR($E10=MAT_AOE,$E10=MAT_AR,$E10=MAT_BRO_Op),$CJ10,""))),"")
2 RACC | 843 | AFK | Considered_Annual_tCO2e_ExtYr22 | =IFERROR(IF(OR(ISBLANK($E10),$E10=MAT_NR),"",IF(OR(AFK$5>$AE10,IFERROR(AFK$5<($BT10-$BW10+1),TRUE)),0,IF(OR($E10=MAT_AOE,$E10=MAT_AR,$E10=MAT_BRO_Op),$CJ10,""))),"") | 1 | 1 | 1 | 1 | 1 | 1 | 1 | 1 | 1 | 1 | 1 | 1 | 1 | 1 | 1 | 1 | 1 | 1 | 1 | 1 | 1 | 1 | 1 | 1 | 1 | '=IFERROR(IF(OR(ISBLANK($E10),$E10=MAT_NR),"",IF(OR(AFK$5>$AE10,IFERROR(AFK$5<($BT10-$BW10+1),TRUE)),0,IF(OR($E10=MAT_AOE,$E10=MAT_AR,$E10=MAT_BRO_Op),$CJ10,""))),"")
2 RACC | 844 | AFL | Considered_Annual_tCO2e_ExtYr23 | =IFERROR(IF(OR(ISBLANK($E10),$E10=MAT_NR),"",IF(OR(AFL$5>$AE10,IFERROR(AFL$5<($BT10-$BW10+1),TRUE)),0,IF(OR($E10=MAT_AOE,$E10=MAT_AR,$E10=MAT_BRO_Op),$CJ10,""))),"") | 1 | 1 | 1 | 1 | 1 | 1 | 1 | 1 | 1 | 1 | 1 | 1 | 1 | 1 | 1 | 1 | 1 | 1 | 1 | 1 | 1 | 1 | 1 | 1 | 1 | '=IFERROR(IF(OR(ISBLANK($E10),$E10=MAT_NR),"",IF(OR(AFL$5>$AE10,IFERROR(AFL$5<($BT10-$BW10+1),TRUE)),0,IF(OR($E10=MAT_AOE,$E10=MAT_AR,$E10=MAT_BRO_Op),$CJ10,""))),"")
2 RACC | 845 | AFM | Considered_Annual_tCO2e_ExtYr24 | =IFERROR(IF(OR(ISBLANK($E10),$E10=MAT_NR),"",IF(OR(AFM$5>$AE10,IFERROR(AFM$5<($BT10-$BW10+1),TRUE)),0,IF(OR($E10=MAT_AOE,$E10=MAT_AR,$E10=MAT_BRO_Op),$CJ10,""))),"") | 1 | 1 | 1 | 1 | 1 | 1 | 1 | 1 | 1 | 1 | 1 | 1 | 1 | 1 | 1 | 1 | 1 | 1 | 1 | 1 | 1 | 1 | 1 | 1 | 1 | '=IFERROR(IF(OR(ISBLANK($E10),$E10=MAT_NR),"",IF(OR(AFM$5>$AE10,IFERROR(AFM$5<($BT10-$BW10+1),TRUE)),0,IF(OR($E10=MAT_AOE,$E10=MAT_AR,$E10=MAT_BRO_Op),$CJ10,""))),"")
2 RACC | 846 | AFN | Considered_Annual_tCO2e_ExtYr25 | =IFERROR(IF(OR(ISBLANK($E10),$E10=MAT_NR),"",IF(OR(AFN$5>$AE10,IFERROR(AFN$5<($BT10-$BW10+1),TRUE)),0,IF(OR($E10=MAT_AOE,$E10=MAT_AR,$E10=MAT_BRO_Op),$CJ10,""))),"") | 1 | 1 | 1 | 1 | 1 | 1 | 1 | 1 | 1 | 1 | 1 | 1 | 1 | 1 | 1 | 1 | 1 | 1 | 1 | 1 | 1 | 1 | 1 | 1 | 1 | '=IFERROR(IF(OR(ISBLANK($E10),$E10=MAT_NR),"",IF(OR(AFN$5>$AE10,IFERROR(AFN$5<($BT10-$BW10+1),TRUE)),0,IF(OR($E10=MAT_AOE,$E10=MAT_AR,$E10=MAT_BRO_Op),$CJ10,""))),"")
2 RACC | 847 | AFO | Considered_Annual_tCO2e_ExtYr26 | =IFERROR(IF(OR(ISBLANK($E10),$E10=MAT_NR),"",IF(OR(AFO$5>$AE10,IFERROR(AFO$5<($BT10-$BW10+1),TRUE)),0,IF(OR($E10=MAT_AOE,$E10=MAT_AR,$E10=MAT_BRO_Op),$CJ10,""))),"") | 1 | 1 | 1 | 1 | 1 | 1 | 1 | 1 | 1 | 1 | 1 | 1 | 1 | 1 | 1 | 1 | 1 | 1 | 1 | 1 | 1 | 1 | 1 | 1 | 1 | '=IFERROR(IF(OR(ISBLANK($E10),$E10=MAT_NR),"",IF(OR(AFO$5>$AE10,IFERROR(AFO$5<($BT10-$BW10+1),TRUE)),0,IF(OR($E10=MAT_AOE,$E10=MAT_AR,$E10=MAT_BRO_Op),$CJ10,""))),"")
2 RACC | 848 | AFP | Considered_Annual_tCO2e_ExtYr27 | =IFERROR(IF(OR(ISBLANK($E10),$E10=MAT_NR),"",IF(OR(AFP$5>$AE10,IFERROR(AFP$5<($BT10-$BW10+1),TRUE)),0,IF(OR($E10=MAT_AOE,$E10=MAT_AR,$E10=MAT_BRO_Op),$CJ10,""))),"") | 1 | 1 | 1 | 1 | 1 | 1 | 1 | 1 | 1 | 1 | 1 | 1 | 1 | 1 | 1 | 1 | 1 | 1 | 1 | 1 | 1 | 1 | 1 | 1 | 1 | '=IFERROR(IF(OR(ISBLANK($E10),$E10=MAT_NR),"",IF(OR(AFP$5>$AE10,IFERROR(AFP$5<($BT10-$BW10+1),TRUE)),0,IF(OR($E10=MAT_AOE,$E10=MAT_AR,$E10=MAT_BRO_Op),$CJ10,""))),"")
2 RACC | 849 | AFQ | Considered_Annual_tCO2e_ExtYr28 | =IFERROR(IF(OR(ISBLANK($E10),$E10=MAT_NR),"",IF(OR(AFQ$5>$AE10,IFERROR(AFQ$5<($BT10-$BW10+1),TRUE)),0,IF(OR($E10=MAT_AOE,$E10=MAT_AR,$E10=MAT_BRO_Op),$CJ10,""))),"") | 1 | 1 | 1 | 1 | 1 | 1 | 1 | 1 | 1 | 1 | 1 | 1 | 1 | 1 | 1 | 1 | 1 | 1 | 1 | 1 | 1 | 1 | 1 | 1 | 1 | '=IFERROR(IF(OR(ISBLANK($E10),$E10=MAT_NR),"",IF(OR(AFQ$5>$AE10,IFERROR(AFQ$5<($BT10-$BW10+1),TRUE)),0,IF(OR($E10=MAT_AOE,$E10=MAT_AR,$E10=MAT_BRO_Op),$CJ10,""))),"")
2 RACC | 850 | AFR | Considered_Annual_tCO2e_ExtYr29 | =IFERROR(IF(OR(ISBLANK($E10),$E10=MAT_NR),"",IF(OR(AFR$5>$AE10,IFERROR(AFR$5<($BT10-$BW10+1),TRUE)),0,IF(OR($E10=MAT_AOE,$E10=MAT_AR,$E10=MAT_BRO_Op),$CJ10,""))),"") | 1 | 1 | 1 | 1 | 1 | 1 | 1 | 1 | 1 | 1 | 1 | 1 | 1 | 1 | 1 | 1 | 1 | 1 | 1 | 1 | 1 | 1 | 1 | 1 | 1 | '=IFERROR(IF(OR(ISBLANK($E10),$E10=MAT_NR),"",IF(OR(AFR$5>$AE10,IFERROR(AFR$5<($BT10-$BW10+1),TRUE)),0,IF(OR($E10=MAT_AOE,$E10=MAT_AR,$E10=MAT_BRO_Op),$CJ10,""))),"")
2 RACC | 851 | AFS | Considered_Annual_tCO2e_ExtYr30 | =IFERROR(IF(OR(ISBLANK($E10),$E10=MAT_NR),"",IF(OR(AFS$5>$AE10,IFERROR(AFS$5<($BT10-$BW10+1),TRUE)),0,IF(OR($E10=MAT_AOE,$E10=MAT_AR,$E10=MAT_BRO_Op),$CJ10,""))),"") | 1 | 1 | 1 | 1 | 1 | 1 | 1 | 1 | 1 | 1 | 1 | 1 | 1 | 1 | 1 | 1 | 1 | 1 | 1 | 1 | 1 | 1 | 1 | 1 | 1 | '=IFERROR(IF(OR(ISBLANK($E10),$E10=MAT_NR),"",IF(OR(AFS$5>$AE10,IFERROR(AFS$5<($BT10-$BW10+1),TRUE)),0,IF(OR($E10=MAT_AOE,$E10=MAT_AR,$E10=MAT_BRO_Op),$CJ10,""))),"")
2 RACC | 852 | AFT | Considered_EOL_tCO2e_ExtYr01 | =IFERROR(IF(OR(ISBLANK($E10),$E10=MAT_NR),"", IF(AND(MOD(AFT$5,$AE10)=0,OR($E10=MAT_AR,$E10=MAT_AOE,$E10=MAT_BRO_Op),AFT$5<=$AE10),$CN10,0)),"") | 1 | 1 | 1 | 1 | 1 | 1 | 1 | 1 | 1 | 1 | 1 | 1 | 1 | 1 | 1 | 1 | 1 | 1 | 1 | 1 | 1 | 1 | 1 | 1 | 1 | '=IFERROR(IF(OR(ISBLANK($E10),$E10=MAT_NR),"", IF(AND(MOD(AFT$5,$AE10)=0,OR($E10=MAT_AR,$E10=MAT_AOE,$E10=MAT_BRO_Op),AFT$5<=$AE10),$CN10,0)),"")
2 RACC | 853 | AFU | Considered_EOL_tCO2e_ExtYr02 | =IFERROR(IF(OR(ISBLANK($E10),$E10=MAT_NR),"", IF(AND(MOD(AFU$5,$AE10)=0,OR($E10=MAT_AR,$E10=MAT_AOE,$E10=MAT_BRO_Op),AFU$5<=$AE10),$CN10,0)),"") | 1 | 1 | 1 | 1 | 1 | 1 | 1 | 1 | 1 | 1 | 1 | 1 | 1 | 1 | 1 | 1 | 1 | 1 | 1 | 1 | 1 | 1 | 1 | 1 | 1 | '=IFERROR(IF(OR(ISBLANK($E10),$E10=MAT_NR),"", IF(AND(MOD(AFU$5,$AE10)=0,OR($E10=MAT_AR,$E10=MAT_AOE,$E10=MAT_BRO_Op),AFU$5<=$AE10),$CN10,0)),"")
2 RACC | 854 | AFV | Considered_EOL_tCO2e_ExtYr03 | =IFERROR(IF(OR(ISBLANK($E10),$E10=MAT_NR),"", IF(AND(MOD(AFV$5,$AE10)=0,OR($E10=MAT_AR,$E10=MAT_AOE,$E10=MAT_BRO_Op),AFV$5<=$AE10),$CN10,0)),"") | 1 | 1 | 1 | 1 | 1 | 1 | 1 | 1 | 1 | 1 | 1 | 1 | 1 | 1 | 1 | 1 | 1 | 1 | 1 | 1 | 1 | 1 | 1 | 1 | 1 | '=IFERROR(IF(OR(ISBLANK($E10),$E10=MAT_NR),"", IF(AND(MOD(AFV$5,$AE10)=0,OR($E10=MAT_AR,$E10=MAT_AOE,$E10=MAT_BRO_Op),AFV$5<=$AE10),$CN10,0)),"")
2 RACC | 855 | AFW | Considered_EOL_tCO2e_ExtYr04 | =IFERROR(IF(OR(ISBLANK($E10),$E10=MAT_NR),"", IF(AND(MOD(AFW$5,$AE10)=0,OR($E10=MAT_AR,$E10=MAT_AOE,$E10=MAT_BRO_Op),AFW$5<=$AE10),$CN10,0)),"") | 1 | 1 | 1 | 1 | 1 | 1 | 1 | 1 | 1 | 1 | 1 | 1 | 1 | 1 | 1 | 1 | 1 | 1 | 1 | 1 | 1 | 1 | 1 | 1 | 1 | '=IFERROR(IF(OR(ISBLANK($E10),$E10=MAT_NR),"", IF(AND(MOD(AFW$5,$AE10)=0,OR($E10=MAT_AR,$E10=MAT_AOE,$E10=MAT_BRO_Op),AFW$5<=$AE10),$CN10,0)),"")
2 RACC | 856 | AFX | Considered_EOL_tCO2e_ExtYr05 | =IFERROR(IF(OR(ISBLANK($E10),$E10=MAT_NR),"", IF(AND(MOD(AFX$5,$AE10)=0,OR($E10=MAT_AR,$E10=MAT_AOE,$E10=MAT_BRO_Op),AFX$5<=$AE10),$CN10,0)),"") | 1 | 1 | 1 | 1 | 1 | 1 | 1 | 1 | 1 | 1 | 1 | 1 | 1 | 1 | 1 | 1 | 1 | 1 | 1 | 1 | 1 | 1 | 1 | 1 | 1 | '=IFERROR(IF(OR(ISBLANK($E10),$E10=MAT_NR),"", IF(AND(MOD(AFX$5,$AE10)=0,OR($E10=MAT_AR,$E10=MAT_AOE,$E10=MAT_BRO_Op),AFX$5<=$AE10),$CN10,0)),"")
2 RACC | 857 | AFY | Considered_EOL_tCO2e_ExtYr06 | =IFERROR(IF(OR(ISBLANK($E10),$E10=MAT_NR),"", IF(AND(MOD(AFY$5,$AE10)=0,OR($E10=MAT_AR,$E10=MAT_AOE,$E10=MAT_BRO_Op),AFY$5<=$AE10),$CN10,0)),"") | 1 | 1 | 1 | 1 | 1 | 1 | 1 | 1 | 1 | 1 | 1 | 1 | 1 | 1 | 1 | 1 | 1 | 1 | 1 | 1 | 1 | 1 | 1 | 1 | 1 | '=IFERROR(IF(OR(ISBLANK($E10),$E10=MAT_NR),"", IF(AND(MOD(AFY$5,$AE10)=0,OR($E10=MAT_AR,$E10=MAT_AOE,$E10=MAT_BRO_Op),AFY$5<=$AE10),$CN10,0)),"")
2 RACC | 858 | AFZ | Considered_EOL_tCO2e_ExtYr07 | =IFERROR(IF(OR(ISBLANK($E10),$E10=MAT_NR),"", IF(AND(MOD(AFZ$5,$AE10)=0,OR($E10=MAT_AR,$E10=MAT_AOE,$E10=MAT_BRO_Op),AFZ$5<=$AE10),$CN10,0)),"") | 1 | 1 | 1 | 1 | 1 | 1 | 1 | 1 | 1 | 1 | 1 | 1 | 1 | 1 | 1 | 1 | 1 | 1 | 1 | 1 | 1 | 1 | 1 | 1 | 1 | '=IFERROR(IF(OR(ISBLANK($E10),$E10=MAT_NR),"", IF(AND(MOD(AFZ$5,$AE10)=0,OR($E10=MAT_AR,$E10=MAT_AOE,$E10=MAT_BRO_Op),AFZ$5<=$AE10),$CN10,0)),"")
2 RACC | 859 | AGA | Considered_EOL_tCO2e_ExtYr08 | =IFERROR(IF(OR(ISBLANK($E10),$E10=MAT_NR),"", IF(AND(MOD(AGA$5,$AE10)=0,OR($E10=MAT_AR,$E10=MAT_AOE,$E10=MAT_BRO_Op),AGA$5<=$AE10),$CN10,0)),"") | 1 | 1 | 1 | 1 | 1 | 1 | 1 | 1 | 1 | 1 | 1 | 1 | 1 | 1 | 1 | 1 | 1 | 1 | 1 | 1 | 1 | 1 | 1 | 1 | 1 | '=IFERROR(IF(OR(ISBLANK($E10),$E10=MAT_NR),"", IF(AND(MOD(AGA$5,$AE10)=0,OR($E10=MAT_AR,$E10=MAT_AOE,$E10=MAT_BRO_Op),AGA$5<=$AE10),$CN10,0)),"")
2 RACC | 860 | AGB | Considered_EOL_tCO2e_ExtYr09 | =IFERROR(IF(OR(ISBLANK($E10),$E10=MAT_NR),"", IF(AND(MOD(AGB$5,$AE10)=0,OR($E10=MAT_AR,$E10=MAT_AOE,$E10=MAT_BRO_Op),AGB$5<=$AE10),$CN10,0)),"") | 1 | 1 | 1 | 1 | 1 | 1 | 1 | 1 | 1 | 1 | 1 | 1 | 1 | 1 | 1 | 1 | 1 | 1 | 1 | 1 | 1 | 1 | 1 | 1 | 1 | '=IFERROR(IF(OR(ISBLANK($E10),$E10=MAT_NR),"", IF(AND(MOD(AGB$5,$AE10)=0,OR($E10=MAT_AR,$E10=MAT_AOE,$E10=MAT_BRO_Op),AGB$5<=$AE10),$CN10,0)),"")
2 RACC | 861 | AGC | Considered_EOL_tCO2e_ExtYr10 | =IFERROR(IF(OR(ISBLANK($E10),$E10=MAT_NR),"", IF(AND(MOD(AGC$5,$AE10)=0,OR($E10=MAT_AR,$E10=MAT_AOE,$E10=MAT_BRO_Op),AGC$5<=$AE10),$CN10,0)),"") | 1 | 1 | 1 | 1 | 1 | 1 | 1 | 1 | 1 | 1 | 1 | 1 | 1 | 1 | 1 | 1 | 1 | 1 | 1 | 1 | 1 | 1 | 1 | 1 | 1 | '=IFERROR(IF(OR(ISBLANK($E10),$E10=MAT_NR),"", IF(AND(MOD(AGC$5,$AE10)=0,OR($E10=MAT_AR,$E10=MAT_AOE,$E10=MAT_BRO_Op),AGC$5<=$AE10),$CN10,0)),"")
2 RACC | 862 | AGD | Considered_EOL_tCO2e_ExtYr11 | =IFERROR(IF(OR(ISBLANK($E10),$E10=MAT_NR),"", IF(AND(MOD(AGD$5,$AE10)=0,OR($E10=MAT_AR,$E10=MAT_AOE,$E10=MAT_BRO_Op),AGD$5<=$AE10),$CN10,0)),"") | 1 | 1 | 1 | 1 | 1 | 1 | 1 | 1 | 1 | 1 | 1 | 1 | 1 | 1 | 1 | 1 | 1 | 1 | 1 | 1 | 1 | 1 | 1 | 1 | 1 | '=IFERROR(IF(OR(ISBLANK($E10),$E10=MAT_NR),"", IF(AND(MOD(AGD$5,$AE10)=0,OR($E10=MAT_AR,$E10=MAT_AOE,$E10=MAT_BRO_Op),AGD$5<=$AE10),$CN10,0)),"")
2 RACC | 863 | AGE | Considered_EOL_tCO2e_ExtYr12 | =IFERROR(IF(OR(ISBLANK($E10),$E10=MAT_NR),"", IF(AND(MOD(AGE$5,$AE10)=0,OR($E10=MAT_AR,$E10=MAT_AOE,$E10=MAT_BRO_Op),AGE$5<=$AE10),$CN10,0)),"") | 1 | 1 | 1 | 1 | 1 | 1 | 1 | 1 | 1 | 1 | 1 | 1 | 1 | 1 | 1 | 1 | 1 | 1 | 1 | 1 | 1 | 1 | 1 | 1 | 1 | '=IFERROR(IF(OR(ISBLANK($E10),$E10=MAT_NR),"", IF(AND(MOD(AGE$5,$AE10)=0,OR($E10=MAT_AR,$E10=MAT_AOE,$E10=MAT_BRO_Op),AGE$5<=$AE10),$CN10,0)),"")
2 RACC | 864 | AGF | Considered_EOL_tCO2e_ExtYr13 | =IFERROR(IF(OR(ISBLANK($E10),$E10=MAT_NR),"", IF(AND(MOD(AGF$5,$AE10)=0,OR($E10=MAT_AR,$E10=MAT_AOE,$E10=MAT_BRO_Op),AGF$5<=$AE10),$CN10,0)),"") | 1 | 1 | 1 | 1 | 1 | 1 | 1 | 1 | 1 | 1 | 1 | 1 | 1 | 1 | 1 | 1 | 1 | 1 | 1 | 1 | 1 | 1 | 1 | 1 | 1 | '=IFERROR(IF(OR(ISBLANK($E10),$E10=MAT_NR),"", IF(AND(MOD(AGF$5,$AE10)=0,OR($E10=MAT_AR,$E10=MAT_AOE,$E10=MAT_BRO_Op),AGF$5<=$AE10),$CN10,0)),"")
2 RACC | 865 | AGG | Considered_EOL_tCO2e_ExtYr14 | =IFERROR(IF(OR(ISBLANK($E10),$E10=MAT_NR),"", IF(AND(MOD(AGG$5,$AE10)=0,OR($E10=MAT_AR,$E10=MAT_AOE,$E10=MAT_BRO_Op),AGG$5<=$AE10),$CN10,0)),"") | 1 | 1 | 1 | 1 | 1 | 1 | 1 | 1 | 1 | 1 | 1 | 1 | 1 | 1 | 1 | 1 | 1 | 1 | 1 | 1 | 1 | 1 | 1 | 1 | 1 | '=IFERROR(IF(OR(ISBLANK($E10),$E10=MAT_NR),"", IF(AND(MOD(AGG$5,$AE10)=0,OR($E10=MAT_AR,$E10=MAT_AOE,$E10=MAT_BRO_Op),AGG$5<=$AE10),$CN10,0)),"")
2 RACC | 866 | AGH | Considered_EOL_tCO2e_ExtYr15 | =IFERROR(IF(OR(ISBLANK($E10),$E10=MAT_NR),"", IF(AND(MOD(AGH$5,$AE10)=0,OR($E10=MAT_AR,$E10=MAT_AOE,$E10=MAT_BRO_Op),AGH$5<=$AE10),$CN10,0)),"") | 1 | 1 | 1 | 1 | 1 | 1 | 1 | 1 | 1 | 1 | 1 | 1 | 1 | 1 | 1 | 1 | 1 | 1 | 1 | 1 | 1 | 1 | 1 | 1 | 1 | '=IFERROR(IF(OR(ISBLANK($E10),$E10=MAT_NR),"", IF(AND(MOD(AGH$5,$AE10)=0,OR($E10=MAT_AR,$E10=MAT_AOE,$E10=MAT_BRO_Op),AGH$5<=$AE10),$CN10,0)),"")
2 RACC | 867 | AGI | Considered_EOL_tCO2e_ExtYr16 | =IFERROR(IF(OR(ISBLANK($E10),$E10=MAT_NR),"", IF(AND(MOD(AGI$5,$AE10)=0,OR($E10=MAT_AR,$E10=MAT_AOE,$E10=MAT_BRO_Op),AGI$5<=$AE10),$CN10,0)),"") | 1 | 1 | 1 | 1 | 1 | 1 | 1 | 1 | 1 | 1 | 1 | 1 | 1 | 1 | 1 | 1 | 1 | 1 | 1 | 1 | 1 | 1 | 1 | 1 | 1 | '=IFERROR(IF(OR(ISBLANK($E10),$E10=MAT_NR),"", IF(AND(MOD(AGI$5,$AE10)=0,OR($E10=MAT_AR,$E10=MAT_AOE,$E10=MAT_BRO_Op),AGI$5<=$AE10),$CN10,0)),"")
2 RACC | 868 | AGJ | Considered_EOL_tCO2e_ExtYr17 | =IFERROR(IF(OR(ISBLANK($E10),$E10=MAT_NR),"", IF(AND(MOD(AGJ$5,$AE10)=0,OR($E10=MAT_AR,$E10=MAT_AOE,$E10=MAT_BRO_Op),AGJ$5<=$AE10),$CN10,0)),"") | 1 | 1 | 1 | 1 | 1 | 1 | 1 | 1 | 1 | 1 | 1 | 1 | 1 | 1 | 1 | 1 | 1 | 1 | 1 | 1 | 1 | 1 | 1 | 1 | 1 | '=IFERROR(IF(OR(ISBLANK($E10),$E10=MAT_NR),"", IF(AND(MOD(AGJ$5,$AE10)=0,OR($E10=MAT_AR,$E10=MAT_AOE,$E10=MAT_BRO_Op),AGJ$5<=$AE10),$CN10,0)),"")
2 RACC | 869 | AGK | Considered_EOL_tCO2e_ExtYr18 | =IFERROR(IF(OR(ISBLANK($E10),$E10=MAT_NR),"", IF(AND(MOD(AGK$5,$AE10)=0,OR($E10=MAT_AR,$E10=MAT_AOE,$E10=MAT_BRO_Op),AGK$5<=$AE10),$CN10,0)),"") | 1 | 1 | 1 | 1 | 1 | 1 | 1 | 1 | 1 | 1 | 1 | 1 | 1 | 1 | 1 | 1 | 1 | 1 | 1 | 1 | 1 | 1 | 1 | 1 | 1 | '=IFERROR(IF(OR(ISBLANK($E10),$E10=MAT_NR),"", IF(AND(MOD(AGK$5,$AE10)=0,OR($E10=MAT_AR,$E10=MAT_AOE,$E10=MAT_BRO_Op),AGK$5<=$AE10),$CN10,0)),"")
2 RACC | 870 | AGL | Considered_EOL_tCO2e_ExtYr19 | =IFERROR(IF(OR(ISBLANK($E10),$E10=MAT_NR),"", IF(AND(MOD(AGL$5,$AE10)=0,OR($E10=MAT_AR,$E10=MAT_AOE,$E10=MAT_BRO_Op),AGL$5<=$AE10),$CN10,0)),"") | 1 | 1 | 1 | 1 | 1 | 1 | 1 | 1 | 1 | 1 | 1 | 1 | 1 | 1 | 1 | 1 | 1 | 1 | 1 | 1 | 1 | 1 | 1 | 1 | 1 | '=IFERROR(IF(OR(ISBLANK($E10),$E10=MAT_NR),"", IF(AND(MOD(AGL$5,$AE10)=0,OR($E10=MAT_AR,$E10=MAT_AOE,$E10=MAT_BRO_Op),AGL$5<=$AE10),$CN10,0)),"")
2 RACC | 871 | AGM | Considered_EOL_tCO2e_ExtYr20 | =IFERROR(IF(OR(ISBLANK($E10),$E10=MAT_NR),"", IF(AND(MOD(AGM$5,$AE10)=0,OR($E10=MAT_AR,$E10=MAT_AOE,$E10=MAT_BRO_Op),AGM$5<=$AE10),$CN10,0)),"") | 1 | 1 | 1 | 1 | 1 | 1 | 1 | 1 | 1 | 1 | 1 | 1 | 1 | 1 | 1 | 1 | 1 | 1 | 1 | 1 | 1 | 1 | 1 | 1 | 1 | '=IFERROR(IF(OR(ISBLANK($E10),$E10=MAT_NR),"", IF(AND(MOD(AGM$5,$AE10)=0,OR($E10=MAT_AR,$E10=MAT_AOE,$E10=MAT_BRO_Op),AGM$5<=$AE10),$CN10,0)),"")
2 RACC | 872 | AGN | Considered_EOL_tCO2e_ExtYr21 | =IFERROR(IF(OR(ISBLANK($E10),$E10=MAT_NR),"", IF(AND(MOD(AGN$5,$AE10)=0,OR($E10=MAT_AR,$E10=MAT_AOE,$E10=MAT_BRO_Op),AGN$5<=$AE10),$CN10,0)),"") | 1 | 1 | 1 | 1 | 1 | 1 | 1 | 1 | 1 | 1 | 1 | 1 | 1 | 1 | 1 | 1 | 1 | 1 | 1 | 1 | 1 | 1 | 1 | 1 | 1 | '=IFERROR(IF(OR(ISBLANK($E10),$E10=MAT_NR),"", IF(AND(MOD(AGN$5,$AE10)=0,OR($E10=MAT_AR,$E10=MAT_AOE,$E10=MAT_BRO_Op),AGN$5<=$AE10),$CN10,0)),"")
2 RACC | 873 | AGO | Considered_EOL_tCO2e_ExtYr22 | =IFERROR(IF(OR(ISBLANK($E10),$E10=MAT_NR),"", IF(AND(MOD(AGO$5,$AE10)=0,OR($E10=MAT_AR,$E10=MAT_AOE,$E10=MAT_BRO_Op),AGO$5<=$AE10),$CN10,0)),"") | 1 | 1 | 1 | 1 | 1 | 1 | 1 | 1 | 1 | 1 | 1 | 1 | 1 | 1 | 1 | 1 | 1 | 1 | 1 | 1 | 1 | 1 | 1 | 1 | 1 | '=IFERROR(IF(OR(ISBLANK($E10),$E10=MAT_NR),"", IF(AND(MOD(AGO$5,$AE10)=0,OR($E10=MAT_AR,$E10=MAT_AOE,$E10=MAT_BRO_Op),AGO$5<=$AE10),$CN10,0)),"")
2 RACC | 874 | AGP | Considered_EOL_tCO2e_ExtYr23 | =IFERROR(IF(OR(ISBLANK($E10),$E10=MAT_NR),"", IF(AND(MOD(AGP$5,$AE10)=0,OR($E10=MAT_AR,$E10=MAT_AOE,$E10=MAT_BRO_Op),AGP$5<=$AE10),$CN10,0)),"") | 1 | 1 | 1 | 1 | 1 | 1 | 1 | 1 | 1 | 1 | 1 | 1 | 1 | 1 | 1 | 1 | 1 | 1 | 1 | 1 | 1 | 1 | 1 | 1 | 1 | '=IFERROR(IF(OR(ISBLANK($E10),$E10=MAT_NR),"", IF(AND(MOD(AGP$5,$AE10)=0,OR($E10=MAT_AR,$E10=MAT_AOE,$E10=MAT_BRO_Op),AGP$5<=$AE10),$CN10,0)),"")
2 RACC | 875 | AGQ | Considered_EOL_tCO2e_ExtYr24 | =IFERROR(IF(OR(ISBLANK($E10),$E10=MAT_NR),"", IF(AND(MOD(AGQ$5,$AE10)=0,OR($E10=MAT_AR,$E10=MAT_AOE,$E10=MAT_BRO_Op),AGQ$5<=$AE10),$CN10,0)),"") | 1 | 1 | 1 | 1 | 1 | 1 | 1 | 1 | 1 | 1 | 1 | 1 | 1 | 1 | 1 | 1 | 1 | 1 | 1 | 1 | 1 | 1 | 1 | 1 | 1 | '=IFERROR(IF(OR(ISBLANK($E10),$E10=MAT_NR),"", IF(AND(MOD(AGQ$5,$AE10)=0,OR($E10=MAT_AR,$E10=MAT_AOE,$E10=MAT_BRO_Op),AGQ$5<=$AE10),$CN10,0)),"")
2 RACC | 876 | AGR | Considered_EOL_tCO2e_ExtYr25 | =IFERROR(IF(OR(ISBLANK($E10),$E10=MAT_NR),"", IF(AND(MOD(AGR$5,$AE10)=0,OR($E10=MAT_AR,$E10=MAT_AOE,$E10=MAT_BRO_Op),AGR$5<=$AE10),$CN10,0)),"") | 1 | 1 | 1 | 1 | 1 | 1 | 1 | 1 | 1 | 1 | 1 | 1 | 1 | 1 | 1 | 1 | 1 | 1 | 1 | 1 | 1 | 1 | 1 | 1 | 1 | '=IFERROR(IF(OR(ISBLANK($E10),$E10=MAT_NR),"", IF(AND(MOD(AGR$5,$AE10)=0,OR($E10=MAT_AR,$E10=MAT_AOE,$E10=MAT_BRO_Op),AGR$5<=$AE10),$CN10,0)),"")
2 RACC | 877 | AGS | Considered_EOL_tCO2e_ExtYr26 | =IFERROR(IF(OR(ISBLANK($E10),$E10=MAT_NR),"", IF(AND(MOD(AGS$5,$AE10)=0,OR($E10=MAT_AR,$E10=MAT_AOE,$E10=MAT_BRO_Op),AGS$5<=$AE10),$CN10,0)),"") | 1 | 1 | 1 | 1 | 1 | 1 | 1 | 1 | 1 | 1 | 1 | 1 | 1 | 1 | 1 | 1 | 1 | 1 | 1 | 1 | 1 | 1 | 1 | 1 | 1 | '=IFERROR(IF(OR(ISBLANK($E10),$E10=MAT_NR),"", IF(AND(MOD(AGS$5,$AE10)=0,OR($E10=MAT_AR,$E10=MAT_AOE,$E10=MAT_BRO_Op),AGS$5<=$AE10),$CN10,0)),"")
2 RACC | 878 | AGT | Considered_EOL_tCO2e_ExtYr27 | =IFERROR(IF(OR(ISBLANK($E10),$E10=MAT_NR),"", IF(AND(MOD(AGT$5,$AE10)=0,OR($E10=MAT_AR,$E10=MAT_AOE,$E10=MAT_BRO_Op),AGT$5<=$AE10),$CN10,0)),"") | 1 | 1 | 1 | 1 | 1 | 1 | 1 | 1 | 1 | 1 | 1 | 1 | 1 | 1 | 1 | 1 | 1 | 1 | 1 | 1 | 1 | 1 | 1 | 1 | 1 | '=IFERROR(IF(OR(ISBLANK($E10),$E10=MAT_NR),"", IF(AND(MOD(AGT$5,$AE10)=0,OR($E10=MAT_AR,$E10=MAT_AOE,$E10=MAT_BRO_Op),AGT$5<=$AE10),$CN10,0)),"")
2 RACC | 879 | AGU | Considered_EOL_tCO2e_ExtYr28 | =IFERROR(IF(OR(ISBLANK($E10),$E10=MAT_NR),"", IF(AND(MOD(AGU$5,$AE10)=0,OR($E10=MAT_AR,$E10=MAT_AOE,$E10=MAT_BRO_Op),AGU$5<=$AE10),$CN10,0)),"") | 1 | 1 | 1 | 1 | 1 | 1 | 1 | 1 | 1 | 1 | 1 | 1 | 1 | 1 | 1 | 1 | 1 | 1 | 1 | 1 | 1 | 1 | 1 | 1 | 1 | '=IFERROR(IF(OR(ISBLANK($E10),$E10=MAT_NR),"", IF(AND(MOD(AGU$5,$AE10)=0,OR($E10=MAT_AR,$E10=MAT_AOE,$E10=MAT_BRO_Op),AGU$5<=$AE10),$CN10,0)),"")
2 RACC | 880 | AGV | Considered_EOL_tCO2e_ExtYr29 | =IFERROR(IF(OR(ISBLANK($E10),$E10=MAT_NR),"", IF(AND(MOD(AGV$5,$AE10)=0,OR($E10=MAT_AR,$E10=MAT_AOE,$E10=MAT_BRO_Op),AGV$5<=$AE10),$CN10,0)),"") | 1 | 1 | 1 | 1 | 1 | 1 | 1 | 1 | 1 | 1 | 1 | 1 | 1 | 1 | 1 | 1 | 1 | 1 | 1 | 1 | 1 | 1 | 1 | 1 | 1 | '=IFERROR(IF(OR(ISBLANK($E10),$E10=MAT_NR),"", IF(AND(MOD(AGV$5,$AE10)=0,OR($E10=MAT_AR,$E10=MAT_AOE,$E10=MAT_BRO_Op),AGV$5<=$AE10),$CN10,0)),"")
2 RACC | 881 | AGW | Considered_EOL_tCO2e_ExtYr30 | =IFERROR(IF(OR(ISBLANK($E10),$E10=MAT_NR),"", IF(AND(MOD(AGW$5,$AE10)=0,OR($E10=MAT_AR,$E10=MAT_AOE,$E10=MAT_BRO_Op),AGW$5<=$AE10),$CN10,0)),"") | 1 | 1 | 1 | 1 | 1 | 1 | 1 | 1 | 1 | 1 | 1 | 1 | 1 | 1 | 1 | 1 | 1 | 1 | 1 | 1 | 1 | 1 | 1 | 1 | 1 | '=IFERROR(IF(OR(ISBLANK($E10),$E10=MAT_NR),"", IF(AND(MOD(AGW$5,$AE10)=0,OR($E10=MAT_AR,$E10=MAT_AOE,$E10=MAT_BRO_Op),AGW$5<=$AE10),$CN10,0)),"")
2 RACC | 882 | AGX | Annual_Costs_ExtYr01 | =IFERROR(IF(OR(ISBLANK($E10),$E10=MAT_NR),"",AEP10*INDEX(RefrigerantACC[#Data],MATCH(1,(RefrigerantACC[[RefrigerantACC_ID]:[RefrigerantACC_ID]]=active_RefrigerantACC_ID)*(RefrigerantACC[[DollarYear]:[DollarYear]]=aactive_DollarYr)*(RefrigerantACC[[ModelYear]:[ModelYear]]=$BW10+AGX$5-1),0),MATCH("aCost",RefrigerantACC[#Headers],0))* (1+active_WACC)^-($BW10-$BT10+AGX$5-1+0.5)* (1+active_InflationRate)^(aactive_DollarYr-$BT10)),0) | 1 | 1 | 1 | 1 | 1 | 1 | 1 | 1 | 1 | 1 | 1 | 1 | 1 | 1 | 1 | 1 | 1 | 1 | 1 | 1 | 1 | 1 | 1 | 1 | 1 | '=IFERROR(IF(OR(ISBLANK($E10),$E10=MAT_NR),"",AEP10*INDEX(RefrigerantACC[#Data],MATCH(1,(RefrigerantACC[[RefrigerantACC_ID]:[RefrigerantACC_ID]]=active_RefrigerantACC_ID)*(RefrigerantACC[[DollarYear]:[DollarYear]]=aactive_DollarYr)*(RefrigerantACC[[ModelYear]:[ModelYear]]=$BW10+AGX$5-1),0),MATCH("aCost",RefrigerantACC[#Headers],0))* (1+active_WACC)^-($BW10-$BT10+AGX$5-1+0.5)* (1+active_InflationRate)^(aactive_DollarYr-$BT10)),0)
2 RACC | 883 | AGY | Annual_Costs_ExtYr02 | =IFERROR(IF(OR(ISBLANK($E10),$E10=MAT_NR),"",AEQ10*INDEX(RefrigerantACC[#Data],MATCH(1,(RefrigerantACC[[RefrigerantACC_ID]:[RefrigerantACC_ID]]=active_RefrigerantACC_ID)*(RefrigerantACC[[DollarYear]:[DollarYear]]=aactive_DollarYr)*(RefrigerantACC[[ModelYear]:[ModelYear]]=$BW10+AGY$5-1),0),MATCH("aCost",RefrigerantACC[#Headers],0))* (1+active_WACC)^-($BW10-$BT10+AGY$5-1+0.5)* (1+active_InflationRate)^(aactive_DollarYr-$BT10)),0) | 1 | 1 | 1 | 1 | 1 | 1 | 1 | 1 | 1 | 1 | 1 | 1 | 1 | 1 | 1 | 1 | 1 | 1 | 1 | 1 | 1 | 1 | 1 | 1 | 1 | '=IFERROR(IF(OR(ISBLANK($E10),$E10=MAT_NR),"",AEQ10*INDEX(RefrigerantACC[#Data],MATCH(1,(RefrigerantACC[[RefrigerantACC_ID]:[RefrigerantACC_ID]]=active_RefrigerantACC_ID)*(RefrigerantACC[[DollarYear]:[DollarYear]]=aactive_DollarYr)*(RefrigerantACC[[ModelYear]:[ModelYear]]=$BW10+AGY$5-1),0),MATCH("aCost",RefrigerantACC[#Headers],0))* (1+active_WACC)^-($BW10-$BT10+AGY$5-1+0.5)* (1+active_InflationRate)^(aactive_DollarYr-$BT10)),0)
2 RACC | 884 | AGZ | Annual_Costs_ExtYr03 | =IFERROR(IF(OR(ISBLANK($E10),$E10=MAT_NR),"",AER10*INDEX(RefrigerantACC[#Data],MATCH(1,(RefrigerantACC[[RefrigerantACC_ID]:[RefrigerantACC_ID]]=active_RefrigerantACC_ID)*(RefrigerantACC[[DollarYear]:[DollarYear]]=aactive_DollarYr)*(RefrigerantACC[[ModelYear]:[ModelYear]]=$BW10+AGZ$5-1),0),MATCH("aCost",RefrigerantACC[#Headers],0))* (1+active_WACC)^-($BW10-$BT10+AGZ$5-1+0.5)* (1+active_InflationRate)^(aactive_DollarYr-$BT10)),0) | 1 | 1 | 1 | 1 | 1 | 1 | 1 | 1 | 1 | 1 | 1 | 1 | 1 | 1 | 1 | 1 | 1 | 1 | 1 | 1 | 1 | 1 | 1 | 1 | 1 | '=IFERROR(IF(OR(ISBLANK($E10),$E10=MAT_NR),"",AER10*INDEX(RefrigerantACC[#Data],MATCH(1,(RefrigerantACC[[RefrigerantACC_ID]:[RefrigerantACC_ID]]=active_RefrigerantACC_ID)*(RefrigerantACC[[DollarYear]:[DollarYear]]=aactive_DollarYr)*(RefrigerantACC[[ModelYear]:[ModelYear]]=$BW10+AGZ$5-1),0),MATCH("aCost",RefrigerantACC[#Headers],0))* (1+active_WACC)^-($BW10-$BT10+AGZ$5-1+0.5)* (1+active_InflationRate)^(aactive_DollarYr-$BT10)),0)
2 RACC | 885 | AHA | Annual_Costs_ExtYr04 | =IFERROR(IF(OR(ISBLANK($E10),$E10=MAT_NR),"",AES10*INDEX(RefrigerantACC[#Data],MATCH(1,(RefrigerantACC[[RefrigerantACC_ID]:[RefrigerantACC_ID]]=active_RefrigerantACC_ID)*(RefrigerantACC[[DollarYear]:[DollarYear]]=aactive_DollarYr)*(RefrigerantACC[[ModelYear]:[ModelYear]]=$BW10+AHA$5-1),0),MATCH("aCost",RefrigerantACC[#Headers],0))* (1+active_WACC)^-($BW10-$BT10+AHA$5-1+0.5)* (1+active_InflationRate)^(aactive_DollarYr-$BT10)),0) | 1 | 1 | 1 | 1 | 1 | 1 | 1 | 1 | 1 | 1 | 1 | 1 | 1 | 1 | 1 | 1 | 1 | 1 | 1 | 1 | 1 | 1 | 1 | 1 | 1 | '=IFERROR(IF(OR(ISBLANK($E10),$E10=MAT_NR),"",AES10*INDEX(RefrigerantACC[#Data],MATCH(1,(RefrigerantACC[[RefrigerantACC_ID]:[RefrigerantACC_ID]]=active_RefrigerantACC_ID)*(RefrigerantACC[[DollarYear]:[DollarYear]]=aactive_DollarYr)*(RefrigerantACC[[ModelYear]:[ModelYear]]=$BW10+AHA$5-1),0),MATCH("aCost",RefrigerantACC[#Headers],0))* (1+active_WACC)^-($BW10-$BT10+AHA$5-1+0.5)* (1+active_InflationRate)^(aactive_DollarYr-$BT10)),0)
2 RACC | 886 | AHB | Annual_Costs_ExtYr05 | =IFERROR(IF(OR(ISBLANK($E10),$E10=MAT_NR),"",AET10*INDEX(RefrigerantACC[#Data],MATCH(1,(RefrigerantACC[[RefrigerantACC_ID]:[RefrigerantACC_ID]]=active_RefrigerantACC_ID)*(RefrigerantACC[[DollarYear]:[DollarYear]]=aactive_DollarYr)*(RefrigerantACC[[ModelYear]:[ModelYear]]=$BW10+AHB$5-1),0),MATCH("aCost",RefrigerantACC[#Headers],0))* (1+active_WACC)^-($BW10-$BT10+AHB$5-1+0.5)* (1+active_InflationRate)^(aactive_DollarYr-$BT10)),0) | 1 | 1 | 1 | 1 | 1 | 1 | 1 | 1 | 1 | 1 | 1 | 1 | 1 | 1 | 1 | 1 | 1 | 1 | 1 | 1 | 1 | 1 | 1 | 1 | 1 | '=IFERROR(IF(OR(ISBLANK($E10),$E10=MAT_NR),"",AET10*INDEX(RefrigerantACC[#Data],MATCH(1,(RefrigerantACC[[RefrigerantACC_ID]:[RefrigerantACC_ID]]=active_RefrigerantACC_ID)*(RefrigerantACC[[DollarYear]:[DollarYear]]=aactive_DollarYr)*(RefrigerantACC[[ModelYear]:[ModelYear]]=$BW10+AHB$5-1),0),MATCH("aCost",RefrigerantACC[#Headers],0))* (1+active_WACC)^-($BW10-$BT10+AHB$5-1+0.5)* (1+active_InflationRate)^(aactive_DollarYr-$BT10)),0)
2 RACC | 887 | AHC | Annual_Costs_ExtYr06 | =IFERROR(IF(OR(ISBLANK($E10),$E10=MAT_NR),"",AEU10*INDEX(RefrigerantACC[#Data],MATCH(1,(RefrigerantACC[[RefrigerantACC_ID]:[RefrigerantACC_ID]]=active_RefrigerantACC_ID)*(RefrigerantACC[[DollarYear]:[DollarYear]]=aactive_DollarYr)*(RefrigerantACC[[ModelYear]:[ModelYear]]=$BW10+AHC$5-1),0),MATCH("aCost",RefrigerantACC[#Headers],0))* (1+active_WACC)^-($BW10-$BT10+AHC$5-1+0.5)* (1+active_InflationRate)^(aactive_DollarYr-$BT10)),0) | 1 | 1 | 1 | 1 | 1 | 1 | 1 | 1 | 1 | 1 | 1 | 1 | 1 | 1 | 1 | 1 | 1 | 1 | 1 | 1 | 1 | 1 | 1 | 1 | 1 | '=IFERROR(IF(OR(ISBLANK($E10),$E10=MAT_NR),"",AEU10*INDEX(RefrigerantACC[#Data],MATCH(1,(RefrigerantACC[[RefrigerantACC_ID]:[RefrigerantACC_ID]]=active_RefrigerantACC_ID)*(RefrigerantACC[[DollarYear]:[DollarYear]]=aactive_DollarYr)*(RefrigerantACC[[ModelYear]:[ModelYear]]=$BW10+AHC$5-1),0),MATCH("aCost",RefrigerantACC[#Headers],0))* (1+active_WACC)^-($BW10-$BT10+AHC$5-1+0.5)* (1+active_InflationRate)^(aactive_DollarYr-$BT10)),0)
2 RACC | 888 | AHD | Annual_Costs_ExtYr07 | =IFERROR(IF(OR(ISBLANK($E10),$E10=MAT_NR),"",AEV10*INDEX(RefrigerantACC[#Data],MATCH(1,(RefrigerantACC[[RefrigerantACC_ID]:[RefrigerantACC_ID]]=active_RefrigerantACC_ID)*(RefrigerantACC[[DollarYear]:[DollarYear]]=aactive_DollarYr)*(RefrigerantACC[[ModelYear]:[ModelYear]]=$BW10+AHD$5-1),0),MATCH("aCost",RefrigerantACC[#Headers],0))* (1+active_WACC)^-($BW10-$BT10+AHD$5-1+0.5)* (1+active_InflationRate)^(aactive_DollarYr-$BT10)),0) | 1 | 1 | 1 | 1 | 1 | 1 | 1 | 1 | 1 | 1 | 1 | 1 | 1 | 1 | 1 | 1 | 1 | 1 | 1 | 1 | 1 | 1 | 1 | 1 | 1 | '=IFERROR(IF(OR(ISBLANK($E10),$E10=MAT_NR),"",AEV10*INDEX(RefrigerantACC[#Data],MATCH(1,(RefrigerantACC[[RefrigerantACC_ID]:[RefrigerantACC_ID]]=active_RefrigerantACC_ID)*(RefrigerantACC[[DollarYear]:[DollarYear]]=aactive_DollarYr)*(RefrigerantACC[[ModelYear]:[ModelYear]]=$BW10+AHD$5-1),0),MATCH("aCost",RefrigerantACC[#Headers],0))* (1+active_WACC)^-($BW10-$BT10+AHD$5-1+0.5)* (1+active_InflationRate)^(aactive_DollarYr-$BT10)),0)
2 RACC | 889 | AHE | Annual_Costs_ExtYr08 | =IFERROR(IF(OR(ISBLANK($E10),$E10=MAT_NR),"",AEW10*INDEX(RefrigerantACC[#Data],MATCH(1,(RefrigerantACC[[RefrigerantACC_ID]:[RefrigerantACC_ID]]=active_RefrigerantACC_ID)*(RefrigerantACC[[DollarYear]:[DollarYear]]=aactive_DollarYr)*(RefrigerantACC[[ModelYear]:[ModelYear]]=$BW10+AHE$5-1),0),MATCH("aCost",RefrigerantACC[#Headers],0))* (1+active_WACC)^-($BW10-$BT10+AHE$5-1+0.5)* (1+active_InflationRate)^(aactive_DollarYr-$BT10)),0) | 1 | 1 | 1 | 1 | 1 | 1 | 1 | 1 | 1 | 1 | 1 | 1 | 1 | 1 | 1 | 1 | 1 | 1 | 1 | 1 | 1 | 1 | 1 | 1 | 1 | '=IFERROR(IF(OR(ISBLANK($E10),$E10=MAT_NR),"",AEW10*INDEX(RefrigerantACC[#Data],MATCH(1,(RefrigerantACC[[RefrigerantACC_ID]:[RefrigerantACC_ID]]=active_RefrigerantACC_ID)*(RefrigerantACC[[DollarYear]:[DollarYear]]=aactive_DollarYr)*(RefrigerantACC[[ModelYear]:[ModelYear]]=$BW10+AHE$5-1),0),MATCH("aCost",RefrigerantACC[#Headers],0))* (1+active_WACC)^-($BW10-$BT10+AHE$5-1+0.5)* (1+active_InflationRate)^(aactive_DollarYr-$BT10)),0)
2 RACC | 890 | AHF | Annual_Costs_ExtYr09 | =IFERROR(IF(OR(ISBLANK($E10),$E10=MAT_NR),"",AEX10*INDEX(RefrigerantACC[#Data],MATCH(1,(RefrigerantACC[[RefrigerantACC_ID]:[RefrigerantACC_ID]]=active_RefrigerantACC_ID)*(RefrigerantACC[[DollarYear]:[DollarYear]]=aactive_DollarYr)*(RefrigerantACC[[ModelYear]:[ModelYear]]=$BW10+AHF$5-1),0),MATCH("aCost",RefrigerantACC[#Headers],0))* (1+active_WACC)^-($BW10-$BT10+AHF$5-1+0.5)* (1+active_InflationRate)^(aactive_DollarYr-$BT10)),0) | 1 | 1 | 1 | 1 | 1 | 1 | 1 | 1 | 1 | 1 | 1 | 1 | 1 | 1 | 1 | 1 | 1 | 1 | 1 | 1 | 1 | 1 | 1 | 1 | 1 | '=IFERROR(IF(OR(ISBLANK($E10),$E10=MAT_NR),"",AEX10*INDEX(RefrigerantACC[#Data],MATCH(1,(RefrigerantACC[[RefrigerantACC_ID]:[RefrigerantACC_ID]]=active_RefrigerantACC_ID)*(RefrigerantACC[[DollarYear]:[DollarYear]]=aactive_DollarYr)*(RefrigerantACC[[ModelYear]:[ModelYear]]=$BW10+AHF$5-1),0),MATCH("aCost",RefrigerantACC[#Headers],0))* (1+active_WACC)^-($BW10-$BT10+AHF$5-1+0.5)* (1+active_InflationRate)^(aactive_DollarYr-$BT10)),0)
2 RACC | 891 | AHG | Annual_Costs_ExtYr10 | =IFERROR(IF(OR(ISBLANK($E10),$E10=MAT_NR),"",AEY10*INDEX(RefrigerantACC[#Data],MATCH(1,(RefrigerantACC[[RefrigerantACC_ID]:[RefrigerantACC_ID]]=active_RefrigerantACC_ID)*(RefrigerantACC[[DollarYear]:[DollarYear]]=aactive_DollarYr)*(RefrigerantACC[[ModelYear]:[ModelYear]]=$BW10+AHG$5-1),0),MATCH("aCost",RefrigerantACC[#Headers],0))* (1+active_WACC)^-($BW10-$BT10+AHG$5-1+0.5)* (1+active_InflationRate)^(aactive_DollarYr-$BT10)),0) | 1 | 1 | 1 | 1 | 1 | 1 | 1 | 1 | 1 | 1 | 1 | 1 | 1 | 1 | 1 | 1 | 1 | 1 | 1 | 1 | 1 | 1 | 1 | 1 | 1 | '=IFERROR(IF(OR(ISBLANK($E10),$E10=MAT_NR),"",AEY10*INDEX(RefrigerantACC[#Data],MATCH(1,(RefrigerantACC[[RefrigerantACC_ID]:[RefrigerantACC_ID]]=active_RefrigerantACC_ID)*(RefrigerantACC[[DollarYear]:[DollarYear]]=aactive_DollarYr)*(RefrigerantACC[[ModelYear]:[ModelYear]]=$BW10+AHG$5-1),0),MATCH("aCost",RefrigerantACC[#Headers],0))* (1+active_WACC)^-($BW10-$BT10+AHG$5-1+0.5)* (1+active_InflationRate)^(aactive_DollarYr-$BT10)),0)
2 RACC | 892 | AHH | Annual_Costs_ExtYr11 | =IFERROR(IF(OR(ISBLANK($E10),$E10=MAT_NR),"",AEZ10*INDEX(RefrigerantACC[#Data],MATCH(1,(RefrigerantACC[[RefrigerantACC_ID]:[RefrigerantACC_ID]]=active_RefrigerantACC_ID)*(RefrigerantACC[[DollarYear]:[DollarYear]]=aactive_DollarYr)*(RefrigerantACC[[ModelYear]:[ModelYear]]=$BW10+AHH$5-1),0),MATCH("aCost",RefrigerantACC[#Headers],0))* (1+active_WACC)^-($BW10-$BT10+AHH$5-1+0.5)* (1+active_InflationRate)^(aactive_DollarYr-$BT10)),0) | 1 | 1 | 1 | 1 | 1 | 1 | 1 | 1 | 1 | 1 | 1 | 1 | 1 | 1 | 1 | 1 | 1 | 1 | 1 | 1 | 1 | 1 | 1 | 1 | 1 | '=IFERROR(IF(OR(ISBLANK($E10),$E10=MAT_NR),"",AEZ10*INDEX(RefrigerantACC[#Data],MATCH(1,(RefrigerantACC[[RefrigerantACC_ID]:[RefrigerantACC_ID]]=active_RefrigerantACC_ID)*(RefrigerantACC[[DollarYear]:[DollarYear]]=aactive_DollarYr)*(RefrigerantACC[[ModelYear]:[ModelYear]]=$BW10+AHH$5-1),0),MATCH("aCost",RefrigerantACC[#Headers],0))* (1+active_WACC)^-($BW10-$BT10+AHH$5-1+0.5)* (1+active_InflationRate)^(aactive_DollarYr-$BT10)),0)
2 RACC | 893 | AHI | Annual_Costs_ExtYr12 | =IFERROR(IF(OR(ISBLANK($E10),$E10=MAT_NR),"",AFA10*INDEX(RefrigerantACC[#Data],MATCH(1,(RefrigerantACC[[RefrigerantACC_ID]:[RefrigerantACC_ID]]=active_RefrigerantACC_ID)*(RefrigerantACC[[DollarYear]:[DollarYear]]=aactive_DollarYr)*(RefrigerantACC[[ModelYear]:[ModelYear]]=$BW10+AHI$5-1),0),MATCH("aCost",RefrigerantACC[#Headers],0))* (1+active_WACC)^-($BW10-$BT10+AHI$5-1+0.5)* (1+active_InflationRate)^(aactive_DollarYr-$BT10)),0) | 1 | 1 | 1 | 1 | 1 | 1 | 1 | 1 | 1 | 1 | 1 | 1 | 1 | 1 | 1 | 1 | 1 | 1 | 1 | 1 | 1 | 1 | 1 | 1 | 1 | '=IFERROR(IF(OR(ISBLANK($E10),$E10=MAT_NR),"",AFA10*INDEX(RefrigerantACC[#Data],MATCH(1,(RefrigerantACC[[RefrigerantACC_ID]:[RefrigerantACC_ID]]=active_RefrigerantACC_ID)*(RefrigerantACC[[DollarYear]:[DollarYear]]=aactive_DollarYr)*(RefrigerantACC[[ModelYear]:[ModelYear]]=$BW10+AHI$5-1),0),MATCH("aCost",RefrigerantACC[#Headers],0))* (1+active_WACC)^-($BW10-$BT10+AHI$5-1+0.5)* (1+active_InflationRate)^(aactive_DollarYr-$BT10)),0)
2 RACC | 894 | AHJ | Annual_Costs_ExtYr13 | =IFERROR(IF(OR(ISBLANK($E10),$E10=MAT_NR),"",AFB10*INDEX(RefrigerantACC[#Data],MATCH(1,(RefrigerantACC[[RefrigerantACC_ID]:[RefrigerantACC_ID]]=active_RefrigerantACC_ID)*(RefrigerantACC[[DollarYear]:[DollarYear]]=aactive_DollarYr)*(RefrigerantACC[[ModelYear]:[ModelYear]]=$BW10+AHJ$5-1),0),MATCH("aCost",RefrigerantACC[#Headers],0))* (1+active_WACC)^-($BW10-$BT10+AHJ$5-1+0.5)* (1+active_InflationRate)^(aactive_DollarYr-$BT10)),0) | 1 | 1 | 1 | 1 | 1 | 1 | 1 | 1 | 1 | 1 | 1 | 1 | 1 | 1 | 1 | 1 | 1 | 1 | 1 | 1 | 1 | 1 | 1 | 1 | 1 | '=IFERROR(IF(OR(ISBLANK($E10),$E10=MAT_NR),"",AFB10*INDEX(RefrigerantACC[#Data],MATCH(1,(RefrigerantACC[[RefrigerantACC_ID]:[RefrigerantACC_ID]]=active_RefrigerantACC_ID)*(RefrigerantACC[[DollarYear]:[DollarYear]]=aactive_DollarYr)*(RefrigerantACC[[ModelYear]:[ModelYear]]=$BW10+AHJ$5-1),0),MATCH("aCost",RefrigerantACC[#Headers],0))* (1+active_WACC)^-($BW10-$BT10+AHJ$5-1+0.5)* (1+active_InflationRate)^(aactive_DollarYr-$BT10)),0)
2 RACC | 895 | AHK | Annual_Costs_ExtYr14 | =IFERROR(IF(OR(ISBLANK($E10),$E10=MAT_NR),"",AFC10*INDEX(RefrigerantACC[#Data],MATCH(1,(RefrigerantACC[[RefrigerantACC_ID]:[RefrigerantACC_ID]]=active_RefrigerantACC_ID)*(RefrigerantACC[[DollarYear]:[DollarYear]]=aactive_DollarYr)*(RefrigerantACC[[ModelYear]:[ModelYear]]=$BW10+AHK$5-1),0),MATCH("aCost",RefrigerantACC[#Headers],0))* (1+active_WACC)^-($BW10-$BT10+AHK$5-1+0.5)* (1+active_InflationRate)^(aactive_DollarYr-$BT10)),0) | 1 | 1 | 1 | 1 | 1 | 1 | 1 | 1 | 1 | 1 | 1 | 1 | 1 | 1 | 1 | 1 | 1 | 1 | 1 | 1 | 1 | 1 | 1 | 1 | 1 | '=IFERROR(IF(OR(ISBLANK($E10),$E10=MAT_NR),"",AFC10*INDEX(RefrigerantACC[#Data],MATCH(1,(RefrigerantACC[[RefrigerantACC_ID]:[RefrigerantACC_ID]]=active_RefrigerantACC_ID)*(RefrigerantACC[[DollarYear]:[DollarYear]]=aactive_DollarYr)*(RefrigerantACC[[ModelYear]:[ModelYear]]=$BW10+AHK$5-1),0),MATCH("aCost",RefrigerantACC[#Headers],0))* (1+active_WACC)^-($BW10-$BT10+AHK$5-1+0.5)* (1+active_InflationRate)^(aactive_DollarYr-$BT10)),0)
2 RACC | 896 | AHL | Annual_Costs_ExtYr15 | =IFERROR(IF(OR(ISBLANK($E10),$E10=MAT_NR),"",AFD10*INDEX(RefrigerantACC[#Data],MATCH(1,(RefrigerantACC[[RefrigerantACC_ID]:[RefrigerantACC_ID]]=active_RefrigerantACC_ID)*(RefrigerantACC[[DollarYear]:[DollarYear]]=aactive_DollarYr)*(RefrigerantACC[[ModelYear]:[ModelYear]]=$BW10+AHL$5-1),0),MATCH("aCost",RefrigerantACC[#Headers],0))* (1+active_WACC)^-($BW10-$BT10+AHL$5-1+0.5)* (1+active_InflationRate)^(aactive_DollarYr-$BT10)),0) | 1 | 1 | 1 | 1 | 1 | 1 | 1 | 1 | 1 | 1 | 1 | 1 | 1 | 1 | 1 | 1 | 1 | 1 | 1 | 1 | 1 | 1 | 1 | 1 | 1 | '=IFERROR(IF(OR(ISBLANK($E10),$E10=MAT_NR),"",AFD10*INDEX(RefrigerantACC[#Data],MATCH(1,(RefrigerantACC[[RefrigerantACC_ID]:[RefrigerantACC_ID]]=active_RefrigerantACC_ID)*(RefrigerantACC[[DollarYear]:[DollarYear]]=aactive_DollarYr)*(RefrigerantACC[[ModelYear]:[ModelYear]]=$BW10+AHL$5-1),0),MATCH("aCost",RefrigerantACC[#Headers],0))* (1+active_WACC)^-($BW10-$BT10+AHL$5-1+0.5)* (1+active_InflationRate)^(aactive_DollarYr-$BT10)),0)
2 RACC | 897 | AHM | Annual_Costs_ExtYr16 | =IFERROR(IF(OR(ISBLANK($E10),$E10=MAT_NR),"",AFE10*INDEX(RefrigerantACC[#Data],MATCH(1,(RefrigerantACC[[RefrigerantACC_ID]:[RefrigerantACC_ID]]=active_RefrigerantACC_ID)*(RefrigerantACC[[DollarYear]:[DollarYear]]=aactive_DollarYr)*(RefrigerantACC[[ModelYear]:[ModelYear]]=$BW10+AHM$5-1),0),MATCH("aCost",RefrigerantACC[#Headers],0))* (1+active_WACC)^-($BW10-$BT10+AHM$5-1+0.5)* (1+active_InflationRate)^(aactive_DollarYr-$BT10)),0) | 1 | 1 | 1 | 1 | 1 | 1 | 1 | 1 | 1 | 1 | 1 | 1 | 1 | 1 | 1 | 1 | 1 | 1 | 1 | 1 | 1 | 1 | 1 | 1 | 1 | '=IFERROR(IF(OR(ISBLANK($E10),$E10=MAT_NR),"",AFE10*INDEX(RefrigerantACC[#Data],MATCH(1,(RefrigerantACC[[RefrigerantACC_ID]:[RefrigerantACC_ID]]=active_RefrigerantACC_ID)*(RefrigerantACC[[DollarYear]:[DollarYear]]=aactive_DollarYr)*(RefrigerantACC[[ModelYear]:[ModelYear]]=$BW10+AHM$5-1),0),MATCH("aCost",RefrigerantACC[#Headers],0))* (1+active_WACC)^-($BW10-$BT10+AHM$5-1+0.5)* (1+active_InflationRate)^(aactive_DollarYr-$BT10)),0)
2 RACC | 898 | AHN | Annual_Costs_ExtYr17 | =IFERROR(IF(OR(ISBLANK($E10),$E10=MAT_NR),"",AFF10*INDEX(RefrigerantACC[#Data],MATCH(1,(RefrigerantACC[[RefrigerantACC_ID]:[RefrigerantACC_ID]]=active_RefrigerantACC_ID)*(RefrigerantACC[[DollarYear]:[DollarYear]]=aactive_DollarYr)*(RefrigerantACC[[ModelYear]:[ModelYear]]=$BW10+AHN$5-1),0),MATCH("aCost",RefrigerantACC[#Headers],0))* (1+active_WACC)^-($BW10-$BT10+AHN$5-1+0.5)* (1+active_InflationRate)^(aactive_DollarYr-$BT10)),0) | 1 | 1 | 1 | 1 | 1 | 1 | 1 | 1 | 1 | 1 | 1 | 1 | 1 | 1 | 1 | 1 | 1 | 1 | 1 | 1 | 1 | 1 | 1 | 1 | 1 | '=IFERROR(IF(OR(ISBLANK($E10),$E10=MAT_NR),"",AFF10*INDEX(RefrigerantACC[#Data],MATCH(1,(RefrigerantACC[[RefrigerantACC_ID]:[RefrigerantACC_ID]]=active_RefrigerantACC_ID)*(RefrigerantACC[[DollarYear]:[DollarYear]]=aactive_DollarYr)*(RefrigerantACC[[ModelYear]:[ModelYear]]=$BW10+AHN$5-1),0),MATCH("aCost",RefrigerantACC[#Headers],0))* (1+active_WACC)^-($BW10-$BT10+AHN$5-1+0.5)* (1+active_InflationRate)^(aactive_DollarYr-$BT10)),0)
2 RACC | 899 | AHO | Annual_Costs_ExtYr18 | =IFERROR(IF(OR(ISBLANK($E10),$E10=MAT_NR),"",AFG10*INDEX(RefrigerantACC[#Data],MATCH(1,(RefrigerantACC[[RefrigerantACC_ID]:[RefrigerantACC_ID]]=active_RefrigerantACC_ID)*(RefrigerantACC[[DollarYear]:[DollarYear]]=aactive_DollarYr)*(RefrigerantACC[[ModelYear]:[ModelYear]]=$BW10+AHO$5-1),0),MATCH("aCost",RefrigerantACC[#Headers],0))* (1+active_WACC)^-($BW10-$BT10+AHO$5-1+0.5)* (1+active_InflationRate)^(aactive_DollarYr-$BT10)),0) | 1 | 1 | 1 | 1 | 1 | 1 | 1 | 1 | 1 | 1 | 1 | 1 | 1 | 1 | 1 | 1 | 1 | 1 | 1 | 1 | 1 | 1 | 1 | 1 | 1 | '=IFERROR(IF(OR(ISBLANK($E10),$E10=MAT_NR),"",AFG10*INDEX(RefrigerantACC[#Data],MATCH(1,(RefrigerantACC[[RefrigerantACC_ID]:[RefrigerantACC_ID]]=active_RefrigerantACC_ID)*(RefrigerantACC[[DollarYear]:[DollarYear]]=aactive_DollarYr)*(RefrigerantACC[[ModelYear]:[ModelYear]]=$BW10+AHO$5-1),0),MATCH("aCost",RefrigerantACC[#Headers],0))* (1+active_WACC)^-($BW10-$BT10+AHO$5-1+0.5)* (1+active_InflationRate)^(aactive_DollarYr-$BT10)),0)
2 RACC | 900 | AHP | Annual_Costs_ExtYr19 | =IFERROR(IF(OR(ISBLANK($E10),$E10=MAT_NR),"",AFH10*INDEX(RefrigerantACC[#Data],MATCH(1,(RefrigerantACC[[RefrigerantACC_ID]:[RefrigerantACC_ID]]=active_RefrigerantACC_ID)*(RefrigerantACC[[DollarYear]:[DollarYear]]=aactive_DollarYr)*(RefrigerantACC[[ModelYear]:[ModelYear]]=$BW10+AHP$5-1),0),MATCH("aCost",RefrigerantACC[#Headers],0))* (1+active_WACC)^-($BW10-$BT10+AHP$5-1+0.5)* (1+active_InflationRate)^(aactive_DollarYr-$BT10)),0) | 1 | 1 | 1 | 1 | 1 | 1 | 1 | 1 | 1 | 1 | 1 | 1 | 1 | 1 | 1 | 1 | 1 | 1 | 1 | 1 | 1 | 1 | 1 | 1 | 1 | '=IFERROR(IF(OR(ISBLANK($E10),$E10=MAT_NR),"",AFH10*INDEX(RefrigerantACC[#Data],MATCH(1,(RefrigerantACC[[RefrigerantACC_ID]:[RefrigerantACC_ID]]=active_RefrigerantACC_ID)*(RefrigerantACC[[DollarYear]:[DollarYear]]=aactive_DollarYr)*(RefrigerantACC[[ModelYear]:[ModelYear]]=$BW10+AHP$5-1),0),MATCH("aCost",RefrigerantACC[#Headers],0))* (1+active_WACC)^-($BW10-$BT10+AHP$5-1+0.5)* (1+active_InflationRate)^(aactive_DollarYr-$BT10)),0)
2 RACC | 901 | AHQ | Annual_Costs_ExtYr20 | =IFERROR(IF(OR(ISBLANK($E10),$E10=MAT_NR),"",AFI10*INDEX(RefrigerantACC[#Data],MATCH(1,(RefrigerantACC[[RefrigerantACC_ID]:[RefrigerantACC_ID]]=active_RefrigerantACC_ID)*(RefrigerantACC[[DollarYear]:[DollarYear]]=aactive_DollarYr)*(RefrigerantACC[[ModelYear]:[ModelYear]]=$BW10+AHQ$5-1),0),MATCH("aCost",RefrigerantACC[#Headers],0))* (1+active_WACC)^-($BW10-$BT10+AHQ$5-1+0.5)* (1+active_InflationRate)^(aactive_DollarYr-$BT10)),0) | 1 | 1 | 1 | 1 | 1 | 1 | 1 | 1 | 1 | 1 | 1 | 1 | 1 | 1 | 1 | 1 | 1 | 1 | 1 | 1 | 1 | 1 | 1 | 1 | 1 | '=IFERROR(IF(OR(ISBLANK($E10),$E10=MAT_NR),"",AFI10*INDEX(RefrigerantACC[#Data],MATCH(1,(RefrigerantACC[[RefrigerantACC_ID]:[RefrigerantACC_ID]]=active_RefrigerantACC_ID)*(RefrigerantACC[[DollarYear]:[DollarYear]]=aactive_DollarYr)*(RefrigerantACC[[ModelYear]:[ModelYear]]=$BW10+AHQ$5-1),0),MATCH("aCost",RefrigerantACC[#Headers],0))* (1+active_WACC)^-($BW10-$BT10+AHQ$5-1+0.5)* (1+active_InflationRate)^(aactive_DollarYr-$BT10)),0)
2 RACC | 902 | AHR | Annual_Costs_ExtYr21 | =IFERROR(IF(OR(ISBLANK($E10),$E10=MAT_NR),"",AFJ10*INDEX(RefrigerantACC[#Data],MATCH(1,(RefrigerantACC[[RefrigerantACC_ID]:[RefrigerantACC_ID]]=active_RefrigerantACC_ID)*(RefrigerantACC[[DollarYear]:[DollarYear]]=aactive_DollarYr)*(RefrigerantACC[[ModelYear]:[ModelYear]]=$BW10+AHR$5-1),0),MATCH("aCost",RefrigerantACC[#Headers],0))* (1+active_WACC)^-($BW10-$BT10+AHR$5-1+0.5)* (1+active_InflationRate)^(aactive_DollarYr-$BT10)),0) | 1 | 1 | 1 | 1 | 1 | 1 | 1 | 1 | 1 | 1 | 1 | 1 | 1 | 1 | 1 | 1 | 1 | 1 | 1 | 1 | 1 | 1 | 1 | 1 | 1 | '=IFERROR(IF(OR(ISBLANK($E10),$E10=MAT_NR),"",AFJ10*INDEX(RefrigerantACC[#Data],MATCH(1,(RefrigerantACC[[RefrigerantACC_ID]:[RefrigerantACC_ID]]=active_RefrigerantACC_ID)*(RefrigerantACC[[DollarYear]:[DollarYear]]=aactive_DollarYr)*(RefrigerantACC[[ModelYear]:[ModelYear]]=$BW10+AHR$5-1),0),MATCH("aCost",RefrigerantACC[#Headers],0))* (1+active_WACC)^-($BW10-$BT10+AHR$5-1+0.5)* (1+active_InflationRate)^(aactive_DollarYr-$BT10)),0)
2 RACC | 903 | AHS | Annual_Costs_ExtYr22 | =IFERROR(IF(OR(ISBLANK($E10),$E10=MAT_NR),"",AFK10*INDEX(RefrigerantACC[#Data],MATCH(1,(RefrigerantACC[[RefrigerantACC_ID]:[RefrigerantACC_ID]]=active_RefrigerantACC_ID)*(RefrigerantACC[[DollarYear]:[DollarYear]]=aactive_DollarYr)*(RefrigerantACC[[ModelYear]:[ModelYear]]=$BW10+AHS$5-1),0),MATCH("aCost",RefrigerantACC[#Headers],0))* (1+active_WACC)^-($BW10-$BT10+AHS$5-1+0.5)* (1+active_InflationRate)^(aactive_DollarYr-$BT10)),0) | 1 | 1 | 1 | 1 | 1 | 1 | 1 | 1 | 1 | 1 | 1 | 1 | 1 | 1 | 1 | 1 | 1 | 1 | 1 | 1 | 1 | 1 | 1 | 1 | 1 | '=IFERROR(IF(OR(ISBLANK($E10),$E10=MAT_NR),"",AFK10*INDEX(RefrigerantACC[#Data],MATCH(1,(RefrigerantACC[[RefrigerantACC_ID]:[RefrigerantACC_ID]]=active_RefrigerantACC_ID)*(RefrigerantACC[[DollarYear]:[DollarYear]]=aactive_DollarYr)*(RefrigerantACC[[ModelYear]:[ModelYear]]=$BW10+AHS$5-1),0),MATCH("aCost",RefrigerantACC[#Headers],0))* (1+active_WACC)^-($BW10-$BT10+AHS$5-1+0.5)* (1+active_InflationRate)^(aactive_DollarYr-$BT10)),0)
2 RACC | 904 | AHT | Annual_Costs_ExtYr23 | =IFERROR(IF(OR(ISBLANK($E10),$E10=MAT_NR),"",AFL10*INDEX(RefrigerantACC[#Data],MATCH(1,(RefrigerantACC[[RefrigerantACC_ID]:[RefrigerantACC_ID]]=active_RefrigerantACC_ID)*(RefrigerantACC[[DollarYear]:[DollarYear]]=aactive_DollarYr)*(RefrigerantACC[[ModelYear]:[ModelYear]]=$BW10+AHT$5-1),0),MATCH("aCost",RefrigerantACC[#Headers],0))* (1+active_WACC)^-($BW10-$BT10+AHT$5-1+0.5)* (1+active_InflationRate)^(aactive_DollarYr-$BT10)),0) | 1 | 1 | 1 | 1 | 1 | 1 | 1 | 1 | 1 | 1 | 1 | 1 | 1 | 1 | 1 | 1 | 1 | 1 | 1 | 1 | 1 | 1 | 1 | 1 | 1 | '=IFERROR(IF(OR(ISBLANK($E10),$E10=MAT_NR),"",AFL10*INDEX(RefrigerantACC[#Data],MATCH(1,(RefrigerantACC[[RefrigerantACC_ID]:[RefrigerantACC_ID]]=active_RefrigerantACC_ID)*(RefrigerantACC[[DollarYear]:[DollarYear]]=aactive_DollarYr)*(RefrigerantACC[[ModelYear]:[ModelYear]]=$BW10+AHT$5-1),0),MATCH("aCost",RefrigerantACC[#Headers],0))* (1+active_WACC)^-($BW10-$BT10+AHT$5-1+0.5)* (1+active_InflationRate)^(aactive_DollarYr-$BT10)),0)
2 RACC | 905 | AHU | Annual_Costs_ExtYr24 | =IFERROR(IF(OR(ISBLANK($E10),$E10=MAT_NR),"",AFM10*INDEX(RefrigerantACC[#Data],MATCH(1,(RefrigerantACC[[RefrigerantACC_ID]:[RefrigerantACC_ID]]=active_RefrigerantACC_ID)*(RefrigerantACC[[DollarYear]:[DollarYear]]=aactive_DollarYr)*(RefrigerantACC[[ModelYear]:[ModelYear]]=$BW10+AHU$5-1),0),MATCH("aCost",RefrigerantACC[#Headers],0))* (1+active_WACC)^-($BW10-$BT10+AHU$5-1+0.5)* (1+active_InflationRate)^(aactive_DollarYr-$BT10)),0) | 1 | 1 | 1 | 1 | 1 | 1 | 1 | 1 | 1 | 1 | 1 | 1 | 1 | 1 | 1 | 1 | 1 | 1 | 1 | 1 | 1 | 1 | 1 | 1 | 1 | '=IFERROR(IF(OR(ISBLANK($E10),$E10=MAT_NR),"",AFM10*INDEX(RefrigerantACC[#Data],MATCH(1,(RefrigerantACC[[RefrigerantACC_ID]:[RefrigerantACC_ID]]=active_RefrigerantACC_ID)*(RefrigerantACC[[DollarYear]:[DollarYear]]=aactive_DollarYr)*(RefrigerantACC[[ModelYear]:[ModelYear]]=$BW10+AHU$5-1),0),MATCH("aCost",RefrigerantACC[#Headers],0))* (1+active_WACC)^-($BW10-$BT10+AHU$5-1+0.5)* (1+active_InflationRate)^(aactive_DollarYr-$BT10)),0)
2 RACC | 906 | AHV | Annual_Costs_ExtYr25 | =IFERROR(IF(OR(ISBLANK($E10),$E10=MAT_NR),"",AFN10*INDEX(RefrigerantACC[#Data],MATCH(1,(RefrigerantACC[[RefrigerantACC_ID]:[RefrigerantACC_ID]]=active_RefrigerantACC_ID)*(RefrigerantACC[[DollarYear]:[DollarYear]]=aactive_DollarYr)*(RefrigerantACC[[ModelYear]:[ModelYear]]=$BW10+AHV$5-1),0),MATCH("aCost",RefrigerantACC[#Headers],0))* (1+active_WACC)^-($BW10-$BT10+AHV$5-1+0.5)* (1+active_InflationRate)^(aactive_DollarYr-$BT10)),0) | 1 | 1 | 1 | 1 | 1 | 1 | 1 | 1 | 1 | 1 | 1 | 1 | 1 | 1 | 1 | 1 | 1 | 1 | 1 | 1 | 1 | 1 | 1 | 1 | 1 | '=IFERROR(IF(OR(ISBLANK($E10),$E10=MAT_NR),"",AFN10*INDEX(RefrigerantACC[#Data],MATCH(1,(RefrigerantACC[[RefrigerantACC_ID]:[RefrigerantACC_ID]]=active_RefrigerantACC_ID)*(RefrigerantACC[[DollarYear]:[DollarYear]]=aactive_DollarYr)*(RefrigerantACC[[ModelYear]:[ModelYear]]=$BW10+AHV$5-1),0),MATCH("aCost",RefrigerantACC[#Headers],0))* (1+active_WACC)^-($BW10-$BT10+AHV$5-1+0.5)* (1+active_InflationRate)^(aactive_DollarYr-$BT10)),0)
2 RACC | 907 | AHW | Annual_Costs_ExtYr26 | =IFERROR(IF(OR(ISBLANK($E10),$E10=MAT_NR),"",AFO10*INDEX(RefrigerantACC[#Data],MATCH(1,(RefrigerantACC[[RefrigerantACC_ID]:[RefrigerantACC_ID]]=active_RefrigerantACC_ID)*(RefrigerantACC[[DollarYear]:[DollarYear]]=aactive_DollarYr)*(RefrigerantACC[[ModelYear]:[ModelYear]]=$BW10+AHW$5-1),0),MATCH("aCost",RefrigerantACC[#Headers],0))* (1+active_WACC)^-($BW10-$BT10+AHW$5-1+0.5)* (1+active_InflationRate)^(aactive_DollarYr-$BT10)),0) | 1 | 1 | 1 | 1 | 1 | 1 | 1 | 1 | 1 | 1 | 1 | 1 | 1 | 1 | 1 | 1 | 1 | 1 | 1 | 1 | 1 | 1 | 1 | 1 | 1 | '=IFERROR(IF(OR(ISBLANK($E10),$E10=MAT_NR),"",AFO10*INDEX(RefrigerantACC[#Data],MATCH(1,(RefrigerantACC[[RefrigerantACC_ID]:[RefrigerantACC_ID]]=active_RefrigerantACC_ID)*(RefrigerantACC[[DollarYear]:[DollarYear]]=aactive_DollarYr)*(RefrigerantACC[[ModelYear]:[ModelYear]]=$BW10+AHW$5-1),0),MATCH("aCost",RefrigerantACC[#Headers],0))* (1+active_WACC)^-($BW10-$BT10+AHW$5-1+0.5)* (1+active_InflationRate)^(aactive_DollarYr-$BT10)),0)
2 RACC | 908 | AHX | Annual_Costs_ExtYr27 | =IFERROR(IF(OR(ISBLANK($E10),$E10=MAT_NR),"",AFP10*INDEX(RefrigerantACC[#Data],MATCH(1,(RefrigerantACC[[RefrigerantACC_ID]:[RefrigerantACC_ID]]=active_RefrigerantACC_ID)*(RefrigerantACC[[DollarYear]:[DollarYear]]=aactive_DollarYr)*(RefrigerantACC[[ModelYear]:[ModelYear]]=$BW10+AHX$5-1),0),MATCH("aCost",RefrigerantACC[#Headers],0))* (1+active_WACC)^-($BW10-$BT10+AHX$5-1+0.5)* (1+active_InflationRate)^(aactive_DollarYr-$BT10)),0) | 1 | 1 | 1 | 1 | 1 | 1 | 1 | 1 | 1 | 1 | 1 | 1 | 1 | 1 | 1 | 1 | 1 | 1 | 1 | 1 | 1 | 1 | 1 | 1 | 1 | '=IFERROR(IF(OR(ISBLANK($E10),$E10=MAT_NR),"",AFP10*INDEX(RefrigerantACC[#Data],MATCH(1,(RefrigerantACC[[RefrigerantACC_ID]:[RefrigerantACC_ID]]=active_RefrigerantACC_ID)*(RefrigerantACC[[DollarYear]:[DollarYear]]=aactive_DollarYr)*(RefrigerantACC[[ModelYear]:[ModelYear]]=$BW10+AHX$5-1),0),MATCH("aCost",RefrigerantACC[#Headers],0))* (1+active_WACC)^-($BW10-$BT10+AHX$5-1+0.5)* (1+active_InflationRate)^(aactive_DollarYr-$BT10)),0)
2 RACC | 909 | AHY | Annual_Costs_ExtYr28 | =IFERROR(IF(OR(ISBLANK($E10),$E10=MAT_NR),"",AFQ10*INDEX(RefrigerantACC[#Data],MATCH(1,(RefrigerantACC[[RefrigerantACC_ID]:[RefrigerantACC_ID]]=active_RefrigerantACC_ID)*(RefrigerantACC[[DollarYear]:[DollarYear]]=aactive_DollarYr)*(RefrigerantACC[[ModelYear]:[ModelYear]]=$BW10+AHY$5-1),0),MATCH("aCost",RefrigerantACC[#Headers],0))* (1+active_WACC)^-($BW10-$BT10+AHY$5-1+0.5)* (1+active_InflationRate)^(aactive_DollarYr-$BT10)),0) | 1 | 1 | 1 | 1 | 1 | 1 | 1 | 1 | 1 | 1 | 1 | 1 | 1 | 1 | 1 | 1 | 1 | 1 | 1 | 1 | 1 | 1 | 1 | 1 | 1 | '=IFERROR(IF(OR(ISBLANK($E10),$E10=MAT_NR),"",AFQ10*INDEX(RefrigerantACC[#Data],MATCH(1,(RefrigerantACC[[RefrigerantACC_ID]:[RefrigerantACC_ID]]=active_RefrigerantACC_ID)*(RefrigerantACC[[DollarYear]:[DollarYear]]=aactive_DollarYr)*(RefrigerantACC[[ModelYear]:[ModelYear]]=$BW10+AHY$5-1),0),MATCH("aCost",RefrigerantACC[#Headers],0))* (1+active_WACC)^-($BW10-$BT10+AHY$5-1+0.5)* (1+active_InflationRate)^(aactive_DollarYr-$BT10)),0)
2 RACC | 910 | AHZ | Annual_Costs_ExtYr29 | =IFERROR(IF(OR(ISBLANK($E10),$E10=MAT_NR),"",AFR10*INDEX(RefrigerantACC[#Data],MATCH(1,(RefrigerantACC[[RefrigerantACC_ID]:[RefrigerantACC_ID]]=active_RefrigerantACC_ID)*(RefrigerantACC[[DollarYear]:[DollarYear]]=aactive_DollarYr)*(RefrigerantACC[[ModelYear]:[ModelYear]]=$BW10+AHZ$5-1),0),MATCH("aCost",RefrigerantACC[#Headers],0))* (1+active_WACC)^-($BW10-$BT10+AHZ$5-1+0.5)* (1+active_InflationRate)^(aactive_DollarYr-$BT10)),0) | 1 | 1 | 1 | 1 | 1 | 1 | 1 | 1 | 1 | 1 | 1 | 1 | 1 | 1 | 1 | 1 | 1 | 1 | 1 | 1 | 1 | 1 | 1 | 1 | 1 | '=IFERROR(IF(OR(ISBLANK($E10),$E10=MAT_NR),"",AFR10*INDEX(RefrigerantACC[#Data],MATCH(1,(RefrigerantACC[[RefrigerantACC_ID]:[RefrigerantACC_ID]]=active_RefrigerantACC_ID)*(RefrigerantACC[[DollarYear]:[DollarYear]]=aactive_DollarYr)*(RefrigerantACC[[ModelYear]:[ModelYear]]=$BW10+AHZ$5-1),0),MATCH("aCost",RefrigerantACC[#Headers],0))* (1+active_WACC)^-($BW10-$BT10+AHZ$5-1+0.5)* (1+active_InflationRate)^(aactive_DollarYr-$BT10)),0)
2 RACC | 911 | AIA | Annual_Costs_ExtYr30 | =IFERROR(IF(OR(ISBLANK($E10),$E10=MAT_NR),"",AFS10*INDEX(RefrigerantACC[#Data],MATCH(1,(RefrigerantACC[[RefrigerantACC_ID]:[RefrigerantACC_ID]]=active_RefrigerantACC_ID)*(RefrigerantACC[[DollarYear]:[DollarYear]]=aactive_DollarYr)*(RefrigerantACC[[ModelYear]:[ModelYear]]=$BW10+AIA$5-1),0),MATCH("aCost",RefrigerantACC[#Headers],0))* (1+active_WACC)^-($BW10-$BT10+AIA$5-1+0.5)* (1+active_InflationRate)^(aactive_DollarYr-$BT10)),0) | 1 | 1 | 1 | 1 | 1 | 1 | 1 | 1 | 1 | 1 | 1 | 1 | 1 | 1 | 1 | 1 | 1 | 1 | 1 | 1 | 1 | 1 | 1 | 1 | 1 | '=IFERROR(IF(OR(ISBLANK($E10),$E10=MAT_NR),"",AFS10*INDEX(RefrigerantACC[#Data],MATCH(1,(RefrigerantACC[[RefrigerantACC_ID]:[RefrigerantACC_ID]]=active_RefrigerantACC_ID)*(RefrigerantACC[[DollarYear]:[DollarYear]]=aactive_DollarYr)*(RefrigerantACC[[ModelYear]:[ModelYear]]=$BW10+AIA$5-1),0),MATCH("aCost",RefrigerantACC[#Headers],0))* (1+active_WACC)^-($BW10-$BT10+AIA$5-1+0.5)* (1+active_InflationRate)^(aactive_DollarYr-$BT10)),0)
2 RACC | 912 | AIB | EOL_Costs_ExtYr01 | =IFERROR(IF(OR(ISBLANK($E10),$E10=MAT_NR),"",AFT10* INDEX(RefrigerantACC[#Data],MATCH(1,(RefrigerantACC[[RefrigerantACC_ID]:[RefrigerantACC_ID]]=active_RefrigerantACC_ID)*(RefrigerantACC[[DollarYear]:[DollarYear]]=aactive_DollarYr)*(RefrigerantACC[[ModelYear]:[ModelYear]]=$BW10+AIB$5-1),0),MATCH("aCost",RefrigerantACC[#Headers],0))* (1+active_WACC)^-($BW10-$BT10+AIB$5-1+0.5)* (1+active_InflationRate)^(aactive_DollarYr-$BT10)),0) | 1 | 1 | 1 | 1 | 1 | 1 | 1 | 1 | 1 | 1 | 1 | 1 | 1 | 1 | 1 | 1 | 1 | 1 | 1 | 1 | 1 | 1 | 1 | 1 | 1 | '=IFERROR(IF(OR(ISBLANK($E10),$E10=MAT_NR),"",AFT10* INDEX(RefrigerantACC[#Data],MATCH(1,(RefrigerantACC[[RefrigerantACC_ID]:[RefrigerantACC_ID]]=active_RefrigerantACC_ID)*(RefrigerantACC[[DollarYear]:[DollarYear]]=aactive_DollarYr)*(RefrigerantACC[[ModelYear]:[ModelYear]]=$BW10+AIB$5-1),0),MATCH("aCost",RefrigerantACC[#Headers],0))* (1+active_WACC)^-($BW10-$BT10+AIB$5-1+0.5)* (1+active_InflationRate)^(aactive_DollarYr-$BT10)),0)
2 RACC | 913 | AIC | EOL_Costs_ExtYr02 | =IFERROR(IF(OR(ISBLANK($E10),$E10=MAT_NR),"",AFU10* INDEX(RefrigerantACC[#Data],MATCH(1,(RefrigerantACC[[RefrigerantACC_ID]:[RefrigerantACC_ID]]=active_RefrigerantACC_ID)*(RefrigerantACC[[DollarYear]:[DollarYear]]=aactive_DollarYr)*(RefrigerantACC[[ModelYear]:[ModelYear]]=$BW10+AIC$5-1),0),MATCH("aCost",RefrigerantACC[#Headers],0))* (1+active_WACC)^-($BW10-$BT10+AIC$5-1+0.5)* (1+active_InflationRate)^(aactive_DollarYr-$BT10)),0) | 1 | 1 | 1 | 1 | 1 | 1 | 1 | 1 | 1 | 1 | 1 | 1 | 1 | 1 | 1 | 1 | 1 | 1 | 1 | 1 | 1 | 1 | 1 | 1 | 1 | '=IFERROR(IF(OR(ISBLANK($E10),$E10=MAT_NR),"",AFU10* INDEX(RefrigerantACC[#Data],MATCH(1,(RefrigerantACC[[RefrigerantACC_ID]:[RefrigerantACC_ID]]=active_RefrigerantACC_ID)*(RefrigerantACC[[DollarYear]:[DollarYear]]=aactive_DollarYr)*(RefrigerantACC[[ModelYear]:[ModelYear]]=$BW10+AIC$5-1),0),MATCH("aCost",RefrigerantACC[#Headers],0))* (1+active_WACC)^-($BW10-$BT10+AIC$5-1+0.5)* (1+active_InflationRate)^(aactive_DollarYr-$BT10)),0)
2 RACC | 914 | AID | EOL_Costs_ExtYr03 | =IFERROR(IF(OR(ISBLANK($E10),$E10=MAT_NR),"",AFV10* INDEX(RefrigerantACC[#Data],MATCH(1,(RefrigerantACC[[RefrigerantACC_ID]:[RefrigerantACC_ID]]=active_RefrigerantACC_ID)*(RefrigerantACC[[DollarYear]:[DollarYear]]=aactive_DollarYr)*(RefrigerantACC[[ModelYear]:[ModelYear]]=$BW10+AID$5-1),0),MATCH("aCost",RefrigerantACC[#Headers],0))* (1+active_WACC)^-($BW10-$BT10+AID$5-1+0.5)* (1+active_InflationRate)^(aactive_DollarYr-$BT10)),0) | 1 | 1 | 1 | 1 | 1 | 1 | 1 | 1 | 1 | 1 | 1 | 1 | 1 | 1 | 1 | 1 | 1 | 1 | 1 | 1 | 1 | 1 | 1 | 1 | 1 | '=IFERROR(IF(OR(ISBLANK($E10),$E10=MAT_NR),"",AFV10* INDEX(RefrigerantACC[#Data],MATCH(1,(RefrigerantACC[[RefrigerantACC_ID]:[RefrigerantACC_ID]]=active_RefrigerantACC_ID)*(RefrigerantACC[[DollarYear]:[DollarYear]]=aactive_DollarYr)*(RefrigerantACC[[ModelYear]:[ModelYear]]=$BW10+AID$5-1),0),MATCH("aCost",RefrigerantACC[#Headers],0))* (1+active_WACC)^-($BW10-$BT10+AID$5-1+0.5)* (1+active_InflationRate)^(aactive_DollarYr-$BT10)),0)
2 RACC | 915 | AIE | EOL_Costs_ExtYr04 | =IFERROR(IF(OR(ISBLANK($E10),$E10=MAT_NR),"",AFW10* INDEX(RefrigerantACC[#Data],MATCH(1,(RefrigerantACC[[RefrigerantACC_ID]:[RefrigerantACC_ID]]=active_RefrigerantACC_ID)*(RefrigerantACC[[DollarYear]:[DollarYear]]=aactive_DollarYr)*(RefrigerantACC[[ModelYear]:[ModelYear]]=$BW10+AIE$5-1),0),MATCH("aCost",RefrigerantACC[#Headers],0))* (1+active_WACC)^-($BW10-$BT10+AIE$5-1+0.5)* (1+active_InflationRate)^(aactive_DollarYr-$BT10)),0) | 1 | 1 | 1 | 1 | 1 | 1 | 1 | 1 | 1 | 1 | 1 | 1 | 1 | 1 | 1 | 1 | 1 | 1 | 1 | 1 | 1 | 1 | 1 | 1 | 1 | '=IFERROR(IF(OR(ISBLANK($E10),$E10=MAT_NR),"",AFW10* INDEX(RefrigerantACC[#Data],MATCH(1,(RefrigerantACC[[RefrigerantACC_ID]:[RefrigerantACC_ID]]=active_RefrigerantACC_ID)*(RefrigerantACC[[DollarYear]:[DollarYear]]=aactive_DollarYr)*(RefrigerantACC[[ModelYear]:[ModelYear]]=$BW10+AIE$5-1),0),MATCH("aCost",RefrigerantACC[#Headers],0))* (1+active_WACC)^-($BW10-$BT10+AIE$5-1+0.5)* (1+active_InflationRate)^(aactive_DollarYr-$BT10)),0)
2 RACC | 916 | AIF | EOL_Costs_ExtYr05 | =IFERROR(IF(OR(ISBLANK($E10),$E10=MAT_NR),"",AFX10* INDEX(RefrigerantACC[#Data],MATCH(1,(RefrigerantACC[[RefrigerantACC_ID]:[RefrigerantACC_ID]]=active_RefrigerantACC_ID)*(RefrigerantACC[[DollarYear]:[DollarYear]]=aactive_DollarYr)*(RefrigerantACC[[ModelYear]:[ModelYear]]=$BW10+AIF$5-1),0),MATCH("aCost",RefrigerantACC[#Headers],0))* (1+active_WACC)^-($BW10-$BT10+AIF$5-1+0.5)* (1+active_InflationRate)^(aactive_DollarYr-$BT10)),0) | 1 | 1 | 1 | 1 | 1 | 1 | 1 | 1 | 1 | 1 | 1 | 1 | 1 | 1 | 1 | 1 | 1 | 1 | 1 | 1 | 1 | 1 | 1 | 1 | 1 | '=IFERROR(IF(OR(ISBLANK($E10),$E10=MAT_NR),"",AFX10* INDEX(RefrigerantACC[#Data],MATCH(1,(RefrigerantACC[[RefrigerantACC_ID]:[RefrigerantACC_ID]]=active_RefrigerantACC_ID)*(RefrigerantACC[[DollarYear]:[DollarYear]]=aactive_DollarYr)*(RefrigerantACC[[ModelYear]:[ModelYear]]=$BW10+AIF$5-1),0),MATCH("aCost",RefrigerantACC[#Headers],0))* (1+active_WACC)^-($BW10-$BT10+AIF$5-1+0.5)* (1+active_InflationRate)^(aactive_DollarYr-$BT10)),0)
2 RACC | 917 | AIG | EOL_Costs_ExtYr06 | =IFERROR(IF(OR(ISBLANK($E10),$E10=MAT_NR),"",AFY10* INDEX(RefrigerantACC[#Data],MATCH(1,(RefrigerantACC[[RefrigerantACC_ID]:[RefrigerantACC_ID]]=active_RefrigerantACC_ID)*(RefrigerantACC[[DollarYear]:[DollarYear]]=aactive_DollarYr)*(RefrigerantACC[[ModelYear]:[ModelYear]]=$BW10+AIG$5-1),0),MATCH("aCost",RefrigerantACC[#Headers],0))* (1+active_WACC)^-($BW10-$BT10+AIG$5-1+0.5)* (1+active_InflationRate)^(aactive_DollarYr-$BT10)),0) | 1 | 1 | 1 | 1 | 1 | 1 | 1 | 1 | 1 | 1 | 1 | 1 | 1 | 1 | 1 | 1 | 1 | 1 | 1 | 1 | 1 | 1 | 1 | 1 | 1 | '=IFERROR(IF(OR(ISBLANK($E10),$E10=MAT_NR),"",AFY10* INDEX(RefrigerantACC[#Data],MATCH(1,(RefrigerantACC[[RefrigerantACC_ID]:[RefrigerantACC_ID]]=active_RefrigerantACC_ID)*(RefrigerantACC[[DollarYear]:[DollarYear]]=aactive_DollarYr)*(RefrigerantACC[[ModelYear]:[ModelYear]]=$BW10+AIG$5-1),0),MATCH("aCost",RefrigerantACC[#Headers],0))* (1+active_WACC)^-($BW10-$BT10+AIG$5-1+0.5)* (1+active_InflationRate)^(aactive_DollarYr-$BT10)),0)
2 RACC | 918 | AIH | EOL_Costs_ExtYr07 | =IFERROR(IF(OR(ISBLANK($E10),$E10=MAT_NR),"",AFZ10* INDEX(RefrigerantACC[#Data],MATCH(1,(RefrigerantACC[[RefrigerantACC_ID]:[RefrigerantACC_ID]]=active_RefrigerantACC_ID)*(RefrigerantACC[[DollarYear]:[DollarYear]]=aactive_DollarYr)*(RefrigerantACC[[ModelYear]:[ModelYear]]=$BW10+AIH$5-1),0),MATCH("aCost",RefrigerantACC[#Headers],0))* (1+active_WACC)^-($BW10-$BT10+AIH$5-1+0.5)* (1+active_InflationRate)^(aactive_DollarYr-$BT10)),0) | 1 | 1 | 1 | 1 | 1 | 1 | 1 | 1 | 1 | 1 | 1 | 1 | 1 | 1 | 1 | 1 | 1 | 1 | 1 | 1 | 1 | 1 | 1 | 1 | 1 | '=IFERROR(IF(OR(ISBLANK($E10),$E10=MAT_NR),"",AFZ10* INDEX(RefrigerantACC[#Data],MATCH(1,(RefrigerantACC[[RefrigerantACC_ID]:[RefrigerantACC_ID]]=active_RefrigerantACC_ID)*(RefrigerantACC[[DollarYear]:[DollarYear]]=aactive_DollarYr)*(RefrigerantACC[[ModelYear]:[ModelYear]]=$BW10+AIH$5-1),0),MATCH("aCost",RefrigerantACC[#Headers],0))* (1+active_WACC)^-($BW10-$BT10+AIH$5-1+0.5)* (1+active_InflationRate)^(aactive_DollarYr-$BT10)),0)
2 RACC | 919 | AII | EOL_Costs_ExtYr08 | =IFERROR(IF(OR(ISBLANK($E10),$E10=MAT_NR),"",AGA10* INDEX(RefrigerantACC[#Data],MATCH(1,(RefrigerantACC[[RefrigerantACC_ID]:[RefrigerantACC_ID]]=active_RefrigerantACC_ID)*(RefrigerantACC[[DollarYear]:[DollarYear]]=aactive_DollarYr)*(RefrigerantACC[[ModelYear]:[ModelYear]]=$BW10+AII$5-1),0),MATCH("aCost",RefrigerantACC[#Headers],0))* (1+active_WACC)^-($BW10-$BT10+AII$5-1+0.5)* (1+active_InflationRate)^(aactive_DollarYr-$BT10)),0) | 1 | 1 | 1 | 1 | 1 | 1 | 1 | 1 | 1 | 1 | 1 | 1 | 1 | 1 | 1 | 1 | 1 | 1 | 1 | 1 | 1 | 1 | 1 | 1 | 1 | '=IFERROR(IF(OR(ISBLANK($E10),$E10=MAT_NR),"",AGA10* INDEX(RefrigerantACC[#Data],MATCH(1,(RefrigerantACC[[RefrigerantACC_ID]:[RefrigerantACC_ID]]=active_RefrigerantACC_ID)*(RefrigerantACC[[DollarYear]:[DollarYear]]=aactive_DollarYr)*(RefrigerantACC[[ModelYear]:[ModelYear]]=$BW10+AII$5-1),0),MATCH("aCost",RefrigerantACC[#Headers],0))* (1+active_WACC)^-($BW10-$BT10+AII$5-1+0.5)* (1+active_InflationRate)^(aactive_DollarYr-$BT10)),0)
2 RACC | 920 | AIJ | EOL_Costs_ExtYr09 | =IFERROR(IF(OR(ISBLANK($E10),$E10=MAT_NR),"",AGB10* INDEX(RefrigerantACC[#Data],MATCH(1,(RefrigerantACC[[RefrigerantACC_ID]:[RefrigerantACC_ID]]=active_RefrigerantACC_ID)*(RefrigerantACC[[DollarYear]:[DollarYear]]=aactive_DollarYr)*(RefrigerantACC[[ModelYear]:[ModelYear]]=$BW10+AIJ$5-1),0),MATCH("aCost",RefrigerantACC[#Headers],0))* (1+active_WACC)^-($BW10-$BT10+AIJ$5-1+0.5)* (1+active_InflationRate)^(aactive_DollarYr-$BT10)),0) | 1 | 1 | 1 | 1 | 1 | 1 | 1 | 1 | 1 | 1 | 1 | 1 | 1 | 1 | 1 | 1 | 1 | 1 | 1 | 1 | 1 | 1 | 1 | 1 | 1 | '=IFERROR(IF(OR(ISBLANK($E10),$E10=MAT_NR),"",AGB10* INDEX(RefrigerantACC[#Data],MATCH(1,(RefrigerantACC[[RefrigerantACC_ID]:[RefrigerantACC_ID]]=active_RefrigerantACC_ID)*(RefrigerantACC[[DollarYear]:[DollarYear]]=aactive_DollarYr)*(RefrigerantACC[[ModelYear]:[ModelYear]]=$BW10+AIJ$5-1),0),MATCH("aCost",RefrigerantACC[#Headers],0))* (1+active_WACC)^-($BW10-$BT10+AIJ$5-1+0.5)* (1+active_InflationRate)^(aactive_DollarYr-$BT10)),0)
2 RACC | 921 | AIK | EOL_Costs_ExtYr10 | =IFERROR(IF(OR(ISBLANK($E10),$E10=MAT_NR),"",AGC10* INDEX(RefrigerantACC[#Data],MATCH(1,(RefrigerantACC[[RefrigerantACC_ID]:[RefrigerantACC_ID]]=active_RefrigerantACC_ID)*(RefrigerantACC[[DollarYear]:[DollarYear]]=aactive_DollarYr)*(RefrigerantACC[[ModelYear]:[ModelYear]]=$BW10+AIK$5-1),0),MATCH("aCost",RefrigerantACC[#Headers],0))* (1+active_WACC)^-($BW10-$BT10+AIK$5-1+0.5)* (1+active_InflationRate)^(aactive_DollarYr-$BT10)),0) | 1 | 1 | 1 | 1 | 1 | 1 | 1 | 1 | 1 | 1 | 1 | 1 | 1 | 1 | 1 | 1 | 1 | 1 | 1 | 1 | 1 | 1 | 1 | 1 | 1 | '=IFERROR(IF(OR(ISBLANK($E10),$E10=MAT_NR),"",AGC10* INDEX(RefrigerantACC[#Data],MATCH(1,(RefrigerantACC[[RefrigerantACC_ID]:[RefrigerantACC_ID]]=active_RefrigerantACC_ID)*(RefrigerantACC[[DollarYear]:[DollarYear]]=aactive_DollarYr)*(RefrigerantACC[[ModelYear]:[ModelYear]]=$BW10+AIK$5-1),0),MATCH("aCost",RefrigerantACC[#Headers],0))* (1+active_WACC)^-($BW10-$BT10+AIK$5-1+0.5)* (1+active_InflationRate)^(aactive_DollarYr-$BT10)),0)
2 RACC | 922 | AIL | EOL_Costs_ExtYr11 | =IFERROR(IF(OR(ISBLANK($E10),$E10=MAT_NR),"",AGD10* INDEX(RefrigerantACC[#Data],MATCH(1,(RefrigerantACC[[RefrigerantACC_ID]:[RefrigerantACC_ID]]=active_RefrigerantACC_ID)*(RefrigerantACC[[DollarYear]:[DollarYear]]=aactive_DollarYr)*(RefrigerantACC[[ModelYear]:[ModelYear]]=$BW10+AIL$5-1),0),MATCH("aCost",RefrigerantACC[#Headers],0))* (1+active_WACC)^-($BW10-$BT10+AIL$5-1+0.5)* (1+active_InflationRate)^(aactive_DollarYr-$BT10)),0) | 1 | 1 | 1 | 1 | 1 | 1 | 1 | 1 | 1 | 1 | 1 | 1 | 1 | 1 | 1 | 1 | 1 | 1 | 1 | 1 | 1 | 1 | 1 | 1 | 1 | '=IFERROR(IF(OR(ISBLANK($E10),$E10=MAT_NR),"",AGD10* INDEX(RefrigerantACC[#Data],MATCH(1,(RefrigerantACC[[RefrigerantACC_ID]:[RefrigerantACC_ID]]=active_RefrigerantACC_ID)*(RefrigerantACC[[DollarYear]:[DollarYear]]=aactive_DollarYr)*(RefrigerantACC[[ModelYear]:[ModelYear]]=$BW10+AIL$5-1),0),MATCH("aCost",RefrigerantACC[#Headers],0))* (1+active_WACC)^-($BW10-$BT10+AIL$5-1+0.5)* (1+active_InflationRate)^(aactive_DollarYr-$BT10)),0)
2 RACC | 923 | AIM | EOL_Costs_ExtYr12 | =IFERROR(IF(OR(ISBLANK($E10),$E10=MAT_NR),"",AGE10* INDEX(RefrigerantACC[#Data],MATCH(1,(RefrigerantACC[[RefrigerantACC_ID]:[RefrigerantACC_ID]]=active_RefrigerantACC_ID)*(RefrigerantACC[[DollarYear]:[DollarYear]]=aactive_DollarYr)*(RefrigerantACC[[ModelYear]:[ModelYear]]=$BW10+AIM$5-1),0),MATCH("aCost",RefrigerantACC[#Headers],0))* (1+active_WACC)^-($BW10-$BT10+AIM$5-1+0.5)* (1+active_InflationRate)^(aactive_DollarYr-$BT10)),0) | 1 | 1 | 1 | 1 | 1 | 1 | 1 | 1 | 1 | 1 | 1 | 1 | 1 | 1 | 1 | 1 | 1 | 1 | 1 | 1 | 1 | 1 | 1 | 1 | 1 | '=IFERROR(IF(OR(ISBLANK($E10),$E10=MAT_NR),"",AGE10* INDEX(RefrigerantACC[#Data],MATCH(1,(RefrigerantACC[[RefrigerantACC_ID]:[RefrigerantACC_ID]]=active_RefrigerantACC_ID)*(RefrigerantACC[[DollarYear]:[DollarYear]]=aactive_DollarYr)*(RefrigerantACC[[ModelYear]:[ModelYear]]=$BW10+AIM$5-1),0),MATCH("aCost",RefrigerantACC[#Headers],0))* (1+active_WACC)^-($BW10-$BT10+AIM$5-1+0.5)* (1+active_InflationRate)^(aactive_DollarYr-$BT10)),0)
2 RACC | 924 | AIN | EOL_Costs_ExtYr13 | =IFERROR(IF(OR(ISBLANK($E10),$E10=MAT_NR),"",AGF10* INDEX(RefrigerantACC[#Data],MATCH(1,(RefrigerantACC[[RefrigerantACC_ID]:[RefrigerantACC_ID]]=active_RefrigerantACC_ID)*(RefrigerantACC[[DollarYear]:[DollarYear]]=aactive_DollarYr)*(RefrigerantACC[[ModelYear]:[ModelYear]]=$BW10+AIN$5-1),0),MATCH("aCost",RefrigerantACC[#Headers],0))* (1+active_WACC)^-($BW10-$BT10+AIN$5-1+0.5)* (1+active_InflationRate)^(aactive_DollarYr-$BT10)),0) | 1 | 1 | 1 | 1 | 1 | 1 | 1 | 1 | 1 | 1 | 1 | 1 | 1 | 1 | 1 | 1 | 1 | 1 | 1 | 1 | 1 | 1 | 1 | 1 | 1 | '=IFERROR(IF(OR(ISBLANK($E10),$E10=MAT_NR),"",AGF10* INDEX(RefrigerantACC[#Data],MATCH(1,(RefrigerantACC[[RefrigerantACC_ID]:[RefrigerantACC_ID]]=active_RefrigerantACC_ID)*(RefrigerantACC[[DollarYear]:[DollarYear]]=aactive_DollarYr)*(RefrigerantACC[[ModelYear]:[ModelYear]]=$BW10+AIN$5-1),0),MATCH("aCost",RefrigerantACC[#Headers],0))* (1+active_WACC)^-($BW10-$BT10+AIN$5-1+0.5)* (1+active_InflationRate)^(aactive_DollarYr-$BT10)),0)
2 RACC | 925 | AIO | EOL_Costs_ExtYr14 | =IFERROR(IF(OR(ISBLANK($E10),$E10=MAT_NR),"",AGG10* INDEX(RefrigerantACC[#Data],MATCH(1,(RefrigerantACC[[RefrigerantACC_ID]:[RefrigerantACC_ID]]=active_RefrigerantACC_ID)*(RefrigerantACC[[DollarYear]:[DollarYear]]=aactive_DollarYr)*(RefrigerantACC[[ModelYear]:[ModelYear]]=$BW10+AIO$5-1),0),MATCH("aCost",RefrigerantACC[#Headers],0))* (1+active_WACC)^-($BW10-$BT10+AIO$5-1+0.5)* (1+active_InflationRate)^(aactive_DollarYr-$BT10)),0) | 1 | 1 | 1 | 1 | 1 | 1 | 1 | 1 | 1 | 1 | 1 | 1 | 1 | 1 | 1 | 1 | 1 | 1 | 1 | 1 | 1 | 1 | 1 | 1 | 1 | '=IFERROR(IF(OR(ISBLANK($E10),$E10=MAT_NR),"",AGG10* INDEX(RefrigerantACC[#Data],MATCH(1,(RefrigerantACC[[RefrigerantACC_ID]:[RefrigerantACC_ID]]=active_RefrigerantACC_ID)*(RefrigerantACC[[DollarYear]:[DollarYear]]=aactive_DollarYr)*(RefrigerantACC[[ModelYear]:[ModelYear]]=$BW10+AIO$5-1),0),MATCH("aCost",RefrigerantACC[#Headers],0))* (1+active_WACC)^-($BW10-$BT10+AIO$5-1+0.5)* (1+active_InflationRate)^(aactive_DollarYr-$BT10)),0)
2 RACC | 926 | AIP | EOL_Costs_ExtYr15 | =IFERROR(IF(OR(ISBLANK($E10),$E10=MAT_NR),"",AGH10* INDEX(RefrigerantACC[#Data],MATCH(1,(RefrigerantACC[[RefrigerantACC_ID]:[RefrigerantACC_ID]]=active_RefrigerantACC_ID)*(RefrigerantACC[[DollarYear]:[DollarYear]]=aactive_DollarYr)*(RefrigerantACC[[ModelYear]:[ModelYear]]=$BW10+AIP$5-1),0),MATCH("aCost",RefrigerantACC[#Headers],0))* (1+active_WACC)^-($BW10-$BT10+AIP$5-1+0.5)* (1+active_InflationRate)^(aactive_DollarYr-$BT10)),0) | 1 | 1 | 1 | 1 | 1 | 1 | 1 | 1 | 1 | 1 | 1 | 1 | 1 | 1 | 1 | 1 | 1 | 1 | 1 | 1 | 1 | 1 | 1 | 1 | 1 | '=IFERROR(IF(OR(ISBLANK($E10),$E10=MAT_NR),"",AGH10* INDEX(RefrigerantACC[#Data],MATCH(1,(RefrigerantACC[[RefrigerantACC_ID]:[RefrigerantACC_ID]]=active_RefrigerantACC_ID)*(RefrigerantACC[[DollarYear]:[DollarYear]]=aactive_DollarYr)*(RefrigerantACC[[ModelYear]:[ModelYear]]=$BW10+AIP$5-1),0),MATCH("aCost",RefrigerantACC[#Headers],0))* (1+active_WACC)^-($BW10-$BT10+AIP$5-1+0.5)* (1+active_InflationRate)^(aactive_DollarYr-$BT10)),0)
2 RACC | 927 | AIQ | EOL_Costs_ExtYr16 | =IFERROR(IF(OR(ISBLANK($E10),$E10=MAT_NR),"",AGI10* INDEX(RefrigerantACC[#Data],MATCH(1,(RefrigerantACC[[RefrigerantACC_ID]:[RefrigerantACC_ID]]=active_RefrigerantACC_ID)*(RefrigerantACC[[DollarYear]:[DollarYear]]=aactive_DollarYr)*(RefrigerantACC[[ModelYear]:[ModelYear]]=$BW10+AIQ$5-1),0),MATCH("aCost",RefrigerantACC[#Headers],0))* (1+active_WACC)^-($BW10-$BT10+AIQ$5-1+0.5)* (1+active_InflationRate)^(aactive_DollarYr-$BT10)),0) | 1 | 1 | 1 | 1 | 1 | 1 | 1 | 1 | 1 | 1 | 1 | 1 | 1 | 1 | 1 | 1 | 1 | 1 | 1 | 1 | 1 | 1 | 1 | 1 | 1 | '=IFERROR(IF(OR(ISBLANK($E10),$E10=MAT_NR),"",AGI10* INDEX(RefrigerantACC[#Data],MATCH(1,(RefrigerantACC[[RefrigerantACC_ID]:[RefrigerantACC_ID]]=active_RefrigerantACC_ID)*(RefrigerantACC[[DollarYear]:[DollarYear]]=aactive_DollarYr)*(RefrigerantACC[[ModelYear]:[ModelYear]]=$BW10+AIQ$5-1),0),MATCH("aCost",RefrigerantACC[#Headers],0))* (1+active_WACC)^-($BW10-$BT10+AIQ$5-1+0.5)* (1+active_InflationRate)^(aactive_DollarYr-$BT10)),0)
2 RACC | 928 | AIR | EOL_Costs_ExtYr17 | =IFERROR(IF(OR(ISBLANK($E10),$E10=MAT_NR),"",AGJ10* INDEX(RefrigerantACC[#Data],MATCH(1,(RefrigerantACC[[RefrigerantACC_ID]:[RefrigerantACC_ID]]=active_RefrigerantACC_ID)*(RefrigerantACC[[DollarYear]:[DollarYear]]=aactive_DollarYr)*(RefrigerantACC[[ModelYear]:[ModelYear]]=$BW10+AIR$5-1),0),MATCH("aCost",RefrigerantACC[#Headers],0))* (1+active_WACC)^-($BW10-$BT10+AIR$5-1+0.5)* (1+active_InflationRate)^(aactive_DollarYr-$BT10)),0) | 1 | 1 | 1 | 1 | 1 | 1 | 1 | 1 | 1 | 1 | 1 | 1 | 1 | 1 | 1 | 1 | 1 | 1 | 1 | 1 | 1 | 1 | 1 | 1 | 1 | '=IFERROR(IF(OR(ISBLANK($E10),$E10=MAT_NR),"",AGJ10* INDEX(RefrigerantACC[#Data],MATCH(1,(RefrigerantACC[[RefrigerantACC_ID]:[RefrigerantACC_ID]]=active_RefrigerantACC_ID)*(RefrigerantACC[[DollarYear]:[DollarYear]]=aactive_DollarYr)*(RefrigerantACC[[ModelYear]:[ModelYear]]=$BW10+AIR$5-1),0),MATCH("aCost",RefrigerantACC[#Headers],0))* (1+active_WACC)^-($BW10-$BT10+AIR$5-1+0.5)* (1+active_InflationRate)^(aactive_DollarYr-$BT10)),0)
2 RACC | 929 | AIS | EOL_Costs_ExtYr18 | =IFERROR(IF(OR(ISBLANK($E10),$E10=MAT_NR),"",AGK10* INDEX(RefrigerantACC[#Data],MATCH(1,(RefrigerantACC[[RefrigerantACC_ID]:[RefrigerantACC_ID]]=active_RefrigerantACC_ID)*(RefrigerantACC[[DollarYear]:[DollarYear]]=aactive_DollarYr)*(RefrigerantACC[[ModelYear]:[ModelYear]]=$BW10+AIS$5-1),0),MATCH("aCost",RefrigerantACC[#Headers],0))* (1+active_WACC)^-($BW10-$BT10+AIS$5-1+0.5)* (1+active_InflationRate)^(aactive_DollarYr-$BT10)),0) | 1 | 1 | 1 | 1 | 1 | 1 | 1 | 1 | 1 | 1 | 1 | 1 | 1 | 1 | 1 | 1 | 1 | 1 | 1 | 1 | 1 | 1 | 1 | 1 | 1 | '=IFERROR(IF(OR(ISBLANK($E10),$E10=MAT_NR),"",AGK10* INDEX(RefrigerantACC[#Data],MATCH(1,(RefrigerantACC[[RefrigerantACC_ID]:[RefrigerantACC_ID]]=active_RefrigerantACC_ID)*(RefrigerantACC[[DollarYear]:[DollarYear]]=aactive_DollarYr)*(RefrigerantACC[[ModelYear]:[ModelYear]]=$BW10+AIS$5-1),0),MATCH("aCost",RefrigerantACC[#Headers],0))* (1+active_WACC)^-($BW10-$BT10+AIS$5-1+0.5)* (1+active_InflationRate)^(aactive_DollarYr-$BT10)),0)
2 RACC | 930 | AIT | EOL_Costs_ExtYr19 | =IFERROR(IF(OR(ISBLANK($E10),$E10=MAT_NR),"",AGL10* INDEX(RefrigerantACC[#Data],MATCH(1,(RefrigerantACC[[RefrigerantACC_ID]:[RefrigerantACC_ID]]=active_RefrigerantACC_ID)*(RefrigerantACC[[DollarYear]:[DollarYear]]=aactive_DollarYr)*(RefrigerantACC[[ModelYear]:[ModelYear]]=$BW10+AIT$5-1),0),MATCH("aCost",RefrigerantACC[#Headers],0))* (1+active_WACC)^-($BW10-$BT10+AIT$5-1+0.5)* (1+active_InflationRate)^(aactive_DollarYr-$BT10)),0) | 1 | 1 | 1 | 1 | 1 | 1 | 1 | 1 | 1 | 1 | 1 | 1 | 1 | 1 | 1 | 1 | 1 | 1 | 1 | 1 | 1 | 1 | 1 | 1 | 1 | '=IFERROR(IF(OR(ISBLANK($E10),$E10=MAT_NR),"",AGL10* INDEX(RefrigerantACC[#Data],MATCH(1,(RefrigerantACC[[RefrigerantACC_ID]:[RefrigerantACC_ID]]=active_RefrigerantACC_ID)*(RefrigerantACC[[DollarYear]:[DollarYear]]=aactive_DollarYr)*(RefrigerantACC[[ModelYear]:[ModelYear]]=$BW10+AIT$5-1),0),MATCH("aCost",RefrigerantACC[#Headers],0))* (1+active_WACC)^-($BW10-$BT10+AIT$5-1+0.5)* (1+active_InflationRate)^(aactive_DollarYr-$BT10)),0)
2 RACC | 931 | AIU | EOL_Costs_ExtYr20 | =IFERROR(IF(OR(ISBLANK($E10),$E10=MAT_NR),"",AGM10* INDEX(RefrigerantACC[#Data],MATCH(1,(RefrigerantACC[[RefrigerantACC_ID]:[RefrigerantACC_ID]]=active_RefrigerantACC_ID)*(RefrigerantACC[[DollarYear]:[DollarYear]]=aactive_DollarYr)*(RefrigerantACC[[ModelYear]:[ModelYear]]=$BW10+AIU$5-1),0),MATCH("aCost",RefrigerantACC[#Headers],0))* (1+active_WACC)^-($BW10-$BT10+AIU$5-1+0.5)* (1+active_InflationRate)^(aactive_DollarYr-$BT10)),0) | 1 | 1 | 1 | 1 | 1 | 1 | 1 | 1 | 1 | 1 | 1 | 1 | 1 | 1 | 1 | 1 | 1 | 1 | 1 | 1 | 1 | 1 | 1 | 1 | 1 | '=IFERROR(IF(OR(ISBLANK($E10),$E10=MAT_NR),"",AGM10* INDEX(RefrigerantACC[#Data],MATCH(1,(RefrigerantACC[[RefrigerantACC_ID]:[RefrigerantACC_ID]]=active_RefrigerantACC_ID)*(RefrigerantACC[[DollarYear]:[DollarYear]]=aactive_DollarYr)*(RefrigerantACC[[ModelYear]:[ModelYear]]=$BW10+AIU$5-1),0),MATCH("aCost",RefrigerantACC[#Headers],0))* (1+active_WACC)^-($BW10-$BT10+AIU$5-1+0.5)* (1+active_InflationRate)^(aactive_DollarYr-$BT10)),0)
2 RACC | 932 | AIV | EOL_Costs_ExtYr21 | =IFERROR(IF(OR(ISBLANK($E10),$E10=MAT_NR),"",AGN10* INDEX(RefrigerantACC[#Data],MATCH(1,(RefrigerantACC[[RefrigerantACC_ID]:[RefrigerantACC_ID]]=active_RefrigerantACC_ID)*(RefrigerantACC[[DollarYear]:[DollarYear]]=aactive_DollarYr)*(RefrigerantACC[[ModelYear]:[ModelYear]]=$BW10+AIV$5-1),0),MATCH("aCost",RefrigerantACC[#Headers],0))* (1+active_WACC)^-($BW10-$BT10+AIV$5-1+0.5)* (1+active_InflationRate)^(aactive_DollarYr-$BT10)),0) | 1 | 1 | 1 | 1 | 1 | 1 | 1 | 1 | 1 | 1 | 1 | 1 | 1 | 1 | 1 | 1 | 1 | 1 | 1 | 1 | 1 | 1 | 1 | 1 | 1 | '=IFERROR(IF(OR(ISBLANK($E10),$E10=MAT_NR),"",AGN10* INDEX(RefrigerantACC[#Data],MATCH(1,(RefrigerantACC[[RefrigerantACC_ID]:[RefrigerantACC_ID]]=active_RefrigerantACC_ID)*(RefrigerantACC[[DollarYear]:[DollarYear]]=aactive_DollarYr)*(RefrigerantACC[[ModelYear]:[ModelYear]]=$BW10+AIV$5-1),0),MATCH("aCost",RefrigerantACC[#Headers],0))* (1+active_WACC)^-($BW10-$BT10+AIV$5-1+0.5)* (1+active_InflationRate)^(aactive_DollarYr-$BT10)),0)
2 RACC | 933 | AIW | EOL_Costs_ExtYr22 | =IFERROR(IF(OR(ISBLANK($E10),$E10=MAT_NR),"",AGO10* INDEX(RefrigerantACC[#Data],MATCH(1,(RefrigerantACC[[RefrigerantACC_ID]:[RefrigerantACC_ID]]=active_RefrigerantACC_ID)*(RefrigerantACC[[DollarYear]:[DollarYear]]=aactive_DollarYr)*(RefrigerantACC[[ModelYear]:[ModelYear]]=$BW10+AIW$5-1),0),MATCH("aCost",RefrigerantACC[#Headers],0))* (1+active_WACC)^-($BW10-$BT10+AIW$5-1+0.5)* (1+active_InflationRate)^(aactive_DollarYr-$BT10)),0) | 1 | 1 | 1 | 1 | 1 | 1 | 1 | 1 | 1 | 1 | 1 | 1 | 1 | 1 | 1 | 1 | 1 | 1 | 1 | 1 | 1 | 1 | 1 | 1 | 1 | '=IFERROR(IF(OR(ISBLANK($E10),$E10=MAT_NR),"",AGO10* INDEX(RefrigerantACC[#Data],MATCH(1,(RefrigerantACC[[RefrigerantACC_ID]:[RefrigerantACC_ID]]=active_RefrigerantACC_ID)*(RefrigerantACC[[DollarYear]:[DollarYear]]=aactive_DollarYr)*(RefrigerantACC[[ModelYear]:[ModelYear]]=$BW10+AIW$5-1),0),MATCH("aCost",RefrigerantACC[#Headers],0))* (1+active_WACC)^-($BW10-$BT10+AIW$5-1+0.5)* (1+active_InflationRate)^(aactive_DollarYr-$BT10)),0)
2 RACC | 934 | AIX | EOL_Costs_ExtYr23 | =IFERROR(IF(OR(ISBLANK($E10),$E10=MAT_NR),"",AGP10* INDEX(RefrigerantACC[#Data],MATCH(1,(RefrigerantACC[[RefrigerantACC_ID]:[RefrigerantACC_ID]]=active_RefrigerantACC_ID)*(RefrigerantACC[[DollarYear]:[DollarYear]]=aactive_DollarYr)*(RefrigerantACC[[ModelYear]:[ModelYear]]=$BW10+AIX$5-1),0),MATCH("aCost",RefrigerantACC[#Headers],0))* (1+active_WACC)^-($BW10-$BT10+AIX$5-1+0.5)* (1+active_InflationRate)^(aactive_DollarYr-$BT10)),0) | 1 | 1 | 1 | 1 | 1 | 1 | 1 | 1 | 1 | 1 | 1 | 1 | 1 | 1 | 1 | 1 | 1 | 1 | 1 | 1 | 1 | 1 | 1 | 1 | 1 | '=IFERROR(IF(OR(ISBLANK($E10),$E10=MAT_NR),"",AGP10* INDEX(RefrigerantACC[#Data],MATCH(1,(RefrigerantACC[[RefrigerantACC_ID]:[RefrigerantACC_ID]]=active_RefrigerantACC_ID)*(RefrigerantACC[[DollarYear]:[DollarYear]]=aactive_DollarYr)*(RefrigerantACC[[ModelYear]:[ModelYear]]=$BW10+AIX$5-1),0),MATCH("aCost",RefrigerantACC[#Headers],0))* (1+active_WACC)^-($BW10-$BT10+AIX$5-1+0.5)* (1+active_InflationRate)^(aactive_DollarYr-$BT10)),0)
2 RACC | 935 | AIY | EOL_Costs_ExtYr24 | =IFERROR(IF(OR(ISBLANK($E10),$E10=MAT_NR),"",AGQ10* INDEX(RefrigerantACC[#Data],MATCH(1,(RefrigerantACC[[RefrigerantACC_ID]:[RefrigerantACC_ID]]=active_RefrigerantACC_ID)*(RefrigerantACC[[DollarYear]:[DollarYear]]=aactive_DollarYr)*(RefrigerantACC[[ModelYear]:[ModelYear]]=$BW10+AIY$5-1),0),MATCH("aCost",RefrigerantACC[#Headers],0))* (1+active_WACC)^-($BW10-$BT10+AIY$5-1+0.5)* (1+active_InflationRate)^(aactive_DollarYr-$BT10)),0) | 1 | 1 | 1 | 1 | 1 | 1 | 1 | 1 | 1 | 1 | 1 | 1 | 1 | 1 | 1 | 1 | 1 | 1 | 1 | 1 | 1 | 1 | 1 | 1 | 1 | '=IFERROR(IF(OR(ISBLANK($E10),$E10=MAT_NR),"",AGQ10* INDEX(RefrigerantACC[#Data],MATCH(1,(RefrigerantACC[[RefrigerantACC_ID]:[RefrigerantACC_ID]]=active_RefrigerantACC_ID)*(RefrigerantACC[[DollarYear]:[DollarYear]]=aactive_DollarYr)*(RefrigerantACC[[ModelYear]:[ModelYear]]=$BW10+AIY$5-1),0),MATCH("aCost",RefrigerantACC[#Headers],0))* (1+active_WACC)^-($BW10-$BT10+AIY$5-1+0.5)* (1+active_InflationRate)^(aactive_DollarYr-$BT10)),0)
2 RACC | 936 | AIZ | EOL_Costs_ExtYr25 | =IFERROR(IF(OR(ISBLANK($E10),$E10=MAT_NR),"",AGR10* INDEX(RefrigerantACC[#Data],MATCH(1,(RefrigerantACC[[RefrigerantACC_ID]:[RefrigerantACC_ID]]=active_RefrigerantACC_ID)*(RefrigerantACC[[DollarYear]:[DollarYear]]=aactive_DollarYr)*(RefrigerantACC[[ModelYear]:[ModelYear]]=$BW10+AIZ$5-1),0),MATCH("aCost",RefrigerantACC[#Headers],0))* (1+active_WACC)^-($BW10-$BT10+AIZ$5-1+0.5)* (1+active_InflationRate)^(aactive_DollarYr-$BT10)),0) | 1 | 1 | 1 | 1 | 1 | 1 | 1 | 1 | 1 | 1 | 1 | 1 | 1 | 1 | 1 | 1 | 1 | 1 | 1 | 1 | 1 | 1 | 1 | 1 | 1 | '=IFERROR(IF(OR(ISBLANK($E10),$E10=MAT_NR),"",AGR10* INDEX(RefrigerantACC[#Data],MATCH(1,(RefrigerantACC[[RefrigerantACC_ID]:[RefrigerantACC_ID]]=active_RefrigerantACC_ID)*(RefrigerantACC[[DollarYear]:[DollarYear]]=aactive_DollarYr)*(RefrigerantACC[[ModelYear]:[ModelYear]]=$BW10+AIZ$5-1),0),MATCH("aCost",RefrigerantACC[#Headers],0))* (1+active_WACC)^-($BW10-$BT10+AIZ$5-1+0.5)* (1+active_InflationRate)^(aactive_DollarYr-$BT10)),0)
2 RACC | 937 | AJA | EOL_Costs_ExtYr26 | =IFERROR(IF(OR(ISBLANK($E10),$E10=MAT_NR),"",AGS10* INDEX(RefrigerantACC[#Data],MATCH(1,(RefrigerantACC[[RefrigerantACC_ID]:[RefrigerantACC_ID]]=active_RefrigerantACC_ID)*(RefrigerantACC[[DollarYear]:[DollarYear]]=aactive_DollarYr)*(RefrigerantACC[[ModelYear]:[ModelYear]]=$BW10+AJA$5-1),0),MATCH("aCost",RefrigerantACC[#Headers],0))* (1+active_WACC)^-($BW10-$BT10+AJA$5-1+0.5)* (1+active_InflationRate)^(aactive_DollarYr-$BT10)),0) | 1 | 1 | 1 | 1 | 1 | 1 | 1 | 1 | 1 | 1 | 1 | 1 | 1 | 1 | 1 | 1 | 1 | 1 | 1 | 1 | 1 | 1 | 1 | 1 | 1 | '=IFERROR(IF(OR(ISBLANK($E10),$E10=MAT_NR),"",AGS10* INDEX(RefrigerantACC[#Data],MATCH(1,(RefrigerantACC[[RefrigerantACC_ID]:[RefrigerantACC_ID]]=active_RefrigerantACC_ID)*(RefrigerantACC[[DollarYear]:[DollarYear]]=aactive_DollarYr)*(RefrigerantACC[[ModelYear]:[ModelYear]]=$BW10+AJA$5-1),0),MATCH("aCost",RefrigerantACC[#Headers],0))* (1+active_WACC)^-($BW10-$BT10+AJA$5-1+0.5)* (1+active_InflationRate)^(aactive_DollarYr-$BT10)),0)
2 RACC | 938 | AJB | EOL_Costs_ExtYr27 | =IFERROR(IF(OR(ISBLANK($E10),$E10=MAT_NR),"",AGT10* INDEX(RefrigerantACC[#Data],MATCH(1,(RefrigerantACC[[RefrigerantACC_ID]:[RefrigerantACC_ID]]=active_RefrigerantACC_ID)*(RefrigerantACC[[DollarYear]:[DollarYear]]=aactive_DollarYr)*(RefrigerantACC[[ModelYear]:[ModelYear]]=$BW10+AJB$5-1),0),MATCH("aCost",RefrigerantACC[#Headers],0))* (1+active_WACC)^-($BW10-$BT10+AJB$5-1+0.5)* (1+active_InflationRate)^(aactive_DollarYr-$BT10)),0) | 1 | 1 | 1 | 1 | 1 | 1 | 1 | 1 | 1 | 1 | 1 | 1 | 1 | 1 | 1 | 1 | 1 | 1 | 1 | 1 | 1 | 1 | 1 | 1 | 1 | '=IFERROR(IF(OR(ISBLANK($E10),$E10=MAT_NR),"",AGT10* INDEX(RefrigerantACC[#Data],MATCH(1,(RefrigerantACC[[RefrigerantACC_ID]:[RefrigerantACC_ID]]=active_RefrigerantACC_ID)*(RefrigerantACC[[DollarYear]:[DollarYear]]=aactive_DollarYr)*(RefrigerantACC[[ModelYear]:[ModelYear]]=$BW10+AJB$5-1),0),MATCH("aCost",RefrigerantACC[#Headers],0))* (1+active_WACC)^-($BW10-$BT10+AJB$5-1+0.5)* (1+active_InflationRate)^(aactive_DollarYr-$BT10)),0)
2 RACC | 939 | AJC | EOL_Costs_ExtYr28 | =IFERROR(IF(OR(ISBLANK($E10),$E10=MAT_NR),"",AGU10* INDEX(RefrigerantACC[#Data],MATCH(1,(RefrigerantACC[[RefrigerantACC_ID]:[RefrigerantACC_ID]]=active_RefrigerantACC_ID)*(RefrigerantACC[[DollarYear]:[DollarYear]]=aactive_DollarYr)*(RefrigerantACC[[ModelYear]:[ModelYear]]=$BW10+AJC$5-1),0),MATCH("aCost",RefrigerantACC[#Headers],0))* (1+active_WACC)^-($BW10-$BT10+AJC$5-1+0.5)* (1+active_InflationRate)^(aactive_DollarYr-$BT10)),0) | 1 | 1 | 1 | 1 | 1 | 1 | 1 | 1 | 1 | 1 | 1 | 1 | 1 | 1 | 1 | 1 | 1 | 1 | 1 | 1 | 1 | 1 | 1 | 1 | 1 | '=IFERROR(IF(OR(ISBLANK($E10),$E10=MAT_NR),"",AGU10* INDEX(RefrigerantACC[#Data],MATCH(1,(RefrigerantACC[[RefrigerantACC_ID]:[RefrigerantACC_ID]]=active_RefrigerantACC_ID)*(RefrigerantACC[[DollarYear]:[DollarYear]]=aactive_DollarYr)*(RefrigerantACC[[ModelYear]:[ModelYear]]=$BW10+AJC$5-1),0),MATCH("aCost",RefrigerantACC[#Headers],0))* (1+active_WACC)^-($BW10-$BT10+AJC$5-1+0.5)* (1+active_InflationRate)^(aactive_DollarYr-$BT10)),0)
2 RACC | 940 | AJD | EOL_Costs_ExtYr29 | =IFERROR(IF(OR(ISBLANK($E10),$E10=MAT_NR),"",AGV10* INDEX(RefrigerantACC[#Data],MATCH(1,(RefrigerantACC[[RefrigerantACC_ID]:[RefrigerantACC_ID]]=active_RefrigerantACC_ID)*(RefrigerantACC[[DollarYear]:[DollarYear]]=aactive_DollarYr)*(RefrigerantACC[[ModelYear]:[ModelYear]]=$BW10+AJD$5-1),0),MATCH("aCost",RefrigerantACC[#Headers],0))* (1+active_WACC)^-($BW10-$BT10+AJD$5-1+0.5)* (1+active_InflationRate)^(aactive_DollarYr-$BT10)),0) | 1 | 1 | 1 | 1 | 1 | 1 | 1 | 1 | 1 | 1 | 1 | 1 | 1 | 1 | 1 | 1 | 1 | 1 | 1 | 1 | 1 | 1 | 1 | 1 | 1 | '=IFERROR(IF(OR(ISBLANK($E10),$E10=MAT_NR),"",AGV10* INDEX(RefrigerantACC[#Data],MATCH(1,(RefrigerantACC[[RefrigerantACC_ID]:[RefrigerantACC_ID]]=active_RefrigerantACC_ID)*(RefrigerantACC[[DollarYear]:[DollarYear]]=aactive_DollarYr)*(RefrigerantACC[[ModelYear]:[ModelYear]]=$BW10+AJD$5-1),0),MATCH("aCost",RefrigerantACC[#Headers],0))* (1+active_WACC)^-($BW10-$BT10+AJD$5-1+0.5)* (1+active_InflationRate)^(aactive_DollarYr-$BT10)),0)
2 RACC | 941 | AJE | EOL_Costs_ExtYr30 | =IFERROR(IF(OR(ISBLANK($E10),$E10=MAT_NR),"",AGW10* INDEX(RefrigerantACC[#Data],MATCH(1,(RefrigerantACC[[RefrigerantACC_ID]:[RefrigerantACC_ID]]=active_RefrigerantACC_ID)*(RefrigerantACC[[DollarYear]:[DollarYear]]=aactive_DollarYr)*(RefrigerantACC[[ModelYear]:[ModelYear]]=$BW10+AJE$5-1),0),MATCH("aCost",RefrigerantACC[#Headers],0))* (1+active_WACC)^-($BW10-$BT10+AJE$5-1+0.5)* (1+active_InflationRate)^(aactive_DollarYr-$BT10)),0) | 1 | 1 | 1 | 1 | 1 | 1 | 1 | 1 | 1 | 1 | 1 | 1 | 1 | 1 | 1 | 1 | 1 | 1 | 1 | 1 | 1 | 1 | 1 | 1 | 1 | '=IFERROR(IF(OR(ISBLANK($E10),$E10=MAT_NR),"",AGW10* INDEX(RefrigerantACC[#Data],MATCH(1,(RefrigerantACC[[RefrigerantACC_ID]:[RefrigerantACC_ID]]=active_RefrigerantACC_ID)*(RefrigerantACC[[DollarYear]:[DollarYear]]=aactive_DollarYr)*(RefrigerantACC[[ModelYear]:[ModelYear]]=$BW10+AJE$5-1),0),MATCH("aCost",RefrigerantACC[#Headers],0))* (1+active_WACC)^-($BW10-$BT10+AJE$5-1+0.5)* (1+active_InflationRate)^(aactive_DollarYr-$BT10)),0)
3 FSC | 1 | A | FSC_Index | =ROW([@[FSC_Index]])-ROW(FSC[[#Headers],[FSC_Index]]) | [25 empty] | '=ROW([@[FSC_Index]])-ROW(FSC[[#Headers],[FSC_Index]])
3 FSC | 2 | B | RACC_Index | =IFERROR(FILTER('2 RACC'!$A$10:$A$34,('2 RACC'!$EA$10:$EA$34=[@[RACC_Measure Description]])*('2 RACC'!$B$10:$B$34<>"")),"") | [25 empty] | '=IFERROR(FILTER('2 RACC'!$A$10:$A$34,('2 RACC'!$EA$10:$EA$34=[@[RACC_Measure Description]])*('2 RACC'!$B$10:$B$34<>"")),"")
3 FSC | 3 | C | Overall Result | =IF([@[RACC_Index]]="","",IF(OR(FSC[@[Offering ID Description]:[BldgLoc]]="",FSC[@[Msr Annual Electric Usage, kWh per NormUnit]:[Std Annual Natural Gas Usage, Therm per NormUnit]]="",AND([@[Std Device Cooling Proportion WeightID to Use, If Appropriate]]<>"None",NOT(ISBLANK([@[Std Device Cooling Proportion WeightID to Use, If Appropriate]])),ISBLANK([@[FSC_Index for Basis of Imputed Impacts of Std Cooling Device]]))),"Missing Inputs",IF(AND([@[Part 1 PASS/FAIL]]="PASS",[@[Part 2 PASS/FAIL]]="PASS",[@[Total Test '#1 PASS/FAIL]]="PASS",[@[Total Test '#2 PASS/FAIL]]="PASS"),"PASS","FAIL"))) | [25 empty] | '=IF([@[RACC_Index]]="","",IF(OR(FSC[@[Offering ID Description]:[BldgLoc]]="",FSC[@[Msr Annual Electric Usage, kWh per NormUnit]:[Std Annual Natural Gas Usage, Therm per NormUnit]]="",AND([@[Std Device Cooling Proportion WeightID to Use, If Appropriate]]<>"None",NOT(ISBLANK([@[Std Device Cooling Proportion WeightID to Use, If Appropriate]])),ISBLANK([@[FSC_Index for Basis of Imputed Impacts of Std Cooling Device]]))),"Missing Inputs",IF(AND([@[Part 1 PASS/FAIL]]="PASS",[@[Part 2 PASS/FAIL]]="PASS",[@[Total Test '#1 PASS/FAIL]]="PASS",[@[Total Test '#2 PASS/FAIL]]="PASS"),"PASS","FAIL")))
3 FSC | 4 | D | RACC_Measure Description
3 FSC | 5 | E | Offering ID Description
3 FSC | 6 | F | Sector
3 FSC | 7 | G | BldgType
3 FSC | 8 | H | BldgVint
3 FSC | 9 | I | BldgLoc
3 FSC | 10 | J | Measure Description | =IF([@[RACC_Index]]="","",INDEX('2 RACC'!$A$10:$AJE$34,[@[RACC_Index]],MATCH(FSC[[#Headers],[Measure Description]],'2 RACC'!$A$9:$AJE$9,0))) | [25 empty] | '=IF([@[RACC_Index]]="","",INDEX('2 RACC'!$A$10:$AJE$34,[@[RACC_Index]],MATCH(FSC[[#Headers],[Measure Description]],'2 RACC'!$A$9:$AJE$9,0)))
3 FSC | 11 | K | Msr Install Year | =IF([@[RACC_Index]]="","",INDEX('2 RACC'!$A$10:$AJE$34,$B10,MATCH(FSC[[#Headers],[Msr Install Year]],'2 RACC'!$A$9:$AJE$9,0))) | [25 empty] | '=IF([@[RACC_Index]]="","",INDEX('2 RACC'!$A$10:$AJE$34,$B2500,MATCH(FSC[[#Headers],[Msr Install Year]],'2 RACC'!$A$9:$AJE$9,0)))
3 FSC | 12 | L | MeasAppType | =IF([@[RACC_Index]]="","",INDEX('2 RACC'!$A$10:$AJE$34,$B10,MATCH(FSC[[#Headers],[MeasAppType]],'2 RACC'!$A$9:$AJE$9,0))) | [25 empty] | '=IF([@[RACC_Index]]="","",INDEX('2 RACC'!$A$10:$AJE$34,$B2500,MATCH(FSC[[#Headers],[MeasAppType]],'2 RACC'!$A$9:$AJE$9,0)))
3 FSC | 13 | M | Msr Device Type | =IF([@[RACC_Index]]="","",INDEX('2 RACC'!$A$10:$AJE$34,$B10,MATCH(FSC[[#Headers],[Msr Device Type]],'2 RACC'!$A$9:$AJE$9,0))) | [25 empty] | '=IF([@[RACC_Index]]="","",INDEX('2 RACC'!$A$10:$AJE$34,$B2500,MATCH(FSC[[#Headers],[Msr Device Type]],'2 RACC'!$A$9:$AJE$9,0)))
3 FSC | 14 | N | Msr NumUnit | =IF([@[RACC_Index]]="","",INDEX('2 RACC'!$A$10:$AJE$34,$B10,MATCH(FSC[[#Headers],[Msr NumUnit]],'2 RACC'!$A$9:$AJE$9,0))) | [25 empty] | '=IF([@[RACC_Index]]="","",INDEX('2 RACC'!$A$10:$AJE$34,$B2500,MATCH(FSC[[#Headers],[Msr NumUnit]],'2 RACC'!$A$9:$AJE$9,0)))
3 FSC | 15 | O | Std Device Type | =IF([@[RACC_Index]]="","",INDEX('2 RACC'!$A$10:$AJE$34,$B10,MATCH(FSC[[#Headers],[Std Device Type]],'2 RACC'!$A$9:$AJE$9,0))) | [25 empty] | '=IF([@[RACC_Index]]="","",INDEX('2 RACC'!$A$10:$AJE$34,$B2500,MATCH(FSC[[#Headers],[Std Device Type]],'2 RACC'!$A$9:$AJE$9,0)))
3 FSC | 16 | P | Std NumUnit | =IF([@[RACC_Index]]="","",INDEX('2 RACC'!$A$10:$AJE$34,$B10,MATCH(FSC[[#Headers],[Std NumUnit]],'2 RACC'!$A$9:$AJE$9,0))) | [25 empty] | '=IF([@[RACC_Index]]="","",INDEX('2 RACC'!$A$10:$AJE$34,$B2500,MATCH(FSC[[#Headers],[Std NumUnit]],'2 RACC'!$A$9:$AJE$9,0)))
3 FSC | 17 | Q | Std Device Cooling Proportion WeightID to Use, If Appropriate
3 FSC | 18 | R | Std Cooling Proportion for Imputed Impacts | =IF([@[Std Device Cooling Proportion WeightID to Use, If Appropriate]]="","",IF([@[Std Device Cooling Proportion WeightID to Use, If Appropriate]]="None","None",INDEX(BldgWts[#All],MATCH(1, ([@[Std Device Cooling Proportion WeightID to Use, If Appropriate]]=BldgWts[[#All],[weightID]])*([@Sector]=BldgWts[[#All],[Sector]])* ([@BldgLoc]=BldgWts[[#All],[BldgLoc]])* ("Any"=BldgWts[[#All],[BldgType]])* ("Any"=BldgWts[[#All],[BldgVint]]),0),8))) | [25 empty] | '=IF([@[Std Device Cooling Proportion WeightID to Use, If Appropriate]]="","",IF([@[Std Device Cooling Proportion WeightID to Use, If Appropriate]]="None","None",INDEX(BldgWts[#All],MATCH(1, ([@[Std Device Cooling Proportion WeightID to Use, If Appropriate]]=BldgWts[[#All],[weightID]])*([@Sector]=BldgWts[[#All],[Sector]])* ([@BldgLoc]=BldgWts[[#All],[BldgLoc]])* ("Any"=BldgWts[[#All],[BldgType]])* ("Any"=BldgWts[[#All],[BldgVint]]),0),8)))
3 FSC | 19 | S | FSC_Index for Basis of Imputed Impacts of Std Cooling Device
3 FSC | 20 | T | Pre Refrigerant Reclaimed Flag | =IF([@[RACC_Index]]="","",INDEX('2 RACC'!$A$10:$AJE$34,$B10,MATCH(FSC[[#Headers],[Pre Refrigerant Reclaimed Flag]],'2 RACC'!$A$9:$AJE$9,0))) | [25 empty] | '=IF([@[RACC_Index]]="","",INDEX('2 RACC'!$A$10:$AJE$34,$B2500,MATCH(FSC[[#Headers],[Pre Refrigerant Reclaimed Flag]],'2 RACC'!$A$9:$AJE$9,0)))
3 FSC | 21 | U | Pre/Ext Device Type | =IF([@[RACC_Index]]="","",IF(INDEX('2 RACC'!$A$10:$AJE$34,$B10,MATCH(FSC[[#Headers],[Pre/Ext Device Type]],'2 RACC'!$A$9:$AJE$9,0))="","",INDEX('2 RACC'!$A$10:$AJE$34,$B10,MATCH(FSC[[#Headers],[Pre/Ext Device Type]],'2 RACC'!$A$9:$AJE$9,0)))) | [25 empty] | '=IF([@[RACC_Index]]="","",IF(INDEX('2 RACC'!$A$10:$AJE$34,$B2500,MATCH(FSC[[#Headers],[Pre/Ext Device Type]],'2 RACC'!$A$9:$AJE$9,0))="","",INDEX('2 RACC'!$A$10:$AJE$34,$B2500,MATCH(FSC[[#Headers],[Pre/Ext Device Type]],'2 RACC'!$A$9:$AJE$9,0))))
3 FSC | 22 | V | Pre/Ext NumUnit | =IF([@[RACC_Index]]="","",INDEX('2 RACC'!$A$10:$AJE$34,$B10,MATCH(FSC[[#Headers],[Pre/Ext NumUnit]],'2 RACC'!$A$9:$AJE$9,0))) | [25 empty] | '=IF([@[RACC_Index]]="","",INDEX('2 RACC'!$A$10:$AJE$34,$B2500,MATCH(FSC[[#Headers],[Pre/Ext NumUnit]],'2 RACC'!$A$9:$AJE$9,0)))
3 FSC | 23 | W | Pre/Ext Install Year | =IF([@[RACC_Index]]="","",INDEX('2 RACC'!$A$10:$AJE$34,$B10,MATCH(FSC[[#Headers],[Pre/Ext Install Year]],'2 RACC'!$A$9:$AJE$9,0))) | [25 empty] | '=IF([@[RACC_Index]]="","",INDEX('2 RACC'!$A$10:$AJE$34,$B2500,MATCH(FSC[[#Headers],[Pre/Ext Install Year]],'2 RACC'!$A$9:$AJE$9,0)))
3 FSC | 24 | X | Pre/Ext Install Year Basis | =IF([@[RACC_Index]]="","",INDEX('2 RACC'!$A$10:$AJE$34,$B10,MATCH(FSC[[#Headers],[Pre/Ext Install Year Basis]],'2 RACC'!$A$9:$AJE$9,0))) | [25 empty] | '=IF([@[RACC_Index]]="","",INDEX('2 RACC'!$A$10:$AJE$34,$B2500,MATCH(FSC[[#Headers],[Pre/Ext Install Year Basis]],'2 RACC'!$A$9:$AJE$9,0)))
3 FSC | 25 | Y | Msr Refrigerant Type | =IF([@[RACC_Index]]="","",INDEX('2 RACC'!$A$10:$AJE$34,$B10,MATCH(FSC[[#Headers],[Msr Refrigerant Type]],'2 RACC'!$A$9:$AJE$9,0))) | [25 empty] | '=IF([@[RACC_Index]]="","",INDEX('2 RACC'!$A$10:$AJE$34,$B2500,MATCH(FSC[[#Headers],[Msr Refrigerant Type]],'2 RACC'!$A$9:$AJE$9,0)))
3 FSC | 26 | Z | Std Refrigerant Type | =IF([@[RACC_Index]]="","",INDEX('2 RACC'!$A$10:$AJE$34,$B10,MATCH(FSC[[#Headers],[Std Refrigerant Type]],'2 RACC'!$A$9:$AJE$9,0))) | [25 empty] | '=IF([@[RACC_Index]]="","",INDEX('2 RACC'!$A$10:$AJE$34,$B2500,MATCH(FSC[[#Headers],[Std Refrigerant Type]],'2 RACC'!$A$9:$AJE$9,0)))
3 FSC | 27 | AA | Pre/Ext Refrigerant Type | =IF([@[RACC_Index]]="","",IF(ISBLANK(INDEX('2 RACC'!$A$10:$AJE$34,$B10,MATCH(FSC[[#Headers],[Pre/Ext Refrigerant Type]],'2 RACC'!$A$9:$AJE$9,0))),"",INDEX('2 RACC'!$A$10:$AJE$34,$B10,MATCH(FSC[[#Headers],[Pre/Ext Refrigerant Type]],'2 RACC'!$A$9:$AJE$9,0)))) | [25 empty] | '=IF([@[RACC_Index]]="","",IF(ISBLANK(INDEX('2 RACC'!$A$10:$AJE$34,$B2500,MATCH(FSC[[#Headers],[Pre/Ext Refrigerant Type]],'2 RACC'!$A$9:$AJE$9,0))),"",INDEX('2 RACC'!$A$10:$AJE$34,$B2500,MATCH(FSC[[#Headers],[Pre/Ext Refrigerant Type]],'2 RACC'!$A$9:$AJE$9,0))))
3 FSC | 28 | AB | Msr Lifecycle Annual Leakage, tonne CO2e per NormUnit | =IF([@[RACC_Index]]="","",IFERROR(SUM(FILTER('2 RACC'!$CO$10:$CO$34,'2 RACC'!$A$10:$A$34=[@[RACC_Index]])),0)) | [25 empty] | '=IF([@[RACC_Index]]="","",IFERROR(SUM(FILTER('2 RACC'!$CO$10:$CO$34,'2 RACC'!$A$10:$A$34=[@[RACC_Index]])),0))
3 FSC | 29 | AC | Std Lifecycle Annual Leakage, tonne CO2e per NormUnit | =IF([@[RACC_Index]]="","",IFERROR(SUM(FILTER('2 RACC'!$CP$10:$CP$34,'2 RACC'!$A$10:$A$34=[@[RACC_Index]])),0)) | [25 empty] | '=IF([@[RACC_Index]]="","",IFERROR(SUM(FILTER('2 RACC'!$CP$10:$CP$34,'2 RACC'!$A$10:$A$34=[@[RACC_Index]])),0))
3 FSC | 30 | AD | Pre Lifecycle Annual Leakage, tonne CO2e per NormUnit | =IF(OR([@[RACC_Index]]="",AND([@MeasAppType]<>MAT_AR,[@MeasAppType]<>MAT_AOE)),"",IFERROR(SUM(FILTER('2 RACC'!$CQ$10:$CQ$34,'2 RACC'!$A$10:$A$34=[@[RACC_Index]])),0)) | [25 empty] | '=IF(OR([@[RACC_Index]]="",AND([@MeasAppType]<>MAT_AR,[@MeasAppType]<>MAT_AOE)),"",IFERROR(SUM(FILTER('2 RACC'!$CQ$10:$CQ$34,'2 RACC'!$A$10:$A$34=[@[RACC_Index]])),0))
3 FSC | 31 | AE | Ext Lifecycle Annual Leakage, tonne CO2e per NormUnit | =IF(OR([@[RACC_Index]]="",AND([@MeasAppType]<>MAT_AR,[@MeasAppType]<>MAT_AOE)),"",IFERROR(SUM(FILTER('2 RACC'!$CR$10:$CR$34,'2 RACC'!$A$10:$A$34=[@[RACC_Index]])),0)) | [25 empty] | '=IF(OR([@[RACC_Index]]="",AND([@MeasAppType]<>MAT_AR,[@MeasAppType]<>MAT_AOE)),"",IFERROR(SUM(FILTER('2 RACC'!$CR$10:$CR$34,'2 RACC'!$A$10:$A$34=[@[RACC_Index]])),0))
3 FSC | 32 | AF | Msr Lifecycle EOL Leakage, tonne CO2e per NormUnit | =IF([@[RACC_Index]]="","",IFERROR(SUM(FILTER('2 RACC'!$CS$10:$CS$34,'2 RACC'!$A$10:$A$34=[@[RACC_Index]])),0)) | [25 empty] | '=IF([@[RACC_Index]]="","",IFERROR(SUM(FILTER('2 RACC'!$CS$10:$CS$34,'2 RACC'!$A$10:$A$34=[@[RACC_Index]])),0))
3 FSC | 33 | AG | Std Lifecycle EOL Leakage, tonne CO2e per NormUnit | =IF([@[RACC_Index]]="","",IFERROR(SUM(FILTER('2 RACC'!$CT$10:$CT$34,'2 RACC'!$A$10:$A$34=[@[RACC_Index]])),0)) | [25 empty] | '=IF([@[RACC_Index]]="","",IFERROR(SUM(FILTER('2 RACC'!$CT$10:$CT$34,'2 RACC'!$A$10:$A$34=[@[RACC_Index]])),0))
3 FSC | 34 | AH | Pre Lifecycle EOL Leakage, tonne CO2e per NormUnit | =IF(OR([@[RACC_Index]]="",AND([@MeasAppType]<>MAT_AR,[@MeasAppType]<>MAT_AOE,AND([@MeasAppType]=MAT_NR,[@[Pre Refrigerant Reclaimed Flag]]<>TRUE))),"",IFERROR(SUM(FILTER('2 RACC'!$CU$10:$CU$34,'2 RACC'!$A$10:$A$34=[@[RACC_Index]])),0)) | [25 empty] | '=IF(OR([@[RACC_Index]]="",AND([@MeasAppType]<>MAT_AR,[@MeasAppType]<>MAT_AOE,AND([@MeasAppType]=MAT_NR,[@[Pre Refrigerant Reclaimed Flag]]<>TRUE))),"",IFERROR(SUM(FILTER('2 RACC'!$CU$10:$CU$34,'2 RACC'!$A$10:$A$34=[@[RACC_Index]])),0))
3 FSC | 35 | AI | Ext Lifecycle EOL Leakage, tonne CO2e per NormUnit | =IF(OR([@[RACC_Index]]="",AND([@MeasAppType]<>MAT_AR,[@MeasAppType]<>MAT_AOE)),"",IFERROR(SUM(FILTER('2 RACC'!$CV$10:$CV$34,'2 RACC'!$A$10:$A$34=[@[RACC_Index]])),0)) | [25 empty] | '=IF(OR([@[RACC_Index]]="",AND([@MeasAppType]<>MAT_AR,[@MeasAppType]<>MAT_AOE)),"",IFERROR(SUM(FILTER('2 RACC'!$CV$10:$CV$34,'2 RACC'!$A$10:$A$34=[@[RACC_Index]])),0))
3 FSC | 36 | AJ | Msr Annual Electric Usage, kWh per NormUnit
3 FSC | 37 | AK | Msr Annual Natural Gas Usage, Therm per NormUnit
3 FSC | 38 | AL | Std Annual Electric Usage, kWh per NormUnit
3 FSC | 39 | AM | Std Annual Natural Gas Usage, Therm per NormUnit
3 FSC | 40 | AN | Pre/Ext Annual Electric Usage, kWh per NormUnit
3 FSC | 41 | AO | Pre/Ext Annual Natural Gas Usage, Therm per NormUnit
3 FSC | 42 | AP | Imputed Std Annual Electric Usage, kWh per NormUnit | =IF(OR([@[Std Device Cooling Proportion WeightID to Use, If Appropriate]]="None",ISBLANK([@[Std Device Cooling Proportion WeightID to Use, If Appropriate]]),[@[FSC_Index for Basis of Imputed Impacts of Std Cooling Device]]="N/A",[@[FSC_Index for Basis of Imputed Impacts of Std Cooling Device]]=""),"",[@[Std Annual Electric Usage, kWh per NormUnit]]+(FILTER([Std Annual Electric Usage, kWh per NormUnit],[FSC_Index]=[@[FSC_Index for Basis of Imputed Impacts of Std Cooling Device]])-[@[Std Annual Electric Usage, kWh per NormUnit]])*[@[Std Cooling Proportion for Imputed Impacts]]) | [25 empty] | '=IF(OR([@[Std Device Cooling Proportion WeightID to Use, If Appropriate]]="None",ISBLANK([@[Std Device Cooling Proportion WeightID to Use, If Appropriate]]),[@[FSC_Index for Basis of Imputed Impacts of Std Cooling Device]]="N/A",[@[FSC_Index for Basis of Imputed Impacts of Std Cooling Device]]=""),"",[@[Std Annual Electric Usage, kWh per NormUnit]]+(FILTER([Std Annual Electric Usage, kWh per NormUnit],[FSC_Index]=[@[FSC_Index for Basis of Imputed Impacts of Std Cooling Device]])-[@[Std Annual Electric Usage, kWh per NormUnit]])*[@[Std Cooling Proportion for Imputed Impacts]])
3 FSC | 43 | AQ | 1st Baseline Annual Electric Savings, kWh per NormUnit | =IF([@MeasAppType]="","",IF(OR([@MeasAppType]=MAT_AR,[@MeasAppType]=MAT_AOE), [@[Pre/Ext Annual Electric Usage, kWh per NormUnit]]-[@[Msr Annual Electric Usage, kWh per NormUnit]], IF(AND([@[Std Device Cooling Proportion WeightID to Use, If Appropriate]]<>"None",[@[Std Device Cooling Proportion WeightID to Use, If Appropriate]]<>""),[@[Imputed Std Annual Electric Usage, kWh per NormUnit]],[@[Std Annual Electric Usage, kWh per NormUnit]])-[@[Msr Annual Electric Usage, kWh per NormUnit]])) | [25 empty] | '=IF([@MeasAppType]="","",IF(OR([@MeasAppType]=MAT_AR,[@MeasAppType]=MAT_AOE), [@[Pre/Ext Annual Electric Usage, kWh per NormUnit]]-[@[Msr Annual Electric Usage, kWh per NormUnit]], IF(AND([@[Std Device Cooling Proportion WeightID to Use, If Appropriate]]<>"None",[@[Std Device Cooling Proportion WeightID to Use, If Appropriate]]<>""),[@[Imputed Std Annual Electric Usage, kWh per NormUnit]],[@[Std Annual Electric Usage, kWh per NormUnit]])-[@[Msr Annual Electric Usage, kWh per NormUnit]]))
3 FSC | 44 | AR | 1st Baseline Annual Natural Gas Savings, Therm per NormUnit | =IF([@MeasAppType]="","",IF(OR([@MeasAppType]=MAT_AR,[@MeasAppType]=MAT_AOE),[@[Pre/Ext Annual Natural Gas Usage, Therm per NormUnit]]-[@[Msr Annual Natural Gas Usage, Therm per NormUnit]],[@[Std Annual Natural Gas Usage, Therm per NormUnit]]-[@[Msr Annual Natural Gas Usage, Therm per NormUnit]])) | [25 empty] | '=IF([@MeasAppType]="","",IF(OR([@MeasAppType]=MAT_AR,[@MeasAppType]=MAT_AOE),[@[Pre/Ext Annual Natural Gas Usage, Therm per NormUnit]]-[@[Msr Annual Natural Gas Usage, Therm per NormUnit]],[@[Std Annual Natural Gas Usage, Therm per NormUnit]]-[@[Msr Annual Natural Gas Usage, Therm per NormUnit]]))
3 FSC | 45 | AS | 2nd Baseline Annual Electric Savings, kWh per NormUnit | =IF([@MeasAppType]="","",IF([@MeasAppType]=MAT_AR,IF(AND([@[Std Device Cooling Proportion WeightID to Use, If Appropriate]]<>"None",[@[Std Device Cooling Proportion WeightID to Use, If Appropriate]]<>""),[@[Imputed Std Annual Electric Usage, kWh per NormUnit]],[@[Std Annual Electric Usage, kWh per NormUnit]])-[@[Msr Annual Electric Usage, kWh per NormUnit]],"")) | [25 empty] | '=IF([@MeasAppType]="","",IF([@MeasAppType]=MAT_AR,IF(AND([@[Std Device Cooling Proportion WeightID to Use, If Appropriate]]<>"None",[@[Std Device Cooling Proportion WeightID to Use, If Appropriate]]<>""),[@[Imputed Std Annual Electric Usage, kWh per NormUnit]],[@[Std Annual Electric Usage, kWh per NormUnit]])-[@[Msr Annual Electric Usage, kWh per NormUnit]],""))
3 FSC | 46 | AT | 2nd Baseline Annual Natural Gas Savings, Therm per NormUnit | =IF([@MeasAppType]="","",IF([@MeasAppType]=MAT_AR,[@[Std Annual Natural Gas Usage, Therm per NormUnit]]-[@[Msr Annual Natural Gas Usage, Therm per NormUnit]],"")) | [25 empty] | '=IF([@MeasAppType]="","",IF([@MeasAppType]=MAT_AR,[@[Std Annual Natural Gas Usage, Therm per NormUnit]]-[@[Msr Annual Natural Gas Usage, Therm per NormUnit]],""))
3 FSC | 47 | AU | 1st Baseline Lifecycle Electric Savings, kWh per NormUnit | =IF([@MeasAppType]="","",IF(OR([@MeasAppType]=MAT_NR,[@MeasAppType]=MAT_NC),[@[1st Baseline Annual Electric Savings, kWh per NormUnit]]*FILTER('2 RACC'!$AC$10:$AC$34,'2 RACC'!$A$10:$A$34=[@[RACC_Index]]),[@[1st Baseline Annual Electric Savings, kWh per NormUnit]]*FILTER('2 RACC'!$AF$10:$AF$34,'2 RACC'!$A$10:$A$34=[@[RACC_Index]]))) | [25 empty] | '=IF([@MeasAppType]="","",IF(OR([@MeasAppType]=MAT_NR,[@MeasAppType]=MAT_NC),[@[1st Baseline Annual Electric Savings, kWh per NormUnit]]*FILTER('2 RACC'!$AC$10:$AC$34,'2 RACC'!$A$10:$A$34=[@[RACC_Index]]),[@[1st Baseline Annual Electric Savings, kWh per NormUnit]]*FILTER('2 RACC'!$AF$10:$AF$34,'2 RACC'!$A$10:$A$34=[@[RACC_Index]])))
3 FSC | 48 | AV | 1st Baseline Lifecycle Natural Gas Savings, Therm per NormUnit | =IF([@MeasAppType]="","",IF(OR([@MeasAppType]=MAT_NR,[@MeasAppType]=MAT_NC),[@[1st Baseline Annual Natural Gas Savings, Therm per NormUnit]]*FILTER('2 RACC'!$AC$10:$AC$34,'2 RACC'!$A$10:$A$34=[@[RACC_Index]]),[@[1st Baseline Annual Natural Gas Savings, Therm per NormUnit]]*FILTER('2 RACC'!$AF$10:$AF$34,'2 RACC'!$A$10:$A$34=[@[RACC_Index]]))) | [25 empty] | '=IF([@MeasAppType]="","",IF(OR([@MeasAppType]=MAT_NR,[@MeasAppType]=MAT_NC),[@[1st Baseline Annual Natural Gas Savings, Therm per NormUnit]]*FILTER('2 RACC'!$AC$10:$AC$34,'2 RACC'!$A$10:$A$34=[@[RACC_Index]]),[@[1st Baseline Annual Natural Gas Savings, Therm per NormUnit]]*FILTER('2 RACC'!$AF$10:$AF$34,'2 RACC'!$A$10:$A$34=[@[RACC_Index]])))
3 FSC | 49 | AW | 2nd Baseline Lifecycle Electric Savings, kWh per NormUnit | =IF(OR([@MeasAppType]="",[@MeasAppType]<>MAT_AR),"",[@[2nd Baseline Annual Electric Savings, kWh per NormUnit]]*(FILTER('2 RACC'!$AC$10:$AC$34,'2 RACC'!$A$10:$A$34=[@[RACC_Index]])-FILTER('2 RACC'!$AF$10:$AF$34,'2 RACC'!$A$10:$A$34=[@[RACC_Index]]))) | [25 empty] | '=IF(OR([@MeasAppType]="",[@MeasAppType]<>MAT_AR),"",[@[2nd Baseline Annual Electric Savings, kWh per NormUnit]]*(FILTER('2 RACC'!$AC$10:$AC$34,'2 RACC'!$A$10:$A$34=[@[RACC_Index]])-FILTER('2 RACC'!$AF$10:$AF$34,'2 RACC'!$A$10:$A$34=[@[RACC_Index]])))
3 FSC | 50 | AX | 2nd Baseline Lifecycle Natural Gas Savings, Therm per NormUnit | =IF(OR([@MeasAppType]="",[@MeasAppType]<>MAT_AR),"",[@[2nd Baseline Annual Natural Gas Savings, Therm per NormUnit]]*(FILTER('2 RACC'!$AC$10:$AC$34,'2 RACC'!$A$10:$A$34=[@[RACC_Index]])-FILTER('2 RACC'!$AF$10:$AF$34,'2 RACC'!$A$10:$A$34=[@[RACC_Index]]))) | [25 empty] | '=IF(OR([@MeasAppType]="",[@MeasAppType]<>MAT_AR),"",[@[2nd Baseline Annual Natural Gas Savings, Therm per NormUnit]]*(FILTER('2 RACC'!$AC$10:$AC$34,'2 RACC'!$A$10:$A$34=[@[RACC_Index]])-FILTER('2 RACC'!$AF$10:$AF$34,'2 RACC'!$A$10:$A$34=[@[RACC_Index]])))
3 FSC | 51 | AY | 1st Baseline Lifecycle Electric Savings, MMBtu per NormUnit | =IF([@MeasAppType]="","",1/1000000*(1+active_ElecCH4_InState_Lkg+IF([@Sector]="Res",active_ElecCH4_ResBehindMtr_Lkg,0))*[@[1st Baseline Annual Electric Savings, kWh per NormUnit]]*IF(OR([@MeasAppType]=MAT_NR,[@MeasAppType]=MAT_NC), SUM(FILTER(RefrigerantACC[aSourceEnergy],(RefrigerantACC[RefrigerantACC_ID]=active_RefrigerantACC_ID)*(RefrigerantACC[DollarYear]=aactive_DollarYr)*(RefrigerantACC[ModelYear]>=[@[Msr Install Year]])*(RefrigerantACC[ModelYear]<[@[Msr Install Year]]+FILTER('2 RACC'!$AC$10:$AC$34,'2 RACC'!$A$10:$A$34=[@[RACC_Index]])))), SUM(FILTER(RefrigerantACC[aSourceEnergy],(RefrigerantACC[RefrigerantACC_ID]=active_RefrigerantACC_ID)*(RefrigerantACC[DollarYear]=aactive_DollarYr)*(RefrigerantACC[ModelYear]>=[@[Msr Install Year]])*(RefrigerantACC[ModelYear]<[@[Msr Install Year]]+FILTER('2 RACC'!$AF$10:$AF$34,'2 RACC'!$A$10:$A$34=[@[RACC_Index]])))))) | [25 empty] | '=IF([@MeasAppType]="","",1/1000000*(1+active_ElecCH4_InState_Lkg+IF([@Sector]="Res",active_ElecCH4_ResBehindMtr_Lkg,0))*[@[1st Baseline Annual Electric Savings, kWh per NormUnit]]*IF(OR([@MeasAppType]=MAT_NR,[@MeasAppType]=MAT_NC), SUM(FILTER(RefrigerantACC[aSourceEnergy],(RefrigerantACC[RefrigerantACC_ID]=active_RefrigerantACC_ID)*(RefrigerantACC[DollarYear]=aactive_DollarYr)*(RefrigerantACC[ModelYear]>=[@[Msr Install Year]])*(RefrigerantACC[ModelYear]<[@[Msr Install Year]]+FILTER('2 RACC'!$AC$10:$AC$34,'2 RACC'!$A$10:$A$34=[@[RACC_Index]])))), SUM(FILTER(RefrigerantACC[aSourceEnergy],(RefrigerantACC[RefrigerantACC_ID]=active_RefrigerantACC_ID)*(RefrigerantACC[DollarYear]=aactive_DollarYr)*(RefrigerantACC[ModelYear]>=[@[Msr Install Year]])*(RefrigerantACC[ModelYear]<[@[Msr Install Year]]+FILTER('2 RACC'!$AF$10:$AF$34,'2 RACC'!$A$10:$A$34=[@[RACC_Index]]))))))
3 FSC | 52 | AZ | 1st Baseline Lifecycle Natural Gas Savings, MMBtu per NormUnit | =IF([@MeasAppType]="","",1/1000000*(1+active_GasCH4_InState_Lkg+IF([@Sector]="Res",active_GasCH4_ResBehindMtr_Lkg,0))*[@[1st Baseline Annual Natural Gas Savings, Therm per NormUnit]]*const_Btu_Therm*IF(OR([@MeasAppType]=MAT_NR,[@MeasAppType]=MAT_NC), FILTER('2 RACC'!$AC$10:$AC$34,'2 RACC'!$A$10:$A$34=[@[RACC_Index]]), FILTER('2 RACC'!$AF$10:$AF$34,'2 RACC'!$A$10:$A$34=[@[RACC_Index]]))) | [25 empty] | '=IF([@MeasAppType]="","",1/1000000*(1+active_GasCH4_InState_Lkg+IF([@Sector]="Res",active_GasCH4_ResBehindMtr_Lkg,0))*[@[1st Baseline Annual Natural Gas Savings, Therm per NormUnit]]*const_Btu_Therm*IF(OR([@MeasAppType]=MAT_NR,[@MeasAppType]=MAT_NC), FILTER('2 RACC'!$AC$10:$AC$34,'2 RACC'!$A$10:$A$34=[@[RACC_Index]]), FILTER('2 RACC'!$AF$10:$AF$34,'2 RACC'!$A$10:$A$34=[@[RACC_Index]])))
3 FSC | 53 | BA | 2nd Baseline Lifecycle Electric Savings, MMBtu per NormUnit | =IF(OR([@MeasAppType]="",[@MeasAppType]<>MAT_AR),"",1/1000000*(1+active_ElecCH4_InState_Lkg+IF([@Sector]="Res",active_ElecCH4_ResBehindMtr_Lkg,0))*[@[2nd Baseline Annual Electric Savings, kWh per NormUnit]]*SUM(FILTER(RefrigerantACC[aSourceEnergy],(RefrigerantACC[RefrigerantACC_ID]=active_RefrigerantACC_ID)*(RefrigerantACC[DollarYear]=aactive_DollarYr)*(RefrigerantACC[ModelYear]>=[@[Msr Install Year]]+FILTER('2 RACC'!$AF$10:$AF$34,'2 RACC'!$A$10:$A$34=[@[RACC_Index]]))*(RefrigerantACC[ModelYear]<[@[Msr Install Year]]+FILTER('2 RACC'!$AC$10:$AC$34,'2 RACC'!$A$10:$A$34=[@[RACC_Index]]))))) | [25 empty] | '=IF(OR([@MeasAppType]="",[@MeasAppType]<>MAT_AR),"",1/1000000*(1+active_ElecCH4_InState_Lkg+IF([@Sector]="Res",active_ElecCH4_ResBehindMtr_Lkg,0))*[@[2nd Baseline Annual Electric Savings, kWh per NormUnit]]*SUM(FILTER(RefrigerantACC[aSourceEnergy],(RefrigerantACC[RefrigerantACC_ID]=active_RefrigerantACC_ID)*(RefrigerantACC[DollarYear]=aactive_DollarYr)*(RefrigerantACC[ModelYear]>=[@[Msr Install Year]]+FILTER('2 RACC'!$AF$10:$AF$34,'2 RACC'!$A$10:$A$34=[@[RACC_Index]]))*(RefrigerantACC[ModelYear]<[@[Msr Install Year]]+FILTER('2 RACC'!$AC$10:$AC$34,'2 RACC'!$A$10:$A$34=[@[RACC_Index]])))))
3 FSC | 54 | BB | 2nd Baseline Lifecycle Natural Gas Savings, MMBtu per NormUnit | =IF(OR([@MeasAppType]="",[@MeasAppType]<>MAT_AR),"",1/1000000*(1+active_GasCH4_InState_Lkg+IF([@Sector]="Res",active_GasCH4_ResBehindMtr_Lkg,0))*[@[2nd Baseline Annual Natural Gas Savings, Therm per NormUnit]]*const_Btu_Therm*(FILTER('2 RACC'!$AC$10:$AC$34,'2 RACC'!$A$10:$A$34=[@[RACC_Index]])-FILTER('2 RACC'!$AF$10:$AF$34,'2 RACC'!$A$10:$A$34=[@[RACC_Index]]))) | [25 empty] | '=IF(OR([@MeasAppType]="",[@MeasAppType]<>MAT_AR),"",1/1000000*(1+active_GasCH4_InState_Lkg+IF([@Sector]="Res",active_GasCH4_ResBehindMtr_Lkg,0))*[@[2nd Baseline Annual Natural Gas Savings, Therm per NormUnit]]*const_Btu_Therm*(FILTER('2 RACC'!$AC$10:$AC$34,'2 RACC'!$A$10:$A$34=[@[RACC_Index]])-FILTER('2 RACC'!$AF$10:$AF$34,'2 RACC'!$A$10:$A$34=[@[RACC_Index]])))
3 FSC | 55 | BC | 1st Baseline Lifecycle Electric Emissions Avoided, tonne CO2e per NormUnit | =IF([@MeasAppType]="","",1/1000*(1+active_ElecCH4_InState_Adder+IF([@Sector]="Res",active_ElecCH4_ResBehindMtr_Adder,0))*[@[1st Baseline Annual Electric Savings, kWh per NormUnit]]*IF(OR([@MeasAppType]=MAT_NR,[@MeasAppType]=MAT_NC), SUM(FILTER(RefrigerantACC[aEmission],(RefrigerantACC[RefrigerantACC_ID]=active_RefrigerantACC_ID)*(RefrigerantACC[DollarYear]=aactive_DollarYr)*(RefrigerantACC[ModelYear]>=[@[Msr Install Year]])*(RefrigerantACC[ModelYear]<[@[Msr Install Year]]+FILTER('2 RACC'!$AC$10:$AC$34,'2 RACC'!$A$10:$A$34=[@[RACC_Index]])))), SUM(FILTER(RefrigerantACC[aEmission],(RefrigerantACC[RefrigerantACC_ID]=active_RefrigerantACC_ID)*(RefrigerantACC[DollarYear]=aactive_DollarYr)*(RefrigerantACC[ModelYear]>=[@[Msr Install Year]])*(RefrigerantACC[ModelYear]<[@[Msr Install Year]]+FILTER('2 RACC'!$AF$10:$AF$34,'2 RACC'!$A$10:$A$34=[@[RACC_Index]])))))) | [25 empty] | '=IF([@MeasAppType]="","",1/1000*(1+active_ElecCH4_InState_Adder+IF([@Sector]="Res",active_ElecCH4_ResBehindMtr_Adder,0))*[@[1st Baseline Annual Electric Savings, kWh per NormUnit]]*IF(OR([@MeasAppType]=MAT_NR,[@MeasAppType]=MAT_NC), SUM(FILTER(RefrigerantACC[aEmission],(RefrigerantACC[RefrigerantACC_ID]=active_RefrigerantACC_ID)*(RefrigerantACC[DollarYear]=aactive_DollarYr)*(RefrigerantACC[ModelYear]>=[@[Msr Install Year]])*(RefrigerantACC[ModelYear]<[@[Msr Install Year]]+FILTER('2 RACC'!$AC$10:$AC$34,'2 RACC'!$A$10:$A$34=[@[RACC_Index]])))), SUM(FILTER(RefrigerantACC[aEmission],(RefrigerantACC[RefrigerantACC_ID]=active_RefrigerantACC_ID)*(RefrigerantACC[DollarYear]=aactive_DollarYr)*(RefrigerantACC[ModelYear]>=[@[Msr Install Year]])*(RefrigerantACC[ModelYear]<[@[Msr Install Year]]+FILTER('2 RACC'!$AF$10:$AF$34,'2 RACC'!$A$10:$A$34=[@[RACC_Index]]))))))
3 FSC | 56 | BD | 1st Baseline Lifecycle Natural Gas Emissions Avoided, tonne CO2e per NormUnit | =IF([@MeasAppType]="","",[@[1st Baseline Annual Natural Gas Savings, Therm per NormUnit]]*active_NG_metrictonneCO2_per_Therm*(1+active_GasCH4_InState_Adder+IF([@Sector]="Res",active_GasCH4_ResBehindMtr_Adder,0))*IF(OR([@MeasAppType]=MAT_NR,[@MeasAppType]=MAT_NC), FILTER('2 RACC'!$AC$10:$AC$34,'2 RACC'!$A$10:$A$34=[@[RACC_Index]]), FILTER('2 RACC'!$AF$10:$AF$34,'2 RACC'!$A$10:$A$34=[@[RACC_Index]]))) | [25 empty] | '=IF([@MeasAppType]="","",[@[1st Baseline Annual Natural Gas Savings, Therm per NormUnit]]*active_NG_metrictonneCO2_per_Therm*(1+active_GasCH4_InState_Adder+IF([@Sector]="Res",active_GasCH4_ResBehindMtr_Adder,0))*IF(OR([@MeasAppType]=MAT_NR,[@MeasAppType]=MAT_NC), FILTER('2 RACC'!$AC$10:$AC$34,'2 RACC'!$A$10:$A$34=[@[RACC_Index]]), FILTER('2 RACC'!$AF$10:$AF$34,'2 RACC'!$A$10:$A$34=[@[RACC_Index]])))
3 FSC | 57 | BE | 2nd Baseline Lifecycle Electric Emissions Avoided, tonne CO2e per NormUnit | =IF(OR([@MeasAppType]="",[@MeasAppType]<>MAT_AR),"",1/1000*(1+active_ElecCH4_InState_Adder+IF([@Sector]="Res",active_ElecCH4_ResBehindMtr_Adder,0))*[@[2nd Baseline Annual Electric Savings, kWh per NormUnit]]*SUM(FILTER(RefrigerantACC[aEmission],(RefrigerantACC[RefrigerantACC_ID]=active_RefrigerantACC_ID)*(RefrigerantACC[DollarYear]=aactive_DollarYr)*(RefrigerantACC[ModelYear]>=[@[Msr Install Year]]+FILTER('2 RACC'!$AF$10:$AF$34,'2 RACC'!$A$10:$A$34=[@[RACC_Index]]))*(RefrigerantACC[ModelYear]<[@[Msr Install Year]]+FILTER('2 RACC'!$AC$10:$AC$34,'2 RACC'!$A$10:$A$34=[@[RACC_Index]]))))) | [25 empty] | '=IF(OR([@MeasAppType]="",[@MeasAppType]<>MAT_AR),"",1/1000*(1+active_ElecCH4_InState_Adder+IF([@Sector]="Res",active_ElecCH4_ResBehindMtr_Adder,0))*[@[2nd Baseline Annual Electric Savings, kWh per NormUnit]]*SUM(FILTER(RefrigerantACC[aEmission],(RefrigerantACC[RefrigerantACC_ID]=active_RefrigerantACC_ID)*(RefrigerantACC[DollarYear]=aactive_DollarYr)*(RefrigerantACC[ModelYear]>=[@[Msr Install Year]]+FILTER('2 RACC'!$AF$10:$AF$34,'2 RACC'!$A$10:$A$34=[@[RACC_Index]]))*(RefrigerantACC[ModelYear]<[@[Msr Install Year]]+FILTER('2 RACC'!$AC$10:$AC$34,'2 RACC'!$A$10:$A$34=[@[RACC_Index]])))))
3 FSC | 58 | BF | 2nd Baseline Lifecycle Natural Gas Emissions Avoided, tonne CO2e per NormUnit | =IF(OR([@MeasAppType]="",[@MeasAppType]<>MAT_AR),"",[@[2nd Baseline Annual Natural Gas Savings, Therm per NormUnit]]*active_NG_metrictonneCO2_per_Therm*(1+active_GasCH4_InState_Adder+IF([@Sector]="Res",active_GasCH4_ResBehindMtr_Adder,0))*(FILTER('2 RACC'!$AC$10:$AC$34,'2 RACC'!$A$10:$A$34=[@[RACC_Index]])-FILTER('2 RACC'!$AF$10:$AF$34,'2 RACC'!$A$10:$A$34=[@[RACC_Index]]))) | [25 empty] | '=IF(OR([@MeasAppType]="",[@MeasAppType]<>MAT_AR),"",[@[2nd Baseline Annual Natural Gas Savings, Therm per NormUnit]]*active_NG_metrictonneCO2_per_Therm*(1+active_GasCH4_InState_Adder+IF([@Sector]="Res",active_GasCH4_ResBehindMtr_Adder,0))*(FILTER('2 RACC'!$AC$10:$AC$34,'2 RACC'!$A$10:$A$34=[@[RACC_Index]])-FILTER('2 RACC'!$AF$10:$AF$34,'2 RACC'!$A$10:$A$34=[@[RACC_Index]])))
3 FSC | 59 | BG | Measure Refrigerant Emissions, tonne CO2e per NormUnit | =IF([@[RACC_Index]]="","",IFERROR(SUM([@[Msr Lifecycle Annual Leakage, tonne CO2e per NormUnit]]),0)+IFERROR(SUM([@[Msr Lifecycle EOL Leakage, tonne CO2e per NormUnit]]),0)+IFERROR(SUM([@[Pre Lifecycle Annual Leakage, tonne CO2e per NormUnit]]),0)+IFERROR(SUM([@[Pre Lifecycle EOL Leakage, tonne CO2e per NormUnit]]),0)) | [25 empty] | '=IF([@[RACC_Index]]="","",IFERROR(SUM([@[Msr Lifecycle Annual Leakage, tonne CO2e per NormUnit]]),0)+IFERROR(SUM([@[Msr Lifecycle EOL Leakage, tonne CO2e per NormUnit]]),0)+IFERROR(SUM([@[Pre Lifecycle Annual Leakage, tonne CO2e per NormUnit]]),0)+IFERROR(SUM([@[Pre Lifecycle EOL Leakage, tonne CO2e per NormUnit]]),0))
3 FSC | 60 | BH | Counter-factual Refrigerant Emissions, tonne CO2 per NormUnit | =IF([@[RACC_Index]]="","",IFERROR(SUM([@[Std Lifecycle Annual Leakage, tonne CO2e per NormUnit]]),0)+IFERROR(SUM([@[Std Lifecycle EOL Leakage, tonne CO2e per NormUnit]]),0)+IFERROR(SUM([@[Ext Lifecycle Annual Leakage, tonne CO2e per NormUnit]]),0)+IFERROR(SUM([@[Ext Lifecycle EOL Leakage, tonne CO2e per NormUnit]]),0)) | [25 empty] | '=IF([@[RACC_Index]]="","",IFERROR(SUM([@[Std Lifecycle Annual Leakage, tonne CO2e per NormUnit]]),0)+IFERROR(SUM([@[Std Lifecycle EOL Leakage, tonne CO2e per NormUnit]]),0)+IFERROR(SUM([@[Ext Lifecycle Annual Leakage, tonne CO2e per NormUnit]]),0)+IFERROR(SUM([@[Ext Lifecycle EOL Leakage, tonne CO2e per NormUnit]]),0))
3 FSC | 61 | BI | Imputed Counter-factual Refrigerant Emissions, tonne CO2e per NormUnit | =IF(OR([@[RACC_Index]]="",[@[Std Device Cooling Proportion WeightID to Use, If Appropriate]]="None",ISBLANK([@[Std Device Cooling Proportion WeightID to Use, If Appropriate]]),[@[FSC_Index for Basis of Imputed Impacts of Std Cooling Device]]="N/A",[@[FSC_Index for Basis of Imputed Impacts of Std Cooling Device]]=""),"", [@[Std Cooling Proportion for Imputed Impacts]] *(INDEX(FSC,MATCH([@[FSC_Index for Basis of Imputed Impacts of Std Cooling Device]],[FSC_Index],0),MATCH(FSC[[#Headers],[Std Lifecycle Annual Leakage, tonne CO2e per NormUnit]],FSC[#Headers],0)) +INDEX(FSC,MATCH([@[FSC_Index for Basis of Imputed Impacts of Std Cooling Device]],[FSC_Index],0),MATCH(FSC[[#Headers],[Std Lifecycle EOL Leakage, tonne CO2e per NormUnit]],FSC[#Headers],0))) +[@[Counter-factual Refrigerant Emissions, tonne CO2 per NormUnit]]) | [25 empty] | '=IF(OR([@[RACC_Index]]="",[@[Std Device Cooling Proportion WeightID to Use, If Appropriate]]="None",ISBLANK([@[Std Device Cooling Proportion WeightID to Use, If Appropriate]]),[@[FSC_Index for Basis of Imputed Impacts of Std Cooling Device]]="N/A",[@[FSC_Index for Basis of Imputed Impacts of Std Cooling Device]]=""),"", [@[Std Cooling Proportion for Imputed Impacts]] *(INDEX(FSC,MATCH([@[FSC_Index for Basis of Imputed Impacts of Std Cooling Device]],[FSC_Index],0),MATCH(FSC[[#Headers],[Std Lifecycle Annual Leakage, tonne CO2e per NormUnit]],FSC[#Headers],0)) +INDEX(FSC,MATCH([@[FSC_Index for Basis of Imputed Impacts of Std Cooling Device]],[FSC_Index],0),MATCH(FSC[[#Headers],[Std Lifecycle EOL Leakage, tonne CO2e per NormUnit]],FSC[#Headers],0))) +[@[Counter-factual Refrigerant Emissions, tonne CO2 per NormUnit]])
3 FSC | 62 | BJ | Lifecycle Primary Energy Savings, MMBtu per NormUnit | =IF([@MeasAppType]="","",SUM(FSC[@[1st Baseline Lifecycle Electric Savings, MMBtu per NormUnit]:[2nd Baseline Lifecycle Natural Gas Savings, MMBtu per NormUnit]])) | [25 empty] | '=IF([@MeasAppType]="","",SUM(FSC[@[1st Baseline Lifecycle Electric Savings, MMBtu per NormUnit]:[2nd Baseline Lifecycle Natural Gas Savings, MMBtu per NormUnit]]))
3 FSC | 63 | BK | Part 1 PASS/FAIL | =IF([@MeasAppType]="","",IF([@[Lifecycle Primary Energy Savings, MMBtu per NormUnit]]>=0,"PASS","FAIL")) | [25 empty] | '=IF([@MeasAppType]="","",IF([@[Lifecycle Primary Energy Savings, MMBtu per NormUnit]]>=0,"PASS","FAIL"))
3 FSC | 64 | BL | Electric Lifecycle Emissions, tonne CO2e per NormUnit | =IF([@MeasAppType]="","",SUM([@[1st Baseline Lifecycle Electric Emissions Avoided, tonne CO2e per NormUnit]],[@[2nd Baseline Lifecycle Electric Emissions Avoided, tonne CO2e per NormUnit]])) | [25 empty] | '=IF([@MeasAppType]="","",SUM([@[1st Baseline Lifecycle Electric Emissions Avoided, tonne CO2e per NormUnit]],[@[2nd Baseline Lifecycle Electric Emissions Avoided, tonne CO2e per NormUnit]]))
3 FSC | 65 | BM | Natural Gas Lifecycle Emissions, tonne CO2e per NormUnit | =IF([@MeasAppType]="","",SUM([@[1st Baseline Lifecycle Natural Gas Emissions Avoided, tonne CO2e per NormUnit]],[@[2nd Baseline Lifecycle Natural Gas Emissions Avoided, tonne CO2e per NormUnit]])) | [25 empty] | '=IF([@MeasAppType]="","",SUM([@[1st Baseline Lifecycle Natural Gas Emissions Avoided, tonne CO2e per NormUnit]],[@[2nd Baseline Lifecycle Natural Gas Emissions Avoided, tonne CO2e per NormUnit]]))
3 FSC | 66 | BN | Refrigerant Lifecycle Emissions, tonne CO2e per NormUnit | =IF([@MeasAppType]="","",IF([@[Imputed Counter-factual Refrigerant Emissions, tonne CO2e per NormUnit]]="", [@[Counter-factual Refrigerant Emissions, tonne CO2 per NormUnit]], [@[Imputed Counter-factual Refrigerant Emissions, tonne CO2e per NormUnit]])-[@[Measure Refrigerant Emissions, tonne CO2e per NormUnit]]) | [25 empty] | '=IF([@MeasAppType]="","",IF([@[Imputed Counter-factual Refrigerant Emissions, tonne CO2e per NormUnit]]="", [@[Counter-factual Refrigerant Emissions, tonne CO2 per NormUnit]], [@[Imputed Counter-factual Refrigerant Emissions, tonne CO2e per NormUnit]])-[@[Measure Refrigerant Emissions, tonne CO2e per NormUnit]])
3 FSC | 67 | BO | Net Emissions Avoided, tonne CO2e per NormUnit | =IF([@[RACC_Index]]="","",SUM(FSC[@[Electric Lifecycle Emissions, tonne CO2e per NormUnit]:[Refrigerant Lifecycle Emissions, tonne CO2e per NormUnit]])) | [25 empty] | '=IF([@[RACC_Index]]="","",SUM(FSC[@[Electric Lifecycle Emissions, tonne CO2e per NormUnit]:[Refrigerant Lifecycle Emissions, tonne CO2e per NormUnit]]))
3 FSC | 68 | BP | Part 2 PASS/FAIL | =IF([@MeasAppType]="","",IF(SUM(FSC[@[Electric Lifecycle Emissions, tonne CO2e per NormUnit]:[Refrigerant Lifecycle Emissions, tonne CO2e per NormUnit]])>=0,"PASS","FAIL")) | [25 empty] | '=IF([@MeasAppType]="","",IF(SUM(FSC[@[Electric Lifecycle Emissions, tonne CO2e per NormUnit]:[Refrigerant Lifecycle Emissions, tonne CO2e per NormUnit]])>=0,"PASS","FAIL"))
3 FSC | 69 | BQ | Refrigerant Emissions Lifecycle Net Benefit, Dollar per NormUnit | =IF([@[RACC_Index]]="","", SUM(IF(OR([@[RACC_Index]]="",[@[Std Device Cooling Proportion WeightID to Use, If Appropriate]]="None",ISBLANK([@[Std Device Cooling Proportion WeightID to Use, If Appropriate]]), [@[FSC_Index for Basis of Imputed Impacts of Std Cooling Device]]="N/A",ISBLANK([@[FSC_Index for Basis of Imputed Impacts of Std Cooling Device]])), INDEX('2 RACC'!$A$10:$AJE$34,[@[RACC_Index]],MATCH("Std Refrigerant NPV Lifecycle Cost, Dollar per NormUnit",'2 RACC'!$A$9:$AJE$9,0)), [@[Std Cooling Proportion for Imputed Impacts]]*INDEX('2 RACC'!$A$10:$AJE$34,FILTER([RACC_Index],[FSC_Index]=[@[FSC_Index for Basis of Imputed Impacts of Std Cooling Device]]),MATCH("Std Refrigerant NPV Lifecycle Cost, Dollar per NormUnit",'2 RACC'!$A$9:$AJE$9,0))), INDEX('2 RACC'!$A$10:$AJE$34,[@[RACC_Index]],MATCH("Ext Refrigerant NPV Lifecycle Cost, Dollar per NormUnit",'2 RACC'!$A$9:$AJE$9,0))) -SUM(INDEX('2 RACC'!$A$10:$AJE$34,[@[RACC_Index]],MATCH("Msr Refrigerant NPV Lifecycle Cost, Dollar per NormUnit",'2 RACC'!$A$9:$AJE$9,0)), INDEX('2 RACC'!$A$10:$AJE$34,[@[RACC_Index]],MATCH("Pre Refrigerant NPV Lifecycle Cost, Dollar per NormUnit",'2 RACC'!$A$9:$AJE$9,0)))) | [25 empty] | '=IF([@[RACC_Index]]="","", SUM(IF(OR([@[RACC_Index]]="",[@[Std Device Cooling Proportion WeightID to Use, If Appropriate]]="None",ISBLANK([@[Std Device Cooling Proportion WeightID to Use, If Appropriate]]), [@[FSC_Index for Basis of Imputed Impacts of Std Cooling Device]]="N/A",ISBLANK([@[FSC_Index for Basis of Imputed Impacts of Std Cooling Device]])), INDEX('2 RACC'!$A$10:$AJE$34,[@[RACC_Index]],MATCH("Std Refrigerant NPV Lifecycle Cost, Dollar per NormUnit",'2 RACC'!$A$9:$AJE$9,0)), [@[Std Cooling Proportion for Imputed Impacts]]*INDEX('2 RACC'!$A$10:$AJE$34,FILTER([RACC_Index],[FSC_Index]=[@[FSC_Index for Basis of Imputed Impacts of Std Cooling Device]]),MATCH("Std Refrigerant NPV Lifecycle Cost, Dollar per NormUnit",'2 RACC'!$A$9:$AJE$9,0))), INDEX('2 RACC'!$A$10:$AJE$34,[@[RACC_Index]],MATCH("Ext Refrigerant NPV Lifecycle Cost, Dollar per NormUnit",'2 RACC'!$A$9:$AJE$9,0))) -SUM(INDEX('2 RACC'!$A$10:$AJE$34,[@[RACC_Index]],MATCH("Msr Refrigerant NPV Lifecycle Cost, Dollar per NormUnit",'2 RACC'!$A$9:$AJE$9,0)), INDEX('2 RACC'!$A$10:$AJE$34,[@[RACC_Index]],MATCH("Pre Refrigerant NPV Lifecycle Cost, Dollar per NormUnit",'2 RACC'!$A$9:$AJE$9,0))))
3 FSC | 70 | BR | Msr GWP per RACC | =IF([@[RACC_Index]]="","",INDEX('2 RACC'!$A$10:$AJE$34,[@[RACC_Index]],MATCH("Msr GWP, User Specified",'2 RACC'!$A$9:$AJE$9,0))) | [25 empty] | '=IF([@[RACC_Index]]="","",INDEX('2 RACC'!$A$10:$AJE$34,[@[RACC_Index]],MATCH("Msr GWP, User Specified",'2 RACC'!$A$9:$AJE$9,0)))
3 FSC | 71 | BS | If Failing, Maximum Msr Refrig. GWP to Pass FuelSub Test Part #2 | =IF(OR([@[Part 2 PASS/FAIL]]="PASS",[@[Part 2 PASS/FAIL]]=""),"",ROUNDDOWN(const_lb_per_tonne*(IF(OR([@[Std Device Cooling Proportion WeightID to Use, If Appropriate]]="None",ISBLANK([@[Std Device Cooling Proportion WeightID to Use, If Appropriate]]),[@[Std Device Cooling Proportion WeightID to Use, If Appropriate]]="N/A"), [@[Counter-factual Refrigerant Emissions, tonne CO2 per NormUnit]],[@[Imputed Counter-factual Refrigerant Emissions, tonne CO2e per NormUnit]])- IFERROR(SUM([@[Pre Lifecycle Annual Leakage, tonne CO2e per NormUnit]]),0)-IFERROR(SUM([@[Pre Lifecycle EOL Leakage, tonne CO2e per NormUnit]]),0)+ IFERROR(SUM([@[Electric Lifecycle Emissions, tonne CO2e per NormUnit]]),0)+IFERROR(SUM([@[Natural Gas Lifecycle Emissions, tonne CO2e per NormUnit]]),0))/ (FILTER('2 RACC'!$AV$10:$AV$34,'2 RACC'!$A$10:$A$34=[@[RACC_Index]])*(FILTER('2 RACC'!$BB$10:$BB$34,'2 RACC'!$A$10:$A$34=[@[RACC_Index]])*FILTER('2 RACC'!$AC$10:$AC$34,'2 RACC'!$A$10:$A$34=[@[RACC_Index]])+FILTER('2 RACC'!$BH$10:$BH$34,'2 RACC'!$A$10:$A$34=[@[RACC_Index]])*(1-FILTER('2 RACC'!$BB$10:$BB$34,'2 RACC'!$A$10:$A$34=[@[RACC_Index]])*FILTER('2 RACC'!$BN$10:$BN$34,'2 RACC'!$A$10:$A$34=[@[RACC_Index]])))),0)) | [25 empty] | '=IF(OR([@[Part 2 PASS/FAIL]]="PASS",[@[Part 2 PASS/FAIL]]=""),"",ROUNDDOWN(const_lb_per_tonne*(IF(OR([@[Std Device Cooling Proportion WeightID to Use, If Appropriate]]="None",ISBLANK([@[Std Device Cooling Proportion WeightID to Use, If Appropriate]]),[@[Std Device Cooling Proportion WeightID to Use, If Appropriate]]="N/A"), [@[Counter-factual Refrigerant Emissions, tonne CO2 per NormUnit]],[@[Imputed Counter-factual Refrigerant Emissions, tonne CO2e per NormUnit]])- IFERROR(SUM([@[Pre Lifecycle Annual Leakage, tonne CO2e per NormUnit]]),0)-IFERROR(SUM([@[Pre Lifecycle EOL Leakage, tonne CO2e per NormUnit]]),0)+ IFERROR(SUM([@[Electric Lifecycle Emissions, tonne CO2e per NormUnit]]),0)+IFERROR(SUM([@[Natural Gas Lifecycle Emissions, tonne CO2e per NormUnit]]),0))/ (FILTER('2 RACC'!$AV$10:$AV$34,'2 RACC'!$A$10:$A$34=[@[RACC_Index]])*(FILTER('2 RACC'!$BB$10:$BB$34,'2 RACC'!$A$10:$A$34=[@[RACC_Index]])*FILTER('2 RACC'!$AC$10:$AC$34,'2 RACC'!$A$10:$A$34=[@[RACC_Index]])+FILTER('2 RACC'!$BH$10:$BH$34,'2 RACC'!$A$10:$A$34=[@[RACC_Index]])*(1-FILTER('2 RACC'!$BB$10:$BB$34,'2 RACC'!$A$10:$A$34=[@[RACC_Index]])*FILTER('2 RACC'!$BN$10:$BN$34,'2 RACC'!$A$10:$A$34=[@[RACC_Index]])))),0))
3 FSC | 72 | BT | Total 1st Baseline Annual Savings, kWh | =IF([@MeasAppType]="","",IF(OR([@MeasAppType]=MAT_AR,[@MeasAppType]=MAT_AOE), [@[Pre/Ext NumUnit]]*[@[Pre/Ext Annual Electric Usage, kWh per NormUnit]]-[@[Msr NumUnit]]*[@[Msr Annual Electric Usage, kWh per NormUnit]], [@[Std NumUnit]]*IF(AND([@[Std Device Cooling Proportion WeightID to Use, If Appropriate]]<>"None",[@[Std Device Cooling Proportion WeightID to Use, If Appropriate]]<>""),[@[Imputed Std Annual Electric Usage, kWh per NormUnit]],[@[Std Annual Electric Usage, kWh per NormUnit]])-[@[Msr NumUnit]]*[@[Msr Annual Electric Usage, kWh per NormUnit]])) | [25 empty] | '=IF([@MeasAppType]="","",IF(OR([@MeasAppType]=MAT_AR,[@MeasAppType]=MAT_AOE), [@[Pre/Ext NumUnit]]*[@[Pre/Ext Annual Electric Usage, kWh per NormUnit]]-[@[Msr NumUnit]]*[@[Msr Annual Electric Usage, kWh per NormUnit]], [@[Std NumUnit]]*IF(AND([@[Std Device Cooling Proportion WeightID to Use, If Appropriate]]<>"None",[@[Std Device Cooling Proportion WeightID to Use, If Appropriate]]<>""),[@[Imputed Std Annual Electric Usage, kWh per NormUnit]],[@[Std Annual Electric Usage, kWh per NormUnit]])-[@[Msr NumUnit]]*[@[Msr Annual Electric Usage, kWh per NormUnit]]))
3 FSC | 73 | BU | Total 1st Baseline Annual Savings, Therm | =IF([@MeasAppType]="","",IF(OR([@MeasAppType]=MAT_AR,[@MeasAppType]=MAT_AOE),[@[Pre/Ext NumUnit]]*[@[Pre/Ext Annual Natural Gas Usage, Therm per NormUnit]]-[@[Msr NumUnit]]*[@[Msr Annual Natural Gas Usage, Therm per NormUnit]],[@[Std NumUnit]]*[@[Std Annual Natural Gas Usage, Therm per NormUnit]]-[@[Msr NumUnit]]*[@[Msr Annual Natural Gas Usage, Therm per NormUnit]])) | [25 empty] | '=IF([@MeasAppType]="","",IF(OR([@MeasAppType]=MAT_AR,[@MeasAppType]=MAT_AOE),[@[Pre/Ext NumUnit]]*[@[Pre/Ext Annual Natural Gas Usage, Therm per NormUnit]]-[@[Msr NumUnit]]*[@[Msr Annual Natural Gas Usage, Therm per NormUnit]],[@[Std NumUnit]]*[@[Std Annual Natural Gas Usage, Therm per NormUnit]]-[@[Msr NumUnit]]*[@[Msr Annual Natural Gas Usage, Therm per NormUnit]]))
3 FSC | 74 | BV | Total 2nd Baseline Annual Savings, kWh | =IF([@MeasAppType]="","",IF([@MeasAppType]=MAT_AR,[@[Std NumUnit]]*IF(AND([@[Std Device Cooling Proportion WeightID to Use, If Appropriate]]<>"None",[@[Std Device Cooling Proportion WeightID to Use, If Appropriate]]<>""),[@[Imputed Std Annual Electric Usage, kWh per NormUnit]],[@[Std Annual Electric Usage, kWh per NormUnit]])-[@[Msr NumUnit]]*[@[Msr Annual Electric Usage, kWh per NormUnit]],"")) | [25 empty] | '=IF([@MeasAppType]="","",IF([@MeasAppType]=MAT_AR,[@[Std NumUnit]]*IF(AND([@[Std Device Cooling Proportion WeightID to Use, If Appropriate]]<>"None",[@[Std Device Cooling Proportion WeightID to Use, If Appropriate]]<>""),[@[Imputed Std Annual Electric Usage, kWh per NormUnit]],[@[Std Annual Electric Usage, kWh per NormUnit]])-[@[Msr NumUnit]]*[@[Msr Annual Electric Usage, kWh per NormUnit]],""))
3 FSC | 75 | BW | Total 2nd Baseline Annual Savings, Therm | =IF([@MeasAppType]="","",IF([@MeasAppType]=MAT_AR,[@[Std NumUnit]]*[@[Std Annual Natural Gas Usage, Therm per NormUnit]]-[@[Msr NumUnit]]*[@[Msr Annual Natural Gas Usage, Therm per NormUnit]],"")) | [25 empty] | '=IF([@MeasAppType]="","",IF([@MeasAppType]=MAT_AR,[@[Std NumUnit]]*[@[Std Annual Natural Gas Usage, Therm per NormUnit]]-[@[Msr NumUnit]]*[@[Msr Annual Natural Gas Usage, Therm per NormUnit]],""))
3 FSC | 76 | BX | Total 1st Baseline Lifecycle Savings, kWh | =IF([@MeasAppType]="","",IF(OR([@MeasAppType]=MAT_NR,[@MeasAppType]=MAT_NC),[@[Total 1st Baseline Annual Savings, kWh]]*FILTER('2 RACC'!$AC$10:$AC$34,'2 RACC'!$A$10:$A$34=[@[RACC_Index]]),[@[Total 1st Baseline Annual Savings, kWh]]*FILTER('2 RACC'!$AF$10:$AF$34,'2 RACC'!$A$10:$A$34=[@[RACC_Index]]))) | [25 empty] | '=IF([@MeasAppType]="","",IF(OR([@MeasAppType]=MAT_NR,[@MeasAppType]=MAT_NC),[@[Total 1st Baseline Annual Savings, kWh]]*FILTER('2 RACC'!$AC$10:$AC$34,'2 RACC'!$A$10:$A$34=[@[RACC_Index]]),[@[Total 1st Baseline Annual Savings, kWh]]*FILTER('2 RACC'!$AF$10:$AF$34,'2 RACC'!$A$10:$A$34=[@[RACC_Index]])))
3 FSC | 77 | BY | Total 1st Baseline Lifecycle Savings, Therm | =IF([@MeasAppType]="","",IF(OR([@MeasAppType]=MAT_NR,[@MeasAppType]=MAT_NC),[@[Total 1st Baseline Annual Savings, Therm]]*FILTER('2 RACC'!$AC$10:$AC$34,'2 RACC'!$A$10:$A$34=[@[RACC_Index]]),[@[Total 1st Baseline Annual Savings, Therm]]*FILTER('2 RACC'!$AF$10:$AF$34,'2 RACC'!$A$10:$A$34=[@[RACC_Index]]))) | [25 empty] | '=IF([@MeasAppType]="","",IF(OR([@MeasAppType]=MAT_NR,[@MeasAppType]=MAT_NC),[@[Total 1st Baseline Annual Savings, Therm]]*FILTER('2 RACC'!$AC$10:$AC$34,'2 RACC'!$A$10:$A$34=[@[RACC_Index]]),[@[Total 1st Baseline Annual Savings, Therm]]*FILTER('2 RACC'!$AF$10:$AF$34,'2 RACC'!$A$10:$A$34=[@[RACC_Index]])))
3 FSC | 78 | BZ | Total 2nd Baseline Lifecycle Savings, kWh | =IF(OR([@MeasAppType]="",[@MeasAppType]<>MAT_AR),"",[@[Total 2nd Baseline Annual Savings, kWh]]*(FILTER('2 RACC'!$AC$10:$AC$34,'2 RACC'!$A$10:$A$34=[@[RACC_Index]])-FILTER('2 RACC'!$AF$10:$AF$34,'2 RACC'!$A$10:$A$34=[@[RACC_Index]]))) | [25 empty] | '=IF(OR([@MeasAppType]="",[@MeasAppType]<>MAT_AR),"",[@[Total 2nd Baseline Annual Savings, kWh]]*(FILTER('2 RACC'!$AC$10:$AC$34,'2 RACC'!$A$10:$A$34=[@[RACC_Index]])-FILTER('2 RACC'!$AF$10:$AF$34,'2 RACC'!$A$10:$A$34=[@[RACC_Index]])))
3 FSC | 79 | CA | Total 2nd Baseline Livecycle Savings, Therm | =IF(OR([@MeasAppType]="",[@MeasAppType]<>MAT_AR),"",[@[Total 2nd Baseline Annual Savings, Therm]]*(FILTER('2 RACC'!$AC$10:$AC$34,'2 RACC'!$A$10:$A$34=[@[RACC_Index]])-FILTER('2 RACC'!$AF$10:$AF$34,'2 RACC'!$A$10:$A$34=[@[RACC_Index]]))) | [25 empty] | '=IF(OR([@MeasAppType]="",[@MeasAppType]<>MAT_AR),"",[@[Total 2nd Baseline Annual Savings, Therm]]*(FILTER('2 RACC'!$AC$10:$AC$34,'2 RACC'!$A$10:$A$34=[@[RACC_Index]])-FILTER('2 RACC'!$AF$10:$AF$34,'2 RACC'!$A$10:$A$34=[@[RACC_Index]])))
3 FSC | 80 | CB | Total 1st Baseline Lifecycle Electric Savings, MMBtu | =IF([@MeasAppType]="","",1/1000000*[@[Total 1st Baseline Annual Savings, kWh]]*IF(OR([@MeasAppType]=MAT_NR,[@MeasAppType]=MAT_NC), SUM(FILTER(RefrigerantACC[aSourceEnergy],(RefrigerantACC[RefrigerantACC_ID]=active_RefrigerantACC_ID)*(RefrigerantACC[DollarYear]=aactive_DollarYr)*(RefrigerantACC[ModelYear]>=[@[Msr Install Year]])*(RefrigerantACC[ModelYear]<[@[Msr Install Year]]+FILTER('2 RACC'!$AC$10:$AC$34,'2 RACC'!$A$10:$A$34=[@[RACC_Index]])))), SUM(FILTER(RefrigerantACC[aSourceEnergy],(RefrigerantACC[RefrigerantACC_ID]=active_RefrigerantACC_ID)*(RefrigerantACC[DollarYear]=aactive_DollarYr)*(RefrigerantACC[ModelYear]>=[@[Msr Install Year]])*(RefrigerantACC[ModelYear]<[@[Msr Install Year]]+FILTER('2 RACC'!$AF$10:$AF$34,'2 RACC'!$A$10:$A$34=[@[RACC_Index]])))))) | [25 empty] | '=IF([@MeasAppType]="","",1/1000000*[@[Total 1st Baseline Annual Savings, kWh]]*IF(OR([@MeasAppType]=MAT_NR,[@MeasAppType]=MAT_NC), SUM(FILTER(RefrigerantACC[aSourceEnergy],(RefrigerantACC[RefrigerantACC_ID]=active_RefrigerantACC_ID)*(RefrigerantACC[DollarYear]=aactive_DollarYr)*(RefrigerantACC[ModelYear]>=[@[Msr Install Year]])*(RefrigerantACC[ModelYear]<[@[Msr Install Year]]+FILTER('2 RACC'!$AC$10:$AC$34,'2 RACC'!$A$10:$A$34=[@[RACC_Index]])))), SUM(FILTER(RefrigerantACC[aSourceEnergy],(RefrigerantACC[RefrigerantACC_ID]=active_RefrigerantACC_ID)*(RefrigerantACC[DollarYear]=aactive_DollarYr)*(RefrigerantACC[ModelYear]>=[@[Msr Install Year]])*(RefrigerantACC[ModelYear]<[@[Msr Install Year]]+FILTER('2 RACC'!$AF$10:$AF$34,'2 RACC'!$A$10:$A$34=[@[RACC_Index]]))))))
3 FSC | 81 | CC | Total 1st Baseline Lifecycle Natural Gas Savings, MMBtu | =IF([@MeasAppType]="","",1/1000000*IF(OR([@MeasAppType]=MAT_NR,[@MeasAppType]=MAT_NC),[@[Total 1st Baseline Annual Savings, Therm]]*const_Btu_Therm*FILTER('2 RACC'!$AC$10:$AC$34,'2 RACC'!$A$10:$A$34=[@[RACC_Index]]),[@[Total 1st Baseline Annual Savings, Therm]]*const_Btu_Therm*FILTER('2 RACC'!$AF$10:$AF$34,'2 RACC'!$A$10:$A$34=[@[RACC_Index]]))) | [25 empty] | '=IF([@MeasAppType]="","",1/1000000*IF(OR([@MeasAppType]=MAT_NR,[@MeasAppType]=MAT_NC),[@[Total 1st Baseline Annual Savings, Therm]]*const_Btu_Therm*FILTER('2 RACC'!$AC$10:$AC$34,'2 RACC'!$A$10:$A$34=[@[RACC_Index]]),[@[Total 1st Baseline Annual Savings, Therm]]*const_Btu_Therm*FILTER('2 RACC'!$AF$10:$AF$34,'2 RACC'!$A$10:$A$34=[@[RACC_Index]])))
3 FSC | 82 | CD | Total 2nd Baseline Lifecycle Electric Savings, MMBtu | =IF(OR([@MeasAppType]="",[@MeasAppType]<>MAT_AR),"",1/1000000*[@[Total 2nd Baseline Annual Savings, kWh]]*SUM(FILTER(RefrigerantACC[aSourceEnergy],(RefrigerantACC[RefrigerantACC_ID]=active_RefrigerantACC_ID)*(RefrigerantACC[DollarYear]=aactive_DollarYr)*(RefrigerantACC[ModelYear]>=[@[Msr Install Year]]+FILTER('2 RACC'!$AF$10:$AF$34,'2 RACC'!$A$10:$A$34=[@[RACC_Index]])-1)*(RefrigerantACC[ModelYear]<[@[Msr Install Year]]+FILTER('2 RACC'!$AC$10:$AC$34,'2 RACC'!$A$10:$A$34=[@[RACC_Index]])-1)))) | [25 empty] | '=IF(OR([@MeasAppType]="",[@MeasAppType]<>MAT_AR),"",1/1000000*[@[Total 2nd Baseline Annual Savings, kWh]]*SUM(FILTER(RefrigerantACC[aSourceEnergy],(RefrigerantACC[RefrigerantACC_ID]=active_RefrigerantACC_ID)*(RefrigerantACC[DollarYear]=aactive_DollarYr)*(RefrigerantACC[ModelYear]>=[@[Msr Install Year]]+FILTER('2 RACC'!$AF$10:$AF$34,'2 RACC'!$A$10:$A$34=[@[RACC_Index]])-1)*(RefrigerantACC[ModelYear]<[@[Msr Install Year]]+FILTER('2 RACC'!$AC$10:$AC$34,'2 RACC'!$A$10:$A$34=[@[RACC_Index]])-1))))
3 FSC | 83 | CE | Total 2nd Baseline Lifecycle Natural Gas Savings, MMBtu | =IF(OR([@MeasAppType]="",[@MeasAppType]<>MAT_AR),"",1/1000000*[@[Total 2nd Baseline Annual Savings, Therm]]*const_Btu_Therm*(FILTER('2 RACC'!$AC$10:$AC$34,'2 RACC'!$A$10:$A$34=[@[RACC_Index]])-FILTER('2 RACC'!$AF$10:$AF$34,'2 RACC'!$A$10:$A$34=[@[RACC_Index]]))) | [25 empty] | '=IF(OR([@MeasAppType]="",[@MeasAppType]<>MAT_AR),"",1/1000000*[@[Total 2nd Baseline Annual Savings, Therm]]*const_Btu_Therm*(FILTER('2 RACC'!$AC$10:$AC$34,'2 RACC'!$A$10:$A$34=[@[RACC_Index]])-FILTER('2 RACC'!$AF$10:$AF$34,'2 RACC'!$A$10:$A$34=[@[RACC_Index]])))
3 FSC | 84 | CF | Total 1st Baseline Lifecycle Electric Emissions, tonne CO2e | =IF([@MeasAppType]="","",1/1000*(1+Reference!$D$43)*[@[Total 1st Baseline Annual Savings, kWh]]*IF(OR([@MeasAppType]=MAT_NR,[@MeasAppType]=MAT_NC), SUM(FILTER(RefrigerantACC[aEmission],(RefrigerantACC[RefrigerantACC_ID]=active_RefrigerantACC_ID)*(RefrigerantACC[DollarYear]=aactive_DollarYr)*(RefrigerantACC[ModelYear]>=[@[Msr Install Year]])*(RefrigerantACC[ModelYear]<[@[Msr Install Year]]+FILTER('2 RACC'!$AC$10:$AC$34,'2 RACC'!$A$10:$A$34=[@[RACC_Index]])))), SUM(FILTER(RefrigerantACC[aEmission],(RefrigerantACC[RefrigerantACC_ID]=active_RefrigerantACC_ID)*(RefrigerantACC[DollarYear]=aactive_DollarYr)*(RefrigerantACC[ModelYear]>=[@[Msr Install Year]])*(RefrigerantACC[ModelYear]<[@[Msr Install Year]]+FILTER('2 RACC'!$AF$10:$AF$34,'2 RACC'!$A$10:$A$34=[@[RACC_Index]])))))) | [25 empty] | '=IF([@MeasAppType]="","",1/1000*(1+Reference!$D$43)*[@[Total 1st Baseline Annual Savings, kWh]]*IF(OR([@MeasAppType]=MAT_NR,[@MeasAppType]=MAT_NC), SUM(FILTER(RefrigerantACC[aEmission],(RefrigerantACC[RefrigerantACC_ID]=active_RefrigerantACC_ID)*(RefrigerantACC[DollarYear]=aactive_DollarYr)*(RefrigerantACC[ModelYear]>=[@[Msr Install Year]])*(RefrigerantACC[ModelYear]<[@[Msr Install Year]]+FILTER('2 RACC'!$AC$10:$AC$34,'2 RACC'!$A$10:$A$34=[@[RACC_Index]])))), SUM(FILTER(RefrigerantACC[aEmission],(RefrigerantACC[RefrigerantACC_ID]=active_RefrigerantACC_ID)*(RefrigerantACC[DollarYear]=aactive_DollarYr)*(RefrigerantACC[ModelYear]>=[@[Msr Install Year]])*(RefrigerantACC[ModelYear]<[@[Msr Install Year]]+FILTER('2 RACC'!$AF$10:$AF$34,'2 RACC'!$A$10:$A$34=[@[RACC_Index]]))))))
3 FSC | 85 | CG | Total 1st Baseline Lifecycle Natural Gas Emissions, tonne CO2e | =IF([@MeasAppType]="","",[@[Total 1st Baseline Annual Savings, Therm]]*active_NG_metrictonneCO2_per_Therm*(1+Reference!$G$43+IF([@Sector]="Res",Reference!$G$44,0))*IF(OR([@MeasAppType]=MAT_NR,[@MeasAppType]=MAT_NC), FILTER('2 RACC'!$AC$10:$AC$34,'2 RACC'!$A$10:$A$34=[@[RACC_Index]]), FILTER('2 RACC'!$AF$10:$AF$34,'2 RACC'!$A$10:$A$34=[@[RACC_Index]]))) | [25 empty] | '=IF([@MeasAppType]="","",[@[Total 1st Baseline Annual Savings, Therm]]*active_NG_metrictonneCO2_per_Therm*(1+Reference!$G$43+IF([@Sector]="Res",Reference!$G$44,0))*IF(OR([@MeasAppType]=MAT_NR,[@MeasAppType]=MAT_NC), FILTER('2 RACC'!$AC$10:$AC$34,'2 RACC'!$A$10:$A$34=[@[RACC_Index]]), FILTER('2 RACC'!$AF$10:$AF$34,'2 RACC'!$A$10:$A$34=[@[RACC_Index]])))
3 FSC | 86 | CH | Total 2nd Baseline Lifecycle Electric Emissions, tonne CO2e | =IF(OR([@MeasAppType]="",[@MeasAppType]<>MAT_AR),"",1/1000*(1+Reference!$D$43)*[@[Total 2nd Baseline Annual Savings, kWh]]*SUM(FILTER(RefrigerantACC[aEmission],(RefrigerantACC[RefrigerantACC_ID]=active_RefrigerantACC_ID)*(RefrigerantACC[DollarYear]=aactive_DollarYr)*(RefrigerantACC[ModelYear]>=[@[Msr Install Year]]+FILTER('2 RACC'!$AF$10:$AF$34,'2 RACC'!$A$10:$A$34=[@[RACC_Index]])-1)*(RefrigerantACC[ModelYear]<[@[Msr Install Year]]+FILTER('2 RACC'!$AC$10:$AC$34,'2 RACC'!$A$10:$A$34=[@[RACC_Index]])-1)))) | [25 empty] | '=IF(OR([@MeasAppType]="",[@MeasAppType]<>MAT_AR),"",1/1000*(1+Reference!$D$43)*[@[Total 2nd Baseline Annual Savings, kWh]]*SUM(FILTER(RefrigerantACC[aEmission],(RefrigerantACC[RefrigerantACC_ID]=active_RefrigerantACC_ID)*(RefrigerantACC[DollarYear]=aactive_DollarYr)*(RefrigerantACC[ModelYear]>=[@[Msr Install Year]]+FILTER('2 RACC'!$AF$10:$AF$34,'2 RACC'!$A$10:$A$34=[@[RACC_Index]])-1)*(RefrigerantACC[ModelYear]<[@[Msr Install Year]]+FILTER('2 RACC'!$AC$10:$AC$34,'2 RACC'!$A$10:$A$34=[@[RACC_Index]])-1))))
3 FSC | 87 | CI | Total 2nd Baseline Lifecycle Natural Gas Emissions, tonne CO2e | =IF(OR([@MeasAppType]="",[@MeasAppType]<>MAT_AR),"",[@[Total 2nd Baseline Annual Savings, Therm]]*active_NG_metrictonneCO2_per_Therm*(1+Reference!$G$43+IF([@Sector]="Res",Reference!$G$44,0))*(FILTER('2 RACC'!$AC$10:$AC$34,'2 RACC'!$A$10:$A$34=[@[RACC_Index]])-FILTER('2 RACC'!$AF$10:$AF$34,'2 RACC'!$A$10:$A$34=[@[RACC_Index]]))) | [25 empty] | '=IF(OR([@MeasAppType]="",[@MeasAppType]<>MAT_AR),"",[@[Total 2nd Baseline Annual Savings, Therm]]*active_NG_metrictonneCO2_per_Therm*(1+Reference!$G$43+IF([@Sector]="Res",Reference!$G$44,0))*(FILTER('2 RACC'!$AC$10:$AC$34,'2 RACC'!$A$10:$A$34=[@[RACC_Index]])-FILTER('2 RACC'!$AF$10:$AF$34,'2 RACC'!$A$10:$A$34=[@[RACC_Index]])))
3 FSC | 88 | CJ | Total Measure Refrigerant Emissions, tonne CO2e | =IF([@[RACC_Index]]="","", [@[Msr NumUnit]]*([@[Msr Lifecycle Annual Leakage, tonne CO2e per NormUnit]]+[@[Msr Lifecycle EOL Leakage, tonne CO2e per NormUnit]])+ IFERROR(SUM([@[Pre/Ext NumUnit]]),0)*(IFERROR(SUM([@[Pre Lifecycle Annual Leakage, tonne CO2e per NormUnit]]),0)+IFERROR(SUM([@[Pre Lifecycle EOL Leakage, tonne CO2e per NormUnit]]),0))) | [25 empty] | '=IF([@[RACC_Index]]="","", [@[Msr NumUnit]]*([@[Msr Lifecycle Annual Leakage, tonne CO2e per NormUnit]]+[@[Msr Lifecycle EOL Leakage, tonne CO2e per NormUnit]])+ IFERROR(SUM([@[Pre/Ext NumUnit]]),0)*(IFERROR(SUM([@[Pre Lifecycle Annual Leakage, tonne CO2e per NormUnit]]),0)+IFERROR(SUM([@[Pre Lifecycle EOL Leakage, tonne CO2e per NormUnit]]),0)))
3 FSC | 89 | CK | Total Counter-factual Refrigerant Emissions, tonne CO2e | =IF([@[RACC_Index]]="","", IFERROR(SUM([@[Std NumUnit]]),0)*(IFERROR(SUM([@[Std Lifecycle Annual Leakage, tonne CO2e per NormUnit]]),0)+IFERROR(SUM([@[Std Lifecycle EOL Leakage, tonne CO2e per NormUnit]]),0))+ IFERROR(SUM([@[Pre/Ext NumUnit]]),0)*(IFERROR(SUM([@[Ext Lifecycle Annual Leakage, tonne CO2e per NormUnit]]),0)+IFERROR(SUM([@[Ext Lifecycle EOL Leakage, tonne CO2e per NormUnit]]),0))) | [25 empty] | '=IF([@[RACC_Index]]="","", IFERROR(SUM([@[Std NumUnit]]),0)*(IFERROR(SUM([@[Std Lifecycle Annual Leakage, tonne CO2e per NormUnit]]),0)+IFERROR(SUM([@[Std Lifecycle EOL Leakage, tonne CO2e per NormUnit]]),0))+ IFERROR(SUM([@[Pre/Ext NumUnit]]),0)*(IFERROR(SUM([@[Ext Lifecycle Annual Leakage, tonne CO2e per NormUnit]]),0)+IFERROR(SUM([@[Ext Lifecycle EOL Leakage, tonne CO2e per NormUnit]]),0)))
3 FSC | 90 | CL | Total Imputed Counter-factual Refrigerant Emissions, tonne CO2e | =IF(OR([@[RACC_Index]]="",[@[Std Device Cooling Proportion WeightID to Use, If Appropriate]]="None",ISBLANK([@[Std Device Cooling Proportion WeightID to Use, If Appropriate]]),[@[FSC_Index for Basis of Imputed Impacts of Std Cooling Device]]="N/A",[@[FSC_Index for Basis of Imputed Impacts of Std Cooling Device]]=""),"",[@[Std NumUnit]]*( [@[Std Cooling Proportion for Imputed Impacts]] *(INDEX(FSC,MATCH([@[FSC_Index for Basis of Imputed Impacts of Std Cooling Device]],[FSC_Index],0),MATCH(FSC[[#Headers],[Std Lifecycle Annual Leakage, tonne CO2e per NormUnit]],FSC[#Headers],0)) +INDEX(FSC,MATCH([@[FSC_Index for Basis of Imputed Impacts of Std Cooling Device]],[FSC_Index],0),MATCH(FSC[[#Headers],[Std Lifecycle EOL Leakage, tonne CO2e per NormUnit]],FSC[#Headers],0))) +[@[Counter-factual Refrigerant Emissions, tonne CO2 per NormUnit]])) | [25 empty] | '=IF(OR([@[RACC_Index]]="",[@[Std Device Cooling Proportion WeightID to Use, If Appropriate]]="None",ISBLANK([@[Std Device Cooling Proportion WeightID to Use, If Appropriate]]),[@[FSC_Index for Basis of Imputed Impacts of Std Cooling Device]]="N/A",[@[FSC_Index for Basis of Imputed Impacts of Std Cooling Device]]=""),"",[@[Std NumUnit]]*( [@[Std Cooling Proportion for Imputed Impacts]] *(INDEX(FSC,MATCH([@[FSC_Index for Basis of Imputed Impacts of Std Cooling Device]],[FSC_Index],0),MATCH(FSC[[#Headers],[Std Lifecycle Annual Leakage, tonne CO2e per NormUnit]],FSC[#Headers],0)) +INDEX(FSC,MATCH([@[FSC_Index for Basis of Imputed Impacts of Std Cooling Device]],[FSC_Index],0),MATCH(FSC[[#Headers],[Std Lifecycle EOL Leakage, tonne CO2e per NormUnit]],FSC[#Headers],0))) +[@[Counter-factual Refrigerant Emissions, tonne CO2 per NormUnit]]))
3 FSC | 91 | CM | Total Lifecycle Primary Energy Savings, MMBtu | =IF([@MeasAppType]="","",SUM(FSC[@[Total 1st Baseline Lifecycle Electric Savings, MMBtu]:[Total 2nd Baseline Lifecycle Natural Gas Savings, MMBtu]])) | [25 empty] | '=IF([@MeasAppType]="","",SUM(FSC[@[Total 1st Baseline Lifecycle Electric Savings, MMBtu]:[Total 2nd Baseline Lifecycle Natural Gas Savings, MMBtu]]))
3 FSC | 92 | CN | Total Test #1 PASS/FAIL | =IF([@MeasAppType]="","",IF([@[Total Lifecycle Primary Energy Savings, MMBtu]]>=0,"PASS","FAIL")) | [25 empty] | '=IF([@MeasAppType]="","",IF([@[Total Lifecycle Primary Energy Savings, MMBtu]]>=0,"PASS","FAIL"))
3 FSC | 93 | CO | Total Electric Lifecycle Emissions, tonne CO2e | =IF([@MeasAppType]="","",SUM([@[Total 1st Baseline Lifecycle Electric Emissions, tonne CO2e]],[@[Total 2nd Baseline Lifecycle Electric Emissions, tonne CO2e]])) | [25 empty] | '=IF([@MeasAppType]="","",SUM([@[Total 1st Baseline Lifecycle Electric Emissions, tonne CO2e]],[@[Total 2nd Baseline Lifecycle Electric Emissions, tonne CO2e]]))
3 FSC | 94 | CP | Total Natural Gas Lifecycle Emissions, tonne CO2e | =IF([@MeasAppType]="","",SUM([@[Total 1st Baseline Lifecycle Natural Gas Emissions, tonne CO2e]],[@[Total 2nd Baseline Lifecycle Natural Gas Emissions, tonne CO2e]])) | [25 empty] | '=IF([@MeasAppType]="","",SUM([@[Total 1st Baseline Lifecycle Natural Gas Emissions, tonne CO2e]],[@[Total 2nd Baseline Lifecycle Natural Gas Emissions, tonne CO2e]]))
3 FSC | 95 | CQ | Total Refrigerant Lifecycle Emissions, tonne CO2e | =IF([@MeasAppType]="","",IF([@[Total Imputed Counter-factual Refrigerant Emissions, tonne CO2e]]="",[@[Total Counter-factual Refrigerant Emissions, tonne CO2e]],[@[Total Imputed Counter-factual Refrigerant Emissions, tonne CO2e]])-[@[Total Measure Refrigerant Emissions, tonne CO2e]]) | [25 empty] | '=IF([@MeasAppType]="","",IF([@[Total Imputed Counter-factual Refrigerant Emissions, tonne CO2e]]="",[@[Total Counter-factual Refrigerant Emissions, tonne CO2e]],[@[Total Imputed Counter-factual Refrigerant Emissions, tonne CO2e]])-[@[Total Measure Refrigerant Emissions, tonne CO2e]])
3 FSC | 96 | CR | Total Net Emissions, tonne CO2e | =IF([@[RACC_Index]]="","",SUM(FSC[@[Total Electric Lifecycle Emissions, tonne CO2e]:[Total Refrigerant Lifecycle Emissions, tonne CO2e]])) | [25 empty] | '=IF([@[RACC_Index]]="","",SUM(FSC[@[Total Electric Lifecycle Emissions, tonne CO2e]:[Total Refrigerant Lifecycle Emissions, tonne CO2e]]))
3 FSC | 97 | CS | Total Test #2 PASS/FAIL | =IF([@MeasAppType]="","",IF([@[Total Net Emissions, tonne CO2e]]>=0,"PASS","FAIL")) | [25 empty] | '=IF([@MeasAppType]="","",IF([@[Total Net Emissions, tonne CO2e]]>=0,"PASS","FAIL"))
3 FSC | 98 | CT | Total NPV Refrigerant Emissions Lifecycle Net Benefit, Dollar | =IF([@[RACC_Index]]="","", SUM(IF(OR([@[RACC_Index]]="",[@[Std Device Cooling Proportion WeightID to Use, If Appropriate]]="None",ISBLANK([@[Std Device Cooling Proportion WeightID to Use, If Appropriate]]), [@[FSC_Index for Basis of Imputed Impacts of Std Cooling Device]]="N/A",ISBLANK([@[FSC_Index for Basis of Imputed Impacts of Std Cooling Device]])), INDEX('2 RACC'!$A$10:$AJE$34,[@[RACC_Index]],MATCH("Std Refrigerant NPV Cost Total, Dollar",'2 RACC'!$A$9:$AJE$9,0)), [@[Std Cooling Proportion for Imputed Impacts]]*INDEX('2 RACC'!$A$10:$AJE$34,FILTER([RACC_Index],[FSC_Index]=[@[FSC_Index for Basis of Imputed Impacts of Std Cooling Device]]),MATCH("Std Refrigerant NPV Cost Total, Dollar",'2 RACC'!$A$9:$AJE$9,0))), INDEX('2 RACC'!$A$10:$AJE$34,[@[RACC_Index]],MATCH("Ext Refrigerant NPV Cost Total, Dollar",'2 RACC'!$A$9:$AJE$9,0))) -SUM(INDEX('2 RACC'!$A$10:$AJE$34,[@[RACC_Index]],MATCH("Msr Refrigerant NPV Cost Total, Dollar",'2 RACC'!$A$9:$AJE$9,0)), INDEX('2 RACC'!$A$10:$AJE$34,[@[RACC_Index]],MATCH("Pre Refrigerant NPV Cost Total, Dollar",'2 RACC'!$A$9:$AJE$9,0)))) | [25 empty] | '=IF([@[RACC_Index]]="","", SUM(IF(OR([@[RACC_Index]]="",[@[Std Device Cooling Proportion WeightID to Use, If Appropriate]]="None",ISBLANK([@[Std Device Cooling Proportion WeightID to Use, If Appropriate]]), [@[FSC_Index for Basis of Imputed Impacts of Std Cooling Device]]="N/A",ISBLANK([@[FSC_Index for Basis of Imputed Impacts of Std Cooling Device]])), INDEX('2 RACC'!$A$10:$AJE$34,[@[RACC_Index]],MATCH("Std Refrigerant NPV Cost Total, Dollar",'2 RACC'!$A$9:$AJE$9,0)), [@[Std Cooling Proportion for Imputed Impacts]]*INDEX('2 RACC'!$A$10:$AJE$34,FILTER([RACC_Index],[FSC_Index]=[@[FSC_Index for Basis of Imputed Impacts of Std Cooling Device]]),MATCH("Std Refrigerant NPV Cost Total, Dollar",'2 RACC'!$A$9:$AJE$9,0))), INDEX('2 RACC'!$A$10:$AJE$34,[@[RACC_Index]],MATCH("Ext Refrigerant NPV Cost Total, Dollar",'2 RACC'!$A$9:$AJE$9,0))) -SUM(INDEX('2 RACC'!$A$10:$AJE$34,[@[RACC_Index]],MATCH("Msr Refrigerant NPV Cost Total, Dollar",'2 RACC'!$A$9:$AJE$9,0)), INDEX('2 RACC'!$A$10:$AJE$34,[@[RACC_Index]],MATCH("Pre Refrigerant NPV Cost Total, Dollar",'2 RACC'!$A$9:$AJE$9,0))))

## DEER >
DEER Database Tables
Multiple DEER database tables are connected to this workbook so that they are available to measure package developers and custom applications as new records are added in DEER. For questions, please email: 1. EUL_basis: This table contains the DEER-approved EUL_IDs. 2. TechType: This table contains the DEER-recognized TechTypes (subcategories of TechGroups). If new EUL_IDs or TechTypes are needed, please email a request to DEERsupport@DNV.com.
DEERsupport@DNV.com
Since DEER database tables are updated as warranted by new EM&V studies or stakeholder requests, they may require periodic refreshing. It is recommended that users sign up for alerts to the DEER database webpage within the DEER Module of the CEDARS website. Updates to these tables will be announced as they occur.
https://cedars.sound-data.com/deer-resources/deer-database/deer-change-log/
First-time DEER Database Access Instructions for Windows Computers
1. | To learn about PostgreSQL ODBC* drivers, go to:
https://odbc.postgresql.org/
2. | To download the most recent of the available zip files (list goes from oldest to newest), go to:
https://www.postgresql.org/ftp/odbc/versions/msi/
* Office Database Connection
3. | Install the most recent of the PostgreSQL ODBC drivers that is appropriate for your computer's Office installation (usually 32-bit) using an .msi file.
4. | Launch Windows System Applications> ODBC Data Source Administrator from the Windows Start menu.
a. Select the "System DSN" tab of the ODBC Data Source Administrator window.
b. Click the "Add…" button
c. Select PostgreSQL Unicode
d. Populate "PostgreSQL Unicode ODBC Driver (psqlODBC) Setup" dialog box as shown:
| Descriptor1 | Contents1 | Descriptor2 | Contents2
| Data Source | PostgreSQL35W | Description | PostgreSQL
| Database | DEER | SSL Mode | Allow
| Server | cpucexante.cwuiixjcexyp.us-east-1.rds.amazonaws.com | Port | 5432
| User Name | sptviewer | Password | deereddev
e. Click the "Test" button. Doing so should return: "Connection successful" message.
f. Click the "Save" button.
DEER Database Table Update Instructions
1. | Within the RACC-FSC_v3.0 workbook, go to Data > Queries & Connections and click on the Refresh All button.
2. | While the DEER tables are refreshing, the following status will be shown on the lower left corner of your Excel window:
Running background query ... (Click here to cancel)
3. | Updates are typically completed in less than one minute.

## RACC_FSC_InputTracker__DEER
table_schema | table_name | record_id | Version | Created | CreatedComment | LastMod | LastModComment | change_type | change_timestamp
applic | BldgWts | rWtd¦Res¦MFm¦Any¦rDXGF | DEER2026 | 2023-07-17 16:27 | In number of dwellings (minima set to 0.01); Source: 2019 Residential Appliance Saturation Study, CEC | 2024-10-23 09:13 | Revised StartDate to 2026-01-01 | UPDATE | 2024-10-23 09:13
applic | BldgWts | rWtd¦Res¦SFm¦Any¦rDXHP | DEER2026 | 2023-07-17 16:27 | In number of dwellings (minima set to 0.01); Source: 2019 Residential Appliance Saturation Study, CEC | 2024-10-23 09:13 | Revised StartDate to 2026-01-01 | UPDATE | 2024-10-23 09:13
applic | BldgWts | rWtd¦Res¦MFm¦Any¦rDXGF | DEER2020 | 2023-07-17 16:27 | In number of dwellings | 2024-10-23 09:13 | Extended ExpiryDate | UPDATE | 2024-10-23 09:13
applic | BldgWts | rWtd¦Res¦DMo¦Any¦rDXWP | DEER2026 | 2023-07-17 16:27 | In number of dwellings (minima set to 0.01); Source: 2019 Residential Appliance Saturation Study, CEC | 2024-10-23 09:13 | Revised StartDate to 2026-01-01 | UPDATE | 2024-10-23 09:13
applic | BldgWts | rWtd¦Res¦DMo¦Any¦rDXGF | DEER2026 | 2023-07-17 16:27 | In number of dwellings (minima set to 0.01); Source: 2019 Residential Appliance Saturation Study, CEC | 2024-10-23 09:13 | Revised StartDate to 2026-01-01 | UPDATE | 2024-10-23 09:13
applic | BldgWts | rWtd¦Res¦MFm¦Any¦rDXHW | DEER2026 | 2023-07-17 16:27 | In number of dwellings (minima set to 0.01); Source: 2019 Residential Appliance Saturation Study, CEC | 2024-10-23 09:13 | Revised StartDate to 2026-01-01 | UPDATE | 2024-10-23 09:13
applic | BldgWts | rWtd¦Res¦SFm¦Any¦rNCEF | DEER2026 | 2023-07-17 16:27 | In number of dwellings (minima set to 0.01); Source: 2019 Residential Appliance Saturation Study, CEC | 2024-10-23 09:13 | Revised StartDate to 2026-01-01 | UPDATE | 2024-10-23 09:13
applic | BldgWts | rWtd¦Res¦DMo¦Any¦rEVEF | DEER2026 | 2023-07-17 16:27 | In number of dwellings (minima set to 0.01); Source: 2019 Residential Appliance Saturation Study, CEC | 2024-10-23 09:13 | Revised StartDate to 2026-01-01 | UPDATE | 2024-10-23 09:13
applic | BldgWts | rWtd¦Res¦MFm¦Any¦rNCEF | DEER2026 | 2023-07-17 16:27 | In number of dwellings (minima set to 0.01); Source: 2019 Residential Appliance Saturation Study, CEC | 2024-10-23 09:13 | Revised StartDate to 2026-01-01 | UPDATE | 2024-10-23 09:13
applic | BldgWts | rWtd¦Res¦MFm¦Any¦rEVGF | DEER2026 | 2023-07-17 16:27 | In number of dwellings (minima set to 0.01); Source: 2019 Residential Appliance Saturation Study, CEC | 2024-10-23 09:13 | Revised StartDate to 2026-01-01 | UPDATE | 2024-10-23 09:13
applic | BldgWts | rWtd¦Res¦DMo¦Any¦rDXOH | DEER2020 | 2023-07-17 16:27 | In number of dwellings | 2024-10-23 09:13 | Extended ExpiryDate | UPDATE | 2024-10-23 09:13
applic | BldgWts | rWtd¦Res¦SFm¦Any¦rNCGF | DEER2020 | 2023-07-17 16:27 | In number of dwellings | 2024-10-23 09:13 | Extended ExpiryDate | UPDATE | 2024-10-23 09:13
applic | BldgWts | rWtd¦Res¦DMo¦Any¦rNCGF | DEER2026 | 2023-07-17 16:27 | In number of dwellings (minima set to 0.01); Source: 2019 Residential Appliance Saturation Study, CEC | 2024-10-23 09:13 | Revised StartDate to 2026-01-01 | UPDATE | 2024-10-23 09:13
applic | BldgWts | rWtd¦Res¦SFm¦Any¦rNCOH | DEER2020 | 2023-07-17 16:27 | In number of dwellings | 2024-10-23 09:13 | Extended ExpiryDate | UPDATE | 2024-10-23 09:13
applic | BldgWts | rWtd¦Res¦MFm¦Any¦rDXHP | DEER2020 | 2023-07-17 16:27 | In number of dwellings | 2024-10-23 09:13 | Extended ExpiryDate | UPDATE | 2024-10-23 09:13
applic | BldgWts | rWtd¦Res¦DMo¦Any¦rDXHP | DEER2020 | 2023-07-17 16:27 | In number of dwellings | 2024-10-23 09:13 | Extended ExpiryDate | UPDATE | 2024-10-23 09:13
applic | BldgWts | rWtd¦Res¦DMo¦Any¦rDXEH | DEER2026 | 2023-07-17 16:27 | In number of dwellings (minima set to 0.01); Source: 2019 Residential Appliance Saturation Study, CEC | 2024-10-23 09:13 | Revised StartDate to 2026-01-01 | UPDATE | 2024-10-23 09:13
applic | BldgWts | rWtd¦Res¦SFm¦Any¦rDXOH | DEER2020 | 2023-07-17 16:27 | In number of dwellings | 2024-10-23 09:13 | Extended ExpiryDate | UPDATE | 2024-10-23 09:13
applic | BldgWts | rWtd¦Res¦DMo¦Any¦rEVGF | DEER2026 | 2023-07-17 16:27 | In number of dwellings (minima set to 0.01); Source: 2019 Residential Appliance Saturation Study, CEC | 2024-10-23 09:13 | Revised StartDate to 2026-01-01 | UPDATE | 2024-10-23 09:13
applic | BldgWts | rWtd¦Res¦MFm¦Any¦rNCOH | DEER2026 | 2023-07-17 16:27 | In number of dwellings (minima set to 0.01); Source: 2019 Residential Appliance Saturation Study, CEC | 2024-10-23 09:13 | Revised StartDate to 2026-01-01 | UPDATE | 2024-10-23 09:13
applic | BldgWts | rWtd¦Res¦SFm¦Any¦rNCOH | DEER2026 | 2023-07-17 16:27 | In number of dwellings (minima set to 0.01); Source: 2019 Residential Appliance Saturation Study, CEC | 2024-10-23 09:13 | Revised StartDate to 2026-01-01 | UPDATE | 2024-10-23 09:13
applic | BldgWts | rWtd¦Res¦DMo¦Any¦rDXHP | DEER2026 | 2023-07-17 16:27 | In number of dwellings (minima set to 0.01); Source: 2019 Residential Appliance Saturation Study, CEC | 2024-10-23 09:13 | Revised StartDate to 2026-01-01 | UPDATE | 2024-10-23 09:13
applic | BldgWts | rWtd¦Res¦SFm¦Any¦rEVEH | DEER2026 | 2023-07-17 16:27 | In number of dwellings (minima set to 0.01); Source: 2019 Residential Appliance Saturation Study, CEC | 2024-10-23 09:13 | Revised StartDate to 2026-01-01 | UPDATE | 2024-10-23 09:13
applic | BldgWts | rWtd¦Res¦DMo¦Any¦rNCOH | DEER2020 | 2023-07-17 16:27 | In number of dwellings | 2024-10-23 09:13 | Extended ExpiryDate | UPDATE | 2024-10-23 09:13
applic | BldgWts | rWtd¦Res¦SFm¦Any¦rDXHP | DEER2020 | 2023-07-17 16:27 | In number of dwellings | 2024-10-23 09:13 | Extended ExpiryDate | UPDATE | 2024-10-23 09:13
applic | BldgWts | rWtd¦Res¦MFm¦Any¦rDXEF | DEER2026 | 2023-07-17 16:27 | In number of dwellings (minima set to 0.01); Source: 2019 Residential Appliance Saturation Study, CEC | 2024-10-23 09:13 | Revised StartDate to 2026-01-01 | UPDATE | 2024-10-23 09:13
applic | BldgWts | rWtd¦Res¦SFm¦Any¦rEVOH | DEER2026 | 2023-07-17 16:27 | In number of dwellings (minima set to 0.01); Source: 2019 Residential Appliance Saturation Study, CEC | 2024-10-23 09:13 | Revised StartDate to 2026-01-01 | UPDATE | 2024-10-23 09:13
applic | BldgWts | rWtd¦Res¦DMo¦Any¦rDXOH | DEER2026 | 2023-07-17 16:27 | In number of dwellings (minima set to 0.01); Source: 2019 Residential Appliance Saturation Study, CEC | 2024-10-23 09:13 | Revised StartDate to 2026-01-01 | UPDATE | 2024-10-23 09:13
applic | BldgWts | rWtd¦Res¦SFm¦Any¦rNCGF | DEER2026 | 2023-07-17 16:27 | In number of dwellings (minima set to 0.01); Source: 2019 Residential Appliance Saturation Study, CEC | 2024-10-23 09:13 | Revised StartDate to 2026-01-01 | UPDATE | 2024-10-23 09:13
applic | BldgWts | rWtd¦Res¦SFm¦Any¦rNCEH | DEER2020 | 2023-07-17 16:27 | In number of dwellings | 2024-10-23 09:13 | Extended ExpiryDate | UPDATE | 2024-10-23 09:13
applic | BldgWts | rWtd¦Res¦SFm¦Any¦rNCEH | DEER2026 | 2023-07-17 16:27 | In number of dwellings (minima set to 0.01); Source: 2019 Residential Appliance Saturation Study, CEC | 2024-10-23 09:13 | Revised StartDate to 2026-01-01 | UPDATE | 2024-10-23 09:13
applic | BldgWts | rWtd¦Res¦MFm¦Any¦rNCGF | DEER2020 | 2023-07-17 16:27 | In number of dwellings | 2024-10-23 09:13 | Extended ExpiryDate | UPDATE | 2024-10-23 09:13
applic | BldgWts | rWtd¦Res¦SFm¦Any¦rDXEH | DEER2026 | 2023-07-17 16:27 | In number of dwellings (minima set to 0.01); Source: 2019 Residential Appliance Saturation Study, CEC | 2024-10-23 09:13 | Revised StartDate to 2026-01-01 | UPDATE | 2024-10-23 09:13
applic | BldgWts | rWtd¦Res¦DMo¦Any¦rDXGF | DEER2020 | 2023-07-17 16:27 | In number of dwellings | 2024-10-23 09:13 | Extended ExpiryDate | UPDATE | 2024-10-23 09:13
applic | BldgWts | rWtd¦Res¦DMo¦Any¦rNCEF | DEER2026 | 2023-07-17 16:27 | In number of dwellings (minima set to 0.01); Source: 2019 Residential Appliance Saturation Study, CEC | 2024-10-23 09:13 | Revised StartDate to 2026-01-01 | UPDATE | 2024-10-23 09:13
applic | BldgWts | rWtd¦Res¦MFm¦Any¦rDXOH | DEER2026 | 2023-07-17 16:27 | In number of dwellings (minima set to 0.01); Source: 2019 Residential Appliance Saturation Study, CEC | 2024-10-23 09:13 | Revised StartDate to 2026-01-01 | UPDATE | 2024-10-23 09:13
applic | BldgWts | rWtd¦Res¦DMo¦Any¦rNCEH | DEER2026 | 2023-07-17 16:27 | In number of dwellings (minima set to 0.01); Source: 2019 Residential Appliance Saturation Study, CEC | 2024-10-23 09:13 | Revised StartDate to 2026-01-01 | UPDATE | 2024-10-23 09:13
applic | BldgWts | rWtd¦Res¦SFm¦Any¦rEVGF | DEER2026 | 2023-07-17 16:27 | In number of dwellings (minima set to 0.01); Source: 2019 Residential Appliance Saturation Study, CEC | 2024-10-23 09:13 | Revised StartDate to 2026-01-01 | UPDATE | 2024-10-23 09:13
applic | BldgWts | rWtd¦Res¦DMo¦Any¦rNCOH | DEER2026 | 2023-07-17 16:27 | In number of dwellings (minima set to 0.01); Source: 2019 Residential Appliance Saturation Study, CEC | 2024-10-23 09:13 | Revised StartDate to 2026-01-01 | UPDATE | 2024-10-23 09:13
applic | BldgWts | rWtd¦Res¦MFm¦Any¦rNCEH | DEER2020 | 2023-07-17 16:27 | In number of dwellings | 2024-10-23 09:13 | Extended ExpiryDate | UPDATE | 2024-10-23 09:13
applic | BldgWts | rWtd¦Res¦SFm¦Any¦rDXEF | DEER2026 | 2023-07-17 16:27 | In number of dwellings (minima set to 0.01); Source: 2019 Residential Appliance Saturation Study, CEC | 2024-10-23 09:13 | Revised StartDate to 2026-01-01 | UPDATE | 2024-10-23 09:13
applic | BldgWts | rWtd¦Res¦SFm¦Any¦rEVEF | DEER2026 | 2023-07-17 16:27 | In number of dwellings (minima set to 0.01); Source: 2019 Residential Appliance Saturation Study, CEC | 2024-10-23 09:13 | Revised StartDate to 2026-01-01 | UPDATE | 2024-10-23 09:13
applic | BldgWts | rWtd¦Res¦DMo¦Any¦rNCGF | DEER2020 | 2023-07-17 16:27 | In number of dwellings | 2024-10-23 09:13 | Extended ExpiryDate | UPDATE | 2024-10-23 09:13
applic | BldgWts | rWtd¦Res¦SFm¦Any¦rDXWP | DEER2026 | 2023-07-17 16:27 | In number of dwellings (minima set to 0.01); Source: 2019 Residential Appliance Saturation Study, CEC | 2024-10-23 09:13 | Revised StartDate to 2026-01-01 | UPDATE | 2024-10-23 09:13
applic | BldgWts | rWtd¦Res¦MFm¦Any¦rEVOH | DEER2026 | 2023-07-17 16:27 | In number of dwellings (minima set to 0.01); Source: 2019 Residential Appliance Saturation Study, CEC | 2024-10-23 09:13 | Revised StartDate to 2026-01-01 | UPDATE | 2024-10-23 09:13
applic | BldgWts | rWtd¦Res¦MFm¦Any¦rDXEH | DEER2026 | 2023-07-17 16:27 | In number of dwellings (minima set to 0.01); Source: 2019 Residential Appliance Saturation Study, CEC | 2024-10-23 09:13 | Revised StartDate to 2026-01-01 | UPDATE | 2024-10-23 09:13
applic | BldgWts | rWtd¦Res¦MFm¦Any¦rEVEH | DEER2026 | 2023-07-17 16:27 | In number of dwellings (minima set to 0.01); Source: 2019 Residential Appliance Saturation Study, CEC | 2024-10-23 09:13 | Revised StartDate to 2026-01-01 | UPDATE | 2024-10-23 09:13
applic | BldgWts | rWtd¦Res¦MFm¦Any¦rDXWP | DEER2026 | 2023-07-17 16:27 | In number of dwellings (minima set to 0.01); Source: 2019 Residential Appliance Saturation Study, CEC | 2024-10-23 09:13 | Revised StartDate to 2026-01-01 | UPDATE | 2024-10-23 09:13
applic | BldgWts | rWtd¦Res¦SFm¦Any¦rDXHW | DEER2026 | 2023-07-17 16:27 | In number of dwellings (minima set to 0.01); Source: 2019 Residential Appliance Saturation Study, CEC | 2024-10-23 09:13 | Revised StartDate to 2026-01-01 | UPDATE | 2024-10-23 09:13
applic | BldgWts | rWtd¦Res¦DMo¦Any¦rEVEH | DEER2026 | 2023-07-17 16:27 | In number of dwellings (minima set to 0.01); Source: 2019 Residential Appliance Saturation Study, CEC | 2024-10-23 09:13 | Revised StartDate to 2026-01-01 | UPDATE | 2024-10-23 09:13
applic | BldgWts | rWtd¦Res¦SFm¦Any¦rDXGF | DEER2020 | 2023-07-17 16:27 | In number of dwellings | 2024-10-23 09:13 | Extended ExpiryDate | UPDATE | 2024-10-23 09:13
applic | BldgWts | rWtd¦Res¦DMo¦Any¦rDXEF | DEER2026 | 2023-07-17 16:27 | In number of dwellings (minima set to 0.01); Source: 2019 Residential Appliance Saturation Study, CEC | 2024-10-23 09:13 | Revised StartDate to 2026-01-01 | UPDATE | 2024-10-23 09:13
applic | BldgWts | rWtd¦Res¦DMo¦Any¦rNCEH | DEER2020 | 2023-07-17 16:27 | In number of dwellings | 2024-10-23 09:13 | Extended ExpiryDate | UPDATE | 2024-10-23 09:13
applic | BldgWts | rWtd¦Res¦DMo¦Any¦rEVOH | DEER2026 | 2023-07-17 16:27 | In number of dwellings (minima set to 0.01); Source: 2019 Residential Appliance Saturation Study, CEC | 2024-10-23 09:13 | Revised StartDate to 2026-01-01 | UPDATE | 2024-10-23 09:13
applic | BldgWts | rWtd¦Res¦SFm¦Any¦rDXGF | DEER2026 | 2023-07-17 16:27 | In number of dwellings (minima set to 0.01); Source: 2019 Residential Appliance Saturation Study, CEC | 2024-10-23 09:13 | Revised StartDate to 2026-01-01 | UPDATE | 2024-10-23 09:13
applic | BldgWts | rWtd¦Res¦MFm¦Any¦rNCGF | DEER2026 | 2023-07-17 16:27 | In number of dwellings (minima set to 0.01); Source: 2019 Residential Appliance Saturation Study, CEC | 2024-10-23 09:13 | Revised StartDate to 2026-01-01 | UPDATE | 2024-10-23 09:13
applic | BldgWts | rWtd¦Res¦MFm¦Any¦rDXOH | DEER2020 | 2023-07-17 16:27 | In number of dwellings | 2024-10-23 09:13 | Extended ExpiryDate | UPDATE | 2024-10-23 09:13
applic | BldgWts | rWtd¦Res¦MFm¦Any¦rDXHP | DEER2026 | 2023-07-17 16:27 | In number of dwellings (minima set to 0.01); Source: 2019 Residential Appliance Saturation Study, CEC | 2024-10-23 09:13 | Revised StartDate to 2026-01-01 | UPDATE | 2024-10-23 09:13
applic | BldgWts | rWtd¦Res¦DMo¦Any¦rDXHW | DEER2026 | 2023-07-17 16:27 | In number of dwellings (minima set to 0.01); Source: 2019 Residential Appliance Saturation Study, CEC | 2024-10-23 09:13 | Revised StartDate to 2026-01-01 | UPDATE | 2024-10-23 09:13
applic | BldgWts | rWtd¦Res¦MFm¦Any¦rNCOH | DEER2020 | 2023-07-17 16:27 | In number of dwellings | 2024-10-23 09:13 | Extended ExpiryDate | UPDATE | 2024-10-23 09:13
applic | BldgWts | rWtd¦Res¦SFm¦Any¦rDXOH | DEER2026 | 2023-07-17 16:27 | In number of dwellings (minima set to 0.01); Source: 2019 Residential Appliance Saturation Study, CEC | 2024-10-23 09:13 | Revised StartDate to 2026-01-01 | UPDATE | 2024-10-23 09:13
applic | BldgWts | rWtd¦Res¦MFm¦Any¦rNCEH | DEER2026 | 2023-07-17 16:27 | In number of dwellings (minima set to 0.01); Source: 2019 Residential Appliance Saturation Study, CEC | 2024-10-23 09:13 | Revised StartDate to 2026-01-01 | UPDATE | 2024-10-23 09:13
applic | BldgWts | rWtd¦Res¦MFm¦Any¦rEVEF | DEER2026 | 2023-07-17 16:27 | In number of dwellings (minima set to 0.01); Source: 2019 Residential Appliance Saturation Study, CEC | 2024-10-23 09:13 | Revised StartDate to 2026-01-01 | UPDATE | 2024-10-23 09:13
tech | TechType | Cook_equip¦Fryer-Gas |  | 2024-10-10 10:24 | Added to distinguish from electric equipment | 2024-10-17 11:39 | Updated to indicate valid claim/filing status | UPDATE | 2024-10-17 11:39
tech | TechType | Cook_equip¦Griddle-Gas |  | 2024-10-10 10:24 | Added to distinguish from electric equipment | 2024-10-17 11:39 | Updated to indicate valid claim/filing status | UPDATE | 2024-10-17 11:39
tech | TechType | Cook_equip¦Broiler-Elec |  | 2024-10-10 10:24 | Added to clarify fuel source | 2024-10-17 11:39 | Updated to indicate valid claim/filing status | UPDATE | 2024-10-17 11:39
tech | TechType | Cook_equip¦PressFryer-Gas |  | 2024-10-10 10:24 | Added to distinguish from standard (atmospheric) fryer | 2024-10-17 11:39 | Updated to indicate valid claim/filing status | UPDATE | 2024-10-17 11:39
tech | TechType | Cook_equip¦OvenComb-Gas |  | 2024-10-10 10:24 | Added to distinguish from electric equipment | 2024-10-17 11:39 | Updated to indicate valid claim/filing status | UPDATE | 2024-10-17 11:39
tech | TechType | Cook_equip¦OvenConvey |  | 2024-10-10 10:24 | Added to distinguish from convection equipment | 2024-10-17 11:39 | Updated to indicate valid claim/filing status | UPDATE | 2024-10-17 11:39
tech | TechType | Cook_equip¦OvenConv-Gas |  | 2024-10-10 10:24 | Added to distinguish from electric equipment | 2024-10-17 11:39 | Updated to indicate valid claim/filing status | UPDATE | 2024-10-17 11:39
tech | TechType | Cook_equip¦PressFryer-Elec |  | 2024-10-10 10:24 | Added to distinguish from standard (atmospheric) fryer | 2024-10-17 11:39 | Updated to indicate valid claim/filing status | UPDATE | 2024-10-17 11:39
tech | TechType | Cook_equip¦Steamer-Gas |  | 2024-10-10 10:24 | Added to distinguish from electric equipment | 2024-10-17 11:39 | Updated to indicate valid claim/filing status | UPDATE | 2024-10-17 11:39
tech | TechType | Cook_equip¦OvenRack |  | 2024-10-10 10:24 | Added to distinguish from convection equipment | 2024-10-17 11:39 | Updated to indicate valid claim/filing status | UPDATE | 2024-10-17 11:39
tech | TechType | Clean_equip¦DishWash-Res |  | 2024-10-10 10:24 | Added to distinguish from commercial dishwashers | 2024-10-17 11:39 | Updated to indicate valid claim/filing status | UPDATE | 2024-10-17 11:39
tech | TechType | PoolSpa_eq¦PoolHeater-Gas |  | 2024-10-10 10:24 | Added to distinguish from electric pool heaters | 2024-10-17 11:39 | Updated to indicate valid claim/filing status | UPDATE | 2024-10-17 11:39
tech | TechType | Clean_equip¦DishWash-Door |  | 2024-10-10 10:24 | Added to distinguish from residential equipment | 2024-10-17 11:39 | Updated to indicate valid claim/filing status | UPDATE | 2024-10-17 11:39
tech | TechType | Cook_equip¦Toaster |  | 2024-10-10 10:24 | Added to distinguish from convection equipment | 2024-10-17 11:39 | Updated to indicate valid claim/filing status | UPDATE | 2024-10-17 11:39
tech | TechType | Clean_equip¦DishWash-Under |  | 2024-10-10 10:24 | Added to distinguish from residential equipment | 2024-10-17 11:39 | Updated to indicate valid claim/filing status | UPDATE | 2024-10-17 11:39
tech | TechType | Cook_equip¦OvenDeck-Elec |  | 2024-10-10 10:24 | Added to distinguish from convection equipment | 2024-10-17 11:39 | Updated to indicate valid claim/filing status | UPDATE | 2024-10-17 11:39
tech | TechType | Cook_equip¦OvenDeck-Gas |  | 2024-10-10 10:24 | Added to distinguish from convection equipment | 2024-10-17 11:39 | Updated to indicate valid claim/filing status | UPDATE | 2024-10-17 11:39
tech | TechType | Cook_equip¦Rotisserie-Gas |  | 2024-10-10 10:24 | Added to distinguish from convection equipment | 2024-10-17 11:39 | Updated to indicate valid claim/filing status | UPDATE | 2024-10-17 11:39
tech | TechType | Cook_equip¦Broiler-Gas |  | 2024-10-10 10:24 | Added to clarify fuel source | 2024-10-17 11:39 | Updated to indicate valid claim/filing status | UPDATE | 2024-10-17 11:39
tech | TechType | LiquidCirc¦Piping |  | 2023-09-20 15:36 |  | 2024-10-17 11:39 | Updated to indicate valid claim/filing status | UPDATE | 2024-10-17 11:39
tech | TechType | Cook_equip¦Fryer-Gas |  | 2024-10-10 10:24 | Added to distinguish from electric equipment | 2024-10-17 11:38 |  | UPDATE | 2024-10-17 11:38
tech | TechType | Cook_equip¦Griddle-Gas |  | 2024-10-10 10:24 | Added to distinguish from electric equipment | 2024-10-17 11:38 |  | UPDATE | 2024-10-17 11:38
tech | TechType | Cook_equip¦Broiler-Elec |  | 2024-10-10 10:24 | Added to clarify fuel source | 2024-10-17 11:38 |  | UPDATE | 2024-10-17 11:38
tech | TechType | Cook_equip¦PressFryer-Gas |  | 2024-10-10 10:24 | Added to distinguish from standard (atmospheric) fryer | 2024-10-17 11:38 |  | UPDATE | 2024-10-17 11:38
tech | TechType | Cook_equip¦OvenComb-Gas |  | 2024-10-10 10:24 | Added to distinguish from electric equipment | 2024-10-17 11:38 |  | UPDATE | 2024-10-17 11:38
tech | TechType | Cook_equip¦OvenConvey |  | 2024-10-10 10:24 | Added to distinguish from convection equipment | 2024-10-17 11:38 |  | UPDATE | 2024-10-17 11:38
tech | TechType | Cook_equip¦OvenConv-Gas |  | 2024-10-10 10:24 | Added to distinguish from electric equipment | 2024-10-17 11:38 |  | UPDATE | 2024-10-17 11:38
tech | TechType | Cook_equip¦PressFryer-Elec |  | 2024-10-10 10:24 | Added to distinguish from standard (atmospheric) fryer | 2024-10-17 11:38 |  | UPDATE | 2024-10-17 11:38
tech | TechType | Cook_equip¦Steamer-Gas |  | 2024-10-10 10:24 | Added to distinguish from electric equipment | 2024-10-17 11:38 |  | UPDATE | 2024-10-17 11:38
tech | TechType | Cook_equip¦OvenRack |  | 2024-10-10 10:24 | Added to distinguish from convection equipment | 2024-10-17 11:38 |  | UPDATE | 2024-10-17 11:38
tech | TechType | Clean_equip¦DishWash-Res |  | 2024-10-10 10:24 | Added to distinguish from commercial dishwashers | 2024-10-17 11:38 |  | UPDATE | 2024-10-17 11:38
tech | TechType | PoolSpa_eq¦PoolHeater-Gas |  | 2024-10-10 10:24 | Added to distinguish from electric pool heaters | 2024-10-17 11:38 |  | UPDATE | 2024-10-17 11:38
tech | TechType | Clean_equip¦DishWash-Door |  | 2024-10-10 10:24 | Added to distinguish from residential equipment | 2024-10-17 11:38 |  | UPDATE | 2024-10-17 11:38
tech | TechType | Cook_equip¦Toaster |  | 2024-10-10 10:24 | Added to distinguish from convection equipment | 2024-10-17 11:38 |  | UPDATE | 2024-10-17 11:38
tech | TechType | Clean_equip¦DishWash-Under |  | 2024-10-10 10:24 | Added to distinguish from residential equipment | 2024-10-17 11:38 |  | UPDATE | 2024-10-17 11:38
tech | TechType | Cook_equip¦OvenDeck-Elec |  | 2024-10-10 10:24 | Added to distinguish from convection equipment | 2024-10-17 11:38 |  | UPDATE | 2024-10-17 11:38
tech | TechType | Cook_equip¦OvenDeck-Gas |  | 2024-10-10 10:24 | Added to distinguish from convection equipment | 2024-10-17 11:38 |  | UPDATE | 2024-10-17 11:38
tech | TechType | Cook_equip¦Rotisserie-Gas |  | 2024-10-10 10:24 | Added to distinguish from convection equipment | 2024-10-17 11:38 |  | UPDATE | 2024-10-17 11:38
tech | TechType | Cook_equip¦Broiler-Gas |  | 2024-10-10 10:24 | Added to clarify fuel source | 2024-10-17 11:38 |  | UPDATE | 2024-10-17 11:38
tech | TechType | dxHP_equip¦RoomHP |  | 2024-09-11 16:59 | Created for SWAP020 | 2024-10-17 11:38 | Updated HasRefrigerant flag to TRUE. Updated UsesElec flag to TRUE. | UPDATE | 2024-10-17 11:38
tech | TechType | LiquidCirc¦Piping |  | 2023-09-20 15:36 |  | 2024-10-17 11:38 | Updated to indicate claim/filing status | UPDATE | 2024-10-17 11:38
costeff | EUL_basis | HV-FanControl | DEER2023 | 2023-05-03 | "Five Year Retention Study of Efficient Fan Controller (EFC)" by Verified Inc. for GreenFan Inc., 2018-05-05. | 2024-10-15 08:43 |  | UPDATE | 2024-10-15 08:43
costeff | EUL_basis | HV-FanControl | DEER2023 | 2023-05-03 | "Five Year Retention Study of Efficient Fan Controller (EFC)" by Verified Inc. for GreenFan Inc., 2018-05-05. | 2024-10-10 13:57 |  | UPDATE | 2024-10-10 13:57
costeff | EUL_basis | HV-ResAC | DEER2026 | 2024-09-16 10:23 | DEER2026 | 2024-10-10 13:42 | Updated Status to "Standard" | UPDATE | 2024-10-10 13:42
costeff | EUL_basis | HV-ResAC | DEER2026 | 2024-09-16 10:23 | Aligned with heat pump EUL per "2023 Residential HVAC and DHW Effective Useful Life Final Report". While not studied in this report, CPUC approved because other studies show ACs should last as long or longer than heat pumps. | 2024-10-10 13:39 | Updated Status to "Standard" | UPDATE | 2024-10-10 13:39
costeff | EUL_basis | HV-ResAC | DEER2026 | 2024-09-16 10:23 | Updated to align with heat pump EUL per "2023 Residential HVAC and DHW Effective Useful Life Final Report". While not studied in this report, CPUC approved because other studies show ACs should last as long or longer than heat pumps. | 2024-10-10 13:29 | Updated Status to "Standard" | UPDATE | 2024-10-10 13:29
costeff | EUL_basis | HV-ResAC | DEER2026 | 2024-09-16 10:23 | Created after review of 2023 Residential HVAC and DHW Effective Useful Life Final Report. While not studied in this report, CPUC has approved updating this EUL because other studies show ACs should last as long or longer than heat pumps. | 2024-10-10 13:27 | Updated Status to "Standard" | UPDATE | 2024-10-10 13:27
tech | TechType | Cook_equip¦Fryer-Gas |  | 2024-10-10 10:24 | Added to distinguish from electric equipment | 2024-10-10 10:26 |  | UPDATE | 2024-10-10 10:26
tech | TechType | Cook_equip¦Griddle-Gas |  | 2024-10-10 10:24 | Added to distinguish from electric equipment | 2024-10-10 10:26 |  | UPDATE | 2024-10-10 10:26
tech | TechType | Cook_equip¦Broiler-Elec |  | 2024-10-10 10:24 | Added to clarify fuel source | 2024-10-10 10:26 |  | UPDATE | 2024-10-10 10:26
tech | TechType | Cook_equip¦PressFryer-Gas |  | 2024-10-10 10:24 | Added to distinguish from standard (atmospheric) fryer | 2024-10-10 10:26 |  | UPDATE | 2024-10-10 10:26
tech | TechType | Cook_equip¦OvenComb-Gas |  | 2024-10-10 10:24 | Added to distinguish from electric equipment | 2024-10-10 10:26 |  | UPDATE | 2024-10-10 10:26
tech | TechType | Cook_equip¦OvenConvey |  | 2024-10-10 10:24 | Added to distinguish from convection equipment | 2024-10-10 10:26 |  | UPDATE | 2024-10-10 10:26
tech | TechType | Cook_equip¦OvenConv-Gas |  | 2024-10-10 10:24 | Added to distinguish from electric equipment | 2024-10-10 10:26 |  | UPDATE | 2024-10-10 10:26
tech | TechType | Cook_equip¦PressFryer-Elec |  | 2024-10-10 10:24 | Added to distinguish from standard (atmospheric) fryer | 2024-10-10 10:26 |  | UPDATE | 2024-10-10 10:26
tech | TechType | Cook_equip¦Steamer-Gas |  | 2024-10-10 10:24 | Added to distinguish from electric equipment | 2024-10-10 10:26 |  | UPDATE | 2024-10-10 10:26
tech | TechType | Cook_equip¦OvenRack |  | 2024-10-10 10:24 | Added to distinguish from convection equipment | 2024-10-10 10:26 |  | UPDATE | 2024-10-10 10:26
tech | TechType | Clean_equip¦DishWash-Res |  | 2024-10-10 10:24 | Added to distinguish from commercial dishwashers | 2024-10-10 10:26 |  | UPDATE | 2024-10-10 10:26
tech | TechType | PoolSpa_eq¦PoolHeater-Gas |  | 2024-10-10 10:24 | Added to distinguish from electric pool heaters | 2024-10-10 10:26 |  | UPDATE | 2024-10-10 10:26
tech | TechType | Clean_equip¦DishWash-Door |  | 2024-10-10 10:24 | Added to distinguish from residential equipment | 2024-10-10 10:26 |  | UPDATE | 2024-10-10 10:26
tech | TechType | Cook_equip¦Toaster |  | 2024-10-10 10:24 | Added to distinguish from convection equipment | 2024-10-10 10:26 |  | UPDATE | 2024-10-10 10:26
tech | TechType | Clean_equip¦DishWash-Under |  | 2024-10-10 10:24 | Added to distinguish from residential equipment | 2024-10-10 10:26 |  | UPDATE | 2024-10-10 10:26
tech | TechType | Cook_equip¦OvenDeck-Elec |  | 2024-10-10 10:24 | Added to distinguish from convection equipment | 2024-10-10 10:26 |  | UPDATE | 2024-10-10 10:26
tech | TechType | Cook_equip¦OvenDeck-Gas |  | 2024-10-10 10:24 | Added to distinguish from convection equipment | 2024-10-10 10:26 |  | UPDATE | 2024-10-10 10:26
tech | TechType | Cook_equip¦Rotisserie-Gas |  | 2024-10-10 10:24 | Added to distinguish from convection equipment | 2024-10-10 10:26 |  | UPDATE | 2024-10-10 10:26
tech | TechType | Cook_equip¦Broiler-Gas |  | 2024-10-10 10:24 | Added to clarify fuel source | 2024-10-10 10:26 |  | UPDATE | 2024-10-10 10:26
tech | TechType | Cook_equip¦Broiler-Elec |  | 2024-10-10 10:24 | Added to clarify fuel source | 2024-10-10 10:24 |  | INSERT | 2024-10-10 10:24
tech | TechType | Clean_equip¦DishWash-Under |  | 2024-10-10 10:24 | Added to distinguish from residential equipment | 2024-10-10 10:24 |  | INSERT | 2024-10-10 10:24
tech | TechType | Cook_equip¦Griddle-Gas |  | 2024-10-10 10:24 | Added to distinguish from electric equipment | 2024-10-10 10:24 |  | INSERT | 2024-10-10 10:24
tech | TechType | Clean_equip¦DishWash-Res |  | 2024-10-10 10:24 | Added to distinguish from commercial dishwashers | 2024-10-10 10:24 |  | INSERT | 2024-10-10 10:24
tech | TechType | Cook_equip¦Toaster |  | 2024-10-10 10:24 | Added to distinguish from convection equipment | 2024-10-10 10:24 |  | INSERT | 2024-10-10 10:24
tech | TechType | Cook_equip¦OvenDeck-Gas |  | 2024-10-10 10:24 | Added to distinguish from convection equipment | 2024-10-10 10:24 |  | INSERT | 2024-10-10 10:24
tech | TechType | Cook_equip¦Broiler-Gas |  | 2024-10-10 10:24 | Added to clarify fuel source | 2024-10-10 10:24 |  | INSERT | 2024-10-10 10:24
tech | TechType | Cook_equip¦PressFryer-Elec |  | 2024-10-10 10:24 | Added to distinguish from standard (atmospheric) fryer | 2024-10-10 10:24 |  | INSERT | 2024-10-10 10:24
tech | TechType | Cook_equip¦OvenComb-Gas |  | 2024-10-10 10:24 | Added to distinguish from electric equipment | 2024-10-10 10:24 |  | INSERT | 2024-10-10 10:24
tech | TechType | Cook_equip¦OvenConvey |  | 2024-10-10 10:24 | Added to distinguish from convection equipment | 2024-10-10 10:24 |  | INSERT | 2024-10-10 10:24
tech | TechType | Cook_equip¦PressFryer-Gas |  | 2024-10-10 10:24 | Added to distinguish from standard (atmospheric) fryer | 2024-10-10 10:24 |  | INSERT | 2024-10-10 10:24
tech | TechType | Cook_equip¦OvenDeck-Elec |  | 2024-10-10 10:24 | Added to distinguish from convection equipment | 2024-10-10 10:24 |  | INSERT | 2024-10-10 10:24
tech | TechType | Cook_equip¦Rotisserie-Gas |  | 2024-10-10 10:24 | Added to distinguish from convection equipment | 2024-10-10 10:24 |  | INSERT | 2024-10-10 10:24
tech | TechType | PoolSpa_eq¦PoolHeater-Gas |  | 2024-10-10 10:24 | Added to distinguish from electric pool heaters | 2024-10-10 10:24 |  | INSERT | 2024-10-10 10:24
tech | TechType | Cook_equip¦Fryer-Gas |  | 2024-10-10 10:24 | Added to distinguish from electric equipment | 2024-10-10 10:24 |  | INSERT | 2024-10-10 10:24
tech | TechType | Cook_equip¦OvenConv-Gas |  | 2024-10-10 10:24 | Added to distinguish from electric equipment | 2024-10-10 10:24 |  | INSERT | 2024-10-10 10:24
tech | TechType | Cook_equip¦OvenRack |  | 2024-10-10 10:24 | Added to distinguish from convection equipment | 2024-10-10 10:24 |  | INSERT | 2024-10-10 10:24
tech | TechType | Clean_equip¦DishWash-Door |  | 2024-10-10 10:24 | Added to distinguish from residential equipment | 2024-10-10 10:24 |  | INSERT | 2024-10-10 10:24
tech | TechType | Cook_equip¦Steamer-Gas |  | 2024-10-10 10:24 | Added to distinguish from electric equipment | 2024-10-10 10:24 |  | INSERT | 2024-10-10 10:24
tech | TechType | SpaceHtg_eq¦GasFurnace |  |  |  | 2024-10-10 10:14 | Updated HasRefrigerantAlt flag to NULL. | UPDATE | 2024-10-10 10:14
tech | TechType | Cook_equip¦Range-Induct |  | 2024-08-14 14:33 | Added to distinguish from gas equipment | 2024-10-10 10:14 | Convert FALSE values to NULL | UPDATE | 2024-10-10 10:14
tech | TechType | Cook_equip¦Range-Gas |  | 2024-08-14 14:33 | Added to distinguish from gas equipment | 2024-10-10 10:14 | Convert FALSE values to NULL | UPDATE | 2024-10-10 10:14
tech | TechType | Cook_equip¦SoupWell-Induct |  | 2024-08-14 14:33 | Added to distinguish from gas equipment | 2024-10-10 10:14 | Convert FALSE values to NULL | UPDATE | 2024-10-10 10:14
tech | TechType | Clean_equip¦ClothesDry-Gas |  | 2023-09-11 11:18 |  | 2024-10-10 10:14 | Updated HasRefrigerantAlt flag to NULL. | UPDATE | 2024-10-10 10:14
tech | TechType | Fenest¦WinShade |  |  |  | 2024-10-10 10:14 | Updated IsExempt flag to NULL. | UPDATE | 2024-10-10 10:14
tech | TechType | AirComp¦NoLossDrain |  | 2023-09-19 14:31 | Created to support relevant EUL_ID(s) | 2024-10-10 10:14 | Updated ExpiryDate to 2027-12-31. | UPDATE | 2024-10-10 10:14
tech | TechType | FoodService¦HoldBin |  |  |  | 2024-10-10 10:14 | Updated UsesGas flag to NULL. | UPDATE | 2024-10-10 10:14
tech | TechType | Irrigation¦IrrifSys |  |  |  | 2024-10-10 10:14 | Updated IsExempt flag to NULL. | UPDATE | 2024-10-10 10:14
tech | TechType | Chiller¦TankIns |  |  |  | 2024-10-10 10:14 | Updated IsExempt flag to NULL. | UPDATE | 2024-10-10 10:14
tech | TechType | Ref_Storage¦Gasket |  |  |  | 2024-10-10 10:14 | Updated UsesElec flag to NULL. | UPDATE | 2024-10-10 10:14
tech | TechType | dxAC_equip¦HV_RCx |  | 2023-09-19 14:31 | Created to support relevant EUL_ID(s) | 2024-10-10 10:14 | Updated IsExempt flag to TRUE. | UPDATE | 2024-10-10 10:14
tech | TechType | Fenest¦WinFilm |  |  |  | 2024-10-10 10:14 | Updated IsExempt flag to NULL. | UPDATE | 2024-10-10 10:14
tech | TechType | EvapCool_eq¦ComEvap |  |  |  | 2024-10-10 10:14 | Updated HasElectricAlt flag to NULL. | UPDATE | 2024-10-10 10:14
tech | TechType | WaterHtg_eq¦Stor_EF |  |  |  | 2024-10-10 10:14 | Updated HasRefrigerantAlt flag to NULL. | UPDATE | 2024-10-10 10:14
tech | TechType | Irrigation¦Xeriscape |  | 2023-03-13 15:37 | Added to support Water Energy Nexus measures | 2024-10-10 10:14 | Updated IsExempt flag to NULL. | UPDATE | 2024-10-10 10:14
tech | TechType | HV_Tech¦TStat |  |  |  | 2024-10-10 10:14 | Updated IsExempt flag to TRUE. | UPDATE | 2024-10-10 10:14
tech | TechType | Irrigation¦Nozzle |  | 2023-03-13 15:37 | Added to support Water Energy Nexus measures | 2024-10-10 10:14 | Updated IsExempt flag to NULL. | UPDATE | 2024-10-10 10:14
tech | TechType | HV_Tech¦Timer |  |  |  | 2024-10-10 10:14 | Updated IsExempt flag to TRUE. | UPDATE | 2024-10-10 10:14
tech | TechType | Cook_equip¦Stovetop-Induct |  | 2024-08-14 14:33 | Added to distinguish from gas equipment | 2024-10-10 10:14 | Convert FALSE values to NULL | UPDATE | 2024-10-10 10:14
tech | TechType | HV_Tech¦TimerRes |  |  |  | 2024-10-10 10:14 | Updated IsExempt flag to TRUE. | UPDATE | 2024-10-10 10:14
tech | TechType | Cook_equip¦Steamer-Elec |  | 2024-08-14 14:33 | Added to distinguish from gas equipment | 2024-10-10 10:14 | Convert FALSE values to NULL | UPDATE | 2024-10-10 10:14
tech | TechType | Behavior¦Res |  | 2023-09-19 14:31 | Created to support relevant EUL_ID(s) | 2024-10-10 10:14 | Updated IsExempt flag to TRUE. | UPDATE | 2024-10-10 10:14
tech | TechType | HV_Tech¦EMS |  |  |  | 2024-10-10 10:14 | Updated IsExempt flag to TRUE. | UPDATE | 2024-10-10 10:14
tech | TechType | AuditInfoTest¦ResEnAudit |  |  |  | 2024-10-10 10:14 | Updated IsExempt flag to TRUE. | UPDATE | 2024-10-10 10:14
tech | TechType | Cook_equip¦Steamer |  |  |  | 2024-10-10 10:14 | Updated ExpiryDate to 2025-12-31. Updated UsesGas flag to TRUE. | UPDATE | 2024-10-10 10:14
tech | TechType | Cook_equip¦Oven-Gas |  | 2024-08-14 14:33 | Added to distinguish from gas equipment | 2024-10-10 10:14 | Convert FALSE values to NULL | UPDATE | 2024-10-10 10:14
tech | TechType | Cook_equip¦Fryer-Elec |  | 2024-08-14 14:33 | Added to distinguish from gas equipment | 2024-10-10 10:14 | Updated StartDate to 2026-01-01. | UPDATE | 2024-10-10 10:14
tech | TechType | HV_Tech¦OxyDemCtrl |  |  |  | 2024-10-10 10:14 | Updated IsExempt flag to TRUE. | UPDATE | 2024-10-10 10:14
tech | TechType | dxHP_equip¦RoomHP |  | 2024-09-11 16:59 | Created for SWAP020 | 2024-10-10 10:14 | Updated HasRefrigerant flag to TRUE. Updated UsesElec flag to TRUE. | UPDATE | 2024-10-10 10:14
tech | TechType | Electronics¦Software |  |  |  | 2024-10-10 10:14 | Updated UsesElec flag to NULL. | UPDATE | 2024-10-10 10:14
tech | TechType | Cook_equip¦OvenConv-Elec |  | 2024-08-14 14:33 | Added to distinguish from gas equipment | 2024-10-10 10:14 | Updated StartDate to 2026-01-01. | UPDATE | 2024-10-10 10:14
tech | TechType | Cook_equip¦Stovetop-Elec |  | 2024-08-14 14:33 | Added to distinguish from gas equipment | 2024-10-10 10:14 | Convert FALSE values to NULL | UPDATE | 2024-10-10 10:14
tech | TechType | PoolSpa_eq¦PoolHeater-HP |  | 2024-08-14 14:33 | Added to distinguish from gas and electric resistance equipment | 2024-10-10 10:14 | Convert FALSE values to NULL | UPDATE | 2024-10-10 10:14
tech | TechType | Cook_equip¦Range-Elec |  | 2024-08-14 14:33 | Added to distinguish from gas equipment | 2024-10-10 10:14 | Convert FALSE values to NULL | UPDATE | 2024-10-10 10:14
tech | TechType | dxAC_equip¦HVAC_RCx |  | 2023-09-19 14:31 | Created to support relevant EUL_ID(s) | 2024-10-10 10:14 | Updated IsExempt flag to TRUE. | UPDATE | 2024-10-10 10:14
tech | TechType | Cook_equip¦OvenComb-Elec |  | 2024-08-14 14:33 | Added to distinguish from gas equipment | 2024-10-10 10:14 | Updated StartDate to 2026-01-01. | UPDATE | 2024-10-10 10:14
tech | TechType | Cook_equip¦Broiler |  |  |  | 2024-10-10 10:14 | Updated NormUnit to Len-ft. Updated ExpiryDate to 2025-12-31. Updated UsesGas flag to TRUE. | UPDATE | 2024-10-10 10:14
tech | TechType | WaterHtg_eq¦Instant_EF |  |  |  | 2024-10-10 10:14 | Updated HasRefrigerantAlt flag to NULL. | UPDATE | 2024-10-10 10:14
tech | TechType | PoolSpa_eq¦PoolHeater-Elec |  | 2024-08-14 14:33 | Added to distinguish from gas equipment | 2024-10-10 10:14 | Convert FALSE values to NULL | UPDATE | 2024-10-10 10:14
tech | TechType | PatioHeat¦GasPatioHeat |  | 2023-05-02 08:51 | Added to support efficient commercial gas patio heaters | 2024-10-10 10:14 | Updated HasElectricAlt flag to TRUE. | UPDATE | 2024-10-10 10:14
tech | TechType | Cook_equip¦Stovetop-Gas |  | 2024-08-14 14:33 | Added to distinguish from gas equipment | 2024-10-10 10:14 | Convert FALSE values to NULL | UPDATE | 2024-10-10 10:14
tech | TechType | Cook_equip¦Griddle-Elec |  | 2024-08-14 14:33 | Added to distinguish from gas equipment | 2024-10-10 10:14 | Updated StartDate to 2026-01-01. | UPDATE | 2024-10-10 10:14
tech | TechType | HV_AirDist¦AirEcono |  |  |  | 2024-10-10 10:14 | Updated IsExempt flag to TRUE. | UPDATE | 2024-10-10 10:14
tech | TechType | Behavior¦Nonres |  | 2023-09-19 14:31 | Created to support relevant EUL_ID(s) | 2024-10-10 10:14 | Updated IsExempt flag to TRUE. | UPDATE | 2024-10-10 10:14
tech | TechType | Cook_equip¦ConveyBroiler-gas |  | 2024-08-14 14:33 | Added to distinguish from gas equipment | 2024-10-10 10:14 | Updated TechType abbreviation to ConveyBroiler-Gas. Updated TechTypeDesc to Gas Conveyor Boiler. Updated HasElectricAlt flag to TRUE. | UPDATE | 2024-10-10 10:14
tech | TechType | PoolSpa_eq¦PoolHeater |  |  |  | 2024-10-10 10:14 | Updated ExpiryDate to 2025-12-31. | UPDATE | 2024-10-10 10:14
tech | TechType | Cook_equip¦Oven-Elec |  | 2024-08-14 14:33 | Added to distinguish from gas equipment | 2024-10-10 10:14 | Convert FALSE values to NULL | UPDATE | 2024-10-10 10:14
tech | TechType | Cook_equip¦OvenComb |  |  |  | 2024-10-10 10:14 | Updated ExpiryDate to 2025-12-31. Updated HasElectricAlt flag to NULL. Updated UsesElec flag to TRUE. | UPDATE | 2024-10-10 10:14
tech | TechType | HV_Tech¦OccSens |  |  |  | 2024-10-10 10:14 | Updated IsExempt flag to TRUE. | UPDATE | 2024-10-10 10:14
tech | TechType | Cook_equip¦Fryer |  |  |  | 2024-10-10 10:14 | Updated ExpiryDate to 2025-12-31. Updated UsesGas flag to TRUE. | UPDATE | 2024-10-10 10:14
tech | TechType | Cook_equip¦OvenConv |  |  |  | 2024-10-10 10:14 | Updated ExpiryDate to 2025-12-31. Updated UsesElec flag to TRUE. Updated UsesGas flag to TRUE. | UPDATE | 2024-10-10 10:14
tech | TechType | Irrigation¦IrrigCtrl |  | 2023-03-13 15:37 | Added to support Water Energy Nexus measures | 2024-10-10 10:14 | Updated IsExempt flag to NULL. | UPDATE | 2024-10-10 10:14
tech | TechType | WaterHtg_eq¦Instant_UEF |  |  |  | 2024-10-10 10:14 | Updated HasRefrigerantAlt flag to NULL. | UPDATE | 2024-10-10 10:14
tech | TechType | Cook_equip¦Griddle |  |  |  | 2024-10-10 10:14 | Updated ExpiryDate to 2025-12-31. Updated UsesGas flag to TRUE. | UPDATE | 2024-10-10 10:14
tech | TechType | Chiller¦GasAbsorp |  |  |  | 2024-10-10 10:14 | Updated HasElectricAlt flag to TRUE. Updated HasRefrigerant flag to NULL. Updated UsesGas flag to TRUE. | UPDATE | 2024-10-10 10:14
tech | TechType | HV_Tech¦DCV |  |  |  | 2024-10-10 10:14 | Updated IsExempt flag to TRUE. | UPDATE | 2024-10-10 10:14
tech | TechType | Clean_equip¦DishWash |  |  |  | 2024-10-10 10:14 | Updated ExpiryDate to 2027-12-31. Updated IsExempt flag to TRUE. | UPDATE | 2024-10-10 10:14
costeff | OtherRatesACC | CO2 Emissions for Gas | DEER2026 | 2024-09-26 09:57 | Per '[2024 ACC Gas Model v1a.xlsx]Emissions'!$G$6:$G$12 | 2024-09-26 09:57 |  | INSERT | 2024-09-26 09:57
costeff | OtherRatesACC | PA_ACC_After-Tax_weight | DEER2026 | 2024-09-26 09:57 | Per '[2024 ACC Gas Model v1a.xlsx]Other Inputs'!$C$17 | 2024-09-26 09:57 |  | INSERT | 2024-09-26 09:57
costeff | OtherRatesACC | Combined Cycle Gas Turbine Heat Rate | DEER2026 | 2024-09-26 09:57 | Per '[2024 ACC Electric Model v1a(2).xlsb]Emissions'!$F$9 | 2024-09-26 09:57 |  | INSERT | 2024-09-26 09:57
costeff | OtherRatesACC | Gas Methane Emissions In-State Leakage Rate | DEER2026 | 2024-09-26 09:57 | Per '[2024 ACC Gas Model v1a.xlsx]Methane Leakage'!$D$5 | 2024-09-26 09:57 |  | INSERT | 2024-09-26 09:57
costeff | OtherRatesACC | Inflation_Rate | DEER2026 | 2024-09-26 09:57 | Per '[2024 ACC Gas Model v1a.xlsx]Other Inputs'!$C$11 | 2024-09-26 09:57 |  | INSERT | 2024-09-26 09:57
costeff | OtherRatesACC | Gas Methane Emissions ResBehindMeter Adder | DEER2026 | 2024-09-26 09:57 | Per '[2024 ACC Gas Model v1a.xlsx]Methane Leakage'!$C$7 | 2024-09-26 09:57 |  | INSERT | 2024-09-26 09:57
costeff | OtherRatesACC | PA_ACC_After-Tax | DEER2026 | 2024-09-26 09:57 | Per '[2024 ACC Gas Model v1a.xlsx]Other Inputs'!$C$14 | 2024-09-26 09:57 |  | INSERT | 2024-09-26 09:57
costeff | OtherRatesACC | Gas Methane Emissions In-State Adder | DEER2026 | 2024-09-26 09:57 | Per '[2024 ACC Gas Model v1a.xlsx]Methane Leakage'!$D$4 | 2024-09-26 09:57 |  | INSERT | 2024-09-26 09:57
costeff | OtherRatesACC | PA_ACC_After-Tax | DEER2026 | 2024-09-26 09:57 | Per '[2024 ACC Gas Model v1a.xlsx]Other Inputs'!$C$13 | 2024-09-26 09:57 |  | INSERT | 2024-09-26 09:57
costeff | OtherRatesACC | PA_ACC_After-Tax | DEER2026 | 2024-09-26 09:57 | Per '[2024 ACC Gas Model v1a.xlsx]Other Inputs'!$C$12 | 2024-09-26 09:57 |  | INSERT | 2024-09-26 09:57
costeff | OtherRatesACC | Gas Methane Emissions ResBehindMeter Leakage Rate | DEER2026 | 2024-09-26 09:57 | =Gas Methane Emissions ResBehindMeter Adder x Methane GWP if Burned (2.74) / Methane GWP if Leaked (25.00) | 2024-09-26 09:57 |  | INSERT | 2024-09-26 09:57
costeff | RefrigerantACC | GHG Value from Natural Gas ACC | DEER2026 | 2024-09-26 09:56 | Values extrapolated beyond range of 2024 ACC models for use in RACC-FSC v3.0.xlsx for some Accelerated Replacement measure applications | 2024-09-26 09:56 |  | INSERT | 2024-09-26 09:56
costeff | RefrigerantACC | GHG Value from Natural Gas ACC | DEER2026 | 2024-09-26 09:56 | aCost values per '[2024 ACC Gas Model v1a.xlsx]Emissions'!$G$19:$AL$19, aEmission values per '[2024 ACC Electric Model v1a(2).xlsb]Emissions'!$S$37:$AX$37, and aSourceEnergy values per '[2024 ACC Electric Model v1a(2).xlsb]Emissions'!$S$38:$AX$38. | 2024-09-26 09:56 |  | INSERT | 2024-09-26 09:56
costeff | OtherRatesACC | Combined Cycle Gas Turbine Heat Rate | DEER2024 | 2024-03-30 14:45 | For use with RACC-FSC v3.0.xlsx | 2024-09-26 09:46 | Set expiry date | UPDATE | 2024-09-26 09:46
costeff | OtherRatesACC | Gas Methane Emissions ResBehindMeter Adder | DEER2024 | 2024-03-27 11:07 | For use with RACC-FSC v3.0.xlsx | 2024-09-26 09:46 | Set expiry date | UPDATE | 2024-09-26 09:46
costeff | OtherRatesACC | PA_ACC_After-Tax | DEER2024 | 2024-03-27 11:07 | For use with RACC-FSC v3.0.xlsx | 2024-09-26 09:46 | Set expiry date | UPDATE | 2024-09-26 09:46
costeff | OtherRatesACC | Gas Methane Emissions In-State Adder | DEER2024 | 2024-03-27 11:07 | For use with RACC-FSC v3.0.xlsx | 2024-09-26 09:46 | Set expiry date | UPDATE | 2024-09-26 09:46
costeff | OtherRatesACC | PA_ACC_After-Tax_weight | DEER2024 | 2024-03-27 11:07 | For use with RACC-FSC v3.0.xlsx | 2024-09-26 09:46 | Set expiry date | UPDATE | 2024-09-26 09:46
costeff | OtherRatesACC | Inflation_Rate | DEER2024 | 2024-03-30 14:34 | For use with RACC-FSC v3.0.xlsx | 2024-09-26 09:46 | Set expiry date | UPDATE | 2024-09-26 09:46
costeff | OtherRatesACC | Gas Methane Emissions ResBehindMeter Leakage Rate | DEER2024 | 2024-03-27 11:07 | For use with RACC-FSC v3.0.xlsx | 2024-09-26 09:46 | Set expiry date | UPDATE | 2024-09-26 09:46
costeff | OtherRatesACC | Gas Methane Emissions In-State Leakage Rate | DEER2024 | 2024-03-27 11:07 | For use with RACC-FSC v3.0.xlsx | 2024-09-26 09:46 | Set expiry date | UPDATE | 2024-09-26 09:46
costeff | OtherRatesACC | CO2 Emissions for Gas | DEER2024 | 2024-03-27 11:07 | For use with RACC-FSC v3.0.xlsx | 2024-09-26 09:46 | Set expiry date | UPDATE | 2024-09-26 09:46
costeff | RefrigerantACC | GHG Value from Natural Gas ACC | DEER2024 | 2024-03-30 13:42 | For use with RACC-FSC v3.0.xlsx (extrapolated from 2022ACC values) | 2024-09-26 09:46 | Set ExpiryDate | UPDATE | 2024-09-26 09:46
costeff | RefrigerantACC | GHG Value from Natural Gas ACC | DEER2024 | 2024-01-17 17:05 | For use with RACC-FSC v3.0.xlsx | 2024-09-26 09:46 | Set ExpiryDate | UPDATE | 2024-09-26 09:46
costeff | EUL_basis | HV-ResAC | DEER2026 | 2024-09-16 10:23 | Created after review of 2023 Residential HVAC and DHW Effective Useful Life Final Report. While not studied in this report, CPUC has approved updating this EUL because other studies show ACs should last as long or longer than heat pumps. | 2024-09-16 10:23 |  | INSERT | 2024-09-16 10:23
costeff | EUL_basis | HV-ResAC | DEER2014 |  |  | 2024-09-16 10:17 | Expired this record since a new record was created after review of 2023 Residential HVAC and DHW Effective Useful Life Final Report. | UPDATE | 2024-09-16 10:17
tech | TechType | SpaceHtg_eq¦GasFurnace |  |  |  | 2024-09-11 17:16 | Updated to indicate that TechType UsesGas | UPDATE | 2024-09-11 17:16
tech | TechType | PoolSpa_eq¦PoolHeater-HP |  | 2024-08-14 14:33 | Added to distinguish from gas and electric resistance equipment | 2024-09-11 17:08 |  | UPDATE | 2024-09-11 17:08
tech | TechType | PoolSpa_eq¦PoolHeater-Elec |  | 2024-08-14 14:33 | Added to distinguish from gas equipment | 2024-09-11 17:08 |  | UPDATE | 2024-09-11 17:08
tech | TechType | Cook_equip¦Steamer-Elec |  | 2024-08-14 14:33 | Added to distinguish from gas equipment | 2024-09-11 17:08 |  | UPDATE | 2024-09-11 17:08
tech | TechType | Cook_equip¦OvenConv-Elec |  | 2024-08-14 14:33 | Added to distinguish from gas equipment | 2024-09-11 17:08 |  | UPDATE | 2024-09-11 17:08
tech | TechType | Cook_equip¦OvenComb-Elec |  | 2024-08-14 14:33 | Added to distinguish from gas equipment | 2024-09-11 17:08 |  | UPDATE | 2024-09-11 17:08
tech | TechType | Cook_equip¦Stovetop-Induct |  | 2024-08-14 14:33 | Added to distinguish from gas equipment | 2024-09-11 17:08 |  | UPDATE | 2024-09-11 17:08
tech | TechType | Cook_equip¦SoupWell-Induct |  | 2024-08-14 14:33 | Added to distinguish from gas equipment | 2024-09-11 17:08 |  | UPDATE | 2024-09-11 17:08
tech | TechType | Cook_equip¦Range-Induct |  | 2024-08-14 14:33 | Added to distinguish from gas equipment | 2024-09-11 17:08 |  | UPDATE | 2024-09-11 17:08
tech | TechType | Cook_equip¦Griddle-Elec |  | 2024-08-14 14:33 | Added to distinguish from gas equipment | 2024-09-11 17:08 |  | UPDATE | 2024-09-11 17:08
tech | TechType | Cook_equip¦Stovetop-Gas |  | 2024-08-14 14:33 | Added to distinguish from gas equipment | 2024-09-11 17:08 |  | UPDATE | 2024-09-11 17:08
tech | TechType | Cook_equip¦Range-Gas |  | 2024-08-14 14:33 | Added to distinguish from gas equipment | 2024-09-11 17:08 |  | UPDATE | 2024-09-11 17:08
tech | TechType | Cook_equip¦Oven-Gas |  | 2024-08-14 14:33 | Added to distinguish from gas equipment | 2024-09-11 17:08 |  | UPDATE | 2024-09-11 17:08
tech | TechType | Cook_equip¦Fryer-Elec |  | 2024-08-14 14:33 | Added to distinguish from gas equipment | 2024-09-11 17:08 |  | UPDATE | 2024-09-11 17:08
tech | TechType | Cook_equip¦Stovetop-Elec |  | 2024-08-14 14:33 | Added to distinguish from gas equipment | 2024-09-11 17:08 |  | UPDATE | 2024-09-11 17:08
tech | TechType | Cook_equip¦Range-Elec |  | 2024-08-14 14:33 | Added to distinguish from gas equipment | 2024-09-11 17:08 |  | UPDATE | 2024-09-11 17:08
tech | TechType | Cook_equip¦Oven-Elec |  | 2024-08-14 14:33 | Added to distinguish from gas equipment | 2024-09-11 17:08 |  | UPDATE | 2024-09-11 17:08
tech | TechType | Cook_equip¦ConvBroiler |  | 2024-08-14 14:33 | Added to distinguish from gas equipment | 2024-09-11 17:08 |  | UPDATE | 2024-09-11 17:08
tech | TechType | BldgShell¦Door |  | 2024-03-27 21:58 | Created to support relevant EUL_ID | 2024-09-11 17:08 | Corrected TechTypeID | UPDATE | 2024-09-11 17:08
tech | TechType | PoolSpa_eq¦PoolHeater-HP |  | 2024-08-14 14:33 | Added to distinguish from gas and electric resistance equipment | 2024-09-11 17:04 |  | UPDATE | 2024-09-11 17:04
tech | TechType | PoolSpa_eq¦PoolHeater-Elec |  | 2024-08-14 14:33 | Added to distinguish from gas equipment | 2024-09-11 17:04 |  | UPDATE | 2024-09-11 17:04
tech | TechType | Cook_equip¦Steamer-Elec |  | 2024-08-14 14:33 | Added to distinguish from gas equipment | 2024-09-11 17:04 |  | UPDATE | 2024-09-11 17:04
tech | TechType | Cook_equip¦OvenConv-Elec |  | 2024-08-14 14:33 | Added to distinguish from gas equipment | 2024-09-11 17:04 |  | UPDATE | 2024-09-11 17:04
tech | TechType | Cook_equip¦OvenComb-Elec |  | 2024-08-14 14:33 | Added to distinguish from gas equipment | 2024-09-11 17:04 |  | UPDATE | 2024-09-11 17:04
tech | TechType | Cook_equip¦Stovetop-Induct |  | 2024-08-14 14:33 | Added to distinguish from gas equipment | 2024-09-11 17:04 |  | UPDATE | 2024-09-11 17:04
tech | TechType | Cook_equip¦SoupWell-Induct |  | 2024-08-14 14:33 | Added to distinguish from gas equipment | 2024-09-11 17:04 |  | UPDATE | 2024-09-11 17:04
tech | TechType | Cook_equip¦Range-Induct |  | 2024-08-14 14:33 | Added to distinguish from gas equipment | 2024-09-11 17:04 |  | UPDATE | 2024-09-11 17:04
tech | TechType | Cook_equip¦Griddle-Elec |  | 2024-08-14 14:33 | Added to distinguish from gas equipment | 2024-09-11 17:04 |  | UPDATE | 2024-09-11 17:04
tech | TechType | Cook_equip¦Stovetop-Gas |  | 2024-08-14 14:33 | Added to distinguish from gas equipment | 2024-09-11 17:04 |  | UPDATE | 2024-09-11 17:04
tech | TechType | Cook_equip¦Range-Gas |  | 2024-08-14 14:33 | Added to distinguish from gas equipment | 2024-09-11 17:04 |  | UPDATE | 2024-09-11 17:04
tech | TechType | Cook_equip¦Oven-Gas |  | 2024-08-14 14:33 | Added to distinguish from gas equipment | 2024-09-11 17:04 |  | UPDATE | 2024-09-11 17:04
tech | TechType | Cook_equip¦Fryer-Elec |  | 2024-08-14 14:33 | Added to distinguish from gas equipment | 2024-09-11 17:04 |  | UPDATE | 2024-09-11 17:04
tech | TechType | Cook_equip¦Stovetop-Elec |  | 2024-08-14 14:33 | Added to distinguish from gas equipment | 2024-09-11 17:04 |  | UPDATE | 2024-09-11 17:04
tech | TechType | Cook_equip¦Range-Elec |  | 2024-08-14 14:33 | Added to distinguish from gas equipment | 2024-09-11 17:04 |  | UPDATE | 2024-09-11 17:04
tech | TechType | Cook_equip¦Oven-Elec |  | 2024-08-14 14:33 | Added to distinguish from gas equipment | 2024-09-11 17:04 |  | UPDATE | 2024-09-11 17:04
tech | TechType | Cook_equip¦ConvBroiler |  | 2024-08-14 14:33 | Added to distinguish from gas equipment | 2024-09-11 17:04 |  | UPDATE | 2024-09-11 17:04
tech | TechType | dxHP_equip¦RoomHP |  | 2024-09-11 16:59 | Created for SWAP020 | 2024-09-11 16:59 |  | INSERT | 2024-09-11 16:59
tech | TechType | Cook_equip¦StockPot |  |  |  | 2024-09-11 16:29 | Unexpired TechType and set IsExempt to TRUE | UPDATE | 2024-09-11 16:29
tech | TechType | Cook_equip¦Cooking |  |  |  | 2024-08-15 17:49 | Expired TechType | UPDATE | 2024-08-15 17:49
tech | TechType | Cook_equip¦Fryer-Elec |  | 2024-08-14 14:33 | Added to distinguish from gas equipment | 2024-08-14 14:33 |  | INSERT | 2024-08-14 14:33
tech | TechType | Cook_equip¦OvenComb-Elec |  | 2024-08-14 14:33 | Added to distinguish from gas equipment | 2024-08-14 14:33 |  | INSERT | 2024-08-14 14:33
tech | TechType | Cook_equip¦Stovetop-Induct |  | 2024-08-14 14:33 | Added to distinguish from gas equipment | 2024-08-14 14:33 |  | INSERT | 2024-08-14 14:33
tech | TechType | Cook_equip¦OvenConv-Elec |  | 2024-08-14 14:33 | Added to distinguish from gas equipment | 2024-08-14 14:33 |  | INSERT | 2024-08-14 14:33
tech | TechType | Cook_equip¦ConvBroiler |  | 2024-08-14 14:33 | Added to distinguish from gas equipment | 2024-08-14 14:33 |  | INSERT | 2024-08-14 14:33
tech | TechType | Cook_equip¦Oven-Gas |  | 2024-08-14 14:33 | Added to distinguish from gas equipment | 2024-08-14 14:33 |  | INSERT | 2024-08-14 14:33
tech | TechType | PoolSpa_eq¦PoolHeater-Elec |  | 2024-08-14 14:33 | Added to distinguish from gas equipment | 2024-08-14 14:33 |  | INSERT | 2024-08-14 14:33
tech | TechType | Cook_equip¦Range-Gas |  | 2024-08-14 14:33 | Added to distinguish from gas equipment | 2024-08-14 14:33 |  | INSERT | 2024-08-14 14:33
tech | TechType | PoolSpa_eq¦PoolHeater-HP |  | 2024-08-14 14:33 | Added to distinguish from gas and electric resistance equipment | 2024-08-14 14:33 |  | INSERT | 2024-08-14 14:33
tech | TechType | Cook_equip¦Range-Elec |  | 2024-08-14 14:33 | Added to distinguish from gas equipment | 2024-08-14 14:33 |  | INSERT | 2024-08-14 14:33
tech | TechType | Cook_equip¦Griddle-Elec |  | 2024-08-14 14:33 | Added to distinguish from gas equipment | 2024-08-14 14:33 |  | INSERT | 2024-08-14 14:33
tech | TechType | Cook_equip¦Oven-Elec |  | 2024-08-14 14:33 | Added to distinguish from gas equipment | 2024-08-14 14:33 |  | INSERT | 2024-08-14 14:33
tech | TechType | Cook_equip¦Stovetop-Gas |  | 2024-08-14 14:33 | Added to distinguish from gas equipment | 2024-08-14 14:33 |  | INSERT | 2024-08-14 14:33
tech | TechType | Cook_equip¦Stovetop-Elec |  | 2024-08-14 14:33 | Added to distinguish from gas equipment | 2024-08-14 14:33 |  | INSERT | 2024-08-14 14:33
tech | TechType | Cook_equip¦SoupWell-Induct |  | 2024-08-14 14:33 | Added to distinguish from gas equipment | 2024-08-14 14:33 |  | INSERT | 2024-08-14 14:33
tech | TechType | Cook_equip¦Range-Induct |  | 2024-08-14 14:33 | Added to distinguish from gas equipment | 2024-08-14 14:33 |  | INSERT | 2024-08-14 14:33
tech | TechType | Cook_equip¦Steamer-Elec |  | 2024-08-14 14:33 | Added to distinguish from gas equipment | 2024-08-14 14:33 |  | INSERT | 2024-08-14 14:33
tech | TechType | PoolSpa_eq¦PoolHeater |  |  |  | 2024-08-14 14:32 | Updated to indicate that TechType UsesGas | UPDATE | 2024-08-14 14:32
tech | TechType | WaterHtg_eq¦Stor_Et_Central |  | 2022-02-15 19:16 | Created to support EnergyPlus multi-family central SHW model | 2024-08-14 14:32 | Updated to indicate that TechType UsesGas | UPDATE | 2024-08-14 14:32
tech | TechType | WaterHtg_eq¦Instant_UEF |  |  |  | 2024-08-14 14:32 | Updated to indicate that TechType UsesGas | UPDATE | 2024-08-14 14:32
tech | TechType | WaterHtg_eq¦Stor_UEF |  |  |  | 2024-08-14 14:32 | Updated to indicate that TechType UsesGas | UPDATE | 2024-08-14 14:32
tech | TechType | WaterHtg_eq¦Instant_EF |  |  |  | 2024-08-14 14:32 | Updated to indicate that TechType UsesGas | UPDATE | 2024-08-14 14:32
tech | TechType | WaterHtg_eq¦Boiler_AF |  |  |  | 2024-08-14 14:32 | Updated to indicate that TechType UsesGas | UPDATE | 2024-08-14 14:32
tech | TechType | WaterHtg_eq¦Boiler_Et |  |  |  | 2024-08-14 14:32 | Updated to indicate that TechType UsesGas | UPDATE | 2024-08-14 14:32
tech | TechType | WaterHtg_eq¦Instant_Et |  |  |  | 2024-08-14 14:32 | Updated to indicate that TechType UsesGas | UPDATE | 2024-08-14 14:32
tech | TechType | WaterHtg_eq¦Boiler_Ec |  | 2022-10-26 12:46 | Added for combustion efficiency rated boilers | 2024-08-14 14:32 | Updated to indicate that TechType UsesGas | UPDATE | 2024-08-14 14:32
tech | TechType | SteamHtg_eq¦Boiler_Et |  |  |  | 2024-08-14 14:32 | Updated to indicate that TechType UsesGas | UPDATE | 2024-08-14 14:32
tech | TechType | Clean_equip¦ClothesDry-Gas |  | 2023-09-11 11:18 |  | 2024-08-14 14:32 | Updated to indicate that TechType UsesGas | UPDATE | 2024-08-14 14:32
tech | TechType | FoodService¦HoldBin |  |  |  | 2024-08-14 14:32 | Updated to indicate that TechType UsesGas | UPDATE | 2024-08-14 14:32
tech | TechType | SpaceHtg_eq¦Boiler |  | 2023-09-19 14:31 | Created to support relevant EUL_ID(s) | 2024-08-14 14:32 | Updated to indicate that TechType UsesGas | UPDATE | 2024-08-14 14:32
tech | TechType | WaterHtg_eq¦Stor_EF |  |  |  | 2024-08-14 14:32 | Updated to indicate that TechType UsesGas | UPDATE | 2024-08-14 14:32
tech | TechType | WaterHtg_eq¦Boiler_Et_Central |  | 2022-02-15 19:16 | Created to support EnergyPlus multi-family central SHW model | 2024-08-14 14:32 | Updated to indicate that TechType UsesGas | UPDATE | 2024-08-14 14:32
tech | TechType | SteamHtg_eq¦Boiler_AF |  |  |  | 2024-08-14 14:32 | Updated to indicate that TechType UsesGas | UPDATE | 2024-08-14 14:32
tech | TechType | WaterHtg_eq¦Stor_Et |  |  |  | 2024-08-14 14:32 | Updated to indicate that TechType UsesGas | UPDATE | 2024-08-14 14:32
tech | TechType | SpaceHtg_eq¦GasFurnace |  |  |  | 2024-08-14 14:32 | Updated to indicate that TechType UsesGas | UPDATE | 2024-08-14 14:32
tech | TechType | PatioHeat¦GasPatioHeat |  | 2023-05-02 08:51 | Added to support efficient commercial gas patio heaters | 2024-08-14 14:32 | Updated to indicate that TechType UsesGas | UPDATE | 2024-08-14 14:32
tech | TechType | Electronics¦DesktopComp |  |  |  | 2024-08-13 16:30 | Updated to indicate that TechType UsesElec | UPDATE | 2024-08-13 16:30
tech | TechType | EvapCool_eq¦ComEvap |  |  |  | 2024-08-13 16:30 | Updated to indicate that TechType UsesElec | UPDATE | 2024-08-13 16:30
tech | TechType | dxAC_equip¦RoomAC |  |  |  | 2024-08-13 16:30 | Updated to indicate that TechType UsesElec | UPDATE | 2024-08-13 16:30
tech | TechType | HV_AirDist¦VentFanCtrl |  | 2023-05-03 08:48 | Added to support efficient fan controllers | 2024-08-13 16:30 | Updated to indicate that TechType UsesElec | UPDATE | 2024-08-13 16:30
tech | TechType | Chiller¦RecipComp |  |  |  | 2024-08-13 16:30 | Updated to indicate that TechType UsesElec | UPDATE | 2024-08-13 16:30
tech | TechType | Ltg_Lamp¦CFLpin_lamp |  |  |  | 2024-08-13 16:30 | Updated to indicate that TechType UsesElec | UPDATE | 2024-08-13 16:30
tech | TechType | dxHP_equip¦pkgHP-SEER-BA |  | 2022-11-21 11:28 | Added for residential HPs that utilize conditioned area as normalizing unit | 2024-08-13 16:30 | Updated to indicate that TechType UsesElec | UPDATE | 2024-08-13 16:30
tech | TechType | dxHP_equip¦pkgSEER |  |  |  | 2024-08-13 16:30 | Updated to indicate that TechType UsesElec | UPDATE | 2024-08-13 16:30
tech | TechType | AirComp¦Centrif |  |  |  | 2024-08-13 16:30 | Updated to indicate that TechType UsesElec | UPDATE | 2024-08-13 16:30
tech | TechType | EvapCool_eq¦ResEvap |  |  |  | 2024-08-13 16:30 | Updated to indicate that TechType UsesElec | UPDATE | 2024-08-13 16:30
tech | TechType | dxHP_equip¦pkgTerm |  |  |  | 2024-08-13 16:30 | Updated to indicate that TechType UsesElec | UPDATE | 2024-08-13 16:30
tech | TechType | AirComp¦Screw |  |  |  | 2024-08-13 16:30 | Updated to indicate that TechType UsesElec | UPDATE | 2024-08-13 16:30
tech | TechType | HeatReject¦WSEcono |  |  |  | 2024-08-13 16:30 | Updated to indicate that TechType UsesElec | UPDATE | 2024-08-13 16:30
tech | TechType | Chiller¦Screw |  |  |  | 2024-08-13 16:30 | Updated to indicate that TechType UsesElec | UPDATE | 2024-08-13 16:30
tech | TechType | Motor_gen¦Agitation |  |  |  | 2024-08-13 16:30 | Updated to indicate that TechType UsesElec | UPDATE | 2024-08-13 16:30
tech | TechType | dxAC_equip¦vertEER |  |  |  | 2024-08-13 16:30 | Updated to indicate that TechType UsesElec | UPDATE | 2024-08-13 16:30
tech | TechType | PumpSystem¦PosDisp |  |  |  | 2024-08-13 16:30 | Updated to indicate that TechType UsesElec | UPDATE | 2024-08-13 16:30
tech | TechType | Ltg_PlugIn¦PlugIn_fixt |  |  |  | 2024-08-13 16:30 | Updated to indicate that TechType UsesElec | UPDATE | 2024-08-13 16:30
tech | TechType | Ref_Storage¦RefrigFrz |  |  |  | 2024-08-13 16:30 | Updated to indicate that TechType UsesElec | UPDATE | 2024-08-13 16:30
tech | TechType | AirComp¦TimerCondDrn |  |  |  | 2024-08-13 16:30 | Updated to indicate that TechType UsesElec | UPDATE | 2024-08-13 16:30
tech | TechType | Ltg_Fixture¦HID_fixt |  |  |  | 2024-08-13 16:30 | Updated to indicate that TechType UsesElec | UPDATE | 2024-08-13 16:30
tech | TechType | Ref_Storage¦Freezer |  |  |  | 2024-08-13 16:30 | Updated to indicate that TechType UsesElec | UPDATE | 2024-08-13 16:30
tech | TechType | HeatReject¦TwrFanMtr |  |  |  | 2024-08-13 16:30 | Updated to indicate that TechType UsesElec | UPDATE | 2024-08-13 16:30
tech | TechType | Chiller¦AirCldScrewChlr |  |  |  | 2024-08-13 16:30 | Updated to indicate that TechType UsesElec | UPDATE | 2024-08-13 16:30
tech | TechType | Ref_Storage¦VertDisplay |  |  |  | 2024-08-13 16:30 | Updated to indicate that TechType UsesElec | UPDATE | 2024-08-13 16:30
tech | TechType | Motor_gen¦BlrDraftFan |  |  |  | 2024-08-13 16:30 | Updated to indicate that TechType UsesElec | UPDATE | 2024-08-13 16:30
tech | TechType | Motor_gen¦ConveyDrv |  |  |  | 2024-08-13 16:30 | Updated to indicate that TechType UsesElec | UPDATE | 2024-08-13 16:30
tech | TechType | FoodService¦HandWrap |  |  |  | 2024-08-13 16:30 | Updated to indicate that TechType UsesElec | UPDATE | 2024-08-13 16:30
tech | TechType | dxHP_equip¦spltEER |  |  |  | 2024-08-13 16:30 | Updated to indicate that TechType UsesElec | UPDATE | 2024-08-13 16:30
tech | TechType | PumpSystem¦TurbWell |  |  |  | 2024-08-13 16:30 | Updated to indicate that TechType UsesElec | UPDATE | 2024-08-13 16:30
tech | TechType | dxAC_equip¦pkgEER |  |  |  | 2024-08-13 16:30 | Updated to indicate that TechType UsesElec | UPDATE | 2024-08-13 16:30
tech | TechType | FoodService¦HoldBin |  |  |  | 2024-08-13 16:30 | Updated to indicate that TechType UsesElec | UPDATE | 2024-08-13 16:30
tech | TechType | Motor_gen¦MUWaterPmp |  |  |  | 2024-08-13 16:30 | Updated to indicate that TechType UsesElec | UPDATE | 2024-08-13 16:30
tech | TechType | Ref_Storage¦TempSensor |  |  |  | 2024-08-13 16:30 | Updated to indicate that TechType UsesElec | UPDATE | 2024-08-13 16:30
tech | TechType | HV_Tech¦EMS |  |  |  | 2024-08-13 16:30 | Updated to indicate that TechType UsesElec | UPDATE | 2024-08-13 16:30
tech | TechType | Clean_equip¦DishWash |  |  |  | 2024-08-13 16:30 | Updated to indicate that TechType UsesElec | UPDATE | 2024-08-13 16:30
tech | TechType | Ref_Storage¦RefControl |  |  |  | 2024-08-13 16:30 | Updated to indicate that TechType UsesElec | UPDATE | 2024-08-13 16:30
tech | TechType | dxAC_equip¦Refrig |  |  |  | 2024-08-13 16:30 | Updated to indicate that TechType UsesElec | UPDATE | 2024-08-13 16:30
tech | TechType | WaterHtg_eq¦HP_COP |  |  |  | 2024-08-13 16:30 | Updated to indicate that TechType UsesElec | UPDATE | 2024-08-13 16:30
tech | TechType | Ltg_Lmp+Blst¦LF_LmpBlst |  |  |  | 2024-08-13 16:30 | Updated to indicate that TechType UsesElec | UPDATE | 2024-08-13 16:30
tech | TechType | VertTrans¦ElevMotor |  |  |  | 2024-08-13 16:30 | Updated to indicate that TechType UsesElec | UPDATE | 2024-08-13 16:30
tech | TechType | Ref_Storage¦EvapFan |  | 2023-09-19 14:31 | Created to support relevant EUL_ID(s) | 2024-08-13 16:30 | Updated to indicate that TechType UsesElec | UPDATE | 2024-08-13 16:30
tech | TechType | dxHP_equip¦spltHP-SEER-BA |  | 2022-09-16 15:26 | Added for residential HPs that utilize conditioned area as normalizing unit | 2024-08-13 16:30 | Updated to indicate that TechType UsesElec | UPDATE | 2024-08-13 16:30
tech | TechType | AirComp¦CycAirDryr |  |  |  | 2024-08-13 16:30 | Updated to indicate that TechType UsesElec | UPDATE | 2024-08-13 16:30
tech | TechType | dxHP_equip¦pkgEER |  |  |  | 2024-08-13 16:30 | Updated to indicate that TechType UsesElec | UPDATE | 2024-08-13 16:30
tech | TechType | LiquidCirc¦CircBlockHtr |  |  |  | 2024-08-13 16:30 | Updated to indicate that TechType UsesElec | UPDATE | 2024-08-13 16:30
tech | TechType | HV_Tech¦TStat |  |  |  | 2024-08-13 16:30 | Updated to indicate that TechType UsesElec | UPDATE | 2024-08-13 16:30
tech | TechType | Electronics¦AllEquip |  |  |  | 2024-08-13 16:30 | Updated to indicate that TechType UsesElec | UPDATE | 2024-08-13 16:30
tech | TechType | Ltg_Lamp¦Hal_lamp |  |  |  | 2024-08-13 16:30 | Updated to indicate that TechType UsesElec | UPDATE | 2024-08-13 16:30
tech | TechType | FacPondAer¦OxyDemCtrl |  |  |  | 2024-08-13 16:30 | Updated to indicate that TechType UsesElec | UPDATE | 2024-08-13 16:30
tech | TechType | PumpSystem¦ProgCapac |  |  |  | 2024-08-13 16:30 | Updated to indicate that TechType UsesElec | UPDATE | 2024-08-13 16:30
tech | TechType | AirComp¦Recip |  |  |  | 2024-08-13 16:30 | Updated to indicate that TechType UsesElec | UPDATE | 2024-08-13 16:30
tech | TechType | Chiller¦AirCldRecipChlr |  |  |  | 2024-08-13 16:30 | Updated to indicate that TechType UsesElec | UPDATE | 2024-08-13 16:30
tech | TechType | PumpSystem¦SubWell |  |  |  | 2024-08-13 16:30 | Updated to indicate that TechType UsesElec | UPDATE | 2024-08-13 16:30
tech | TechType | HV_Tech¦WHFan |  |  |  | 2024-08-13 16:30 | Updated to indicate that TechType UsesElec | UPDATE | 2024-08-13 16:30
tech | TechType | Ltg_Lamp¦CFLint_lamp |  |  |  | 2024-08-13 16:30 | Updated to indicate that TechType UsesElec | UPDATE | 2024-08-13 16:30
tech | TechType | PumpSystem¦Centrif |  |  |  | 2024-08-13 16:30 | Updated to indicate that TechType UsesElec | UPDATE | 2024-08-13 16:30
tech | TechType | LiquidCirc¦TempReset |  |  |  | 2024-08-13 16:30 | Updated to indicate that TechType UsesElec | UPDATE | 2024-08-13 16:30
tech | TechType | Ltg_Ballast¦LF_Ballast |  |  |  | 2024-08-13 16:30 | Updated to indicate that TechType UsesElec | UPDATE | 2024-08-13 16:30
tech | TechType | Motor_gen¦MatProcDrv |  |  |  | 2024-08-13 16:30 | Updated to indicate that TechType UsesElec | UPDATE | 2024-08-13 16:30
tech | TechType | PoolSpa_eq¦PoolPump |  |  |  | 2024-08-13 16:30 | Updated to indicate that TechType UsesElec | UPDATE | 2024-08-13 16:30
tech | TechType | dxAC_equip¦pkgTerm |  |  |  | 2024-08-13 16:30 | Updated to indicate that TechType UsesElec | UPDATE | 2024-08-13 16:30
tech | TechType | Clean_equip¦ClothesWash |  |  |  | 2024-08-13 16:30 | Updated to indicate that TechType UsesElec | UPDATE | 2024-08-13 16:30
tech | TechType | HV_AirDist¦ExFanMtr |  |  |  | 2024-08-13 16:30 | Updated to indicate that TechType UsesElec | UPDATE | 2024-08-13 16:30
tech | TechType | WaterHtg_eq¦HP_UEF |  |  |  | 2024-08-13 16:30 | Updated to indicate that TechType UsesElec | UPDATE | 2024-08-13 16:30
tech | TechType | Chiller¦GasAbsorp |  |  |  | 2024-08-13 16:30 | Updated to indicate that TechType UsesElec | UPDATE | 2024-08-13 16:30
tech | TechType | dxAC_equip¦spltAC-SEER-BA |  | 2022-09-14 14:54 | Created for DEER2024 measure | 2024-08-13 16:30 | Updated to indicate that TechType UsesElec | UPDATE | 2024-08-13 16:30
tech | TechType | Electronics¦IRsensor |  |  |  | 2024-08-13 16:30 | Updated to indicate that TechType UsesElec | UPDATE | 2024-08-13 16:30
tech | TechType | Ltg_Lmp+Blst¦CFL_LmpBlst |  |  |  | 2024-08-13 16:30 | Updated to indicate that TechType UsesElec | UPDATE | 2024-08-13 16:30
tech | TechType | Ltg_Fixture¦Exit_fixt |  |  |  | 2024-08-13 16:30 | Updated to indicate that TechType UsesElec | UPDATE | 2024-08-13 16:30
tech | TechType | HV_AirDist¦AxialFan |  |  |  | 2024-08-13 16:30 | Updated to indicate that TechType UsesElec | UPDATE | 2024-08-13 16:30
tech | TechType | Electronics¦Timer |  |  |  | 2024-08-13 16:30 | Updated to indicate that TechType UsesElec | UPDATE | 2024-08-13 16:30
tech | TechType | Ltg_Controls¦LtSensor |  |  |  | 2024-08-13 16:30 | Updated to indicate that TechType UsesElec | UPDATE | 2024-08-13 16:30
tech | TechType | AirComp¦Blower |  |  |  | 2024-08-13 16:30 | Updated to indicate that TechType UsesElec | UPDATE | 2024-08-13 16:30
tech | TechType | HV_Tech¦OxyDemCtrl |  |  |  | 2024-08-13 16:30 | Updated to indicate that TechType UsesElec | UPDATE | 2024-08-13 16:30
tech | TechType | Ltg_Controls¦Timer |  |  |  | 2024-08-13 16:30 | Updated to indicate that TechType UsesElec | UPDATE | 2024-08-13 16:30
tech | TechType | HV_Tech¦DCV |  |  |  | 2024-08-13 16:30 | Updated to indicate that TechType UsesElec | UPDATE | 2024-08-13 16:30
tech | TechType | SpaceHtg_eq¦GasFurnace |  |  |  | 2024-08-13 16:30 | Updated to indicate that TechType UsesElec | UPDATE | 2024-08-13 16:30
tech | TechType | Chiller¦RefWareCool |  |  |  | 2024-08-13 16:30 | Updated to indicate that TechType UsesElec | UPDATE | 2024-08-13 16:30
tech | TechType | Ref_SelfCon¦IceMach |  |  |  | 2024-08-13 16:30 | Updated to indicate that TechType UsesElec | UPDATE | 2024-08-13 16:30
tech | TechType | LiquidCirc¦PumpMtr |  |  |  | 2024-08-13 16:30 | Updated to indicate that TechType UsesElec | UPDATE | 2024-08-13 16:30
tech | TechType | Irrigation¦IrrigCtrl |  | 2023-03-13 15:37 | Added to support Water Energy Nexus measures | 2024-08-13 16:30 | Updated to indicate that TechType UsesElec | UPDATE | 2024-08-13 16:30
tech | TechType | Chiller¦Recip |  |  |  | 2024-08-13 16:30 | Updated to indicate that TechType UsesElec | UPDATE | 2024-08-13 16:30
tech | TechType | HV_Tech¦TimerRes |  |  |  | 2024-08-13 16:30 | Updated to indicate that TechType UsesElec | UPDATE | 2024-08-13 16:30
tech | TechType | Ltg_Lamp¦LF_lamp |  |  |  | 2024-08-13 16:30 | Updated to indicate that TechType UsesElec | UPDATE | 2024-08-13 16:30
tech | TechType | Clean_equip¦ClothesDry-Gas |  | 2023-09-11 11:18 |  | 2024-08-13 16:30 | Updated to indicate that TechType UsesElec | UPDATE | 2024-08-13 16:30
tech | TechType | Chiller¦NoFricCent |  |  |  | 2024-08-13 16:30 | Updated to indicate that TechType UsesElec | UPDATE | 2024-08-13 16:30
tech | TechType | Motor_gen¦CondRetpmp |  |  |  | 2024-08-13 16:30 | Updated to indicate that TechType UsesElec | UPDATE | 2024-08-13 16:30
tech | TechType | Electronics¦Software |  |  |  | 2024-08-13 16:30 | Updated to indicate that TechType UsesElec | UPDATE | 2024-08-13 16:30
tech | TechType | HV_AirDist¦RetFanMtr |  |  |  | 2024-08-13 16:30 | Updated to indicate that TechType UsesElec | UPDATE | 2024-08-13 16:30
tech | TechType | HV_AirDist¦AirEcono |  |  |  | 2024-08-13 16:30 | Updated to indicate that TechType UsesElec | UPDATE | 2024-08-13 16:30
tech | TechType | FoodService¦HoldCab |  |  |  | 2024-08-13 16:30 | Updated to indicate that TechType UsesElec | UPDATE | 2024-08-13 16:30
tech | TechType | LiquidCirc¦FlowTempCtrl |  |  |  | 2024-08-13 16:30 | Updated to indicate that TechType UsesElec | UPDATE | 2024-08-13 16:30
tech | TechType | Ltg_Lmp+Blst¦HID_LmpBlst |  |  |  | 2024-08-13 16:30 | Updated to indicate that TechType UsesElec | UPDATE | 2024-08-13 16:30
tech | TechType | dxHP_equip¦HydronicHP_VFValve |  | 2023-09-19 14:31 | Created to support relevant EUL_ID(s) | 2024-08-13 16:30 | Updated to indicate that TechType UsesElec | UPDATE | 2024-08-13 16:30
tech | TechType | Clean_equip¦ClothesDry-ER |  | 2023-09-11 11:18 |  | 2024-08-13 16:30 | Updated to indicate that TechType UsesElec | UPDATE | 2024-08-13 16:30
tech | TechType | dxAC_equip¦spltSEER |  |  |  | 2024-08-13 16:30 | Updated to indicate that TechType UsesElec | UPDATE | 2024-08-13 16:30
tech | TechType | dxHP_equip¦WSHP |  |  |  | 2024-08-13 16:30 | Updated to indicate that TechType UsesElec | UPDATE | 2024-08-13 16:30
tech | TechType | dxAC_equip¦pkgSEER |  |  |  | 2024-08-13 16:30 | Updated to indicate that TechType UsesElec | UPDATE | 2024-08-13 16:30
tech | TechType | Electronics¦UPS |  |  |  | 2024-08-13 16:30 | Updated to indicate that TechType UsesElec | UPDATE | 2024-08-13 16:30
tech | TechType | Ltg_Controls¦OccSensor |  |  |  | 2024-08-13 16:30 | Updated to indicate that TechType UsesElec | UPDATE | 2024-08-13 16:30
tech | TechType | Ltg_PlugIn¦LtString |  |  |  | 2024-08-13 16:30 | Updated to indicate that TechType UsesElec | UPDATE | 2024-08-13 16:30
tech | TechType | Ref_Storage¦WalkInCool |  |  |  | 2024-08-13 16:30 | Updated to indicate that TechType UsesElec | UPDATE | 2024-08-13 16:30
tech | TechType | HV_Tech¦CO2sens |  |  |  | 2024-08-13 16:30 | Updated to indicate that TechType UsesElec | UPDATE | 2024-08-13 16:30
tech | TechType | Ltg_Fixture¦Ind_fixt |  |  |  | 2024-08-13 16:30 | Updated to indicate that TechType UsesElec | UPDATE | 2024-08-13 16:30
tech | TechType | Ltg_Lmp+Blst¦Ind_LmpBlst |  |  |  | 2024-08-13 16:30 | Updated to indicate that TechType UsesElec | UPDATE | 2024-08-13 16:30
tech | TechType | HV_AirDist¦FlowCtrl |  |  |  | 2024-08-13 16:30 | Updated to indicate that TechType UsesElec | UPDATE | 2024-08-13 16:30
tech | TechType | PumpSystem¦CentBstr |  |  |  | 2024-08-13 16:30 | Updated to indicate that TechType UsesElec | UPDATE | 2024-08-13 16:30
tech | TechType | Chiller¦WtrCldRecipChlr |  |  |  | 2024-08-13 16:30 | Updated to indicate that TechType UsesElec | UPDATE | 2024-08-13 16:30
tech | TechType | dxAC_equip¦spltEER |  |  |  | 2024-08-13 16:30 | Updated to indicate that TechType UsesElec | UPDATE | 2024-08-13 16:30
tech | TechType | Ref_Storage¦VMController |  |  |  | 2024-08-13 16:30 | Updated to indicate that TechType UsesElec | UPDATE | 2024-08-13 16:30
tech | TechType | Electronics¦Monitor |  |  |  | 2024-08-13 16:30 | Updated to indicate that TechType UsesElec | UPDATE | 2024-08-13 16:30
tech | TechType | Ltg_Controls¦IRsensor |  |  |  | 2024-08-13 16:30 | Updated to indicate that TechType UsesElec | UPDATE | 2024-08-13 16:30
tech | TechType | HV_AirDist¦SupFanMtr-BA |  | 2022-09-13 15:17 | Created for DEER2024 measure | 2024-08-13 16:30 | Updated to indicate that TechType UsesElec | UPDATE | 2024-08-13 16:30
tech | TechType | Motor_gen¦StackExfan |  |  |  | 2024-08-13 16:30 | Updated to indicate that TechType UsesElec | UPDATE | 2024-08-13 16:30
tech | TechType | Motor_gen¦ManMachDrv |  |  |  | 2024-08-13 16:30 | Updated to indicate that TechType UsesElec | UPDATE | 2024-08-13 16:30
tech | TechType | HeatReject¦CoolTwr |  | 2023-09-19 14:31 | Created to support relevant EUL_ID(s) | 2024-08-13 16:30 | Updated to indicate that TechType UsesElec | UPDATE | 2024-08-13 16:30
tech | TechType | RodPumps¦PumpCtrl |  |  |  | 2024-08-13 16:30 | Updated to indicate that TechType UsesElec | UPDATE | 2024-08-13 16:30
tech | TechType | Ref_Storage¦ASHCtrl |  | 2023-09-19 14:31 | Created to support relevant EUL_ID(s) | 2024-08-13 16:30 | Updated to indicate that TechType UsesElec | UPDATE | 2024-08-13 16:30
tech | TechType | Clean_equip¦ClothesDry-HP |  | 2023-09-11 11:18 |  | 2024-08-13 16:30 | Updated to indicate that TechType UsesElec | UPDATE | 2024-08-13 16:30
tech | TechType | PumpSystem¦SubBstr |  |  |  | 2024-08-13 16:30 | Updated to indicate that TechType UsesElec | UPDATE | 2024-08-13 16:30
tech | TechType | WaterHtg_eq¦HP_COP_Central |  | 2022-02-15 19:16 | Created to support EnergyPlus multi-family central SHW model | 2024-08-13 16:30 | Updated to indicate that TechType UsesElec | UPDATE | 2024-08-13 16:30
tech | TechType | Chiller¦WtrCldCentChlr |  |  |  | 2024-08-13 16:30 | Updated to indicate that TechType UsesElec | UPDATE | 2024-08-13 16:30
tech | TechType | Irrigation¦IrrifSys |  |  |  | 2024-08-13 16:30 | Updated to indicate that TechType UsesElec | UPDATE | 2024-08-13 16:30
tech | TechType | Ltg_Fixture¦LinFluor_fixt |  |  |  | 2024-08-13 16:30 | Updated to indicate that TechType UsesElec | UPDATE | 2024-08-13 16:30
tech | TechType | Ltg_Fixture¦LED_fixt |  |  |  | 2024-08-13 16:30 | Updated to indicate that TechType UsesElec | UPDATE | 2024-08-13 16:30
tech | TechType | Motor_gen¦IrrigPmp |  |  |  | 2024-08-13 16:30 | Updated to indicate that TechType UsesElec | UPDATE | 2024-08-13 16:30
tech | TechType | WaterHtg_eq¦HP_EF |  |  |  | 2024-08-13 16:30 | Updated to indicate that TechType UsesElec | UPDATE | 2024-08-13 16:30
tech | TechType | dxHP_equip¦VarRefgHP |  |  |  | 2024-08-13 16:30 | Updated to indicate that TechType UsesElec | UPDATE | 2024-08-13 16:30
tech | TechType | Ref_Storage¦Gasket |  |  |  | 2024-08-13 16:30 | Updated to indicate that TechType UsesElec | UPDATE | 2024-08-13 16:30
tech | TechType | dxHP_equip¦spltSEER |  |  |  | 2024-08-13 16:30 | Updated to indicate that TechType UsesElec | UPDATE | 2024-08-13 16:30
tech | TechType | Motor_Spd¦ASD |  |  |  | 2024-08-13 16:30 | Updated to indicate that TechType UsesElec | UPDATE | 2024-08-13 16:30
tech | TechType | Electronics¦MoveSensor |  |  |  | 2024-08-13 16:30 | Updated to indicate that TechType UsesElec | UPDATE | 2024-08-13 16:30
tech | TechType | Chiller¦CentChlr |  |  |  | 2024-08-13 16:30 | Updated to indicate that TechType UsesElec | UPDATE | 2024-08-13 16:30
tech | TechType | LiquidCirc¦FlowCtrl |  |  |  | 2024-08-13 16:30 | Updated to indicate that TechType UsesElec | UPDATE | 2024-08-13 16:30
tech | TechType | Ltg_PlugIn¦Signage |  |  |  | 2024-08-13 16:30 | Updated to indicate that TechType UsesElec | UPDATE | 2024-08-13 16:30
tech | TechType | PumpSystem¦TurbBstr |  |  |  | 2024-08-13 16:30 | Updated to indicate that TechType UsesElec | UPDATE | 2024-08-13 16:30
tech | TechType | Ref_Storage¦WalkInFrz |  |  |  | 2024-08-13 16:30 | Updated to indicate that TechType UsesElec | UPDATE | 2024-08-13 16:30
tech | TechType | Ref_Storage¦dxDairy |  | 2023-09-19 14:31 | Created to support relevant EUL_ID(s) | 2024-08-13 16:30 | Updated to indicate that TechType UsesElec | UPDATE | 2024-08-13 16:30
tech | TechType | Chiller¦WtrCldScrewChlr |  |  |  | 2024-08-13 16:30 | Updated to indicate that TechType UsesElec | UPDATE | 2024-08-13 16:30
tech | TechType | Ltg_Lamp¦LED_lamp |  |  |  | 2024-08-13 16:30 | Updated to indicate that TechType UsesElec | UPDATE | 2024-08-13 16:30
tech | TechType | Ltg_Lamp¦Incan_lamp |  |  |  | 2024-08-13 16:30 | Updated to indicate that TechType UsesElec | UPDATE | 2024-08-13 16:30
tech | TechType | HV_AirDist¦SupFanMtr |  |  |  | 2024-08-13 16:30 | Updated to indicate that TechType UsesElec | UPDATE | 2024-08-13 16:30
tech | TechType | Ltg_PlugIn¦NiteLight |  |  |  | 2024-08-13 16:30 | Updated to indicate that TechType UsesElec | UPDATE | 2024-08-13 16:30
tech | TechType | HV_Tech¦OccSens |  |  |  | 2024-08-13 16:30 | Updated to indicate that TechType UsesElec | UPDATE | 2024-08-13 16:30
tech | TechType | Ltg_Fixture¦CFL_fixt |  |  |  | 2024-08-13 16:30 | Updated to indicate that TechType UsesElec | UPDATE | 2024-08-13 16:30
tech | TechType | Chiller¦NoFricComp |  |  |  | 2024-08-13 16:30 | Updated to indicate that TechType UsesElec | UPDATE | 2024-08-13 16:30
tech | TechType | Ref_Storage¦ReachIn |  |  |  | 2024-08-13 16:30 | Updated to indicate that TechType UsesElec | UPDATE | 2024-08-13 16:30
tech | TechType | Ref_Storage¦EvapFanCtrl |  | 2023-09-19 14:31 | Created to support relevant EUL_ID(s) | 2024-08-13 16:30 | Updated to indicate that TechType UsesElec | UPDATE | 2024-08-13 16:30
tech | TechType | Motor_gen¦ElevDrv |  |  |  | 2024-08-13 16:30 | Updated to indicate that TechType UsesElec | UPDATE | 2024-08-13 16:30
tech | TechType | HV_Tech¦Timer |  |  |  | 2024-08-13 16:30 | Updated to indicate that TechType UsesElec | UPDATE | 2024-08-13 16:30
tech | TechType | LiquidCirc¦Timer |  |  |  | 2024-08-13 16:30 | Updated to indicate that TechType UsesElec | UPDATE | 2024-08-13 16:30
tech | TechType | HeatReject¦TwrFanCtrl |  |  |  | 2024-08-13 16:30 | Updated to indicate that TechType UsesElec | UPDATE | 2024-08-13 16:30
tech | TechType | HV_Tech¦D5Tstat |  |  |  | 2024-08-13 16:30 | Updated to indicate that TechType UsesElec | UPDATE | 2024-08-13 16:30
tech | TechType | Ref_Storage¦HorDisp |  |  |  | 2024-08-13 16:30 | Updated to indicate that TechType UsesElec | UPDATE | 2024-08-13 16:30
tech | TechType | Electronics¦OccSensPlug |  |  |  | 2024-08-13 16:30 | Updated to indicate that TechType UsesElec | UPDATE | 2024-08-13 16:30
tech | TechType | HV_AirDist¦VentFanMtr |  |  |  | 2024-08-13 16:30 | Updated to indicate that TechType UsesElec | UPDATE | 2024-08-13 16:30
tech | TechType | dxAC_equip¦pkgAC-SEER-BA |  | 2022-10-28 08:02 | Created for DEER2024 measure | 2024-08-13 16:30 | Updated to indicate that TechType UsesElec | UPDATE | 2024-08-13 16:30
tech | TechType | Electronics¦TV |  |  |  | 2024-08-13 16:30 | Updated to indicate that TechType UsesElec | UPDATE | 2024-08-13 16:30
tech | TechType | AirComp¦NonCycAirDryr |  |  |  | 2024-08-13 16:30 | Updated to indicate that TechType UsesElec | UPDATE | 2024-08-13 16:30
tech | TechType | Ref_Storage¦RefrigLtg |  |  |  | 2024-08-13 16:30 | Updated to indicate that TechType UsesElec | UPDATE | 2024-08-13 16:30
tech | TechType | Motor¦GenPurpose |  |  |  | 2024-08-13 16:30 | Updated to indicate that TechType UsesElec | UPDATE | 2024-08-13 16:30
tech | TechType | dxHP_equip¦VarRefgHR |  |  |  | 2024-08-13 16:30 | Updated to indicate that TechType UsesElec | UPDATE | 2024-08-13 16:30
tech | TechType | Chiller¦Scroll |  |  |  | 2024-08-13 16:30 | Updated to indicate that TechType UsesElec | UPDATE | 2024-08-13 16:30
tech | TechType | dxHP_equip¦HV_RCx |  | 2023-09-19 14:31 | Created to support relevant EUL_ID(s) | 2024-08-13 16:28 | Updated to indicate TechType IsExempt | UPDATE | 2024-08-13 16:28
tech | TechType | SpaceHtg_eq¦GasFurnace |  |  |  | 2024-08-13 16:28 | Updated to indicate TechType IsExempt | UPDATE | 2024-08-13 16:28
tech | TechType | WaterFixt¦PreRinseValve |  | 2023-09-19 14:31 | Created to support relevant EUL_ID(s) | 2024-08-13 16:28 | Updated to indicate TechType IsExempt | UPDATE | 2024-08-13 16:28
tech | TechType | HV_AirDist¦DuctLeak |  |  |  | 2024-08-13 16:28 | Updated to indicate TechType IsExempt | UPDATE | 2024-08-13 16:28
tech | TechType | Fenest¦WinFilm |  |  |  | 2024-08-13 16:28 | Updated to indicate TechType IsExempt | UPDATE | 2024-08-13 16:28
tech | TechType | C&S¦UnCatC&S |  |  |  | 2024-08-13 16:28 | Updated to indicate TechType IsExempt | UPDATE | 2024-08-13 16:28
tech | TechType | Fenest¦WinShade |  |  |  | 2024-08-13 16:28 | Updated to indicate TechType IsExempt | UPDATE | 2024-08-13 16:28
tech | TechType | HV_AirDist¦HVAC_RCx |  | 2023-09-19 14:31 | Created to support relevant EUL_ID(s) | 2024-08-13 16:28 | Updated to indicate TechType IsExempt | UPDATE | 2024-08-13 16:28
tech | TechType | Irrigation¦Nozzle |  | 2023-03-13 15:37 | Added to support Water Energy Nexus measures | 2024-08-13 16:28 | Updated to indicate TechType IsExempt | UPDATE | 2024-08-13 16:28
tech | TechType | Operation¦Nonres |  | 2023-09-19 14:31 | Created to support relevant EUL_ID(s) | 2024-08-13 16:28 | Updated to indicate TechType IsExempt | UPDATE | 2024-08-13 16:28
tech | TechType | Irrigation¦Xeriscape |  | 2023-03-13 15:37 | Added to support Water Energy Nexus measures | 2024-08-13 16:28 | Updated to indicate TechType IsExempt | UPDATE | 2024-08-13 16:28
tech | TechType | WaterHtg_eq¦Boiler_RCx |  | 2023-09-19 14:31 | Created to support relevant EUL_ID(s) | 2024-08-13 16:28 | Updated to indicate TechType IsExempt | UPDATE | 2024-08-13 16:28
tech | TechType | dxHP_equip¦HVAC_RCx |  | 2023-09-19 14:31 | Created to support relevant EUL_ID(s) | 2024-08-13 16:28 | Updated to indicate TechType IsExempt | UPDATE | 2024-08-13 16:28
tech | TechType | HV_AirDist¦DuctSysC |  |  |  | 2024-08-13 16:28 | Updated to indicate TechType IsExempt | UPDATE | 2024-08-13 16:28
tech | TechType | LiquidCirc¦CompHeatRecov |  |  |  | 2024-08-13 16:28 | Updated to indicate TechType IsExempt | UPDATE | 2024-08-13 16:28
tech | TechType | Irrigation¦IrrigCtrl |  | 2023-03-13 15:37 | Added to support Water Energy Nexus measures | 2024-08-13 16:28 | Updated to indicate TechType IsExempt | UPDATE | 2024-08-13 16:28
tech | TechType | Irrigation¦IrrifSys |  |  |  | 2024-08-13 16:28 | Updated to indicate TechType IsExempt | UPDATE | 2024-08-13 16:28
tech | TechType | Operation¦Res |  | 2023-09-19 14:31 | Created to support relevant EUL_ID(s) | 2024-08-13 16:28 | Updated to indicate TechType IsExempt | UPDATE | 2024-08-13 16:28
tech | TechType | Cook_equip¦GrillTO |  |  |  | 2024-08-13 15:57 | Expired TechType | UPDATE | 2024-08-13 15:57
tech | TechType | Cook_equip¦StockPot |  |  |  | 2024-08-13 15:57 | Expired TechType | UPDATE | 2024-08-13 15:57
tech | TechType | Cook_equip¦Cooking |  |  |  | 2024-08-13 15:57 | Expired TechType | UPDATE | 2024-08-13 15:57
tech | TechType | Cook_equip¦SteamLine |  |  |  | 2024-08-13 15:57 | Expired TechType | UPDATE | 2024-08-13 15:57
tech | TechType | Cook_equip¦Cooking |  |  |  | 2024-08-13 15:57 | Expired TechType | UPDATE | 2024-08-13 15:57
tech | TechType | Cook_equip¦Cooking |  |  |  | 2024-08-13 15:57 | Expired TechType | UPDATE | 2024-08-13 15:57
tech | TechType | Cook_equip¦Cooking |  |  |  | 2024-08-13 15:56 | Expired TechType | UPDATE | 2024-08-13 15:56
costeff | EUL_basis | Iltg-LED-Hort-Propagation | DEER2024 | 2024-06-21 16:12 | ET20SCE8030, Market Characterization of Indoor Cannabis Cultivation, Emerging Technology Study, April 2021 | 2024-06-21 16:15 |  | UPDATE | 2024-06-21 16:15
costeff | EUL_basis | Iltg-LED-Hort-Flowering | DEER2024 | 2024-06-21 16:12 | ET20SCE8030, Market Characterization of Indoor Cannabis Cultivation, Emerging Technology Study, April 2021 | 2024-06-21 16:15 |  | UPDATE | 2024-06-21 16:15
costeff | EUL_basis | Iltg-LED-Hort-Flowering | DEER2024 | 2024-06-21 16:12 | ET20SCE8030, Market Characterization of Indoor Cannabis Cultivation, Emerging Technology Study, April 2021 | 2024-06-21 16:12 |  | INSERT | 2024-06-21 16:12
costeff | EUL_basis | Iltg-LED-Hort-Propagation | DEER2024 | 2024-06-21 16:12 | ET20SCE8030, Market Characterization of Indoor Cannabis Cultivation, Emerging Technology Study, April 2021 | 2024-06-21 16:12 |  | INSERT | 2024-06-21 16:12
costeff | EUL_basis | WtrHt-Com-Gas | DEER2026 | 2024-05-31 14:38 | Commercial HVAC and Water Heating Effective Useful Life Study, 2024-05-30, CALMAC ID: CPU0368.03, p. 5 | 2024-06-07 13:53 | Corrected EUL from 15 to 13 years; added CALMAC ID. | UPDATE | 2024-06-07 13:53
costeff | EUL_basis | HVAC-airAC | DEER2026 | 2024-05-31 14:38 | Commercial HVAC and Water Heating Effective Useful Life Study, 2024-05-30, CALMAC ID: CPU0368.03, p. 4 | 2024-06-07 13:53 | Added CALMAC ID | UPDATE | 2024-06-07 13:53
costeff | EUL_basis | WtrHt-HtPmp-Com | DEER2026 | 2024-05-31 14:38 | Commercial HVAC and Water Heating Effective Useful Life Study, 2024-05-30, CALMAC ID: CPU0368.03, p. 4 | 2024-06-07 13:53 | Added CALMAC ID | UPDATE | 2024-06-07 13:53
costeff | EUL_basis | HVAC-airHP-Com | DEER2026 | 2024-05-31 14:38 | Commercial HVAC and Water Heating Effective Useful Life Study, 2024-05-30, CALMAC ID: CPU0368.03, p. 4 | 2024-06-07 13:53 | Added CALMAC ID | UPDATE | 2024-06-07 13:53
costeff | EUL_basis | HVAC-airHP-VarRefg | DEER2026 | 2024-05-31 14:38 | Commercial HVAC and Water Heating Effective Useful Life Study, 2024-05-30, CALMAC ID: CPU0368.03, p. 4 | 2024-06-07 13:53 | Added CALMAC ID | UPDATE | 2024-06-07 13:53
costeff | EUL_basis | HVAC-airAC | DEER2014 |  |  | 2024-05-31 14:51 | Expired record | UPDATE | 2024-05-31 14:51
costeff | EUL_basis | WtrHt-Com | DEER2014 |  |  | 2024-05-31 14:51 | Expired record | UPDATE | 2024-05-31 14:51
costeff | EUL_basis | HVAC-airHP | DEER2014 |  |  | 2024-05-31 14:51 | Expired record | UPDATE | 2024-05-31 14:51
costeff | EUL_basis | HVAC-airAC | DEER2026 | 2024-05-31 14:38 | Commercial HVAC and Water Heating Effective Useful Life Study, 2024-05-30, CALMAC ID: PENDING, p. 4 | 2024-05-31 14:38 |  | INSERT | 2024-05-31 14:38
costeff | EUL_basis | WtrHt-HtPmp-Com | DEER2026 | 2024-05-31 14:38 | Commercial HVAC and Water Heating Effective Useful Life Study, 2024-05-30, CALMAC ID: PENDING, p. 4 | 2024-05-31 14:38 |  | INSERT | 2024-05-31 14:38
costeff | EUL_basis | HVAC-airHP-VarRefg | DEER2026 | 2024-05-31 14:38 | Commercial HVAC and Water Heating Effective Useful Life Study, 2024-05-30, CALMAC ID: PENDING, p. 4 | 2024-05-31 14:38 |  | INSERT | 2024-05-31 14:38
costeff | EUL_basis | HVAC-airHP-Com | DEER2026 | 2024-05-31 14:38 | Commercial HVAC and Water Heating Effective Useful Life Study, 2024-05-30, CALMAC ID: PENDING, p. 4 | 2024-05-31 14:38 |  | INSERT | 2024-05-31 14:38
costeff | EUL_basis | WtrHt-Com-Gas | DEER2026 | 2024-05-31 14:38 | Commercial HVAC and Water Heating Effective Useful Life Study, 2024-05-30, CALMAC ID: PENDING, p. 5 | 2024-05-31 14:38 |  | INSERT | 2024-05-31 14:38
costeff | EUL_basis | HV-ResHP | DEER2026 | 2024-02-09 14:47 | Residential HVAC and DHW Measure Effective Useful Life Study, 2024-04-09, CALMAC ID: CPU0368.02, p. 27 | 2024-05-09 10:39 | Revised BasisType from rated years to evaluated years based on Residential HVAC and DHW Measure Effective Useful Life Study, 2024-04-09, CALMAC ID: CPU0368.02, p. 27 | UPDATE | 2024-05-09 10:39
costeff | EUL_basis | WtrHt-HtPmp-Res | DEER2026 | 2024-02-09 14:47 | Residential HVAC and DHW Measure Effective Useful Life Study, 2024-04-09, CALMAC ID: CPU0368.02, p. 27 | 2024-05-09 10:39 | Revised BasisType from rated years to evaluated years based on Residential HVAC and DHW Measure Effective Useful Life Study, 2024-04-09, CALMAC ID: CPU0368.02, p. 27 | UPDATE | 2024-05-09 10:39
costeff | EUL_basis | HV-EffFurn | DEER2014 |  |  | 2024-05-09 10:39 | Expiring EUL ID | UPDATE | 2024-05-09 10:39
costeff | EUL_basis | WtrHt-Res-Gas | DEER2026 | 2024-02-09 14:47 | Residential HVAC and DHW Measure Effective Useful Life Study, 2024-04-09, CALMAC ID: CPU0368.02, p. 27 | 2024-05-09 10:39 | Revised BasisType from rated years to evaluated years based on Residential HVAC and DHW Measure Effective Useful Life Study, 2024-04-09, CALMAC ID: CPU0368.02, p. 27 | UPDATE | 2024-05-09 10:39
costeff | EUL_basis | WtrHt-Instant-Res | DEER2014 |  |  | 2024-05-09 10:39 | Revised BasisType from rated years to evaluated years based on Residential HVAC and DHW Measure Effective Useful Life Study, 2024-04-09, CALMAC ID: CPU0368.02, p. 27 | UPDATE | 2024-05-09 10:39
costeff | EUL_basis | HV-EffFurn | DEER2026 | 2024-05-09 10:38 | Residential HVAC and DHW Measure Effective Useful Life Study, 2024-04-09, CALMAC ID: CPU0368.02, p. 27 | 2024-05-09 10:38 |  | INSERT | 2024-05-09 10:38
costeff | CARB_EPA_GWP_Limits | Commercial Ice Machine (self-contained air-cooled unit), Continuous Type: Harvest Rate ≤ 1,200 lb./day¦Stationary Refrigeration¦Retail food facility¦NC | DEER2026 | 2024-04-17 17:18 | Added for SWFS006 Ice Machine, Commercial | 2024-04-17 17:18 |  | INSERT | 2024-04-17 17:18
costeff | CARB_EPA_GWP_Limits | Commercial Ice Machine (self-contained air-cooled unit), Continuous Type: Harvest Rate > 1,200 lb./day¦Stationary Refrigeration¦Retail food facility¦AR | DEER2022 | 2024-04-17 17:18 | Added for SWFS006 Ice Machine, Commercial | 2024-04-17 17:18 |  | INSERT | 2024-04-17 17:18
costeff | CARB_EPA_GWP_Limits | Commercial Ice Machine (self-contained air-cooled unit), Continuous Type: Harvest Rate ≤ 1,200 lb./day¦Stationary Refrigeration¦Retail food facility¦NR | DEER2022 | 2024-04-17 17:18 | Added for SWFS006 Ice Machine, Commercial | 2024-04-17 17:18 |  | INSERT | 2024-04-17 17:18
costeff | CARB_EPA_GWP_Limits | Commercial Ice Machine (self-contained air-cooled unit), Continuous Type: Harvest Rate ≤ 1,200 lb./day¦Stationary Refrigeration¦Retail food facility¦NR | DEER2026 | 2024-04-17 17:18 | Added for SWFS006 Ice Machine, Commercial | 2024-04-17 17:18 |  | INSERT | 2024-04-17 17:18
costeff | CARB_EPA_GWP_Limits | Commercial Ice Machine (self-contained air-cooled unit), Batch Type: Harvest Rate > 1,000 lb./day¦Stationary Refrigeration¦Retail food facility¦NR | DEER2022 | 2024-04-17 17:18 | Added for SWFS006 Ice Machine, Commercial | 2024-04-17 17:18 |  | INSERT | 2024-04-17 17:18
costeff | CARB_EPA_GWP_Limits | Commercial Ice Machine (self-contained air-cooled unit), Batch Type: Harvest Rate > 1,000 lb./day¦Stationary Refrigeration¦Retail food facility¦AR | DEER2026 | 2024-04-17 17:18 | Added for SWFS006 Ice Machine, Commercial | 2024-04-17 17:18 |  | INSERT | 2024-04-17 17:18
costeff | CARB_EPA_GWP_Limits | Commercial Ice Machine (self-contained air-cooled unit), Batch Type: Harvest Rate ≤ 1,000 lb./day¦Stationary Refrigeration¦Retail food facility¦AR | DEER2022 | 2024-04-17 17:18 | Added for SWFS006 Ice Machine, Commercial | 2024-04-17 17:18 |  | INSERT | 2024-04-17 17:18
costeff | CARB_EPA_GWP_Limits | Commercial Ice Machine (self-contained air-cooled unit), Batch Type: Harvest Rate > 1,000 lb./day¦Stationary Refrigeration¦Retail food facility¦NC | DEER2022 | 2024-04-17 17:18 | Added for SWFS006 Ice Machine, Commercial | 2024-04-17 17:18 |  | INSERT | 2024-04-17 17:18
costeff | CARB_EPA_GWP_Limits | Commercial Ice Machine (self-contained air-cooled unit), Continuous Type: Harvest Rate > 1,200 lb./day¦Stationary Refrigeration¦Retail food facility¦NC | DEER2022 | 2024-04-17 17:18 | Added for SWFS006 Ice Machine, Commercial | 2024-04-17 17:18 |  | INSERT | 2024-04-17 17:18
costeff | CARB_EPA_GWP_Limits | Commercial Ice Machine (self-contained air-cooled unit), Continuous Type: Harvest Rate > 1,200 lb./day¦Stationary Refrigeration¦Retail food facility¦NR | DEER2022 | 2024-04-17 17:18 | Added for SWFS006 Ice Machine, Commercial | 2024-04-17 17:18 |  | INSERT | 2024-04-17 17:18
costeff | CARB_EPA_GWP_Limits | Commercial Ice Machine (self-contained air-cooled unit), Batch Type: Harvest Rate ≤ 1,000 lb./day¦Stationary Refrigeration¦Retail food facility¦NC | DEER2026 | 2024-04-17 17:18 | Added for SWFS006 Ice Machine, Commercial | 2024-04-17 17:18 |  | INSERT | 2024-04-17 17:18
costeff | CARB_EPA_GWP_Limits | Commercial Ice Machine (self-contained air-cooled unit), Continuous Type: Harvest Rate ≤ 1,200 lb./day¦Stationary Refrigeration¦Retail food facility¦AR | DEER2022 | 2024-04-17 17:18 | Added for SWFS006 Ice Machine, Commercial | 2024-04-17 17:18 |  | INSERT | 2024-04-17 17:18
costeff | CARB_EPA_GWP_Limits | Commercial Ice Machine (self-contained air-cooled unit), Continuous Type: Harvest Rate > 1,200 lb./day¦Stationary Refrigeration¦Retail food facility¦NR | DEER2026 | 2024-04-17 17:18 | Added for SWFS006 Ice Machine, Commercial | 2024-04-17 17:18 |  | INSERT | 2024-04-17 17:18
costeff | CARB_EPA_GWP_Limits | Commercial Ice Machine (self-contained air-cooled unit), Batch Type: Harvest Rate > 1,000 lb./day¦Stationary Refrigeration¦Retail food facility¦AR | DEER2022 | 2024-04-17 17:18 | Added for SWFS006 Ice Machine, Commercial | 2024-04-17 17:18 |  | INSERT | 2024-04-17 17:18
costeff | CARB_EPA_GWP_Limits | Commercial Ice Machine (self-contained air-cooled unit), Batch Type: Harvest Rate ≤ 1,000 lb./day¦Stationary Refrigeration¦Retail food facility¦NR | DEER2026 | 2024-04-17 17:18 | Added for SWFS006 Ice Machine, Commercial | 2024-04-17 17:18 |  | INSERT | 2024-04-17 17:18
costeff | CARB_EPA_GWP_Limits | Commercial Ice Machine (self-contained air-cooled unit), Batch Type: Harvest Rate > 1,000 lb./day¦Stationary Refrigeration¦Retail food facility¦NR | DEER2026 | 2024-04-17 17:18 | Added for SWFS006 Ice Machine, Commercial | 2024-04-17 17:18 |  | INSERT | 2024-04-17 17:18
costeff | CARB_EPA_GWP_Limits | Commercial Ice Machine (self-contained air-cooled unit), Batch Type: Harvest Rate ≤ 1,000 lb./day¦Stationary Refrigeration¦Retail food facility¦NR | DEER2022 | 2024-04-17 17:18 | Added for SWFS006 Ice Machine, Commercial | 2024-04-17 17:18 |  | INSERT | 2024-04-17 17:18
costeff | CARB_EPA_GWP_Limits | Commercial Ice Machine (self-contained air-cooled unit), Batch Type: Harvest Rate > 1,000 lb./day¦Stationary Refrigeration¦Retail food facility¦NC | DEER2026 | 2024-04-17 17:18 | Added for SWFS006 Ice Machine, Commercial | 2024-04-17 17:18 |  | INSERT | 2024-04-17 17:18
costeff | CARB_EPA_GWP_Limits | Commercial Ice Machine (self-contained air-cooled unit), Continuous Type: Harvest Rate ≤ 1,200 lb./day¦Stationary Refrigeration¦Retail food facility¦NC | DEER2022 | 2024-04-17 17:18 | Added for SWFS006 Ice Machine, Commercial | 2024-04-17 17:18 |  | INSERT | 2024-04-17 17:18
costeff | CARB_EPA_GWP_Limits | Commercial Ice Machine (self-contained air-cooled unit), Continuous Type: Harvest Rate ≤ 1,200 lb./day¦Stationary Refrigeration¦Retail food facility¦AR | DEER2026 | 2024-04-17 17:18 | Added for SWFS006 Ice Machine, Commercial | 2024-04-17 17:18 |  | INSERT | 2024-04-17 17:18
costeff | CARB_EPA_GWP_Limits | Commercial Ice Machine (self-contained air-cooled unit), Continuous Type: Harvest Rate > 1,200 lb./day¦Stationary Refrigeration¦Retail food facility¦AR | DEER2026 | 2024-04-17 17:18 | Added for SWFS006 Ice Machine, Commercial | 2024-04-17 17:18 |  | INSERT | 2024-04-17 17:18
costeff | CARB_EPA_GWP_Limits | Commercial Ice Machine (self-contained air-cooled unit), Continuous Type: Harvest Rate > 1,200 lb./day¦Stationary Refrigeration¦Retail food facility¦NC | DEER2026 | 2024-04-17 17:18 | Added for SWFS006 Ice Machine, Commercial | 2024-04-17 17:18 |  | INSERT | 2024-04-17 17:18
costeff | CARB_EPA_GWP_Limits | Commercial Ice Machine (self-contained air-cooled unit), Batch Type: Harvest Rate ≤ 1,000 lb./day¦Stationary Refrigeration¦Retail food facility¦NC | DEER2022 | 2024-04-17 17:18 | Added for SWFS006 Ice Machine, Commercial | 2024-04-17 17:18 |  | INSERT | 2024-04-17 17:18
costeff | CARB_EPA_GWP_Limits | Commercial Ice Machine (self-contained air-cooled unit), Batch Type: Harvest Rate ≤ 1,000 lb./day¦Stationary Refrigeration¦Retail food facility¦AR | DEER2026 | 2024-04-17 17:18 | Added for SWFS006 Ice Machine, Commercial | 2024-04-17 17:18 |  | INSERT | 2024-04-17 17:18
costeff | CARB_EPA_GWP_Limits | Commercial Ice Machine (self-contained air-cooled unit), Continuous Type: Harvest Rate > 1,200 lb./day¦Stationary Refrigeration¦Commercial / Industrial¦NC | DEER2022 | 2024-04-17 17:04 | Added for SWFS006 Ice Machine, Commercial | 2024-04-17 17:04 |  | INSERT | 2024-04-17 17:04
costeff | CARB_EPA_GWP_Limits | Commercial Ice Machine (self-contained air-cooled unit), Batch Type: Harvest Rate ≤ 1,000 lb./day¦Stationary Refrigeration¦Commercial / Industrial¦AR | DEER2026 | 2024-04-17 17:04 | Added for SWFS006 Ice Machine, Commercial | 2024-04-17 17:04 |  | INSERT | 2024-04-17 17:04
costeff | CARB_EPA_GWP_Limits | Commercial Ice Machine (self-contained air-cooled unit), Batch Type: Harvest Rate ≤ 1,000 lb./day¦Stationary Refrigeration¦Commercial / Industrial¦AR | DEER2022 | 2024-04-17 17:04 | Added for SWFS006 Ice Machine, Commercial | 2024-04-17 17:04 |  | INSERT | 2024-04-17 17:04
costeff | CARB_EPA_GWP_Limits | Commercial Ice Machine (self-contained air-cooled unit), Batch Type: Harvest Rate > 1,000 lb./day¦Stationary Refrigeration¦Commercial / Industrial¦NC | DEER2022 | 2024-04-17 17:04 | Added for SWFS006 Ice Machine, Commercial | 2024-04-17 17:04 |  | INSERT | 2024-04-17 17:04
costeff | CARB_EPA_GWP_Limits | Commercial Ice Machine (self-contained air-cooled unit), Continuous Type: Harvest Rate ≤ 1,200 lb./day¦Stationary Refrigeration¦Commercial / Industrial¦NR | DEER2022 | 2024-04-17 17:04 | Added for SWFS006 Ice Machine, Commercial | 2024-04-17 17:04 |  | INSERT | 2024-04-17 17:04
costeff | CARB_EPA_GWP_Limits | Commercial Ice Machine (self-contained air-cooled unit), Batch Type: Harvest Rate > 1,000 lb./day¦Stationary Refrigeration¦Commercial / Industrial¦NC | DEER2026 | 2024-04-17 17:04 | Added for SWFS006 Ice Machine, Commercial | 2024-04-17 17:04 |  | INSERT | 2024-04-17 17:04
costeff | CARB_EPA_GWP_Limits | Commercial Ice Machine (self-contained air-cooled unit), Batch Type: Harvest Rate > 1,000 lb./day¦Stationary Refrigeration¦Commercial / Industrial¦AR | DEER2026 | 2024-04-17 17:04 | Added for SWFS006 Ice Machine, Commercial | 2024-04-17 17:04 |  | INSERT | 2024-04-17 17:04
costeff | CARB_EPA_GWP_Limits | Commercial Ice Machine (self-contained air-cooled unit), Continuous Type: Harvest Rate > 1,200 lb./day¦Stationary Refrigeration¦Commercial / Industrial¦AR | DEER2026 | 2024-04-17 17:04 | Added for SWFS006 Ice Machine, Commercial | 2024-04-17 17:04 |  | INSERT | 2024-04-17 17:04
costeff | CARB_EPA_GWP_Limits | Commercial Ice Machine (self-contained air-cooled unit), Continuous Type: Harvest Rate ≤ 1,200 lb./day¦Stationary Refrigeration¦Commercial / Industrial¦AR | DEER2026 | 2024-04-17 17:04 | Added for SWFS006 Ice Machine, Commercial | 2024-04-17 17:04 |  | INSERT | 2024-04-17 17:04
costeff | CARB_EPA_GWP_Limits | Commercial Ice Machine (self-contained air-cooled unit), Batch Type: Harvest Rate ≤ 1,000 lb./day¦Stationary Refrigeration¦Commercial / Industrial¦NR | DEER2026 | 2024-04-17 17:04 | Added for SWFS006 Ice Machine, Commercial | 2024-04-17 17:04 |  | INSERT | 2024-04-17 17:04
costeff | CARB_EPA_GWP_Limits | Commercial Ice Machine (self-contained air-cooled unit), Batch Type: Harvest Rate ≤ 1,000 lb./day¦Stationary Refrigeration¦Commercial / Industrial¦NC | DEER2022 | 2024-04-17 17:04 | Added for SWFS006 Ice Machine, Commercial | 2024-04-17 17:04 |  | INSERT | 2024-04-17 17:04
costeff | CARB_EPA_GWP_Limits | Commercial Ice Machine (self-contained air-cooled unit), Continuous Type: Harvest Rate > 1,200 lb./day¦Stationary Refrigeration¦Commercial / Industrial¦NR | DEER2026 | 2024-04-17 17:04 | Added for SWFS006 Ice Machine, Commercial | 2024-04-17 17:04 |  | INSERT | 2024-04-17 17:04
costeff | CARB_EPA_GWP_Limits | Commercial Ice Machine (self-contained air-cooled unit), Batch Type: Harvest Rate > 1,000 lb./day¦Stationary Refrigeration¦Commercial / Industrial¦NR | DEER2026 | 2024-04-17 17:04 | Added for SWFS006 Ice Machine, Commercial | 2024-04-17 17:04 |  | INSERT | 2024-04-17 17:04
costeff | CARB_EPA_GWP_Limits | Commercial Ice Machine (self-contained air-cooled unit), Continuous Type: Harvest Rate > 1,200 lb./day¦Stationary Refrigeration¦Commercial / Industrial¦NC | DEER2026 | 2024-04-17 17:04 | Added for SWFS006 Ice Machine, Commercial | 2024-04-17 17:04 |  | INSERT | 2024-04-17 17:04
costeff | CARB_EPA_GWP_Limits | Commercial Ice Machine (self-contained air-cooled unit), Continuous Type: Harvest Rate ≤ 1,200 lb./day¦Stationary Refrigeration¦Commercial / Industrial¦NC | DEER2022 | 2024-04-17 17:04 | Added for SWFS006 Ice Machine, Commercial | 2024-04-17 17:04 |  | INSERT | 2024-04-17 17:04
costeff | CARB_EPA_GWP_Limits | Commercial Ice Machine (self-contained air-cooled unit), Continuous Type: Harvest Rate ≤ 1,200 lb./day¦Stationary Refrigeration¦Commercial / Industrial¦NR | DEER2026 | 2024-04-17 17:04 | Added for SWFS006 Ice Machine, Commercial | 2024-04-17 17:04 |  | INSERT | 2024-04-17 17:04
costeff | CARB_EPA_GWP_Limits | Commercial Ice Machine (self-contained air-cooled unit), Batch Type: Harvest Rate ≤ 1,000 lb./day¦Stationary Refrigeration¦Commercial / Industrial¦NC | DEER2026 | 2024-04-17 17:04 | Added for SWFS006 Ice Machine, Commercial | 2024-04-17 17:04 |  | INSERT | 2024-04-17 17:04
costeff | CARB_EPA_GWP_Limits | Commercial Ice Machine (self-contained air-cooled unit), Batch Type: Harvest Rate ≤ 1,000 lb./day¦Stationary Refrigeration¦Commercial / Industrial¦NR | DEER2022 | 2024-04-17 17:04 | Added for SWFS006 Ice Machine, Commercial | 2024-04-17 17:04 |  | INSERT | 2024-04-17 17:04
costeff | CARB_EPA_GWP_Limits | Commercial Ice Machine (self-contained air-cooled unit), Batch Type: Harvest Rate > 1,000 lb./day¦Stationary Refrigeration¦Commercial / Industrial¦AR | DEER2022 | 2024-04-17 17:04 | Added for SWFS006 Ice Machine, Commercial | 2024-04-17 17:04 |  | INSERT | 2024-04-17 17:04
costeff | CARB_EPA_GWP_Limits | Commercial Ice Machine (self-contained air-cooled unit), Continuous Type: Harvest Rate > 1,200 lb./day¦Stationary Refrigeration¦Commercial / Industrial¦AR | DEER2022 | 2024-04-17 17:04 | Added for SWFS006 Ice Machine, Commercial | 2024-04-17 17:04 |  | INSERT | 2024-04-17 17:04
costeff | CARB_EPA_GWP_Limits | Commercial Ice Machine (self-contained air-cooled unit), Continuous Type: Harvest Rate > 1,200 lb./day¦Stationary Refrigeration¦Commercial / Industrial¦NR | DEER2022 | 2024-04-17 17:04 | Added for SWFS006 Ice Machine, Commercial | 2024-04-17 17:04 |  | INSERT | 2024-04-17 17:04
costeff | CARB_EPA_GWP_Limits | Commercial Ice Machine (self-contained air-cooled unit), Continuous Type: Harvest Rate ≤ 1,200 lb./day¦Stationary Refrigeration¦Commercial / Industrial¦AR | DEER2022 | 2024-04-17 17:04 | Added for SWFS006 Ice Machine, Commercial | 2024-04-17 17:04 |  | INSERT | 2024-04-17 17:04
costeff | CARB_EPA_GWP_Limits | Commercial Ice Machine (self-contained air-cooled unit), Batch Type: Harvest Rate > 1,000 lb./day¦Stationary Refrigeration¦Commercial / Industrial¦NR | DEER2022 | 2024-04-17 17:04 | Added for SWFS006 Ice Machine, Commercial | 2024-04-17 17:04 |  | INSERT | 2024-04-17 17:04
costeff | CARB_EPA_GWP_Limits | Commercial Ice Machine (self-contained air-cooled unit), Continuous Type: Harvest Rate ≤ 1,200 lb./day¦Stationary Refrigeration¦Commercial / Industrial¦NC | DEER2026 | 2024-04-17 17:04 | Added for SWFS006 Ice Machine, Commercial | 2024-04-17 17:04 |  | INSERT | 2024-04-17 17:04

## BldgWts__DEER
weightID | Sector | Description | BldgType | BldgLoc | BldgVint | BldgHVAC | weight | Version | StartDate | ExpiryDate | Created | CreatedBy | CreatedComment | LastMod | LastModBy | LastModComment | weightUnit
Com | Com | For commercial aggregated building type | Asm | CZ01 | Ex | Any | 0.167 | DEER2020 | 2020-01-01 | 2025-12-31 | 2023-06-14 13:47 | Deemed Ex Ante Team | In million sq. ft. of floor area (minima set to 1,000 sq. ft.) | 2024-03-22 19:40 | Deemed Ex Ante Team | Set ExpiryDate to 2025-12-31 to enable building vintage consolidation for DEER2026 measures
Com | Com | For commercial aggregated building type | Asm | CZ01 | Ex | Any | 1.084 | DEER2026 | 2026-01-01 |  | 2024-03-22 19:32 | Deemed Ex Ante Team | In million sq. ft. of floor area (minima set to 1,000 sq. ft.). Sum of Ex, Old, Recent of DEER2020 version weights. | 2024-03-22 19:32 | Deemed Ex Ante Team
Com | Com | For commercial aggregated building type | Asm | CZ01 | New | Any | 0.009 | DEER2020 | 2020-01-01 | 2025-12-31 | 2023-06-14 13:47 | Deemed Ex Ante Team | In million sq. ft. of floor area (minima set to 1,000 sq. ft.) | 2024-03-22 19:40 | Deemed Ex Ante Team | Set ExpiryDate to 2025-12-31 to enable building vintage consolidation for DEER2026 measures
Com | Com | For commercial aggregated building type | Asm | CZ01 | New | Any | 0.009 | DEER2026 | 2026-01-01 |  | 2024-03-22 19:32 | Deemed Ex Ante Team | In million sq. ft. of floor area (minima set to 1,000 sq. ft.) | 2024-03-22 19:32 | Deemed Ex Ante Team
Com | Com | For commercial aggregated building type | Asm | CZ01 | Old | Any | 0.882 | DEER2020 | 2020-01-01 | 2025-12-31 | 2023-06-14 13:47 | Deemed Ex Ante Team | In million sq. ft. of floor area (minima set to 1,000 sq. ft.) | 2024-03-22 19:40 | Deemed Ex Ante Team | Set ExpiryDate to 2025-12-31 to enable building vintage consolidation for DEER2026 measures
Com | Com | For commercial aggregated building type | Asm | CZ01 | Rec | Any | 0.035 | DEER2020 | 2020-01-01 | 2025-12-31 | 2023-06-14 13:47 | Deemed Ex Ante Team | In million sq. ft. of floor area (minima set to 1,000 sq. ft.) | 2024-03-22 19:40 | Deemed Ex Ante Team | Set ExpiryDate to 2025-12-31 to enable building vintage consolidation for DEER2026 measures
Com | Com | For commercial aggregated building type | Asm | CZ02 | Ex | Any | 1.337 | DEER2020 | 2020-01-01 | 2025-12-31 | 2023-06-14 13:47 | Deemed Ex Ante Team | In million sq. ft. of floor area (minima set to 1,000 sq. ft.) | 2024-03-22 19:40 | Deemed Ex Ante Team | Set ExpiryDate to 2025-12-31 to enable building vintage consolidation for DEER2026 measures
Com | Com | For commercial aggregated building type | Asm | CZ02 | Ex | Any | 10.34 | DEER2026 | 2026-01-01 |  | 2024-03-22 19:32 | Deemed Ex Ante Team | In million sq. ft. of floor area (minima set to 1,000 sq. ft.). Sum of Ex, Old, Recent of DEER2020 version weights. | 2024-03-22 19:32 | Deemed Ex Ante Team
Com | Com | For commercial aggregated building type | Asm | CZ02 | New | Any | 0.067 | DEER2020 | 2020-01-01 | 2025-12-31 | 2023-06-14 13:47 | Deemed Ex Ante Team | In million sq. ft. of floor area (minima set to 1,000 sq. ft.) | 2024-03-22 19:40 | Deemed Ex Ante Team | Set ExpiryDate to 2025-12-31 to enable building vintage consolidation for DEER2026 measures
Com | Com | For commercial aggregated building type | Asm | CZ02 | New | Any | 0.067 | DEER2026 | 2026-01-01 |  | 2024-03-22 19:32 | Deemed Ex Ante Team | In million sq. ft. of floor area (minima set to 1,000 sq. ft.). | 2024-03-22 19:32 | Deemed Ex Ante Team
Com | Com | For commercial aggregated building type | Asm | CZ02 | Old | Any | 8.734 | DEER2020 | 2020-01-01 | 2025-12-31 | 2023-06-14 13:47 | Deemed Ex Ante Team | In million sq. ft. of floor area (minima set to 1,000 sq. ft.) | 2024-03-22 19:40 | Deemed Ex Ante Team | Set ExpiryDate to 2025-12-31 to enable building vintage consolidation for DEER2026 measures
Com | Com | For commercial aggregated building type | Asm | CZ02 | Rec | Any | 0.269 | DEER2020 | 2020-01-01 | 2025-12-31 | 2023-06-14 13:47 | Deemed Ex Ante Team | In million sq. ft. of floor area (minima set to 1,000 sq. ft.) | 2024-03-22 19:40 | Deemed Ex Ante Team | Set ExpiryDate to 2025-12-31 to enable building vintage consolidation for DEER2026 measures
Com | Com | For commercial aggregated building type | Asm | CZ03 | Ex | Any | 5.908 | DEER2020 | 2020-01-01 | 2025-12-31 | 2023-06-14 13:47 | Deemed Ex Ante Team | In million sq. ft. of floor area (minima set to 1,000 sq. ft.) | 2024-03-22 19:40 | Deemed Ex Ante Team | Set ExpiryDate to 2025-12-31 to enable building vintage consolidation for DEER2026 measures
Com | Com | For commercial aggregated building type | Asm | CZ03 | Ex | Any | 51.454 | DEER2026 | 2026-01-01 |  | 2024-03-22 19:32 | Deemed Ex Ante Team | In million sq. ft. of floor area (minima set to 1,000 sq. ft.). Sum of Ex, Old, Recent of DEER2020 version weights. | 2024-03-22 19:32 | Deemed Ex Ante Team
Com | Com | For commercial aggregated building type | Asm | CZ03 | New | Any | 0.261 | DEER2020 | 2020-01-01 | 2025-12-31 | 2023-06-14 13:47 | Deemed Ex Ante Team | In million sq. ft. of floor area (minima set to 1,000 sq. ft.) | 2024-03-22 19:40 | Deemed Ex Ante Team | Set ExpiryDate to 2025-12-31 to enable building vintage consolidation for DEER2026 measures
Com | Com | For commercial aggregated building type | Asm | CZ03 | New | Any | 0.261 | DEER2026 | 2026-01-01 |  | 2024-03-22 19:32 | Deemed Ex Ante Team | In million sq. ft. of floor area (minima set to 1,000 sq. ft.). | 2024-03-22 19:32 | Deemed Ex Ante Team
Com | Com | For commercial aggregated building type | Asm | CZ03 | Old | Any | 44.501 | DEER2020 | 2020-01-01 | 2025-12-31 | 2023-06-14 13:47 | Deemed Ex Ante Team | In million sq. ft. of floor area (minima set to 1,000 sq. ft.) | 2024-03-22 19:40 | Deemed Ex Ante Team | Set ExpiryDate to 2025-12-31 to enable building vintage consolidation for DEER2026 measures
Com | Com | For commercial aggregated building type | Asm | CZ03 | Rec | Any | 1.045 | DEER2020 | 2020-01-01 | 2025-12-31 | 2023-06-14 13:47 | Deemed Ex Ante Team | In million sq. ft. of floor area (minima set to 1,000 sq. ft.) | 2024-03-22 19:40 | Deemed Ex Ante Team | Set ExpiryDate to 2025-12-31 to enable building vintage consolidation for DEER2026 measures
Com | Com | For commercial aggregated building type | Asm | CZ04 | Ex | Any | 3.753 | DEER2020 | 2020-01-01 | 2025-12-31 | 2023-06-14 13:47 | Deemed Ex Ante Team | In million sq. ft. of floor area (minima set to 1,000 sq. ft.) | 2024-03-22 19:40 | Deemed Ex Ante Team | Set ExpiryDate to 2025-12-31 to enable building vintage consolidation for DEER2026 measures
Com | Com | For commercial aggregated building type | Asm | CZ04 | Ex | Any | 28.022 | DEER2026 | 2026-01-01 |  | 2024-03-22 19:32 | Deemed Ex Ante Team | In million sq. ft. of floor area (minima set to 1,000 sq. ft.). Sum of Ex, Old, Recent of DEER2020 version weights. | 2024-03-22 19:32 | Deemed Ex Ante Team
Com | Com | For commercial aggregated building type | Asm | CZ04 | New | Any | 0.199 | DEER2020 | 2020-01-01 | 2025-12-31 | 2023-06-14 13:47 | Deemed Ex Ante Team | In million sq. ft. of floor area (minima set to 1,000 sq. ft.) | 2024-03-22 19:40 | Deemed Ex Ante Team | Set ExpiryDate to 2025-12-31 to enable building vintage consolidation for DEER2026 measures
Com | Com | For commercial aggregated building type | Asm | CZ04 | New | Any | 0.199 | DEER2026 | 2026-01-01 |  | 2024-03-22 19:32 | Deemed Ex Ante Team | In million sq. ft. of floor area (minima set to 1,000 sq. ft.). | 2024-03-22 19:32 | Deemed Ex Ante Team
Com | Com | For commercial aggregated building type | Asm | CZ04 | Old | Any | 23.473 | DEER2020 | 2020-01-01 | 2025-12-31 | 2023-06-14 13:47 | Deemed Ex Ante Team | In million sq. ft. of floor area (minima set to 1,000 sq. ft.) | 2024-03-22 19:40 | Deemed Ex Ante Team | Set ExpiryDate to 2025-12-31 to enable building vintage consolidation for DEER2026 measures
Com | Com | For commercial aggregated building type | Asm | CZ04 | Rec | Any | 0.796 | DEER2020 | 2020-01-01 | 2025-12-31 | 2023-06-14 13:47 | Deemed Ex Ante Team | In million sq. ft. of floor area (minima set to 1,000 sq. ft.) | 2024-03-22 19:40 | Deemed Ex Ante Team | Set ExpiryDate to 2025-12-31 to enable building vintage consolidation for DEER2026 measures
Com | Com | For commercial aggregated building type | Asm | CZ05 | Ex | Any | 0.602 | DEER2020 | 2020-01-01 | 2025-12-31 | 2023-06-14 13:47 | Deemed Ex Ante Team | In million sq. ft. of floor area (minima set to 1,000 sq. ft.) | 2024-03-22 19:40 | Deemed Ex Ante Team | Set ExpiryDate to 2025-12-31 to enable building vintage consolidation for DEER2026 measures
Com | Com | For commercial aggregated building type | Asm | CZ05 | Ex | Any | 4.307 | DEER2026 | 2026-01-01 |  | 2024-03-22 19:32 | Deemed Ex Ante Team | In million sq. ft. of floor area (minima set to 1,000 sq. ft.). Sum of Ex, Old, Recent of DEER2020 version weights. | 2024-03-22 19:32 | Deemed Ex Ante Team
Com | Com | For commercial aggregated building type | Asm | CZ05 | New | Any | 0.032 | DEER2020 | 2020-01-01 | 2025-12-31 | 2023-06-14 13:47 | Deemed Ex Ante Team | In million sq. ft. of floor area (minima set to 1,000 sq. ft.) | 2024-03-22 19:40 | Deemed Ex Ante Team | Set ExpiryDate to 2025-12-31 to enable building vintage consolidation for DEER2026 measures
Com | Com | For commercial aggregated building type | Asm | CZ05 | New | Any | 0.032 | DEER2026 | 2026-01-01 |  | 2024-03-22 19:32 | Deemed Ex Ante Team | In million sq. ft. of floor area (minima set to 1,000 sq. ft.). | 2024-03-22 19:32 | Deemed Ex Ante Team
Com | Com | For commercial aggregated building type | Asm | CZ05 | Old | Any | 3.576 | DEER2020 | 2020-01-01 | 2025-12-31 | 2023-06-14 13:47 | Deemed Ex Ante Team | In million sq. ft. of floor area (minima set to 1,000 sq. ft.) | 2024-03-22 19:40 | Deemed Ex Ante Team | Set ExpiryDate to 2025-12-31 to enable building vintage consolidation for DEER2026 measures
Com | Com | For commercial aggregated building type | Asm | CZ05 | Rec | Any | 0.129 | DEER2020 | 2020-01-01 | 2025-12-31 | 2023-06-14 13:47 | Deemed Ex Ante Team | In million sq. ft. of floor area (minima set to 1,000 sq. ft.) | 2024-03-22 19:40 | Deemed Ex Ante Team | Set ExpiryDate to 2025-12-31 to enable building vintage consolidation for DEER2026 measures
Com | Com | For commercial aggregated building type | Asm | CZ06 | Ex | Any | 13.567 | DEER2020 | 2020-01-01 | 2025-12-31 | 2023-06-14 13:47 | Deemed Ex Ante Team | In million sq. ft. of floor area (minima set to 1,000 sq. ft.) | 2024-03-22 19:40 | Deemed Ex Ante Team | Set ExpiryDate to 2025-12-31 to enable building vintage consolidation for DEER2026 measures
Com | Com | For commercial aggregated building type | Asm | CZ06 | Ex | Any | 85.434 | DEER2026 | 2026-01-01 |  | 2024-03-22 19:32 | Deemed Ex Ante Team | In million sq. ft. of floor area (minima set to 1,000 sq. ft.). Sum of Ex, Old, Recent of DEER2020 version weights. | 2024-03-22 19:32 | Deemed Ex Ante Team
Com | Com | For commercial aggregated building type | Asm | CZ06 | New | Any | 0.781 | DEER2020 | 2020-01-01 | 2025-12-31 | 2023-06-14 13:47 | Deemed Ex Ante Team | In million sq. ft. of floor area (minima set to 1,000 sq. ft.) | 2024-03-22 19:40 | Deemed Ex Ante Team | Set ExpiryDate to 2025-12-31 to enable building vintage consolidation for DEER2026 measures
Com | Com | For commercial aggregated building type | Asm | CZ06 | New | Any | 0.781 | DEER2026 | 2026-01-01 |  | 2024-03-22 19:32 | Deemed Ex Ante Team | In million sq. ft. of floor area (minima set to 1,000 sq. ft.). | 2024-03-22 19:32 | Deemed Ex Ante Team
Com | Com | For commercial aggregated building type | Asm | CZ06 | Old | Any | 68.744 | DEER2020 | 2020-01-01 | 2025-12-31 | 2023-06-14 13:47 | Deemed Ex Ante Team | In million sq. ft. of floor area (minima set to 1,000 sq. ft.) | 2024-03-22 19:40 | Deemed Ex Ante Team | Set ExpiryDate to 2025-12-31 to enable building vintage consolidation for DEER2026 measures
Com | Com | For commercial aggregated building type | Asm | CZ06 | Rec | Any | 3.123 | DEER2020 | 2020-01-01 | 2025-12-31 | 2023-06-14 13:47 | Deemed Ex Ante Team | In million sq. ft. of floor area (minima set to 1,000 sq. ft.) | 2024-03-22 19:40 | Deemed Ex Ante Team | Set ExpiryDate to 2025-12-31 to enable building vintage consolidation for DEER2026 measures
Com | Com | For commercial aggregated building type | Asm | CZ07 | Ex | Any | 5.075 | DEER2020 | 2020-01-01 | 2025-12-31 | 2023-06-14 13:47 | Deemed Ex Ante Team | In million sq. ft. of floor area (minima set to 1,000 sq. ft.) | 2024-03-22 19:40 | Deemed Ex Ante Team | Set ExpiryDate to 2025-12-31 to enable building vintage consolidation for DEER2026 measures
Com | Com | For commercial aggregated building type | Asm | CZ07 | Ex | Any | 19.953 | DEER2026 | 2026-01-01 |  | 2024-03-22 19:32 | Deemed Ex Ante Team | In million sq. ft. of floor area (minima set to 1,000 sq. ft.). Sum of Ex, Old, Recent of DEER2020 version weights. | 2024-03-22 19:32 | Deemed Ex Ante Team
Com | Com | For commercial aggregated building type | Asm | CZ07 | New | Any | 0.286 | DEER2020 | 2020-01-01 | 2025-12-31 | 2023-06-14 13:47 | Deemed Ex Ante Team | In million sq. ft. of floor area (minima set to 1,000 sq. ft.) | 2024-03-22 19:40 | Deemed Ex Ante Team | Set ExpiryDate to 2025-12-31 to enable building vintage consolidation for DEER2026 measures
Com | Com | For commercial aggregated building type | Asm | CZ07 | New | Any | 0.286 | DEER2026 | 2026-01-01 |  | 2024-03-22 19:32 | Deemed Ex Ante Team | In million sq. ft. of floor area (minima set to 1,000 sq. ft.). | 2024-03-22 19:32 | Deemed Ex Ante Team
Com | Com | For commercial aggregated building type | Asm | CZ07 | Old | Any | 13.736 | DEER2020 | 2020-01-01 | 2025-12-31 | 2023-06-14 13:47 | Deemed Ex Ante Team | In million sq. ft. of floor area (minima set to 1,000 sq. ft.) | 2024-03-22 19:40 | Deemed Ex Ante Team | Set ExpiryDate to 2025-12-31 to enable building vintage consolidation for DEER2026 measures
Com | Com | For commercial aggregated building type | Asm | CZ07 | Rec | Any | 1.142 | DEER2020 | 2020-01-01 | 2025-12-31 | 2023-06-14 13:47 | Deemed Ex Ante Team | In million sq. ft. of floor area (minima set to 1,000 sq. ft.) | 2024-03-22 19:40 | Deemed Ex Ante Team | Set ExpiryDate to 2025-12-31 to enable building vintage consolidation for DEER2026 measures
Com | Com | For commercial aggregated building type | Asm | CZ08 | Ex | Any | 19.891 | DEER2020 | 2020-01-01 | 2025-12-31 | 2023-06-14 13:47 | Deemed Ex Ante Team | In million sq. ft. of floor area (minima set to 1,000 sq. ft.) | 2024-03-22 19:40 | Deemed Ex Ante Team | Set ExpiryDate to 2025-12-31 to enable building vintage consolidation for DEER2026 measures
Com | Com | For commercial aggregated building type | Asm | CZ08 | Ex | Any | 125.837 | DEER2026 | 2026-01-01 |  | 2024-03-22 19:32 | Deemed Ex Ante Team | In million sq. ft. of floor area (minima set to 1,000 sq. ft.). Sum of Ex, Old, Recent of DEER2020 version weights. | 2024-03-22 19:32 | Deemed Ex Ante Team
Com | Com | For commercial aggregated building type | Asm | CZ08 | New | Any | 1.142 | DEER2020 | 2020-01-01 | 2025-12-31 | 2023-06-14 13:47 | Deemed Ex Ante Team | In million sq. ft. of floor area (minima set to 1,000 sq. ft.) | 2024-03-22 19:40 | Deemed Ex Ante Team | Set ExpiryDate to 2025-12-31 to enable building vintage consolidation for DEER2026 measures
Com | Com | For commercial aggregated building type | Asm | CZ08 | New | Any | 1.142 | DEER2026 | 2026-01-01 |  | 2024-03-22 19:32 | Deemed Ex Ante Team | In million sq. ft. of floor area (minima set to 1,000 sq. ft.). | 2024-03-22 19:32 | Deemed Ex Ante Team
Com | Com | For commercial aggregated building type | Asm | CZ08 | Old | Any | 101.378 | DEER2020 | 2020-01-01 | 2025-12-31 | 2023-06-14 13:47 | Deemed Ex Ante Team | In million sq. ft. of floor area (minima set to 1,000 sq. ft.) | 2024-03-22 19:40 | Deemed Ex Ante Team | Set ExpiryDate to 2025-12-31 to enable building vintage consolidation for DEER2026 measures
Com | Com | For commercial aggregated building type | Asm | CZ08 | Rec | Any | 4.568 | DEER2020 | 2020-01-01 | 2025-12-31 | 2023-06-14 13:47 | Deemed Ex Ante Team | In million sq. ft. of floor area (minima set to 1,000 sq. ft.) | 2024-03-22 19:40 | Deemed Ex Ante Team | Set ExpiryDate to 2025-12-31 to enable building vintage consolidation for DEER2026 measures
Com | Com | For commercial aggregated building type | Asm | CZ09 | Ex | Any | 13.335 | DEER2020 | 2020-01-01 | 2025-12-31 | 2023-06-14 13:47 | Deemed Ex Ante Team | In million sq. ft. of floor area (minima set to 1,000 sq. ft.) | 2024-03-22 19:40 | Deemed Ex Ante Team | Set ExpiryDate to 2025-12-31 to enable building vintage consolidation for DEER2026 measures
Com | Com | For commercial aggregated building type | Asm | CZ09 | Ex | Any | 84.042 | DEER2026 | 2026-01-01 |  | 2024-03-22 19:32 | Deemed Ex Ante Team | In million sq. ft. of floor area (minima set to 1,000 sq. ft.). Sum of Ex, Old, Recent of DEER2020 version weights. | 2024-03-22 19:32 | Deemed Ex Ante Team
Com | Com | For commercial aggregated building type | Asm | CZ09 | New | Any | 0.74 | DEER2020 | 2020-01-01 | 2025-12-31 | 2023-06-14 13:47 | Deemed Ex Ante Team | In million sq. ft. of floor area (minima set to 1,000 sq. ft.) | 2024-03-22 19:40 | Deemed Ex Ante Team | Set ExpiryDate to 2025-12-31 to enable building vintage consolidation for DEER2026 measures
Com | Com | For commercial aggregated building type | Asm | CZ09 | New | Any | 0.74 | DEER2026 | 2026-01-01 |  | 2024-03-22 19:32 | Deemed Ex Ante Team | In million sq. ft. of floor area (minima set to 1,000 sq. ft.). | 2024-03-22 19:32 | Deemed Ex Ante Team
Com | Com | For commercial aggregated building type | Asm | CZ09 | Old | Any | 67.749 | DEER2020 | 2020-01-01 | 2025-12-31 | 2023-06-14 13:47 | Deemed Ex Ante Team | In million sq. ft. of floor area (minima set to 1,000 sq. ft.) | 2024-03-22 19:40 | Deemed Ex Ante Team | Set ExpiryDate to 2025-12-31 to enable building vintage consolidation for DEER2026 measures
Com | Com | For commercial aggregated building type | Asm | CZ09 | Rec | Any | 2.958 | DEER2020 | 2020-01-01 | 2025-12-31 | 2023-06-14 13:47 | Deemed Ex Ante Team | In million sq. ft. of floor area (minima set to 1,000 sq. ft.) | 2024-03-22 19:40 | Deemed Ex Ante Team | Set ExpiryDate to 2025-12-31 to enable building vintage consolidation for DEER2026 measures
Com | Com | For commercial aggregated building type | Asm | CZ10 | Ex | Any | 29.176 | DEER2020 | 2020-01-01 | 2025-12-31 | 2023-06-14 13:47 | Deemed Ex Ante Team | In million sq. ft. of floor area (minima set to 1,000 sq. ft.) | 2024-03-22 19:40 | Deemed Ex Ante Team | Set ExpiryDate to 2025-12-31 to enable building vintage consolidation for DEER2026 measures
Com | Com | For commercial aggregated building type | Asm | CZ10 | Ex | Any | 80.135 | DEER2026 | 2026-01-01 |  | 2024-03-22 19:32 | Deemed Ex Ante Team | In million sq. ft. of floor area (minima set to 1,000 sq. ft.). Sum of Ex, Old, Recent of DEER2020 version weights. | 2024-03-22 19:32 | Deemed Ex Ante Team
Com | Com | For commercial aggregated building type | Asm | CZ10 | New | Any | 1.607 | DEER2020 | 2020-01-01 | 2025-12-31 | 2023-06-14 13:47 | Deemed Ex Ante Team | In million sq. ft. of floor area (minima set to 1,000 sq. ft.) | 2024-03-22 19:40 | Deemed Ex Ante Team | Set ExpiryDate to 2025-12-31 to enable building vintage consolidation for DEER2026 measures
Com | Com | For commercial aggregated building type | Asm | CZ10 | New | Any | 1.607 | DEER2026 | 2026-01-01 |  | 2024-03-22 19:32 | Deemed Ex Ante Team | In million sq. ft. of floor area (minima set to 1,000 sq. ft.). | 2024-03-22 19:32 | Deemed Ex Ante Team
Com | Com | For commercial aggregated building type | Asm | CZ10 | Old | Any | 44.532 | DEER2020 | 2020-01-01 | 2025-12-31 | 2023-06-14 13:47 | Deemed Ex Ante Team | In million sq. ft. of floor area (minima set to 1,000 sq. ft.) | 2024-03-22 19:40 | Deemed Ex Ante Team | Set ExpiryDate to 2025-12-31 to enable building vintage consolidation for DEER2026 measures
Com | Com | For commercial aggregated building type | Asm | CZ10 | Rec | Any | 6.427 | DEER2020 | 2020-01-01 | 2025-12-31 | 2023-06-14 13:47 | Deemed Ex Ante Team | In million sq. ft. of floor area (minima set to 1,000 sq. ft.) | 2024-03-22 19:40 | Deemed Ex Ante Team | Set ExpiryDate to 2025-12-31 to enable building vintage consolidation for DEER2026 measures
Com | Com | For commercial aggregated building type | Asm | CZ11 | Ex | Any | 1.473 | DEER2020 | 2020-01-01 | 2025-12-31 | 2023-06-14 13:47 | Deemed Ex Ante Team | In million sq. ft. of floor area (minima set to 1,000 sq. ft.) | 2024-03-22 19:40 | Deemed Ex Ante Team | Set ExpiryDate to 2025-12-31 to enable building vintage consolidation for DEER2026 measures
Com | Com | For commercial aggregated building type | Asm | CZ11 | Ex | Any | 7.826 | DEER2026 | 2026-01-01 |  | 2024-03-22 19:32 | Deemed Ex Ante Team | In million sq. ft. of floor area (minima set to 1,000 sq. ft.). Sum of Ex, Old, Recent of DEER2020 version weights. | 2024-03-22 19:32 | Deemed Ex Ante Team
Com | Com | For commercial aggregated building type | Asm | CZ11 | New | Any | 0.081 | DEER2020 | 2020-01-01 | 2025-12-31 | 2023-06-14 13:47 | Deemed Ex Ante Team | In million sq. ft. of floor area (minima set to 1,000 sq. ft.) | 2024-03-22 19:40 | Deemed Ex Ante Team | Set ExpiryDate to 2025-12-31 to enable building vintage consolidation for DEER2026 measures
Com | Com | For commercial aggregated building type | Asm | CZ11 | New | Any | 0.081 | DEER2026 | 2026-01-01 |  | 2024-03-22 19:32 | Deemed Ex Ante Team | In million sq. ft. of floor area (minima set to 1,000 sq. ft.). | 2024-03-22 19:32 | Deemed Ex Ante Team
Com | Com | For commercial aggregated building type | Asm | CZ11 | Old | Any | 6.029 | DEER2020 | 2020-01-01 | 2025-12-31 | 2023-06-14 13:47 | Deemed Ex Ante Team | In million sq. ft. of floor area (minima set to 1,000 sq. ft.) | 2024-03-22 19:40 | Deemed Ex Ante Team | Set ExpiryDate to 2025-12-31 to enable building vintage consolidation for DEER2026 measures
Com | Com | For commercial aggregated building type | Asm | CZ11 | Rec | Any | 0.324 | DEER2020 | 2020-01-01 | 2025-12-31 | 2023-06-14 13:47 | Deemed Ex Ante Team | In million sq. ft. of floor area (minima set to 1,000 sq. ft.) | 2024-03-22 19:40 | Deemed Ex Ante Team | Set ExpiryDate to 2025-12-31 to enable building vintage consolidation for DEER2026 measures
Com | Com | For commercial aggregated building type | Asm | CZ12 | Ex | Any | 4.929 | DEER2020 | 2020-01-01 | 2025-12-31 | 2023-06-14 13:47 | Deemed Ex Ante Team | In million sq. ft. of floor area (minima set to 1,000 sq. ft.) | 2024-03-22 19:40 | Deemed Ex Ante Team | Set ExpiryDate to 2025-12-31 to enable building vintage consolidation for DEER2026 measures
Com | Com | For commercial aggregated building type | Asm | CZ12 | Ex | Any | 30.02 | DEER2026 | 2026-01-01 |  | 2024-03-22 19:32 | Deemed Ex Ante Team | In million sq. ft. of floor area (minima set to 1,000 sq. ft.). Sum of Ex, Old, Recent of DEER2020 version weights. | 2024-03-22 19:32 | Deemed Ex Ante Team
Com | Com | For commercial aggregated building type | Asm | CZ12 | New | Any | 0.26 | DEER2020 | 2020-01-01 | 2025-12-31 | 2023-06-14 13:47 | Deemed Ex Ante Team | In million sq. ft. of floor area (minima set to 1,000 sq. ft.) | 2024-03-22 19:40 | Deemed Ex Ante Team | Set ExpiryDate to 2025-12-31 to enable building vintage consolidation for DEER2026 measures
Com | Com | For commercial aggregated building type | Asm | CZ12 | New | Any | 0.26 | DEER2026 | 2026-01-01 |  | 2024-03-22 19:32 | Deemed Ex Ante Team | In million sq. ft. of floor area (minima set to 1,000 sq. ft.). | 2024-03-22 19:32 | Deemed Ex Ante Team
Com | Com | For commercial aggregated building type | Asm | CZ12 | Old | Any | 24.051 | DEER2020 | 2020-01-01 | 2025-12-31 | 2023-06-14 13:47 | Deemed Ex Ante Team | In million sq. ft. of floor area (minima set to 1,000 sq. ft.) | 2024-03-22 19:40 | Deemed Ex Ante Team | Set ExpiryDate to 2025-12-31 to enable building vintage consolidation for DEER2026 measures
Com | Com | For commercial aggregated building type | Asm | CZ12 | Rec | Any | 1.04 | DEER2020 | 2020-01-01 | 2025-12-31 | 2023-06-14 13:47 | Deemed Ex Ante Team | In million sq. ft. of floor area (minima set to 1,000 sq. ft.) | 2024-03-22 19:40 | Deemed Ex Ante Team | Set ExpiryDate to 2025-12-31 to enable building vintage consolidation for DEER2026 measures
Com | Com | For commercial aggregated building type | Asm | CZ13 | Ex | Any | 5.255 | DEER2020 | 2020-01-01 | 2025-12-31 | 2023-06-14 13:47 | Deemed Ex Ante Team | In million sq. ft. of floor area (minima set to 1,000 sq. ft.) | 2024-03-22 19:40 | Deemed Ex Ante Team | Set ExpiryDate to 2025-12-31 to enable building vintage consolidation for DEER2026 measures
Com | Com | For commercial aggregated building type | Asm | CZ13 | Ex | Any | 27.438 | DEER2026 | 2026-01-01 |  | 2024-03-22 19:32 | Deemed Ex Ante Team | In million sq. ft. of floor area (minima set to 1,000 sq. ft.). Sum of Ex, Old, Recent of DEER2020 version weights. | 2024-03-22 19:32 | Deemed Ex Ante Team
Com | Com | For commercial aggregated building type | Asm | CZ13 | New | Any | 0.304 | DEER2020 | 2020-01-01 | 2025-12-31 | 2023-06-14 13:47 | Deemed Ex Ante Team | In million sq. ft. of floor area (minima set to 1,000 sq. ft.) | 2024-03-22 19:40 | Deemed Ex Ante Team | Set ExpiryDate to 2025-12-31 to enable building vintage consolidation for DEER2026 measures
Com | Com | For commercial aggregated building type | Asm | CZ13 | New | Any | 0.304 | DEER2026 | 2026-01-01 |  | 2024-03-22 19:32 | Deemed Ex Ante Team | In million sq. ft. of floor area (minima set to 1,000 sq. ft.). | 2024-03-22 19:32 | Deemed Ex Ante Team
Com | Com | For commercial aggregated building type | Asm | CZ13 | Old | Any | 20.97 | DEER2020 | 2020-01-01 | 2025-12-31 | 2023-06-14 13:47 | Deemed Ex Ante Team | In million sq. ft. of floor area (minima set to 1,000 sq. ft.) | 2024-03-22 19:40 | Deemed Ex Ante Team | Set ExpiryDate to 2025-12-31 to enable building vintage consolidation for DEER2026 measures
Com | Com | For commercial aggregated building type | Asm | CZ13 | Rec | Any | 1.213 | DEER2020 | 2020-01-01 | 2025-12-31 | 2023-06-14 13:47 | Deemed Ex Ante Team | In million sq. ft. of floor area (minima set to 1,000 sq. ft.) | 2024-03-22 19:40 | Deemed Ex Ante Team | Set ExpiryDate to 2025-12-31 to enable building vintage consolidation for DEER2026 measures
Com | Com | For commercial aggregated building type | Asm | CZ14 | Ex | Any | 4.502 | DEER2020 | 2020-01-01 | 2025-12-31 | 2023-06-14 13:47 | Deemed Ex Ante Team | In million sq. ft. of floor area (minima set to 1,000 sq. ft.) | 2024-03-22 19:40 | Deemed Ex Ante Team | Set ExpiryDate to 2025-12-31 to enable building vintage consolidation for DEER2026 measures
Com | Com | For commercial aggregated building type | Asm | CZ14 | Ex | Any | 15.591 | DEER2026 | 2026-01-01 |  | 2024-03-22 19:32 | Deemed Ex Ante Team | In million sq. ft. of floor area (minima set to 1,000 sq. ft.). Sum of Ex, Old, Recent of DEER2020 version weights. | 2024-03-22 19:32 | Deemed Ex Ante Team
Com | Com | For commercial aggregated building type | Asm | CZ14 | New | Any | 0.248 | DEER2020 | 2020-01-01 | 2025-12-31 | 2023-06-14 13:47 | Deemed Ex Ante Team | In million sq. ft. of floor area (minima set to 1,000 sq. ft.) | 2024-03-22 19:40 | Deemed Ex Ante Team | Set ExpiryDate to 2025-12-31 to enable building vintage consolidation for DEER2026 measures
Com | Com | For commercial aggregated building type | Asm | CZ14 | New | Any | 0.248 | DEER2026 | 2026-01-01 |  | 2024-03-22 19:32 | Deemed Ex Ante Team | In million sq. ft. of floor area (minima set to 1,000 sq. ft.). | 2024-03-22 19:32 | Deemed Ex Ante Team
Com | Com | For commercial aggregated building type | Asm | CZ14 | Old | Any | 10.1 | DEER2020 | 2020-01-01 | 2025-12-31 | 2023-06-14 13:47 | Deemed Ex Ante Team | In million sq. ft. of floor area (minima set to 1,000 sq. ft.) | 2024-03-22 19:40 | Deemed Ex Ante Team | Set ExpiryDate to 2025-12-31 to enable building vintage consolidation for DEER2026 measures
Com | Com | For commercial aggregated building type | Asm | CZ14 | Rec | Any | 0.989 | DEER2020 | 2020-01-01 | 2025-12-31 | 2023-06-14 13:47 | Deemed Ex Ante Team | In million sq. ft. of floor area (minima set to 1,000 sq. ft.) | 2024-03-22 19:40 | Deemed Ex Ante Team | Set ExpiryDate to 2025-12-31 to enable building vintage consolidation for DEER2026 measures
Com | Com | For commercial aggregated building type | Asm | CZ15 | Ex | Any | 9.706 | DEER2020 | 2020-01-01 | 2025-12-31 | 2023-06-14 13:47 | Deemed Ex Ante Team | In million sq. ft. of floor area (minima set to 1,000 sq. ft.) | 2024-03-22 19:40 | Deemed Ex Ante Team | Set ExpiryDate to 2025-12-31 to enable building vintage consolidation for DEER2026 measures
Com | Com | For commercial aggregated building type | Asm | CZ15 | Ex | Any | 25.638 | DEER2026 | 2026-01-01 |  | 2024-03-22 19:32 | Deemed Ex Ante Team | In million sq. ft. of floor area (minima set to 1,000 sq. ft.). Sum of Ex, Old, Recent of DEER2020 version weights. | 2024-03-22 19:32 | Deemed Ex Ante Team
Com | Com | For commercial aggregated building type | Asm | CZ15 | New | Any | 0.533 | DEER2020 | 2020-01-01 | 2025-12-31 | 2023-06-14 13:47 | Deemed Ex Ante Team | In million sq. ft. of floor area (minima set to 1,000 sq. ft.) | 2024-03-22 19:40 | Deemed Ex Ante Team | Set ExpiryDate to 2025-12-31 to enable building vintage consolidation for DEER2026 measures
Com | Com | For commercial aggregated building type | Asm | CZ15 | New | Any | 0.533 | DEER2026 | 2026-01-01 |  | 2024-03-22 19:32 | Deemed Ex Ante Team | In million sq. ft. of floor area (minima set to 1,000 sq. ft.). | 2024-03-22 19:32 | Deemed Ex Ante Team
Com | Com | For commercial aggregated building type | Asm | CZ15 | Old | Any | 13.799 | DEER2020 | 2020-01-01 | 2025-12-31 | 2023-06-14 13:47 | Deemed Ex Ante Team | In million sq. ft. of floor area (minima set to 1,000 sq. ft.) | 2024-03-22 19:40 | Deemed Ex Ante Team | Set ExpiryDate to 2025-12-31 to enable building vintage consolidation for DEER2026 measures
Com | Com | For commercial aggregated building type | Asm | CZ15 | Rec | Any | 2.133 | DEER2020 | 2020-01-01 | 2025-12-31 | 2023-06-14 13:47 | Deemed Ex Ante Team | In million sq. ft. of floor area (minima set to 1,000 sq. ft.) | 2024-03-22 19:40 | Deemed Ex Ante Team | Set ExpiryDate to 2025-12-31 to enable building vintage consolidation for DEER2026 measures
Com | Com | For commercial aggregated building type | Asm | CZ16 | Ex | Any | 3.04 | DEER2020 | 2020-01-01 | 2025-12-31 | 2023-06-14 13:47 | Deemed Ex Ante Team | In million sq. ft. of floor area (minima set to 1,000 sq. ft.) | 2024-03-22 19:40 | Deemed Ex Ante Team | Set ExpiryDate to 2025-12-31 to enable building vintage consolidation for DEER2026 measures
Com | Com | For commercial aggregated building type | Asm | CZ16 | Ex | Any | 10.764 | DEER2026 | 2026-01-01 |  | 2024-03-22 19:32 | Deemed Ex Ante Team | In million sq. ft. of floor area (minima set to 1,000 sq. ft.). Sum of Ex, Old, Recent of DEER2020 version weights. | 2024-03-22 19:32 | Deemed Ex Ante Team
Com | Com | For commercial aggregated building type | Asm | CZ16 | New | Any | 0.169 | DEER2020 | 2020-01-01 | 2025-12-31 | 2023-06-14 13:47 | Deemed Ex Ante Team | In million sq. ft. of floor area (minima set to 1,000 sq. ft.) | 2024-03-22 19:40 | Deemed Ex Ante Team | Set ExpiryDate to 2025-12-31 to enable building vintage consolidation for DEER2026 measures
Com | Com | For commercial aggregated building type | Asm | CZ16 | New | Any | 0.169 | DEER2026 | 2026-01-01 |  | 2024-03-22 19:32 | Deemed Ex Ante Team | In million sq. ft. of floor area (minima set to 1,000 sq. ft.). | 2024-03-22 19:32 | Deemed Ex Ante Team
Com | Com | For commercial aggregated building type | Asm | CZ16 | Old | Any | 7.049 | DEER2020 | 2020-01-01 | 2025-12-31 | 2023-06-14 13:47 | Deemed Ex Ante Team | In million sq. ft. of floor area (minima set to 1,000 sq. ft.) | 2024-03-22 19:40 | Deemed Ex Ante Team | Set ExpiryDate to 2025-12-31 to enable building vintage consolidation for DEER2026 measures
Com | Com | For commercial aggregated building type | Asm | CZ16 | Rec | Any | 0.675 | DEER2020 | 2020-01-01 | 2025-12-31 | 2023-06-14 13:47 | Deemed Ex Ante Team | In million sq. ft. of floor area (minima set to 1,000 sq. ft.) | 2024-03-22 19:40 | Deemed Ex Ante Team | Set ExpiryDate to 2025-12-31 to enable building vintage consolidation for DEER2026 measures
Com | Com | For commercial aggregated building type | ECC | CZ01 | Ex | Any | 0.131 | DEER2020 | 2020-01-01 | 2025-12-31 | 2023-06-14 13:47 | Deemed Ex Ante Team | In million sq. ft. of floor area (minima set to 1,000 sq. ft.) | 2024-03-22 19:40 | Deemed Ex Ante Team | Set ExpiryDate to 2025-12-31 to enable building vintage consolidation for DEER2026 measures
Com | Com | For commercial aggregated building type | ECC | CZ01 | Ex | Any | 1.816 | DEER2026 | 2026-01-01 |  | 2024-03-22 19:32 | Deemed Ex Ante Team | In million sq. ft. of floor area (minima set to 1,000 sq. ft.). Sum of Ex, Old, Recent of DEER2020 version weights. | 2024-03-22 19:32 | Deemed Ex Ante Team
Com | Com | For commercial aggregated building type | ECC | CZ01 | New | Any | 0.008 | DEER2020 | 2020-01-01 | 2025-12-31 | 2023-06-14 13:47 | Deemed Ex Ante Team | In million sq. ft. of floor area (minima set to 1,000 sq. ft.) | 2024-03-22 19:40 | Deemed Ex Ante Team | Set ExpiryDate to 2025-12-31 to enable building vintage consolidation for DEER2026 measures
Com | Com | For commercial aggregated building type | ECC | CZ01 | New | Any | 0.008 | DEER2026 | 2026-01-01 |  | 2024-03-22 19:32 | Deemed Ex Ante Team | In million sq. ft. of floor area (minima set to 1,000 sq. ft.). | 2024-03-22 19:32 | Deemed Ex Ante Team
Com | Com | For commercial aggregated building type | ECC | CZ01 | Old | Any | 1.653 | DEER2020 | 2020-01-01 | 2025-12-31 | 2023-06-14 13:47 | Deemed Ex Ante Team | In million sq. ft. of floor area (minima set to 1,000 sq. ft.) | 2024-03-22 19:40 | Deemed Ex Ante Team | Set ExpiryDate to 2025-12-31 to enable building vintage consolidation for DEER2026 measures
Com | Com | For commercial aggregated building type | ECC | CZ01 | Rec | Any | 0.032 | DEER2020 | 2020-01-01 | 2025-12-31 | 2023-06-14 13:47 | Deemed Ex Ante Team | In million sq. ft. of floor area (minima set to 1,000 sq. ft.) | 2024-03-22 19:40 | Deemed Ex Ante Team | Set ExpiryDate to 2025-12-31 to enable building vintage consolidation for DEER2026 measures
Com | Com | For commercial aggregated building type | ECC | CZ02 | Ex | Any | 0.802 | DEER2020 | 2020-01-01 | 2025-12-31 | 2023-06-14 13:47 | Deemed Ex Ante Team | In million sq. ft. of floor area (minima set to 1,000 sq. ft.) | 2024-03-22 19:40 | Deemed Ex Ante Team | Set ExpiryDate to 2025-12-31 to enable building vintage consolidation for DEER2026 measures
Com | Com | For commercial aggregated building type | ECC | CZ02 | Ex | Any | 4.888 | DEER2026 | 2026-01-01 |  | 2024-03-22 19:32 | Deemed Ex Ante Team | In million sq. ft. of floor area (minima set to 1,000 sq. ft.). Sum of Ex, Old, Recent of DEER2020 version weights. | 2024-03-22 19:32 | Deemed Ex Ante Team
Com | Com | For commercial aggregated building type | ECC | CZ02 | New | Any | 0.038 | DEER2020 | 2020-01-01 | 2025-12-31 | 2023-06-14 13:47 | Deemed Ex Ante Team | In million sq. ft. of floor area (minima set to 1,000 sq. ft.) | 2024-03-22 19:40 | Deemed Ex Ante Team | Set ExpiryDate to 2025-12-31 to enable building vintage consolidation for DEER2026 measures
Com | Com | For commercial aggregated building type | ECC | CZ02 | New | Any | 0.038 | DEER2026 | 2026-01-01 |  | 2024-03-22 19:32 | Deemed Ex Ante Team | In million sq. ft. of floor area (minima set to 1,000 sq. ft.). | 2024-03-22 19:32 | Deemed Ex Ante Team
Com | Com | For commercial aggregated building type | ECC | CZ02 | Old | Any | 3.935 | DEER2020 | 2020-01-01 | 2025-12-31 | 2023-06-14 13:47 | Deemed Ex Ante Team | In million sq. ft. of floor area (minima set to 1,000 sq. ft.) | 2024-03-22 19:40 | Deemed Ex Ante Team | Set ExpiryDate to 2025-12-31 to enable building vintage consolidation for DEER2026 measures
Com | Com | For commercial aggregated building type | ECC | CZ02 | Rec | Any | 0.151 | DEER2020 | 2020-01-01 | 2025-12-31 | 2023-06-14 13:47 | Deemed Ex Ante Team | In million sq. ft. of floor area (minima set to 1,000 sq. ft.) | 2024-03-22 19:40 | Deemed Ex Ante Team | Set ExpiryDate to 2025-12-31 to enable building vintage consolidation for DEER2026 measures
Com | Com | For commercial aggregated building type | ECC | CZ03 | Ex | Any | 3.221 | DEER2020 | 2020-01-01 | 2025-12-31 | 2023-06-14 13:47 | Deemed Ex Ante Team | In million sq. ft. of floor area (minima set to 1,000 sq. ft.) | 2024-03-22 19:40 | Deemed Ex Ante Team | Set ExpiryDate to 2025-12-31 to enable building vintage consolidation for DEER2026 measures
Com | Com | For commercial aggregated building type | ECC | CZ03 | Ex | Any | 24.14 | DEER2026 | 2026-01-01 |  | 2024-03-22 19:32 | Deemed Ex Ante Team | In million sq. ft. of floor area (minima set to 1,000 sq. ft.). Sum of Ex, Old, Recent of DEER2020 version weights. | 2024-03-22 19:32 | Deemed Ex Ante Team
Com | Com | For commercial aggregated building type | ECC | CZ03 | New | Any | 0.143 | DEER2020 | 2020-01-01 | 2025-12-31 | 2023-06-14 13:47 | Deemed Ex Ante Team | In million sq. ft. of floor area (minima set to 1,000 sq. ft.) | 2024-03-22 19:40 | Deemed Ex Ante Team | Set ExpiryDate to 2025-12-31 to enable building vintage consolidation for DEER2026 measures
Com | Com | For commercial aggregated building type | ECC | CZ03 | New | Any | 0.143 | DEER2026 | 2026-01-01 |  | 2024-03-22 19:32 | Deemed Ex Ante Team | In million sq. ft. of floor area (minima set to 1,000 sq. ft.). | 2024-03-22 19:32 | Deemed Ex Ante Team
Com | Com | For commercial aggregated building type | ECC | CZ03 | Old | Any | 20.346 | DEER2020 | 2020-01-01 | 2025-12-31 | 2023-06-14 13:47 | Deemed Ex Ante Team | In million sq. ft. of floor area (minima set to 1,000 sq. ft.) | 2024-03-22 19:40 | Deemed Ex Ante Team | Set ExpiryDate to 2025-12-31 to enable building vintage consolidation for DEER2026 measures
Com | Com | For commercial aggregated building type | ECC | CZ03 | Rec | Any | 0.573 | DEER2020 | 2020-01-01 | 2025-12-31 | 2023-06-14 13:47 | Deemed Ex Ante Team | In million sq. ft. of floor area (minima set to 1,000 sq. ft.) | 2024-03-22 19:40 | Deemed Ex Ante Team | Set ExpiryDate to 2025-12-31 to enable building vintage consolidation for DEER2026 measures
Com | Com | For commercial aggregated building type | ECC | CZ04 | Ex | Any | 1.088 | DEER2020 | 2020-01-01 | 2025-12-31 | 2023-06-14 13:47 | Deemed Ex Ante Team | In million sq. ft. of floor area (minima set to 1,000 sq. ft.) | 2024-03-22 19:40 | Deemed Ex Ante Team | Set ExpiryDate to 2025-12-31 to enable building vintage consolidation for DEER2026 measures
Com | Com | For commercial aggregated building type | ECC | CZ04 | Ex | Any | 6.096 | DEER2026 | 2026-01-01 |  | 2024-03-22 19:32 | Deemed Ex Ante Team | In million sq. ft. of floor area (minima set to 1,000 sq. ft.). Sum of Ex, Old, Recent of DEER2020 version weights. | 2024-03-22 19:32 | Deemed Ex Ante Team
Com | Com | For commercial aggregated building type | ECC | CZ04 | New | Any | 0.051 | DEER2020 | 2020-01-01 | 2025-12-31 | 2023-06-14 13:47 | Deemed Ex Ante Team | In million sq. ft. of floor area (minima set to 1,000 sq. ft.) | 2024-03-22 19:40 | Deemed Ex Ante Team | Set ExpiryDate to 2025-12-31 to enable building vintage consolidation for DEER2026 measures
Com | Com | For commercial aggregated building type | ECC | CZ04 | New | Any | 0.051 | DEER2026 | 2026-01-01 |  | 2024-03-22 19:32 | Deemed Ex Ante Team | In million sq. ft. of floor area (minima set to 1,000 sq. ft.). | 2024-03-22 19:32 | Deemed Ex Ante Team
Com | Com | For commercial aggregated building type | ECC | CZ04 | Old | Any | 4.805 | DEER2020 | 2020-01-01 | 2025-12-31 | 2023-06-14 13:47 | Deemed Ex Ante Team | In million sq. ft. of floor area (minima set to 1,000 sq. ft.) | 2024-03-22 19:40 | Deemed Ex Ante Team | Set ExpiryDate to 2025-12-31 to enable building vintage consolidation for DEER2026 measures
Com | Com | For commercial aggregated building type | ECC | CZ04 | Rec | Any | 0.203 | DEER2020 | 2020-01-01 | 2025-12-31 | 2023-06-14 13:47 | Deemed Ex Ante Team | In million sq. ft. of floor area (minima set to 1,000 sq. ft.) | 2024-03-22 19:40 | Deemed Ex Ante Team | Set ExpiryDate to 2025-12-31 to enable building vintage consolidation for DEER2026 measures
Com | Com | For commercial aggregated building type | ECC | CZ05 | Ex | Any | 0.829 | DEER2020 | 2020-01-01 | 2025-12-31 | 2023-06-14 13:47 | Deemed Ex Ante Team | In million sq. ft. of floor area (minima set to 1,000 sq. ft.) | 2024-03-22 19:40 | Deemed Ex Ante Team | Set ExpiryDate to 2025-12-31 to enable building vintage consolidation for DEER2026 measures
Com | Com | For commercial aggregated building type | ECC | CZ05 | Ex | Any | 4.647 | DEER2026 | 2026-01-01 |  | 2024-03-22 19:32 | Deemed Ex Ante Team | In million sq. ft. of floor area (minima set to 1,000 sq. ft.). Sum of Ex, Old, Recent of DEER2020 version weights. | 2024-03-22 19:32 | Deemed Ex Ante Team
Com | Com | For commercial aggregated building type | ECC | CZ05 | New | Any | 0.04 | DEER2020 | 2020-01-01 | 2025-12-31 | 2023-06-14 13:47 | Deemed Ex Ante Team | In million sq. ft. of floor area (minima set to 1,000 sq. ft.) | 2024-03-22 19:40 | Deemed Ex Ante Team | Set ExpiryDate to 2025-12-31 to enable building vintage consolidation for DEER2026 measures
Com | Com | For commercial aggregated building type | ECC | CZ05 | New | Any | 0.04 | DEER2026 | 2026-01-01 |  | 2024-03-22 19:32 | Deemed Ex Ante Team | In million sq. ft. of floor area (minima set to 1,000 sq. ft.). | 2024-03-22 19:32 | Deemed Ex Ante Team
Com | Com | For commercial aggregated building type | ECC | CZ05 | Old | Any | 3.661 | DEER2020 | 2020-01-01 | 2025-12-31 | 2023-06-14 13:47 | Deemed Ex Ante Team | In million sq. ft. of floor area (minima set to 1,000 sq. ft.) | 2024-03-22 19:40 | Deemed Ex Ante Team | Set ExpiryDate to 2025-12-31 to enable building vintage consolidation for DEER2026 measures
Com | Com | For commercial aggregated building type | ECC | CZ05 | Rec | Any | 0.157 | DEER2020 | 2020-01-01 | 2025-12-31 | 2023-06-14 13:47 | Deemed Ex Ante Team | In million sq. ft. of floor area (minima set to 1,000 sq. ft.) | 2024-03-22 19:40 | Deemed Ex Ante Team | Set ExpiryDate to 2025-12-31 to enable building vintage consolidation for DEER2026 measures
Com | Com | For commercial aggregated building type | ECC | CZ06 | Ex | Any | 4.554 | DEER2020 | 2020-01-01 | 2025-12-31 | 2023-06-14 13:47 | Deemed Ex Ante Team | In million sq. ft. of floor area (minima set to 1,000 sq. ft.) | 2024-03-22 19:40 | Deemed Ex Ante Team | Set ExpiryDate to 2025-12-31 to enable building vintage consolidation for DEER2026 measures
Com | Com | For commercial aggregated building type | ECC | CZ06 | Ex | Any | 30.314 | DEER2026 | 2026-01-01 |  | 2024-03-22 19:32 | Deemed Ex Ante Team | In million sq. ft. of floor area (minima set to 1,000 sq. ft.). Sum of Ex, Old, Recent of DEER2020 version weights. | 2024-03-22 19:32 | Deemed Ex Ante Team
Com | Com | For commercial aggregated building type | ECC | CZ06 | New | Any | 0.228 | DEER2020 | 2020-01-01 | 2025-12-31 | 2023-06-14 13:47 | Deemed Ex Ante Team | In million sq. ft. of floor area (minima set to 1,000 sq. ft.) | 2024-03-22 19:40 | Deemed Ex Ante Team | Set ExpiryDate to 2025-12-31 to enable building vintage consolidation for DEER2026 measures
Com | Com | For commercial aggregated building type | ECC | CZ06 | New | Any | 0.228 | DEER2026 | 2026-01-01 |  | 2024-03-22 19:32 | Deemed Ex Ante Team | In million sq. ft. of floor area (minima set to 1,000 sq. ft.). | 2024-03-22 19:32 | Deemed Ex Ante Team
Com | Com | For commercial aggregated building type | ECC | CZ06 | Old | Any | 24.85 | DEER2020 | 2020-01-01 | 2025-12-31 | 2023-06-14 13:47 | Deemed Ex Ante Team | In million sq. ft. of floor area (minima set to 1,000 sq. ft.) | 2024-03-22 19:40 | Deemed Ex Ante Team | Set ExpiryDate to 2025-12-31 to enable building vintage consolidation for DEER2026 measures
Com | Com | For commercial aggregated building type | ECC | CZ06 | Rec | Any | 0.91 | DEER2020 | 2020-01-01 | 2025-12-31 | 2023-06-14 13:47 | Deemed Ex Ante Team | In million sq. ft. of floor area (minima set to 1,000 sq. ft.) | 2024-03-22 19:40 | Deemed Ex Ante Team | Set ExpiryDate to 2025-12-31 to enable building vintage consolidation for DEER2026 measures
Com | Com | For commercial aggregated building type | ECC | CZ07 | Ex | Any | 2.885 | DEER2020 | 2020-01-01 | 2025-12-31 | 2023-06-14 13:47 | Deemed Ex Ante Team | In million sq. ft. of floor area (minima set to 1,000 sq. ft.) | 2024-03-22 19:40 | Deemed Ex Ante Team | Set ExpiryDate to 2025-12-31 to enable building vintage consolidation for DEER2026 measures
Com | Com | For commercial aggregated building type | ECC | CZ07 | Ex | Any | 11.918 | DEER2026 | 2026-01-01 |  | 2024-03-22 19:32 | Deemed Ex Ante Team | In million sq. ft. of floor area (minima set to 1,000 sq. ft.). Sum of Ex, Old, Recent of DEER2020 version weights. | 2024-03-22 19:32 | Deemed Ex Ante Team
Com | Com | For commercial aggregated building type | ECC | CZ07 | New | Any | 0.118 | DEER2020 | 2020-01-01 | 2025-12-31 | 2023-06-14 13:47 | Deemed Ex Ante Team | In million sq. ft. of floor area (minima set to 1,000 sq. ft.) | 2024-03-22 19:40 | Deemed Ex Ante Team | Set ExpiryDate to 2025-12-31 to enable building vintage consolidation for DEER2026 measures
Com | Com | For commercial aggregated building type | ECC | CZ07 | New | Any | 0.118 | DEER2026 | 2026-01-01 |  | 2024-03-22 19:32 | Deemed Ex Ante Team | In million sq. ft. of floor area (minima set to 1,000 sq. ft.). | 2024-03-22 19:32 | Deemed Ex Ante Team
Com | Com | For commercial aggregated building type | ECC | CZ07 | Old | Any | 8.56 | DEER2020 | 2020-01-01 | 2025-12-31 | 2023-06-14 13:47 | Deemed Ex Ante Team | In million sq. ft. of floor area (minima set to 1,000 sq. ft.) | 2024-03-22 19:40 | Deemed Ex Ante Team | Set ExpiryDate to 2025-12-31 to enable building vintage consolidation for DEER2026 measures
Com | Com | For commercial aggregated building type | ECC | CZ07 | Rec | Any | 0.473 | DEER2020 | 2020-01-01 | 2025-12-31 | 2023-06-14 13:47 | Deemed Ex Ante Team | In million sq. ft. of floor area (minima set to 1,000 sq. ft.) | 2024-03-22 19:40 | Deemed Ex Ante Team | Set ExpiryDate to 2025-12-31 to enable building vintage consolidation for DEER2026 measures
Com | Com | For commercial aggregated building type | ECC | CZ08 | Ex | Any | 7.284 | DEER2020 | 2020-01-01 | 2025-12-31 | 2023-06-14 13:47 | Deemed Ex Ante Team | In million sq. ft. of floor area (minima set to 1,000 sq. ft.) | 2024-03-22 19:40 | Deemed Ex Ante Team | Set ExpiryDate to 2025-12-31 to enable building vintage consolidation for DEER2026 measures
Com | Com | For commercial aggregated building type | ECC | CZ08 | Ex | Any | 49.831 | DEER2026 | 2026-01-01 |  | 2024-03-22 19:32 | Deemed Ex Ante Team | In million sq. ft. of floor area (minima set to 1,000 sq. ft.). Sum of Ex, Old, Recent of DEER2020 version weights. | 2024-03-22 19:32 | Deemed Ex Ante Team
Com | Com | For commercial aggregated building type | ECC | CZ08 | New | Any | 0.363 | DEER2020 | 2020-01-01 | 2025-12-31 | 2023-06-14 13:47 | Deemed Ex Ante Team | In million sq. ft. of floor area (minima set to 1,000 sq. ft.) | 2024-03-22 19:40 | Deemed Ex Ante Team | Set ExpiryDate to 2025-12-31 to enable building vintage consolidation for DEER2026 measures
Com | Com | For commercial aggregated building type | ECC | CZ08 | New | Any | 0.363 | DEER2026 | 2026-01-01 |  | 2024-03-22 19:32 | Deemed Ex Ante Team | In million sq. ft. of floor area (minima set to 1,000 sq. ft.). | 2024-03-22 19:32 | Deemed Ex Ante Team
Com | Com | For commercial aggregated building type | ECC | CZ08 | Old | Any | 41.092 | DEER2020 | 2020-01-01 | 2025-12-31 | 2023-06-14 13:47 | Deemed Ex Ante Team | In million sq. ft. of floor area (minima set to 1,000 sq. ft.) | 2024-03-22 19:40 | Deemed Ex Ante Team | Set ExpiryDate to 2025-12-31 to enable building vintage consolidation for DEER2026 measures
Com | Com | For commercial aggregated building type | ECC | CZ08 | Rec | Any | 1.455 | DEER2020 | 2020-01-01 | 2025-12-31 | 2023-06-14 13:47 | Deemed Ex Ante Team | In million sq. ft. of floor area (minima set to 1,000 sq. ft.) | 2024-03-22 19:40 | Deemed Ex Ante Team | Set ExpiryDate to 2025-12-31 to enable building vintage consolidation for DEER2026 measures
Com | Com | For commercial aggregated building type | ECC | CZ09 | Ex | Any | 3.38 | DEER2020 | 2020-01-01 | 2025-12-31 | 2023-06-14 13:47 | Deemed Ex Ante Team | In million sq. ft. of floor area (minima set to 1,000 sq. ft.) | 2024-03-22 19:40 | Deemed Ex Ante Team | Set ExpiryDate to 2025-12-31 to enable building vintage consolidation for DEER2026 measures
Com | Com | For commercial aggregated building type | ECC | CZ09 | Ex | Any | 27.542 | DEER2026 | 2026-01-01 |  | 2024-03-22 19:32 | Deemed Ex Ante Team | In million sq. ft. of floor area (minima set to 1,000 sq. ft.). Sum of Ex, Old, Recent of DEER2020 version weights. | 2024-03-22 19:32 | Deemed Ex Ante Team
Com | Com | For commercial aggregated building type | ECC | CZ09 | New | Any | 0.163 | DEER2020 | 2020-01-01 | 2025-12-31 | 2023-06-14 13:47 | Deemed Ex Ante Team | In million sq. ft. of floor area (minima set to 1,000 sq. ft.) | 2024-03-22 19:40 | Deemed Ex Ante Team | Set ExpiryDate to 2025-12-31 to enable building vintage consolidation for DEER2026 measures
Com | Com | For commercial aggregated building type | ECC | CZ09 | New | Any | 0.163 | DEER2026 | 2026-01-01 |  | 2024-03-22 19:32 | Deemed Ex Ante Team | In million sq. ft. of floor area (minima set to 1,000 sq. ft.). | 2024-03-22 19:32 | Deemed Ex Ante Team
Com | Com | For commercial aggregated building type | ECC | CZ09 | Old | Any | 23.511 | DEER2020 | 2020-01-01 | 2025-12-31 | 2023-06-14 13:47 | Deemed Ex Ante Team | In million sq. ft. of floor area (minima set to 1,000 sq. ft.) | 2024-03-22 19:40 | Deemed Ex Ante Team | Set ExpiryDate to 2025-12-31 to enable building vintage consolidation for DEER2026 measures
Com | Com | For commercial aggregated building type | ECC | CZ09 | Rec | Any | 0.651 | DEER2020 | 2020-01-01 | 2025-12-31 | 2023-06-14 13:47 | Deemed Ex Ante Team | In million sq. ft. of floor area (minima set to 1,000 sq. ft.) | 2024-03-22 19:40 | Deemed Ex Ante Team | Set ExpiryDate to 2025-12-31 to enable building vintage consolidation for DEER2026 measures
Com | Com | For commercial aggregated building type | ECC | CZ10 | Ex | Any | 5.247 | DEER2020 | 2020-01-01 | 2025-12-31 | 2023-06-14 13:47 | Deemed Ex Ante Team | In million sq. ft. of floor area (minima set to 1,000 sq. ft.) | 2024-03-22 19:40 | Deemed Ex Ante Team | Set ExpiryDate to 2025-12-31 to enable building vintage consolidation for DEER2026 measures
Com | Com | For commercial aggregated building type | ECC | CZ10 | Ex | Any | 17.938 | DEER2026 | 2026-01-01 |  | 2024-03-22 19:32 | Deemed Ex Ante Team | In million sq. ft. of floor area (minima set to 1,000 sq. ft.). Sum of Ex, Old, Recent of DEER2020 version weights. | 2024-03-22 19:32 | Deemed Ex Ante Team
Com | Com | For commercial aggregated building type | ECC | CZ10 | New | Any | 0.247 | DEER2020 | 2020-01-01 | 2025-12-31 | 2023-06-14 13:47 | Deemed Ex Ante Team | In million sq. ft. of floor area (minima set to 1,000 sq. ft.) | 2024-03-22 19:40 | Deemed Ex Ante Team | Set ExpiryDate to 2025-12-31 to enable building vintage consolidation for DEER2026 measures
Com | Com | For commercial aggregated building type | ECC | CZ10 | New | Any | 0.247 | DEER2026 | 2026-01-01 |  | 2024-03-22 19:32 | Deemed Ex Ante Team | In million sq. ft. of floor area (minima set to 1,000 sq. ft.). | 2024-03-22 19:32 | Deemed Ex Ante Team
Com | Com | For commercial aggregated building type | ECC | CZ10 | Old | Any | 11.7 | DEER2020 | 2020-01-01 | 2025-12-31 | 2023-06-14 13:47 | Deemed Ex Ante Team | In million sq. ft. of floor area (minima set to 1,000 sq. ft.) | 2024-03-22 19:40 | Deemed Ex Ante Team | Set ExpiryDate to 2025-12-31 to enable building vintage consolidation for DEER2026 measures
Com | Com | For commercial aggregated building type | ECC | CZ10 | Rec | Any | 0.991 | DEER2020 | 2020-01-01 | 2025-12-31 | 2023-06-14 13:47 | Deemed Ex Ante Team | In million sq. ft. of floor area (minima set to 1,000 sq. ft.) | 2024-03-22 19:40 | Deemed Ex Ante Team | Set ExpiryDate to 2025-12-31 to enable building vintage consolidation for DEER2026 measures
Com | Com | For commercial aggregated building type | ECC | CZ11 | Ex | Any | 1.197 | DEER2020 | 2020-01-01 | 2025-12-31 | 2023-06-14 13:47 | Deemed Ex Ante Team | In million sq. ft. of floor area (minima set to 1,000 sq. ft.) | 2024-03-22 19:40 | Deemed Ex Ante Team | Set ExpiryDate to 2025-12-31 to enable building vintage consolidation for DEER2026 measures
Com | Com | For commercial aggregated building type | ECC | CZ11 | Ex | Any | 6.069 | DEER2026 | 2026-01-01 |  | 2024-03-22 19:32 | Deemed Ex Ante Team | In million sq. ft. of floor area (minima set to 1,000 sq. ft.). Sum of Ex, Old, Recent of DEER2020 version weights. | 2024-03-22 19:32 | Deemed Ex Ante Team
Com | Com | For commercial aggregated building type | ECC | CZ11 | New | Any | 0.058 | DEER2020 | 2020-01-01 | 2025-12-31 | 2023-06-14 13:47 | Deemed Ex Ante Team | In million sq. ft. of floor area (minima set to 1,000 sq. ft.) | 2024-03-22 19:40 | Deemed Ex Ante Team | Set ExpiryDate to 2025-12-31 to enable building vintage consolidation for DEER2026 measures
Com | Com | For commercial aggregated building type | ECC | CZ11 | New | Any | 0.058 | DEER2026 | 2026-01-01 |  | 2024-03-22 19:32 | Deemed Ex Ante Team | In million sq. ft. of floor area (minima set to 1,000 sq. ft.). | 2024-03-22 19:32 | Deemed Ex Ante Team
Com | Com | For commercial aggregated building type | ECC | CZ11 | Old | Any | 4.639 | DEER2020 | 2020-01-01 | 2025-12-31 | 2023-06-14 13:47 | Deemed Ex Ante Team | In million sq. ft. of floor area (minima set to 1,000 sq. ft.) | 2024-03-22 19:40 | Deemed Ex Ante Team | Set ExpiryDate to 2025-12-31 to enable building vintage consolidation for DEER2026 measures
Com | Com | For commercial aggregated building type | ECC | CZ11 | Rec | Any | 0.233 | DEER2020 | 2020-01-01 | 2025-12-31 | 2023-06-14 13:47 | Deemed Ex Ante Team | In million sq. ft. of floor area (minima set to 1,000 sq. ft.) | 2024-03-22 19:40 | Deemed Ex Ante Team | Set ExpiryDate to 2025-12-31 to enable building vintage consolidation for DEER2026 measures
Com | Com | For commercial aggregated building type | ECC | CZ12 | Ex | Any | 1.674 | DEER2020 | 2020-01-01 | 2025-12-31 | 2023-06-14 13:47 | Deemed Ex Ante Team | In million sq. ft. of floor area (minima set to 1,000 sq. ft.) | 2024-03-22 19:40 | Deemed Ex Ante Team | Set ExpiryDate to 2025-12-31 to enable building vintage consolidation for DEER2026 measures
Com | Com | For commercial aggregated building type | ECC | CZ12 | Ex | Any | 8.606 | DEER2026 | 2026-01-01 |  | 2024-03-22 19:32 | Deemed Ex Ante Team | In million sq. ft. of floor area (minima set to 1,000 sq. ft.). Sum of Ex, Old, Recent of DEER2020 version weights. | 2024-03-22 19:32 | Deemed Ex Ante Team
Com | Com | For commercial aggregated building type | ECC | CZ12 | New | Any | 0.08 | DEER2020 | 2020-01-01 | 2025-12-31 | 2023-06-14 13:47 | Deemed Ex Ante Team | In million sq. ft. of floor area (minima set to 1,000 sq. ft.) | 2024-03-22 19:40 | Deemed Ex Ante Team | Set ExpiryDate to 2025-12-31 to enable building vintage consolidation for DEER2026 measures
Com | Com | For commercial aggregated building type | ECC | CZ12 | New | Any | 0.08 | DEER2026 | 2026-01-01 |  | 2024-03-22 19:32 | Deemed Ex Ante Team | In million sq. ft. of floor area (minima set to 1,000 sq. ft.). | 2024-03-22 19:32 | Deemed Ex Ante Team
Com | Com | For commercial aggregated building type | ECC | CZ12 | Old | Any | 6.613 | DEER2020 | 2020-01-01 | 2025-12-31 | 2023-06-14 13:47 | Deemed Ex Ante Team | In million sq. ft. of floor area (minima set to 1,000 sq. ft.) | 2024-03-22 19:40 | Deemed Ex Ante Team | Set ExpiryDate to 2025-12-31 to enable building vintage consolidation for DEER2026 measures
Com | Com | For commercial aggregated building type | ECC | CZ12 | Rec | Any | 0.319 | DEER2020 | 2020-01-01 | 2025-12-31 | 2023-06-14 13:47 | Deemed Ex Ante Team | In million sq. ft. of floor area (minima set to 1,000 sq. ft.) | 2024-03-22 19:40 | Deemed Ex Ante Team | Set ExpiryDate to 2025-12-31 to enable building vintage consolidation for DEER2026 measures
Com | Com | For commercial aggregated building type | ECC | CZ13 | Ex | Any | 2.841 | DEER2020 | 2020-01-01 | 2025-12-31 | 2023-06-14 13:47 | Deemed Ex Ante Team | In million sq. ft. of floor area (minima set to 1,000 sq. ft.) | 2024-03-22 19:40 | Deemed Ex Ante Team | Set ExpiryDate to 2025-12-31 to enable building vintage consolidation for DEER2026 measures
Com | Com | For commercial aggregated building type | ECC | CZ13 | Ex | Any | 12.211 | DEER2026 | 2026-01-01 |  | 2024-03-22 19:32 | Deemed Ex Ante Team | In million sq. ft. of floor area (minima set to 1,000 sq. ft.). Sum of Ex, Old, Recent of DEER2020 version weights. | 2024-03-22 19:32 | Deemed Ex Ante Team
Com | Com | For commercial aggregated building type | ECC | CZ13 | New | Any | 0.144 | DEER2020 | 2020-01-01 | 2025-12-31 | 2023-06-14 13:47 | Deemed Ex Ante Team | In million sq. ft. of floor area (minima set to 1,000 sq. ft.) | 2024-03-22 19:40 | Deemed Ex Ante Team | Set ExpiryDate to 2025-12-31 to enable building vintage consolidation for DEER2026 measures
Com | Com | For commercial aggregated building type | ECC | CZ13 | New | Any | 0.144 | DEER2026 | 2026-01-01 |  | 2024-03-22 19:32 | Deemed Ex Ante Team | In million sq. ft. of floor area (minima set to 1,000 sq. ft.). | 2024-03-22 19:32 | Deemed Ex Ante Team
Com | Com | For commercial aggregated building type | ECC | CZ13 | Old | Any | 8.794 | DEER2020 | 2020-01-01 | 2025-12-31 | 2023-06-14 13:47 | Deemed Ex Ante Team | In million sq. ft. of floor area (minima set to 1,000 sq. ft.) | 2024-03-22 19:40 | Deemed Ex Ante Team | Set ExpiryDate to 2025-12-31 to enable building vintage consolidation for DEER2026 measures
Com | Com | For commercial aggregated building type | ECC | CZ13 | Rec | Any | 0.576 | DEER2020 | 2020-01-01 | 2025-12-31 | 2023-06-14 13:47 | Deemed Ex Ante Team | In million sq. ft. of floor area (minima set to 1,000 sq. ft.) | 2024-03-22 19:40 | Deemed Ex Ante Team | Set ExpiryDate to 2025-12-31 to enable building vintage consolidation for DEER2026 measures
Com | Com | For commercial aggregated building type | ECC | CZ14 | Ex | Any | 1.468 | DEER2020 | 2020-01-01 | 2025-12-31 | 2023-06-14 13:47 | Deemed Ex Ante Team | In million sq. ft. of floor area (minima set to 1,000 sq. ft.) | 2024-03-22 19:40 | Deemed Ex Ante Team | Set ExpiryDate to 2025-12-31 to enable building vintage consolidation for DEER2026 measures
Com | Com | For commercial aggregated building type | ECC | CZ14 | Ex | Any | 5.048 | DEER2026 | 2026-01-01 |  | 2024-03-22 19:32 | Deemed Ex Ante Team | In million sq. ft. of floor area (minima set to 1,000 sq. ft.). Sum of Ex, Old, Recent of DEER2020 version weights. | 2024-03-22 19:32 | Deemed Ex Ante Team
Com | Com | For commercial aggregated building type | ECC | CZ14 | New | Any | 0.071 | DEER2020 | 2020-01-01 | 2025-12-31 | 2023-06-14 13:47 | Deemed Ex Ante Team | In million sq. ft. of floor area (minima set to 1,000 sq. ft.) | 2024-03-22 19:40 | Deemed Ex Ante Team | Set ExpiryDate to 2025-12-31 to enable building vintage consolidation for DEER2026 measures
Com | Com | For commercial aggregated building type | ECC | CZ14 | New | Any | 0.071 | DEER2026 | 2026-01-01 |  | 2024-03-22 19:32 | Deemed Ex Ante Team | In million sq. ft. of floor area (minima set to 1,000 sq. ft.). | 2024-03-22 19:32 | Deemed Ex Ante Team
Com | Com | For commercial aggregated building type | ECC | CZ14 | Old | Any | 3.294 | DEER2020 | 2020-01-01 | 2025-12-31 | 2023-06-14 13:47 | Deemed Ex Ante Team | In million sq. ft. of floor area (minima set to 1,000 sq. ft.) | 2024-03-22 19:40 | Deemed Ex Ante Team | Set ExpiryDate to 2025-12-31 to enable building vintage consolidation for DEER2026 measures
Com | Com | For commercial aggregated building type | ECC | CZ14 | Rec | Any | 0.286 | DEER2020 | 2020-01-01 | 2025-12-31 | 2023-06-14 13:47 | Deemed Ex Ante Team | In million sq. ft. of floor area (minima set to 1,000 sq. ft.) | 2024-03-22 19:40 | Deemed Ex Ante Team | Set ExpiryDate to 2025-12-31 to enable building vintage consolidation for DEER2026 measures
Com | Com | For commercial aggregated building type | ECC | CZ15 | Ex | Any | 1.264 | DEER2020 | 2020-01-01 | 2025-12-31 | 2023-06-14 13:47 | Deemed Ex Ante Team | In million sq. ft. of floor area (minima set to 1,000 sq. ft.) | 2024-03-22 19:40 | Deemed Ex Ante Team | Set ExpiryDate to 2025-12-31 to enable building vintage consolidation for DEER2026 measures
Com | Com | For commercial aggregated building type | ECC | CZ15 | Ex | Any | 4.13 | DEER2026 | 2026-01-01 |  | 2024-03-22 19:32 | Deemed Ex Ante Team | In million sq. ft. of floor area (minima set to 1,000 sq. ft.). Sum of Ex, Old, Recent of DEER2020 version weights. | 2024-03-22 19:32 | Deemed Ex Ante Team
Com | Com | For commercial aggregated building type | ECC | CZ15 | New | Any | 0.062 | DEER2020 | 2020-01-01 | 2025-12-31 | 2023-06-14 13:47 | Deemed Ex Ante Team | In million sq. ft. of floor area (minima set to 1,000 sq. ft.) | 2024-03-22 19:40 | Deemed Ex Ante Team | Set ExpiryDate to 2025-12-31 to enable building vintage consolidation for DEER2026 measures
Com | Com | For commercial aggregated building type | ECC | CZ15 | New | Any | 0.062 | DEER2026 | 2026-01-01 |  | 2024-03-22 19:32 | Deemed Ex Ante Team | In million sq. ft. of floor area (minima set to 1,000 sq. ft.). | 2024-03-22 19:32 | Deemed Ex Ante Team
Com | Com | For commercial aggregated building type | ECC | CZ15 | Old | Any | 2.62 | DEER2020 | 2020-01-01 | 2025-12-31 | 2023-06-14 13:47 | Deemed Ex Ante Team | In million sq. ft. of floor area (minima set to 1,000 sq. ft.) | 2024-03-22 19:40 | Deemed Ex Ante Team | Set ExpiryDate to 2025-12-31 to enable building vintage consolidation for DEER2026 measures
Com | Com | For commercial aggregated building type | ECC | CZ15 | Rec | Any | 0.246 | DEER2020 | 2020-01-01 | 2025-12-31 | 2023-06-14 13:47 | Deemed Ex Ante Team | In million sq. ft. of floor area (minima set to 1,000 sq. ft.) | 2024-03-22 19:40 | Deemed Ex Ante Team | Set ExpiryDate to 2025-12-31 to enable building vintage consolidation for DEER2026 measures
Com | Com | For commercial aggregated building type | ECC | CZ16 | Ex | Any | 2.855 | DEER2020 | 2020-01-01 | 2025-12-31 | 2023-06-14 13:47 | Deemed Ex Ante Team | In million sq. ft. of floor area (minima set to 1,000 sq. ft.) | 2024-03-22 19:40 | Deemed Ex Ante Team | Set ExpiryDate to 2025-12-31 to enable building vintage consolidation for DEER2026 measures
Com | Com | For commercial aggregated building type | ECC | CZ16 | Ex | Any | 9.421 | DEER2026 | 2026-01-01 |  | 2024-03-22 19:32 | Deemed Ex Ante Team | In million sq. ft. of floor area (minima set to 1,000 sq. ft.). Sum of Ex, Old, Recent of DEER2020 version weights. | 2024-03-22 19:32 | Deemed Ex Ante Team
Com | Com | For commercial aggregated building type | ECC | CZ16 | New | Any | 0.139 | DEER2020 | 2020-01-01 | 2025-12-31 | 2023-06-14 13:47 | Deemed Ex Ante Team | In million sq. ft. of floor area (minima set to 1,000 sq. ft.) | 2024-03-22 19:40 | Deemed Ex Ante Team | Set ExpiryDate to 2025-12-31 to enable building vintage consolidation for DEER2026 measures
Com | Com | For commercial aggregated building type | ECC | CZ16 | New | Any | 0.139 | DEER2026 | 2026-01-01 |  | 2024-03-22 19:32 | Deemed Ex Ante Team | In million sq. ft. of floor area (minima set to 1,000 sq. ft.). | 2024-03-22 19:32 | Deemed Ex Ante Team
Com | Com | For commercial aggregated building type | ECC | CZ16 | Old | Any | 6.007 | DEER2020 | 2020-01-01 | 2025-12-31 | 2023-06-14 13:47 | Deemed Ex Ante Team | In million sq. ft. of floor area (minima set to 1,000 sq. ft.) | 2024-03-22 19:40 | Deemed Ex Ante Team | Set ExpiryDate to 2025-12-31 to enable building vintage consolidation for DEER2026 measures
Com | Com | For commercial aggregated building type | ECC | CZ16 | Rec | Any | 0.559 | DEER2020 | 2020-01-01 | 2025-12-31 | 2023-06-14 13:47 | Deemed Ex Ante Team | In million sq. ft. of floor area (minima set to 1,000 sq. ft.) | 2024-03-22 19:40 | Deemed Ex Ante Team | Set ExpiryDate to 2025-12-31 to enable building vintage consolidation for DEER2026 measures
Com | Com | For commercial aggregated building type | EPr | CZ01 | Ex | Any | 0.096 | DEER2020 | 2020-01-01 | 2025-12-31 | 2023-06-14 13:47 | Deemed Ex Ante Team | In million sq. ft. of floor area (minima set to 1,000 sq. ft.) | 2024-03-22 19:40 | Deemed Ex Ante Team | Set ExpiryDate to 2025-12-31 to enable building vintage consolidation for DEER2026 measures
Com | Com | For commercial aggregated building type | EPr | CZ01 | Ex | Any | 0.715 | DEER2026 | 2026-01-01 |  | 2024-03-22 19:32 | Deemed Ex Ante Team | In million sq. ft. of floor area (minima set to 1,000 sq. ft.). Sum of Ex, Old, Recent of DEER2020 version weights. | 2024-03-22 19:32 | Deemed Ex Ante Team
Com | Com | For commercial aggregated building type | EPr | CZ01 | New | Any | 0.004 | DEER2020 | 2020-01-01 | 2025-12-31 | 2023-06-14 13:47 | Deemed Ex Ante Team | In million sq. ft. of floor area (minima set to 1,000 sq. ft.) | 2024-03-22 19:40 | Deemed Ex Ante Team | Set ExpiryDate to 2025-12-31 to enable building vintage consolidation for DEER2026 measures
Com | Com | For commercial aggregated building type | EPr | CZ01 | New | Any | 0.004 | DEER2026 | 2026-01-01 |  | 2024-03-22 19:32 | Deemed Ex Ante Team | In million sq. ft. of floor area (minima set to 1,000 sq. ft.). | 2024-03-22 19:32 | Deemed Ex Ante Team
Com | Com | For commercial aggregated building type | EPr | CZ01 | Old | Any | 0.602 | DEER2020 | 2020-01-01 | 2025-12-31 | 2023-06-14 13:47 | Deemed Ex Ante Team | In million sq. ft. of floor area (minima set to 1,000 sq. ft.) | 2024-03-22 19:40 | Deemed Ex Ante Team | Set ExpiryDate to 2025-12-31 to enable building vintage consolidation for DEER2026 measures
Com | Com | For commercial aggregated building type | EPr | CZ01 | Rec | Any | 0.017 | DEER2020 | 2020-01-01 | 2025-12-31 | 2023-06-14 13:47 | Deemed Ex Ante Team | In million sq. ft. of floor area (minima set to 1,000 sq. ft.) | 2024-03-22 19:40 | Deemed Ex Ante Team | Set ExpiryDate to 2025-12-31 to enable building vintage consolidation for DEER2026 measures
Com | Com | For commercial aggregated building type | EPr | CZ02 | Ex | Any | 0.622 | DEER2020 | 2020-01-01 | 2025-12-31 | 2023-06-14 13:47 | Deemed Ex Ante Team | In million sq. ft. of floor area (minima set to 1,000 sq. ft.) | 2024-03-22 19:40 | Deemed Ex Ante Team | Set ExpiryDate to 2025-12-31 to enable building vintage consolidation for DEER2026 measures
Com | Com | For commercial aggregated building type | EPr | CZ02 | Ex | Any | 5.242 | DEER2026 | 2026-01-01 |  | 2024-03-22 19:32 | Deemed Ex Ante Team | In million sq. ft. of floor area (minima set to 1,000 sq. ft.). Sum of Ex, Old, Recent of DEER2020 version weights. | 2024-03-22 19:32 | Deemed Ex Ante Team
Com | Com | For commercial aggregated building type | EPr | CZ02 | New | Any | 0.026 | DEER2020 | 2020-01-01 | 2025-12-31 | 2023-06-14 13:47 | Deemed Ex Ante Team | In million sq. ft. of floor area (minima set to 1,000 sq. ft.) | 2024-03-22 19:40 | Deemed Ex Ante Team | Set ExpiryDate to 2025-12-31 to enable building vintage consolidation for DEER2026 measures
Com | Com | For commercial aggregated building type | EPr | CZ02 | New | Any | 0.026 | DEER2026 | 2026-01-01 |  | 2024-03-22 19:32 | Deemed Ex Ante Team | In million sq. ft. of floor area (minima set to 1,000 sq. ft.). | 2024-03-22 19:32 | Deemed Ex Ante Team
Com | Com | For commercial aggregated building type | EPr | CZ02 | Old | Any | 4.515 | DEER2020 | 2020-01-01 | 2025-12-31 | 2023-06-14 13:47 | Deemed Ex Ante Team | In million sq. ft. of floor area (minima set to 1,000 sq. ft.) | 2024-03-22 19:40 | Deemed Ex Ante Team | Set ExpiryDate to 2025-12-31 to enable building vintage consolidation for DEER2026 measures
Com | Com | For commercial aggregated building type | EPr | CZ02 | Rec | Any | 0.105 | DEER2020 | 2020-01-01 | 2025-12-31 | 2023-06-14 13:47 | Deemed Ex Ante Team | In million sq. ft. of floor area (minima set to 1,000 sq. ft.) | 2024-03-22 19:40 | Deemed Ex Ante Team | Set ExpiryDate to 2025-12-31 to enable building vintage consolidation for DEER2026 measures
Com | Com | For commercial aggregated building type | EPr | CZ03 | Ex | Any | 1.819 | DEER2020 | 2020-01-01 | 2025-12-31 | 2023-06-14 13:47 | Deemed Ex Ante Team | In million sq. ft. of floor area (minima set to 1,000 sq. ft.) | 2024-03-22 19:40 | Deemed Ex Ante Team | Set ExpiryDate to 2025-12-31 to enable building vintage consolidation for DEER2026 measures
Com | Com | For commercial aggregated building type | EPr | CZ03 | Ex | Any | 19.915 | DEER2026 | 2026-01-01 |  | 2024-03-22 19:32 | Deemed Ex Ante Team | In million sq. ft. of floor area (minima set to 1,000 sq. ft.). Sum of Ex, Old, Recent of DEER2020 version weights. | 2024-03-22 19:32 | Deemed Ex Ante Team
Com | Com | For commercial aggregated building type | EPr | CZ03 | New | Any | 0.078 | DEER2020 | 2020-01-01 | 2025-12-31 | 2023-06-14 13:47 | Deemed Ex Ante Team | In million sq. ft. of floor area (minima set to 1,000 sq. ft.) | 2024-03-22 19:40 | Deemed Ex Ante Team | Set ExpiryDate to 2025-12-31 to enable building vintage consolidation for DEER2026 measures
Com | Com | For commercial aggregated building type | EPr | CZ03 | New | Any | 0.078 | DEER2026 | 2026-01-01 |  | 2024-03-22 19:32 | Deemed Ex Ante Team | In million sq. ft. of floor area (minima set to 1,000 sq. ft.). | 2024-03-22 19:32 | Deemed Ex Ante Team
Com | Com | For commercial aggregated building type | EPr | CZ03 | Old | Any | 17.783 | DEER2020 | 2020-01-01 | 2025-12-31 | 2023-06-14 13:47 | Deemed Ex Ante Team | In million sq. ft. of floor area (minima set to 1,000 sq. ft.) | 2024-03-22 19:40 | Deemed Ex Ante Team | Set ExpiryDate to 2025-12-31 to enable building vintage consolidation for DEER2026 measures
Com | Com | For commercial aggregated building type | EPr | CZ03 | Rec | Any | 0.313 | DEER2020 | 2020-01-01 | 2025-12-31 | 2023-06-14 13:47 | Deemed Ex Ante Team | In million sq. ft. of floor area (minima set to 1,000 sq. ft.) | 2024-03-22 19:40 | Deemed Ex Ante Team | Set ExpiryDate to 2025-12-31 to enable building vintage consolidation for DEER2026 measures
Com | Com | For commercial aggregated building type | EPr | CZ04 | Ex | Any | 1.301 | DEER2020 | 2020-01-01 | 2025-12-31 | 2023-06-14 13:47 | Deemed Ex Ante Team | In million sq. ft. of floor area (minima set to 1,000 sq. ft.) | 2024-03-22 19:40 | Deemed Ex Ante Team | Set ExpiryDate to 2025-12-31 to enable building vintage consolidation for DEER2026 measures
Com | Com | For commercial aggregated building type | EPr | CZ04 | Ex | Any | 10.253 | DEER2026 | 2026-01-01 |  | 2024-03-22 19:32 | Deemed Ex Ante Team | In million sq. ft. of floor area (minima set to 1,000 sq. ft.). Sum of Ex, Old, Recent of DEER2020 version weights. | 2024-03-22 19:32 | Deemed Ex Ante Team
Com | Com | For commercial aggregated building type | EPr | CZ04 | New | Any | 0.053 | DEER2020 | 2020-01-01 | 2025-12-31 | 2023-06-14 13:47 | Deemed Ex Ante Team | In million sq. ft. of floor area (minima set to 1,000 sq. ft.) | 2024-03-22 19:40 | Deemed Ex Ante Team | Set ExpiryDate to 2025-12-31 to enable building vintage consolidation for DEER2026 measures
Com | Com | For commercial aggregated building type | EPr | CZ04 | New | Any | 0.053 | DEER2026 | 2026-01-01 |  | 2024-03-22 19:32 | Deemed Ex Ante Team | In million sq. ft. of floor area (minima set to 1,000 sq. ft.). | 2024-03-22 19:32 | Deemed Ex Ante Team
Com | Com | For commercial aggregated building type | EPr | CZ04 | Old | Any | 8.74 | DEER2020 | 2020-01-01 | 2025-12-31 | 2023-06-14 13:47 | Deemed Ex Ante Team | In million sq. ft. of floor area (minima set to 1,000 sq. ft.) | 2024-03-22 19:40 | Deemed Ex Ante Team | Set ExpiryDate to 2025-12-31 to enable building vintage consolidation for DEER2026 measures
Com | Com | For commercial aggregated building type | EPr | CZ04 | Rec | Any | 0.212 | DEER2020 | 2020-01-01 | 2025-12-31 | 2023-06-14 13:47 | Deemed Ex Ante Team | In million sq. ft. of floor area (minima set to 1,000 sq. ft.) | 2024-03-22 19:40 | Deemed Ex Ante Team | Set ExpiryDate to 2025-12-31 to enable building vintage consolidation for DEER2026 measures
Com | Com | For commercial aggregated building type | EPr | CZ05 | Ex | Any | 0.194 | DEER2020 | 2020-01-01 | 2025-12-31 | 2023-06-14 13:47 | Deemed Ex Ante Team | In million sq. ft. of floor area (minima set to 1,000 sq. ft.) | 2024-03-22 19:40 | Deemed Ex Ante Team | Set ExpiryDate to 2025-12-31 to enable building vintage consolidation for DEER2026 measures
Com | Com | For commercial aggregated building type | EPr | CZ05 | Ex | Any | 1.56 | DEER2026 | 2026-01-01 |  | 2024-03-22 19:32 | Deemed Ex Ante Team | In million sq. ft. of floor area (minima set to 1,000 sq. ft.). Sum of Ex, Old, Recent of DEER2020 version weights. | 2024-03-22 19:32 | Deemed Ex Ante Team
Com | Com | For commercial aggregated building type | EPr | CZ05 | New | Any | 0.009 | DEER2020 | 2020-01-01 | 2025-12-31 | 2023-06-14 13:47 | Deemed Ex Ante Team | In million sq. ft. of floor area (minima set to 1,000 sq. ft.) | 2024-03-22 19:40 | Deemed Ex Ante Team | Set ExpiryDate to 2025-12-31 to enable building vintage consolidation for DEER2026 measures
Com | Com | For commercial aggregated building type | EPr | CZ05 | New | Any | 0.009 | DEER2026 | 2026-01-01 |  | 2024-03-22 19:32 | Deemed Ex Ante Team | In million sq. ft. of floor area (minima set to 1,000 sq. ft.). | 2024-03-22 19:32 | Deemed Ex Ante Team
Com | Com | For commercial aggregated building type | EPr | CZ05 | Old | Any | 1.333 | DEER2020 | 2020-01-01 | 2025-12-31 | 2023-06-14 13:47 | Deemed Ex Ante Team | In million sq. ft. of floor area (minima set to 1,000 sq. ft.) | 2024-03-22 19:40 | Deemed Ex Ante Team | Set ExpiryDate to 2025-12-31 to enable building vintage consolidation for DEER2026 measures
Com | Com | For commercial aggregated building type | EPr | CZ05 | Rec | Any | 0.033 | DEER2020 | 2020-01-01 | 2025-12-31 | 2023-06-14 13:47 | Deemed Ex Ante Team | In million sq. ft. of floor area (minima set to 1,000 sq. ft.) | 2024-03-22 19:40 | Deemed Ex Ante Team | Set ExpiryDate to 2025-12-31 to enable building vintage consolidation for DEER2026 measures
Com | Com | For commercial aggregated building type | EPr | CZ06 | Ex | Any | 2.741 | DEER2020 | 2020-01-01 | 2025-12-31 | 2023-06-14 13:47 | Deemed Ex Ante Team | In million sq. ft. of floor area (minima set to 1,000 sq. ft.) | 2024-03-22 19:40 | Deemed Ex Ante Team | Set ExpiryDate to 2025-12-31 to enable building vintage consolidation for DEER2026 measures
Com | Com | For commercial aggregated building type | EPr | CZ06 | Ex | Any | 26.989 | DEER2026 | 2026-01-01 |  | 2024-03-22 19:32 | Deemed Ex Ante Team | In million sq. ft. of floor area (minima set to 1,000 sq. ft.). Sum of Ex, Old, Recent of DEER2020 version weights. | 2024-03-22 19:32 | Deemed Ex Ante Team
Com | Com | For commercial aggregated building type | EPr | CZ06 | New | Any | 0.111 | DEER2020 | 2020-01-01 | 2025-12-31 | 2023-06-14 13:47 | Deemed Ex Ante Team | In million sq. ft. of floor area (minima set to 1,000 sq. ft.) | 2024-03-22 19:40 | Deemed Ex Ante Team | Set ExpiryDate to 2025-12-31 to enable building vintage consolidation for DEER2026 measures
Com | Com | For commercial aggregated building type | EPr | CZ06 | New | Any | 0.111 | DEER2026 | 2026-01-01 |  | 2024-03-22 19:32 | Deemed Ex Ante Team | In million sq. ft. of floor area (minima set to 1,000 sq. ft.). | 2024-03-22 19:32 | Deemed Ex Ante Team
Com | Com | For commercial aggregated building type | EPr | CZ06 | Old | Any | 23.802 | DEER2020 | 2020-01-01 | 2025-12-31 | 2023-06-14 13:47 | Deemed Ex Ante Team | In million sq. ft. of floor area (minima set to 1,000 sq. ft.) | 2024-03-22 19:40 | Deemed Ex Ante Team | Set ExpiryDate to 2025-12-31 to enable building vintage consolidation for DEER2026 measures
Com | Com | For commercial aggregated building type | EPr | CZ06 | Rec | Any | 0.446 | DEER2020 | 2020-01-01 | 2025-12-31 | 2023-06-14 13:47 | Deemed Ex Ante Team | In million sq. ft. of floor area (minima set to 1,000 sq. ft.) | 2024-03-22 19:40 | Deemed Ex Ante Team | Set ExpiryDate to 2025-12-31 to enable building vintage consolidation for DEER2026 measures
Com | Com | For commercial aggregated building type | EPr | CZ07 | Ex | Any | 1.407 | DEER2020 | 2020-01-01 | 2025-12-31 | 2023-06-14 13:47 | Deemed Ex Ante Team | In million sq. ft. of floor area (minima set to 1,000 sq. ft.) | 2024-03-22 19:40 | Deemed Ex Ante Team | Set ExpiryDate to 2025-12-31 to enable building vintage consolidation for DEER2026 measures
Com | Com | For commercial aggregated building type | EPr | CZ07 | Ex | Any | 8.429 | DEER2026 | 2026-01-01 |  | 2024-03-22 19:32 | Deemed Ex Ante Team | In million sq. ft. of floor area (minima set to 1,000 sq. ft.). Sum of Ex, Old, Recent of DEER2020 version weights. | 2024-03-22 19:32 | Deemed Ex Ante Team
Com | Com | For commercial aggregated building type | EPr | CZ07 | New | Any | 0.048 | DEER2020 | 2020-01-01 | 2025-12-31 | 2023-06-14 13:47 | Deemed Ex Ante Team | In million sq. ft. of floor area (minima set to 1,000 sq. ft.) | 2024-03-22 19:40 | Deemed Ex Ante Team | Set ExpiryDate to 2025-12-31 to enable building vintage consolidation for DEER2026 measures
Com | Com | For commercial aggregated building type | EPr | CZ07 | New | Any | 0.048 | DEER2026 | 2026-01-01 |  | 2024-03-22 19:32 | Deemed Ex Ante Team | In million sq. ft. of floor area (minima set to 1,000 sq. ft.). | 2024-03-22 19:32 | Deemed Ex Ante Team
Com | Com | For commercial aggregated building type | EPr | CZ07 | Old | Any | 6.829 | DEER2020 | 2020-01-01 | 2025-12-31 | 2023-06-14 13:47 | Deemed Ex Ante Team | In million sq. ft. of floor area (minima set to 1,000 sq. ft.) | 2024-03-22 19:40 | Deemed Ex Ante Team | Set ExpiryDate to 2025-12-31 to enable building vintage consolidation for DEER2026 measures
Com | Com | For commercial aggregated building type | EPr | CZ07 | Rec | Any | 0.193 | DEER2020 | 2020-01-01 | 2025-12-31 | 2023-06-14 13:47 | Deemed Ex Ante Team | In million sq. ft. of floor area (minima set to 1,000 sq. ft.) | 2024-03-22 19:40 | Deemed Ex Ante Team | Set ExpiryDate to 2025-12-31 to enable building vintage consolidation for DEER2026 measures
Com | Com | For commercial aggregated building type | EPr | CZ08 | Ex | Any | 4.867 | DEER2020 | 2020-01-01 | 2025-12-31 | 2023-06-14 13:47 | Deemed Ex Ante Team | In million sq. ft. of floor area (minima set to 1,000 sq. ft.) | 2024-03-22 19:40 | Deemed Ex Ante Team | Set ExpiryDate to 2025-12-31 to enable building vintage consolidation for DEER2026 measures
Com | Com | For commercial aggregated building type | EPr | CZ08 | Ex | Any | 46.996 | DEER2026 | 2026-01-01 |  | 2024-03-22 19:32 | Deemed Ex Ante Team | In million sq. ft. of floor area (minima set to 1,000 sq. ft.). Sum of Ex, Old, Recent of DEER2020 version weights. | 2024-03-22 19:32 | Deemed Ex Ante Team
Com | Com | For commercial aggregated building type | EPr | CZ08 | New | Any | 0.197 | DEER2020 | 2020-01-01 | 2025-12-31 | 2023-06-14 13:47 | Deemed Ex Ante Team | In million sq. ft. of floor area (minima set to 1,000 sq. ft.) | 2024-03-22 19:40 | Deemed Ex Ante Team | Set ExpiryDate to 2025-12-31 to enable building vintage consolidation for DEER2026 measures
Com | Com | For commercial aggregated building type | EPr | CZ08 | New | Any | 0.197 | DEER2026 | 2026-01-01 |  | 2024-03-22 19:32 | Deemed Ex Ante Team | In million sq. ft. of floor area (minima set to 1,000 sq. ft.). | 2024-03-22 19:32 | Deemed Ex Ante Team
Com | Com | For commercial aggregated building type | EPr | CZ08 | Old | Any | 41.343 | DEER2020 | 2020-01-01 | 2025-12-31 | 2023-06-14 13:47 | Deemed Ex Ante Team | In million sq. ft. of floor area (minima set to 1,000 sq. ft.) | 2024-03-22 19:40 | Deemed Ex Ante Team | Set ExpiryDate to 2025-12-31 to enable building vintage consolidation for DEER2026 measures
Com | Com | For commercial aggregated building type | EPr | CZ08 | Rec | Any | 0.786 | DEER2020 | 2020-01-01 | 2025-12-31 | 2023-06-14 13:47 | Deemed Ex Ante Team | In million sq. ft. of floor area (minima set to 1,000 sq. ft.) | 2024-03-22 19:40 | Deemed Ex Ante Team | Set ExpiryDate to 2025-12-31 to enable building vintage consolidation for DEER2026 measures
Com | Com | For commercial aggregated building type | EPr | CZ09 | Ex | Any | 3.768 | DEER2020 | 2020-01-01 | 2025-12-31 | 2023-06-14 13:47 | Deemed Ex Ante Team | In million sq. ft. of floor area (minima set to 1,000 sq. ft.) | 2024-03-22 19:40 | Deemed Ex Ante Team | Set ExpiryDate to 2025-12-31 to enable building vintage consolidation for DEER2026 measures
Com | Com | For commercial aggregated building type | EPr | CZ09 | Ex | Any | 34.417 | DEER2026 | 2026-01-01 |  | 2024-03-22 19:32 | Deemed Ex Ante Team | In million sq. ft. of floor area (minima set to 1,000 sq. ft.). Sum of Ex, Old, Recent of DEER2020 version weights. | 2024-03-22 19:32 | Deemed Ex Ante Team
Com | Com | For commercial aggregated building type | EPr | CZ09 | New | Any | 0.14 | DEER2020 | 2020-01-01 | 2025-12-31 | 2023-06-14 13:47 | Deemed Ex Ante Team | In million sq. ft. of floor area (minima set to 1,000 sq. ft.) | 2024-03-22 19:40 | Deemed Ex Ante Team | Set ExpiryDate to 2025-12-31 to enable building vintage consolidation for DEER2026 measures
Com | Com | For commercial aggregated building type | EPr | CZ09 | New | Any | 0.14 | DEER2026 | 2026-01-01 |  | 2024-03-22 19:32 | Deemed Ex Ante Team | In million sq. ft. of floor area (minima set to 1,000 sq. ft.). | 2024-03-22 19:32 | Deemed Ex Ante Team
Com | Com | For commercial aggregated building type | EPr | CZ09 | Old | Any | 30.089 | DEER2020 | 2020-01-01 | 2025-12-31 | 2023-06-14 13:47 | Deemed Ex Ante Team | In million sq. ft. of floor area (minima set to 1,000 sq. ft.) | 2024-03-22 19:40 | Deemed Ex Ante Team | Set ExpiryDate to 2025-12-31 to enable building vintage consolidation for DEER2026 measures
Com | Com | For commercial aggregated building type | EPr | CZ09 | Rec | Any | 0.56 | DEER2020 | 2020-01-01 | 2025-12-31 | 2023-06-14 13:47 | Deemed Ex Ante Team | In million sq. ft. of floor area (minima set to 1,000 sq. ft.) | 2024-03-22 19:40 | Deemed Ex Ante Team | Set ExpiryDate to 2025-12-31 to enable building vintage consolidation for DEER2026 measures
Com | Com | For commercial aggregated building type | EPr | CZ10 | Ex | Any | 8.45 | DEER2020 | 2020-01-01 | 2025-12-31 | 2023-06-14 13:47 | Deemed Ex Ante Team | In million sq. ft. of floor area (minima set to 1,000 sq. ft.) | 2024-03-22 19:40 | Deemed Ex Ante Team | Set ExpiryDate to 2025-12-31 to enable building vintage consolidation for DEER2026 measures
Com | Com | For commercial aggregated building type | EPr | CZ10 | Ex | Any | 34.535 | DEER2026 | 2026-01-01 |  | 2024-03-22 19:32 | Deemed Ex Ante Team | In million sq. ft. of floor area (minima set to 1,000 sq. ft.). Sum of Ex, Old, Recent of DEER2020 version weights. | 2024-03-22 19:32 | Deemed Ex Ante Team
Com | Com | For commercial aggregated building type | EPr | CZ10 | New | Any | 0.312 | DEER2020 | 2020-01-01 | 2025-12-31 | 2023-06-14 13:47 | Deemed Ex Ante Team | In million sq. ft. of floor area (minima set to 1,000 sq. ft.) | 2024-03-22 19:40 | Deemed Ex Ante Team | Set ExpiryDate to 2025-12-31 to enable building vintage consolidation for DEER2026 measures
Com | Com | For commercial aggregated building type | EPr | CZ10 | New | Any | 0.312 | DEER2026 | 2026-01-01 |  | 2024-03-22 19:32 | Deemed Ex Ante Team | In million sq. ft. of floor area (minima set to 1,000 sq. ft.). | 2024-03-22 19:32 | Deemed Ex Ante Team
Com | Com | For commercial aggregated building type | EPr | CZ10 | Old | Any | 24.834 | DEER2020 | 2020-01-01 | 2025-12-31 | 2023-06-14 13:47 | Deemed Ex Ante Team | In million sq. ft. of floor area (minima set to 1,000 sq. ft.) | 2024-03-22 19:40 | Deemed Ex Ante Team | Set ExpiryDate to 2025-12-31 to enable building vintage consolidation for DEER2026 measures
Com | Com | For commercial aggregated building type | EPr | CZ10 | Rec | Any | 1.251 | DEER2020 | 2020-01-01 | 2025-12-31 | 2023-06-14 13:47 | Deemed Ex Ante Team | In million sq. ft. of floor area (minima set to 1,000 sq. ft.) | 2024-03-22 19:40 | Deemed Ex Ante Team | Set ExpiryDate to 2025-12-31 to enable building vintage consolidation for DEER2026 measures
Com | Com | For commercial aggregated building type | EPr | CZ11 | Ex | Any | 0.941 | DEER2020 | 2020-01-01 | 2025-12-31 | 2023-06-14 13:47 | Deemed Ex Ante Team | In million sq. ft. of floor area (minima set to 1,000 sq. ft.) | 2024-03-22 19:40 | Deemed Ex Ante Team | Set ExpiryDate to 2025-12-31 to enable building vintage consolidation for DEER2026 measures
Com | Com | For commercial aggregated building type | EPr | CZ11 | Ex | Any | 4.643 | DEER2026 | 2026-01-01 |  | 2024-03-22 19:32 | Deemed Ex Ante Team | In million sq. ft. of floor area (minima set to 1,000 sq. ft.). Sum of Ex, Old, Recent of DEER2020 version weights. | 2024-03-22 19:32 | Deemed Ex Ante Team
Com | Com | For commercial aggregated building type | EPr | CZ11 | New | Any | 0.044 | DEER2020 | 2020-01-01 | 2025-12-31 | 2023-06-14 13:47 | Deemed Ex Ante Team | In million sq. ft. of floor area (minima set to 1,000 sq. ft.) | 2024-03-22 19:40 | Deemed Ex Ante Team | Set ExpiryDate to 2025-12-31 to enable building vintage consolidation for DEER2026 measures
Com | Com | For commercial aggregated building type | EPr | CZ11 | New | Any | 0.044 | DEER2026 | 2026-01-01 |  | 2024-03-22 19:32 | Deemed Ex Ante Team | In million sq. ft. of floor area (minima set to 1,000 sq. ft.). | 2024-03-22 19:32 | Deemed Ex Ante Team
Com | Com | For commercial aggregated building type | EPr | CZ11 | Old | Any | 3.527 | DEER2020 | 2020-01-01 | 2025-12-31 | 2023-06-14 13:47 | Deemed Ex Ante Team | In million sq. ft. of floor area (minima set to 1,000 sq. ft.) | 2024-03-22 19:40 | Deemed Ex Ante Team | Set ExpiryDate to 2025-12-31 to enable building vintage consolidation for DEER2026 measures
Com | Com | For commercial aggregated building type | EPr | CZ11 | Rec | Any | 0.175 | DEER2020 | 2020-01-01 | 2025-12-31 | 2023-06-14 13:47 | Deemed Ex Ante Team | In million sq. ft. of floor area (minima set to 1,000 sq. ft.) | 2024-03-22 19:40 | Deemed Ex Ante Team | Set ExpiryDate to 2025-12-31 to enable building vintage consolidation for DEER2026 measures
Com | Com | For commercial aggregated building type | EPr | CZ12 | Ex | Any | 3.103 | DEER2020 | 2020-01-01 | 2025-12-31 | 2023-06-14 13:47 | Deemed Ex Ante Team | In million sq. ft. of floor area (minima set to 1,000 sq. ft.) | 2024-03-22 19:40 | Deemed Ex Ante Team | Set ExpiryDate to 2025-12-31 to enable building vintage consolidation for DEER2026 measures
Com | Com | For commercial aggregated building type | EPr | CZ12 | Ex | Any | 16.156 | DEER2026 | 2026-01-01 |  | 2024-03-22 19:32 | Deemed Ex Ante Team | In million sq. ft. of floor area (minima set to 1,000 sq. ft.). Sum of Ex, Old, Recent of DEER2020 version weights. | 2024-03-22 19:32 | Deemed Ex Ante Team
Com | Com | For commercial aggregated building type | EPr | CZ12 | New | Any | 0.134 | DEER2020 | 2020-01-01 | 2025-12-31 | 2023-06-14 13:47 | Deemed Ex Ante Team | In million sq. ft. of floor area (minima set to 1,000 sq. ft.) | 2024-03-22 19:40 | Deemed Ex Ante Team | Set ExpiryDate to 2025-12-31 to enable building vintage consolidation for DEER2026 measures
Com | Com | For commercial aggregated building type | EPr | CZ12 | New | Any | 0.134 | DEER2026 | 2026-01-01 |  | 2024-03-22 19:32 | Deemed Ex Ante Team | In million sq. ft. of floor area (minima set to 1,000 sq. ft.). | 2024-03-22 19:32 | Deemed Ex Ante Team
Com | Com | For commercial aggregated building type | EPr | CZ12 | Old | Any | 12.518 | DEER2020 | 2020-01-01 | 2025-12-31 | 2023-06-14 13:47 | Deemed Ex Ante Team | In million sq. ft. of floor area (minima set to 1,000 sq. ft.) | 2024-03-22 19:40 | Deemed Ex Ante Team | Set ExpiryDate to 2025-12-31 to enable building vintage consolidation for DEER2026 measures
Com | Com | For commercial aggregated building type | EPr | CZ12 | Rec | Any | 0.535 | DEER2020 | 2020-01-01 | 2025-12-31 | 2023-06-14 13:47 | Deemed Ex Ante Team | In million sq. ft. of floor area (minima set to 1,000 sq. ft.) | 2024-03-22 19:40 | Deemed Ex Ante Team | Set ExpiryDate to 2025-12-31 to enable building vintage consolidation for DEER2026 measures
Com | Com | For commercial aggregated building type | EPr | CZ13 | Ex | Any | 3.426 | DEER2020 | 2020-01-01 | 2025-12-31 | 2023-06-14 13:47 | Deemed Ex Ante Team | In million sq. ft. of floor area (minima set to 1,000 sq. ft.) | 2024-03-22 19:40 | Deemed Ex Ante Team | Set ExpiryDate to 2025-12-31 to enable building vintage consolidation for DEER2026 measures
Com | Com | For commercial aggregated building type | EPr | CZ13 | Ex | Any | 18.408 | DEER2026 | 2026-01-01 |  | 2024-03-22 19:32 | Deemed Ex Ante Team | In million sq. ft. of floor area (minima set to 1,000 sq. ft.). Sum of Ex, Old, Recent of DEER2020 version weights. | 2024-03-22 19:32 | Deemed Ex Ante Team
Com | Com | For commercial aggregated building type | EPr | CZ13 | New | Any | 0.167 | DEER2020 | 2020-01-01 | 2025-12-31 | 2023-06-14 13:47 | Deemed Ex Ante Team | In million sq. ft. of floor area (minima set to 1,000 sq. ft.) | 2024-03-22 19:40 | Deemed Ex Ante Team | Set ExpiryDate to 2025-12-31 to enable building vintage consolidation for DEER2026 measures
Com | Com | For commercial aggregated building type | EPr | CZ13 | New | Any | 0.167 | DEER2026 | 2026-01-01 |  | 2024-03-22 19:32 | Deemed Ex Ante Team | In million sq. ft. of floor area (minima set to 1,000 sq. ft.). | 2024-03-22 19:32 | Deemed Ex Ante Team
Com | Com | For commercial aggregated building type | EPr | CZ13 | Old | Any | 14.311 | DEER2020 | 2020-01-01 | 2025-12-31 | 2023-06-14 13:47 | Deemed Ex Ante Team | In million sq. ft. of floor area (minima set to 1,000 sq. ft.) | 2024-03-22 19:40 | Deemed Ex Ante Team | Set ExpiryDate to 2025-12-31 to enable building vintage consolidation for DEER2026 measures
Com | Com | For commercial aggregated building type | EPr | CZ13 | Rec | Any | 0.671 | DEER2020 | 2020-01-01 | 2025-12-31 | 2023-06-14 13:47 | Deemed Ex Ante Team | In million sq. ft. of floor area (minima set to 1,000 sq. ft.) | 2024-03-22 19:40 | Deemed Ex Ante Team | Set ExpiryDate to 2025-12-31 to enable building vintage consolidation for DEER2026 measures
Com | Com | For commercial aggregated building type | EPr | CZ14 | Ex | Any | 1.722 | DEER2020 | 2020-01-01 | 2025-12-31 | 2023-06-14 13:47 | Deemed Ex Ante Team | In million sq. ft. of floor area (minima set to 1,000 sq. ft.) | 2024-03-22 19:40 | Deemed Ex Ante Team | Set ExpiryDate to 2025-12-31 to enable building vintage consolidation for DEER2026 measures
Com | Com | For commercial aggregated building type | EPr | CZ14 | Ex | Any | 7.812 | DEER2026 | 2026-01-01 |  | 2024-03-22 19:32 | Deemed Ex Ante Team | In million sq. ft. of floor area (minima set to 1,000 sq. ft.). Sum of Ex, Old, Recent of DEER2020 version weights. | 2024-03-22 19:32 | Deemed Ex Ante Team
Com | Com | For commercial aggregated building type | EPr | CZ14 | New | Any | 0.065 | DEER2020 | 2020-01-01 | 2025-12-31 | 2023-06-14 13:47 | Deemed Ex Ante Team | In million sq. ft. of floor area (minima set to 1,000 sq. ft.) | 2024-03-22 19:40 | Deemed Ex Ante Team | Set ExpiryDate to 2025-12-31 to enable building vintage consolidation for DEER2026 measures
Com | Com | For commercial aggregated building type | EPr | CZ14 | New | Any | 0.065 | DEER2026 | 2026-01-01 |  | 2024-03-22 19:32 | Deemed Ex Ante Team | In million sq. ft. of floor area (minima set to 1,000 sq. ft.). | 2024-03-22 19:32 | Deemed Ex Ante Team
Com | Com | For commercial aggregated building type | EPr | CZ14 | Old | Any | 5.829 | DEER2020 | 2020-01-01 | 2025-12-31 | 2023-06-14 13:47 | Deemed Ex Ante Team | In million sq. ft. of floor area (minima set to 1,000 sq. ft.) | 2024-03-22 19:40 | Deemed Ex Ante Team | Set ExpiryDate to 2025-12-31 to enable building vintage consolidation for DEER2026 measures
Com | Com | For commercial aggregated building type | EPr | CZ14 | Rec | Any | 0.261 | DEER2020 | 2020-01-01 | 2025-12-31 | 2023-06-14 13:47 | Deemed Ex Ante Team | In million sq. ft. of floor area (minima set to 1,000 sq. ft.) | 2024-03-22 19:40 | Deemed Ex Ante Team | Set ExpiryDate to 2025-12-31 to enable building vintage consolidation for DEER2026 measures
Com | Com | For commercial aggregated building type | EPr | CZ15 | Ex | Any | 0.687 | DEER2020 | 2020-01-01 | 2025-12-31 | 2023-06-14 13:47 | Deemed Ex Ante Team | In million sq. ft. of floor area (minima set to 1,000 sq. ft.) | 2024-03-22 19:40 | Deemed Ex Ante Team | Set ExpiryDate to 2025-12-31 to enable building vintage consolidation for DEER2026 measures
Com | Com | For commercial aggregated building type | EPr | CZ15 | Ex | Any | 2.68 | DEER2026 | 2026-01-01 |  | 2024-03-22 19:32 | Deemed Ex Ante Team | In million sq. ft. of floor area (minima set to 1,000 sq. ft.). Sum of Ex, Old, Recent of DEER2020 version weights. | 2024-03-22 19:32 | Deemed Ex Ante Team
Com | Com | For commercial aggregated building type | EPr | CZ15 | New | Any | 0.027 | DEER2020 | 2020-01-01 | 2025-12-31 | 2023-06-14 13:47 | Deemed Ex Ante Team | In million sq. ft. of floor area (minima set to 1,000 sq. ft.) | 2024-03-22 19:40 | Deemed Ex Ante Team | Set ExpiryDate to 2025-12-31 to enable building vintage consolidation for DEER2026 measures
Com | Com | For commercial aggregated building type | EPr | CZ15 | New | Any | 0.027 | DEER2026 | 2026-01-01 |  | 2024-03-22 19:32 | Deemed Ex Ante Team | In million sq. ft. of floor area (minima set to 1,000 sq. ft.). | 2024-03-22 19:32 | Deemed Ex Ante Team
Com | Com | For commercial aggregated building type | EPr | CZ15 | Old | Any | 1.889 | DEER2020 | 2020-01-01 | 2025-12-31 | 2023-06-14 13:47 | Deemed Ex Ante Team | In million sq. ft. of floor area (minima set to 1,000 sq. ft.) | 2024-03-22 19:40 | Deemed Ex Ante Team | Set ExpiryDate to 2025-12-31 to enable building vintage consolidation for DEER2026 measures
Com | Com | For commercial aggregated building type | EPr | CZ15 | Rec | Any | 0.104 | DEER2020 | 2020-01-01 | 2025-12-31 | 2023-06-14 13:47 | Deemed Ex Ante Team | In million sq. ft. of floor area (minima set to 1,000 sq. ft.) | 2024-03-22 19:40 | Deemed Ex Ante Team | Set ExpiryDate to 2025-12-31 to enable building vintage consolidation for DEER2026 measures
Com | Com | For commercial aggregated building type | EPr | CZ16 | Ex | Any | 0.975 | DEER2020 | 2020-01-01 | 2025-12-31 | 2023-06-14 13:47 | Deemed Ex Ante Team | In million sq. ft. of floor area (minima set to 1,000 sq. ft.) | 2024-03-22 19:40 | Deemed Ex Ante Team | Set ExpiryDate to 2025-12-31 to enable building vintage consolidation for DEER2026 measures
Com | Com | For commercial aggregated building type | EPr | CZ16 | Ex | Any | 4.307 | DEER2026 | 2026-01-01 |  | 2024-03-22 19:32 | Deemed Ex Ante Team | In million sq. ft. of floor area (minima set to 1,000 sq. ft.). Sum of Ex, Old, Recent of DEER2020 version weights. | 2024-03-22 19:32 | Deemed Ex Ante Team
Com | Com | For commercial aggregated building type | EPr | CZ16 | New | Any | 0.04 | DEER2020 | 2020-01-01 | 2025-12-31 | 2023-06-14 13:47 | Deemed Ex Ante Team | In million sq. ft. of floor area (minima set to 1,000 sq. ft.) | 2024-03-22 19:40 | Deemed Ex Ante Team | Set ExpiryDate to 2025-12-31 to enable building vintage consolidation for DEER2026 measures
Com | Com | For commercial aggregated building type | EPr | CZ16 | New | Any | 0.04 | DEER2026 | 2026-01-01 |  | 2024-03-22 19:32 | Deemed Ex Ante Team | In million sq. ft. of floor area (minima set to 1,000 sq. ft.). | 2024-03-22 19:32 | Deemed Ex Ante Team
Com | Com | For commercial aggregated building type | EPr | CZ16 | Old | Any | 3.174 | DEER2020 | 2020-01-01 | 2025-12-31 | 2023-06-14 13:47 | Deemed Ex Ante Team | In million sq. ft. of floor area (minima set to 1,000 sq. ft.) | 2024-03-22 19:40 | Deemed Ex Ante Team | Set ExpiryDate to 2025-12-31 to enable building vintage consolidation for DEER2026 measures
Com | Com | For commercial aggregated building type | EPr | CZ16 | Rec | Any | 0.158 | DEER2020 | 2020-01-01 | 2025-12-31 | 2023-06-14 13:47 | Deemed Ex Ante Team | In million sq. ft. of floor area (minima set to 1,000 sq. ft.) | 2024-03-22 19:40 | Deemed Ex Ante Team | Set ExpiryDate to 2025-12-31 to enable building vintage consolidation for DEER2026 measures
Com | Com | For commercial aggregated building type | ERC | CZ01 | Ex | Any | 0.096 | DEER2020 | 2020-01-01 | 2025-12-31 | 2023-06-14 13:47 | Deemed Ex Ante Team | In million sq. ft. of floor area (minima set to 1,000 sq. ft.) | 2024-03-22 19:40 | Deemed Ex Ante Team | Set ExpiryDate to 2025-12-31 to enable building vintage consolidation for DEER2026 measures
Com | Com | For commercial aggregated building type | ERC | CZ01 | Ex | Any | 0.715 | DEER2026 | 2026-01-01 |  | 2024-03-22 19:32 | Deemed Ex Ante Team | In million sq. ft. of floor area (minima set to 1,000 sq. ft.). Sum of Ex, Old, Recent of DEER2020 version weights. | 2024-03-22 19:32 | Deemed Ex Ante Team
Com | Com | For commercial aggregated building type | ERC | CZ01 | New | Any | 0.004 | DEER2020 | 2020-01-01 | 2025-12-31 | 2023-06-14 13:47 | Deemed Ex Ante Team | In million sq. ft. of floor area (minima set to 1,000 sq. ft.) | 2024-03-22 19:40 | Deemed Ex Ante Team | Set ExpiryDate to 2025-12-31 to enable building vintage consolidation for DEER2026 measures
Com | Com | For commercial aggregated building type | ERC | CZ01 | New | Any | 0.004 | DEER2026 | 2026-01-01 |  | 2024-03-22 19:32 | Deemed Ex Ante Team | In million sq. ft. of floor area (minima set to 1,000 sq. ft.). | 2024-03-22 19:32 | Deemed Ex Ante Team
Com | Com | For commercial aggregated building type | ERC | CZ01 | Old | Any | 0.602 | DEER2020 | 2020-01-01 | 2025-12-31 | 2023-06-14 13:47 | Deemed Ex Ante Team | In million sq. ft. of floor area (minima set to 1,000 sq. ft.) | 2024-03-22 19:40 | Deemed Ex Ante Team | Set ExpiryDate to 2025-12-31 to enable building vintage consolidation for DEER2026 measures
Com | Com | For commercial aggregated building type | ERC | CZ01 | Rec | Any | 0.017 | DEER2020 | 2020-01-01 | 2025-12-31 | 2023-06-14 13:47 | Deemed Ex Ante Team | In million sq. ft. of floor area (minima set to 1,000 sq. ft.) | 2024-03-22 19:40 | Deemed Ex Ante Team | Set ExpiryDate to 2025-12-31 to enable building vintage consolidation for DEER2026 measures
Com | Com | For commercial aggregated building type | ERC | CZ02 | Ex | Any | 0.622 | DEER2020 | 2020-01-01 | 2025-12-31 | 2023-06-14 13:47 | Deemed Ex Ante Team | In million sq. ft. of floor area (minima set to 1,000 sq. ft.) | 2024-03-22 19:40 | Deemed Ex Ante Team | Set ExpiryDate to 2025-12-31 to enable building vintage consolidation for DEER2026 measures
Com | Com | For commercial aggregated building type | ERC | CZ02 | Ex | Any | 5.242 | DEER2026 | 2026-01-01 |  | 2024-03-22 19:32 | Deemed Ex Ante Team | In million sq. ft. of floor area (minima set to 1,000 sq. ft.). Sum of Ex, Old, Recent of DEER2020 version weights. | 2024-03-22 19:32 | Deemed Ex Ante Team
Com | Com | For commercial aggregated building type | ERC | CZ02 | New | Any | 0.026 | DEER2020 | 2020-01-01 | 2025-12-31 | 2023-06-14 13:47 | Deemed Ex Ante Team | In million sq. ft. of floor area (minima set to 1,000 sq. ft.) | 2024-03-22 19:40 | Deemed Ex Ante Team | Set ExpiryDate to 2025-12-31 to enable building vintage consolidation for DEER2026 measures
Com | Com | For commercial aggregated building type | ERC | CZ02 | New | Any | 0.026 | DEER2026 | 2026-01-01 |  | 2024-03-22 19:32 | Deemed Ex Ante Team | In million sq. ft. of floor area (minima set to 1,000 sq. ft.). | 2024-03-22 19:32 | Deemed Ex Ante Team
Com | Com | For commercial aggregated building type | ERC | CZ02 | Old | Any | 4.515 | DEER2020 | 2020-01-01 | 2025-12-31 | 2023-06-14 13:47 | Deemed Ex Ante Team | In million sq. ft. of floor area (minima set to 1,000 sq. ft.) | 2024-03-22 19:40 | Deemed Ex Ante Team | Set ExpiryDate to 2025-12-31 to enable building vintage consolidation for DEER2026 measures
Com | Com | For commercial aggregated building type | ERC | CZ02 | Rec | Any | 0.105 | DEER2020 | 2020-01-01 | 2025-12-31 | 2023-06-14 13:47 | Deemed Ex Ante Team | In million sq. ft. of floor area (minima set to 1,000 sq. ft.) | 2024-03-22 19:40 | Deemed Ex Ante Team | Set ExpiryDate to 2025-12-31 to enable building vintage consolidation for DEER2026 measures
Com | Com | For commercial aggregated building type | ERC | CZ03 | Ex | Any | 1.819 | DEER2020 | 2020-01-01 | 2025-12-31 | 2023-06-14 13:47 | Deemed Ex Ante Team | In million sq. ft. of floor area (minima set to 1,000 sq. ft.) | 2024-03-22 19:40 | Deemed Ex Ante Team | Set ExpiryDate to 2025-12-31 to enable building vintage consolidation for DEER2026 measures
Com | Com | For commercial aggregated building type | ERC | CZ03 | Ex | Any | 19.915 | DEER2026 | 2026-01-01 |  | 2024-03-22 19:32 | Deemed Ex Ante Team | In million sq. ft. of floor area (minima set to 1,000 sq. ft.). Sum of Ex, Old, Recent of DEER2020 version weights. | 2024-03-22 19:32 | Deemed Ex Ante Team
Com | Com | For commercial aggregated building type | ERC | CZ03 | New | Any | 0.078 | DEER2020 | 2020-01-01 | 2025-12-31 | 2023-06-14 13:47 | Deemed Ex Ante Team | In million sq. ft. of floor area (minima set to 1,000 sq. ft.) | 2024-03-22 19:40 | Deemed Ex Ante Team | Set ExpiryDate to 2025-12-31 to enable building vintage consolidation for DEER2026 measures
Com | Com | For commercial aggregated building type | ERC | CZ03 | New | Any | 0.078 | DEER2026 | 2026-01-01 |  | 2024-03-22 19:32 | Deemed Ex Ante Team | In million sq. ft. of floor area (minima set to 1,000 sq. ft.). | 2024-03-22 19:32 | Deemed Ex Ante Team
Com | Com | For commercial aggregated building type | ERC | CZ03 | Old | Any | 17.783 | DEER2020 | 2020-01-01 | 2025-12-31 | 2023-06-14 13:47 | Deemed Ex Ante Team | In million sq. ft. of floor area (minima set to 1,000 sq. ft.) | 2024-03-22 19:40 | Deemed Ex Ante Team | Set ExpiryDate to 2025-12-31 to enable building vintage consolidation for DEER2026 measures
Com | Com | For commercial aggregated building type | ERC | CZ03 | Rec | Any | 0.313 | DEER2020 | 2020-01-01 | 2025-12-31 | 2023-06-14 13:47 | Deemed Ex Ante Team | In million sq. ft. of floor area (minima set to 1,000 sq. ft.) | 2024-03-22 19:40 | Deemed Ex Ante Team | Set ExpiryDate to 2025-12-31 to enable building vintage consolidation for DEER2026 measures
Com | Com | For commercial aggregated building type | ERC | CZ04 | Ex | Any | 1.301 | DEER2020 | 2020-01-01 | 2025-12-31 | 2023-06-14 13:47 | Deemed Ex Ante Team | In million sq. ft. of floor area (minima set to 1,000 sq. ft.) | 2024-03-22 19:40 | Deemed Ex Ante Team | Set ExpiryDate to 2025-12-31 to enable building vintage consolidation for DEER2026 measures
Com | Com | For commercial aggregated building type | ERC | CZ04 | Ex | Any | 10.253 | DEER2026 | 2026-01-01 |  | 2024-03-22 19:32 | Deemed Ex Ante Team | In million sq. ft. of floor area (minima set to 1,000 sq. ft.). Sum of Ex, Old, Recent of DEER2020 version weights. | 2024-03-22 19:32 | Deemed Ex Ante Team
Com | Com | For commercial aggregated building type | ERC | CZ04 | New | Any | 0.053 | DEER2020 | 2020-01-01 | 2025-12-31 | 2023-06-14 13:47 | Deemed Ex Ante Team | In million sq. ft. of floor area (minima set to 1,000 sq. ft.) | 2024-03-22 19:40 | Deemed Ex Ante Team | Set ExpiryDate to 2025-12-31 to enable building vintage consolidation for DEER2026 measures
Com | Com | For commercial aggregated building type | ERC | CZ04 | New | Any | 0.053 | DEER2026 | 2026-01-01 |  | 2024-03-22 19:32 | Deemed Ex Ante Team | In million sq. ft. of floor area (minima set to 1,000 sq. ft.). | 2024-03-22 19:32 | Deemed Ex Ante Team
Com | Com | For commercial aggregated building type | ERC | CZ04 | Old | Any | 8.74 | DEER2020 | 2020-01-01 | 2025-12-31 | 2023-06-14 13:47 | Deemed Ex Ante Team | In million sq. ft. of floor area (minima set to 1,000 sq. ft.) | 2024-03-22 19:40 | Deemed Ex Ante Team | Set ExpiryDate to 2025-12-31 to enable building vintage consolidation for DEER2026 measures
Com | Com | For commercial aggregated building type | ERC | CZ04 | Rec | Any | 0.212 | DEER2020 | 2020-01-01 | 2025-12-31 | 2023-06-14 13:47 | Deemed Ex Ante Team | In million sq. ft. of floor area (minima set to 1,000 sq. ft.) | 2024-03-22 19:40 | Deemed Ex Ante Team | Set ExpiryDate to 2025-12-31 to enable building vintage consolidation for DEER2026 measures
Com | Com | For commercial aggregated building type | ERC | CZ05 | Ex | Any | 0.194 | DEER2020 | 2020-01-01 | 2025-12-31 | 2023-06-14 13:47 | Deemed Ex Ante Team | In million sq. ft. of floor area (minima set to 1,000 sq. ft.) | 2024-03-22 19:40 | Deemed Ex Ante Team | Set ExpiryDate to 2025-12-31 to enable building vintage consolidation for DEER2026 measures
Com | Com | For commercial aggregated building type | ERC | CZ05 | Ex | Any | 1.56 | DEER2026 | 2026-01-01 |  | 2024-03-22 19:32 | Deemed Ex Ante Team | In million sq. ft. of floor area (minima set to 1,000 sq. ft.). Sum of Ex, Old, Recent of DEER2020 version weights. | 2024-03-22 19:32 | Deemed Ex Ante Team
Com | Com | For commercial aggregated building type | ERC | CZ05 | New | Any | 0.009 | DEER2020 | 2020-01-01 | 2025-12-31 | 2023-06-14 13:47 | Deemed Ex Ante Team | In million sq. ft. of floor area (minima set to 1,000 sq. ft.) | 2024-03-22 19:40 | Deemed Ex Ante Team | Set ExpiryDate to 2025-12-31 to enable building vintage consolidation for DEER2026 measures
Com | Com | For commercial aggregated building type | ERC | CZ05 | New | Any | 0.009 | DEER2026 | 2026-01-01 |  | 2024-03-22 19:32 | Deemed Ex Ante Team | In million sq. ft. of floor area (minima set to 1,000 sq. ft.). | 2024-03-22 19:32 | Deemed Ex Ante Team
Com | Com | For commercial aggregated building type | ERC | CZ05 | Old | Any | 1.333 | DEER2020 | 2020-01-01 | 2025-12-31 | 2023-06-14 13:47 | Deemed Ex Ante Team | In million sq. ft. of floor area (minima set to 1,000 sq. ft.) | 2024-03-22 19:40 | Deemed Ex Ante Team | Set ExpiryDate to 2025-12-31 to enable building vintage consolidation for DEER2026 measures
Com | Com | For commercial aggregated building type | ERC | CZ05 | Rec | Any | 0.033 | DEER2020 | 2020-01-01 | 2025-12-31 | 2023-06-14 13:47 | Deemed Ex Ante Team | In million sq. ft. of floor area (minima set to 1,000 sq. ft.) | 2024-03-22 19:40 | Deemed Ex Ante Team | Set ExpiryDate to 2025-12-31 to enable building vintage consolidation for DEER2026 measures
Com | Com | For commercial aggregated building type | ERC | CZ06 | Ex | Any | 2.741 | DEER2020 | 2020-01-01 | 2025-12-31 | 2023-06-14 13:47 | Deemed Ex Ante Team | In million sq. ft. of floor area (minima set to 1,000 sq. ft.) | 2024-03-22 19:40 | Deemed Ex Ante Team | Set ExpiryDate to 2025-12-31 to enable building vintage consolidation for DEER2026 measures
Com | Com | For commercial aggregated building type | ERC | CZ06 | Ex | Any | 26.989 | DEER2026 | 2026-01-01 |  | 2024-03-22 19:32 | Deemed Ex Ante Team | In million sq. ft. of floor area (minima set to 1,000 sq. ft.). Sum of Ex, Old, Recent of DEER2020 version weights. | 2024-03-22 19:32 | Deemed Ex Ante Team
Com | Com | For commercial aggregated building type | ERC | CZ06 | New | Any | 0.111 | DEER2020 | 2020-01-01 | 2025-12-31 | 2023-06-14 13:47 | Deemed Ex Ante Team | In million sq. ft. of floor area (minima set to 1,000 sq. ft.) | 2024-03-22 19:40 | Deemed Ex Ante Team | Set ExpiryDate to 2025-12-31 to enable building vintage consolidation for DEER2026 measures
Com | Com | For commercial aggregated building type | ERC | CZ06 | New | Any | 0.111 | DEER2026 | 2026-01-01 |  | 2024-03-22 19:32 | Deemed Ex Ante Team | In million sq. ft. of floor area (minima set to 1,000 sq. ft.). | 2024-03-22 19:32 | Deemed Ex Ante Team
Com | Com | For commercial aggregated building type | ERC | CZ06 | Old | Any | 23.802 | DEER2020 | 2020-01-01 | 2025-12-31 | 2023-06-14 13:47 | Deemed Ex Ante Team | In million sq. ft. of floor area (minima set to 1,000 sq. ft.) | 2024-03-22 19:40 | Deemed Ex Ante Team | Set ExpiryDate to 2025-12-31 to enable building vintage consolidation for DEER2026 measures
Com | Com | For commercial aggregated building type | ERC | CZ06 | Rec | Any | 0.446 | DEER2020 | 2020-01-01 | 2025-12-31 | 2023-06-14 13:47 | Deemed Ex Ante Team | In million sq. ft. of floor area (minima set to 1,000 sq. ft.) | 2024-03-22 19:40 | Deemed Ex Ante Team | Set ExpiryDate to 2025-12-31 to enable building vintage consolidation for DEER2026 measures
Com | Com | For commercial aggregated building type | ERC | CZ07 | Ex | Any | 1.407 | DEER2020 | 2020-01-01 | 2025-12-31 | 2023-06-14 13:47 | Deemed Ex Ante Team | In million sq. ft. of floor area (minima set to 1,000 sq. ft.) | 2024-03-22 19:40 | Deemed Ex Ante Team | Set ExpiryDate to 2025-12-31 to enable building vintage consolidation for DEER2026 measures
Com | Com | For commercial aggregated building type | ERC | CZ07 | Ex | Any | 8.429 | DEER2026 | 2026-01-01 |  | 2024-03-22 19:32 | Deemed Ex Ante Team | In million sq. ft. of floor area (minima set to 1,000 sq. ft.). Sum of Ex, Old, Recent of DEER2020 version weights. | 2024-03-22 19:32 | Deemed Ex Ante Team
Com | Com | For commercial aggregated building type | ERC | CZ07 | New | Any | 0.048 | DEER2020 | 2020-01-01 | 2025-12-31 | 2023-06-14 13:47 | Deemed Ex Ante Team | In million sq. ft. of floor area (minima set to 1,000 sq. ft.) | 2024-03-22 19:40 | Deemed Ex Ante Team | Set ExpiryDate to 2025-12-31 to enable building vintage consolidation for DEER2026 measures
Com | Com | For commercial aggregated building type | ERC | CZ07 | New | Any | 0.048 | DEER2026 | 2026-01-01 |  | 2024-03-22 19:32 | Deemed Ex Ante Team | In million sq. ft. of floor area (minima set to 1,000 sq. ft.). | 2024-03-22 19:32 | Deemed Ex Ante Team
Com | Com | For commercial aggregated building type | ERC | CZ07 | Old | Any | 6.829 | DEER2020 | 2020-01-01 | 2025-12-31 | 2023-06-14 13:47 | Deemed Ex Ante Team | In million sq. ft. of floor area (minima set to 1,000 sq. ft.) | 2024-03-22 19:40 | Deemed Ex Ante Team | Set ExpiryDate to 2025-12-31 to enable building vintage consolidation for DEER2026 measures
Com | Com | For commercial aggregated building type | ERC | CZ07 | Rec | Any | 0.193 | DEER2020 | 2020-01-01 | 2025-12-31 | 2023-06-14 13:47 | Deemed Ex Ante Team | In million sq. ft. of floor area (minima set to 1,000 sq. ft.) | 2024-03-22 19:40 | Deemed Ex Ante Team | Set ExpiryDate to 2025-12-31 to enable building vintage consolidation for DEER2026 measures
Com | Com | For commercial aggregated building type | ERC | CZ08 | Ex | Any | 4.867 | DEER2020 | 2020-01-01 | 2025-12-31 | 2023-06-14 13:47 | Deemed Ex Ante Team | In million sq. ft. of floor area (minima set to 1,000 sq. ft.) | 2024-03-22 19:40 | Deemed Ex Ante Team | Set ExpiryDate to 2025-12-31 to enable building vintage consolidation for DEER2026 measures
Com | Com | For commercial aggregated building type | ERC | CZ08 | Ex | Any | 46.996 | DEER2026 | 2026-01-01 |  | 2024-03-22 19:32 | Deemed Ex Ante Team | In million sq. ft. of floor area (minima set to 1,000 sq. ft.). Sum of Ex, Old, Recent of DEER2020 version weights. | 2024-03-22 19:32 | Deemed Ex Ante Team
Com | Com | For commercial aggregated building type | ERC | CZ08 | New | Any | 0.197 | DEER2020 | 2020-01-01 | 2025-12-31 | 2023-06-14 13:47 | Deemed Ex Ante Team | In million sq. ft. of floor area (minima set to 1,000 sq. ft.) | 2024-03-22 19:40 | Deemed Ex Ante Team | Set ExpiryDate to 2025-12-31 to enable building vintage consolidation for DEER2026 measures
Com | Com | For commercial aggregated building type | ERC | CZ08 | New | Any | 0.197 | DEER2026 | 2026-01-01 |  | 2024-03-22 19:32 | Deemed Ex Ante Team | In million sq. ft. of floor area (minima set to 1,000 sq. ft.). | 2024-03-22 19:32 | Deemed Ex Ante Team
Com | Com | For commercial aggregated building type | ERC | CZ08 | Old | Any | 41.343 | DEER2020 | 2020-01-01 | 2025-12-31 | 2023-06-14 13:47 | Deemed Ex Ante Team | In million sq. ft. of floor area (minima set to 1,000 sq. ft.) | 2024-03-22 19:40 | Deemed Ex Ante Team | Set ExpiryDate to 2025-12-31 to enable building vintage consolidation for DEER2026 measures
Com | Com | For commercial aggregated building type | ERC | CZ08 | Rec | Any | 0.786 | DEER2020 | 2020-01-01 | 2025-12-31 | 2023-06-14 13:47 | Deemed Ex Ante Team | In million sq. ft. of floor area (minima set to 1,000 sq. ft.) | 2024-03-22 19:40 | Deemed Ex Ante Team | Set ExpiryDate to 2025-12-31 to enable building vintage consolidation for DEER2026 measures
Com | Com | For commercial aggregated building type | ERC | CZ09 | Ex | Any | 3.768 | DEER2020 | 2020-01-01 | 2025-12-31 | 2023-06-14 13:47 | Deemed Ex Ante Team | In million sq. ft. of floor area (minima set to 1,000 sq. ft.) | 2024-03-22 19:40 | Deemed Ex Ante Team | Set ExpiryDate to 2025-12-31 to enable building vintage consolidation for DEER2026 measures
Com | Com | For commercial aggregated building type | ERC | CZ09 | Ex | Any | 34.417 | DEER2026 | 2026-01-01 |  | 2024-03-22 19:32 | Deemed Ex Ante Team | In million sq. ft. of floor area (minima set to 1,000 sq. ft.). Sum of Ex, Old, Recent of DEER2020 version weights. | 2024-03-22 19:32 | Deemed Ex Ante Team
Com | Com | For commercial aggregated building type | ERC | CZ09 | New | Any | 0.14 | DEER2020 | 2020-01-01 | 2025-12-31 | 2023-06-14 13:47 | Deemed Ex Ante Team | In million sq. ft. of floor area (minima set to 1,000 sq. ft.) | 2024-03-22 19:40 | Deemed Ex Ante Team | Set ExpiryDate to 2025-12-31 to enable building vintage consolidation for DEER2026 measures
Com | Com | For commercial aggregated building type | ERC | CZ09 | New | Any | 0.14 | DEER2026 | 2026-01-01 |  | 2024-03-22 19:32 | Deemed Ex Ante Team | In million sq. ft. of floor area (minima set to 1,000 sq. ft.). | 2024-03-22 19:32 | Deemed Ex Ante Team
Com | Com | For commercial aggregated building type | ERC | CZ09 | Old | Any | 30.089 | DEER2020 | 2020-01-01 | 2025-12-31 | 2023-06-14 13:47 | Deemed Ex Ante Team | In million sq. ft. of floor area (minima set to 1,000 sq. ft.) | 2024-03-22 19:40 | Deemed Ex Ante Team | Set ExpiryDate to 2025-12-31 to enable building vintage consolidation for DEER2026 measures
Com | Com | For commercial aggregated building type | ERC | CZ09 | Rec | Any | 0.56 | DEER2020 | 2020-01-01 | 2025-12-31 | 2023-06-14 13:47 | Deemed Ex Ante Team | In million sq. ft. of floor area (minima set to 1,000 sq. ft.) | 2024-03-22 19:40 | Deemed Ex Ante Team | Set ExpiryDate to 2025-12-31 to enable building vintage consolidation for DEER2026 measures
Com | Com | For commercial aggregated building type | ERC | CZ10 | Ex | Any | 8.45 | DEER2020 | 2020-01-01 | 2025-12-31 | 2023-06-14 13:47 | Deemed Ex Ante Team | In million sq. ft. of floor area (minima set to 1,000 sq. ft.) | 2024-03-22 19:40 | Deemed Ex Ante Team | Set ExpiryDate to 2025-12-31 to enable building vintage consolidation for DEER2026 measures
Com | Com | For commercial aggregated building type | ERC | CZ10 | Ex | Any | 34.535 | DEER2026 | 2026-01-01 |  | 2024-03-22 19:32 | Deemed Ex Ante Team | In million sq. ft. of floor area (minima set to 1,000 sq. ft.). Sum of Ex, Old, Recent of DEER2020 version weights. | 2024-03-22 19:32 | Deemed Ex Ante Team
Com | Com | For commercial aggregated building type | ERC | CZ10 | New | Any | 0.312 | DEER2020 | 2020-01-01 | 2025-12-31 | 2023-06-14 13:47 | Deemed Ex Ante Team | In million sq. ft. of floor area (minima set to 1,000 sq. ft.) | 2024-03-22 19:40 | Deemed Ex Ante Team | Set ExpiryDate to 2025-12-31 to enable building vintage consolidation for DEER2026 measures
Com | Com | For commercial aggregated building type | ERC | CZ10 | New | Any | 0.312 | DEER2026 | 2026-01-01 |  | 2024-03-22 19:32 | Deemed Ex Ante Team | In million sq. ft. of floor area (minima set to 1,000 sq. ft.). | 2024-03-22 19:32 | Deemed Ex Ante Team
Com | Com | For commercial aggregated building type | ERC | CZ10 | Old | Any | 24.834 | DEER2020 | 2020-01-01 | 2025-12-31 | 2023-06-14 13:47 | Deemed Ex Ante Team | In million sq. ft. of floor area (minima set to 1,000 sq. ft.) | 2024-03-22 19:40 | Deemed Ex Ante Team | Set ExpiryDate to 2025-12-31 to enable building vintage consolidation for DEER2026 measures
Com | Com | For commercial aggregated building type | ERC | CZ10 | Rec | Any | 1.251 | DEER2020 | 2020-01-01 | 2025-12-31 | 2023-06-14 13:47 | Deemed Ex Ante Team | In million sq. ft. of floor area (minima set to 1,000 sq. ft.) | 2024-03-22 19:40 | Deemed Ex Ante Team | Set ExpiryDate to 2025-12-31 to enable building vintage consolidation for DEER2026 measures
Com | Com | For commercial aggregated building type | ERC | CZ11 | Ex | Any | 0.941 | DEER2020 | 2020-01-01 | 2025-12-31 | 2023-06-14 13:47 | Deemed Ex Ante Team | In million sq. ft. of floor area (minima set to 1,000 sq. ft.) | 2024-03-22 19:40 | Deemed Ex Ante Team | Set ExpiryDate to 2025-12-31 to enable building vintage consolidation for DEER2026 measures
Com | Com | For commercial aggregated building type | ERC | CZ11 | Ex | Any | 4.643 | DEER2026 | 2026-01-01 |  | 2024-03-22 19:32 | Deemed Ex Ante Team | In million sq. ft. of floor area (minima set to 1,000 sq. ft.). Sum of Ex, Old, Recent of DEER2020 version weights. | 2024-03-22 19:32 | Deemed Ex Ante Team
Com | Com | For commercial aggregated building type | ERC | CZ11 | New | Any | 0.044 | DEER2020 | 2020-01-01 | 2025-12-31 | 2023-06-14 13:47 | Deemed Ex Ante Team | In million sq. ft. of floor area (minima set to 1,000 sq. ft.) | 2024-03-22 19:40 | Deemed Ex Ante Team | Set ExpiryDate to 2025-12-31 to enable building vintage consolidation for DEER2026 measures
Com | Com | For commercial aggregated building type | ERC | CZ11 | New | Any | 0.044 | DEER2026 | 2026-01-01 |  | 2024-03-22 19:32 | Deemed Ex Ante Team | In million sq. ft. of floor area (minima set to 1,000 sq. ft.). | 2024-03-22 19:32 | Deemed Ex Ante Team
Com | Com | For commercial aggregated building type | ERC | CZ11 | Old | Any | 3.527 | DEER2020 | 2020-01-01 | 2025-12-31 | 2023-06-14 13:47 | Deemed Ex Ante Team | In million sq. ft. of floor area (minima set to 1,000 sq. ft.) | 2024-03-22 19:40 | Deemed Ex Ante Team | Set ExpiryDate to 2025-12-31 to enable building vintage consolidation for DEER2026 measures
Com | Com | For commercial aggregated building type | ERC | CZ11 | Rec | Any | 0.175 | DEER2020 | 2020-01-01 | 2025-12-31 | 2023-06-14 13:47 | Deemed Ex Ante Team | In million sq. ft. of floor area (minima set to 1,000 sq. ft.) | 2024-03-22 19:40 | Deemed Ex Ante Team | Set ExpiryDate to 2025-12-31 to enable building vintage consolidation for DEER2026 measures
Com | Com | For commercial aggregated building type | ERC | CZ12 | Ex | Any | 3.103 | DEER2020 | 2020-01-01 | 2025-12-31 | 2023-06-14 13:47 | Deemed Ex Ante Team | In million sq. ft. of floor area (minima set to 1,000 sq. ft.) | 2024-03-22 19:40 | Deemed Ex Ante Team | Set ExpiryDate to 2025-12-31 to enable building vintage consolidation for DEER2026 measures
Com | Com | For commercial aggregated building type | ERC | CZ12 | Ex | Any | 16.156 | DEER2026 | 2026-01-01 |  | 2024-03-22 19:32 | Deemed Ex Ante Team | In million sq. ft. of floor area (minima set to 1,000 sq. ft.). Sum of Ex, Old, Recent of DEER2020 version weights. | 2024-03-22 19:32 | Deemed Ex Ante Team
Com | Com | For commercial aggregated building type | ERC | CZ12 | New | Any | 0.134 | DEER2020 | 2020-01-01 | 2025-12-31 | 2023-06-14 13:47 | Deemed Ex Ante Team | In million sq. ft. of floor area (minima set to 1,000 sq. ft.) | 2024-03-22 19:40 | Deemed Ex Ante Team | Set ExpiryDate to 2025-12-31 to enable building vintage consolidation for DEER2026 measures
Com | Com | For commercial aggregated building type | ERC | CZ12 | New | Any | 0.134 | DEER2026 | 2026-01-01 |  | 2024-03-22 19:32 | Deemed Ex Ante Team | In million sq. ft. of floor area (minima set to 1,000 sq. ft.). | 2024-03-22 19:32 | Deemed Ex Ante Team
Com | Com | For commercial aggregated building type | ERC | CZ12 | Old | Any | 12.518 | DEER2020 | 2020-01-01 | 2025-12-31 | 2023-06-14 13:47 | Deemed Ex Ante Team | In million sq. ft. of floor area (minima set to 1,000 sq. ft.) | 2024-03-22 19:40 | Deemed Ex Ante Team | Set ExpiryDate to 2025-12-31 to enable building vintage consolidation for DEER2026 measures
Com | Com | For commercial aggregated building type | ERC | CZ12 | Rec | Any | 0.535 | DEER2020 | 2020-01-01 | 2025-12-31 | 2023-06-14 13:47 | Deemed Ex Ante Team | In million sq. ft. of floor area (minima set to 1,000 sq. ft.) | 2024-03-22 19:40 | Deemed Ex Ante Team | Set ExpiryDate to 2025-12-31 to enable building vintage consolidation for DEER2026 measures
Com | Com | For commercial aggregated building type | ERC | CZ13 | Ex | Any | 3.426 | DEER2020 | 2020-01-01 | 2025-12-31 | 2023-06-14 13:47 | Deemed Ex Ante Team | In million sq. ft. of floor area (minima set to 1,000 sq. ft.) | 2024-03-22 19:40 | Deemed Ex Ante Team | Set ExpiryDate to 2025-12-31 to enable building vintage consolidation for DEER2026 measures
Com | Com | For commercial aggregated building type | ERC | CZ13 | Ex | Any | 18.408 | DEER2026 | 2026-01-01 |  | 2024-03-22 19:32 | Deemed Ex Ante Team | In million sq. ft. of floor area (minima set to 1,000 sq. ft.). Sum of Ex, Old, Recent of DEER2020 version weights. | 2024-03-22 19:32 | Deemed Ex Ante Team
Com | Com | For commercial aggregated building type | ERC | CZ13 | New | Any | 0.167 | DEER2020 | 2020-01-01 | 2025-12-31 | 2023-06-14 13:47 | Deemed Ex Ante Team | In million sq. ft. of floor area (minima set to 1,000 sq. ft.) | 2024-03-22 19:40 | Deemed Ex Ante Team | Set ExpiryDate to 2025-12-31 to enable building vintage consolidation for DEER2026 measures
Com | Com | For commercial aggregated building type | ERC | CZ13 | New | Any | 0.167 | DEER2026 | 2026-01-01 |  | 2024-03-22 19:32 | Deemed Ex Ante Team | In million sq. ft. of floor area (minima set to 1,000 sq. ft.). | 2024-03-22 19:32 | Deemed Ex Ante Team
Com | Com | For commercial aggregated building type | ERC | CZ13 | Old | Any | 14.311 | DEER2020 | 2020-01-01 | 2025-12-31 | 2023-06-14 13:47 | Deemed Ex Ante Team | In million sq. ft. of floor area (minima set to 1,000 sq. ft.) | 2024-03-22 19:40 | Deemed Ex Ante Team | Set ExpiryDate to 2025-12-31 to enable building vintage consolidation for DEER2026 measures
Com | Com | For commercial aggregated building type | ERC | CZ13 | Rec | Any | 0.671 | DEER2020 | 2020-01-01 | 2025-12-31 | 2023-06-14 13:47 | Deemed Ex Ante Team | In million sq. ft. of floor area (minima set to 1,000 sq. ft.) | 2024-03-22 19:40 | Deemed Ex Ante Team | Set ExpiryDate to 2025-12-31 to enable building vintage consolidation for DEER2026 measures
Com | Com | For commercial aggregated building type | ERC | CZ14 | Ex | Any | 1.722 | DEER2020 | 2020-01-01 | 2025-12-31 | 2023-06-14 13:47 | Deemed Ex Ante Team | In million sq. ft. of floor area (minima set to 1,000 sq. ft.) | 2024-03-22 19:40 | Deemed Ex Ante Team | Set ExpiryDate to 2025-12-31 to enable building vintage consolidation for DEER2026 measures
Com | Com | For commercial aggregated building type | ERC | CZ14 | Ex | Any | 7.812 | DEER2026 | 2026-01-01 |  | 2024-03-22 19:32 | Deemed Ex Ante Team | In million sq. ft. of floor area (minima set to 1,000 sq. ft.). Sum of Ex, Old, Recent of DEER2020 version weights. | 2024-03-22 19:32 | Deemed Ex Ante Team
Com | Com | For commercial aggregated building type | ERC | CZ14 | New | Any | 0.065 | DEER2020 | 2020-01-01 | 2025-12-31 | 2023-06-14 13:47 | Deemed Ex Ante Team | In million sq. ft. of floor area (minima set to 1,000 sq. ft.) | 2024-03-22 19:40 | Deemed Ex Ante Team | Set ExpiryDate to 2025-12-31 to enable building vintage consolidation for DEER2026 measures
Com | Com | For commercial aggregated building type | ERC | CZ14 | New | Any | 0.065 | DEER2026 | 2026-01-01 |  | 2024-03-22 19:32 | Deemed Ex Ante Team | In million sq. ft. of floor area (minima set to 1,000 sq. ft.). | 2024-03-22 19:32 | Deemed Ex Ante Team
Com | Com | For commercial aggregated building type | ERC | CZ14 | Old | Any | 5.829 | DEER2020 | 2020-01-01 | 2025-12-31 | 2023-06-14 13:47 | Deemed Ex Ante Team | In million sq. ft. of floor area (minima set to 1,000 sq. ft.) | 2024-03-22 19:40 | Deemed Ex Ante Team | Set ExpiryDate to 2025-12-31 to enable building vintage consolidation for DEER2026 measures
Com | Com | For commercial aggregated building type | ERC | CZ14 | Rec | Any | 0.261 | DEER2020 | 2020-01-01 | 2025-12-31 | 2023-06-14 13:47 | Deemed Ex Ante Team | In million sq. ft. of floor area (minima set to 1,000 sq. ft.) | 2024-03-22 19:40 | Deemed Ex Ante Team | Set ExpiryDate to 2025-12-31 to enable building vintage consolidation for DEER2026 measures
Com | Com | For commercial aggregated building type | ERC | CZ15 | Ex | Any | 0.687 | DEER2020 | 2020-01-01 | 2025-12-31 | 2023-06-14 13:47 | Deemed Ex Ante Team | In million sq. ft. of floor area (minima set to 1,000 sq. ft.) | 2024-03-22 19:40 | Deemed Ex Ante Team | Set ExpiryDate to 2025-12-31 to enable building vintage consolidation for DEER2026 measures
Com | Com | For commercial aggregated building type | ERC | CZ15 | Ex | Any | 2.68 | DEER2026 | 2026-01-01 |  | 2024-03-22 19:32 | Deemed Ex Ante Team | In million sq. ft. of floor area (minima set to 1,000 sq. ft.). Sum of Ex, Old, Recent of DEER2020 version weights. | 2024-03-22 19:32 | Deemed Ex Ante Team
Com | Com | For commercial aggregated building type | ERC | CZ15 | New | Any | 0.027 | DEER2020 | 2020-01-01 | 2025-12-31 | 2023-06-14 13:47 | Deemed Ex Ante Team | In million sq. ft. of floor area (minima set to 1,000 sq. ft.) | 2024-03-22 19:40 | Deemed Ex Ante Team | Set ExpiryDate to 2025-12-31 to enable building vintage consolidation for DEER2026 measures
Com | Com | For commercial aggregated building type | ERC | CZ15 | New | Any | 0.027 | DEER2026 | 2026-01-01 |  | 2024-03-22 19:32 | Deemed Ex Ante Team | In million sq. ft. of floor area (minima set to 1,000 sq. ft.). | 2024-03-22 19:32 | Deemed Ex Ante Team
Com | Com | For commercial aggregated building type | ERC | CZ15 | Old | Any | 1.889 | DEER2020 | 2020-01-01 | 2025-12-31 | 2023-06-14 13:47 | Deemed Ex Ante Team | In million sq. ft. of floor area (minima set to 1,000 sq. ft.) | 2024-03-22 19:40 | Deemed Ex Ante Team | Set ExpiryDate to 2025-12-31 to enable building vintage consolidation for DEER2026 measures
Com | Com | For commercial aggregated building type | ERC | CZ15 | Rec | Any | 0.104 | DEER2020 | 2020-01-01 | 2025-12-31 | 2023-06-14 13:47 | Deemed Ex Ante Team | In million sq. ft. of floor area (minima set to 1,000 sq. ft.) | 2024-03-22 19:40 | Deemed Ex Ante Team | Set ExpiryDate to 2025-12-31 to enable building vintage consolidation for DEER2026 measures
Com | Com | For commercial aggregated building type | ERC | CZ16 | Ex | Any | 0.975 | DEER2020 | 2020-01-01 | 2025-12-31 | 2023-06-14 13:47 | Deemed Ex Ante Team | In million sq. ft. of floor area (minima set to 1,000 sq. ft.) | 2024-03-22 19:40 | Deemed Ex Ante Team | Set ExpiryDate to 2025-12-31 to enable building vintage consolidation for DEER2026 measures
Com | Com | For commercial aggregated building type | ERC | CZ16 | Ex | Any | 4.307 | DEER2026 | 2026-01-01 |  | 2024-03-22 19:32 | Deemed Ex Ante Team | In million sq. ft. of floor area (minima set to 1,000 sq. ft.). Sum of Ex, Old, Recent of DEER2020 version weights. | 2024-03-22 19:32 | Deemed Ex Ante Team
Com | Com | For commercial aggregated building type | ERC | CZ16 | New | Any | 0.04 | DEER2020 | 2020-01-01 | 2025-12-31 | 2023-06-14 13:47 | Deemed Ex Ante Team | In million sq. ft. of floor area (minima set to 1,000 sq. ft.) | 2024-03-22 19:40 | Deemed Ex Ante Team | Set ExpiryDate to 2025-12-31 to enable building vintage consolidation for DEER2026 measures
Com | Com | For commercial aggregated building type | ERC | CZ16 | New | Any | 0.04 | DEER2026 | 2026-01-01 |  | 2024-03-22 19:32 | Deemed Ex Ante Team | In million sq. ft. of floor area (minima set to 1,000 sq. ft.). | 2024-03-22 19:32 | Deemed Ex Ante Team
Com | Com | For commercial aggregated building type | ERC | CZ16 | Old | Any | 3.174 | DEER2020 | 2020-01-01 | 2025-12-31 | 2023-06-14 13:47 | Deemed Ex Ante Team | In million sq. ft. of floor area (minima set to 1,000 sq. ft.) | 2024-03-22 19:40 | Deemed Ex Ante Team | Set ExpiryDate to 2025-12-31 to enable building vintage consolidation for DEER2026 measures
Com | Com | For commercial aggregated building type | ERC | CZ16 | Rec | Any | 0.158 | DEER2020 | 2020-01-01 | 2025-12-31 | 2023-06-14 13:47 | Deemed Ex Ante Team | In million sq. ft. of floor area (minima set to 1,000 sq. ft.) | 2024-03-22 19:40 | Deemed Ex Ante Team | Set ExpiryDate to 2025-12-31 to enable building vintage consolidation for DEER2026 measures
Com | Com | For commercial aggregated building type | ESe | CZ01 | Ex | Any | 0.096 | DEER2020 | 2020-01-01 | 2025-12-31 | 2023-06-14 13:47 | Deemed Ex Ante Team | In million sq. ft. of floor area (minima set to 1,000 sq. ft.) | 2024-03-22 19:40 | Deemed Ex Ante Team | Set ExpiryDate to 2025-12-31 to enable building vintage consolidation for DEER2026 measures
Com | Com | For commercial aggregated building type | ESe | CZ01 | Ex | Any | 0.715 | DEER2026 | 2026-01-01 |  | 2024-03-22 19:32 | Deemed Ex Ante Team | In million sq. ft. of floor area (minima set to 1,000 sq. ft.). Sum of Ex, Old, Recent of DEER2020 version weights. | 2024-03-22 19:32 | Deemed Ex Ante Team
Com | Com | For commercial aggregated building type | ESe | CZ01 | New | Any | 0.004 | DEER2020 | 2020-01-01 | 2025-12-31 | 2023-06-14 13:47 | Deemed Ex Ante Team | In million sq. ft. of floor area (minima set to 1,000 sq. ft.) | 2024-03-22 19:40 | Deemed Ex Ante Team | Set ExpiryDate to 2025-12-31 to enable building vintage consolidation for DEER2026 measures
Com | Com | For commercial aggregated building type | ESe | CZ01 | New | Any | 0.004 | DEER2026 | 2026-01-01 |  | 2024-03-22 19:32 | Deemed Ex Ante Team | In million sq. ft. of floor area (minima set to 1,000 sq. ft.). | 2024-03-22 19:32 | Deemed Ex Ante Team
Com | Com | For commercial aggregated building type | ESe | CZ01 | Old | Any | 0.602 | DEER2020 | 2020-01-01 | 2025-12-31 | 2023-06-14 13:47 | Deemed Ex Ante Team | In million sq. ft. of floor area (minima set to 1,000 sq. ft.) | 2024-03-22 19:40 | Deemed Ex Ante Team | Set ExpiryDate to 2025-12-31 to enable building vintage consolidation for DEER2026 measures
Com | Com | For commercial aggregated building type | ESe | CZ01 | Rec | Any | 0.017 | DEER2020 | 2020-01-01 | 2025-12-31 | 2023-06-14 13:47 | Deemed Ex Ante Team | In million sq. ft. of floor area (minima set to 1,000 sq. ft.) | 2024-03-22 19:40 | Deemed Ex Ante Team | Set ExpiryDate to 2025-12-31 to enable building vintage consolidation for DEER2026 measures
Com | Com | For commercial aggregated building type | ESe | CZ02 | Ex | Any | 0.622 | DEER2020 | 2020-01-01 | 2025-12-31 | 2023-06-14 13:47 | Deemed Ex Ante Team | In million sq. ft. of floor area (minima set to 1,000 sq. ft.) | 2024-03-22 19:40 | Deemed Ex Ante Team | Set ExpiryDate to 2025-12-31 to enable building vintage consolidation for DEER2026 measures
Com | Com | For commercial aggregated building type | ESe | CZ02 | Ex | Any | 5.242 | DEER2026 | 2026-01-01 |  | 2024-03-22 19:32 | Deemed Ex Ante Team | In million sq. ft. of floor area (minima set to 1,000 sq. ft.). Sum of Ex, Old, Recent of DEER2020 version weights. | 2024-03-22 19:32 | Deemed Ex Ante Team
Com | Com | For commercial aggregated building type | ESe | CZ02 | New | Any | 0.026 | DEER2020 | 2020-01-01 | 2025-12-31 | 2023-06-14 13:47 | Deemed Ex Ante Team | In million sq. ft. of floor area (minima set to 1,000 sq. ft.) | 2024-03-22 19:40 | Deemed Ex Ante Team | Set ExpiryDate to 2025-12-31 to enable building vintage consolidation for DEER2026 measures
Com | Com | For commercial aggregated building type | ESe | CZ02 | New | Any | 0.026 | DEER2026 | 2026-01-01 |  | 2024-03-22 19:32 | Deemed Ex Ante Team | In million sq. ft. of floor area (minima set to 1,000 sq. ft.). | 2024-03-22 19:32 | Deemed Ex Ante Team
Com | Com | For commercial aggregated building type | ESe | CZ02 | Old | Any | 4.515 | DEER2020 | 2020-01-01 | 2025-12-31 | 2023-06-14 13:47 | Deemed Ex Ante Team | In million sq. ft. of floor area (minima set to 1,000 sq. ft.) | 2024-03-22 19:40 | Deemed Ex Ante Team | Set ExpiryDate to 2025-12-31 to enable building vintage consolidation for DEER2026 measures
Com | Com | For commercial aggregated building type | ESe | CZ02 | Rec | Any | 0.105 | DEER2020 | 2020-01-01 | 2025-12-31 | 2023-06-14 13:47 | Deemed Ex Ante Team | In million sq. ft. of floor area (minima set to 1,000 sq. ft.) | 2024-03-22 19:40 | Deemed Ex Ante Team | Set ExpiryDate to 2025-12-31 to enable building vintage consolidation for DEER2026 measures
Com | Com | For commercial aggregated building type | ESe | CZ03 | Ex | Any | 1.819 | DEER2020 | 2020-01-01 | 2025-12-31 | 2023-06-14 13:47 | Deemed Ex Ante Team | In million sq. ft. of floor area (minima set to 1,000 sq. ft.) | 2024-03-22 19:40 | Deemed Ex Ante Team | Set ExpiryDate to 2025-12-31 to enable building vintage consolidation for DEER2026 measures
Com | Com | For commercial aggregated building type | ESe | CZ03 | Ex | Any | 19.915 | DEER2026 | 2026-01-01 |  | 2024-03-22 19:32 | Deemed Ex Ante Team | In million sq. ft. of floor area (minima set to 1,000 sq. ft.). Sum of Ex, Old, Recent of DEER2020 version weights. | 2024-03-22 19:32 | Deemed Ex Ante Team
Com | Com | For commercial aggregated building type | ESe | CZ03 | New | Any | 0.078 | DEER2020 | 2020-01-01 | 2025-12-31 | 2023-06-14 13:47 | Deemed Ex Ante Team | In million sq. ft. of floor area (minima set to 1,000 sq. ft.) | 2024-03-22 19:40 | Deemed Ex Ante Team | Set ExpiryDate to 2025-12-31 to enable building vintage consolidation for DEER2026 measures
Com | Com | For commercial aggregated building type | ESe | CZ03 | New | Any | 0.078 | DEER2026 | 2026-01-01 |  | 2024-03-22 19:32 | Deemed Ex Ante Team | In million sq. ft. of floor area (minima set to 1,000 sq. ft.). | 2024-03-22 19:32 | Deemed Ex Ante Team
Com | Com | For commercial aggregated building type | ESe | CZ03 | Old | Any | 17.783 | DEER2020 | 2020-01-01 | 2025-12-31 | 2023-06-14 13:47 | Deemed Ex Ante Team | In million sq. ft. of floor area (minima set to 1,000 sq. ft.) | 2024-03-22 19:40 | Deemed Ex Ante Team | Set ExpiryDate to 2025-12-31 to enable building vintage consolidation for DEER2026 measures
Com | Com | For commercial aggregated building type | ESe | CZ03 | Rec | Any | 0.313 | DEER2020 | 2020-01-01 | 2025-12-31 | 2023-06-14 13:47 | Deemed Ex Ante Team | In million sq. ft. of floor area (minima set to 1,000 sq. ft.) | 2024-03-22 19:40 | Deemed Ex Ante Team | Set ExpiryDate to 2025-12-31 to enable building vintage consolidation for DEER2026 measures
Com | Com | For commercial aggregated building type | ESe | CZ04 | Ex | Any | 1.301 | DEER2020 | 2020-01-01 | 2025-12-31 | 2023-06-14 13:47 | Deemed Ex Ante Team | In million sq. ft. of floor area (minima set to 1,000 sq. ft.) | 2024-03-22 19:40 | Deemed Ex Ante Team | Set ExpiryDate to 2025-12-31 to enable building vintage consolidation for DEER2026 measures
Com | Com | For commercial aggregated building type | ESe | CZ04 | Ex | Any | 10.253 | DEER2026 | 2026-01-01 |  | 2024-03-22 19:32 | Deemed Ex Ante Team | In million sq. ft. of floor area (minima set to 1,000 sq. ft.). Sum of Ex, Old, Recent of DEER2020 version weights. | 2024-03-22 19:32 | Deemed Ex Ante Team
Com | Com | For commercial aggregated building type | ESe | CZ04 | New | Any | 0.053 | DEER2020 | 2020-01-01 | 2025-12-31 | 2023-06-14 13:47 | Deemed Ex Ante Team | In million sq. ft. of floor area (minima set to 1,000 sq. ft.) | 2024-03-22 19:40 | Deemed Ex Ante Team | Set ExpiryDate to 2025-12-31 to enable building vintage consolidation for DEER2026 measures
Com | Com | For commercial aggregated building type | ESe | CZ04 | New | Any | 0.053 | DEER2026 | 2026-01-01 |  | 2024-03-22 19:32 | Deemed Ex Ante Team | In million sq. ft. of floor area (minima set to 1,000 sq. ft.). | 2024-03-22 19:32 | Deemed Ex Ante Team
Com | Com | For commercial aggregated building type | ESe | CZ04 | Old | Any | 8.74 | DEER2020 | 2020-01-01 | 2025-12-31 | 2023-06-14 13:47 | Deemed Ex Ante Team | In million sq. ft. of floor area (minima set to 1,000 sq. ft.) | 2024-03-22 19:40 | Deemed Ex Ante Team | Set ExpiryDate to 2025-12-31 to enable building vintage consolidation for DEER2026 measures
Com | Com | For commercial aggregated building type | ESe | CZ04 | Rec | Any | 0.212 | DEER2020 | 2020-01-01 | 2025-12-31 | 2023-06-14 13:47 | Deemed Ex Ante Team | In million sq. ft. of floor area (minima set to 1,000 sq. ft.) | 2024-03-22 19:40 | Deemed Ex Ante Team | Set ExpiryDate to 2025-12-31 to enable building vintage consolidation for DEER2026 measures
Com | Com | For commercial aggregated building type | ESe | CZ05 | Ex | Any | 0.194 | DEER2020 | 2020-01-01 | 2025-12-31 | 2023-06-14 13:47 | Deemed Ex Ante Team | In million sq. ft. of floor area (minima set to 1,000 sq. ft.) | 2024-03-22 19:40 | Deemed Ex Ante Team | Set ExpiryDate to 2025-12-31 to enable building vintage consolidation for DEER2026 measures
Com | Com | For commercial aggregated building type | ESe | CZ05 | Ex | Any | 1.56 | DEER2026 | 2026-01-01 |  | 2024-03-22 19:32 | Deemed Ex Ante Team | In million sq. ft. of floor area (minima set to 1,000 sq. ft.). Sum of Ex, Old, Recent of DEER2020 version weights. | 2024-03-22 19:32 | Deemed Ex Ante Team
Com | Com | For commercial aggregated building type | ESe | CZ05 | New | Any | 0.009 | DEER2020 | 2020-01-01 | 2025-12-31 | 2023-06-14 13:47 | Deemed Ex Ante Team | In million sq. ft. of floor area (minima set to 1,000 sq. ft.) | 2024-03-22 19:40 | Deemed Ex Ante Team | Set ExpiryDate to 2025-12-31 to enable building vintage consolidation for DEER2026 measures
Com | Com | For commercial aggregated building type | ESe | CZ05 | New | Any | 0.009 | DEER2026 | 2026-01-01 |  | 2024-03-22 19:32 | Deemed Ex Ante Team | In million sq. ft. of floor area (minima set to 1,000 sq. ft.). | 2024-03-22 19:32 | Deemed Ex Ante Team
Com | Com | For commercial aggregated building type | ESe | CZ05 | Old | Any | 1.333 | DEER2020 | 2020-01-01 | 2025-12-31 | 2023-06-14 13:47 | Deemed Ex Ante Team | In million sq. ft. of floor area (minima set to 1,000 sq. ft.) | 2024-03-22 19:40 | Deemed Ex Ante Team | Set ExpiryDate to 2025-12-31 to enable building vintage consolidation for DEER2026 measures
Com | Com | For commercial aggregated building type | ESe | CZ05 | Rec | Any | 0.033 | DEER2020 | 2020-01-01 | 2025-12-31 | 2023-06-14 13:47 | Deemed Ex Ante Team | In million sq. ft. of floor area (minima set to 1,000 sq. ft.) | 2024-03-22 19:40 | Deemed Ex Ante Team | Set ExpiryDate to 2025-12-31 to enable building vintage consolidation for DEER2026 measures
Com | Com | For commercial aggregated building type | ESe | CZ06 | Ex | Any | 2.741 | DEER2020 | 2020-01-01 | 2025-12-31 | 2023-06-14 13:47 | Deemed Ex Ante Team | In million sq. ft. of floor area (minima set to 1,000 sq. ft.) | 2024-03-22 19:40 | Deemed Ex Ante Team | Set ExpiryDate to 2025-12-31 to enable building vintage consolidation for DEER2026 measures
Com | Com | For commercial aggregated building type | ESe | CZ06 | Ex | Any | 26.989 | DEER2026 | 2026-01-01 |  | 2024-03-22 19:32 | Deemed Ex Ante Team | In million sq. ft. of floor area (minima set to 1,000 sq. ft.). Sum of Ex, Old, Recent of DEER2020 version weights. | 2024-03-22 19:32 | Deemed Ex Ante Team
Com | Com | For commercial aggregated building type | ESe | CZ06 | New | Any | 0.111 | DEER2020 | 2020-01-01 | 2025-12-31 | 2023-06-14 13:47 | Deemed Ex Ante Team | In million sq. ft. of floor area (minima set to 1,000 sq. ft.) | 2024-03-22 19:40 | Deemed Ex Ante Team | Set ExpiryDate to 2025-12-31 to enable building vintage consolidation for DEER2026 measures
Com | Com | For commercial aggregated building type | ESe | CZ06 | New | Any | 0.111 | DEER2026 | 2026-01-01 |  | 2024-03-22 19:32 | Deemed Ex Ante Team | In million sq. ft. of floor area (minima set to 1,000 sq. ft.). | 2024-03-22 19:32 | Deemed Ex Ante Team
Com | Com | For commercial aggregated building type | ESe | CZ06 | Old | Any | 23.802 | DEER2020 | 2020-01-01 | 2025-12-31 | 2023-06-14 13:47 | Deemed Ex Ante Team | In million sq. ft. of floor area (minima set to 1,000 sq. ft.) | 2024-03-22 19:40 | Deemed Ex Ante Team | Set ExpiryDate to 2025-12-31 to enable building vintage consolidation for DEER2026 measures
Com | Com | For commercial aggregated building type | ESe | CZ06 | Rec | Any | 0.446 | DEER2020 | 2020-01-01 | 2025-12-31 | 2023-06-14 13:47 | Deemed Ex Ante Team | In million sq. ft. of floor area (minima set to 1,000 sq. ft.) | 2024-03-22 19:40 | Deemed Ex Ante Team | Set ExpiryDate to 2025-12-31 to enable building vintage consolidation for DEER2026 measures
Com | Com | For commercial aggregated building type | ESe | CZ07 | Ex | Any | 1.407 | DEER2020 | 2020-01-01 | 2025-12-31 | 2023-06-14 13:47 | Deemed Ex Ante Team | In million sq. ft. of floor area (minima set to 1,000 sq. ft.) | 2024-03-22 19:40 | Deemed Ex Ante Team | Set ExpiryDate to 2025-12-31 to enable building vintage consolidation for DEER2026 measures
Com | Com | For commercial aggregated building type | ESe | CZ07 | Ex | Any | 8.429 | DEER2026 | 2026-01-01 |  | 2024-03-22 19:32 | Deemed Ex Ante Team | In million sq. ft. of floor area (minima set to 1,000 sq. ft.). Sum of Ex, Old, Recent of DEER2020 version weights. | 2024-03-22 19:32 | Deemed Ex Ante Team
Com | Com | For commercial aggregated building type | ESe | CZ07 | New | Any | 0.048 | DEER2020 | 2020-01-01 | 2025-12-31 | 2023-06-14 13:47 | Deemed Ex Ante Team | In million sq. ft. of floor area (minima set to 1,000 sq. ft.) | 2024-03-22 19:40 | Deemed Ex Ante Team | Set ExpiryDate to 2025-12-31 to enable building vintage consolidation for DEER2026 measures
Com | Com | For commercial aggregated building type | ESe | CZ07 | New | Any | 0.048 | DEER2026 | 2026-01-01 |  | 2024-03-22 19:32 | Deemed Ex Ante Team | In million sq. ft. of floor area (minima set to 1,000 sq. ft.). | 2024-03-22 19:32 | Deemed Ex Ante Team
Com | Com | For commercial aggregated building type | ESe | CZ07 | Old | Any | 6.829 | DEER2020 | 2020-01-01 | 2025-12-31 | 2023-06-14 13:47 | Deemed Ex Ante Team | In million sq. ft. of floor area (minima set to 1,000 sq. ft.) | 2024-03-22 19:40 | Deemed Ex Ante Team | Set ExpiryDate to 2025-12-31 to enable building vintage consolidation for DEER2026 measures
Com | Com | For commercial aggregated building type | ESe | CZ07 | Rec | Any | 0.193 | DEER2020 | 2020-01-01 | 2025-12-31 | 2023-06-14 13:47 | Deemed Ex Ante Team | In million sq. ft. of floor area (minima set to 1,000 sq. ft.) | 2024-03-22 19:40 | Deemed Ex Ante Team | Set ExpiryDate to 2025-12-31 to enable building vintage consolidation for DEER2026 measures
Com | Com | For commercial aggregated building type | ESe | CZ08 | Ex | Any | 4.867 | DEER2020 | 2020-01-01 | 2025-12-31 | 2023-06-14 13:47 | Deemed Ex Ante Team | In million sq. ft. of floor area (minima set to 1,000 sq. ft.) | 2024-03-22 19:40 | Deemed Ex Ante Team | Set ExpiryDate to 2025-12-31 to enable building vintage consolidation for DEER2026 measures
Com | Com | For commercial aggregated building type | ESe | CZ08 | Ex | Any | 46.996 | DEER2026 | 2026-01-01 |  | 2024-03-22 19:32 | Deemed Ex Ante Team | In million sq. ft. of floor area (minima set to 1,000 sq. ft.). Sum of Ex, Old, Recent of DEER2020 version weights. | 2024-03-22 19:32 | Deemed Ex Ante Team
Com | Com | For commercial aggregated building type | ESe | CZ08 | New | Any | 0.197 | DEER2020 | 2020-01-01 | 2025-12-31 | 2023-06-14 13:47 | Deemed Ex Ante Team | In million sq. ft. of floor area (minima set to 1,000 sq. ft.) | 2024-03-22 19:40 | Deemed Ex Ante Team | Set ExpiryDate to 2025-12-31 to enable building vintage consolidation for DEER2026 measures
Com | Com | For commercial aggregated building type | ESe | CZ08 | New | Any | 0.197 | DEER2026 | 2026-01-01 |  | 2024-03-22 19:32 | Deemed Ex Ante Team | In million sq. ft. of floor area (minima set to 1,000 sq. ft.). | 2024-03-22 19:32 | Deemed Ex Ante Team
Com | Com | For commercial aggregated building type | ESe | CZ08 | Old | Any | 41.343 | DEER2020 | 2020-01-01 | 2025-12-31 | 2023-06-14 13:47 | Deemed Ex Ante Team | In million sq. ft. of floor area (minima set to 1,000 sq. ft.) | 2024-03-22 19:40 | Deemed Ex Ante Team | Set ExpiryDate to 2025-12-31 to enable building vintage consolidation for DEER2026 measures
Com | Com | For commercial aggregated building type | ESe | CZ08 | Rec | Any | 0.786 | DEER2020 | 2020-01-01 | 2025-12-31 | 2023-06-14 13:47 | Deemed Ex Ante Team | In million sq. ft. of floor area (minima set to 1,000 sq. ft.) | 2024-03-22 19:40 | Deemed Ex Ante Team | Set ExpiryDate to 2025-12-31 to enable building vintage consolidation for DEER2026 measures
Com | Com | For commercial aggregated building type | ESe | CZ09 | Ex | Any | 3.768 | DEER2020 | 2020-01-01 | 2025-12-31 | 2023-06-14 13:47 | Deemed Ex Ante Team | In million sq. ft. of floor area (minima set to 1,000 sq. ft.) | 2024-03-22 19:40 | Deemed Ex Ante Team | Set ExpiryDate to 2025-12-31 to enable building vintage consolidation for DEER2026 measures
Com | Com | For commercial aggregated building type | ESe | CZ09 | Ex | Any | 34.417 | DEER2026 | 2026-01-01 |  | 2024-03-22 19:32 | Deemed Ex Ante Team | In million sq. ft. of floor area (minima set to 1,000 sq. ft.). Sum of Ex, Old, Recent of DEER2020 version weights. | 2024-03-22 19:32 | Deemed Ex Ante Team
Com | Com | For commercial aggregated building type | ESe | CZ09 | New | Any | 0.14 | DEER2020 | 2020-01-01 | 2025-12-31 | 2023-06-14 13:47 | Deemed Ex Ante Team | In million sq. ft. of floor area (minima set to 1,000 sq. ft.) | 2024-03-22 19:40 | Deemed Ex Ante Team | Set ExpiryDate to 2025-12-31 to enable building vintage consolidation for DEER2026 measures
Com | Com | For commercial aggregated building type | ESe | CZ09 | New | Any | 0.14 | DEER2026 | 2026-01-01 |  | 2024-03-22 19:32 | Deemed Ex Ante Team | In million sq. ft. of floor area (minima set to 1,000 sq. ft.). | 2024-03-22 19:32 | Deemed Ex Ante Team
Com | Com | For commercial aggregated building type | ESe | CZ09 | Old | Any | 30.089 | DEER2020 | 2020-01-01 | 2025-12-31 | 2023-06-14 13:47 | Deemed Ex Ante Team | In million sq. ft. of floor area (minima set to 1,000 sq. ft.) | 2024-03-22 19:40 | Deemed Ex Ante Team | Set ExpiryDate to 2025-12-31 to enable building vintage consolidation for DEER2026 measures
Com | Com | For commercial aggregated building type | ESe | CZ09 | Rec | Any | 0.56 | DEER2020 | 2020-01-01 | 2025-12-31 | 2023-06-14 13:47 | Deemed Ex Ante Team | In million sq. ft. of floor area (minima set to 1,000 sq. ft.) | 2024-03-22 19:40 | Deemed Ex Ante Team | Set ExpiryDate to 2025-12-31 to enable building vintage consolidation for DEER2026 measures
Com | Com | For commercial aggregated building type | ESe | CZ10 | Ex | Any | 8.45 | DEER2020 | 2020-01-01 | 2025-12-31 | 2023-06-14 13:47 | Deemed Ex Ante Team | In million sq. ft. of floor area (minima set to 1,000 sq. ft.) | 2024-03-22 19:40 | Deemed Ex Ante Team | Set ExpiryDate to 2025-12-31 to enable building vintage consolidation for DEER2026 measures
Com | Com | For commercial aggregated building type | ESe | CZ10 | Ex | Any | 34.535 | DEER2026 | 2026-01-01 |  | 2024-03-22 19:32 | Deemed Ex Ante Team | In million sq. ft. of floor area (minima set to 1,000 sq. ft.). Sum of Ex, Old, Recent of DEER2020 version weights. | 2024-03-22 19:32 | Deemed Ex Ante Team
Com | Com | For commercial aggregated building type | ESe | CZ10 | New | Any | 0.312 | DEER2020 | 2020-01-01 | 2025-12-31 | 2023-06-14 13:47 | Deemed Ex Ante Team | In million sq. ft. of floor area (minima set to 1,000 sq. ft.) | 2024-03-22 19:40 | Deemed Ex Ante Team | Set ExpiryDate to 2025-12-31 to enable building vintage consolidation for DEER2026 measures
Com | Com | For commercial aggregated building type | ESe | CZ10 | New | Any | 0.312 | DEER2026 | 2026-01-01 |  | 2024-03-22 19:32 | Deemed Ex Ante Team | In million sq. ft. of floor area (minima set to 1,000 sq. ft.). | 2024-03-22 19:32 | Deemed Ex Ante Team
Com | Com | For commercial aggregated building type | ESe | CZ10 | Old | Any | 24.834 | DEER2020 | 2020-01-01 | 2025-12-31 | 2023-06-14 13:47 | Deemed Ex Ante Team | In million sq. ft. of floor area (minima set to 1,000 sq. ft.) | 2024-03-22 19:40 | Deemed Ex Ante Team | Set ExpiryDate to 2025-12-31 to enable building vintage consolidation for DEER2026 measures
Com | Com | For commercial aggregated building type | ESe | CZ10 | Rec | Any | 1.251 | DEER2020 | 2020-01-01 | 2025-12-31 | 2023-06-14 13:47 | Deemed Ex Ante Team | In million sq. ft. of floor area (minima set to 1,000 sq. ft.) | 2024-03-22 19:40 | Deemed Ex Ante Team | Set ExpiryDate to 2025-12-31 to enable building vintage consolidation for DEER2026 measures
Com | Com | For commercial aggregated building type | ESe | CZ11 | Ex | Any | 0.941 | DEER2020 | 2020-01-01 | 2025-12-31 | 2023-06-14 13:47 | Deemed Ex Ante Team | In million sq. ft. of floor area (minima set to 1,000 sq. ft.) | 2024-03-22 19:40 | Deemed Ex Ante Team | Set ExpiryDate to 2025-12-31 to enable building vintage consolidation for DEER2026 measures
Com | Com | For commercial aggregated building type | ESe | CZ11 | Ex | Any | 4.643 | DEER2026 | 2026-01-01 |  | 2024-03-22 19:32 | Deemed Ex Ante Team | In million sq. ft. of floor area (minima set to 1,000 sq. ft.). Sum of Ex, Old, Recent of DEER2020 version weights. | 2024-03-22 19:32 | Deemed Ex Ante Team
Com | Com | For commercial aggregated building type | ESe | CZ11 | New | Any | 0.044 | DEER2020 | 2020-01-01 | 2025-12-31 | 2023-06-14 13:47 | Deemed Ex Ante Team | In million sq. ft. of floor area (minima set to 1,000 sq. ft.) | 2024-03-22 19:40 | Deemed Ex Ante Team | Set ExpiryDate to 2025-12-31 to enable building vintage consolidation for DEER2026 measures
Com | Com | For commercial aggregated building type | ESe | CZ11 | New | Any | 0.044 | DEER2026 | 2026-01-01 |  | 2024-03-22 19:32 | Deemed Ex Ante Team | In million sq. ft. of floor area (minima set to 1,000 sq. ft.). | 2024-03-22 19:32 | Deemed Ex Ante Team
Com | Com | For commercial aggregated building type | ESe | CZ11 | Old | Any | 3.527 | DEER2020 | 2020-01-01 | 2025-12-31 | 2023-06-14 13:47 | Deemed Ex Ante Team | In million sq. ft. of floor area (minima set to 1,000 sq. ft.) | 2024-03-22 19:40 | Deemed Ex Ante Team | Set ExpiryDate to 2025-12-31 to enable building vintage consolidation for DEER2026 measures
Com | Com | For commercial aggregated building type | ESe | CZ11 | Rec | Any | 0.175 | DEER2020 | 2020-01-01 | 2025-12-31 | 2023-06-14 13:47 | Deemed Ex Ante Team | In million sq. ft. of floor area (minima set to 1,000 sq. ft.) | 2024-03-22 19:40 | Deemed Ex Ante Team | Set ExpiryDate to 2025-12-31 to enable building vintage consolidation for DEER2026 measures
Com | Com | For commercial aggregated building type | ESe | CZ12 | Ex | Any | 3.103 | DEER2020 | 2020-01-01 | 2025-12-31 | 2023-06-14 13:47 | Deemed Ex Ante Team | In million sq. ft. of floor area (minima set to 1,000 sq. ft.) | 2024-03-22 19:40 | Deemed Ex Ante Team | Set ExpiryDate to 2025-12-31 to enable building vintage consolidation for DEER2026 measures
Com | Com | For commercial aggregated building type | ESe | CZ12 | Ex | Any | 16.156 | DEER2026 | 2026-01-01 |  | 2024-03-22 19:32 | Deemed Ex Ante Team | In million sq. ft. of floor area (minima set to 1,000 sq. ft.). Sum of Ex, Old, Recent of DEER2020 version weights. | 2024-03-22 19:32 | Deemed Ex Ante Team
Com | Com | For commercial aggregated building type | ESe | CZ12 | New | Any | 0.134 | DEER2020 | 2020-01-01 | 2025-12-31 | 2023-06-14 13:47 | Deemed Ex Ante Team | In million sq. ft. of floor area (minima set to 1,000 sq. ft.) | 2024-03-22 19:40 | Deemed Ex Ante Team | Set ExpiryDate to 2025-12-31 to enable building vintage consolidation for DEER2026 measures
Com | Com | For commercial aggregated building type | ESe | CZ12 | New | Any | 0.134 | DEER2026 | 2026-01-01 |  | 2024-03-22 19:32 | Deemed Ex Ante Team | In million sq. ft. of floor area (minima set to 1,000 sq. ft.). | 2024-03-22 19:32 | Deemed Ex Ante Team
Com | Com | For commercial aggregated building type | ESe | CZ12 | Old | Any | 12.518 | DEER2020 | 2020-01-01 | 2025-12-31 | 2023-06-14 13:47 | Deemed Ex Ante Team | In million sq. ft. of floor area (minima set to 1,000 sq. ft.) | 2024-03-22 19:40 | Deemed Ex Ante Team | Set ExpiryDate to 2025-12-31 to enable building vintage consolidation for DEER2026 measures
Com | Com | For commercial aggregated building type | ESe | CZ12 | Rec | Any | 0.535 | DEER2020 | 2020-01-01 | 2025-12-31 | 2023-06-14 13:47 | Deemed Ex Ante Team | In million sq. ft. of floor area (minima set to 1,000 sq. ft.) | 2024-03-22 19:40 | Deemed Ex Ante Team | Set ExpiryDate to 2025-12-31 to enable building vintage consolidation for DEER2026 measures
Com | Com | For commercial aggregated building type | ESe | CZ13 | Ex | Any | 3.426 | DEER2020 | 2020-01-01 | 2025-12-31 | 2023-06-14 13:47 | Deemed Ex Ante Team | In million sq. ft. of floor area (minima set to 1,000 sq. ft.) | 2024-03-22 19:40 | Deemed Ex Ante Team | Set ExpiryDate to 2025-12-31 to enable building vintage consolidation for DEER2026 measures
Com | Com | For commercial aggregated building type | ESe | CZ13 | Ex | Any | 18.408 | DEER2026 | 2026-01-01 |  | 2024-03-22 19:32 | Deemed Ex Ante Team | In million sq. ft. of floor area (minima set to 1,000 sq. ft.). Sum of Ex, Old, Recent of DEER2020 version weights. | 2024-03-22 19:32 | Deemed Ex Ante Team
Com | Com | For commercial aggregated building type | ESe | CZ13 | New | Any | 0.167 | DEER2020 | 2020-01-01 | 2025-12-31 | 2023-06-14 13:47 | Deemed Ex Ante Team | In million sq. ft. of floor area (minima set to 1,000 sq. ft.) | 2024-03-22 19:40 | Deemed Ex Ante Team | Set ExpiryDate to 2025-12-31 to enable building vintage consolidation for DEER2026 measures
Com | Com | For commercial aggregated building type | ESe | CZ13 | New | Any | 0.167 | DEER2026 | 2026-01-01 |  | 2024-03-22 19:32 | Deemed Ex Ante Team | In million sq. ft. of floor area (minima set to 1,000 sq. ft.). | 2024-03-22 19:32 | Deemed Ex Ante Team
Com | Com | For commercial aggregated building type | ESe | CZ13 | Old | Any | 14.311 | DEER2020 | 2020-01-01 | 2025-12-31 | 2023-06-14 13:47 | Deemed Ex Ante Team | In million sq. ft. of floor area (minima set to 1,000 sq. ft.) | 2024-03-22 19:40 | Deemed Ex Ante Team | Set ExpiryDate to 2025-12-31 to enable building vintage consolidation for DEER2026 measures
Com | Com | For commercial aggregated building type | ESe | CZ13 | Rec | Any | 0.671 | DEER2020 | 2020-01-01 | 2025-12-31 | 2023-06-14 13:47 | Deemed Ex Ante Team | In million sq. ft. of floor area (minima set to 1,000 sq. ft.) | 2024-03-22 19:40 | Deemed Ex Ante Team | Set ExpiryDate to 2025-12-31 to enable building vintage consolidation for DEER2026 measures
Com | Com | For commercial aggregated building type | ESe | CZ14 | Ex | Any | 1.722 | DEER2020 | 2020-01-01 | 2025-12-31 | 2023-06-14 13:47 | Deemed Ex Ante Team | In million sq. ft. of floor area (minima set to 1,000 sq. ft.) | 2024-03-22 19:40 | Deemed Ex Ante Team | Set ExpiryDate to 2025-12-31 to enable building vintage consolidation for DEER2026 measures
Com | Com | For commercial aggregated building type | ESe | CZ14 | Ex | Any | 7.812 | DEER2026 | 2026-01-01 |  | 2024-03-22 19:32 | Deemed Ex Ante Team | In million sq. ft. of floor area (minima set to 1,000 sq. ft.). Sum of Ex, Old, Recent of DEER2020 version weights. | 2024-03-22 19:32 | Deemed Ex Ante Team
Com | Com | For commercial aggregated building type | ESe | CZ14 | New | Any | 0.065 | DEER2020 | 2020-01-01 | 2025-12-31 | 2023-06-14 13:47 | Deemed Ex Ante Team | In million sq. ft. of floor area (minima set to 1,000 sq. ft.) | 2024-03-22 19:40 | Deemed Ex Ante Team | Set ExpiryDate to 2025-12-31 to enable building vintage consolidation for DEER2026 measures
Com | Com | For commercial aggregated building type | ESe | CZ14 | New | Any | 0.065 | DEER2026 | 2026-01-01 |  | 2024-03-22 19:32 | Deemed Ex Ante Team | In million sq. ft. of floor area (minima set to 1,000 sq. ft.). | 2024-03-22 19:32 | Deemed Ex Ante Team
Com | Com | For commercial aggregated building type | ESe | CZ14 | Old | Any | 5.829 | DEER2020 | 2020-01-01 | 2025-12-31 | 2023-06-14 13:47 | Deemed Ex Ante Team | In million sq. ft. of floor area (minima set to 1,000 sq. ft.) | 2024-03-22 19:40 | Deemed Ex Ante Team | Set ExpiryDate to 2025-12-31 to enable building vintage consolidation for DEER2026 measures
Com | Com | For commercial aggregated building type | ESe | CZ14 | Rec | Any | 0.261 | DEER2020 | 2020-01-01 | 2025-12-31 | 2023-06-14 13:47 | Deemed Ex Ante Team | In million sq. ft. of floor area (minima set to 1,000 sq. ft.) | 2024-03-22 19:40 | Deemed Ex Ante Team | Set ExpiryDate to 2025-12-31 to enable building vintage consolidation for DEER2026 measures
Com | Com | For commercial aggregated building type | ESe | CZ15 | Ex | Any | 0.687 | DEER2020 | 2020-01-01 | 2025-12-31 | 2023-06-14 13:47 | Deemed Ex Ante Team | In million sq. ft. of floor area (minima set to 1,000 sq. ft.) | 2024-03-22 19:40 | Deemed Ex Ante Team | Set ExpiryDate to 2025-12-31 to enable building vintage consolidation for DEER2026 measures
Com | Com | For commercial aggregated building type | ESe | CZ15 | Ex | Any | 2.68 | DEER2026 | 2026-01-01 |  | 2024-03-22 19:32 | Deemed Ex Ante Team | In million sq. ft. of floor area (minima set to 1,000 sq. ft.). Sum of Ex, Old, Recent of DEER2020 version weights. | 2024-03-22 19:32 | Deemed Ex Ante Team
Com | Com | For commercial aggregated building type | ESe | CZ15 | New | Any | 0.027 | DEER2020 | 2020-01-01 | 2025-12-31 | 2023-06-14 13:47 | Deemed Ex Ante Team | In million sq. ft. of floor area (minima set to 1,000 sq. ft.) | 2024-03-22 19:40 | Deemed Ex Ante Team | Set ExpiryDate to 2025-12-31 to enable building vintage consolidation for DEER2026 measures
Com | Com | For commercial aggregated building type | ESe | CZ15 | New | Any | 0.027 | DEER2026 | 2026-01-01 |  | 2024-03-22 19:32 | Deemed Ex Ante Team | In million sq. ft. of floor area (minima set to 1,000 sq. ft.). | 2024-03-22 19:32 | Deemed Ex Ante Team
Com | Com | For commercial aggregated building type | ESe | CZ15 | Old | Any | 1.889 | DEER2020 | 2020-01-01 | 2025-12-31 | 2023-06-14 13:47 | Deemed Ex Ante Team | In million sq. ft. of floor area (minima set to 1,000 sq. ft.) | 2024-03-22 19:40 | Deemed Ex Ante Team | Set ExpiryDate to 2025-12-31 to enable building vintage consolidation for DEER2026 measures
Com | Com | For commercial aggregated building type | ESe | CZ15 | Rec | Any | 0.104 | DEER2020 | 2020-01-01 | 2025-12-31 | 2023-06-14 13:47 | Deemed Ex Ante Team | In million sq. ft. of floor area (minima set to 1,000 sq. ft.) | 2024-03-22 19:40 | Deemed Ex Ante Team | Set ExpiryDate to 2025-12-31 to enable building vintage consolidation for DEER2026 measures
Com | Com | For commercial aggregated building type | ESe | CZ16 | Ex | Any | 0.975 | DEER2020 | 2020-01-01 | 2025-12-31 | 2023-06-14 13:47 | Deemed Ex Ante Team | In million sq. ft. of floor area (minima set to 1,000 sq. ft.) | 2024-03-22 19:40 | Deemed Ex Ante Team | Set ExpiryDate to 2025-12-31 to enable building vintage consolidation for DEER2026 measures
Com | Com | For commercial aggregated building type | ESe | CZ16 | Ex | Any | 4.307 | DEER2026 | 2026-01-01 |  | 2024-03-22 19:32 | Deemed Ex Ante Team | In million sq. ft. of floor area (minima set to 1,000 sq. ft.). Sum of Ex, Old, Recent of DEER2020 version weights. | 2024-03-22 19:32 | Deemed Ex Ante Team
Com | Com | For commercial aggregated building type | ESe | CZ16 | New | Any | 0.04 | DEER2020 | 2020-01-01 | 2025-12-31 | 2023-06-14 13:47 | Deemed Ex Ante Team | In million sq. ft. of floor area (minima set to 1,000 sq. ft.) | 2024-03-22 19:40 | Deemed Ex Ante Team | Set ExpiryDate to 2025-12-31 to enable building vintage consolidation for DEER2026 measures
Com | Com | For commercial aggregated building type | ESe | CZ16 | New | Any | 0.04 | DEER2026 | 2026-01-01 |  | 2024-03-22 19:32 | Deemed Ex Ante Team | In million sq. ft. of floor area (minima set to 1,000 sq. ft.). | 2024-03-22 19:32 | Deemed Ex Ante Team
Com | Com | For commercial aggregated building type | ESe | CZ16 | Old | Any | 3.174 | DEER2020 | 2020-01-01 | 2025-12-31 | 2023-06-14 13:47 | Deemed Ex Ante Team | In million sq. ft. of floor area (minima set to 1,000 sq. ft.) | 2024-03-22 19:40 | Deemed Ex Ante Team | Set ExpiryDate to 2025-12-31 to enable building vintage consolidation for DEER2026 measures
Com | Com | For commercial aggregated building type | ESe | CZ16 | Rec | Any | 0.158 | DEER2020 | 2020-01-01 | 2025-12-31 | 2023-06-14 13:47 | Deemed Ex Ante Team | In million sq. ft. of floor area (minima set to 1,000 sq. ft.) | 2024-03-22 19:40 | Deemed Ex Ante Team | Set ExpiryDate to 2025-12-31 to enable building vintage consolidation for DEER2026 measures
Com | Com | For commercial aggregated building type | EUD | CZ01 | Ex | Any | 0.131 | DEER2020 | 2020-01-01 | 2025-12-31 | 2023-06-14 13:47 | Deemed Ex Ante Team | In million sq. ft. of floor area (minima set to 1,000 sq. ft.) | 2024-03-22 19:40 | Deemed Ex Ante Team | Set ExpiryDate to 2025-12-31 to enable building vintage consolidation for DEER2026 measures
Com | Com | For commercial aggregated building type | EUD | CZ01 | Ex | Any | 1.816 | DEER2026 | 2026-01-01 |  | 2024-03-22 19:32 | Deemed Ex Ante Team | In million sq. ft. of floor area (minima set to 1,000 sq. ft.). Sum of Ex, Old, Recent of DEER2020 version weights. | 2024-03-22 19:32 | Deemed Ex Ante Team
Com | Com | For commercial aggregated building type | EUD | CZ01 | New | Any | 0.008 | DEER2020 | 2020-01-01 | 2025-12-31 | 2023-06-14 13:47 | Deemed Ex Ante Team | In million sq. ft. of floor area (minima set to 1,000 sq. ft.) | 2024-03-22 19:40 | Deemed Ex Ante Team | Set ExpiryDate to 2025-12-31 to enable building vintage consolidation for DEER2026 measures
Com | Com | For commercial aggregated building type | EUD | CZ01 | New | Any | 0.008 | DEER2026 | 2026-01-01 |  | 2024-03-22 19:32 | Deemed Ex Ante Team | In million sq. ft. of floor area (minima set to 1,000 sq. ft.). | 2024-03-22 19:32 | Deemed Ex Ante Team
Com | Com | For commercial aggregated building type | EUD | CZ01 | Old | Any | 1.653 | DEER2020 | 2020-01-01 | 2025-12-31 | 2023-06-14 13:47 | Deemed Ex Ante Team | In million sq. ft. of floor area (minima set to 1,000 sq. ft.) | 2024-03-22 19:40 | Deemed Ex Ante Team | Set ExpiryDate to 2025-12-31 to enable building vintage consolidation for DEER2026 measures
Com | Com | For commercial aggregated building type | EUD | CZ01 | Rec | Any | 0.032 | DEER2020 | 2020-01-01 | 2025-12-31 | 2023-06-14 13:47 | Deemed Ex Ante Team | In million sq. ft. of floor area (minima set to 1,000 sq. ft.) | 2024-03-22 19:40 | Deemed Ex Ante Team | Set ExpiryDate to 2025-12-31 to enable building vintage consolidation for DEER2026 measures
Com | Com | For commercial aggregated building type | EUD | CZ02 | Ex | Any | 0.802 | DEER2020 | 2020-01-01 | 2025-12-31 | 2023-06-14 13:47 | Deemed Ex Ante Team | In million sq. ft. of floor area (minima set to 1,000 sq. ft.) | 2024-03-22 19:40 | Deemed Ex Ante Team | Set ExpiryDate to 2025-12-31 to enable building vintage consolidation for DEER2026 measures
Com | Com | For commercial aggregated building type | EUD | CZ02 | Ex | Any | 4.888 | DEER2026 | 2026-01-01 |  | 2024-03-22 19:32 | Deemed Ex Ante Team | In million sq. ft. of floor area (minima set to 1,000 sq. ft.). Sum of Ex, Old, Recent of DEER2020 version weights. | 2024-03-22 19:32 | Deemed Ex Ante Team
Com | Com | For commercial aggregated building type | EUD | CZ02 | New | Any | 0.038 | DEER2020 | 2020-01-01 | 2025-12-31 | 2023-06-14 13:47 | Deemed Ex Ante Team | In million sq. ft. of floor area (minima set to 1,000 sq. ft.) | 2024-03-22 19:40 | Deemed Ex Ante Team | Set ExpiryDate to 2025-12-31 to enable building vintage consolidation for DEER2026 measures
Com | Com | For commercial aggregated building type | EUD | CZ02 | New | Any | 0.038 | DEER2026 | 2026-01-01 |  | 2024-03-22 19:32 | Deemed Ex Ante Team | In million sq. ft. of floor area (minima set to 1,000 sq. ft.). | 2024-03-22 19:32 | Deemed Ex Ante Team
Com | Com | For commercial aggregated building type | EUD | CZ02 | Old | Any | 3.935 | DEER2020 | 2020-01-01 | 2025-12-31 | 2023-06-14 13:47 | Deemed Ex Ante Team | In million sq. ft. of floor area (minima set to 1,000 sq. ft.) | 2024-03-22 19:40 | Deemed Ex Ante Team | Set ExpiryDate to 2025-12-31 to enable building vintage consolidation for DEER2026 measures
Com | Com | For commercial aggregated building type | EUD | CZ02 | Rec | Any | 0.151 | DEER2020 | 2020-01-01 | 2025-12-31 | 2023-06-14 13:47 | Deemed Ex Ante Team | In million sq. ft. of floor area (minima set to 1,000 sq. ft.) | 2024-03-22 19:40 | Deemed Ex Ante Team | Set ExpiryDate to 2025-12-31 to enable building vintage consolidation for DEER2026 measures
Com | Com | For commercial aggregated building type | EUD | CZ03 | Ex | Any | 3.221 | DEER2020 | 2020-01-01 | 2025-12-31 | 2023-06-14 13:47 | Deemed Ex Ante Team | In million sq. ft. of floor area (minima set to 1,000 sq. ft.) | 2024-03-22 19:40 | Deemed Ex Ante Team | Set ExpiryDate to 2025-12-31 to enable building vintage consolidation for DEER2026 measures
Com | Com | For commercial aggregated building type | EUD | CZ03 | Ex | Any | 24.14 | DEER2026 | 2026-01-01 |  | 2024-03-22 19:32 | Deemed Ex Ante Team | In million sq. ft. of floor area (minima set to 1,000 sq. ft.). Sum of Ex, Old, Recent of DEER2020 version weights. | 2024-03-22 19:32 | Deemed Ex Ante Team
Com | Com | For commercial aggregated building type | EUD | CZ03 | New | Any | 0.143 | DEER2020 | 2020-01-01 | 2025-12-31 | 2023-06-14 13:47 | Deemed Ex Ante Team | In million sq. ft. of floor area (minima set to 1,000 sq. ft.) | 2024-03-22 19:40 | Deemed Ex Ante Team | Set ExpiryDate to 2025-12-31 to enable building vintage consolidation for DEER2026 measures
Com | Com | For commercial aggregated building type | EUD | CZ03 | New | Any | 0.143 | DEER2026 | 2026-01-01 |  | 2024-03-22 19:32 | Deemed Ex Ante Team | In million sq. ft. of floor area (minima set to 1,000 sq. ft.). | 2024-03-22 19:32 | Deemed Ex Ante Team
Com | Com | For commercial aggregated building type | EUD | CZ03 | Old | Any | 20.346 | DEER2020 | 2020-01-01 | 2025-12-31 | 2023-06-14 13:47 | Deemed Ex Ante Team | In million sq. ft. of floor area (minima set to 1,000 sq. ft.) | 2024-03-22 19:40 | Deemed Ex Ante Team | Set ExpiryDate to 2025-12-31 to enable building vintage consolidation for DEER2026 measures
Com | Com | For commercial aggregated building type | EUD | CZ03 | Rec | Any | 0.573 | DEER2020 | 2020-01-01 | 2025-12-31 | 2023-06-14 13:47 | Deemed Ex Ante Team | In million sq. ft. of floor area (minima set to 1,000 sq. ft.) | 2024-03-22 19:40 | Deemed Ex Ante Team | Set ExpiryDate to 2025-12-31 to enable building vintage consolidation for DEER2026 measures
Com | Com | For commercial aggregated building type | EUD | CZ04 | Ex | Any | 1.088 | DEER2020 | 2020-01-01 | 2025-12-31 | 2023-06-14 13:47 | Deemed Ex Ante Team | In million sq. ft. of floor area (minima set to 1,000 sq. ft.) | 2024-03-22 19:40 | Deemed Ex Ante Team | Set ExpiryDate to 2025-12-31 to enable building vintage consolidation for DEER2026 measures
Com | Com | For commercial aggregated building type | EUD | CZ04 | Ex | Any | 6.096 | DEER2026 | 2026-01-01 |  | 2024-03-22 19:32 | Deemed Ex Ante Team | In million sq. ft. of floor area (minima set to 1,000 sq. ft.). Sum of Ex, Old, Recent of DEER2020 version weights. | 2024-03-22 19:32 | Deemed Ex Ante Team
Com | Com | For commercial aggregated building type | EUD | CZ04 | New | Any | 0.051 | DEER2020 | 2020-01-01 | 2025-12-31 | 2023-06-14 13:47 | Deemed Ex Ante Team | In million sq. ft. of floor area (minima set to 1,000 sq. ft.) | 2024-03-22 19:40 | Deemed Ex Ante Team | Set ExpiryDate to 2025-12-31 to enable building vintage consolidation for DEER2026 measures
Com | Com | For commercial aggregated building type | EUD | CZ04 | New | Any | 0.051 | DEER2026 | 2026-01-01 |  | 2024-03-22 19:32 | Deemed Ex Ante Team | In million sq. ft. of floor area (minima set to 1,000 sq. ft.). | 2024-03-22 19:32 | Deemed Ex Ante Team
Com | Com | For commercial aggregated building type | EUD | CZ04 | Old | Any | 4.805 | DEER2020 | 2020-01-01 | 2025-12-31 | 2023-06-14 13:47 | Deemed Ex Ante Team | In million sq. ft. of floor area (minima set to 1,000 sq. ft.) | 2024-03-22 19:40 | Deemed Ex Ante Team | Set ExpiryDate to 2025-12-31 to enable building vintage consolidation for DEER2026 measures
Com | Com | For commercial aggregated building type | EUD | CZ04 | Rec | Any | 0.203 | DEER2020 | 2020-01-01 | 2025-12-31 | 2023-06-14 13:47 | Deemed Ex Ante Team | In million sq. ft. of floor area (minima set to 1,000 sq. ft.) | 2024-03-22 19:40 | Deemed Ex Ante Team | Set ExpiryDate to 2025-12-31 to enable building vintage consolidation for DEER2026 measures
Com | Com | For commercial aggregated building type | EUD | CZ05 | Ex | Any | 0.829 | DEER2020 | 2020-01-01 | 2025-12-31 | 2023-06-14 13:47 | Deemed Ex Ante Team | In million sq. ft. of floor area (minima set to 1,000 sq. ft.) | 2024-03-22 19:40 | Deemed Ex Ante Team | Set ExpiryDate to 2025-12-31 to enable building vintage consolidation for DEER2026 measures
Com | Com | For commercial aggregated building type | EUD | CZ05 | Ex | Any | 4.647 | DEER2026 | 2026-01-01 |  | 2024-03-22 19:32 | Deemed Ex Ante Team | In million sq. ft. of floor area (minima set to 1,000 sq. ft.). Sum of Ex, Old, Recent of DEER2020 version weights. | 2024-03-22 19:32 | Deemed Ex Ante Team
Com | Com | For commercial aggregated building type | EUD | CZ05 | New | Any | 0.04 | DEER2020 | 2020-01-01 | 2025-12-31 | 2023-06-14 13:47 | Deemed Ex Ante Team | In million sq. ft. of floor area (minima set to 1,000 sq. ft.) | 2024-03-22 19:40 | Deemed Ex Ante Team | Set ExpiryDate to 2025-12-31 to enable building vintage consolidation for DEER2026 measures
Com | Com | For commercial aggregated building type | EUD | CZ05 | New | Any | 0.04 | DEER2026 | 2026-01-01 |  | 2024-03-22 19:32 | Deemed Ex Ante Team | In million sq. ft. of floor area (minima set to 1,000 sq. ft.). | 2024-03-22 19:32 | Deemed Ex Ante Team
Com | Com | For commercial aggregated building type | EUD | CZ05 | Old | Any | 3.661 | DEER2020 | 2020-01-01 | 2025-12-31 | 2023-06-14 13:47 | Deemed Ex Ante Team | In million sq. ft. of floor area (minima set to 1,000 sq. ft.) | 2024-03-22 19:40 | Deemed Ex Ante Team | Set ExpiryDate to 2025-12-31 to enable building vintage consolidation for DEER2026 measures
Com | Com | For commercial aggregated building type | EUD | CZ05 | Rec | Any | 0.157 | DEER2020 | 2020-01-01 | 2025-12-31 | 2023-06-14 13:47 | Deemed Ex Ante Team | In million sq. ft. of floor area (minima set to 1,000 sq. ft.) | 2024-03-22 19:40 | Deemed Ex Ante Team | Set ExpiryDate to 2025-12-31 to enable building vintage consolidation for DEER2026 measures
Com | Com | For commercial aggregated building type | EUD | CZ06 | Ex | Any | 4.554 | DEER2020 | 2020-01-01 | 2025-12-31 | 2023-06-14 13:47 | Deemed Ex Ante Team | In million sq. ft. of floor area (minima set to 1,000 sq. ft.) | 2024-03-22 19:40 | Deemed Ex Ante Team | Set ExpiryDate to 2025-12-31 to enable building vintage consolidation for DEER2026 measures
Com | Com | For commercial aggregated building type | EUD | CZ06 | Ex | Any | 30.314 | DEER2026 | 2026-01-01 |  | 2024-03-22 19:32 | Deemed Ex Ante Team | In million sq. ft. of floor area (minima set to 1,000 sq. ft.). Sum of Ex, Old, Recent of DEER2020 version weights. | 2024-03-22 19:32 | Deemed Ex Ante Team
Com | Com | For commercial aggregated building type | EUD | CZ06 | New | Any | 0.228 | DEER2020 | 2020-01-01 | 2025-12-31 | 2023-06-14 13:47 | Deemed Ex Ante Team | In million sq. ft. of floor area (minima set to 1,000 sq. ft.) | 2024-03-22 19:40 | Deemed Ex Ante Team | Set ExpiryDate to 2025-12-31 to enable building vintage consolidation for DEER2026 measures
Com | Com | For commercial aggregated building type | EUD | CZ06 | New | Any | 0.228 | DEER2026 | 2026-01-01 |  | 2024-03-22 19:32 | Deemed Ex Ante Team | In million sq. ft. of floor area (minima set to 1,000 sq. ft.). | 2024-03-22 19:32 | Deemed Ex Ante Team
Com | Com | For commercial aggregated building type | EUD | CZ06 | Old | Any | 24.85 | DEER2020 | 2020-01-01 | 2025-12-31 | 2023-06-14 13:47 | Deemed Ex Ante Team | In million sq. ft. of floor area (minima set to 1,000 sq. ft.) | 2024-03-22 19:40 | Deemed Ex Ante Team | Set ExpiryDate to 2025-12-31 to enable building vintage consolidation for DEER2026 measures
Com | Com | For commercial aggregated building type | EUD | CZ06 | Rec | Any | 0.91 | DEER2020 | 2020-01-01 | 2025-12-31 | 2023-06-14 13:47 | Deemed Ex Ante Team | In million sq. ft. of floor area (minima set to 1,000 sq. ft.) | 2024-03-22 19:40 | Deemed Ex Ante Team | Set ExpiryDate to 2025-12-31 to enable building vintage consolidation for DEER2026 measures
Com | Com | For commercial aggregated building type | EUD | CZ07 | Ex | Any | 2.885 | DEER2020 | 2020-01-01 | 2025-12-31 | 2023-06-14 13:47 | Deemed Ex Ante Team | In million sq. ft. of floor area (minima set to 1,000 sq. ft.) | 2024-03-22 19:40 | Deemed Ex Ante Team | Set ExpiryDate to 2025-12-31 to enable building vintage consolidation for DEER2026 measures
Com | Com | For commercial aggregated building type | EUD | CZ07 | Ex | Any | 11.918 | DEER2026 | 2026-01-01 |  | 2024-03-22 19:32 | Deemed Ex Ante Team | In million sq. ft. of floor area (minima set to 1,000 sq. ft.). Sum of Ex, Old, Recent of DEER2020 version weights. | 2024-03-22 19:32 | Deemed Ex Ante Team
Com | Com | For commercial aggregated building type | EUD | CZ07 | New | Any | 0.118 | DEER2020 | 2020-01-01 | 2025-12-31 | 2023-06-14 13:47 | Deemed Ex Ante Team | In million sq. ft. of floor area (minima set to 1,000 sq. ft.) | 2024-03-22 19:40 | Deemed Ex Ante Team | Set ExpiryDate to 2025-12-31 to enable building vintage consolidation for DEER2026 measures
Com | Com | For commercial aggregated building type | EUD | CZ07 | New | Any | 0.118 | DEER2026 | 2026-01-01 |  | 2024-03-22 19:32 | Deemed Ex Ante Team | In million sq. ft. of floor area (minima set to 1,000 sq. ft.). | 2024-03-22 19:32 | Deemed Ex Ante Team
Com | Com | For commercial aggregated building type | EUD | CZ07 | Old | Any | 8.56 | DEER2020 | 2020-01-01 | 2025-12-31 | 2023-06-14 13:47 | Deemed Ex Ante Team | In million sq. ft. of floor area (minima set to 1,000 sq. ft.) | 2024-03-22 19:40 | Deemed Ex Ante Team | Set ExpiryDate to 2025-12-31 to enable building vintage consolidation for DEER2026 measures
Com | Com | For commercial aggregated building type | EUD | CZ07 | Rec | Any | 0.473 | DEER2020 | 2020-01-01 | 2025-12-31 | 2023-06-14 13:47 | Deemed Ex Ante Team | In million sq. ft. of floor area (minima set to 1,000 sq. ft.) | 2024-03-22 19:40 | Deemed Ex Ante Team | Set ExpiryDate to 2025-12-31 to enable building vintage consolidation for DEER2026 measures
Com | Com | For commercial aggregated building type | EUD | CZ08 | Ex | Any | 7.284 | DEER2020 | 2020-01-01 | 2025-12-31 | 2023-06-14 13:47 | Deemed Ex Ante Team | In million sq. ft. of floor area (minima set to 1,000 sq. ft.) | 2024-03-22 19:40 | Deemed Ex Ante Team | Set ExpiryDate to 2025-12-31 to enable building vintage consolidation for DEER2026 measures
Com | Com | For commercial aggregated building type | EUD | CZ08 | Ex | Any | 49.831 | DEER2026 | 2026-01-01 |  | 2024-03-22 19:32 | Deemed Ex Ante Team | In million sq. ft. of floor area (minima set to 1,000 sq. ft.). Sum of Ex, Old, Recent of DEER2020 version weights. | 2024-03-22 19:32 | Deemed Ex Ante Team
Com | Com | For commercial aggregated building type | EUD | CZ08 | New | Any | 0.363 | DEER2020 | 2020-01-01 | 2025-12-31 | 2023-06-14 13:47 | Deemed Ex Ante Team | In million sq. ft. of floor area (minima set to 1,000 sq. ft.) | 2024-03-22 19:40 | Deemed Ex Ante Team | Set ExpiryDate to 2025-12-31 to enable building vintage consolidation for DEER2026 measures
Com | Com | For commercial aggregated building type | EUD | CZ08 | New | Any | 0.363 | DEER2026 | 2026-01-01 |  | 2024-03-22 19:32 | Deemed Ex Ante Team | In million sq. ft. of floor area (minima set to 1,000 sq. ft.). | 2024-03-22 19:32 | Deemed Ex Ante Team
Com | Com | For commercial aggregated building type | EUD | CZ08 | Old | Any | 41.092 | DEER2020 | 2020-01-01 | 2025-12-31 | 2023-06-14 13:47 | Deemed Ex Ante Team | In million sq. ft. of floor area (minima set to 1,000 sq. ft.) | 2024-03-22 19:40 | Deemed Ex Ante Team | Set ExpiryDate to 2025-12-31 to enable building vintage consolidation for DEER2026 measures
Com | Com | For commercial aggregated building type | EUD | CZ08 | Rec | Any | 1.455 | DEER2020 | 2020-01-01 | 2025-12-31 | 2023-06-14 13:47 | Deemed Ex Ante Team | In million sq. ft. of floor area (minima set to 1,000 sq. ft.) | 2024-03-22 19:40 | Deemed Ex Ante Team | Set ExpiryDate to 2025-12-31 to enable building vintage consolidation for DEER2026 measures
Com | Com | For commercial aggregated building type | EUD | CZ09 | Ex | Any | 3.38 | DEER2020 | 2020-01-01 | 2025-12-31 | 2023-06-14 13:47 | Deemed Ex Ante Team | In million sq. ft. of floor area (minima set to 1,000 sq. ft.) | 2024-03-22 19:40 | Deemed Ex Ante Team | Set ExpiryDate to 2025-12-31 to enable building vintage consolidation for DEER2026 measures
Com | Com | For commercial aggregated building type | EUD | CZ09 | Ex | Any | 27.542 | DEER2026 | 2026-01-01 |  | 2024-03-22 19:32 | Deemed Ex Ante Team | In million sq. ft. of floor area (minima set to 1,000 sq. ft.). Sum of Ex, Old, Recent of DEER2020 version weights. | 2024-03-22 19:32 | Deemed Ex Ante Team
Com | Com | For commercial aggregated building type | EUD | CZ09 | New | Any | 0.163 | DEER2020 | 2020-01-01 | 2025-12-31 | 2023-06-14 13:47 | Deemed Ex Ante Team | In million sq. ft. of floor area (minima set to 1,000 sq. ft.) | 2024-03-22 19:40 | Deemed Ex Ante Team | Set ExpiryDate to 2025-12-31 to enable building vintage consolidation for DEER2026 measures
Com | Com | For commercial aggregated building type | EUD | CZ09 | New | Any | 0.163 | DEER2026 | 2026-01-01 |  | 2024-03-22 19:32 | Deemed Ex Ante Team | In million sq. ft. of floor area (minima set to 1,000 sq. ft.). | 2024-03-22 19:32 | Deemed Ex Ante Team
Com | Com | For commercial aggregated building type | EUD | CZ09 | Old | Any | 23.511 | DEER2020 | 2020-01-01 | 2025-12-31 | 2023-06-14 13:47 | Deemed Ex Ante Team | In million sq. ft. of floor area (minima set to 1,000 sq. ft.) | 2024-03-22 19:40 | Deemed Ex Ante Team | Set ExpiryDate to 2025-12-31 to enable building vintage consolidation for DEER2026 measures
Com | Com | For commercial aggregated building type | EUD | CZ09 | Rec | Any | 0.651 | DEER2020 | 2020-01-01 | 2025-12-31 | 2023-06-14 13:47 | Deemed Ex Ante Team | In million sq. ft. of floor area (minima set to 1,000 sq. ft.) | 2024-03-22 19:40 | Deemed Ex Ante Team | Set ExpiryDate to 2025-12-31 to enable building vintage consolidation for DEER2026 measures
Com | Com | For commercial aggregated building type | EUD | CZ10 | Ex | Any | 5.247 | DEER2020 | 2020-01-01 | 2025-12-31 | 2023-06-14 13:47 | Deemed Ex Ante Team | In million sq. ft. of floor area (minima set to 1,000 sq. ft.) | 2024-03-22 19:40 | Deemed Ex Ante Team | Set ExpiryDate to 2025-12-31 to enable building vintage consolidation for DEER2026 measures
Com | Com | For commercial aggregated building type | EUD | CZ10 | Ex | Any | 17.938 | DEER2026 | 2026-01-01 |  | 2024-03-22 19:32 | Deemed Ex Ante Team | In million sq. ft. of floor area (minima set to 1,000 sq. ft.). Sum of Ex, Old, Recent of DEER2020 version weights. | 2024-03-22 19:32 | Deemed Ex Ante Team
Com | Com | For commercial aggregated building type | EUD | CZ10 | New | Any | 0.247 | DEER2020 | 2020-01-01 | 2025-12-31 | 2023-06-14 13:47 | Deemed Ex Ante Team | In million sq. ft. of floor area (minima set to 1,000 sq. ft.) | 2024-03-22 19:40 | Deemed Ex Ante Team | Set ExpiryDate to 2025-12-31 to enable building vintage consolidation for DEER2026 measures
Com | Com | For commercial aggregated building type | EUD | CZ10 | New | Any | 0.247 | DEER2026 | 2026-01-01 |  | 2024-03-22 19:32 | Deemed Ex Ante Team | In million sq. ft. of floor area (minima set to 1,000 sq. ft.). | 2024-03-22 19:32 | Deemed Ex Ante Team
Com | Com | For commercial aggregated building type | EUD | CZ10 | Old | Any | 11.7 | DEER2020 | 2020-01-01 | 2025-12-31 | 2023-06-14 13:47 | Deemed Ex Ante Team | In million sq. ft. of floor area (minima set to 1,000 sq. ft.) | 2024-03-22 19:40 | Deemed Ex Ante Team | Set ExpiryDate to 2025-12-31 to enable building vintage consolidation for DEER2026 measures
Com | Com | For commercial aggregated building type | EUD | CZ10 | Rec | Any | 0.991 | DEER2020 | 2020-01-01 | 2025-12-31 | 2023-06-14 13:47 | Deemed Ex Ante Team | In million sq. ft. of floor area (minima set to 1,000 sq. ft.) | 2024-03-22 19:40 | Deemed Ex Ante Team | Set ExpiryDate to 2025-12-31 to enable building vintage consolidation for DEER2026 measures
Com | Com | For commercial aggregated building type | EUD | CZ11 | Ex | Any | 1.197 | DEER2020 | 2020-01-01 | 2025-12-31 | 2023-06-14 13:47 | Deemed Ex Ante Team | In million sq. ft. of floor area (minima set to 1,000 sq. ft.) | 2024-03-22 19:40 | Deemed Ex Ante Team | Set ExpiryDate to 2025-12-31 to enable building vintage consolidation for DEER2026 measures
Com | Com | For commercial aggregated building type | EUD | CZ11 | Ex | Any | 6.069 | DEER2026 | 2026-01-01 |  | 2024-03-22 19:32 | Deemed Ex Ante Team | In million sq. ft. of floor area (minima set to 1,000 sq. ft.). Sum of Ex, Old, Recent of DEER2020 version weights. | 2024-03-22 19:32 | Deemed Ex Ante Team
Com | Com | For commercial aggregated building type | EUD | CZ11 | New | Any | 0.058 | DEER2020 | 2020-01-01 | 2025-12-31 | 2023-06-14 13:47 | Deemed Ex Ante Team | In million sq. ft. of floor area (minima set to 1,000 sq. ft.) | 2024-03-22 19:40 | Deemed Ex Ante Team | Set ExpiryDate to 2025-12-31 to enable building vintage consolidation for DEER2026 measures
Com | Com | For commercial aggregated building type | EUD | CZ11 | New | Any | 0.058 | DEER2026 | 2026-01-01 |  | 2024-03-22 19:32 | Deemed Ex Ante Team | In million sq. ft. of floor area (minima set to 1,000 sq. ft.). | 2024-03-22 19:32 | Deemed Ex Ante Team
Com | Com | For commercial aggregated building type | EUD | CZ11 | Old | Any | 4.639 | DEER2020 | 2020-01-01 | 2025-12-31 | 2023-06-14 13:47 | Deemed Ex Ante Team | In million sq. ft. of floor area (minima set to 1,000 sq. ft.) | 2024-03-22 19:40 | Deemed Ex Ante Team | Set ExpiryDate to 2025-12-31 to enable building vintage consolidation for DEER2026 measures
Com | Com | For commercial aggregated building type | EUD | CZ11 | Rec | Any | 0.233 | DEER2020 | 2020-01-01 | 2025-12-31 | 2023-06-14 13:47 | Deemed Ex Ante Team | In million sq. ft. of floor area (minima set to 1,000 sq. ft.) | 2024-03-22 19:40 | Deemed Ex Ante Team | Set ExpiryDate to 2025-12-31 to enable building vintage consolidation for DEER2026 measures
Com | Com | For commercial aggregated building type | EUD | CZ12 | Ex | Any | 1.674 | DEER2020 | 2020-01-01 | 2025-12-31 | 2023-06-14 13:47 | Deemed Ex Ante Team | In million sq. ft. of floor area (minima set to 1,000 sq. ft.) | 2024-03-22 19:40 | Deemed Ex Ante Team | Set ExpiryDate to 2025-12-31 to enable building vintage consolidation for DEER2026 measures
Com | Com | For commercial aggregated building type | EUD | CZ12 | Ex | Any | 8.606 | DEER2026 | 2026-01-01 |  | 2024-03-22 19:32 | Deemed Ex Ante Team | In million sq. ft. of floor area (minima set to 1,000 sq. ft.). Sum of Ex, Old, Recent of DEER2020 version weights. | 2024-03-22 19:32 | Deemed Ex Ante Team
Com | Com | For commercial aggregated building type | EUD | CZ12 | New | Any | 0.08 | DEER2020 | 2020-01-01 | 2025-12-31 | 2023-06-14 13:47 | Deemed Ex Ante Team | In million sq. ft. of floor area (minima set to 1,000 sq. ft.) | 2024-03-22 19:40 | Deemed Ex Ante Team | Set ExpiryDate to 2025-12-31 to enable building vintage consolidation for DEER2026 measures
Com | Com | For commercial aggregated building type | EUD | CZ12 | New | Any | 0.08 | DEER2026 | 2026-01-01 |  | 2024-03-22 19:32 | Deemed Ex Ante Team | In million sq. ft. of floor area (minima set to 1,000 sq. ft.). | 2024-03-22 19:32 | Deemed Ex Ante Team
Com | Com | For commercial aggregated building type | EUD | CZ12 | Old | Any | 6.613 | DEER2020 | 2020-01-01 | 2025-12-31 | 2023-06-14 13:47 | Deemed Ex Ante Team | In million sq. ft. of floor area (minima set to 1,000 sq. ft.) | 2024-03-22 19:40 | Deemed Ex Ante Team | Set ExpiryDate to 2025-12-31 to enable building vintage consolidation for DEER2026 measures
Com | Com | For commercial aggregated building type | EUD | CZ12 | Rec | Any | 0.319 | DEER2020 | 2020-01-01 | 2025-12-31 | 2023-06-14 13:47 | Deemed Ex Ante Team | In million sq. ft. of floor area (minima set to 1,000 sq. ft.) | 2024-03-22 19:40 | Deemed Ex Ante Team | Set ExpiryDate to 2025-12-31 to enable building vintage consolidation for DEER2026 measures
Com | Com | For commercial aggregated building type | EUD | CZ13 | Ex | Any | 2.841 | DEER2020 | 2020-01-01 | 2025-12-31 | 2023-06-14 13:47 | Deemed Ex Ante Team | In million sq. ft. of floor area (minima set to 1,000 sq. ft.) | 2024-03-22 19:40 | Deemed Ex Ante Team | Set ExpiryDate to 2025-12-31 to enable building vintage consolidation for DEER2026 measures
Com | Com | For commercial aggregated building type | EUD | CZ13 | Ex | Any | 12.211 | DEER2026 | 2026-01-01 |  | 2024-03-22 19:32 | Deemed Ex Ante Team | In million sq. ft. of floor area (minima set to 1,000 sq. ft.). Sum of Ex, Old, Recent of DEER2020 version weights. | 2024-03-22 19:32 | Deemed Ex Ante Team
Com | Com | For commercial aggregated building type | EUD | CZ13 | New | Any | 0.144 | DEER2020 | 2020-01-01 | 2025-12-31 | 2023-06-14 13:47 | Deemed Ex Ante Team | In million sq. ft. of floor area (minima set to 1,000 sq. ft.) | 2024-03-22 19:40 | Deemed Ex Ante Team | Set ExpiryDate to 2025-12-31 to enable building vintage consolidation for DEER2026 measures
Com | Com | For commercial aggregated building type | EUD | CZ13 | New | Any | 0.144 | DEER2026 | 2026-01-01 |  | 2024-03-22 19:32 | Deemed Ex Ante Team | In million sq. ft. of floor area (minima set to 1,000 sq. ft.). | 2024-03-22 19:32 | Deemed Ex Ante Team
Com | Com | For commercial aggregated building type | EUD | CZ13 | Old | Any | 8.794 | DEER2020 | 2020-01-01 | 2025-12-31 | 2023-06-14 13:47 | Deemed Ex Ante Team | In million sq. ft. of floor area (minima set to 1,000 sq. ft.) | 2024-03-22 19:40 | Deemed Ex Ante Team | Set ExpiryDate to 2025-12-31 to enable building vintage consolidation for DEER2026 measures
Com | Com | For commercial aggregated building type | EUD | CZ13 | Rec | Any | 0.576 | DEER2020 | 2020-01-01 | 2025-12-31 | 2023-06-14 13:47 | Deemed Ex Ante Team | In million sq. ft. of floor area (minima set to 1,000 sq. ft.) | 2024-03-22 19:40 | Deemed Ex Ante Team | Set ExpiryDate to 2025-12-31 to enable building vintage consolidation for DEER2026 measures
Com | Com | For commercial aggregated building type | EUD | CZ14 | Ex | Any | 1.468 | DEER2020 | 2020-01-01 | 2025-12-31 | 2023-06-14 13:47 | Deemed Ex Ante Team | In million sq. ft. of floor area (minima set to 1,000 sq. ft.) | 2024-03-22 19:40 | Deemed Ex Ante Team | Set ExpiryDate to 2025-12-31 to enable building vintage consolidation for DEER2026 measures
Com | Com | For commercial aggregated building type | EUD | CZ14 | Ex | Any | 5.048 | DEER2026 | 2026-01-01 |  | 2024-03-22 19:32 | Deemed Ex Ante Team | In million sq. ft. of floor area (minima set to 1,000 sq. ft.). Sum of Ex, Old, Recent of DEER2020 version weights. | 2024-03-22 19:32 | Deemed Ex Ante Team
Com | Com | For commercial aggregated building type | EUD | CZ14 | New | Any | 0.071 | DEER2020 | 2020-01-01 | 2025-12-31 | 2023-06-14 13:47 | Deemed Ex Ante Team | In million sq. ft. of floor area (minima set to 1,000 sq. ft.) | 2024-03-22 19:40 | Deemed Ex Ante Team | Set ExpiryDate to 2025-12-31 to enable building vintage consolidation for DEER2026 measures
Com | Com | For commercial aggregated building type | EUD | CZ14 | New | Any | 0.071 | DEER2026 | 2026-01-01 |  | 2024-03-22 19:32 | Deemed Ex Ante Team | In million sq. ft. of floor area (minima set to 1,000 sq. ft.). | 2024-03-22 19:32 | Deemed Ex Ante Team
Com | Com | For commercial aggregated building type | EUD | CZ14 | Old | Any | 3.294 | DEER2020 | 2020-01-01 | 2025-12-31 | 2023-06-14 13:47 | Deemed Ex Ante Team | In million sq. ft. of floor area (minima set to 1,000 sq. ft.) | 2024-03-22 19:40 | Deemed Ex Ante Team | Set ExpiryDate to 2025-12-31 to enable building vintage consolidation for DEER2026 measures
Com | Com | For commercial aggregated building type | EUD | CZ14 | Rec | Any | 0.286 | DEER2020 | 2020-01-01 | 2025-12-31 | 2023-06-14 13:47 | Deemed Ex Ante Team | In million sq. ft. of floor area (minima set to 1,000 sq. ft.) | 2024-03-22 19:40 | Deemed Ex Ante Team | Set ExpiryDate to 2025-12-31 to enable building vintage consolidation for DEER2026 measures
Com | Com | For commercial aggregated building type | EUD | CZ15 | Ex | Any | 1.264 | DEER2020 | 2020-01-01 | 2025-12-31 | 2023-06-14 13:47 | Deemed Ex Ante Team | In million sq. ft. of floor area (minima set to 1,000 sq. ft.) | 2024-03-22 19:40 | Deemed Ex Ante Team | Set ExpiryDate to 2025-12-31 to enable building vintage consolidation for DEER2026 measures
Com | Com | For commercial aggregated building type | EUD | CZ15 | Ex | Any | 4.13 | DEER2026 | 2026-01-01 |  | 2024-03-22 19:32 | Deemed Ex Ante Team | In million sq. ft. of floor area (minima set to 1,000 sq. ft.). Sum of Ex, Old, Recent of DEER2020 version weights. | 2024-03-22 19:32 | Deemed Ex Ante Team
Com | Com | For commercial aggregated building type | EUD | CZ15 | New | Any | 0.062 | DEER2020 | 2020-01-01 | 2025-12-31 | 2023-06-14 13:47 | Deemed Ex Ante Team | In million sq. ft. of floor area (minima set to 1,000 sq. ft.) | 2024-03-22 19:40 | Deemed Ex Ante Team | Set ExpiryDate to 2025-12-31 to enable building vintage consolidation for DEER2026 measures
Com | Com | For commercial aggregated building type | EUD | CZ15 | New | Any | 0.062 | DEER2026 | 2026-01-01 |  | 2024-03-22 19:32 | Deemed Ex Ante Team | In million sq. ft. of floor area (minima set to 1,000 sq. ft.). | 2024-03-22 19:32 | Deemed Ex Ante Team
Com | Com | For commercial aggregated building type | EUD | CZ15 | Old | Any | 2.62 | DEER2020 | 2020-01-01 | 2025-12-31 | 2023-06-14 13:47 | Deemed Ex Ante Team | In million sq. ft. of floor area (minima set to 1,000 sq. ft.) | 2024-03-22 19:40 | Deemed Ex Ante Team | Set ExpiryDate to 2025-12-31 to enable building vintage consolidation for DEER2026 measures
Com | Com | For commercial aggregated building type | EUD | CZ15 | Rec | Any | 0.246 | DEER2020 | 2020-01-01 | 2025-12-31 | 2023-06-14 13:47 | Deemed Ex Ante Team | In million sq. ft. of floor area (minima set to 1,000 sq. ft.) | 2024-03-22 19:40 | Deemed Ex Ante Team | Set ExpiryDate to 2025-12-31 to enable building vintage consolidation for DEER2026 measures
Com | Com | For commercial aggregated building type | EUD | CZ16 | Ex | Any | 2.855 | DEER2020 | 2020-01-01 | 2025-12-31 | 2023-06-14 13:47 | Deemed Ex Ante Team | In million sq. ft. of floor area (minima set to 1,000 sq. ft.) | 2024-03-22 19:40 | Deemed Ex Ante Team | Set ExpiryDate to 2025-12-31 to enable building vintage consolidation for DEER2026 measures
Com | Com | For commercial aggregated building type | EUD | CZ16 | Ex | Any | 9.421 | DEER2026 | 2026-01-01 |  | 2024-03-22 19:32 | Deemed Ex Ante Team | In million sq. ft. of floor area (minima set to 1,000 sq. ft.). Sum of Ex, Old, Recent of DEER2020 version weights. | 2024-03-22 19:32 | Deemed Ex Ante Team
Com | Com | For commercial aggregated building type | EUD | CZ16 | New | Any | 0.139 | DEER2020 | 2020-01-01 | 2025-12-31 | 2023-06-14 13:47 | Deemed Ex Ante Team | In million sq. ft. of floor area (minima set to 1,000 sq. ft.) | 2024-03-22 19:40 | Deemed Ex Ante Team | Set ExpiryDate to 2025-12-31 to enable building vintage consolidation for DEER2026 measures
Com | Com | For commercial aggregated building type | EUD | CZ16 | New | Any | 0.139 | DEER2026 | 2026-01-01 |  | 2024-03-22 19:32 | Deemed Ex Ante Team | In million sq. ft. of floor area (minima set to 1,000 sq. ft.). | 2024-03-22 19:32 | Deemed Ex Ante Team
Com | Com | For commercial aggregated building type | EUD | CZ16 | Old | Any | 6.007 | DEER2020 | 2020-01-01 | 2025-12-31 | 2023-06-14 13:47 | Deemed Ex Ante Team | In million sq. ft. of floor area (minima set to 1,000 sq. ft.) | 2024-03-22 19:40 | Deemed Ex Ante Team | Set ExpiryDate to 2025-12-31 to enable building vintage consolidation for DEER2026 measures
Com | Com | For commercial aggregated building type | EUD | CZ16 | Rec | Any | 0.559 | DEER2020 | 2020-01-01 | 2025-12-31 | 2023-06-14 13:47 | Deemed Ex Ante Team | In million sq. ft. of floor area (minima set to 1,000 sq. ft.) | 2024-03-22 19:40 | Deemed Ex Ante Team | Set ExpiryDate to 2025-12-31 to enable building vintage consolidation for DEER2026 measures
Com | Com | For commercial aggregated building type | EUn | CZ01 | Ex | Any | 0.131 | DEER2020 | 2020-01-01 | 2025-12-31 | 2023-06-14 13:47 | Deemed Ex Ante Team | In million sq. ft. of floor area (minima set to 1,000 sq. ft.) | 2024-03-22 19:40 | Deemed Ex Ante Team | Set ExpiryDate to 2025-12-31 to enable building vintage consolidation for DEER2026 measures
Com | Com | For commercial aggregated building type | EUn | CZ01 | Ex | Any | 1.816 | DEER2026 | 2026-01-01 |  | 2024-03-22 19:32 | Deemed Ex Ante Team | In million sq. ft. of floor area (minima set to 1,000 sq. ft.). Sum of Ex, Old, Recent of DEER2020 version weights. | 2024-03-22 19:32 | Deemed Ex Ante Team
Com | Com | For commercial aggregated building type | EUn | CZ01 | New | Any | 0.008 | DEER2020 | 2020-01-01 | 2025-12-31 | 2023-06-14 13:47 | Deemed Ex Ante Team | In million sq. ft. of floor area (minima set to 1,000 sq. ft.) | 2024-03-22 19:40 | Deemed Ex Ante Team | Set ExpiryDate to 2025-12-31 to enable building vintage consolidation for DEER2026 measures
Com | Com | For commercial aggregated building type | EUn | CZ01 | New | Any | 0.008 | DEER2026 | 2026-01-01 |  | 2024-03-22 19:32 | Deemed Ex Ante Team | In million sq. ft. of floor area (minima set to 1,000 sq. ft.). | 2024-03-22 19:32 | Deemed Ex Ante Team
Com | Com | For commercial aggregated building type | EUn | CZ01 | Old | Any | 1.653 | DEER2020 | 2020-01-01 | 2025-12-31 | 2023-06-14 13:47 | Deemed Ex Ante Team | In million sq. ft. of floor area (minima set to 1,000 sq. ft.) | 2024-03-22 19:40 | Deemed Ex Ante Team | Set ExpiryDate to 2025-12-31 to enable building vintage consolidation for DEER2026 measures
Com | Com | For commercial aggregated building type | EUn | CZ01 | Rec | Any | 0.032 | DEER2020 | 2020-01-01 | 2025-12-31 | 2023-06-14 13:47 | Deemed Ex Ante Team | In million sq. ft. of floor area (minima set to 1,000 sq. ft.) | 2024-03-22 19:40 | Deemed Ex Ante Team | Set ExpiryDate to 2025-12-31 to enable building vintage consolidation for DEER2026 measures
Com | Com | For commercial aggregated building type | EUn | CZ02 | Ex | Any | 0.802 | DEER2020 | 2020-01-01 | 2025-12-31 | 2023-06-14 13:47 | Deemed Ex Ante Team | In million sq. ft. of floor area (minima set to 1,000 sq. ft.) | 2024-03-22 19:40 | Deemed Ex Ante Team | Set ExpiryDate to 2025-12-31 to enable building vintage consolidation for DEER2026 measures
Com | Com | For commercial aggregated building type | EUn | CZ02 | Ex | Any | 4.888 | DEER2026 | 2026-01-01 |  | 2024-03-22 19:32 | Deemed Ex Ante Team | In million sq. ft. of floor area (minima set to 1,000 sq. ft.). Sum of Ex, Old, Recent of DEER2020 version weights. | 2024-03-22 19:32 | Deemed Ex Ante Team
Com | Com | For commercial aggregated building type | EUn | CZ02 | New | Any | 0.038 | DEER2020 | 2020-01-01 | 2025-12-31 | 2023-06-14 13:47 | Deemed Ex Ante Team | In million sq. ft. of floor area (minima set to 1,000 sq. ft.) | 2024-03-22 19:40 | Deemed Ex Ante Team | Set ExpiryDate to 2025-12-31 to enable building vintage consolidation for DEER2026 measures
Com | Com | For commercial aggregated building type | EUn | CZ02 | New | Any | 0.038 | DEER2026 | 2026-01-01 |  | 2024-03-22 19:32 | Deemed Ex Ante Team | In million sq. ft. of floor area (minima set to 1,000 sq. ft.). | 2024-03-22 19:32 | Deemed Ex Ante Team
Com | Com | For commercial aggregated building type | EUn | CZ02 | Old | Any | 3.935 | DEER2020 | 2020-01-01 | 2025-12-31 | 2023-06-14 13:47 | Deemed Ex Ante Team | In million sq. ft. of floor area (minima set to 1,000 sq. ft.) | 2024-03-22 19:40 | Deemed Ex Ante Team | Set ExpiryDate to 2025-12-31 to enable building vintage consolidation for DEER2026 measures
Com | Com | For commercial aggregated building type | EUn | CZ02 | Rec | Any | 0.151 | DEER2020 | 2020-01-01 | 2025-12-31 | 2023-06-14 13:47 | Deemed Ex Ante Team | In million sq. ft. of floor area (minima set to 1,000 sq. ft.) | 2024-03-22 19:40 | Deemed Ex Ante Team | Set ExpiryDate to 2025-12-31 to enable building vintage consolidation for DEER2026 measures
Com | Com | For commercial aggregated building type | EUn | CZ03 | Ex | Any | 3.221 | DEER2020 | 2020-01-01 | 2025-12-31 | 2023-06-14 13:47 | Deemed Ex Ante Team | In million sq. ft. of floor area (minima set to 1,000 sq. ft.) | 2024-03-22 19:40 | Deemed Ex Ante Team | Set ExpiryDate to 2025-12-31 to enable building vintage consolidation for DEER2026 measures
Com | Com | For commercial aggregated building type | EUn | CZ03 | Ex | Any | 24.14 | DEER2026 | 2026-01-01 |  | 2024-03-22 19:32 | Deemed Ex Ante Team | In million sq. ft. of floor area (minima set to 1,000 sq. ft.). Sum of Ex, Old, Recent of DEER2020 version weights. | 2024-03-22 19:32 | Deemed Ex Ante Team
Com | Com | For commercial aggregated building type | EUn | CZ03 | New | Any | 0.143 | DEER2020 | 2020-01-01 | 2025-12-31 | 2023-06-14 13:47 | Deemed Ex Ante Team | In million sq. ft. of floor area (minima set to 1,000 sq. ft.) | 2024-03-22 19:40 | Deemed Ex Ante Team | Set ExpiryDate to 2025-12-31 to enable building vintage consolidation for DEER2026 measures
Com | Com | For commercial aggregated building type | EUn | CZ03 | New | Any | 0.143 | DEER2026 | 2026-01-01 |  | 2024-03-22 19:32 | Deemed Ex Ante Team | In million sq. ft. of floor area (minima set to 1,000 sq. ft.). | 2024-03-22 19:32 | Deemed Ex Ante Team
Com | Com | For commercial aggregated building type | EUn | CZ03 | Old | Any | 20.346 | DEER2020 | 2020-01-01 | 2025-12-31 | 2023-06-14 13:47 | Deemed Ex Ante Team | In million sq. ft. of floor area (minima set to 1,000 sq. ft.) | 2024-03-22 19:40 | Deemed Ex Ante Team | Set ExpiryDate to 2025-12-31 to enable building vintage consolidation for DEER2026 measures
Com | Com | For commercial aggregated building type | EUn | CZ03 | Rec | Any | 0.573 | DEER2020 | 2020-01-01 | 2025-12-31 | 2023-06-14 13:47 | Deemed Ex Ante Team | In million sq. ft. of floor area (minima set to 1,000 sq. ft.) | 2024-03-22 19:40 | Deemed Ex Ante Team | Set ExpiryDate to 2025-12-31 to enable building vintage consolidation for DEER2026 measures
Com | Com | For commercial aggregated building type | EUn | CZ04 | Ex | Any | 1.088 | DEER2020 | 2020-01-01 | 2025-12-31 | 2023-06-14 13:47 | Deemed Ex Ante Team | In million sq. ft. of floor area (minima set to 1,000 sq. ft.) | 2024-03-22 19:40 | Deemed Ex Ante Team | Set ExpiryDate to 2025-12-31 to enable building vintage consolidation for DEER2026 measures
Com | Com | For commercial aggregated building type | EUn | CZ04 | Ex | Any | 6.096 | DEER2026 | 2026-01-01 |  | 2024-03-22 19:32 | Deemed Ex Ante Team | In million sq. ft. of floor area (minima set to 1,000 sq. ft.). Sum of Ex, Old, Recent of DEER2020 version weights. | 2024-03-22 19:32 | Deemed Ex Ante Team
Com | Com | For commercial aggregated building type | EUn | CZ04 | New | Any | 0.051 | DEER2020 | 2020-01-01 | 2025-12-31 | 2023-06-14 13:47 | Deemed Ex Ante Team | In million sq. ft. of floor area (minima set to 1,000 sq. ft.) | 2024-03-22 19:40 | Deemed Ex Ante Team | Set ExpiryDate to 2025-12-31 to enable building vintage consolidation for DEER2026 measures
Com | Com | For commercial aggregated building type | EUn | CZ04 | New | Any | 0.051 | DEER2026 | 2026-01-01 |  | 2024-03-22 19:32 | Deemed Ex Ante Team | In million sq. ft. of floor area (minima set to 1,000 sq. ft.). | 2024-03-22 19:32 | Deemed Ex Ante Team
Com | Com | For commercial aggregated building type | EUn | CZ04 | Old | Any | 4.805 | DEER2020 | 2020-01-01 | 2025-12-31 | 2023-06-14 13:47 | Deemed Ex Ante Team | In million sq. ft. of floor area (minima set to 1,000 sq. ft.) | 2024-03-22 19:40 | Deemed Ex Ante Team | Set ExpiryDate to 2025-12-31 to enable building vintage consolidation for DEER2026 measures
Com | Com | For commercial aggregated building type | EUn | CZ04 | Rec | Any | 0.203 | DEER2020 | 2020-01-01 | 2025-12-31 | 2023-06-14 13:47 | Deemed Ex Ante Team | In million sq. ft. of floor area (minima set to 1,000 sq. ft.) | 2024-03-22 19:40 | Deemed Ex Ante Team | Set ExpiryDate to 2025-12-31 to enable building vintage consolidation for DEER2026 measures
Com | Com | For commercial aggregated building type | EUn | CZ05 | Ex | Any | 0.829 | DEER2020 | 2020-01-01 | 2025-12-31 | 2023-06-14 13:47 | Deemed Ex Ante Team | In million sq. ft. of floor area (minima set to 1,000 sq. ft.) | 2024-03-22 19:40 | Deemed Ex Ante Team | Set ExpiryDate to 2025-12-31 to enable building vintage consolidation for DEER2026 measures
Com | Com | For commercial aggregated building type | EUn | CZ05 | Ex | Any | 4.647 | DEER2026 | 2026-01-01 |  | 2024-03-22 19:32 | Deemed Ex Ante Team | In million sq. ft. of floor area (minima set to 1,000 sq. ft.). Sum of Ex, Old, Recent of DEER2020 version weights. | 2024-03-22 19:32 | Deemed Ex Ante Team
Com | Com | For commercial aggregated building type | EUn | CZ05 | New | Any | 0.04 | DEER2020 | 2020-01-01 | 2025-12-31 | 2023-06-14 13:47 | Deemed Ex Ante Team | In million sq. ft. of floor area (minima set to 1,000 sq. ft.) | 2024-03-22 19:40 | Deemed Ex Ante Team | Set ExpiryDate to 2025-12-31 to enable building vintage consolidation for DEER2026 measures
Com | Com | For commercial aggregated building type | EUn | CZ05 | New | Any | 0.04 | DEER2026 | 2026-01-01 |  | 2024-03-22 19:32 | Deemed Ex Ante Team | In million sq. ft. of floor area (minima set to 1,000 sq. ft.). | 2024-03-22 19:32 | Deemed Ex Ante Team
Com | Com | For commercial aggregated building type | EUn | CZ05 | Old | Any | 3.661 | DEER2020 | 2020-01-01 | 2025-12-31 | 2023-06-14 13:47 | Deemed Ex Ante Team | In million sq. ft. of floor area (minima set to 1,000 sq. ft.) | 2024-03-22 19:40 | Deemed Ex Ante Team | Set ExpiryDate to 2025-12-31 to enable building vintage consolidation for DEER2026 measures
Com | Com | For commercial aggregated building type | EUn | CZ05 | Rec | Any | 0.157 | DEER2020 | 2020-01-01 | 2025-12-31 | 2023-06-14 13:47 | Deemed Ex Ante Team | In million sq. ft. of floor area (minima set to 1,000 sq. ft.) | 2024-03-22 19:40 | Deemed Ex Ante Team | Set ExpiryDate to 2025-12-31 to enable building vintage consolidation for DEER2026 measures
Com | Com | For commercial aggregated building type | EUn | CZ06 | Ex | Any | 4.554 | DEER2020 | 2020-01-01 | 2025-12-31 | 2023-06-14 13:47 | Deemed Ex Ante Team | In million sq. ft. of floor area (minima set to 1,000 sq. ft.) | 2024-03-22 19:40 | Deemed Ex Ante Team | Set ExpiryDate to 2025-12-31 to enable building vintage consolidation for DEER2026 measures
Com | Com | For commercial aggregated building type | EUn | CZ06 | Ex | Any | 30.314 | DEER2026 | 2026-01-01 |  | 2024-03-22 19:32 | Deemed Ex Ante Team | In million sq. ft. of floor area (minima set to 1,000 sq. ft.). Sum of Ex, Old, Recent of DEER2020 version weights. | 2024-03-22 19:32 | Deemed Ex Ante Team
Com | Com | For commercial aggregated building type | EUn | CZ06 | New | Any | 0.228 | DEER2020 | 2020-01-01 | 2025-12-31 | 2023-06-14 13:47 | Deemed Ex Ante Team | In million sq. ft. of floor area (minima set to 1,000 sq. ft.) | 2024-03-22 19:40 | Deemed Ex Ante Team | Set ExpiryDate to 2025-12-31 to enable building vintage consolidation for DEER2026 measures
Com | Com | For commercial aggregated building type | EUn | CZ06 | New | Any | 0.228 | DEER2026 | 2026-01-01 |  | 2024-03-22 19:32 | Deemed Ex Ante Team | In million sq. ft. of floor area (minima set to 1,000 sq. ft.). | 2024-03-22 19:32 | Deemed Ex Ante Team
Com | Com | For commercial aggregated building type | EUn | CZ06 | Old | Any | 24.85 | DEER2020 | 2020-01-01 | 2025-12-31 | 2023-06-14 13:47 | Deemed Ex Ante Team | In million sq. ft. of floor area (minima set to 1,000 sq. ft.) | 2024-03-22 19:40 | Deemed Ex Ante Team | Set ExpiryDate to 2025-12-31 to enable building vintage consolidation for DEER2026 measures
Com | Com | For commercial aggregated building type | EUn | CZ06 | Rec | Any | 0.91 | DEER2020 | 2020-01-01 | 2025-12-31 | 2023-06-14 13:47 | Deemed Ex Ante Team | In million sq. ft. of floor area (minima set to 1,000 sq. ft.) | 2024-03-22 19:40 | Deemed Ex Ante Team | Set ExpiryDate to 2025-12-31 to enable building vintage consolidation for DEER2026 measures
Com | Com | For commercial aggregated building type | EUn | CZ07 | Ex | Any | 2.885 | DEER2020 | 2020-01-01 | 2025-12-31 | 2023-06-14 13:47 | Deemed Ex Ante Team | In million sq. ft. of floor area (minima set to 1,000 sq. ft.) | 2024-03-22 19:40 | Deemed Ex Ante Team | Set ExpiryDate to 2025-12-31 to enable building vintage consolidation for DEER2026 measures
Com | Com | For commercial aggregated building type | EUn | CZ07 | Ex | Any | 11.918 | DEER2026 | 2026-01-01 |  | 2024-03-22 19:32 | Deemed Ex Ante Team | In million sq. ft. of floor area (minima set to 1,000 sq. ft.). Sum of Ex, Old, Recent of DEER2020 version weights. | 2024-03-22 19:32 | Deemed Ex Ante Team
Com | Com | For commercial aggregated building type | EUn | CZ07 | New | Any | 0.118 | DEER2020 | 2020-01-01 | 2025-12-31 | 2023-06-14 13:47 | Deemed Ex Ante Team | In million sq. ft. of floor area (minima set to 1,000 sq. ft.) | 2024-03-22 19:40 | Deemed Ex Ante Team | Set ExpiryDate to 2025-12-31 to enable building vintage consolidation for DEER2026 measures
Com | Com | For commercial aggregated building type | EUn | CZ07 | New | Any | 0.118 | DEER2026 | 2026-01-01 |  | 2024-03-22 19:32 | Deemed Ex Ante Team | In million sq. ft. of floor area (minima set to 1,000 sq. ft.). | 2024-03-22 19:32 | Deemed Ex Ante Team
Com | Com | For commercial aggregated building type | EUn | CZ07 | Old | Any | 8.56 | DEER2020 | 2020-01-01 | 2025-12-31 | 2023-06-14 13:47 | Deemed Ex Ante Team | In million sq. ft. of floor area (minima set to 1,000 sq. ft.) | 2024-03-22 19:40 | Deemed Ex Ante Team | Set ExpiryDate to 2025-12-31 to enable building vintage consolidation for DEER2026 measures
Com | Com | For commercial aggregated building type | EUn | CZ07 | Rec | Any | 0.473 | DEER2020 | 2020-01-01 | 2025-12-31 | 2023-06-14 13:47 | Deemed Ex Ante Team | In million sq. ft. of floor area (minima set to 1,000 sq. ft.) | 2024-03-22 19:40 | Deemed Ex Ante Team | Set ExpiryDate to 2025-12-31 to enable building vintage consolidation for DEER2026 measures
Com | Com | For commercial aggregated building type | EUn | CZ08 | Ex | Any | 7.284 | DEER2020 | 2020-01-01 | 2025-12-31 | 2023-06-14 13:47 | Deemed Ex Ante Team | In million sq. ft. of floor area (minima set to 1,000 sq. ft.) | 2024-03-22 19:40 | Deemed Ex Ante Team | Set ExpiryDate to 2025-12-31 to enable building vintage consolidation for DEER2026 measures
Com | Com | For commercial aggregated building type | EUn | CZ08 | Ex | Any | 49.831 | DEER2026 | 2026-01-01 |  | 2024-03-22 19:32 | Deemed Ex Ante Team | In million sq. ft. of floor area (minima set to 1,000 sq. ft.). Sum of Ex, Old, Recent of DEER2020 version weights. | 2024-03-22 19:32 | Deemed Ex Ante Team
Com | Com | For commercial aggregated building type | EUn | CZ08 | New | Any | 0.363 | DEER2020 | 2020-01-01 | 2025-12-31 | 2023-06-14 13:47 | Deemed Ex Ante Team | In million sq. ft. of floor area (minima set to 1,000 sq. ft.) | 2024-03-22 19:40 | Deemed Ex Ante Team | Set ExpiryDate to 2025-12-31 to enable building vintage consolidation for DEER2026 measures
Com | Com | For commercial aggregated building type | EUn | CZ08 | New | Any | 0.363 | DEER2026 | 2026-01-01 |  | 2024-03-22 19:32 | Deemed Ex Ante Team | In million sq. ft. of floor area (minima set to 1,000 sq. ft.). | 2024-03-22 19:32 | Deemed Ex Ante Team
Com | Com | For commercial aggregated building type | EUn | CZ08 | Old | Any | 41.092 | DEER2020 | 2020-01-01 | 2025-12-31 | 2023-06-14 13:47 | Deemed Ex Ante Team | In million sq. ft. of floor area (minima set to 1,000 sq. ft.) | 2024-03-22 19:40 | Deemed Ex Ante Team | Set ExpiryDate to 2025-12-31 to enable building vintage consolidation for DEER2026 measures
Com | Com | For commercial aggregated building type | EUn | CZ08 | Rec | Any | 1.455 | DEER2020 | 2020-01-01 | 2025-12-31 | 2023-06-14 13:47 | Deemed Ex Ante Team | In million sq. ft. of floor area (minima set to 1,000 sq. ft.) | 2024-03-22 19:40 | Deemed Ex Ante Team | Set ExpiryDate to 2025-12-31 to enable building vintage consolidation for DEER2026 measures
Com | Com | For commercial aggregated building type | EUn | CZ09 | Ex | Any | 3.38 | DEER2020 | 2020-01-01 | 2025-12-31 | 2023-06-14 13:47 | Deemed Ex Ante Team | In million sq. ft. of floor area (minima set to 1,000 sq. ft.) | 2024-03-22 19:40 | Deemed Ex Ante Team | Set ExpiryDate to 2025-12-31 to enable building vintage consolidation for DEER2026 measures
Com | Com | For commercial aggregated building type | EUn | CZ09 | Ex | Any | 27.542 | DEER2026 | 2026-01-01 |  | 2024-03-22 19:32 | Deemed Ex Ante Team | In million sq. ft. of floor area (minima set to 1,000 sq. ft.). Sum of Ex, Old, Recent of DEER2020 version weights. | 2024-03-22 19:32 | Deemed Ex Ante Team
Com | Com | For commercial aggregated building type | EUn | CZ09 | New | Any | 0.163 | DEER2020 | 2020-01-01 | 2025-12-31 | 2023-06-14 13:47 | Deemed Ex Ante Team | In million sq. ft. of floor area (minima set to 1,000 sq. ft.) | 2024-03-22 19:40 | Deemed Ex Ante Team | Set ExpiryDate to 2025-12-31 to enable building vintage consolidation for DEER2026 measures
Com | Com | For commercial aggregated building type | EUn | CZ09 | New | Any | 0.163 | DEER2026 | 2026-01-01 |  | 2024-03-22 19:32 | Deemed Ex Ante Team | In million sq. ft. of floor area (minima set to 1,000 sq. ft.). | 2024-03-22 19:32 | Deemed Ex Ante Team
Com | Com | For commercial aggregated building type | EUn | CZ09 | Old | Any | 23.511 | DEER2020 | 2020-01-01 | 2025-12-31 | 2023-06-14 13:47 | Deemed Ex Ante Team | In million sq. ft. of floor area (minima set to 1,000 sq. ft.) | 2024-03-22 19:40 | Deemed Ex Ante Team | Set ExpiryDate to 2025-12-31 to enable building vintage consolidation for DEER2026 measures
Com | Com | For commercial aggregated building type | EUn | CZ09 | Rec | Any | 0.651 | DEER2020 | 2020-01-01 | 2025-12-31 | 2023-06-14 13:47 | Deemed Ex Ante Team | In million sq. ft. of floor area (minima set to 1,000 sq. ft.) | 2024-03-22 19:40 | Deemed Ex Ante Team | Set ExpiryDate to 2025-12-31 to enable building vintage consolidation for DEER2026 measures
Com | Com | For commercial aggregated building type | EUn | CZ10 | Ex | Any | 5.247 | DEER2020 | 2020-01-01 | 2025-12-31 | 2023-06-14 13:47 | Deemed Ex Ante Team | In million sq. ft. of floor area (minima set to 1,000 sq. ft.) | 2024-03-22 19:40 | Deemed Ex Ante Team | Set ExpiryDate to 2025-12-31 to enable building vintage consolidation for DEER2026 measures
Com | Com | For commercial aggregated building type | EUn | CZ10 | Ex | Any | 17.938 | DEER2026 | 2026-01-01 |  | 2024-03-22 19:32 | Deemed Ex Ante Team | In million sq. ft. of floor area (minima set to 1,000 sq. ft.). Sum of Ex, Old, Recent of DEER2020 version weights. | 2024-03-22 19:32 | Deemed Ex Ante Team
Com | Com | For commercial aggregated building type | EUn | CZ10 | New | Any | 0.247 | DEER2020 | 2020-01-01 | 2025-12-31 | 2023-06-14 13:47 | Deemed Ex Ante Team | In million sq. ft. of floor area (minima set to 1,000 sq. ft.) | 2024-03-22 19:40 | Deemed Ex Ante Team | Set ExpiryDate to 2025-12-31 to enable building vintage consolidation for DEER2026 measures
Com | Com | For commercial aggregated building type | EUn | CZ10 | New | Any | 0.247 | DEER2026 | 2026-01-01 |  | 2024-03-22 19:32 | Deemed Ex Ante Team | In million sq. ft. of floor area (minima set to 1,000 sq. ft.). | 2024-03-22 19:32 | Deemed Ex Ante Team
Com | Com | For commercial aggregated building type | EUn | CZ10 | Old | Any | 11.7 | DEER2020 | 2020-01-01 | 2025-12-31 | 2023-06-14 13:47 | Deemed Ex Ante Team | In million sq. ft. of floor area (minima set to 1,000 sq. ft.) | 2024-03-22 19:40 | Deemed Ex Ante Team | Set ExpiryDate to 2025-12-31 to enable building vintage consolidation for DEER2026 measures
Com | Com | For commercial aggregated building type | EUn | CZ10 | Rec | Any | 0.991 | DEER2020 | 2020-01-01 | 2025-12-31 | 2023-06-14 13:47 | Deemed Ex Ante Team | In million sq. ft. of floor area (minima set to 1,000 sq. ft.) | 2024-03-22 19:40 | Deemed Ex Ante Team | Set ExpiryDate to 2025-12-31 to enable building vintage consolidation for DEER2026 measures
Com | Com | For commercial aggregated building type | EUn | CZ11 | Ex | Any | 1.197 | DEER2020 | 2020-01-01 | 2025-12-31 | 2023-06-14 13:47 | Deemed Ex Ante Team | In million sq. ft. of floor area (minima set to 1,000 sq. ft.) | 2024-03-22 19:40 | Deemed Ex Ante Team | Set ExpiryDate to 2025-12-31 to enable building vintage consolidation for DEER2026 measures
Com | Com | For commercial aggregated building type | EUn | CZ11 | Ex | Any | 6.069 | DEER2026 | 2026-01-01 |  | 2024-03-22 19:32 | Deemed Ex Ante Team | In million sq. ft. of floor area (minima set to 1,000 sq. ft.). Sum of Ex, Old, Recent of DEER2020 version weights. | 2024-03-22 19:32 | Deemed Ex Ante Team
Com | Com | For commercial aggregated building type | EUn | CZ11 | New | Any | 0.058 | DEER2020 | 2020-01-01 | 2025-12-31 | 2023-06-14 13:47 | Deemed Ex Ante Team | In million sq. ft. of floor area (minima set to 1,000 sq. ft.) | 2024-03-22 19:40 | Deemed Ex Ante Team | Set ExpiryDate to 2025-12-31 to enable building vintage consolidation for DEER2026 measures
Com | Com | For commercial aggregated building type | EUn | CZ11 | New | Any | 0.058 | DEER2026 | 2026-01-01 |  | 2024-03-22 19:32 | Deemed Ex Ante Team | In million sq. ft. of floor area (minima set to 1,000 sq. ft.). | 2024-03-22 19:32 | Deemed Ex Ante Team
Com | Com | For commercial aggregated building type | EUn | CZ11 | Old | Any | 4.639 | DEER2020 | 2020-01-01 | 2025-12-31 | 2023-06-14 13:47 | Deemed Ex Ante Team | In million sq. ft. of floor area (minima set to 1,000 sq. ft.) | 2024-03-22 19:40 | Deemed Ex Ante Team | Set ExpiryDate to 2025-12-31 to enable building vintage consolidation for DEER2026 measures
Com | Com | For commercial aggregated building type | EUn | CZ11 | Rec | Any | 0.233 | DEER2020 | 2020-01-01 | 2025-12-31 | 2023-06-14 13:47 | Deemed Ex Ante Team | In million sq. ft. of floor area (minima set to 1,000 sq. ft.) | 2024-03-22 19:40 | Deemed Ex Ante Team | Set ExpiryDate to 2025-12-31 to enable building vintage consolidation for DEER2026 measures
Com | Com | For commercial aggregated building type | EUn | CZ12 | Ex | Any | 1.674 | DEER2020 | 2020-01-01 | 2025-12-31 | 2023-06-14 13:47 | Deemed Ex Ante Team | In million sq. ft. of floor area (minima set to 1,000 sq. ft.) | 2024-03-22 19:40 | Deemed Ex Ante Team | Set ExpiryDate to 2025-12-31 to enable building vintage consolidation for DEER2026 measures
Com | Com | For commercial aggregated building type | EUn | CZ12 | Ex | Any | 8.606 | DEER2026 | 2026-01-01 |  | 2024-03-22 19:32 | Deemed Ex Ante Team | In million sq. ft. of floor area (minima set to 1,000 sq. ft.). Sum of Ex, Old, Recent of DEER2020 version weights. | 2024-03-22 19:32 | Deemed Ex Ante Team
Com | Com | For commercial aggregated building type | EUn | CZ12 | New | Any | 0.08 | DEER2020 | 2020-01-01 | 2025-12-31 | 2023-06-14 13:47 | Deemed Ex Ante Team | In million sq. ft. of floor area (minima set to 1,000 sq. ft.) | 2024-03-22 19:40 | Deemed Ex Ante Team | Set ExpiryDate to 2025-12-31 to enable building vintage consolidation for DEER2026 measures
Com | Com | For commercial aggregated building type | EUn | CZ12 | New | Any | 0.08 | DEER2026 | 2026-01-01 |  | 2024-03-22 19:32 | Deemed Ex Ante Team | In million sq. ft. of floor area (minima set to 1,000 sq. ft.). | 2024-03-22 19:32 | Deemed Ex Ante Team
Com | Com | For commercial aggregated building type | EUn | CZ12 | Old | Any | 6.613 | DEER2020 | 2020-01-01 | 2025-12-31 | 2023-06-14 13:47 | Deemed Ex Ante Team | In million sq. ft. of floor area (minima set to 1,000 sq. ft.) | 2024-03-22 19:40 | Deemed Ex Ante Team | Set ExpiryDate to 2025-12-31 to enable building vintage consolidation for DEER2026 measures
Com | Com | For commercial aggregated building type | EUn | CZ12 | Rec | Any | 0.319 | DEER2020 | 2020-01-01 | 2025-12-31 | 2023-06-14 13:47 | Deemed Ex Ante Team | In million sq. ft. of floor area (minima set to 1,000 sq. ft.) | 2024-03-22 19:40 | Deemed Ex Ante Team | Set ExpiryDate to 2025-12-31 to enable building vintage consolidation for DEER2026 measures
Com | Com | For commercial aggregated building type | EUn | CZ13 | Ex | Any | 2.841 | DEER2020 | 2020-01-01 | 2025-12-31 | 2023-06-14 13:47 | Deemed Ex Ante Team | In million sq. ft. of floor area (minima set to 1,000 sq. ft.) | 2024-03-22 19:40 | Deemed Ex Ante Team | Set ExpiryDate to 2025-12-31 to enable building vintage consolidation for DEER2026 measures
Com | Com | For commercial aggregated building type | EUn | CZ13 | Ex | Any | 12.211 | DEER2026 | 2026-01-01 |  | 2024-03-22 19:32 | Deemed Ex Ante Team | In million sq. ft. of floor area (minima set to 1,000 sq. ft.). Sum of Ex, Old, Recent of DEER2020 version weights. | 2024-03-22 19:32 | Deemed Ex Ante Team
Com | Com | For commercial aggregated building type | EUn | CZ13 | New | Any | 0.144 | DEER2020 | 2020-01-01 | 2025-12-31 | 2023-06-14 13:47 | Deemed Ex Ante Team | In million sq. ft. of floor area (minima set to 1,000 sq. ft.) | 2024-03-22 19:40 | Deemed Ex Ante Team | Set ExpiryDate to 2025-12-31 to enable building vintage consolidation for DEER2026 measures
Com | Com | For commercial aggregated building type | EUn | CZ13 | New | Any | 0.144 | DEER2026 | 2026-01-01 |  | 2024-03-22 19:32 | Deemed Ex Ante Team | In million sq. ft. of floor area (minima set to 1,000 sq. ft.). | 2024-03-22 19:32 | Deemed Ex Ante Team
Com | Com | For commercial aggregated building type | EUn | CZ13 | Old | Any | 8.794 | DEER2020 | 2020-01-01 | 2025-12-31 | 2023-06-14 13:47 | Deemed Ex Ante Team | In million sq. ft. of floor area (minima set to 1,000 sq. ft.) | 2024-03-22 19:40 | Deemed Ex Ante Team | Set ExpiryDate to 2025-12-31 to enable building vintage consolidation for DEER2026 measures
Com | Com | For commercial aggregated building type | EUn | CZ13 | Rec | Any | 0.576 | DEER2020 | 2020-01-01 | 2025-12-31 | 2023-06-14 13:47 | Deemed Ex Ante Team | In million sq. ft. of floor area (minima set to 1,000 sq. ft.) | 2024-03-22 19:40 | Deemed Ex Ante Team | Set ExpiryDate to 2025-12-31 to enable building vintage consolidation for DEER2026 measures
Com | Com | For commercial aggregated building type | EUn | CZ14 | Ex | Any | 1.468 | DEER2020 | 2020-01-01 | 2025-12-31 | 2023-06-14 13:47 | Deemed Ex Ante Team | In million sq. ft. of floor area (minima set to 1,000 sq. ft.) | 2024-03-22 19:40 | Deemed Ex Ante Team | Set ExpiryDate to 2025-12-31 to enable building vintage consolidation for DEER2026 measures
Com | Com | For commercial aggregated building type | EUn | CZ14 | Ex | Any | 5.048 | DEER2026 | 2026-01-01 |  | 2024-03-22 19:32 | Deemed Ex Ante Team | In million sq. ft. of floor area (minima set to 1,000 sq. ft.). Sum of Ex, Old, Recent of DEER2020 version weights. | 2024-03-22 19:32 | Deemed Ex Ante Team
Com | Com | For commercial aggregated building type | EUn | CZ14 | New | Any | 0.071 | DEER2020 | 2020-01-01 | 2025-12-31 | 2023-06-14 13:47 | Deemed Ex Ante Team | In million sq. ft. of floor area (minima set to 1,000 sq. ft.) | 2024-03-22 19:40 | Deemed Ex Ante Team | Set ExpiryDate to 2025-12-31 to enable building vintage consolidation for DEER2026 measures
Com | Com | For commercial aggregated building type | EUn | CZ14 | New | Any | 0.071 | DEER2026 | 2026-01-01 |  | 2024-03-22 19:32 | Deemed Ex Ante Team | In million sq. ft. of floor area (minima set to 1,000 sq. ft.). | 2024-03-22 19:32 | Deemed Ex Ante Team
Com | Com | For commercial aggregated building type | EUn | CZ14 | Old | Any | 3.294 | DEER2020 | 2020-01-01 | 2025-12-31 | 2023-06-14 13:47 | Deemed Ex Ante Team | In million sq. ft. of floor area (minima set to 1,000 sq. ft.) | 2024-03-22 19:40 | Deemed Ex Ante Team | Set ExpiryDate to 2025-12-31 to enable building vintage consolidation for DEER2026 measures
Com | Com | For commercial aggregated building type | EUn | CZ14 | Rec | Any | 0.286 | DEER2020 | 2020-01-01 | 2025-12-31 | 2023-06-14 13:47 | Deemed Ex Ante Team | In million sq. ft. of floor area (minima set to 1,000 sq. ft.) | 2024-03-22 19:40 | Deemed Ex Ante Team | Set ExpiryDate to 2025-12-31 to enable building vintage consolidation for DEER2026 measures
Com | Com | For commercial aggregated building type | EUn | CZ15 | Ex | Any | 1.264 | DEER2020 | 2020-01-01 | 2025-12-31 | 2023-06-14 13:47 | Deemed Ex Ante Team | In million sq. ft. of floor area (minima set to 1,000 sq. ft.) | 2024-03-22 19:40 | Deemed Ex Ante Team | Set ExpiryDate to 2025-12-31 to enable building vintage consolidation for DEER2026 measures
Com | Com | For commercial aggregated building type | EUn | CZ15 | Ex | Any | 4.13 | DEER2026 | 2026-01-01 |  | 2024-03-22 19:32 | Deemed Ex Ante Team | In million sq. ft. of floor area (minima set to 1,000 sq. ft.). Sum of Ex, Old, Recent of DEER2020 version weights. | 2024-03-22 19:32 | Deemed Ex Ante Team
Com | Com | For commercial aggregated building type | EUn | CZ15 | New | Any | 0.062 | DEER2020 | 2020-01-01 | 2025-12-31 | 2023-06-14 13:47 | Deemed Ex Ante Team | In million sq. ft. of floor area (minima set to 1,000 sq. ft.) | 2024-03-22 19:40 | Deemed Ex Ante Team | Set ExpiryDate to 2025-12-31 to enable building vintage consolidation for DEER2026 measures
Com | Com | For commercial aggregated building type | EUn | CZ15 | New | Any | 0.062 | DEER2026 | 2026-01-01 |  | 2024-03-22 19:32 | Deemed Ex Ante Team | In million sq. ft. of floor area (minima set to 1,000 sq. ft.). | 2024-03-22 19:32 | Deemed Ex Ante Team
Com | Com | For commercial aggregated building type | EUn | CZ15 | Old | Any | 2.62 | DEER2020 | 2020-01-01 | 2025-12-31 | 2023-06-14 13:47 | Deemed Ex Ante Team | In million sq. ft. of floor area (minima set to 1,000 sq. ft.) | 2024-03-22 19:40 | Deemed Ex Ante Team | Set ExpiryDate to 2025-12-31 to enable building vintage consolidation for DEER2026 measures
Com | Com | For commercial aggregated building type | EUn | CZ15 | Rec | Any | 0.246 | DEER2020 | 2020-01-01 | 2025-12-31 | 2023-06-14 13:47 | Deemed Ex Ante Team | In million sq. ft. of floor area (minima set to 1,000 sq. ft.) | 2024-03-22 19:40 | Deemed Ex Ante Team | Set ExpiryDate to 2025-12-31 to enable building vintage consolidation for DEER2026 measures
Com | Com | For commercial aggregated building type | EUn | CZ16 | Ex | Any | 2.855 | DEER2020 | 2020-01-01 | 2025-12-31 | 2023-06-14 13:47 | Deemed Ex Ante Team | In million sq. ft. of floor area (minima set to 1,000 sq. ft.) | 2024-03-22 19:40 | Deemed Ex Ante Team | Set ExpiryDate to 2025-12-31 to enable building vintage consolidation for DEER2026 measures
Com | Com | For commercial aggregated building type | EUn | CZ16 | Ex | Any | 9.421 | DEER2026 | 2026-01-01 |  | 2024-03-22 19:32 | Deemed Ex Ante Team | In million sq. ft. of floor area (minima set to 1,000 sq. ft.). Sum of Ex, Old, Recent of DEER2020 version weights. | 2024-03-22 19:32 | Deemed Ex Ante Team
Com | Com | For commercial aggregated building type | EUn | CZ16 | New | Any | 0.139 | DEER2020 | 2020-01-01 | 2025-12-31 | 2023-06-14 13:47 | Deemed Ex Ante Team | In million sq. ft. of floor area (minima set to 1,000 sq. ft.) | 2024-03-22 19:40 | Deemed Ex Ante Team | Set ExpiryDate to 2025-12-31 to enable building vintage consolidation for DEER2026 measures
Com | Com | For commercial aggregated building type | EUn | CZ16 | New | Any | 0.139 | DEER2026 | 2026-01-01 |  | 2024-03-22 19:32 | Deemed Ex Ante Team | In million sq. ft. of floor area (minima set to 1,000 sq. ft.). | 2024-03-22 19:32 | Deemed Ex Ante Team
Com | Com | For commercial aggregated building type | EUn | CZ16 | Old | Any | 6.007 | DEER2020 | 2020-01-01 | 2025-12-31 | 2023-06-14 13:47 | Deemed Ex Ante Team | In million sq. ft. of floor area (minima set to 1,000 sq. ft.) | 2024-03-22 19:40 | Deemed Ex Ante Team | Set ExpiryDate to 2025-12-31 to enable building vintage consolidation for DEER2026 measures
Com | Com | For commercial aggregated building type | EUn | CZ16 | Rec | Any | 0.559 | DEER2020 | 2020-01-01 | 2025-12-31 | 2023-06-14 13:47 | Deemed Ex Ante Team | In million sq. ft. of floor area (minima set to 1,000 sq. ft.) | 2024-03-22 19:40 | Deemed Ex Ante Team | Set ExpiryDate to 2025-12-31 to enable building vintage consolidation for DEER2026 measures
Com | Com | For commercial aggregated building type | Gro | CZ01 | Ex | Any | 0.154 | DEER2020 | 2020-01-01 | 2025-12-31 | 2023-06-14 13:47 | Deemed Ex Ante Team | In million sq. ft. of floor area (minima set to 1,000 sq. ft.) | 2024-03-22 19:40 | Deemed Ex Ante Team | Set ExpiryDate to 2025-12-31 to enable building vintage consolidation for DEER2026 measures
Com | Com | For commercial aggregated building type | Gro | CZ01 | Ex | Any | 1.185 | DEER2026 | 2026-01-01 |  | 2024-03-22 19:32 | Deemed Ex Ante Team | In million sq. ft. of floor area (minima set to 1,000 sq. ft.). Sum of Ex, Old, Recent of DEER2020 version weights. | 2024-03-22 19:32 | Deemed Ex Ante Team
Com | Com | For commercial aggregated building type | Gro | CZ01 | New | Any | 0.009 | DEER2020 | 2020-01-01 | 2025-12-31 | 2023-06-14 13:47 | Deemed Ex Ante Team | In million sq. ft. of floor area (minima set to 1,000 sq. ft.) | 2024-03-22 19:40 | Deemed Ex Ante Team | Set ExpiryDate to 2025-12-31 to enable building vintage consolidation for DEER2026 measures
Com | Com | For commercial aggregated building type | Gro | CZ01 | New | Any | 0.009 | DEER2026 | 2026-01-01 |  | 2024-03-22 19:32 | Deemed Ex Ante Team | In million sq. ft. of floor area (minima set to 1,000 sq. ft.). | 2024-03-22 19:32 | Deemed Ex Ante Team
Com | Com | For commercial aggregated building type | Gro | CZ01 | Old | Any | 0.996 | DEER2020 | 2020-01-01 | 2025-12-31 | 2023-06-14 13:47 | Deemed Ex Ante Team | In million sq. ft. of floor area (minima set to 1,000 sq. ft.) | 2024-03-22 19:40 | Deemed Ex Ante Team | Set ExpiryDate to 2025-12-31 to enable building vintage consolidation for DEER2026 measures
Com | Com | For commercial aggregated building type | Gro | CZ01 | Rec | Any | 0.035 | DEER2020 | 2020-01-01 | 2025-12-31 | 2023-06-14 13:47 | Deemed Ex Ante Team | In million sq. ft. of floor area (minima set to 1,000 sq. ft.) | 2024-03-22 19:40 | Deemed Ex Ante Team | Set ExpiryDate to 2025-12-31 to enable building vintage consolidation for DEER2026 measures
Com | Com | For commercial aggregated building type | Gro | CZ02 | Ex | Any | 1.228 | DEER2020 | 2020-01-01 | 2025-12-31 | 2023-06-14 13:47 | Deemed Ex Ante Team | In million sq. ft. of floor area (minima set to 1,000 sq. ft.) | 2024-03-22 19:40 | Deemed Ex Ante Team | Set ExpiryDate to 2025-12-31 to enable building vintage consolidation for DEER2026 measures
Com | Com | For commercial aggregated building type | Gro | CZ02 | Ex | Any | 8.653 | DEER2026 | 2026-01-01 |  | 2024-03-22 19:32 | Deemed Ex Ante Team | In million sq. ft. of floor area (minima set to 1,000 sq. ft.). Sum of Ex, Old, Recent of DEER2020 version weights. | 2024-03-22 19:32 | Deemed Ex Ante Team
Com | Com | For commercial aggregated building type | Gro | CZ02 | New | Any | 0.068 | DEER2020 | 2020-01-01 | 2025-12-31 | 2023-06-14 13:47 | Deemed Ex Ante Team | In million sq. ft. of floor area (minima set to 1,000 sq. ft.) | 2024-03-22 19:40 | Deemed Ex Ante Team | Set ExpiryDate to 2025-12-31 to enable building vintage consolidation for DEER2026 measures
Com | Com | For commercial aggregated building type | Gro | CZ02 | New | Any | 0.068 | DEER2026 | 2026-01-01 |  | 2024-03-22 19:32 | Deemed Ex Ante Team | In million sq. ft. of floor area (minima set to 1,000 sq. ft.). | 2024-03-22 19:32 | Deemed Ex Ante Team
Com | Com | For commercial aggregated building type | Gro | CZ02 | Old | Any | 7.153 | DEER2020 | 2020-01-01 | 2025-12-31 | 2023-06-14 13:47 | Deemed Ex Ante Team | In million sq. ft. of floor area (minima set to 1,000 sq. ft.) | 2024-03-22 19:40 | Deemed Ex Ante Team | Set ExpiryDate to 2025-12-31 to enable building vintage consolidation for DEER2026 measures
Com | Com | For commercial aggregated building type | Gro | CZ02 | Rec | Any | 0.272 | DEER2020 | 2020-01-01 | 2025-12-31 | 2023-06-14 13:47 | Deemed Ex Ante Team | In million sq. ft. of floor area (minima set to 1,000 sq. ft.) | 2024-03-22 19:40 | Deemed Ex Ante Team | Set ExpiryDate to 2025-12-31 to enable building vintage consolidation for DEER2026 measures
Com | Com | For commercial aggregated building type | Gro | CZ03 | Ex | Any | 3.773 | DEER2020 | 2020-01-01 | 2025-12-31 | 2023-06-14 13:47 | Deemed Ex Ante Team | In million sq. ft. of floor area (minima set to 1,000 sq. ft.) | 2024-03-22 19:40 | Deemed Ex Ante Team | Set ExpiryDate to 2025-12-31 to enable building vintage consolidation for DEER2026 measures
Com | Com | For commercial aggregated building type | Gro | CZ03 | Ex | Any | 30.1 | DEER2026 | 2026-01-01 |  | 2024-03-22 19:32 | Deemed Ex Ante Team | In million sq. ft. of floor area (minima set to 1,000 sq. ft.). Sum of Ex, Old, Recent of DEER2020 version weights. | 2024-03-22 19:32 | Deemed Ex Ante Team
Com | Com | For commercial aggregated building type | Gro | CZ03 | New | Any | 0.218 | DEER2020 | 2020-01-01 | 2025-12-31 | 2023-06-14 13:47 | Deemed Ex Ante Team | In million sq. ft. of floor area (minima set to 1,000 sq. ft.) | 2024-03-22 19:40 | Deemed Ex Ante Team | Set ExpiryDate to 2025-12-31 to enable building vintage consolidation for DEER2026 measures
Com | Com | For commercial aggregated building type | Gro | CZ03 | New | Any | 0.218 | DEER2026 | 2026-01-01 |  | 2024-03-22 19:32 | Deemed Ex Ante Team | In million sq. ft. of floor area (minima set to 1,000 sq. ft.). | 2024-03-22 19:32 | Deemed Ex Ante Team
Com | Com | For commercial aggregated building type | Gro | CZ03 | Old | Any | 25.454 | DEER2020 | 2020-01-01 | 2025-12-31 | 2023-06-14 13:47 | Deemed Ex Ante Team | In million sq. ft. of floor area (minima set to 1,000 sq. ft.) | 2024-03-22 19:40 | Deemed Ex Ante Team | Set ExpiryDate to 2025-12-31 to enable building vintage consolidation for DEER2026 measures
Com | Com | For commercial aggregated building type | Gro | CZ03 | Rec | Any | 0.873 | DEER2020 | 2020-01-01 | 2025-12-31 | 2023-06-14 13:47 | Deemed Ex Ante Team | In million sq. ft. of floor area (minima set to 1,000 sq. ft.) | 2024-03-22 19:40 | Deemed Ex Ante Team | Set ExpiryDate to 2025-12-31 to enable building vintage consolidation for DEER2026 measures
Com | Com | For commercial aggregated building type | Gro | CZ04 | Ex | Any | 2.005 | DEER2020 | 2020-01-01 | 2025-12-31 | 2023-06-14 13:47 | Deemed Ex Ante Team | In million sq. ft. of floor area (minima set to 1,000 sq. ft.) | 2024-03-22 19:40 | Deemed Ex Ante Team | Set ExpiryDate to 2025-12-31 to enable building vintage consolidation for DEER2026 measures
Com | Com | For commercial aggregated building type | Gro | CZ04 | Ex | Any | 13.504 | DEER2026 | 2026-01-01 |  | 2024-03-22 19:32 | Deemed Ex Ante Team | In million sq. ft. of floor area (minima set to 1,000 sq. ft.). Sum of Ex, Old, Recent of DEER2020 version weights. | 2024-03-22 19:32 | Deemed Ex Ante Team
Com | Com | For commercial aggregated building type | Gro | CZ04 | New | Any | 0.11 | DEER2020 | 2020-01-01 | 2025-12-31 | 2023-06-14 13:47 | Deemed Ex Ante Team | In million sq. ft. of floor area (minima set to 1,000 sq. ft.) | 2024-03-22 19:40 | Deemed Ex Ante Team | Set ExpiryDate to 2025-12-31 to enable building vintage consolidation for DEER2026 measures
Com | Com | For commercial aggregated building type | Gro | CZ04 | New | Any | 0.11 | DEER2026 | 2026-01-01 |  | 2024-03-22 19:32 | Deemed Ex Ante Team | In million sq. ft. of floor area (minima set to 1,000 sq. ft.). | 2024-03-22 19:32 | Deemed Ex Ante Team
Com | Com | For commercial aggregated building type | Gro | CZ04 | Old | Any | 11.06 | DEER2020 | 2020-01-01 | 2025-12-31 | 2023-06-14 13:47 | Deemed Ex Ante Team | In million sq. ft. of floor area (minima set to 1,000 sq. ft.) | 2024-03-22 19:40 | Deemed Ex Ante Team | Set ExpiryDate to 2025-12-31 to enable building vintage consolidation for DEER2026 measures
Com | Com | For commercial aggregated building type | Gro | CZ04 | Rec | Any | 0.439 | DEER2020 | 2020-01-01 | 2025-12-31 | 2023-06-14 13:47 | Deemed Ex Ante Team | In million sq. ft. of floor area (minima set to 1,000 sq. ft.) | 2024-03-22 19:40 | Deemed Ex Ante Team | Set ExpiryDate to 2025-12-31 to enable building vintage consolidation for DEER2026 measures
Com | Com | For commercial aggregated building type | Gro | CZ05 | Ex | Any | 0.627 | DEER2020 | 2020-01-01 | 2025-12-31 | 2023-06-14 13:47 | Deemed Ex Ante Team | In million sq. ft. of floor area (minima set to 1,000 sq. ft.) | 2024-03-22 19:40 | Deemed Ex Ante Team | Set ExpiryDate to 2025-12-31 to enable building vintage consolidation for DEER2026 measures
Com | Com | For commercial aggregated building type | Gro | CZ05 | Ex | Any | 4.082 | DEER2026 | 2026-01-01 |  | 2024-03-22 19:32 | Deemed Ex Ante Team | In million sq. ft. of floor area (minima set to 1,000 sq. ft.). Sum of Ex, Old, Recent of DEER2020 version weights. | 2024-03-22 19:32 | Deemed Ex Ante Team
Com | Com | For commercial aggregated building type | Gro | CZ05 | New | Any | 0.035 | DEER2020 | 2020-01-01 | 2025-12-31 | 2023-06-14 13:47 | Deemed Ex Ante Team | In million sq. ft. of floor area (minima set to 1,000 sq. ft.) | 2024-03-22 19:40 | Deemed Ex Ante Team | Set ExpiryDate to 2025-12-31 to enable building vintage consolidation for DEER2026 measures
Com | Com | For commercial aggregated building type | Gro | CZ05 | New | Any | 0.035 | DEER2026 | 2026-01-01 |  | 2024-03-22 19:32 | Deemed Ex Ante Team | In million sq. ft. of floor area (minima set to 1,000 sq. ft.). | 2024-03-22 19:32 | Deemed Ex Ante Team
Com | Com | For commercial aggregated building type | Gro | CZ05 | Old | Any | 3.315 | DEER2020 | 2020-01-01 | 2025-12-31 | 2023-06-14 13:47 | Deemed Ex Ante Team | In million sq. ft. of floor area (minima set to 1,000 sq. ft.) | 2024-03-22 19:40 | Deemed Ex Ante Team | Set ExpiryDate to 2025-12-31 to enable building vintage consolidation for DEER2026 measures
Com | Com | For commercial aggregated building type | Gro | CZ05 | Rec | Any | 0.14 | DEER2020 | 2020-01-01 | 2025-12-31 | 2023-06-14 13:47 | Deemed Ex Ante Team | In million sq. ft. of floor area (minima set to 1,000 sq. ft.) | 2024-03-22 19:40 | Deemed Ex Ante Team | Set ExpiryDate to 2025-12-31 to enable building vintage consolidation for DEER2026 measures
Com | Com | For commercial aggregated building type | Gro | CZ06 | Ex | Any | 9.622 | DEER2020 | 2020-01-01 | 2025-12-31 | 2023-06-14 13:47 | Deemed Ex Ante Team | In million sq. ft. of floor area (minima set to 1,000 sq. ft.) | 2024-03-22 19:40 | Deemed Ex Ante Team | Set ExpiryDate to 2025-12-31 to enable building vintage consolidation for DEER2026 measures
Com | Com | For commercial aggregated building type | Gro | CZ06 | Ex | Any | 55.946 | DEER2026 | 2026-01-01 |  | 2024-03-22 19:32 | Deemed Ex Ante Team | In million sq. ft. of floor area (minima set to 1,000 sq. ft.). Sum of Ex, Old, Recent of DEER2020 version weights. | 2024-03-22 19:32 | Deemed Ex Ante Team
Com | Com | For commercial aggregated building type | Gro | CZ06 | New | Any | 0.558 | DEER2020 | 2020-01-01 | 2025-12-31 | 2023-06-14 13:47 | Deemed Ex Ante Team | In million sq. ft. of floor area (minima set to 1,000 sq. ft.) | 2024-03-22 19:40 | Deemed Ex Ante Team | Set ExpiryDate to 2025-12-31 to enable building vintage consolidation for DEER2026 measures
Com | Com | For commercial aggregated building type | Gro | CZ06 | New | Any | 0.558 | DEER2026 | 2026-01-01 |  | 2024-03-22 19:32 | Deemed Ex Ante Team | In million sq. ft. of floor area (minima set to 1,000 sq. ft.). | 2024-03-22 19:32 | Deemed Ex Ante Team
Com | Com | For commercial aggregated building type | Gro | CZ06 | Old | Any | 44.093 | DEER2020 | 2020-01-01 | 2025-12-31 | 2023-06-14 13:47 | Deemed Ex Ante Team | In million sq. ft. of floor area (minima set to 1,000 sq. ft.) | 2024-03-22 19:40 | Deemed Ex Ante Team | Set ExpiryDate to 2025-12-31 to enable building vintage consolidation for DEER2026 measures
Com | Com | For commercial aggregated building type | Gro | CZ06 | Rec | Any | 2.231 | DEER2020 | 2020-01-01 | 2025-12-31 | 2023-06-14 13:47 | Deemed Ex Ante Team | In million sq. ft. of floor area (minima set to 1,000 sq. ft.) | 2024-03-22 19:40 | Deemed Ex Ante Team | Set ExpiryDate to 2025-12-31 to enable building vintage consolidation for DEER2026 measures
Com | Com | For commercial aggregated building type | Gro | CZ07 | Ex | Any | 5.166 | DEER2020 | 2020-01-01 | 2025-12-31 | 2023-06-14 13:47 | Deemed Ex Ante Team | In million sq. ft. of floor area (minima set to 1,000 sq. ft.) | 2024-03-22 19:40 | Deemed Ex Ante Team | Set ExpiryDate to 2025-12-31 to enable building vintage consolidation for DEER2026 measures
Com | Com | For commercial aggregated building type | Gro | CZ07 | Ex | Any | 21.966 | DEER2026 | 2026-01-01 |  | 2024-03-22 19:32 | Deemed Ex Ante Team | In million sq. ft. of floor area (minima set to 1,000 sq. ft.). Sum of Ex, Old, Recent of DEER2020 version weights. | 2024-03-22 19:32 | Deemed Ex Ante Team
Com | Com | For commercial aggregated building type | Gro | CZ07 | New | Any | 0.288 | DEER2020 | 2020-01-01 | 2025-12-31 | 2023-06-14 13:47 | Deemed Ex Ante Team | In million sq. ft. of floor area (minima set to 1,000 sq. ft.) | 2024-03-22 19:40 | Deemed Ex Ante Team | Set ExpiryDate to 2025-12-31 to enable building vintage consolidation for DEER2026 measures
Com | Com | For commercial aggregated building type | Gro | CZ07 | New | Any | 0.288 | DEER2026 | 2026-01-01 |  | 2024-03-22 19:32 | Deemed Ex Ante Team | In million sq. ft. of floor area (minima set to 1,000 sq. ft.). | 2024-03-22 19:32 | Deemed Ex Ante Team
Com | Com | For commercial aggregated building type | Gro | CZ07 | Old | Any | 15.647 | DEER2020 | 2020-01-01 | 2025-12-31 | 2023-06-14 13:47 | Deemed Ex Ante Team | In million sq. ft. of floor area (minima set to 1,000 sq. ft.) | 2024-03-22 19:40 | Deemed Ex Ante Team | Set ExpiryDate to 2025-12-31 to enable building vintage consolidation for DEER2026 measures
Com | Com | For commercial aggregated building type | Gro | CZ07 | Rec | Any | 1.153 | DEER2020 | 2020-01-01 | 2025-12-31 | 2023-06-14 13:47 | Deemed Ex Ante Team | In million sq. ft. of floor area (minima set to 1,000 sq. ft.) | 2024-03-22 19:40 | Deemed Ex Ante Team | Set ExpiryDate to 2025-12-31 to enable building vintage consolidation for DEER2026 measures
Com | Com | For commercial aggregated building type | Gro | CZ08 | Ex | Any | 13.967 | DEER2020 | 2020-01-01 | 2025-12-31 | 2023-06-14 13:47 | Deemed Ex Ante Team | In million sq. ft. of floor area (minima set to 1,000 sq. ft.) | 2024-03-22 19:40 | Deemed Ex Ante Team | Set ExpiryDate to 2025-12-31 to enable building vintage consolidation for DEER2026 measures
Com | Com | For commercial aggregated building type | Gro | CZ08 | Ex | Any | 81.523 | DEER2026 | 2026-01-01 |  | 2024-03-22 19:32 | Deemed Ex Ante Team | In million sq. ft. of floor area (minima set to 1,000 sq. ft.). Sum of Ex, Old, Recent of DEER2020 version weights. | 2024-03-22 19:32 | Deemed Ex Ante Team
Com | Com | For commercial aggregated building type | Gro | CZ08 | New | Any | 0.809 | DEER2020 | 2020-01-01 | 2025-12-31 | 2023-06-14 13:47 | Deemed Ex Ante Team | In million sq. ft. of floor area (minima set to 1,000 sq. ft.) | 2024-03-22 19:40 | Deemed Ex Ante Team | Set ExpiryDate to 2025-12-31 to enable building vintage consolidation for DEER2026 measures
Com | Com | For commercial aggregated building type | Gro | CZ08 | New | Any | 0.809 | DEER2026 | 2026-01-01 |  | 2024-03-22 19:32 | Deemed Ex Ante Team | In million sq. ft. of floor area (minima set to 1,000 sq. ft.). | 2024-03-22 19:32 | Deemed Ex Ante Team
Com | Com | For commercial aggregated building type | Gro | CZ08 | Old | Any | 64.318 | DEER2020 | 2020-01-01 | 2025-12-31 | 2023-06-14 13:47 | Deemed Ex Ante Team | In million sq. ft. of floor area (minima set to 1,000 sq. ft.) | 2024-03-22 19:40 | Deemed Ex Ante Team | Set ExpiryDate to 2025-12-31 to enable building vintage consolidation for DEER2026 measures
Com | Com | For commercial aggregated building type | Gro | CZ08 | Rec | Any | 3.238 | DEER2020 | 2020-01-01 | 2025-12-31 | 2023-06-14 13:47 | Deemed Ex Ante Team | In million sq. ft. of floor area (minima set to 1,000 sq. ft.) | 2024-03-22 19:40 | Deemed Ex Ante Team | Set ExpiryDate to 2025-12-31 to enable building vintage consolidation for DEER2026 measures
Com | Com | For commercial aggregated building type | Gro | CZ09 | Ex | Any | 10.318 | DEER2020 | 2020-01-01 | 2025-12-31 | 2023-06-14 13:47 | Deemed Ex Ante Team | In million sq. ft. of floor area (minima set to 1,000 sq. ft.) | 2024-03-22 19:40 | Deemed Ex Ante Team | Set ExpiryDate to 2025-12-31 to enable building vintage consolidation for DEER2026 measures
Com | Com | For commercial aggregated building type | Gro | CZ09 | Ex | Any | 57.526 | DEER2026 | 2026-01-01 |  | 2024-03-22 19:32 | Deemed Ex Ante Team | In million sq. ft. of floor area (minima set to 1,000 sq. ft.). Sum of Ex, Old, Recent of DEER2020 version weights. | 2024-03-22 19:32 | Deemed Ex Ante Team
Com | Com | For commercial aggregated building type | Gro | CZ09 | New | Any | 0.59 | DEER2020 | 2020-01-01 | 2025-12-31 | 2023-06-14 13:47 | Deemed Ex Ante Team | In million sq. ft. of floor area (minima set to 1,000 sq. ft.) | 2024-03-22 19:40 | Deemed Ex Ante Team | Set ExpiryDate to 2025-12-31 to enable building vintage consolidation for DEER2026 measures
Com | Com | For commercial aggregated building type | Gro | CZ09 | New | Any | 0.59 | DEER2026 | 2026-01-01 |  | 2024-03-22 19:32 | Deemed Ex Ante Team | In million sq. ft. of floor area (minima set to 1,000 sq. ft.). | 2024-03-22 19:32 | Deemed Ex Ante Team
Com | Com | For commercial aggregated building type | Gro | CZ09 | Old | Any | 44.849 | DEER2020 | 2020-01-01 | 2025-12-31 | 2023-06-14 13:47 | Deemed Ex Ante Team | In million sq. ft. of floor area (minima set to 1,000 sq. ft.) | 2024-03-22 19:40 | Deemed Ex Ante Team | Set ExpiryDate to 2025-12-31 to enable building vintage consolidation for DEER2026 measures
Com | Com | For commercial aggregated building type | Gro | CZ09 | Rec | Any | 2.359 | DEER2020 | 2020-01-01 | 2025-12-31 | 2023-06-14 13:47 | Deemed Ex Ante Team | In million sq. ft. of floor area (minima set to 1,000 sq. ft.) | 2024-03-22 19:40 | Deemed Ex Ante Team | Set ExpiryDate to 2025-12-31 to enable building vintage consolidation for DEER2026 measures
Com | Com | For commercial aggregated building type | Gro | CZ10 | Ex | Any | 19.644 | DEER2020 | 2020-01-01 | 2025-12-31 | 2023-06-14 13:47 | Deemed Ex Ante Team | In million sq. ft. of floor area (minima set to 1,000 sq. ft.) | 2024-03-22 19:40 | Deemed Ex Ante Team | Set ExpiryDate to 2025-12-31 to enable building vintage consolidation for DEER2026 measures
Com | Com | For commercial aggregated building type | Gro | CZ10 | Ex | Any | 67.854 | DEER2026 | 2026-01-01 |  | 2024-03-22 19:32 | Deemed Ex Ante Team | In million sq. ft. of floor area (minima set to 1,000 sq. ft.). Sum of Ex, Old, Recent of DEER2020 version weights. | 2024-03-22 19:32 | Deemed Ex Ante Team
Com | Com | For commercial aggregated building type | Gro | CZ10 | New | Any | 1.122 | DEER2020 | 2020-01-01 | 2025-12-31 | 2023-06-14 13:47 | Deemed Ex Ante Team | In million sq. ft. of floor area (minima set to 1,000 sq. ft.) | 2024-03-22 19:40 | Deemed Ex Ante Team | Set ExpiryDate to 2025-12-31 to enable building vintage consolidation for DEER2026 measures
Com | Com | For commercial aggregated building type | Gro | CZ10 | New | Any | 1.122 | DEER2026 | 2026-01-01 |  | 2024-03-22 19:32 | Deemed Ex Ante Team | In million sq. ft. of floor area (minima set to 1,000 sq. ft.). | 2024-03-22 19:32 | Deemed Ex Ante Team
Com | Com | For commercial aggregated building type | Gro | CZ10 | Old | Any | 43.72 | DEER2020 | 2020-01-01 | 2025-12-31 | 2023-06-14 13:47 | Deemed Ex Ante Team | In million sq. ft. of floor area (minima set to 1,000 sq. ft.) | 2024-03-22 19:40 | Deemed Ex Ante Team | Set ExpiryDate to 2025-12-31 to enable building vintage consolidation for DEER2026 measures
Com | Com | For commercial aggregated building type | Gro | CZ10 | Rec | Any | 4.49 | DEER2020 | 2020-01-01 | 2025-12-31 | 2023-06-14 13:47 | Deemed Ex Ante Team | In million sq. ft. of floor area (minima set to 1,000 sq. ft.) | 2024-03-22 19:40 | Deemed Ex Ante Team | Set ExpiryDate to 2025-12-31 to enable building vintage consolidation for DEER2026 measures
Com | Com | For commercial aggregated building type | Gro | CZ11 | Ex | Any | 1.719 | DEER2020 | 2020-01-01 | 2025-12-31 | 2023-06-14 13:47 | Deemed Ex Ante Team | In million sq. ft. of floor area (minima set to 1,000 sq. ft.) | 2024-03-22 19:40 | Deemed Ex Ante Team | Set ExpiryDate to 2025-12-31 to enable building vintage consolidation for DEER2026 measures
Com | Com | For commercial aggregated building type | Gro | CZ11 | Ex | Any | 8.217 | DEER2026 | 2026-01-01 |  | 2024-03-22 19:32 | Deemed Ex Ante Team | In million sq. ft. of floor area (minima set to 1,000 sq. ft.). Sum of Ex, Old, Recent of DEER2020 version weights. | 2024-03-22 19:32 | Deemed Ex Ante Team
Com | Com | For commercial aggregated building type | Gro | CZ11 | New | Any | 0.095 | DEER2020 | 2020-01-01 | 2025-12-31 | 2023-06-14 13:47 | Deemed Ex Ante Team | In million sq. ft. of floor area (minima set to 1,000 sq. ft.) | 2024-03-22 19:40 | Deemed Ex Ante Team | Set ExpiryDate to 2025-12-31 to enable building vintage consolidation for DEER2026 measures
Com | Com | For commercial aggregated building type | Gro | CZ11 | New | Any | 0.095 | DEER2026 | 2026-01-01 |  | 2024-03-22 19:32 | Deemed Ex Ante Team | In million sq. ft. of floor area (minima set to 1,000 sq. ft.). | 2024-03-22 19:32 | Deemed Ex Ante Team
Com | Com | For commercial aggregated building type | Gro | CZ11 | Old | Any | 6.117 | DEER2020 | 2020-01-01 | 2025-12-31 | 2023-06-14 13:47 | Deemed Ex Ante Team | In million sq. ft. of floor area (minima set to 1,000 sq. ft.) | 2024-03-22 19:40 | Deemed Ex Ante Team | Set ExpiryDate to 2025-12-31 to enable building vintage consolidation for DEER2026 measures
Com | Com | For commercial aggregated building type | Gro | CZ11 | Rec | Any | 0.381 | DEER2020 | 2020-01-01 | 2025-12-31 | 2023-06-14 13:47 | Deemed Ex Ante Team | In million sq. ft. of floor area (minima set to 1,000 sq. ft.) | 2024-03-22 19:40 | Deemed Ex Ante Team | Set ExpiryDate to 2025-12-31 to enable building vintage consolidation for DEER2026 measures
Com | Com | For commercial aggregated building type | Gro | CZ12 | Ex | Any | 5.344 | DEER2020 | 2020-01-01 | 2025-12-31 | 2023-06-14 13:47 | Deemed Ex Ante Team | In million sq. ft. of floor area (minima set to 1,000 sq. ft.) | 2024-03-22 19:40 | Deemed Ex Ante Team | Set ExpiryDate to 2025-12-31 to enable building vintage consolidation for DEER2026 measures
Com | Com | For commercial aggregated building type | Gro | CZ12 | Ex | Any | 26.295 | DEER2026 | 2026-01-01 |  | 2024-03-22 19:32 | Deemed Ex Ante Team | In million sq. ft. of floor area (minima set to 1,000 sq. ft.). Sum of Ex, Old, Recent of DEER2020 version weights. | 2024-03-22 19:32 | Deemed Ex Ante Team
Com | Com | For commercial aggregated building type | Gro | CZ12 | New | Any | 0.271 | DEER2020 | 2020-01-01 | 2025-12-31 | 2023-06-14 13:47 | Deemed Ex Ante Team | In million sq. ft. of floor area (minima set to 1,000 sq. ft.) | 2024-03-22 19:40 | Deemed Ex Ante Team | Set ExpiryDate to 2025-12-31 to enable building vintage consolidation for DEER2026 measures
Com | Com | For commercial aggregated building type | Gro | CZ12 | New | Any | 0.271 | DEER2026 | 2026-01-01 |  | 2024-03-22 19:32 | Deemed Ex Ante Team | In million sq. ft. of floor area (minima set to 1,000 sq. ft.). | 2024-03-22 19:32 | Deemed Ex Ante Team
Com | Com | For commercial aggregated building type | Gro | CZ12 | Old | Any | 19.867 | DEER2020 | 2020-01-01 | 2025-12-31 | 2023-06-14 13:47 | Deemed Ex Ante Team | In million sq. ft. of floor area (minima set to 1,000 sq. ft.) | 2024-03-22 19:40 | Deemed Ex Ante Team | Set ExpiryDate to 2025-12-31 to enable building vintage consolidation for DEER2026 measures
Com | Com | For commercial aggregated building type | Gro | CZ12 | Rec | Any | 1.084 | DEER2020 | 2020-01-01 | 2025-12-31 | 2023-06-14 13:47 | Deemed Ex Ante Team | In million sq. ft. of floor area (minima set to 1,000 sq. ft.) | 2024-03-22 19:40 | Deemed Ex Ante Team | Set ExpiryDate to 2025-12-31 to enable building vintage consolidation for DEER2026 measures
Com | Com | For commercial aggregated building type | Gro | CZ13 | Ex | Any | 5.837 | DEER2020 | 2020-01-01 | 2025-12-31 | 2023-06-14 13:47 | Deemed Ex Ante Team | In million sq. ft. of floor area (minima set to 1,000 sq. ft.) | 2024-03-22 19:40 | Deemed Ex Ante Team | Set ExpiryDate to 2025-12-31 to enable building vintage consolidation for DEER2026 measures
Com | Com | For commercial aggregated building type | Gro | CZ13 | Ex | Any | 26.916 | DEER2026 | 2026-01-01 |  | 2024-03-22 19:32 | Deemed Ex Ante Team | In million sq. ft. of floor area (minima set to 1,000 sq. ft.). Sum of Ex, Old, Recent of DEER2020 version weights. | 2024-03-22 19:32 | Deemed Ex Ante Team
Com | Com | For commercial aggregated building type | Gro | CZ13 | New | Any | 0.345 | DEER2020 | 2020-01-01 | 2025-12-31 | 2023-06-14 13:47 | Deemed Ex Ante Team | In million sq. ft. of floor area (minima set to 1,000 sq. ft.) | 2024-03-22 19:40 | Deemed Ex Ante Team | Set ExpiryDate to 2025-12-31 to enable building vintage consolidation for DEER2026 measures
Com | Com | For commercial aggregated building type | Gro | CZ13 | New | Any | 0.345 | DEER2026 | 2026-01-01 |  | 2024-03-22 19:32 | Deemed Ex Ante Team | In million sq. ft. of floor area (minima set to 1,000 sq. ft.). | 2024-03-22 19:32 | Deemed Ex Ante Team
Com | Com | For commercial aggregated building type | Gro | CZ13 | Old | Any | 19.703 | DEER2020 | 2020-01-01 | 2025-12-31 | 2023-06-14 13:47 | Deemed Ex Ante Team | In million sq. ft. of floor area (minima set to 1,000 sq. ft.) | 2024-03-22 19:40 | Deemed Ex Ante Team | Set ExpiryDate to 2025-12-31 to enable building vintage consolidation for DEER2026 measures
Com | Com | For commercial aggregated building type | Gro | CZ13 | Rec | Any | 1.376 | DEER2020 | 2020-01-01 | 2025-12-31 | 2023-06-14 13:47 | Deemed Ex Ante Team | In million sq. ft. of floor area (minima set to 1,000 sq. ft.) | 2024-03-22 19:40 | Deemed Ex Ante Team | Set ExpiryDate to 2025-12-31 to enable building vintage consolidation for DEER2026 measures
Com | Com | For commercial aggregated building type | Gro | CZ14 | Ex | Any | 3.881 | DEER2020 | 2020-01-01 | 2025-12-31 | 2023-06-14 13:47 | Deemed Ex Ante Team | In million sq. ft. of floor area (minima set to 1,000 sq. ft.) | 2024-03-22 19:40 | Deemed Ex Ante Team | Set ExpiryDate to 2025-12-31 to enable building vintage consolidation for DEER2026 measures
Com | Com | For commercial aggregated building type | Gro | CZ14 | Ex | Any | 14.007 | DEER2026 | 2026-01-01 |  | 2024-03-22 19:32 | Deemed Ex Ante Team | In million sq. ft. of floor area (minima set to 1,000 sq. ft.). Sum of Ex, Old, Recent of DEER2020 version weights. | 2024-03-22 19:32 | Deemed Ex Ante Team
Com | Com | For commercial aggregated building type | Gro | CZ14 | New | Any | 0.222 | DEER2020 | 2020-01-01 | 2025-12-31 | 2023-06-14 13:47 | Deemed Ex Ante Team | In million sq. ft. of floor area (minima set to 1,000 sq. ft.) | 2024-03-22 19:40 | Deemed Ex Ante Team | Set ExpiryDate to 2025-12-31 to enable building vintage consolidation for DEER2026 measures
Com | Com | For commercial aggregated building type | Gro | CZ14 | New | Any | 0.222 | DEER2026 | 2026-01-01 |  | 2024-03-22 19:32 | Deemed Ex Ante Team | In million sq. ft. of floor area (minima set to 1,000 sq. ft.). | 2024-03-22 19:32 | Deemed Ex Ante Team
Com | Com | For commercial aggregated building type | Gro | CZ14 | Old | Any | 9.237 | DEER2020 | 2020-01-01 | 2025-12-31 | 2023-06-14 13:47 | Deemed Ex Ante Team | In million sq. ft. of floor area (minima set to 1,000 sq. ft.) | 2024-03-22 19:40 | Deemed Ex Ante Team | Set ExpiryDate to 2025-12-31 to enable building vintage consolidation for DEER2026 measures
Com | Com | For commercial aggregated building type | Gro | CZ14 | Rec | Any | 0.889 | DEER2020 | 2020-01-01 | 2025-12-31 | 2023-06-14 13:47 | Deemed Ex Ante Team | In million sq. ft. of floor area (minima set to 1,000 sq. ft.) | 2024-03-22 19:40 | Deemed Ex Ante Team | Set ExpiryDate to 2025-12-31 to enable building vintage consolidation for DEER2026 measures
Com | Com | For commercial aggregated building type | Gro | CZ15 | Ex | Any | 2.463 | DEER2020 | 2020-01-01 | 2025-12-31 | 2023-06-14 13:47 | Deemed Ex Ante Team | In million sq. ft. of floor area (minima set to 1,000 sq. ft.) | 2024-03-22 19:40 | Deemed Ex Ante Team | Set ExpiryDate to 2025-12-31 to enable building vintage consolidation for DEER2026 measures
Com | Com | For commercial aggregated building type | Gro | CZ15 | Ex | Any | 8.273 | DEER2026 | 2026-01-01 |  | 2024-03-22 19:32 | Deemed Ex Ante Team | In million sq. ft. of floor area (minima set to 1,000 sq. ft.). Sum of Ex, Old, Recent of DEER2020 version weights. | 2024-03-22 19:32 | Deemed Ex Ante Team
Com | Com | For commercial aggregated building type | Gro | CZ15 | New | Any | 0.141 | DEER2020 | 2020-01-01 | 2025-12-31 | 2023-06-14 13:47 | Deemed Ex Ante Team | In million sq. ft. of floor area (minima set to 1,000 sq. ft.) | 2024-03-22 19:40 | Deemed Ex Ante Team | Set ExpiryDate to 2025-12-31 to enable building vintage consolidation for DEER2026 measures
Com | Com | For commercial aggregated building type | Gro | CZ15 | New | Any | 0.141 | DEER2026 | 2026-01-01 |  | 2024-03-22 19:32 | Deemed Ex Ante Team | In million sq. ft. of floor area (minima set to 1,000 sq. ft.). | 2024-03-22 19:32 | Deemed Ex Ante Team
Com | Com | For commercial aggregated building type | Gro | CZ15 | Old | Any | 5.245 | DEER2020 | 2020-01-01 | 2025-12-31 | 2023-06-14 13:47 | Deemed Ex Ante Team | In million sq. ft. of floor area (minima set to 1,000 sq. ft.) | 2024-03-22 19:40 | Deemed Ex Ante Team | Set ExpiryDate to 2025-12-31 to enable building vintage consolidation for DEER2026 measures
Com | Com | For commercial aggregated building type | Gro | CZ15 | Rec | Any | 0.565 | DEER2020 | 2020-01-01 | 2025-12-31 | 2023-06-14 13:47 | Deemed Ex Ante Team | In million sq. ft. of floor area (minima set to 1,000 sq. ft.) | 2024-03-22 19:40 | Deemed Ex Ante Team | Set ExpiryDate to 2025-12-31 to enable building vintage consolidation for DEER2026 measures
Com | Com | For commercial aggregated building type | Gro | CZ16 | Ex | Any | 1.781 | DEER2020 | 2020-01-01 | 2025-12-31 | 2023-06-14 13:47 | Deemed Ex Ante Team | In million sq. ft. of floor area (minima set to 1,000 sq. ft.) | 2024-03-22 19:40 | Deemed Ex Ante Team | Set ExpiryDate to 2025-12-31 to enable building vintage consolidation for DEER2026 measures
Com | Com | For commercial aggregated building type | Gro | CZ16 | Ex | Any | 6.916 | DEER2026 | 2026-01-01 |  | 2024-03-22 19:32 | Deemed Ex Ante Team | In million sq. ft. of floor area (minima set to 1,000 sq. ft.). Sum of Ex, Old, Recent of DEER2020 version weights. | 2024-03-22 19:32 | Deemed Ex Ante Team
Com | Com | For commercial aggregated building type | Gro | CZ16 | New | Any | 0.102 | DEER2020 | 2020-01-01 | 2025-12-31 | 2023-06-14 13:47 | Deemed Ex Ante Team | In million sq. ft. of floor area (minima set to 1,000 sq. ft.) | 2024-03-22 19:40 | Deemed Ex Ante Team | Set ExpiryDate to 2025-12-31 to enable building vintage consolidation for DEER2026 measures
Com | Com | For commercial aggregated building type | Gro | CZ16 | New | Any | 0.102 | DEER2026 | 2026-01-01 |  | 2024-03-22 19:32 | Deemed Ex Ante Team | In million sq. ft. of floor area (minima set to 1,000 sq. ft.). | 2024-03-22 19:32 | Deemed Ex Ante Team
Com | Com | For commercial aggregated building type | Gro | CZ16 | Old | Any | 4.728 | DEER2020 | 2020-01-01 | 2025-12-31 | 2023-06-14 13:47 | Deemed Ex Ante Team | In million sq. ft. of floor area (minima set to 1,000 sq. ft.) | 2024-03-22 19:40 | Deemed Ex Ante Team | Set ExpiryDate to 2025-12-31 to enable building vintage consolidation for DEER2026 measures
Com | Com | For commercial aggregated building type | Gro | CZ16 | Rec | Any | 0.407 | DEER2020 | 2020-01-01 | 2025-12-31 | 2023-06-14 13:47 | Deemed Ex Ante Team | In million sq. ft. of floor area (minima set to 1,000 sq. ft.) | 2024-03-22 19:40 | Deemed Ex Ante Team | Set ExpiryDate to 2025-12-31 to enable building vintage consolidation for DEER2026 measures
Com | Com | For commercial aggregated building type | HGR | CZ01 | Ex | Any | 0.224 | DEER2020 | 2020-01-01 | 2025-12-31 | 2023-06-14 13:47 | Deemed Ex Ante Team | In million sq. ft. of floor area (minima set to 1,000 sq. ft.) | 2024-03-22 19:41 | Deemed Ex Ante Team | Set ExpiryDate to 2025-12-31 to enable building vintage consolidation for DEER2026 measures
Com | Com | For commercial aggregated building type | HGR | CZ01 | Ex | Any | 0.968 | DEER2026 | 2026-01-01 |  | 2024-03-22 19:32 | Deemed Ex Ante Team | In million sq. ft. of floor area (minima set to 1,000 sq. ft.). Sum of Ex, Old, Recent of DEER2020 version weights. | 2024-03-22 19:32 | Deemed Ex Ante Team
Com | Com | For commercial aggregated building type | HGR | CZ01 | New | Any | 0.01 | DEER2020 | 2020-01-01 | 2025-12-31 | 2023-06-14 13:47 | Deemed Ex Ante Team | In million sq. ft. of floor area (minima set to 1,000 sq. ft.) | 2024-03-22 19:41 | Deemed Ex Ante Team | Set ExpiryDate to 2025-12-31 to enable building vintage consolidation for DEER2026 measures
Com | Com | For commercial aggregated building type | HGR | CZ01 | New | Any | 0.01 | DEER2026 | 2026-01-01 |  | 2024-03-22 19:32 | Deemed Ex Ante Team | In million sq. ft. of floor area (minima set to 1,000 sq. ft.). | 2024-03-22 19:32 | Deemed Ex Ante Team
Com | Com | For commercial aggregated building type | HGR | CZ01 | Old | Any | 0.705 | DEER2020 | 2020-01-01 | 2025-12-31 | 2023-06-14 13:47 | Deemed Ex Ante Team | In million sq. ft. of floor area (minima set to 1,000 sq. ft.) | 2024-03-22 19:40 | Deemed Ex Ante Team | Set ExpiryDate to 2025-12-31 to enable building vintage consolidation for DEER2026 measures
Com | Com | For commercial aggregated building type | HGR | CZ01 | Rec | Any | 0.039 | DEER2020 | 2020-01-01 | 2025-12-31 | 2023-06-14 13:47 | Deemed Ex Ante Team | In million sq. ft. of floor area (minima set to 1,000 sq. ft.) | 2024-03-22 19:41 | Deemed Ex Ante Team | Set ExpiryDate to 2025-12-31 to enable building vintage consolidation for DEER2026 measures
Com | Com | For commercial aggregated building type | HGR | CZ02 | Ex | Any | 0.824 | DEER2020 | 2020-01-01 | 2025-12-31 | 2023-06-14 13:47 | Deemed Ex Ante Team | In million sq. ft. of floor area (minima set to 1,000 sq. ft.) | 2024-03-22 19:41 | Deemed Ex Ante Team | Set ExpiryDate to 2025-12-31 to enable building vintage consolidation for DEER2026 measures
Com | Com | For commercial aggregated building type | HGR | CZ02 | Ex | Any | 4.481 | DEER2026 | 2026-01-01 |  | 2024-03-22 19:32 | Deemed Ex Ante Team | In million sq. ft. of floor area (minima set to 1,000 sq. ft.). Sum of Ex, Old, Recent of DEER2020 version weights. | 2024-03-22 19:32 | Deemed Ex Ante Team
Com | Com | For commercial aggregated building type | HGR | CZ02 | New | Any | 0.042 | DEER2020 | 2020-01-01 | 2025-12-31 | 2023-06-14 13:47 | Deemed Ex Ante Team | In million sq. ft. of floor area (minima set to 1,000 sq. ft.) | 2024-03-22 19:41 | Deemed Ex Ante Team | Set ExpiryDate to 2025-12-31 to enable building vintage consolidation for DEER2026 measures
Com | Com | For commercial aggregated building type | HGR | CZ02 | New | Any | 0.042 | DEER2026 | 2026-01-01 |  | 2024-03-22 19:32 | Deemed Ex Ante Team | In million sq. ft. of floor area (minima set to 1,000 sq. ft.). | 2024-03-22 19:32 | Deemed Ex Ante Team
Com | Com | For commercial aggregated building type | HGR | CZ02 | Old | Any | 3.489 | DEER2020 | 2020-01-01 | 2025-12-31 | 2023-06-14 13:47 | Deemed Ex Ante Team | In million sq. ft. of floor area (minima set to 1,000 sq. ft.) | 2024-03-22 19:40 | Deemed Ex Ante Team | Set ExpiryDate to 2025-12-31 to enable building vintage consolidation for DEER2026 measures
Com | Com | For commercial aggregated building type | HGR | CZ02 | Rec | Any | 0.168 | DEER2020 | 2020-01-01 | 2025-12-31 | 2023-06-14 13:47 | Deemed Ex Ante Team | In million sq. ft. of floor area (minima set to 1,000 sq. ft.) | 2024-03-22 19:41 | Deemed Ex Ante Team | Set ExpiryDate to 2025-12-31 to enable building vintage consolidation for DEER2026 measures
Com | Com | For commercial aggregated building type | HGR | CZ03 | Ex | Any | 3.374 | DEER2020 | 2020-01-01 | 2025-12-31 | 2023-06-14 13:47 | Deemed Ex Ante Team | In million sq. ft. of floor area (minima set to 1,000 sq. ft.) | 2024-03-22 19:41 | Deemed Ex Ante Team | Set ExpiryDate to 2025-12-31 to enable building vintage consolidation for DEER2026 measures
Com | Com | For commercial aggregated building type | HGR | CZ03 | Ex | Any | 26.98 | DEER2026 | 2026-01-01 |  | 2024-03-22 19:32 | Deemed Ex Ante Team | In million sq. ft. of floor area (minima set to 1,000 sq. ft.). Sum of Ex, Old, Recent of DEER2020 version weights. | 2024-03-22 19:32 | Deemed Ex Ante Team
Com | Com | For commercial aggregated building type | HGR | CZ03 | New | Any | 0.125 | DEER2020 | 2020-01-01 | 2025-12-31 | 2023-06-14 13:47 | Deemed Ex Ante Team | In million sq. ft. of floor area (minima set to 1,000 sq. ft.) | 2024-03-22 19:41 | Deemed Ex Ante Team | Set ExpiryDate to 2025-12-31 to enable building vintage consolidation for DEER2026 measures
Com | Com | For commercial aggregated building type | HGR | CZ03 | New | Any | 0.125 | DEER2026 | 2026-01-01 |  | 2024-03-22 19:32 | Deemed Ex Ante Team | In million sq. ft. of floor area (minima set to 1,000 sq. ft.). | 2024-03-22 19:32 | Deemed Ex Ante Team
Com | Com | For commercial aggregated building type | HGR | CZ03 | Old | Any | 23.105 | DEER2020 | 2020-01-01 | 2025-12-31 | 2023-06-14 13:47 | Deemed Ex Ante Team | In million sq. ft. of floor area (minima set to 1,000 sq. ft.) | 2024-03-22 19:40 | Deemed Ex Ante Team | Set ExpiryDate to 2025-12-31 to enable building vintage consolidation for DEER2026 measures
Com | Com | For commercial aggregated building type | HGR | CZ03 | Rec | Any | 0.501 | DEER2020 | 2020-01-01 | 2025-12-31 | 2023-06-14 13:47 | Deemed Ex Ante Team | In million sq. ft. of floor area (minima set to 1,000 sq. ft.) | 2024-03-22 19:41 | Deemed Ex Ante Team | Set ExpiryDate to 2025-12-31 to enable building vintage consolidation for DEER2026 measures
Com | Com | For commercial aggregated building type | HGR | CZ04 | Ex | Any | 1.722 | DEER2020 | 2020-01-01 | 2025-12-31 | 2023-06-14 13:47 | Deemed Ex Ante Team | In million sq. ft. of floor area (minima set to 1,000 sq. ft.) | 2024-03-22 19:41 | Deemed Ex Ante Team | Set ExpiryDate to 2025-12-31 to enable building vintage consolidation for DEER2026 measures
Com | Com | For commercial aggregated building type | HGR | CZ04 | Ex | Any | 9.46 | DEER2026 | 2026-01-01 |  | 2024-03-22 19:32 | Deemed Ex Ante Team | In million sq. ft. of floor area (minima set to 1,000 sq. ft.). Sum of Ex, Old, Recent of DEER2020 version weights. | 2024-03-22 19:32 | Deemed Ex Ante Team
Com | Com | For commercial aggregated building type | HGR | CZ04 | New | Any | 0.093 | DEER2020 | 2020-01-01 | 2025-12-31 | 2023-06-14 13:47 | Deemed Ex Ante Team | In million sq. ft. of floor area (minima set to 1,000 sq. ft.) | 2024-03-22 19:41 | Deemed Ex Ante Team | Set ExpiryDate to 2025-12-31 to enable building vintage consolidation for DEER2026 measures
Com | Com | For commercial aggregated building type | HGR | CZ04 | New | Any | 0.093 | DEER2026 | 2026-01-01 |  | 2024-03-22 19:32 | Deemed Ex Ante Team | In million sq. ft. of floor area (minima set to 1,000 sq. ft.). | 2024-03-22 19:32 | Deemed Ex Ante Team
Com | Com | For commercial aggregated building type | HGR | CZ04 | Old | Any | 7.366 | DEER2020 | 2020-01-01 | 2025-12-31 | 2023-06-14 13:47 | Deemed Ex Ante Team | In million sq. ft. of floor area (minima set to 1,000 sq. ft.) | 2024-03-22 19:40 | Deemed Ex Ante Team | Set ExpiryDate to 2025-12-31 to enable building vintage consolidation for DEER2026 measures
Com | Com | For commercial aggregated building type | HGR | CZ04 | Rec | Any | 0.372 | DEER2020 | 2020-01-01 | 2025-12-31 | 2023-06-14 13:47 | Deemed Ex Ante Team | In million sq. ft. of floor area (minima set to 1,000 sq. ft.) | 2024-03-22 19:41 | Deemed Ex Ante Team | Set ExpiryDate to 2025-12-31 to enable building vintage consolidation for DEER2026 measures
Com | Com | For commercial aggregated building type | HGR | CZ05 | Ex | Any | 0.763 | DEER2020 | 2020-01-01 | 2025-12-31 | 2023-06-14 13:47 | Deemed Ex Ante Team | In million sq. ft. of floor area (minima set to 1,000 sq. ft.) | 2024-03-22 19:41 | Deemed Ex Ante Team | Set ExpiryDate to 2025-12-31 to enable building vintage consolidation for DEER2026 measures
Com | Com | For commercial aggregated building type | HGR | CZ05 | Ex | Any | 4.275 | DEER2026 | 2026-01-01 |  | 2024-03-22 19:32 | Deemed Ex Ante Team | In million sq. ft. of floor area (minima set to 1,000 sq. ft.). Sum of Ex, Old, Recent of DEER2020 version weights. | 2024-03-22 19:32 | Deemed Ex Ante Team
Com | Com | For commercial aggregated building type | HGR | CZ05 | New | Any | 0.041 | DEER2020 | 2020-01-01 | 2025-12-31 | 2023-06-14 13:47 | Deemed Ex Ante Team | In million sq. ft. of floor area (minima set to 1,000 sq. ft.) | 2024-03-22 19:41 | Deemed Ex Ante Team | Set ExpiryDate to 2025-12-31 to enable building vintage consolidation for DEER2026 measures
Com | Com | For commercial aggregated building type | HGR | CZ05 | New | Any | 0.041 | DEER2026 | 2026-01-01 |  | 2024-03-22 19:32 | Deemed Ex Ante Team | In million sq. ft. of floor area (minima set to 1,000 sq. ft.). | 2024-03-22 19:32 | Deemed Ex Ante Team
Com | Com | For commercial aggregated building type | HGR | CZ05 | Old | Any | 3.348 | DEER2020 | 2020-01-01 | 2025-12-31 | 2023-06-14 13:47 | Deemed Ex Ante Team | In million sq. ft. of floor area (minima set to 1,000 sq. ft.) | 2024-03-22 19:41 | Deemed Ex Ante Team | Set ExpiryDate to 2025-12-31 to enable building vintage consolidation for DEER2026 measures
Com | Com | For commercial aggregated building type | HGR | CZ05 | Rec | Any | 0.164 | DEER2020 | 2020-01-01 | 2025-12-31 | 2023-06-14 13:47 | Deemed Ex Ante Team | In million sq. ft. of floor area (minima set to 1,000 sq. ft.) | 2024-03-22 19:41 | Deemed Ex Ante Team | Set ExpiryDate to 2025-12-31 to enable building vintage consolidation for DEER2026 measures
Com | Com | For commercial aggregated building type | HGR | CZ06 | Ex | Any | 5.581 | DEER2020 | 2020-01-01 | 2025-12-31 | 2023-06-14 13:47 | Deemed Ex Ante Team | In million sq. ft. of floor area (minima set to 1,000 sq. ft.) | 2024-03-22 19:41 | Deemed Ex Ante Team | Set ExpiryDate to 2025-12-31 to enable building vintage consolidation for DEER2026 measures
Com | Com | For commercial aggregated building type | HGR | CZ06 | Ex | Any | 41.03 | DEER2026 | 2026-01-01 |  | 2024-03-22 19:32 | Deemed Ex Ante Team | In million sq. ft. of floor area (minima set to 1,000 sq. ft.). Sum of Ex, Old, Recent of DEER2020 version weights. | 2024-03-22 19:32 | Deemed Ex Ante Team
Com | Com | For commercial aggregated building type | HGR | CZ06 | New | Any | 0.28 | DEER2020 | 2020-01-01 | 2025-12-31 | 2023-06-14 13:47 | Deemed Ex Ante Team | In million sq. ft. of floor area (minima set to 1,000 sq. ft.) | 2024-03-22 19:41 | Deemed Ex Ante Team | Set ExpiryDate to 2025-12-31 to enable building vintage consolidation for DEER2026 measures
Com | Com | For commercial aggregated building type | HGR | CZ06 | New | Any | 0.28 | DEER2026 | 2026-01-01 |  | 2024-03-22 19:32 | Deemed Ex Ante Team | In million sq. ft. of floor area (minima set to 1,000 sq. ft.). | 2024-03-22 19:32 | Deemed Ex Ante Team
Com | Com | For commercial aggregated building type | HGR | CZ06 | Old | Any | 34.33 | DEER2020 | 2020-01-01 | 2025-12-31 | 2023-06-14 13:47 | Deemed Ex Ante Team | In million sq. ft. of floor area (minima set to 1,000 sq. ft.) | 2024-03-22 19:41 | Deemed Ex Ante Team | Set ExpiryDate to 2025-12-31 to enable building vintage consolidation for DEER2026 measures
Com | Com | For commercial aggregated building type | HGR | CZ06 | Rec | Any | 1.119 | DEER2020 | 2020-01-01 | 2025-12-31 | 2023-06-14 13:47 | Deemed Ex Ante Team | In million sq. ft. of floor area (minima set to 1,000 sq. ft.) | 2024-03-22 19:41 | Deemed Ex Ante Team | Set ExpiryDate to 2025-12-31 to enable building vintage consolidation for DEER2026 measures
Com | Com | For commercial aggregated building type | HGR | CZ07 | Ex | Any | 5.897 | DEER2020 | 2020-01-01 | 2025-12-31 | 2023-06-14 13:47 | Deemed Ex Ante Team | In million sq. ft. of floor area (minima set to 1,000 sq. ft.) | 2024-03-22 19:41 | Deemed Ex Ante Team | Set ExpiryDate to 2025-12-31 to enable building vintage consolidation for DEER2026 measures
Com | Com | For commercial aggregated building type | HGR | CZ07 | Ex | Any | 20.354 | DEER2026 | 2026-01-01 |  | 2024-03-22 19:32 | Deemed Ex Ante Team | In million sq. ft. of floor area (minima set to 1,000 sq. ft.). Sum of Ex, Old, Recent of DEER2020 version weights. | 2024-03-22 19:32 | Deemed Ex Ante Team
Com | Com | For commercial aggregated building type | HGR | CZ07 | New | Any | 0.323 | DEER2020 | 2020-01-01 | 2025-12-31 | 2023-06-14 13:47 | Deemed Ex Ante Team | In million sq. ft. of floor area (minima set to 1,000 sq. ft.) | 2024-03-22 19:41 | Deemed Ex Ante Team | Set ExpiryDate to 2025-12-31 to enable building vintage consolidation for DEER2026 measures
Com | Com | For commercial aggregated building type | HGR | CZ07 | New | Any | 0.323 | DEER2026 | 2026-01-01 |  | 2024-03-22 19:32 | Deemed Ex Ante Team | In million sq. ft. of floor area (minima set to 1,000 sq. ft.). | 2024-03-22 19:32 | Deemed Ex Ante Team
Com | Com | For commercial aggregated building type | HGR | CZ07 | Old | Any | 13.165 | DEER2020 | 2020-01-01 | 2025-12-31 | 2023-06-14 13:47 | Deemed Ex Ante Team | In million sq. ft. of floor area (minima set to 1,000 sq. ft.) | 2024-03-22 19:41 | Deemed Ex Ante Team | Set ExpiryDate to 2025-12-31 to enable building vintage consolidation for DEER2026 measures
Com | Com | For commercial aggregated building type | HGR | CZ07 | Rec | Any | 1.292 | DEER2020 | 2020-01-01 | 2025-12-31 | 2023-06-14 13:47 | Deemed Ex Ante Team | In million sq. ft. of floor area (minima set to 1,000 sq. ft.) | 2024-03-22 19:41 | Deemed Ex Ante Team | Set ExpiryDate to 2025-12-31 to enable building vintage consolidation for DEER2026 measures
Com | Com | For commercial aggregated building type | HGR | CZ08 | Ex | Any | 3.804 | DEER2020 | 2020-01-01 | 2025-12-31 | 2023-06-14 13:47 | Deemed Ex Ante Team | In million sq. ft. of floor area (minima set to 1,000 sq. ft.) | 2024-03-22 19:41 | Deemed Ex Ante Team | Set ExpiryDate to 2025-12-31 to enable building vintage consolidation for DEER2026 measures
Com | Com | For commercial aggregated building type | HGR | CZ08 | Ex | Any | 28.398 | DEER2026 | 2026-01-01 |  | 2024-03-22 19:32 | Deemed Ex Ante Team | In million sq. ft. of floor area (minima set to 1,000 sq. ft.). Sum of Ex, Old, Recent of DEER2020 version weights. | 2024-03-22 19:32 | Deemed Ex Ante Team
Com | Com | For commercial aggregated building type | HGR | CZ08 | New | Any | 0.195 | DEER2020 | 2020-01-01 | 2025-12-31 | 2023-06-14 13:47 | Deemed Ex Ante Team | In million sq. ft. of floor area (minima set to 1,000 sq. ft.) | 2024-03-22 19:41 | Deemed Ex Ante Team | Set ExpiryDate to 2025-12-31 to enable building vintage consolidation for DEER2026 measures
Com | Com | For commercial aggregated building type | HGR | CZ08 | New | Any | 0.195 | DEER2026 | 2026-01-01 |  | 2024-03-22 19:32 | Deemed Ex Ante Team | In million sq. ft. of floor area (minima set to 1,000 sq. ft.). | 2024-03-22 19:32 | Deemed Ex Ante Team
Com | Com | For commercial aggregated building type | HGR | CZ08 | Old | Any | 23.813 | DEER2020 | 2020-01-01 | 2025-12-31 | 2023-06-14 13:47 | Deemed Ex Ante Team | In million sq. ft. of floor area (minima set to 1,000 sq. ft.) | 2024-03-22 19:41 | Deemed Ex Ante Team | Set ExpiryDate to 2025-12-31 to enable building vintage consolidation for DEER2026 measures
Com | Com | For commercial aggregated building type | HGR | CZ08 | Rec | Any | 0.781 | DEER2020 | 2020-01-01 | 2025-12-31 | 2023-06-14 13:47 | Deemed Ex Ante Team | In million sq. ft. of floor area (minima set to 1,000 sq. ft.) | 2024-03-22 19:41 | Deemed Ex Ante Team | Set ExpiryDate to 2025-12-31 to enable building vintage consolidation for DEER2026 measures
Com | Com | For commercial aggregated building type | HGR | CZ09 | Ex | Any | 4.706 | DEER2020 | 2020-01-01 | 2025-12-31 | 2023-06-14 13:47 | Deemed Ex Ante Team | In million sq. ft. of floor area (minima set to 1,000 sq. ft.) | 2024-03-22 19:41 | Deemed Ex Ante Team | Set ExpiryDate to 2025-12-31 to enable building vintage consolidation for DEER2026 measures
Com | Com | For commercial aggregated building type | HGR | CZ09 | Ex | Any | 32.179 | DEER2026 | 2026-01-01 |  | 2024-03-22 19:32 | Deemed Ex Ante Team | In million sq. ft. of floor area (minima set to 1,000 sq. ft.). Sum of Ex, Old, Recent of DEER2020 version weights. | 2024-03-22 19:32 | Deemed Ex Ante Team
Com | Com | For commercial aggregated building type | HGR | CZ09 | New | Any | 0.29 | DEER2020 | 2020-01-01 | 2025-12-31 | 2023-06-14 13:47 | Deemed Ex Ante Team | In million sq. ft. of floor area (minima set to 1,000 sq. ft.) | 2024-03-22 19:41 | Deemed Ex Ante Team | Set ExpiryDate to 2025-12-31 to enable building vintage consolidation for DEER2026 measures
Com | Com | For commercial aggregated building type | HGR | CZ09 | New | Any | 0.29 | DEER2026 | 2026-01-01 |  | 2024-03-22 19:32 | Deemed Ex Ante Team | In million sq. ft. of floor area (minima set to 1,000 sq. ft.). | 2024-03-22 19:32 | Deemed Ex Ante Team
Com | Com | For commercial aggregated building type | HGR | CZ09 | Old | Any | 26.311 | DEER2020 | 2020-01-01 | 2025-12-31 | 2023-06-14 13:47 | Deemed Ex Ante Team | In million sq. ft. of floor area (minima set to 1,000 sq. ft.) | 2024-03-22 19:41 | Deemed Ex Ante Team | Set ExpiryDate to 2025-12-31 to enable building vintage consolidation for DEER2026 measures
Com | Com | For commercial aggregated building type | HGR | CZ09 | Rec | Any | 1.162 | DEER2020 | 2020-01-01 | 2025-12-31 | 2023-06-14 13:47 | Deemed Ex Ante Team | In million sq. ft. of floor area (minima set to 1,000 sq. ft.) | 2024-03-22 19:41 | Deemed Ex Ante Team | Set ExpiryDate to 2025-12-31 to enable building vintage consolidation for DEER2026 measures
Com | Com | For commercial aggregated building type | HGR | CZ10 | Ex | Any | 2.642 | DEER2020 | 2020-01-01 | 2025-12-31 | 2023-06-14 13:47 | Deemed Ex Ante Team | In million sq. ft. of floor area (minima set to 1,000 sq. ft.) | 2024-03-22 19:41 | Deemed Ex Ante Team | Set ExpiryDate to 2025-12-31 to enable building vintage consolidation for DEER2026 measures
Com | Com | For commercial aggregated building type | HGR | CZ10 | Ex | Any | 9.062 | DEER2026 | 2026-01-01 |  | 2024-03-22 19:32 | Deemed Ex Ante Team | In million sq. ft. of floor area (minima set to 1,000 sq. ft.). Sum of Ex, Old, Recent of DEER2020 version weights. | 2024-03-22 19:32 | Deemed Ex Ante Team
Com | Com | For commercial aggregated building type | HGR | CZ10 | New | Any | 0.145 | DEER2020 | 2020-01-01 | 2025-12-31 | 2023-06-14 13:47 | Deemed Ex Ante Team | In million sq. ft. of floor area (minima set to 1,000 sq. ft.) | 2024-03-22 19:41 | Deemed Ex Ante Team | Set ExpiryDate to 2025-12-31 to enable building vintage consolidation for DEER2026 measures
Com | Com | For commercial aggregated building type | HGR | CZ10 | New | Any | 0.145 | DEER2026 | 2026-01-01 |  | 2024-03-22 19:32 | Deemed Ex Ante Team | In million sq. ft. of floor area (minima set to 1,000 sq. ft.). | 2024-03-22 19:32 | Deemed Ex Ante Team
Com | Com | For commercial aggregated building type | HGR | CZ10 | Old | Any | 5.843 | DEER2020 | 2020-01-01 | 2025-12-31 | 2023-06-14 13:47 | Deemed Ex Ante Team | In million sq. ft. of floor area (minima set to 1,000 sq. ft.) | 2024-03-22 19:41 | Deemed Ex Ante Team | Set ExpiryDate to 2025-12-31 to enable building vintage consolidation for DEER2026 measures
Com | Com | For commercial aggregated building type | HGR | CZ10 | Rec | Any | 0.577 | DEER2020 | 2020-01-01 | 2025-12-31 | 2023-06-14 13:47 | Deemed Ex Ante Team | In million sq. ft. of floor area (minima set to 1,000 sq. ft.) | 2024-03-22 19:41 | Deemed Ex Ante Team | Set ExpiryDate to 2025-12-31 to enable building vintage consolidation for DEER2026 measures
Com | Com | For commercial aggregated building type | HGR | CZ11 | Ex | Any | 0.508 | DEER2020 | 2020-01-01 | 2025-12-31 | 2023-06-14 13:47 | Deemed Ex Ante Team | In million sq. ft. of floor area (minima set to 1,000 sq. ft.) | 2024-03-22 19:41 | Deemed Ex Ante Team | Set ExpiryDate to 2025-12-31 to enable building vintage consolidation for DEER2026 measures
Com | Com | For commercial aggregated building type | HGR | CZ11 | Ex | Any | 2.541 | DEER2026 | 2026-01-01 |  | 2024-03-22 19:32 | Deemed Ex Ante Team | In million sq. ft. of floor area (minima set to 1,000 sq. ft.). Sum of Ex, Old, Recent of DEER2020 version weights. | 2024-03-22 19:32 | Deemed Ex Ante Team
Com | Com | For commercial aggregated building type | HGR | CZ11 | New | Any | 0.027 | DEER2020 | 2020-01-01 | 2025-12-31 | 2023-06-14 13:47 | Deemed Ex Ante Team | In million sq. ft. of floor area (minima set to 1,000 sq. ft.) | 2024-03-22 19:41 | Deemed Ex Ante Team | Set ExpiryDate to 2025-12-31 to enable building vintage consolidation for DEER2026 measures
Com | Com | For commercial aggregated building type | HGR | CZ11 | New | Any | 0.027 | DEER2026 | 2026-01-01 |  | 2024-03-22 19:32 | Deemed Ex Ante Team | In million sq. ft. of floor area (minima set to 1,000 sq. ft.). | 2024-03-22 19:32 | Deemed Ex Ante Team
Com | Com | For commercial aggregated building type | HGR | CZ11 | Old | Any | 1.924 | DEER2020 | 2020-01-01 | 2025-12-31 | 2023-06-14 13:47 | Deemed Ex Ante Team | In million sq. ft. of floor area (minima set to 1,000 sq. ft.) | 2024-03-22 19:41 | Deemed Ex Ante Team | Set ExpiryDate to 2025-12-31 to enable building vintage consolidation for DEER2026 measures
Com | Com | For commercial aggregated building type | HGR | CZ11 | Rec | Any | 0.109 | DEER2020 | 2020-01-01 | 2025-12-31 | 2023-06-14 13:47 | Deemed Ex Ante Team | In million sq. ft. of floor area (minima set to 1,000 sq. ft.) | 2024-03-22 19:41 | Deemed Ex Ante Team | Set ExpiryDate to 2025-12-31 to enable building vintage consolidation for DEER2026 measures
Com | Com | For commercial aggregated building type | HGR | CZ12 | Ex | Any | 1.914 | DEER2020 | 2020-01-01 | 2025-12-31 | 2023-06-14 13:47 | Deemed Ex Ante Team | In million sq. ft. of floor area (minima set to 1,000 sq. ft.) | 2024-03-22 19:41 | Deemed Ex Ante Team | Set ExpiryDate to 2025-12-31 to enable building vintage consolidation for DEER2026 measures
Com | Com | For commercial aggregated building type | HGR | CZ12 | Ex | Any | 8.772 | DEER2026 | 2026-01-01 |  | 2024-03-22 19:32 | Deemed Ex Ante Team | In million sq. ft. of floor area (minima set to 1,000 sq. ft.). Sum of Ex, Old, Recent of DEER2020 version weights. | 2024-03-22 19:32 | Deemed Ex Ante Team
Com | Com | For commercial aggregated building type | HGR | CZ12 | New | Any | 0.105 | DEER2020 | 2020-01-01 | 2025-12-31 | 2023-06-14 13:47 | Deemed Ex Ante Team | In million sq. ft. of floor area (minima set to 1,000 sq. ft.) | 2024-03-22 19:41 | Deemed Ex Ante Team | Set ExpiryDate to 2025-12-31 to enable building vintage consolidation for DEER2026 measures
Com | Com | For commercial aggregated building type | HGR | CZ12 | New | Any | 0.105 | DEER2026 | 2026-01-01 |  | 2024-03-22 19:32 | Deemed Ex Ante Team | In million sq. ft. of floor area (minima set to 1,000 sq. ft.). | 2024-03-22 19:32 | Deemed Ex Ante Team
Com | Com | For commercial aggregated building type | HGR | CZ12 | Old | Any | 6.437 | DEER2020 | 2020-01-01 | 2025-12-31 | 2023-06-14 13:47 | Deemed Ex Ante Team | In million sq. ft. of floor area (minima set to 1,000 sq. ft.) | 2024-03-22 19:41 | Deemed Ex Ante Team | Set ExpiryDate to 2025-12-31 to enable building vintage consolidation for DEER2026 measures
Com | Com | For commercial aggregated building type | HGR | CZ12 | Rec | Any | 0.421 | DEER2020 | 2020-01-01 | 2025-12-31 | 2023-06-14 13:47 | Deemed Ex Ante Team | In million sq. ft. of floor area (minima set to 1,000 sq. ft.) | 2024-03-22 19:41 | Deemed Ex Ante Team | Set ExpiryDate to 2025-12-31 to enable building vintage consolidation for DEER2026 measures
Com | Com | For commercial aggregated building type | HGR | CZ13 | Ex | Any | 1.278 | DEER2020 | 2020-01-01 | 2025-12-31 | 2023-06-14 13:47 | Deemed Ex Ante Team | In million sq. ft. of floor area (minima set to 1,000 sq. ft.) | 2024-03-22 19:41 | Deemed Ex Ante Team | Set ExpiryDate to 2025-12-31 to enable building vintage consolidation for DEER2026 measures
Com | Com | For commercial aggregated building type | HGR | CZ13 | Ex | Any | 6.77 | DEER2026 | 2026-01-01 |  | 2024-03-22 19:32 | Deemed Ex Ante Team | In million sq. ft. of floor area (minima set to 1,000 sq. ft.). Sum of Ex, Old, Recent of DEER2020 version weights. | 2024-03-22 19:32 | Deemed Ex Ante Team
Com | Com | For commercial aggregated building type | HGR | CZ13 | New | Any | 0.074 | DEER2020 | 2020-01-01 | 2025-12-31 | 2023-06-14 13:47 | Deemed Ex Ante Team | In million sq. ft. of floor area (minima set to 1,000 sq. ft.) | 2024-03-22 19:41 | Deemed Ex Ante Team | Set ExpiryDate to 2025-12-31 to enable building vintage consolidation for DEER2026 measures
Com | Com | For commercial aggregated building type | HGR | CZ13 | New | Any | 0.074 | DEER2026 | 2026-01-01 |  | 2024-03-22 19:32 | Deemed Ex Ante Team | In million sq. ft. of floor area (minima set to 1,000 sq. ft.). | 2024-03-22 19:32 | Deemed Ex Ante Team
Com | Com | For commercial aggregated building type | HGR | CZ13 | Old | Any | 5.201 | DEER2020 | 2020-01-01 | 2025-12-31 | 2023-06-14 13:47 | Deemed Ex Ante Team | In million sq. ft. of floor area (minima set to 1,000 sq. ft.) | 2024-03-22 19:41 | Deemed Ex Ante Team | Set ExpiryDate to 2025-12-31 to enable building vintage consolidation for DEER2026 measures
Com | Com | For commercial aggregated building type | HGR | CZ13 | Rec | Any | 0.291 | DEER2020 | 2020-01-01 | 2025-12-31 | 2023-06-14 13:47 | Deemed Ex Ante Team | In million sq. ft. of floor area (minima set to 1,000 sq. ft.) | 2024-03-22 19:41 | Deemed Ex Ante Team | Set ExpiryDate to 2025-12-31 to enable building vintage consolidation for DEER2026 measures
Com | Com | For commercial aggregated building type | HGR | CZ14 | Ex | Any | 0.878 | DEER2020 | 2020-01-01 | 2025-12-31 | 2023-06-14 13:47 | Deemed Ex Ante Team | In million sq. ft. of floor area (minima set to 1,000 sq. ft.) | 2024-03-22 19:41 | Deemed Ex Ante Team | Set ExpiryDate to 2025-12-31 to enable building vintage consolidation for DEER2026 measures
Com | Com | For commercial aggregated building type | HGR | CZ14 | Ex | Any | 3.509 | DEER2026 | 2026-01-01 |  | 2024-03-22 19:32 | Deemed Ex Ante Team | In million sq. ft. of floor area (minima set to 1,000 sq. ft.). Sum of Ex, Old, Recent of DEER2020 version weights. | 2024-03-22 19:32 | Deemed Ex Ante Team
Com | Com | For commercial aggregated building type | HGR | CZ14 | New | Any | 0.052 | DEER2020 | 2020-01-01 | 2025-12-31 | 2023-06-14 13:47 | Deemed Ex Ante Team | In million sq. ft. of floor area (minima set to 1,000 sq. ft.) | 2024-03-22 19:41 | Deemed Ex Ante Team | Set ExpiryDate to 2025-12-31 to enable building vintage consolidation for DEER2026 measures
Com | Com | For commercial aggregated building type | HGR | CZ14 | New | Any | 0.052 | DEER2026 | 2026-01-01 |  | 2024-03-22 19:32 | Deemed Ex Ante Team | In million sq. ft. of floor area (minima set to 1,000 sq. ft.). | 2024-03-22 19:32 | Deemed Ex Ante Team
Com | Com | For commercial aggregated building type | HGR | CZ14 | Old | Any | 2.422 | DEER2020 | 2020-01-01 | 2025-12-31 | 2023-06-14 13:47 | Deemed Ex Ante Team | In million sq. ft. of floor area (minima set to 1,000 sq. ft.) | 2024-03-22 19:41 | Deemed Ex Ante Team | Set ExpiryDate to 2025-12-31 to enable building vintage consolidation for DEER2026 measures
Com | Com | For commercial aggregated building type | HGR | CZ14 | Rec | Any | 0.209 | DEER2020 | 2020-01-01 | 2025-12-31 | 2023-06-14 13:47 | Deemed Ex Ante Team | In million sq. ft. of floor area (minima set to 1,000 sq. ft.) | 2024-03-22 19:41 | Deemed Ex Ante Team | Set ExpiryDate to 2025-12-31 to enable building vintage consolidation for DEER2026 measures
Com | Com | For commercial aggregated building type | HGR | CZ15 | Ex | Any | 5.119 | DEER2020 | 2020-01-01 | 2025-12-31 | 2023-06-14 13:47 | Deemed Ex Ante Team | In million sq. ft. of floor area (minima set to 1,000 sq. ft.) | 2024-03-22 19:41 | Deemed Ex Ante Team | Set ExpiryDate to 2025-12-31 to enable building vintage consolidation for DEER2026 measures
Com | Com | For commercial aggregated building type | HGR | CZ15 | Ex | Any | 17.54 | DEER2026 | 2026-01-01 |  | 2024-03-22 19:32 | Deemed Ex Ante Team | In million sq. ft. of floor area (minima set to 1,000 sq. ft.). Sum of Ex, Old, Recent of DEER2020 version weights. | 2024-03-22 19:32 | Deemed Ex Ante Team
Com | Com | For commercial aggregated building type | HGR | CZ15 | New | Any | 0.278 | DEER2020 | 2020-01-01 | 2025-12-31 | 2023-06-14 13:47 | Deemed Ex Ante Team | In million sq. ft. of floor area (minima set to 1,000 sq. ft.) | 2024-03-22 19:41 | Deemed Ex Ante Team | Set ExpiryDate to 2025-12-31 to enable building vintage consolidation for DEER2026 measures
Com | Com | For commercial aggregated building type | HGR | CZ15 | New | Any | 0.278 | DEER2026 | 2026-01-01 |  | 2024-03-22 19:32 | Deemed Ex Ante Team | In million sq. ft. of floor area (minima set to 1,000 sq. ft.). | 2024-03-22 19:32 | Deemed Ex Ante Team
Com | Com | For commercial aggregated building type | HGR | CZ15 | Old | Any | 11.306 | DEER2020 | 2020-01-01 | 2025-12-31 | 2023-06-14 13:47 | Deemed Ex Ante Team | In million sq. ft. of floor area (minima set to 1,000 sq. ft.) | 2024-03-22 19:41 | Deemed Ex Ante Team | Set ExpiryDate to 2025-12-31 to enable building vintage consolidation for DEER2026 measures
Com | Com | For commercial aggregated building type | HGR | CZ15 | Rec | Any | 1.115 | DEER2020 | 2020-01-01 | 2025-12-31 | 2023-06-14 13:47 | Deemed Ex Ante Team | In million sq. ft. of floor area (minima set to 1,000 sq. ft.) | 2024-03-22 19:41 | Deemed Ex Ante Team | Set ExpiryDate to 2025-12-31 to enable building vintage consolidation for DEER2026 measures
Com | Com | For commercial aggregated building type | HGR | CZ16 | Ex | Any | 1.08 | DEER2020 | 2020-01-01 | 2025-12-31 | 2023-06-14 13:47 | Deemed Ex Ante Team | In million sq. ft. of floor area (minima set to 1,000 sq. ft.) | 2024-03-22 19:41 | Deemed Ex Ante Team | Set ExpiryDate to 2025-12-31 to enable building vintage consolidation for DEER2026 measures
Com | Com | For commercial aggregated building type | HGR | CZ16 | Ex | Any | 5.442 | DEER2026 | 2026-01-01 |  | 2024-03-22 19:32 | Deemed Ex Ante Team | In million sq. ft. of floor area (minima set to 1,000 sq. ft.). Sum of Ex, Old, Recent of DEER2020 version weights. | 2024-03-22 19:32 | Deemed Ex Ante Team
Com | Com | For commercial aggregated building type | HGR | CZ16 | New | Any | 0.069 | DEER2020 | 2020-01-01 | 2025-12-31 | 2023-06-14 13:47 | Deemed Ex Ante Team | In million sq. ft. of floor area (minima set to 1,000 sq. ft.) | 2024-03-22 19:41 | Deemed Ex Ante Team | Set ExpiryDate to 2025-12-31 to enable building vintage consolidation for DEER2026 measures
Com | Com | For commercial aggregated building type | HGR | CZ16 | New | Any | 0.069 | DEER2026 | 2026-01-01 |  | 2024-03-22 19:32 | Deemed Ex Ante Team | In million sq. ft. of floor area (minima set to 1,000 sq. ft.). | 2024-03-22 19:32 | Deemed Ex Ante Team
Com | Com | For commercial aggregated building type | HGR | CZ16 | Old | Any | 4.086 | DEER2020 | 2020-01-01 | 2025-12-31 | 2023-06-14 13:47 | Deemed Ex Ante Team | In million sq. ft. of floor area (minima set to 1,000 sq. ft.) | 2024-03-22 19:41 | Deemed Ex Ante Team | Set ExpiryDate to 2025-12-31 to enable building vintage consolidation for DEER2026 measures
Com | Com | For commercial aggregated building type | HGR | CZ16 | Rec | Any | 0.276 | DEER2020 | 2020-01-01 | 2025-12-31 | 2023-06-14 13:47 | Deemed Ex Ante Team | In million sq. ft. of floor area (minima set to 1,000 sq. ft.) | 2024-03-22 19:41 | Deemed Ex Ante Team | Set ExpiryDate to 2025-12-31 to enable building vintage consolidation for DEER2026 measures
Com | Com | For commercial aggregated building type | Hsp | CZ01 | Ex | Any | 0.141 | DEER2020 | 2020-01-01 | 2025-12-31 | 2023-06-14 13:47 | Deemed Ex Ante Team | In million sq. ft. of floor area (minima set to 1,000 sq. ft.) | 2024-03-22 19:41 | Deemed Ex Ante Team | Set ExpiryDate to 2025-12-31 to enable building vintage consolidation for DEER2026 measures
Com | Com | For commercial aggregated building type | Hsp | CZ01 | Ex | Any | 0.778 | DEER2026 | 2026-01-01 |  | 2024-03-22 19:32 | Deemed Ex Ante Team | In million sq. ft. of floor area (minima set to 1,000 sq. ft.). Sum of Ex, Old, Recent of DEER2020 version weights. | 2024-03-22 19:32 | Deemed Ex Ante Team
Com | Com | For commercial aggregated building type | Hsp | CZ01 | New | Any | 0.006 | DEER2020 | 2020-01-01 | 2025-12-31 | 2023-06-14 13:47 | Deemed Ex Ante Team | In million sq. ft. of floor area (minima set to 1,000 sq. ft.) | 2024-03-22 19:41 | Deemed Ex Ante Team | Set ExpiryDate to 2025-12-31 to enable building vintage consolidation for DEER2026 measures
Com | Com | For commercial aggregated building type | Hsp | CZ01 | New | Any | 0.006 | DEER2026 | 2026-01-01 |  | 2024-03-22 19:32 | Deemed Ex Ante Team | In million sq. ft. of floor area (minima set to 1,000 sq. ft.). | 2024-03-22 19:32 | Deemed Ex Ante Team
Com | Com | For commercial aggregated building type | Hsp | CZ01 | Old | Any | 0.614 | DEER2020 | 2020-01-01 | 2025-12-31 | 2023-06-14 13:47 | Deemed Ex Ante Team | In million sq. ft. of floor area (minima set to 1,000 sq. ft.) | 2024-03-22 19:41 | Deemed Ex Ante Team | Set ExpiryDate to 2025-12-31 to enable building vintage consolidation for DEER2026 measures
Com | Com | For commercial aggregated building type | Hsp | CZ01 | Rec | Any | 0.023 | DEER2020 | 2020-01-01 | 2025-12-31 | 2023-06-14 13:47 | Deemed Ex Ante Team | In million sq. ft. of floor area (minima set to 1,000 sq. ft.) | 2024-03-22 19:41 | Deemed Ex Ante Team | Set ExpiryDate to 2025-12-31 to enable building vintage consolidation for DEER2026 measures
Com | Com | For commercial aggregated building type | Hsp | CZ02 | Ex | Any | 1.019 | DEER2020 | 2020-01-01 | 2025-12-31 | 2023-06-14 13:47 | Deemed Ex Ante Team | In million sq. ft. of floor area (minima set to 1,000 sq. ft.) | 2024-03-22 19:41 | Deemed Ex Ante Team | Set ExpiryDate to 2025-12-31 to enable building vintage consolidation for DEER2026 measures
Com | Com | For commercial aggregated building type | Hsp | CZ02 | Ex | Any | 6.521 | DEER2026 | 2026-01-01 |  | 2024-03-22 19:32 | Deemed Ex Ante Team | In million sq. ft. of floor area (minima set to 1,000 sq. ft.). Sum of Ex, Old, Recent of DEER2020 version weights. | 2024-03-22 19:32 | Deemed Ex Ante Team
Com | Com | For commercial aggregated building type | Hsp | CZ02 | New | Any | 0.053 | DEER2020 | 2020-01-01 | 2025-12-31 | 2023-06-14 13:47 | Deemed Ex Ante Team | In million sq. ft. of floor area (minima set to 1,000 sq. ft.) | 2024-03-22 19:41 | Deemed Ex Ante Team | Set ExpiryDate to 2025-12-31 to enable building vintage consolidation for DEER2026 measures
Com | Com | For commercial aggregated building type | Hsp | CZ02 | New | Any | 0.053 | DEER2026 | 2026-01-01 |  | 2024-03-22 19:32 | Deemed Ex Ante Team | In million sq. ft. of floor area (minima set to 1,000 sq. ft.). | 2024-03-22 19:32 | Deemed Ex Ante Team
Com | Com | For commercial aggregated building type | Hsp | CZ02 | Old | Any | 5.289 | DEER2020 | 2020-01-01 | 2025-12-31 | 2023-06-14 13:47 | Deemed Ex Ante Team | In million sq. ft. of floor area (minima set to 1,000 sq. ft.) | 2024-03-22 19:41 | Deemed Ex Ante Team | Set ExpiryDate to 2025-12-31 to enable building vintage consolidation for DEER2026 measures
Com | Com | For commercial aggregated building type | Hsp | CZ02 | Rec | Any | 0.213 | DEER2020 | 2020-01-01 | 2025-12-31 | 2023-06-14 13:47 | Deemed Ex Ante Team | In million sq. ft. of floor area (minima set to 1,000 sq. ft.) | 2024-03-22 19:41 | Deemed Ex Ante Team | Set ExpiryDate to 2025-12-31 to enable building vintage consolidation for DEER2026 measures
Com | Com | For commercial aggregated building type | Hsp | CZ03 | Ex | Any | 2.179 | DEER2020 | 2020-01-01 | 2025-12-31 | 2023-06-14 13:47 | Deemed Ex Ante Team | In million sq. ft. of floor area (minima set to 1,000 sq. ft.) | 2024-03-22 19:41 | Deemed Ex Ante Team | Set ExpiryDate to 2025-12-31 to enable building vintage consolidation for DEER2026 measures
Com | Com | For commercial aggregated building type | Hsp | CZ03 | Ex | Any | 19.306 | DEER2026 | 2026-01-01 |  | 2024-03-22 19:32 | Deemed Ex Ante Team | In million sq. ft. of floor area (minima set to 1,000 sq. ft.). Sum of Ex, Old, Recent of DEER2020 version weights. | 2024-03-22 19:32 | Deemed Ex Ante Team
Com | Com | For commercial aggregated building type | Hsp | CZ03 | New | Any | 0.146 | DEER2020 | 2020-01-01 | 2025-12-31 | 2023-06-14 13:47 | Deemed Ex Ante Team | In million sq. ft. of floor area (minima set to 1,000 sq. ft.) | 2024-03-22 19:41 | Deemed Ex Ante Team | Set ExpiryDate to 2025-12-31 to enable building vintage consolidation for DEER2026 measures
Com | Com | For commercial aggregated building type | Hsp | CZ03 | New | Any | 0.146 | DEER2026 | 2026-01-01 |  | 2024-03-22 19:32 | Deemed Ex Ante Team | In million sq. ft. of floor area (minima set to 1,000 sq. ft.). | 2024-03-22 19:32 | Deemed Ex Ante Team
Com | Com | For commercial aggregated building type | Hsp | CZ03 | Old | Any | 16.544 | DEER2020 | 2020-01-01 | 2025-12-31 | 2023-06-14 13:47 | Deemed Ex Ante Team | In million sq. ft. of floor area (minima set to 1,000 sq. ft.) | 2024-03-22 19:41 | Deemed Ex Ante Team | Set ExpiryDate to 2025-12-31 to enable building vintage consolidation for DEER2026 measures
Com | Com | For commercial aggregated building type | Hsp | CZ03 | Rec | Any | 0.583 | DEER2020 | 2020-01-01 | 2025-12-31 | 2023-06-14 13:47 | Deemed Ex Ante Team | In million sq. ft. of floor area (minima set to 1,000 sq. ft.) | 2024-03-22 19:41 | Deemed Ex Ante Team | Set ExpiryDate to 2025-12-31 to enable building vintage consolidation for DEER2026 measures
Com | Com | For commercial aggregated building type | Hsp | CZ04 | Ex | Any | 1.448 | DEER2020 | 2020-01-01 | 2025-12-31 | 2023-06-14 13:47 | Deemed Ex Ante Team | In million sq. ft. of floor area (minima set to 1,000 sq. ft.) | 2024-03-22 19:41 | Deemed Ex Ante Team | Set ExpiryDate to 2025-12-31 to enable building vintage consolidation for DEER2026 measures
Com | Com | For commercial aggregated building type | Hsp | CZ04 | Ex | Any | 8.845 | DEER2026 | 2026-01-01 |  | 2024-03-22 19:32 | Deemed Ex Ante Team | In million sq. ft. of floor area (minima set to 1,000 sq. ft.). Sum of Ex, Old, Recent of DEER2020 version weights. | 2024-03-22 19:32 | Deemed Ex Ante Team
Com | Com | For commercial aggregated building type | Hsp | CZ04 | New | Any | 0.075 | DEER2020 | 2020-01-01 | 2025-12-31 | 2023-06-14 13:47 | Deemed Ex Ante Team | In million sq. ft. of floor area (minima set to 1,000 sq. ft.) | 2024-03-22 19:41 | Deemed Ex Ante Team | Set ExpiryDate to 2025-12-31 to enable building vintage consolidation for DEER2026 measures
Com | Com | For commercial aggregated building type | Hsp | CZ04 | New | Any | 0.075 | DEER2026 | 2026-01-01 |  | 2024-03-22 19:32 | Deemed Ex Ante Team | In million sq. ft. of floor area (minima set to 1,000 sq. ft.). | 2024-03-22 19:32 | Deemed Ex Ante Team
Com | Com | For commercial aggregated building type | Hsp | CZ04 | Old | Any | 7.099 | DEER2020 | 2020-01-01 | 2025-12-31 | 2023-06-14 13:47 | Deemed Ex Ante Team | In million sq. ft. of floor area (minima set to 1,000 sq. ft.) | 2024-03-22 19:41 | Deemed Ex Ante Team | Set ExpiryDate to 2025-12-31 to enable building vintage consolidation for DEER2026 measures
Com | Com | For commercial aggregated building type | Hsp | CZ04 | Rec | Any | 0.298 | DEER2020 | 2020-01-01 | 2025-12-31 | 2023-06-14 13:47 | Deemed Ex Ante Team | In million sq. ft. of floor area (minima set to 1,000 sq. ft.) | 2024-03-22 19:41 | Deemed Ex Ante Team | Set ExpiryDate to 2025-12-31 to enable building vintage consolidation for DEER2026 measures
Com | Com | For commercial aggregated building type | Hsp | CZ05 | Ex | Any | 0.524 | DEER2020 | 2020-01-01 | 2025-12-31 | 2023-06-14 13:47 | Deemed Ex Ante Team | In million sq. ft. of floor area (minima set to 1,000 sq. ft.) | 2024-03-22 19:41 | Deemed Ex Ante Team | Set ExpiryDate to 2025-12-31 to enable building vintage consolidation for DEER2026 measures
Com | Com | For commercial aggregated building type | Hsp | CZ05 | Ex | Any | 3.392 | DEER2026 | 2026-01-01 |  | 2024-03-22 19:32 | Deemed Ex Ante Team | In million sq. ft. of floor area (minima set to 1,000 sq. ft.). Sum of Ex, Old, Recent of DEER2020 version weights. | 2024-03-22 19:32 | Deemed Ex Ante Team
Com | Com | For commercial aggregated building type | Hsp | CZ05 | New | Any | 0.023 | DEER2020 | 2020-01-01 | 2025-12-31 | 2023-06-14 13:47 | Deemed Ex Ante Team | In million sq. ft. of floor area (minima set to 1,000 sq. ft.) | 2024-03-22 19:41 | Deemed Ex Ante Team | Set ExpiryDate to 2025-12-31 to enable building vintage consolidation for DEER2026 measures
Com | Com | For commercial aggregated building type | Hsp | CZ05 | New | Any | 0.023 | DEER2026 | 2026-01-01 |  | 2024-03-22 19:32 | Deemed Ex Ante Team | In million sq. ft. of floor area (minima set to 1,000 sq. ft.). | 2024-03-22 19:32 | Deemed Ex Ante Team
Com | Com | For commercial aggregated building type | Hsp | CZ05 | Old | Any | 2.773 | DEER2020 | 2020-01-01 | 2025-12-31 | 2023-06-14 13:47 | Deemed Ex Ante Team | In million sq. ft. of floor area (minima set to 1,000 sq. ft.) | 2024-03-22 19:41 | Deemed Ex Ante Team | Set ExpiryDate to 2025-12-31 to enable building vintage consolidation for DEER2026 measures
Com | Com | For commercial aggregated building type | Hsp | CZ05 | Rec | Any | 0.095 | DEER2020 | 2020-01-01 | 2025-12-31 | 2023-06-14 13:47 | Deemed Ex Ante Team | In million sq. ft. of floor area (minima set to 1,000 sq. ft.) | 2024-03-22 19:41 | Deemed Ex Ante Team | Set ExpiryDate to 2025-12-31 to enable building vintage consolidation for DEER2026 measures
Com | Com | For commercial aggregated building type | Hsp | CZ06 | Ex | Any | 4.997 | DEER2020 | 2020-01-01 | 2025-12-31 | 2023-06-14 13:47 | Deemed Ex Ante Team | In million sq. ft. of floor area (minima set to 1,000 sq. ft.) | 2024-03-22 19:41 | Deemed Ex Ante Team | Set ExpiryDate to 2025-12-31 to enable building vintage consolidation for DEER2026 measures
Com | Com | For commercial aggregated building type | Hsp | CZ06 | Ex | Any | 32.917 | DEER2026 | 2026-01-01 |  | 2024-03-22 19:32 | Deemed Ex Ante Team | In million sq. ft. of floor area (minima set to 1,000 sq. ft.). Sum of Ex, Old, Recent of DEER2020 version weights. | 2024-03-22 19:32 | Deemed Ex Ante Team
Com | Com | For commercial aggregated building type | Hsp | CZ06 | New | Any | 0.214 | DEER2020 | 2020-01-01 | 2025-12-31 | 2023-06-14 13:47 | Deemed Ex Ante Team | In million sq. ft. of floor area (minima set to 1,000 sq. ft.) | 2024-03-22 19:41 | Deemed Ex Ante Team | Set ExpiryDate to 2025-12-31 to enable building vintage consolidation for DEER2026 measures
Com | Com | For commercial aggregated building type | Hsp | CZ06 | New | Any | 0.214 | DEER2026 | 2026-01-01 |  | 2024-03-22 19:32 | Deemed Ex Ante Team | In million sq. ft. of floor area (minima set to 1,000 sq. ft.). | 2024-03-22 19:32 | Deemed Ex Ante Team
Com | Com | For commercial aggregated building type | Hsp | CZ06 | Old | Any | 27.065 | DEER2020 | 2020-01-01 | 2025-12-31 | 2023-06-14 13:47 | Deemed Ex Ante Team | In million sq. ft. of floor area (minima set to 1,000 sq. ft.) | 2024-03-22 19:41 | Deemed Ex Ante Team | Set ExpiryDate to 2025-12-31 to enable building vintage consolidation for DEER2026 measures
Com | Com | For commercial aggregated building type | Hsp | CZ06 | Rec | Any | 0.855 | DEER2020 | 2020-01-01 | 2025-12-31 | 2023-06-14 13:47 | Deemed Ex Ante Team | In million sq. ft. of floor area (minima set to 1,000 sq. ft.) | 2024-03-22 19:41 | Deemed Ex Ante Team | Set ExpiryDate to 2025-12-31 to enable building vintage consolidation for DEER2026 measures
Com | Com | For commercial aggregated building type | Hsp | CZ07 | Ex | Any | 1.846 | DEER2020 | 2020-01-01 | 2025-12-31 | 2023-06-14 13:47 | Deemed Ex Ante Team | In million sq. ft. of floor area (minima set to 1,000 sq. ft.) | 2024-03-22 19:41 | Deemed Ex Ante Team | Set ExpiryDate to 2025-12-31 to enable building vintage consolidation for DEER2026 measures
Com | Com | For commercial aggregated building type | Hsp | CZ07 | Ex | Any | 12.934 | DEER2026 | 2026-01-01 |  | 2024-03-22 19:32 | Deemed Ex Ante Team | In million sq. ft. of floor area (minima set to 1,000 sq. ft.). Sum of Ex, Old, Recent of DEER2020 version weights. | 2024-03-22 19:32 | Deemed Ex Ante Team
Com | Com | For commercial aggregated building type | Hsp | CZ07 | New | Any | 0.083 | DEER2020 | 2020-01-01 | 2025-12-31 | 2023-06-14 13:47 | Deemed Ex Ante Team | In million sq. ft. of floor area (minima set to 1,000 sq. ft.) | 2024-03-22 19:41 | Deemed Ex Ante Team | Set ExpiryDate to 2025-12-31 to enable building vintage consolidation for DEER2026 measures
Com | Com | For commercial aggregated building type | Hsp | CZ07 | New | Any | 0.083 | DEER2026 | 2026-01-01 |  | 2024-03-22 19:32 | Deemed Ex Ante Team | In million sq. ft. of floor area (minima set to 1,000 sq. ft.). | 2024-03-22 19:32 | Deemed Ex Ante Team
Com | Com | For commercial aggregated building type | Hsp | CZ07 | Old | Any | 10.755 | DEER2020 | 2020-01-01 | 2025-12-31 | 2023-06-14 13:47 | Deemed Ex Ante Team | In million sq. ft. of floor area (minima set to 1,000 sq. ft.) | 2024-03-22 19:41 | Deemed Ex Ante Team | Set ExpiryDate to 2025-12-31 to enable building vintage consolidation for DEER2026 measures
Com | Com | For commercial aggregated building type | Hsp | CZ07 | Rec | Any | 0.333 | DEER2020 | 2020-01-01 | 2025-12-31 | 2023-06-14 13:47 | Deemed Ex Ante Team | In million sq. ft. of floor area (minima set to 1,000 sq. ft.) | 2024-03-22 19:41 | Deemed Ex Ante Team | Set ExpiryDate to 2025-12-31 to enable building vintage consolidation for DEER2026 measures
Com | Com | For commercial aggregated building type | Hsp | CZ08 | Ex | Any | 5.689 | DEER2020 | 2020-01-01 | 2025-12-31 | 2023-06-14 13:47 | Deemed Ex Ante Team | In million sq. ft. of floor area (minima set to 1,000 sq. ft.) | 2024-03-22 19:41 | Deemed Ex Ante Team | Set ExpiryDate to 2025-12-31 to enable building vintage consolidation for DEER2026 measures
Com | Com | For commercial aggregated building type | Hsp | CZ08 | Ex | Any | 37.23 | DEER2026 | 2026-01-01 |  | 2024-03-22 19:32 | Deemed Ex Ante Team | In million sq. ft. of floor area (minima set to 1,000 sq. ft.). Sum of Ex, Old, Recent of DEER2020 version weights. | 2024-03-22 19:32 | Deemed Ex Ante Team
Com | Com | For commercial aggregated building type | Hsp | CZ08 | New | Any | 0.247 | DEER2020 | 2020-01-01 | 2025-12-31 | 2023-06-14 13:47 | Deemed Ex Ante Team | In million sq. ft. of floor area (minima set to 1,000 sq. ft.) | 2024-03-22 19:41 | Deemed Ex Ante Team | Set ExpiryDate to 2025-12-31 to enable building vintage consolidation for DEER2026 measures
Com | Com | For commercial aggregated building type | Hsp | CZ08 | New | Any | 0.247 | DEER2026 | 2026-01-01 |  | 2024-03-22 19:32 | Deemed Ex Ante Team | In million sq. ft. of floor area (minima set to 1,000 sq. ft.). | 2024-03-22 19:32 | Deemed Ex Ante Team
Com | Com | For commercial aggregated building type | Hsp | CZ08 | Old | Any | 30.552 | DEER2020 | 2020-01-01 | 2025-12-31 | 2023-06-14 13:47 | Deemed Ex Ante Team | In million sq. ft. of floor area (minima set to 1,000 sq. ft.) | 2024-03-22 19:41 | Deemed Ex Ante Team | Set ExpiryDate to 2025-12-31 to enable building vintage consolidation for DEER2026 measures
Com | Com | For commercial aggregated building type | Hsp | CZ08 | Rec | Any | 0.989 | DEER2020 | 2020-01-01 | 2025-12-31 | 2023-06-14 13:47 | Deemed Ex Ante Team | In million sq. ft. of floor area (minima set to 1,000 sq. ft.) | 2024-03-22 19:41 | Deemed Ex Ante Team | Set ExpiryDate to 2025-12-31 to enable building vintage consolidation for DEER2026 measures
Com | Com | For commercial aggregated building type | Hsp | CZ09 | Ex | Any | 5.375 | DEER2020 | 2020-01-01 | 2025-12-31 | 2023-06-14 13:47 | Deemed Ex Ante Team | In million sq. ft. of floor area (minima set to 1,000 sq. ft.) | 2024-03-22 19:41 | Deemed Ex Ante Team | Set ExpiryDate to 2025-12-31 to enable building vintage consolidation for DEER2026 measures
Com | Com | For commercial aggregated building type | Hsp | CZ09 | Ex | Any | 32.043 | DEER2026 | 2026-01-01 |  | 2024-03-22 19:32 | Deemed Ex Ante Team | In million sq. ft. of floor area (minima set to 1,000 sq. ft.). Sum of Ex, Old, Recent of DEER2020 version weights. | 2024-03-22 19:32 | Deemed Ex Ante Team
Com | Com | For commercial aggregated building type | Hsp | CZ09 | New | Any | 0.255 | DEER2020 | 2020-01-01 | 2025-12-31 | 2023-06-14 13:47 | Deemed Ex Ante Team | In million sq. ft. of floor area (minima set to 1,000 sq. ft.) | 2024-03-22 19:41 | Deemed Ex Ante Team | Set ExpiryDate to 2025-12-31 to enable building vintage consolidation for DEER2026 measures
Com | Com | For commercial aggregated building type | Hsp | CZ09 | New | Any | 0.255 | DEER2026 | 2026-01-01 |  | 2024-03-22 19:32 | Deemed Ex Ante Team | In million sq. ft. of floor area (minima set to 1,000 sq. ft.). | 2024-03-22 19:32 | Deemed Ex Ante Team
Com | Com | For commercial aggregated building type | Hsp | CZ09 | Old | Any | 25.651 | DEER2020 | 2020-01-01 | 2025-12-31 | 2023-06-14 13:47 | Deemed Ex Ante Team | In million sq. ft. of floor area (minima set to 1,000 sq. ft.) | 2024-03-22 19:41 | Deemed Ex Ante Team | Set ExpiryDate to 2025-12-31 to enable building vintage consolidation for DEER2026 measures
Com | Com | For commercial aggregated building type | Hsp | CZ09 | Rec | Any | 1.017 | DEER2020 | 2020-01-01 | 2025-12-31 | 2023-06-14 13:47 | Deemed Ex Ante Team | In million sq. ft. of floor area (minima set to 1,000 sq. ft.) | 2024-03-22 19:41 | Deemed Ex Ante Team | Set ExpiryDate to 2025-12-31 to enable building vintage consolidation for DEER2026 measures
Com | Com | For commercial aggregated building type | Hsp | CZ10 | Ex | Any | 4.052 | DEER2020 | 2020-01-01 | 2025-12-31 | 2023-06-14 13:47 | Deemed Ex Ante Team | In million sq. ft. of floor area (minima set to 1,000 sq. ft.) | 2024-03-22 19:41 | Deemed Ex Ante Team | Set ExpiryDate to 2025-12-31 to enable building vintage consolidation for DEER2026 measures
Com | Com | For commercial aggregated building type | Hsp | CZ10 | Ex | Any | 20.658 | DEER2026 | 2026-01-01 |  | 2024-03-22 19:32 | Deemed Ex Ante Team | In million sq. ft. of floor area (minima set to 1,000 sq. ft.). Sum of Ex, Old, Recent of DEER2020 version weights. | 2024-03-22 19:32 | Deemed Ex Ante Team
Com | Com | For commercial aggregated building type | Hsp | CZ10 | New | Any | 0.247 | DEER2020 | 2020-01-01 | 2025-12-31 | 2023-06-14 13:47 | Deemed Ex Ante Team | In million sq. ft. of floor area (minima set to 1,000 sq. ft.) | 2024-03-22 19:41 | Deemed Ex Ante Team | Set ExpiryDate to 2025-12-31 to enable building vintage consolidation for DEER2026 measures
Com | Com | For commercial aggregated building type | Hsp | CZ10 | New | Any | 0.247 | DEER2026 | 2026-01-01 |  | 2024-03-22 19:32 | Deemed Ex Ante Team | In million sq. ft. of floor area (minima set to 1,000 sq. ft.). | 2024-03-22 19:32 | Deemed Ex Ante Team
Com | Com | For commercial aggregated building type | Hsp | CZ10 | Old | Any | 15.62 | DEER2020 | 2020-01-01 | 2025-12-31 | 2023-06-14 13:47 | Deemed Ex Ante Team | In million sq. ft. of floor area (minima set to 1,000 sq. ft.) | 2024-03-22 19:41 | Deemed Ex Ante Team | Set ExpiryDate to 2025-12-31 to enable building vintage consolidation for DEER2026 measures
Com | Com | For commercial aggregated building type | Hsp | CZ10 | Rec | Any | 0.986 | DEER2020 | 2020-01-01 | 2025-12-31 | 2023-06-14 13:47 | Deemed Ex Ante Team | In million sq. ft. of floor area (minima set to 1,000 sq. ft.) | 2024-03-22 19:41 | Deemed Ex Ante Team | Set ExpiryDate to 2025-12-31 to enable building vintage consolidation for DEER2026 measures
Com | Com | For commercial aggregated building type | Hsp | CZ11 | Ex | Any | 0.918 | DEER2020 | 2020-01-01 | 2025-12-31 | 2023-06-14 13:47 | Deemed Ex Ante Team | In million sq. ft. of floor area (minima set to 1,000 sq. ft.) | 2024-03-22 19:41 | Deemed Ex Ante Team | Set ExpiryDate to 2025-12-31 to enable building vintage consolidation for DEER2026 measures
Com | Com | For commercial aggregated building type | Hsp | CZ11 | Ex | Any | 4.547 | DEER2026 | 2026-01-01 |  | 2024-03-22 19:32 | Deemed Ex Ante Team | In million sq. ft. of floor area (minima set to 1,000 sq. ft.). Sum of Ex, Old, Recent of DEER2020 version weights. | 2024-03-22 19:32 | Deemed Ex Ante Team
Com | Com | For commercial aggregated building type | Hsp | CZ11 | New | Any | 0.045 | DEER2020 | 2020-01-01 | 2025-12-31 | 2023-06-14 13:47 | Deemed Ex Ante Team | In million sq. ft. of floor area (minima set to 1,000 sq. ft.) | 2024-03-22 19:41 | Deemed Ex Ante Team | Set ExpiryDate to 2025-12-31 to enable building vintage consolidation for DEER2026 measures
Com | Com | For commercial aggregated building type | Hsp | CZ11 | New | Any | 0.045 | DEER2026 | 2026-01-01 |  | 2024-03-22 19:32 | Deemed Ex Ante Team | In million sq. ft. of floor area (minima set to 1,000 sq. ft.). | 2024-03-22 19:32 | Deemed Ex Ante Team
Com | Com | For commercial aggregated building type | Hsp | CZ11 | Old | Any | 3.449 | DEER2020 | 2020-01-01 | 2025-12-31 | 2023-06-14 13:47 | Deemed Ex Ante Team | In million sq. ft. of floor area (minima set to 1,000 sq. ft.) | 2024-03-22 19:41 | Deemed Ex Ante Team | Set ExpiryDate to 2025-12-31 to enable building vintage consolidation for DEER2026 measures
Com | Com | For commercial aggregated building type | Hsp | CZ11 | Rec | Any | 0.18 | DEER2020 | 2020-01-01 | 2025-12-31 | 2023-06-14 13:47 | Deemed Ex Ante Team | In million sq. ft. of floor area (minima set to 1,000 sq. ft.) | 2024-03-22 19:41 | Deemed Ex Ante Team | Set ExpiryDate to 2025-12-31 to enable building vintage consolidation for DEER2026 measures
Com | Com | For commercial aggregated building type | Hsp | CZ12 | Ex | Any | 2.681 | DEER2020 | 2020-01-01 | 2025-12-31 | 2023-06-14 13:47 | Deemed Ex Ante Team | In million sq. ft. of floor area (minima set to 1,000 sq. ft.) | 2024-03-22 19:41 | Deemed Ex Ante Team | Set ExpiryDate to 2025-12-31 to enable building vintage consolidation for DEER2026 measures
Com | Com | For commercial aggregated building type | Hsp | CZ12 | Ex | Any | 14.933 | DEER2026 | 2026-01-01 |  | 2024-03-22 19:32 | Deemed Ex Ante Team | In million sq. ft. of floor area (minima set to 1,000 sq. ft.). Sum of Ex, Old, Recent of DEER2020 version weights. | 2024-03-22 19:32 | Deemed Ex Ante Team
Com | Com | For commercial aggregated building type | Hsp | CZ12 | New | Any | 0.148 | DEER2020 | 2020-01-01 | 2025-12-31 | 2023-06-14 13:47 | Deemed Ex Ante Team | In million sq. ft. of floor area (minima set to 1,000 sq. ft.) | 2024-03-22 19:41 | Deemed Ex Ante Team | Set ExpiryDate to 2025-12-31 to enable building vintage consolidation for DEER2026 measures
Com | Com | For commercial aggregated building type | Hsp | CZ12 | New | Any | 0.148 | DEER2026 | 2026-01-01 |  | 2024-03-22 19:32 | Deemed Ex Ante Team | In million sq. ft. of floor area (minima set to 1,000 sq. ft.). | 2024-03-22 19:32 | Deemed Ex Ante Team
Com | Com | For commercial aggregated building type | Hsp | CZ12 | Old | Any | 11.659 | DEER2020 | 2020-01-01 | 2025-12-31 | 2023-06-14 13:47 | Deemed Ex Ante Team | In million sq. ft. of floor area (minima set to 1,000 sq. ft.) | 2024-03-22 19:41 | Deemed Ex Ante Team | Set ExpiryDate to 2025-12-31 to enable building vintage consolidation for DEER2026 measures
Com | Com | For commercial aggregated building type | Hsp | CZ12 | Rec | Any | 0.593 | DEER2020 | 2020-01-01 | 2025-12-31 | 2023-06-14 13:47 | Deemed Ex Ante Team | In million sq. ft. of floor area (minima set to 1,000 sq. ft.) | 2024-03-22 19:41 | Deemed Ex Ante Team | Set ExpiryDate to 2025-12-31 to enable building vintage consolidation for DEER2026 measures
Com | Com | For commercial aggregated building type | Hsp | CZ13 | Ex | Any | 2.948 | DEER2020 | 2020-01-01 | 2025-12-31 | 2023-06-14 13:47 | Deemed Ex Ante Team | In million sq. ft. of floor area (minima set to 1,000 sq. ft.) | 2024-03-22 19:41 | Deemed Ex Ante Team | Set ExpiryDate to 2025-12-31 to enable building vintage consolidation for DEER2026 measures
Com | Com | For commercial aggregated building type | Hsp | CZ13 | Ex | Any | 15.072 | DEER2026 | 2026-01-01 |  | 2024-03-22 19:32 | Deemed Ex Ante Team | In million sq. ft. of floor area (minima set to 1,000 sq. ft.). Sum of Ex, Old, Recent of DEER2020 version weights. | 2024-03-22 19:32 | Deemed Ex Ante Team
Com | Com | For commercial aggregated building type | Hsp | CZ13 | New | Any | 0.153 | DEER2020 | 2020-01-01 | 2025-12-31 | 2023-06-14 13:47 | Deemed Ex Ante Team | In million sq. ft. of floor area (minima set to 1,000 sq. ft.) | 2024-03-22 19:41 | Deemed Ex Ante Team | Set ExpiryDate to 2025-12-31 to enable building vintage consolidation for DEER2026 measures
Com | Com | For commercial aggregated building type | Hsp | CZ13 | New | Any | 0.153 | DEER2026 | 2026-01-01 |  | 2024-03-22 19:32 | Deemed Ex Ante Team | In million sq. ft. of floor area (minima set to 1,000 sq. ft.). | 2024-03-22 19:32 | Deemed Ex Ante Team
Com | Com | For commercial aggregated building type | Hsp | CZ13 | Old | Any | 11.515 | DEER2020 | 2020-01-01 | 2025-12-31 | 2023-06-14 13:47 | Deemed Ex Ante Team | In million sq. ft. of floor area (minima set to 1,000 sq. ft.) | 2024-03-22 19:41 | Deemed Ex Ante Team | Set ExpiryDate to 2025-12-31 to enable building vintage consolidation for DEER2026 measures
Com | Com | For commercial aggregated building type | Hsp | CZ13 | Rec | Any | 0.609 | DEER2020 | 2020-01-01 | 2025-12-31 | 2023-06-14 13:47 | Deemed Ex Ante Team | In million sq. ft. of floor area (minima set to 1,000 sq. ft.) | 2024-03-22 19:41 | Deemed Ex Ante Team | Set ExpiryDate to 2025-12-31 to enable building vintage consolidation for DEER2026 measures
Com | Com | For commercial aggregated building type | Hsp | CZ14 | Ex | Any | 0.638 | DEER2020 | 2020-01-01 | 2025-12-31 | 2023-06-14 13:47 | Deemed Ex Ante Team | In million sq. ft. of floor area (minima set to 1,000 sq. ft.) | 2024-03-22 19:41 | Deemed Ex Ante Team | Set ExpiryDate to 2025-12-31 to enable building vintage consolidation for DEER2026 measures
Com | Com | For commercial aggregated building type | Hsp | CZ14 | Ex | Any | 3.261 | DEER2026 | 2026-01-01 |  | 2024-03-22 19:32 | Deemed Ex Ante Team | In million sq. ft. of floor area (minima set to 1,000 sq. ft.). Sum of Ex, Old, Recent of DEER2020 version weights. | 2024-03-22 19:32 | Deemed Ex Ante Team
Com | Com | For commercial aggregated building type | Hsp | CZ14 | New | Any | 0.039 | DEER2020 | 2020-01-01 | 2025-12-31 | 2023-06-14 13:47 | Deemed Ex Ante Team | In million sq. ft. of floor area (minima set to 1,000 sq. ft.) | 2024-03-22 19:41 | Deemed Ex Ante Team | Set ExpiryDate to 2025-12-31 to enable building vintage consolidation for DEER2026 measures
Com | Com | For commercial aggregated building type | Hsp | CZ14 | New | Any | 0.039 | DEER2026 | 2026-01-01 |  | 2024-03-22 19:32 | Deemed Ex Ante Team | In million sq. ft. of floor area (minima set to 1,000 sq. ft.). | 2024-03-22 19:32 | Deemed Ex Ante Team
Com | Com | For commercial aggregated building type | Hsp | CZ14 | Old | Any | 2.471 | DEER2020 | 2020-01-01 | 2025-12-31 | 2023-06-14 13:47 | Deemed Ex Ante Team | In million sq. ft. of floor area (minima set to 1,000 sq. ft.) | 2024-03-22 19:41 | Deemed Ex Ante Team | Set ExpiryDate to 2025-12-31 to enable building vintage consolidation for DEER2026 measures
Com | Com | For commercial aggregated building type | Hsp | CZ14 | Rec | Any | 0.152 | DEER2020 | 2020-01-01 | 2025-12-31 | 2023-06-14 13:47 | Deemed Ex Ante Team | In million sq. ft. of floor area (minima set to 1,000 sq. ft.) | 2024-03-22 19:41 | Deemed Ex Ante Team | Set ExpiryDate to 2025-12-31 to enable building vintage consolidation for DEER2026 measures
Com | Com | For commercial aggregated building type | Hsp | CZ15 | Ex | Any | 0.772 | DEER2020 | 2020-01-01 | 2025-12-31 | 2023-06-14 13:47 | Deemed Ex Ante Team | In million sq. ft. of floor area (minima set to 1,000 sq. ft.) | 2024-03-22 19:41 | Deemed Ex Ante Team | Set ExpiryDate to 2025-12-31 to enable building vintage consolidation for DEER2026 measures
Com | Com | For commercial aggregated building type | Hsp | CZ15 | Ex | Any | 3.802 | DEER2026 | 2026-01-01 |  | 2024-03-22 19:32 | Deemed Ex Ante Team | In million sq. ft. of floor area (minima set to 1,000 sq. ft.). Sum of Ex, Old, Recent of DEER2020 version weights. | 2024-03-22 19:32 | Deemed Ex Ante Team
Com | Com | For commercial aggregated building type | Hsp | CZ15 | New | Any | 0.048 | DEER2020 | 2020-01-01 | 2025-12-31 | 2023-06-14 13:47 | Deemed Ex Ante Team | In million sq. ft. of floor area (minima set to 1,000 sq. ft.) | 2024-03-22 19:41 | Deemed Ex Ante Team | Set ExpiryDate to 2025-12-31 to enable building vintage consolidation for DEER2026 measures
Com | Com | For commercial aggregated building type | Hsp | CZ15 | New | Any | 0.048 | DEER2026 | 2026-01-01 |  | 2024-03-22 19:32 | Deemed Ex Ante Team | In million sq. ft. of floor area (minima set to 1,000 sq. ft.). | 2024-03-22 19:32 | Deemed Ex Ante Team
Com | Com | For commercial aggregated building type | Hsp | CZ15 | Old | Any | 2.838 | DEER2020 | 2020-01-01 | 2025-12-31 | 2023-06-14 13:47 | Deemed Ex Ante Team | In million sq. ft. of floor area (minima set to 1,000 sq. ft.) | 2024-03-22 19:41 | Deemed Ex Ante Team | Set ExpiryDate to 2025-12-31 to enable building vintage consolidation for DEER2026 measures
Com | Com | For commercial aggregated building type | Hsp | CZ15 | Rec | Any | 0.192 | DEER2020 | 2020-01-01 | 2025-12-31 | 2023-06-14 13:47 | Deemed Ex Ante Team | In million sq. ft. of floor area (minima set to 1,000 sq. ft.) | 2024-03-22 19:41 | Deemed Ex Ante Team | Set ExpiryDate to 2025-12-31 to enable building vintage consolidation for DEER2026 measures
Com | Com | For commercial aggregated building type | Hsp | CZ16 | Ex | Any | 0.513 | DEER2020 | 2020-01-01 | 2025-12-31 | 2023-06-14 13:47 | Deemed Ex Ante Team | In million sq. ft. of floor area (minima set to 1,000 sq. ft.) | 2024-03-22 19:41 | Deemed Ex Ante Team | Set ExpiryDate to 2025-12-31 to enable building vintage consolidation for DEER2026 measures
Com | Com | For commercial aggregated building type | Hsp | CZ16 | Ex | Any | 2.664 | DEER2026 | 2026-01-01 |  | 2024-03-22 19:32 | Deemed Ex Ante Team | In million sq. ft. of floor area (minima set to 1,000 sq. ft.). Sum of Ex, Old, Recent of DEER2020 version weights. | 2024-03-22 19:32 | Deemed Ex Ante Team
Com | Com | For commercial aggregated building type | Hsp | CZ16 | New | Any | 0.03 | DEER2020 | 2020-01-01 | 2025-12-31 | 2023-06-14 13:47 | Deemed Ex Ante Team | In million sq. ft. of floor area (minima set to 1,000 sq. ft.) | 2024-03-22 19:41 | Deemed Ex Ante Team | Set ExpiryDate to 2025-12-31 to enable building vintage consolidation for DEER2026 measures
Com | Com | For commercial aggregated building type | Hsp | CZ16 | New | Any | 0.03 | DEER2026 | 2026-01-01 |  | 2024-03-22 19:32 | Deemed Ex Ante Team | In million sq. ft. of floor area (minima set to 1,000 sq. ft.). | 2024-03-22 19:32 | Deemed Ex Ante Team
Com | Com | For commercial aggregated building type | Hsp | CZ16 | Old | Any | 2.028 | DEER2020 | 2020-01-01 | 2025-12-31 | 2023-06-14 13:47 | Deemed Ex Ante Team | In million sq. ft. of floor area (minima set to 1,000 sq. ft.) | 2024-03-22 19:41 | Deemed Ex Ante Team | Set ExpiryDate to 2025-12-31 to enable building vintage consolidation for DEER2026 measures
Com | Com | For commercial aggregated building type | Hsp | CZ16 | Rec | Any | 0.123 | DEER2020 | 2020-01-01 | 2025-12-31 | 2023-06-14 13:47 | Deemed Ex Ante Team | In million sq. ft. of floor area (minima set to 1,000 sq. ft.) | 2024-03-22 19:41 | Deemed Ex Ante Team | Set ExpiryDate to 2025-12-31 to enable building vintage consolidation for DEER2026 measures
Com | Com | For commercial aggregated building type | Htl | CZ01 | Ex | Any | 0.224 | DEER2020 | 2020-01-01 | 2025-12-31 | 2023-06-14 13:47 | Deemed Ex Ante Team | In million sq. ft. of floor area (minima set to 1,000 sq. ft.) | 2024-03-22 19:41 | Deemed Ex Ante Team | Set ExpiryDate to 2025-12-31 to enable building vintage consolidation for DEER2026 measures
Com | Com | For commercial aggregated building type | Htl | CZ01 | Ex | Any | 0.968 | DEER2026 | 2026-01-01 |  | 2024-03-22 19:32 | Deemed Ex Ante Team | In million sq. ft. of floor area (minima set to 1,000 sq. ft.). Sum of Ex, Old, Recent of DEER2020 version weights. | 2024-03-22 19:32 | Deemed Ex Ante Team
Com | Com | For commercial aggregated building type | Htl | CZ01 | New | Any | 0.01 | DEER2020 | 2020-01-01 | 2025-12-31 | 2023-06-14 13:47 | Deemed Ex Ante Team | In million sq. ft. of floor area (minima set to 1,000 sq. ft.) | 2024-03-22 19:41 | Deemed Ex Ante Team | Set ExpiryDate to 2025-12-31 to enable building vintage consolidation for DEER2026 measures
Com | Com | For commercial aggregated building type | Htl | CZ01 | New | Any | 0.01 | DEER2026 | 2026-01-01 |  | 2024-03-22 19:32 | Deemed Ex Ante Team | In million sq. ft. of floor area (minima set to 1,000 sq. ft.). | 2024-03-22 19:32 | Deemed Ex Ante Team
Com | Com | For commercial aggregated building type | Htl | CZ01 | Old | Any | 0.705 | DEER2020 | 2020-01-01 | 2025-12-31 | 2023-06-14 13:47 | Deemed Ex Ante Team | In million sq. ft. of floor area (minima set to 1,000 sq. ft.) | 2024-03-22 19:41 | Deemed Ex Ante Team | Set ExpiryDate to 2025-12-31 to enable building vintage consolidation for DEER2026 measures
Com | Com | For commercial aggregated building type | Htl | CZ01 | Rec | Any | 0.039 | DEER2020 | 2020-01-01 | 2025-12-31 | 2023-06-14 13:47 | Deemed Ex Ante Team | In million sq. ft. of floor area (minima set to 1,000 sq. ft.) | 2024-03-22 19:41 | Deemed Ex Ante Team | Set ExpiryDate to 2025-12-31 to enable building vintage consolidation for DEER2026 measures
Com | Com | For commercial aggregated building type | Htl | CZ02 | Ex | Any | 0.824 | DEER2020 | 2020-01-01 | 2025-12-31 | 2023-06-14 13:47 | Deemed Ex Ante Team | In million sq. ft. of floor area (minima set to 1,000 sq. ft.) | 2024-03-22 19:41 | Deemed Ex Ante Team | Set ExpiryDate to 2025-12-31 to enable building vintage consolidation for DEER2026 measures
Com | Com | For commercial aggregated building type | Htl | CZ02 | Ex | Any | 4.481 | DEER2026 | 2026-01-01 |  | 2024-03-22 19:32 | Deemed Ex Ante Team | In million sq. ft. of floor area (minima set to 1,000 sq. ft.). Sum of Ex, Old, Recent of DEER2020 version weights. | 2024-03-22 19:32 | Deemed Ex Ante Team
Com | Com | For commercial aggregated building type | Htl | CZ02 | New | Any | 0.042 | DEER2020 | 2020-01-01 | 2025-12-31 | 2023-06-14 13:47 | Deemed Ex Ante Team | In million sq. ft. of floor area (minima set to 1,000 sq. ft.) | 2024-03-22 19:41 | Deemed Ex Ante Team | Set ExpiryDate to 2025-12-31 to enable building vintage consolidation for DEER2026 measures
Com | Com | For commercial aggregated building type | Htl | CZ02 | New | Any | 0.042 | DEER2026 | 2026-01-01 |  | 2024-03-22 19:32 | Deemed Ex Ante Team | In million sq. ft. of floor area (minima set to 1,000 sq. ft.). | 2024-03-22 19:32 | Deemed Ex Ante Team
Com | Com | For commercial aggregated building type | Htl | CZ02 | Old | Any | 3.489 | DEER2020 | 2020-01-01 | 2025-12-31 | 2023-06-14 13:47 | Deemed Ex Ante Team | In million sq. ft. of floor area (minima set to 1,000 sq. ft.) | 2024-03-22 19:41 | Deemed Ex Ante Team | Set ExpiryDate to 2025-12-31 to enable building vintage consolidation for DEER2026 measures
Com | Com | For commercial aggregated building type | Htl | CZ02 | Rec | Any | 0.168 | DEER2020 | 2020-01-01 | 2025-12-31 | 2023-06-14 13:47 | Deemed Ex Ante Team | In million sq. ft. of floor area (minima set to 1,000 sq. ft.) | 2024-03-22 19:41 | Deemed Ex Ante Team | Set ExpiryDate to 2025-12-31 to enable building vintage consolidation for DEER2026 measures
Com | Com | For commercial aggregated building type | Htl | CZ03 | Ex | Any | 3.374 | DEER2020 | 2020-01-01 | 2025-12-31 | 2023-06-14 13:47 | Deemed Ex Ante Team | In million sq. ft. of floor area (minima set to 1,000 sq. ft.) | 2024-03-22 19:41 | Deemed Ex Ante Team | Set ExpiryDate to 2025-12-31 to enable building vintage consolidation for DEER2026 measures
Com | Com | For commercial aggregated building type | Htl | CZ03 | Ex | Any | 26.98 | DEER2026 | 2026-01-01 |  | 2024-03-22 19:32 | Deemed Ex Ante Team | In million sq. ft. of floor area (minima set to 1,000 sq. ft.). Sum of Ex, Old, Recent of DEER2020 version weights. | 2024-03-22 19:32 | Deemed Ex Ante Team
Com | Com | For commercial aggregated building type | Htl | CZ03 | New | Any | 0.125 | DEER2020 | 2020-01-01 | 2025-12-31 | 2023-06-14 13:47 | Deemed Ex Ante Team | In million sq. ft. of floor area (minima set to 1,000 sq. ft.) | 2024-03-22 19:41 | Deemed Ex Ante Team | Set ExpiryDate to 2025-12-31 to enable building vintage consolidation for DEER2026 measures
Com | Com | For commercial aggregated building type | Htl | CZ03 | New | Any | 0.125 | DEER2026 | 2026-01-01 |  | 2024-03-22 19:32 | Deemed Ex Ante Team | In million sq. ft. of floor area (minima set to 1,000 sq. ft.). | 2024-03-22 19:32 | Deemed Ex Ante Team
Com | Com | For commercial aggregated building type | Htl | CZ03 | Old | Any | 23.105 | DEER2020 | 2020-01-01 | 2025-12-31 | 2023-06-14 13:47 | Deemed Ex Ante Team | In million sq. ft. of floor area (minima set to 1,000 sq. ft.) | 2024-03-22 19:41 | Deemed Ex Ante Team | Set ExpiryDate to 2025-12-31 to enable building vintage consolidation for DEER2026 measures
Com | Com | For commercial aggregated building type | Htl | CZ03 | Rec | Any | 0.501 | DEER2020 | 2020-01-01 | 2025-12-31 | 2023-06-14 13:47 | Deemed Ex Ante Team | In million sq. ft. of floor area (minima set to 1,000 sq. ft.) | 2024-03-22 19:41 | Deemed Ex Ante Team | Set ExpiryDate to 2025-12-31 to enable building vintage consolidation for DEER2026 measures
Com | Com | For commercial aggregated building type | Htl | CZ04 | Ex | Any | 1.722 | DEER2020 | 2020-01-01 | 2025-12-31 | 2023-06-14 13:47 | Deemed Ex Ante Team | In million sq. ft. of floor area (minima set to 1,000 sq. ft.) | 2024-03-22 19:41 | Deemed Ex Ante Team | Set ExpiryDate to 2025-12-31 to enable building vintage consolidation for DEER2026 measures
Com | Com | For commercial aggregated building type | Htl | CZ04 | Ex | Any | 9.46 | DEER2026 | 2026-01-01 |  | 2024-03-22 19:32 | Deemed Ex Ante Team | In million sq. ft. of floor area (minima set to 1,000 sq. ft.). Sum of Ex, Old, Recent of DEER2020 version weights. | 2024-03-22 19:32 | Deemed Ex Ante Team
Com | Com | For commercial aggregated building type | Htl | CZ04 | New | Any | 0.093 | DEER2020 | 2020-01-01 | 2025-12-31 | 2023-06-14 13:47 | Deemed Ex Ante Team | In million sq. ft. of floor area (minima set to 1,000 sq. ft.) | 2024-03-22 19:41 | Deemed Ex Ante Team | Set ExpiryDate to 2025-12-31 to enable building vintage consolidation for DEER2026 measures
Com | Com | For commercial aggregated building type | Htl | CZ04 | New | Any | 0.093 | DEER2026 | 2026-01-01 |  | 2024-03-22 19:32 | Deemed Ex Ante Team | In million sq. ft. of floor area (minima set to 1,000 sq. ft.). | 2024-03-22 19:32 | Deemed Ex Ante Team
Com | Com | For commercial aggregated building type | Htl | CZ04 | Old | Any | 7.366 | DEER2020 | 2020-01-01 | 2025-12-31 | 2023-06-14 13:47 | Deemed Ex Ante Team | In million sq. ft. of floor area (minima set to 1,000 sq. ft.) | 2024-03-22 19:41 | Deemed Ex Ante Team | Set ExpiryDate to 2025-12-31 to enable building vintage consolidation for DEER2026 measures
Com | Com | For commercial aggregated building type | Htl | CZ04 | Rec | Any | 0.372 | DEER2020 | 2020-01-01 | 2025-12-31 | 2023-06-14 13:47 | Deemed Ex Ante Team | In million sq. ft. of floor area (minima set to 1,000 sq. ft.) | 2024-03-22 19:41 | Deemed Ex Ante Team | Set ExpiryDate to 2025-12-31 to enable building vintage consolidation for DEER2026 measures
Com | Com | For commercial aggregated building type | Htl | CZ05 | Ex | Any | 0.763 | DEER2020 | 2020-01-01 | 2025-12-31 | 2023-06-14 13:47 | Deemed Ex Ante Team | In million sq. ft. of floor area (minima set to 1,000 sq. ft.) | 2024-03-22 19:41 | Deemed Ex Ante Team | Set ExpiryDate to 2025-12-31 to enable building vintage consolidation for DEER2026 measures
Com | Com | For commercial aggregated building type | Htl | CZ05 | Ex | Any | 4.275 | DEER2026 | 2026-01-01 |  | 2024-03-22 19:32 | Deemed Ex Ante Team | In million sq. ft. of floor area (minima set to 1,000 sq. ft.). Sum of Ex, Old, Recent of DEER2020 version weights. | 2024-03-22 19:32 | Deemed Ex Ante Team
Com | Com | For commercial aggregated building type | Htl | CZ05 | New | Any | 0.041 | DEER2020 | 2020-01-01 | 2025-12-31 | 2023-06-14 13:47 | Deemed Ex Ante Team | In million sq. ft. of floor area (minima set to 1,000 sq. ft.) | 2024-03-22 19:41 | Deemed Ex Ante Team | Set ExpiryDate to 2025-12-31 to enable building vintage consolidation for DEER2026 measures
Com | Com | For commercial aggregated building type | Htl | CZ05 | New | Any | 0.041 | DEER2026 | 2026-01-01 |  | 2024-03-22 19:32 | Deemed Ex Ante Team | In million sq. ft. of floor area (minima set to 1,000 sq. ft.). | 2024-03-22 19:32 | Deemed Ex Ante Team
Com | Com | For commercial aggregated building type | Htl | CZ05 | Old | Any | 3.348 | DEER2020 | 2020-01-01 | 2025-12-31 | 2023-06-14 13:47 | Deemed Ex Ante Team | In million sq. ft. of floor area (minima set to 1,000 sq. ft.) | 2024-03-22 19:41 | Deemed Ex Ante Team | Set ExpiryDate to 2025-12-31 to enable building vintage consolidation for DEER2026 measures
Com | Com | For commercial aggregated building type | Htl | CZ05 | Rec | Any | 0.164 | DEER2020 | 2020-01-01 | 2025-12-31 | 2023-06-14 13:47 | Deemed Ex Ante Team | In million sq. ft. of floor area (minima set to 1,000 sq. ft.) | 2024-03-22 19:41 | Deemed Ex Ante Team | Set ExpiryDate to 2025-12-31 to enable building vintage consolidation for DEER2026 measures
Com | Com | For commercial aggregated building type | Htl | CZ06 | Ex | Any | 5.581 | DEER2020 | 2020-01-01 | 2025-12-31 | 2023-06-14 13:47 | Deemed Ex Ante Team | In million sq. ft. of floor area (minima set to 1,000 sq. ft.) | 2024-03-22 19:41 | Deemed Ex Ante Team | Set ExpiryDate to 2025-12-31 to enable building vintage consolidation for DEER2026 measures
Com | Com | For commercial aggregated building type | Htl | CZ06 | Ex | Any | 41.03 | DEER2026 | 2026-01-01 |  | 2024-03-22 19:32 | Deemed Ex Ante Team | In million sq. ft. of floor area (minima set to 1,000 sq. ft.). Sum of Ex, Old, Recent of DEER2020 version weights. | 2024-03-22 19:32 | Deemed Ex Ante Team
Com | Com | For commercial aggregated building type | Htl | CZ06 | New | Any | 0.28 | DEER2020 | 2020-01-01 | 2025-12-31 | 2023-06-14 13:47 | Deemed Ex Ante Team | In million sq. ft. of floor area (minima set to 1,000 sq. ft.) | 2024-03-22 19:41 | Deemed Ex Ante Team | Set ExpiryDate to 2025-12-31 to enable building vintage consolidation for DEER2026 measures
Com | Com | For commercial aggregated building type | Htl | CZ06 | New | Any | 0.28 | DEER2026 | 2026-01-01 |  | 2024-03-22 19:32 | Deemed Ex Ante Team | In million sq. ft. of floor area (minima set to 1,000 sq. ft.). | 2024-03-22 19:32 | Deemed Ex Ante Team
Com | Com | For commercial aggregated building type | Htl | CZ06 | Old | Any | 34.33 | DEER2020 | 2020-01-01 | 2025-12-31 | 2023-06-14 13:47 | Deemed Ex Ante Team | In million sq. ft. of floor area (minima set to 1,000 sq. ft.) | 2024-03-22 19:41 | Deemed Ex Ante Team | Set ExpiryDate to 2025-12-31 to enable building vintage consolidation for DEER2026 measures
Com | Com | For commercial aggregated building type | Htl | CZ06 | Rec | Any | 1.119 | DEER2020 | 2020-01-01 | 2025-12-31 | 2023-06-14 13:47 | Deemed Ex Ante Team | In million sq. ft. of floor area (minima set to 1,000 sq. ft.) | 2024-03-22 19:41 | Deemed Ex Ante Team | Set ExpiryDate to 2025-12-31 to enable building vintage consolidation for DEER2026 measures
Com | Com | For commercial aggregated building type | Htl | CZ07 | Ex | Any | 5.897 | DEER2020 | 2020-01-01 | 2025-12-31 | 2023-06-14 13:47 | Deemed Ex Ante Team | In million sq. ft. of floor area (minima set to 1,000 sq. ft.) | 2024-03-22 19:41 | Deemed Ex Ante Team | Set ExpiryDate to 2025-12-31 to enable building vintage consolidation for DEER2026 measures
Com | Com | For commercial aggregated building type | Htl | CZ07 | Ex | Any | 20.354 | DEER2026 | 2026-01-01 |  | 2024-03-22 19:32 | Deemed Ex Ante Team | In million sq. ft. of floor area (minima set to 1,000 sq. ft.). Sum of Ex, Old, Recent of DEER2020 version weights. | 2024-03-22 19:32 | Deemed Ex Ante Team
Com | Com | For commercial aggregated building type | Htl | CZ07 | New | Any | 0.323 | DEER2020 | 2020-01-01 | 2025-12-31 | 2023-06-14 13:47 | Deemed Ex Ante Team | In million sq. ft. of floor area (minima set to 1,000 sq. ft.) | 2024-03-22 19:41 | Deemed Ex Ante Team | Set ExpiryDate to 2025-12-31 to enable building vintage consolidation for DEER2026 measures
Com | Com | For commercial aggregated building type | Htl | CZ07 | New | Any | 0.323 | DEER2026 | 2026-01-01 |  | 2024-03-22 19:32 | Deemed Ex Ante Team | In million sq. ft. of floor area (minima set to 1,000 sq. ft.). | 2024-03-22 19:32 | Deemed Ex Ante Team
Com | Com | For commercial aggregated building type | Htl | CZ07 | Old | Any | 13.165 | DEER2020 | 2020-01-01 | 2025-12-31 | 2023-06-14 13:47 | Deemed Ex Ante Team | In million sq. ft. of floor area (minima set to 1,000 sq. ft.) | 2024-03-22 19:41 | Deemed Ex Ante Team | Set ExpiryDate to 2025-12-31 to enable building vintage consolidation for DEER2026 measures
Com | Com | For commercial aggregated building type | Htl | CZ07 | Rec | Any | 1.292 | DEER2020 | 2020-01-01 | 2025-12-31 | 2023-06-14 13:47 | Deemed Ex Ante Team | In million sq. ft. of floor area (minima set to 1,000 sq. ft.) | 2024-03-22 19:41 | Deemed Ex Ante Team | Set ExpiryDate to 2025-12-31 to enable building vintage consolidation for DEER2026 measures
Com | Com | For commercial aggregated building type | Htl | CZ08 | Ex | Any | 3.804 | DEER2020 | 2020-01-01 | 2025-12-31 | 2023-06-14 13:47 | Deemed Ex Ante Team | In million sq. ft. of floor area (minima set to 1,000 sq. ft.) | 2024-03-22 19:41 | Deemed Ex Ante Team | Set ExpiryDate to 2025-12-31 to enable building vintage consolidation for DEER2026 measures
Com | Com | For commercial aggregated building type | Htl | CZ08 | Ex | Any | 28.398 | DEER2026 | 2026-01-01 |  | 2024-03-22 19:32 | Deemed Ex Ante Team | In million sq. ft. of floor area (minima set to 1,000 sq. ft.). Sum of Ex, Old, Recent of DEER2020 version weights. | 2024-03-22 19:32 | Deemed Ex Ante Team
Com | Com | For commercial aggregated building type | Htl | CZ08 | New | Any | 0.195 | DEER2020 | 2020-01-01 | 2025-12-31 | 2023-06-14 13:47 | Deemed Ex Ante Team | In million sq. ft. of floor area (minima set to 1,000 sq. ft.) | 2024-03-22 19:41 | Deemed Ex Ante Team | Set ExpiryDate to 2025-12-31 to enable building vintage consolidation for DEER2026 measures
Com | Com | For commercial aggregated building type | Htl | CZ08 | New | Any | 0.195 | DEER2026 | 2026-01-01 |  | 2024-03-22 19:32 | Deemed Ex Ante Team | In million sq. ft. of floor area (minima set to 1,000 sq. ft.). | 2024-03-22 19:32 | Deemed Ex Ante Team
Com | Com | For commercial aggregated building type | Htl | CZ08 | Old | Any | 23.813 | DEER2020 | 2020-01-01 | 2025-12-31 | 2023-06-14 13:47 | Deemed Ex Ante Team | In million sq. ft. of floor area (minima set to 1,000 sq. ft.) | 2024-03-22 19:41 | Deemed Ex Ante Team | Set ExpiryDate to 2025-12-31 to enable building vintage consolidation for DEER2026 measures
Com | Com | For commercial aggregated building type | Htl | CZ08 | Rec | Any | 0.781 | DEER2020 | 2020-01-01 | 2025-12-31 | 2023-06-14 13:47 | Deemed Ex Ante Team | In million sq. ft. of floor area (minima set to 1,000 sq. ft.) | 2024-03-22 19:41 | Deemed Ex Ante Team | Set ExpiryDate to 2025-12-31 to enable building vintage consolidation for DEER2026 measures
Com | Com | For commercial aggregated building type | Htl | CZ09 | Ex | Any | 4.706 | DEER2020 | 2020-01-01 | 2025-12-31 | 2023-06-14 13:47 | Deemed Ex Ante Team | In million sq. ft. of floor area (minima set to 1,000 sq. ft.) | 2024-03-22 19:41 | Deemed Ex Ante Team | Set ExpiryDate to 2025-12-31 to enable building vintage consolidation for DEER2026 measures
Com | Com | For commercial aggregated building type | Htl | CZ09 | Ex | Any | 32.179 | DEER2026 | 2026-01-01 |  | 2024-03-22 19:32 | Deemed Ex Ante Team | In million sq. ft. of floor area (minima set to 1,000 sq. ft.). Sum of Ex, Old, Recent of DEER2020 version weights. | 2024-03-22 19:32 | Deemed Ex Ante Team
Com | Com | For commercial aggregated building type | Htl | CZ09 | New | Any | 0.29 | DEER2020 | 2020-01-01 | 2025-12-31 | 2023-06-14 13:47 | Deemed Ex Ante Team | In million sq. ft. of floor area (minima set to 1,000 sq. ft.) | 2024-03-22 19:41 | Deemed Ex Ante Team | Set ExpiryDate to 2025-12-31 to enable building vintage consolidation for DEER2026 measures
Com | Com | For commercial aggregated building type | Htl | CZ09 | New | Any | 0.29 | DEER2026 | 2026-01-01 |  | 2024-03-22 19:32 | Deemed Ex Ante Team | In million sq. ft. of floor area (minima set to 1,000 sq. ft.). | 2024-03-22 19:32 | Deemed Ex Ante Team
Com | Com | For commercial aggregated building type | Htl | CZ09 | Old | Any | 26.311 | DEER2020 | 2020-01-01 | 2025-12-31 | 2023-06-14 13:47 | Deemed Ex Ante Team | In million sq. ft. of floor area (minima set to 1,000 sq. ft.) | 2024-03-22 19:41 | Deemed Ex Ante Team | Set ExpiryDate to 2025-12-31 to enable building vintage consolidation for DEER2026 measures
Com | Com | For commercial aggregated building type | Htl | CZ09 | Rec | Any | 1.162 | DEER2020 | 2020-01-01 | 2025-12-31 | 2023-06-14 13:47 | Deemed Ex Ante Team | In million sq. ft. of floor area (minima set to 1,000 sq. ft.) | 2024-03-22 19:41 | Deemed Ex Ante Team | Set ExpiryDate to 2025-12-31 to enable building vintage consolidation for DEER2026 measures
Com | Com | For commercial aggregated building type | Htl | CZ10 | Ex | Any | 2.642 | DEER2020 | 2020-01-01 | 2025-12-31 | 2023-06-14 13:47 | Deemed Ex Ante Team | In million sq. ft. of floor area (minima set to 1,000 sq. ft.) | 2024-03-22 19:41 | Deemed Ex Ante Team | Set ExpiryDate to 2025-12-31 to enable building vintage consolidation for DEER2026 measures
Com | Com | For commercial aggregated building type | Htl | CZ10 | Ex | Any | 9.062 | DEER2026 | 2026-01-01 |  | 2024-03-22 19:32 | Deemed Ex Ante Team | In million sq. ft. of floor area (minima set to 1,000 sq. ft.). Sum of Ex, Old, Recent of DEER2020 version weights. | 2024-03-22 19:32 | Deemed Ex Ante Team
Com | Com | For commercial aggregated building type | Htl | CZ10 | New | Any | 0.145 | DEER2020 | 2020-01-01 | 2025-12-31 | 2023-06-14 13:47 | Deemed Ex Ante Team | In million sq. ft. of floor area (minima set to 1,000 sq. ft.) | 2024-03-22 19:41 | Deemed Ex Ante Team | Set ExpiryDate to 2025-12-31 to enable building vintage consolidation for DEER2026 measures
Com | Com | For commercial aggregated building type | Htl | CZ10 | New | Any | 0.145 | DEER2026 | 2026-01-01 |  | 2024-03-22 19:32 | Deemed Ex Ante Team | In million sq. ft. of floor area (minima set to 1,000 sq. ft.). | 2024-03-22 19:32 | Deemed Ex Ante Team
Com | Com | For commercial aggregated building type | Htl | CZ10 | Old | Any | 5.843 | DEER2020 | 2020-01-01 | 2025-12-31 | 2023-06-14 13:47 | Deemed Ex Ante Team | In million sq. ft. of floor area (minima set to 1,000 sq. ft.) | 2024-03-22 19:41 | Deemed Ex Ante Team | Set ExpiryDate to 2025-12-31 to enable building vintage consolidation for DEER2026 measures
Com | Com | For commercial aggregated building type | Htl | CZ10 | Rec | Any | 0.577 | DEER2020 | 2020-01-01 | 2025-12-31 | 2023-06-14 13:47 | Deemed Ex Ante Team | In million sq. ft. of floor area (minima set to 1,000 sq. ft.) | 2024-03-22 19:41 | Deemed Ex Ante Team | Set ExpiryDate to 2025-12-31 to enable building vintage consolidation for DEER2026 measures
Com | Com | For commercial aggregated building type | Htl | CZ11 | Ex | Any | 0.508 | DEER2020 | 2020-01-01 | 2025-12-31 | 2023-06-14 13:47 | Deemed Ex Ante Team | In million sq. ft. of floor area (minima set to 1,000 sq. ft.) | 2024-03-22 19:41 | Deemed Ex Ante Team | Set ExpiryDate to 2025-12-31 to enable building vintage consolidation for DEER2026 measures
Com | Com | For commercial aggregated building type | Htl | CZ11 | Ex | Any | 2.541 | DEER2026 | 2026-01-01 |  | 2024-03-22 19:32 | Deemed Ex Ante Team | In million sq. ft. of floor area (minima set to 1,000 sq. ft.). Sum of Ex, Old, Recent of DEER2020 version weights. | 2024-03-22 19:32 | Deemed Ex Ante Team
Com | Com | For commercial aggregated building type | Htl | CZ11 | New | Any | 0.027 | DEER2020 | 2020-01-01 | 2025-12-31 | 2023-06-14 13:47 | Deemed Ex Ante Team | In million sq. ft. of floor area (minima set to 1,000 sq. ft.) | 2024-03-22 19:41 | Deemed Ex Ante Team | Set ExpiryDate to 2025-12-31 to enable building vintage consolidation for DEER2026 measures
Com | Com | For commercial aggregated building type | Htl | CZ11 | New | Any | 0.027 | DEER2026 | 2026-01-01 |  | 2024-03-22 19:32 | Deemed Ex Ante Team | In million sq. ft. of floor area (minima set to 1,000 sq. ft.). | 2024-03-22 19:32 | Deemed Ex Ante Team
Com | Com | For commercial aggregated building type | Htl | CZ11 | Old | Any | 1.924 | DEER2020 | 2020-01-01 | 2025-12-31 | 2023-06-14 13:47 | Deemed Ex Ante Team | In million sq. ft. of floor area (minima set to 1,000 sq. ft.) | 2024-03-22 19:41 | Deemed Ex Ante Team | Set ExpiryDate to 2025-12-31 to enable building vintage consolidation for DEER2026 measures
Com | Com | For commercial aggregated building type | Htl | CZ11 | Rec | Any | 0.109 | DEER2020 | 2020-01-01 | 2025-12-31 | 2023-06-14 13:47 | Deemed Ex Ante Team | In million sq. ft. of floor area (minima set to 1,000 sq. ft.) | 2024-03-22 19:41 | Deemed Ex Ante Team | Set ExpiryDate to 2025-12-31 to enable building vintage consolidation for DEER2026 measures
Com | Com | For commercial aggregated building type | Htl | CZ12 | Ex | Any | 1.914 | DEER2020 | 2020-01-01 | 2025-12-31 | 2023-06-14 13:47 | Deemed Ex Ante Team | In million sq. ft. of floor area (minima set to 1,000 sq. ft.) | 2024-03-22 19:41 | Deemed Ex Ante Team | Set ExpiryDate to 2025-12-31 to enable building vintage consolidation for DEER2026 measures
Com | Com | For commercial aggregated building type | Htl | CZ12 | Ex | Any | 8.772 | DEER2026 | 2026-01-01 |  | 2024-03-22 19:32 | Deemed Ex Ante Team | In million sq. ft. of floor area (minima set to 1,000 sq. ft.). Sum of Ex, Old, Recent of DEER2020 version weights. | 2024-03-22 19:32 | Deemed Ex Ante Team
Com | Com | For commercial aggregated building type | Htl | CZ12 | New | Any | 0.105 | DEER2020 | 2020-01-01 | 2025-12-31 | 2023-06-14 13:47 | Deemed Ex Ante Team | In million sq. ft. of floor area (minima set to 1,000 sq. ft.) | 2024-03-22 19:41 | Deemed Ex Ante Team | Set ExpiryDate to 2025-12-31 to enable building vintage consolidation for DEER2026 measures
Com | Com | For commercial aggregated building type | Htl | CZ12 | New | Any | 0.105 | DEER2026 | 2026-01-01 |  | 2024-03-22 19:32 | Deemed Ex Ante Team | In million sq. ft. of floor area (minima set to 1,000 sq. ft.). | 2024-03-22 19:32 | Deemed Ex Ante Team
Com | Com | For commercial aggregated building type | Htl | CZ12 | Old | Any | 6.437 | DEER2020 | 2020-01-01 | 2025-12-31 | 2023-06-14 13:47 | Deemed Ex Ante Team | In million sq. ft. of floor area (minima set to 1,000 sq. ft.) | 2024-03-22 19:41 | Deemed Ex Ante Team | Set ExpiryDate to 2025-12-31 to enable building vintage consolidation for DEER2026 measures
Com | Com | For commercial aggregated building type | Htl | CZ12 | Rec | Any | 0.421 | DEER2020 | 2020-01-01 | 2025-12-31 | 2023-06-14 13:47 | Deemed Ex Ante Team | In million sq. ft. of floor area (minima set to 1,000 sq. ft.) | 2024-03-22 19:41 | Deemed Ex Ante Team | Set ExpiryDate to 2025-12-31 to enable building vintage consolidation for DEER2026 measures
Com | Com | For commercial aggregated building type | Htl | CZ13 | Ex | Any | 1.278 | DEER2020 | 2020-01-01 | 2025-12-31 | 2023-06-14 13:47 | Deemed Ex Ante Team | In million sq. ft. of floor area (minima set to 1,000 sq. ft.) | 2024-03-22 19:41 | Deemed Ex Ante Team | Set ExpiryDate to 2025-12-31 to enable building vintage consolidation for DEER2026 measures
Com | Com | For commercial aggregated building type | Htl | CZ13 | Ex | Any | 6.77 | DEER2026 | 2026-01-01 |  | 2024-03-22 19:32 | Deemed Ex Ante Team | In million sq. ft. of floor area (minima set to 1,000 sq. ft.). Sum of Ex, Old, Recent of DEER2020 version weights. | 2024-03-22 19:32 | Deemed Ex Ante Team
Com | Com | For commercial aggregated building type | Htl | CZ13 | New | Any | 0.074 | DEER2020 | 2020-01-01 | 2025-12-31 | 2023-06-14 13:47 | Deemed Ex Ante Team | In million sq. ft. of floor area (minima set to 1,000 sq. ft.) | 2024-03-22 19:41 | Deemed Ex Ante Team | Set ExpiryDate to 2025-12-31 to enable building vintage consolidation for DEER2026 measures
Com | Com | For commercial aggregated building type | Htl | CZ13 | New | Any | 0.074 | DEER2026 | 2026-01-01 |  | 2024-03-22 19:32 | Deemed Ex Ante Team | In million sq. ft. of floor area (minima set to 1,000 sq. ft.). | 2024-03-22 19:32 | Deemed Ex Ante Team
Com | Com | For commercial aggregated building type | Htl | CZ13 | Old | Any | 5.201 | DEER2020 | 2020-01-01 | 2025-12-31 | 2023-06-14 13:47 | Deemed Ex Ante Team | In million sq. ft. of floor area (minima set to 1,000 sq. ft.) | 2024-03-22 19:41 | Deemed Ex Ante Team | Set ExpiryDate to 2025-12-31 to enable building vintage consolidation for DEER2026 measures
Com | Com | For commercial aggregated building type | Htl | CZ13 | Rec | Any | 0.291 | DEER2020 | 2020-01-01 | 2025-12-31 | 2023-06-14 13:47 | Deemed Ex Ante Team | In million sq. ft. of floor area (minima set to 1,000 sq. ft.) | 2024-03-22 19:41 | Deemed Ex Ante Team | Set ExpiryDate to 2025-12-31 to enable building vintage consolidation for DEER2026 measures
Com | Com | For commercial aggregated building type | Htl | CZ14 | Ex | Any | 0.878 | DEER2020 | 2020-01-01 | 2025-12-31 | 2023-06-14 13:47 | Deemed Ex Ante Team | In million sq. ft. of floor area (minima set to 1,000 sq. ft.) | 2024-03-22 19:41 | Deemed Ex Ante Team | Set ExpiryDate to 2025-12-31 to enable building vintage consolidation for DEER2026 measures
Com | Com | For commercial aggregated building type | Htl | CZ14 | Ex | Any | 3.509 | DEER2026 | 2026-01-01 |  | 2024-03-22 19:32 | Deemed Ex Ante Team | In million sq. ft. of floor area (minima set to 1,000 sq. ft.). Sum of Ex, Old, Recent of DEER2020 version weights. | 2024-03-22 19:32 | Deemed Ex Ante Team
Com | Com | For commercial aggregated building type | Htl | CZ14 | New | Any | 0.052 | DEER2020 | 2020-01-01 | 2025-12-31 | 2023-06-14 13:47 | Deemed Ex Ante Team | In million sq. ft. of floor area (minima set to 1,000 sq. ft.) | 2024-03-22 19:41 | Deemed Ex Ante Team | Set ExpiryDate to 2025-12-31 to enable building vintage consolidation for DEER2026 measures
Com | Com | For commercial aggregated building type | Htl | CZ14 | New | Any | 0.052 | DEER2026 | 2026-01-01 |  | 2024-03-22 19:32 | Deemed Ex Ante Team | In million sq. ft. of floor area (minima set to 1,000 sq. ft.). | 2024-03-22 19:32 | Deemed Ex Ante Team
Com | Com | For commercial aggregated building type | Htl | CZ14 | Old | Any | 2.422 | DEER2020 | 2020-01-01 | 2025-12-31 | 2023-06-14 13:47 | Deemed Ex Ante Team | In million sq. ft. of floor area (minima set to 1,000 sq. ft.) | 2024-03-22 19:41 | Deemed Ex Ante Team | Set ExpiryDate to 2025-12-31 to enable building vintage consolidation for DEER2026 measures
Com | Com | For commercial aggregated building type | Htl | CZ14 | Rec | Any | 0.209 | DEER2020 | 2020-01-01 | 2025-12-31 | 2023-06-14 13:47 | Deemed Ex Ante Team | In million sq. ft. of floor area (minima set to 1,000 sq. ft.) | 2024-03-22 19:41 | Deemed Ex Ante Team | Set ExpiryDate to 2025-12-31 to enable building vintage consolidation for DEER2026 measures
Com | Com | For commercial aggregated building type | Htl | CZ15 | Ex | Any | 5.119 | DEER2020 | 2020-01-01 | 2025-12-31 | 2023-06-14 13:47 | Deemed Ex Ante Team | In million sq. ft. of floor area (minima set to 1,000 sq. ft.) | 2024-03-22 19:41 | Deemed Ex Ante Team | Set ExpiryDate to 2025-12-31 to enable building vintage consolidation for DEER2026 measures
Com | Com | For commercial aggregated building type | Htl | CZ15 | Ex | Any | 17.54 | DEER2026 | 2026-01-01 |  | 2024-03-22 19:32 | Deemed Ex Ante Team | In million sq. ft. of floor area (minima set to 1,000 sq. ft.). Sum of Ex, Old, Recent of DEER2020 version weights. | 2024-03-22 19:32 | Deemed Ex Ante Team
Com | Com | For commercial aggregated building type | Htl | CZ15 | New | Any | 0.278 | DEER2020 | 2020-01-01 | 2025-12-31 | 2023-06-14 13:47 | Deemed Ex Ante Team | In million sq. ft. of floor area (minima set to 1,000 sq. ft.) | 2024-03-22 19:41 | Deemed Ex Ante Team | Set ExpiryDate to 2025-12-31 to enable building vintage consolidation for DEER2026 measures
Com | Com | For commercial aggregated building type | Htl | CZ15 | New | Any | 0.278 | DEER2026 | 2026-01-01 |  | 2024-03-22 19:32 | Deemed Ex Ante Team | In million sq. ft. of floor area (minima set to 1,000 sq. ft.). | 2024-03-22 19:32 | Deemed Ex Ante Team
Com | Com | For commercial aggregated building type | Htl | CZ15 | Old | Any | 11.306 | DEER2020 | 2020-01-01 | 2025-12-31 | 2023-06-14 13:47 | Deemed Ex Ante Team | In million sq. ft. of floor area (minima set to 1,000 sq. ft.) | 2024-03-22 19:41 | Deemed Ex Ante Team | Set ExpiryDate to 2025-12-31 to enable building vintage consolidation for DEER2026 measures
Com | Com | For commercial aggregated building type | Htl | CZ15 | Rec | Any | 1.115 | DEER2020 | 2020-01-01 | 2025-12-31 | 2023-06-14 13:47 | Deemed Ex Ante Team | In million sq. ft. of floor area (minima set to 1,000 sq. ft.) | 2024-03-22 19:41 | Deemed Ex Ante Team | Set ExpiryDate to 2025-12-31 to enable building vintage consolidation for DEER2026 measures
Com | Com | For commercial aggregated building type | Htl | CZ16 | Ex | Any | 1.08 | DEER2020 | 2020-01-01 | 2025-12-31 | 2023-06-14 13:47 | Deemed Ex Ante Team | In million sq. ft. of floor area (minima set to 1,000 sq. ft.) | 2024-03-22 19:41 | Deemed Ex Ante Team | Set ExpiryDate to 2025-12-31 to enable building vintage consolidation for DEER2026 measures
Com | Com | For commercial aggregated building type | Htl | CZ16 | Ex | Any | 5.442 | DEER2026 | 2026-01-01 |  | 2024-03-22 19:32 | Deemed Ex Ante Team | In million sq. ft. of floor area (minima set to 1,000 sq. ft.). Sum of Ex, Old, Recent of DEER2020 version weights. | 2024-03-22 19:32 | Deemed Ex Ante Team
Com | Com | For commercial aggregated building type | Htl | CZ16 | New | Any | 0.069 | DEER2020 | 2020-01-01 | 2025-12-31 | 2023-06-14 13:47 | Deemed Ex Ante Team | In million sq. ft. of floor area (minima set to 1,000 sq. ft.) | 2024-03-22 19:41 | Deemed Ex Ante Team | Set ExpiryDate to 2025-12-31 to enable building vintage consolidation for DEER2026 measures
Com | Com | For commercial aggregated building type | Htl | CZ16 | New | Any | 0.069 | DEER2026 | 2026-01-01 |  | 2024-03-22 19:32 | Deemed Ex Ante Team | In million sq. ft. of floor area (minima set to 1,000 sq. ft.). | 2024-03-22 19:32 | Deemed Ex Ante Team
Com | Com | For commercial aggregated building type | Htl | CZ16 | Old | Any | 4.086 | DEER2020 | 2020-01-01 | 2025-12-31 | 2023-06-14 13:47 | Deemed Ex Ante Team | In million sq. ft. of floor area (minima set to 1,000 sq. ft.) | 2024-03-22 19:41 | Deemed Ex Ante Team | Set ExpiryDate to 2025-12-31 to enable building vintage consolidation for DEER2026 measures
Com | Com | For commercial aggregated building type | Htl | CZ16 | Rec | Any | 0.276 | DEER2020 | 2020-01-01 | 2025-12-31 | 2023-06-14 13:47 | Deemed Ex Ante Team | In million sq. ft. of floor area (minima set to 1,000 sq. ft.) | 2024-03-22 19:41 | Deemed Ex Ante Team | Set ExpiryDate to 2025-12-31 to enable building vintage consolidation for DEER2026 measures
Com | Com | For commercial aggregated building type | Mtl | CZ01 | Ex | Any | 0.224 | DEER2020 | 2020-01-01 | 2025-12-31 | 2023-06-14 13:47 | Deemed Ex Ante Team | In million sq. ft. of floor area (minima set to 1,000 sq. ft.) | 2024-03-22 19:41 | Deemed Ex Ante Team | Set ExpiryDate to 2025-12-31 to enable building vintage consolidation for DEER2026 measures
Com | Com | For commercial aggregated building type | Mtl | CZ01 | Ex | Any | 0.968 | DEER2026 | 2026-01-01 |  | 2024-03-22 19:32 | Deemed Ex Ante Team | In million sq. ft. of floor area (minima set to 1,000 sq. ft.). Sum of Ex, Old, Recent of DEER2020 version weights. | 2024-03-22 19:32 | Deemed Ex Ante Team
Com | Com | For commercial aggregated building type | Mtl | CZ01 | New | Any | 0.01 | DEER2020 | 2020-01-01 | 2025-12-31 | 2023-06-14 13:47 | Deemed Ex Ante Team | In million sq. ft. of floor area (minima set to 1,000 sq. ft.) | 2024-03-22 19:41 | Deemed Ex Ante Team | Set ExpiryDate to 2025-12-31 to enable building vintage consolidation for DEER2026 measures
Com | Com | For commercial aggregated building type | Mtl | CZ01 | New | Any | 0.01 | DEER2026 | 2026-01-01 |  | 2024-03-22 19:32 | Deemed Ex Ante Team | In million sq. ft. of floor area (minima set to 1,000 sq. ft.). | 2024-03-22 19:32 | Deemed Ex Ante Team
Com | Com | For commercial aggregated building type | Mtl | CZ01 | Old | Any | 0.705 | DEER2020 | 2020-01-01 | 2025-12-31 | 2023-06-14 13:47 | Deemed Ex Ante Team | In million sq. ft. of floor area (minima set to 1,000 sq. ft.) | 2024-03-22 19:41 | Deemed Ex Ante Team | Set ExpiryDate to 2025-12-31 to enable building vintage consolidation for DEER2026 measures
Com | Com | For commercial aggregated building type | Mtl | CZ01 | Rec | Any | 0.039 | DEER2020 | 2020-01-01 | 2025-12-31 | 2023-06-14 13:47 | Deemed Ex Ante Team | In million sq. ft. of floor area (minima set to 1,000 sq. ft.) | 2024-03-22 19:41 | Deemed Ex Ante Team | Set ExpiryDate to 2025-12-31 to enable building vintage consolidation for DEER2026 measures
Com | Com | For commercial aggregated building type | Mtl | CZ02 | Ex | Any | 0.824 | DEER2020 | 2020-01-01 | 2025-12-31 | 2023-06-14 13:47 | Deemed Ex Ante Team | In million sq. ft. of floor area (minima set to 1,000 sq. ft.) | 2024-03-22 19:41 | Deemed Ex Ante Team | Set ExpiryDate to 2025-12-31 to enable building vintage consolidation for DEER2026 measures
Com | Com | For commercial aggregated building type | Mtl | CZ02 | Ex | Any | 4.481 | DEER2026 | 2026-01-01 |  | 2024-03-22 19:32 | Deemed Ex Ante Team | In million sq. ft. of floor area (minima set to 1,000 sq. ft.). Sum of Ex, Old, Recent of DEER2020 version weights. | 2024-03-22 19:32 | Deemed Ex Ante Team
Com | Com | For commercial aggregated building type | Mtl | CZ02 | New | Any | 0.042 | DEER2020 | 2020-01-01 | 2025-12-31 | 2023-06-14 13:47 | Deemed Ex Ante Team | In million sq. ft. of floor area (minima set to 1,000 sq. ft.) | 2024-03-22 19:41 | Deemed Ex Ante Team | Set ExpiryDate to 2025-12-31 to enable building vintage consolidation for DEER2026 measures
Com | Com | For commercial aggregated building type | Mtl | CZ02 | New | Any | 0.042 | DEER2026 | 2026-01-01 |  | 2024-03-22 19:32 | Deemed Ex Ante Team | In million sq. ft. of floor area (minima set to 1,000 sq. ft.). | 2024-03-22 19:32 | Deemed Ex Ante Team
Com | Com | For commercial aggregated building type | Mtl | CZ02 | Old | Any | 3.489 | DEER2020 | 2020-01-01 | 2025-12-31 | 2023-06-14 13:47 | Deemed Ex Ante Team | In million sq. ft. of floor area (minima set to 1,000 sq. ft.) | 2024-03-22 19:41 | Deemed Ex Ante Team | Set ExpiryDate to 2025-12-31 to enable building vintage consolidation for DEER2026 measures
Com | Com | For commercial aggregated building type | Mtl | CZ02 | Rec | Any | 0.168 | DEER2020 | 2020-01-01 | 2025-12-31 | 2023-06-14 13:47 | Deemed Ex Ante Team | In million sq. ft. of floor area (minima set to 1,000 sq. ft.) | 2024-03-22 19:41 | Deemed Ex Ante Team | Set ExpiryDate to 2025-12-31 to enable building vintage consolidation for DEER2026 measures
Com | Com | For commercial aggregated building type | Mtl | CZ03 | Ex | Any | 3.374 | DEER2020 | 2020-01-01 | 2025-12-31 | 2023-06-14 13:47 | Deemed Ex Ante Team | In million sq. ft. of floor area (minima set to 1,000 sq. ft.) | 2024-03-22 19:41 | Deemed Ex Ante Team | Set ExpiryDate to 2025-12-31 to enable building vintage consolidation for DEER2026 measures
Com | Com | For commercial aggregated building type | Mtl | CZ03 | Ex | Any | 26.98 | DEER2026 | 2026-01-01 |  | 2024-03-22 19:32 | Deemed Ex Ante Team | In million sq. ft. of floor area (minima set to 1,000 sq. ft.). Sum of Ex, Old, Recent of DEER2020 version weights. | 2024-03-22 19:32 | Deemed Ex Ante Team
Com | Com | For commercial aggregated building type | Mtl | CZ03 | New | Any | 0.125 | DEER2020 | 2020-01-01 | 2025-12-31 | 2023-06-14 13:47 | Deemed Ex Ante Team | In million sq. ft. of floor area (minima set to 1,000 sq. ft.) | 2024-03-22 19:41 | Deemed Ex Ante Team | Set ExpiryDate to 2025-12-31 to enable building vintage consolidation for DEER2026 measures
Com | Com | For commercial aggregated building type | Mtl | CZ03 | New | Any | 0.125 | DEER2026 | 2026-01-01 |  | 2024-03-22 19:32 | Deemed Ex Ante Team | In million sq. ft. of floor area (minima set to 1,000 sq. ft.). | 2024-03-22 19:32 | Deemed Ex Ante Team
Com | Com | For commercial aggregated building type | Mtl | CZ03 | Old | Any | 23.105 | DEER2020 | 2020-01-01 | 2025-12-31 | 2023-06-14 13:47 | Deemed Ex Ante Team | In million sq. ft. of floor area (minima set to 1,000 sq. ft.) | 2024-03-22 19:41 | Deemed Ex Ante Team | Set ExpiryDate to 2025-12-31 to enable building vintage consolidation for DEER2026 measures
Com | Com | For commercial aggregated building type | Mtl | CZ03 | Rec | Any | 0.501 | DEER2020 | 2020-01-01 | 2025-12-31 | 2023-06-14 13:47 | Deemed Ex Ante Team | In million sq. ft. of floor area (minima set to 1,000 sq. ft.) | 2024-03-22 19:41 | Deemed Ex Ante Team | Set ExpiryDate to 2025-12-31 to enable building vintage consolidation for DEER2026 measures
Com | Com | For commercial aggregated building type | Mtl | CZ04 | Ex | Any | 1.722 | DEER2020 | 2020-01-01 | 2025-12-31 | 2023-06-14 13:47 | Deemed Ex Ante Team | In million sq. ft. of floor area (minima set to 1,000 sq. ft.) | 2024-03-22 19:41 | Deemed Ex Ante Team | Set ExpiryDate to 2025-12-31 to enable building vintage consolidation for DEER2026 measures
Com | Com | For commercial aggregated building type | Mtl | CZ04 | Ex | Any | 9.46 | DEER2026 | 2026-01-01 |  | 2024-03-22 19:32 | Deemed Ex Ante Team | In million sq. ft. of floor area (minima set to 1,000 sq. ft.). Sum of Ex, Old, Recent of DEER2020 version weights. | 2024-03-22 19:32 | Deemed Ex Ante Team
Com | Com | For commercial aggregated building type | Mtl | CZ04 | New | Any | 0.093 | DEER2020 | 2020-01-01 | 2025-12-31 | 2023-06-14 13:47 | Deemed Ex Ante Team | In million sq. ft. of floor area (minima set to 1,000 sq. ft.) | 2024-03-22 19:41 | Deemed Ex Ante Team | Set ExpiryDate to 2025-12-31 to enable building vintage consolidation for DEER2026 measures
Com | Com | For commercial aggregated building type | Mtl | CZ04 | New | Any | 0.093 | DEER2026 | 2026-01-01 |  | 2024-03-22 19:32 | Deemed Ex Ante Team | In million sq. ft. of floor area (minima set to 1,000 sq. ft.). | 2024-03-22 19:32 | Deemed Ex Ante Team
Com | Com | For commercial aggregated building type | Mtl | CZ04 | Old | Any | 7.366 | DEER2020 | 2020-01-01 | 2025-12-31 | 2023-06-14 13:47 | Deemed Ex Ante Team | In million sq. ft. of floor area (minima set to 1,000 sq. ft.) | 2024-03-22 19:41 | Deemed Ex Ante Team | Set ExpiryDate to 2025-12-31 to enable building vintage consolidation for DEER2026 measures
Com | Com | For commercial aggregated building type | Mtl | CZ04 | Rec | Any | 0.372 | DEER2020 | 2020-01-01 | 2025-12-31 | 2023-06-14 13:47 | Deemed Ex Ante Team | In million sq. ft. of floor area (minima set to 1,000 sq. ft.) | 2024-03-22 19:41 | Deemed Ex Ante Team | Set ExpiryDate to 2025-12-31 to enable building vintage consolidation for DEER2026 measures
Com | Com | For commercial aggregated building type | Mtl | CZ05 | Ex | Any | 0.763 | DEER2020 | 2020-01-01 | 2025-12-31 | 2023-06-14 13:47 | Deemed Ex Ante Team | In million sq. ft. of floor area (minima set to 1,000 sq. ft.) | 2024-03-22 19:41 | Deemed Ex Ante Team | Set ExpiryDate to 2025-12-31 to enable building vintage consolidation for DEER2026 measures
Com | Com | For commercial aggregated building type | Mtl | CZ05 | Ex | Any | 4.275 | DEER2026 | 2026-01-01 |  | 2024-03-22 19:32 | Deemed Ex Ante Team | In million sq. ft. of floor area (minima set to 1,000 sq. ft.). Sum of Ex, Old, Recent of DEER2020 version weights. | 2024-03-22 19:32 | Deemed Ex Ante Team
Com | Com | For commercial aggregated building type | Mtl | CZ05 | New | Any | 0.041 | DEER2020 | 2020-01-01 | 2025-12-31 | 2023-06-14 13:47 | Deemed Ex Ante Team | In million sq. ft. of floor area (minima set to 1,000 sq. ft.) | 2024-03-22 19:41 | Deemed Ex Ante Team | Set ExpiryDate to 2025-12-31 to enable building vintage consolidation for DEER2026 measures
Com | Com | For commercial aggregated building type | Mtl | CZ05 | New | Any | 0.041 | DEER2026 | 2026-01-01 |  | 2024-03-22 19:32 | Deemed Ex Ante Team | In million sq. ft. of floor area (minima set to 1,000 sq. ft.). | 2024-03-22 19:32 | Deemed Ex Ante Team
Com | Com | For commercial aggregated building type | Mtl | CZ05 | Old | Any | 3.348 | DEER2020 | 2020-01-01 | 2025-12-31 | 2023-06-14 13:47 | Deemed Ex Ante Team | In million sq. ft. of floor area (minima set to 1,000 sq. ft.) | 2024-03-22 19:41 | Deemed Ex Ante Team | Set ExpiryDate to 2025-12-31 to enable building vintage consolidation for DEER2026 measures
Com | Com | For commercial aggregated building type | Mtl | CZ05 | Rec | Any | 0.164 | DEER2020 | 2020-01-01 | 2025-12-31 | 2023-06-14 13:47 | Deemed Ex Ante Team | In million sq. ft. of floor area (minima set to 1,000 sq. ft.) | 2024-03-22 19:41 | Deemed Ex Ante Team | Set ExpiryDate to 2025-12-31 to enable building vintage consolidation for DEER2026 measures
Com | Com | For commercial aggregated building type | Mtl | CZ06 | Ex | Any | 5.581 | DEER2020 | 2020-01-01 | 2025-12-31 | 2023-06-14 13:47 | Deemed Ex Ante Team | In million sq. ft. of floor area (minima set to 1,000 sq. ft.) | 2024-03-22 19:41 | Deemed Ex Ante Team | Set ExpiryDate to 2025-12-31 to enable building vintage consolidation for DEER2026 measures
Com | Com | For commercial aggregated building type | Mtl | CZ06 | Ex | Any | 41.03 | DEER2026 | 2026-01-01 |  | 2024-03-22 19:32 | Deemed Ex Ante Team | In million sq. ft. of floor area (minima set to 1,000 sq. ft.). Sum of Ex, Old, Recent of DEER2020 version weights. | 2024-03-22 19:32 | Deemed Ex Ante Team
Com | Com | For commercial aggregated building type | Mtl | CZ06 | New | Any | 0.28 | DEER2020 | 2020-01-01 | 2025-12-31 | 2023-06-14 13:47 | Deemed Ex Ante Team | In million sq. ft. of floor area (minima set to 1,000 sq. ft.) | 2024-03-22 19:41 | Deemed Ex Ante Team | Set ExpiryDate to 2025-12-31 to enable building vintage consolidation for DEER2026 measures
Com | Com | For commercial aggregated building type | Mtl | CZ06 | New | Any | 0.28 | DEER2026 | 2026-01-01 |  | 2024-03-22 19:32 | Deemed Ex Ante Team | In million sq. ft. of floor area (minima set to 1,000 sq. ft.). | 2024-03-22 19:32 | Deemed Ex Ante Team
Com | Com | For commercial aggregated building type | Mtl | CZ06 | Old | Any | 34.33 | DEER2020 | 2020-01-01 | 2025-12-31 | 2023-06-14 13:47 | Deemed Ex Ante Team | In million sq. ft. of floor area (minima set to 1,000 sq. ft.) | 2024-03-22 19:41 | Deemed Ex Ante Team | Set ExpiryDate to 2025-12-31 to enable building vintage consolidation for DEER2026 measures
Com | Com | For commercial aggregated building type | Mtl | CZ06 | Rec | Any | 1.119 | DEER2020 | 2020-01-01 | 2025-12-31 | 2023-06-14 13:47 | Deemed Ex Ante Team | In million sq. ft. of floor area (minima set to 1,000 sq. ft.) | 2024-03-22 19:41 | Deemed Ex Ante Team | Set ExpiryDate to 2025-12-31 to enable building vintage consolidation for DEER2026 measures
Com | Com | For commercial aggregated building type | Mtl | CZ07 | Ex | Any | 5.897 | DEER2020 | 2020-01-01 | 2025-12-31 | 2023-06-14 13:47 | Deemed Ex Ante Team | In million sq. ft. of floor area (minima set to 1,000 sq. ft.) | 2024-03-22 19:41 | Deemed Ex Ante Team | Set ExpiryDate to 2025-12-31 to enable building vintage consolidation for DEER2026 measures
Com | Com | For commercial aggregated building type | Mtl | CZ07 | Ex | Any | 20.354 | DEER2026 | 2026-01-01 |  | 2024-03-22 19:32 | Deemed Ex Ante Team | In million sq. ft. of floor area (minima set to 1,000 sq. ft.). Sum of Ex, Old, Recent of DEER2020 version weights. | 2024-03-22 19:32 | Deemed Ex Ante Team
Com | Com | For commercial aggregated building type | Mtl | CZ07 | New | Any | 0.323 | DEER2020 | 2020-01-01 | 2025-12-31 | 2023-06-14 13:47 | Deemed Ex Ante Team | In million sq. ft. of floor area (minima set to 1,000 sq. ft.) | 2024-03-22 19:41 | Deemed Ex Ante Team | Set ExpiryDate to 2025-12-31 to enable building vintage consolidation for DEER2026 measures
Com | Com | For commercial aggregated building type | Mtl | CZ07 | New | Any | 0.323 | DEER2026 | 2026-01-01 |  | 2024-03-22 19:32 | Deemed Ex Ante Team | In million sq. ft. of floor area (minima set to 1,000 sq. ft.). | 2024-03-22 19:32 | Deemed Ex Ante Team
Com | Com | For commercial aggregated building type | Mtl | CZ07 | Old | Any | 13.165 | DEER2020 | 2020-01-01 | 2025-12-31 | 2023-06-14 13:47 | Deemed Ex Ante Team | In million sq. ft. of floor area (minima set to 1,000 sq. ft.) | 2024-03-22 19:41 | Deemed Ex Ante Team | Set ExpiryDate to 2025-12-31 to enable building vintage consolidation for DEER2026 measures
Com | Com | For commercial aggregated building type | Mtl | CZ07 | Rec | Any | 1.292 | DEER2020 | 2020-01-01 | 2025-12-31 | 2023-06-14 13:47 | Deemed Ex Ante Team | In million sq. ft. of floor area (minima set to 1,000 sq. ft.) | 2024-03-22 19:41 | Deemed Ex Ante Team | Set ExpiryDate to 2025-12-31 to enable building vintage consolidation for DEER2026 measures
Com | Com | For commercial aggregated building type | Mtl | CZ08 | Ex | Any | 3.804 | DEER2020 | 2020-01-01 | 2025-12-31 | 2023-06-14 13:47 | Deemed Ex Ante Team | In million sq. ft. of floor area (minima set to 1,000 sq. ft.) | 2024-03-22 19:41 | Deemed Ex Ante Team | Set ExpiryDate to 2025-12-31 to enable building vintage consolidation for DEER2026 measures
Com | Com | For commercial aggregated building type | Mtl | CZ08 | Ex | Any | 28.398 | DEER2026 | 2026-01-01 |  | 2024-03-22 19:32 | Deemed Ex Ante Team | In million sq. ft. of floor area (minima set to 1,000 sq. ft.). Sum of Ex, Old, Recent of DEER2020 version weights. | 2024-03-22 19:32 | Deemed Ex Ante Team
Com | Com | For commercial aggregated building type | Mtl | CZ08 | New | Any | 0.195 | DEER2020 | 2020-01-01 | 2025-12-31 | 2023-06-14 13:47 | Deemed Ex Ante Team | In million sq. ft. of floor area (minima set to 1,000 sq. ft.) | 2024-03-22 19:41 | Deemed Ex Ante Team | Set ExpiryDate to 2025-12-31 to enable building vintage consolidation for DEER2026 measures
Com | Com | For commercial aggregated building type | Mtl | CZ08 | New | Any | 0.195 | DEER2026 | 2026-01-01 |  | 2024-03-22 19:32 | Deemed Ex Ante Team | In million sq. ft. of floor area (minima set to 1,000 sq. ft.). | 2024-03-22 19:32 | Deemed Ex Ante Team
Com | Com | For commercial aggregated building type | Mtl | CZ08 | Old | Any | 23.813 | DEER2020 | 2020-01-01 | 2025-12-31 | 2023-06-14 13:47 | Deemed Ex Ante Team | In million sq. ft. of floor area (minima set to 1,000 sq. ft.) | 2024-03-22 19:41 | Deemed Ex Ante Team | Set ExpiryDate to 2025-12-31 to enable building vintage consolidation for DEER2026 measures
Com | Com | For commercial aggregated building type | Mtl | CZ08 | Rec | Any | 0.781 | DEER2020 | 2020-01-01 | 2025-12-31 | 2023-06-14 13:47 | Deemed Ex Ante Team | In million sq. ft. of floor area (minima set to 1,000 sq. ft.) | 2024-03-22 19:41 | Deemed Ex Ante Team | Set ExpiryDate to 2025-12-31 to enable building vintage consolidation for DEER2026 measures
Com | Com | For commercial aggregated building type | Mtl | CZ09 | Ex | Any | 4.706 | DEER2020 | 2020-01-01 | 2025-12-31 | 2023-06-14 13:47 | Deemed Ex Ante Team | In million sq. ft. of floor area (minima set to 1,000 sq. ft.) | 2024-03-22 19:41 | Deemed Ex Ante Team | Set ExpiryDate to 2025-12-31 to enable building vintage consolidation for DEER2026 measures
Com | Com | For commercial aggregated building type | Mtl | CZ09 | Ex | Any | 32.179 | DEER2026 | 2026-01-01 |  | 2024-03-22 19:32 | Deemed Ex Ante Team | In million sq. ft. of floor area (minima set to 1,000 sq. ft.). Sum of Ex, Old, Recent of DEER2020 version weights. | 2024-03-22 19:32 | Deemed Ex Ante Team
Com | Com | For commercial aggregated building type | Mtl | CZ09 | New | Any | 0.29 | DEER2020 | 2020-01-01 | 2025-12-31 | 2023-06-14 13:47 | Deemed Ex Ante Team | In million sq. ft. of floor area (minima set to 1,000 sq. ft.) | 2024-03-22 19:41 | Deemed Ex Ante Team | Set ExpiryDate to 2025-12-31 to enable building vintage consolidation for DEER2026 measures
Com | Com | For commercial aggregated building type | Mtl | CZ09 | New | Any | 0.29 | DEER2026 | 2026-01-01 |  | 2024-03-22 19:32 | Deemed Ex Ante Team | In million sq. ft. of floor area (minima set to 1,000 sq. ft.). | 2024-03-22 19:32 | Deemed Ex Ante Team
Com | Com | For commercial aggregated building type | Mtl | CZ09 | Old | Any | 26.311 | DEER2020 | 2020-01-01 | 2025-12-31 | 2023-06-14 13:47 | Deemed Ex Ante Team | In million sq. ft. of floor area (minima set to 1,000 sq. ft.) | 2024-03-22 19:41 | Deemed Ex Ante Team | Set ExpiryDate to 2025-12-31 to enable building vintage consolidation for DEER2026 measures
Com | Com | For commercial aggregated building type | Mtl | CZ09 | Rec | Any | 1.162 | DEER2020 | 2020-01-01 | 2025-12-31 | 2023-06-14 13:47 | Deemed Ex Ante Team | In million sq. ft. of floor area (minima set to 1,000 sq. ft.) | 2024-03-22 19:41 | Deemed Ex Ante Team | Set ExpiryDate to 2025-12-31 to enable building vintage consolidation for DEER2026 measures
Com | Com | For commercial aggregated building type | Mtl | CZ10 | Ex | Any | 2.642 | DEER2020 | 2020-01-01 | 2025-12-31 | 2023-06-14 13:47 | Deemed Ex Ante Team | In million sq. ft. of floor area (minima set to 1,000 sq. ft.) | 2024-03-22 19:41 | Deemed Ex Ante Team | Set ExpiryDate to 2025-12-31 to enable building vintage consolidation for DEER2026 measures
Com | Com | For commercial aggregated building type | Mtl | CZ10 | Ex | Any | 9.062 | DEER2026 | 2026-01-01 |  | 2024-03-22 19:32 | Deemed Ex Ante Team | In million sq. ft. of floor area (minima set to 1,000 sq. ft.). Sum of Ex, Old, Recent of DEER2020 version weights. | 2024-03-22 19:32 | Deemed Ex Ante Team
Com | Com | For commercial aggregated building type | Mtl | CZ10 | New | Any | 0.145 | DEER2020 | 2020-01-01 | 2025-12-31 | 2023-06-14 13:47 | Deemed Ex Ante Team | In million sq. ft. of floor area (minima set to 1,000 sq. ft.) | 2024-03-22 19:41 | Deemed Ex Ante Team | Set ExpiryDate to 2025-12-31 to enable building vintage consolidation for DEER2026 measures
Com | Com | For commercial aggregated building type | Mtl | CZ10 | New | Any | 0.145 | DEER2026 | 2026-01-01 |  | 2024-03-22 19:32 | Deemed Ex Ante Team | In million sq. ft. of floor area (minima set to 1,000 sq. ft.). | 2024-03-22 19:32 | Deemed Ex Ante Team
Com | Com | For commercial aggregated building type | Mtl | CZ10 | Old | Any | 5.843 | DEER2020 | 2020-01-01 | 2025-12-31 | 2023-06-14 13:47 | Deemed Ex Ante Team | In million sq. ft. of floor area (minima set to 1,000 sq. ft.) | 2024-03-22 19:41 | Deemed Ex Ante Team | Set ExpiryDate to 2025-12-31 to enable building vintage consolidation for DEER2026 measures
Com | Com | For commercial aggregated building type | Mtl | CZ10 | Rec | Any | 0.577 | DEER2020 | 2020-01-01 | 2025-12-31 | 2023-06-14 13:47 | Deemed Ex Ante Team | In million sq. ft. of floor area (minima set to 1,000 sq. ft.) | 2024-03-22 19:41 | Deemed Ex Ante Team | Set ExpiryDate to 2025-12-31 to enable building vintage consolidation for DEER2026 measures
Com | Com | For commercial aggregated building type | Mtl | CZ11 | Ex | Any | 0.508 | DEER2020 | 2020-01-01 | 2025-12-31 | 2023-06-14 13:47 | Deemed Ex Ante Team | In million sq. ft. of floor area (minima set to 1,000 sq. ft.) | 2024-03-22 19:41 | Deemed Ex Ante Team | Set ExpiryDate to 2025-12-31 to enable building vintage consolidation for DEER2026 measures
Com | Com | For commercial aggregated building type | Mtl | CZ11 | Ex | Any | 2.541 | DEER2026 | 2026-01-01 |  | 2024-03-22 19:32 | Deemed Ex Ante Team | In million sq. ft. of floor area (minima set to 1,000 sq. ft.). Sum of Ex, Old, Recent of DEER2020 version weights. | 2024-03-22 19:32 | Deemed Ex Ante Team
Com | Com | For commercial aggregated building type | Mtl | CZ11 | New | Any | 0.027 | DEER2020 | 2020-01-01 | 2025-12-31 | 2023-06-14 13:47 | Deemed Ex Ante Team | In million sq. ft. of floor area (minima set to 1,000 sq. ft.) | 2024-03-22 19:41 | Deemed Ex Ante Team | Set ExpiryDate to 2025-12-31 to enable building vintage consolidation for DEER2026 measures
Com | Com | For commercial aggregated building type | Mtl | CZ11 | New | Any | 0.027 | DEER2026 | 2026-01-01 |  | 2024-03-22 19:32 | Deemed Ex Ante Team | In million sq. ft. of floor area (minima set to 1,000 sq. ft.). | 2024-03-22 19:32 | Deemed Ex Ante Team
Com | Com | For commercial aggregated building type | Mtl | CZ11 | Old | Any | 1.924 | DEER2020 | 2020-01-01 | 2025-12-31 | 2023-06-14 13:47 | Deemed Ex Ante Team | In million sq. ft. of floor area (minima set to 1,000 sq. ft.) | 2024-03-22 19:41 | Deemed Ex Ante Team | Set ExpiryDate to 2025-12-31 to enable building vintage consolidation for DEER2026 measures
Com | Com | For commercial aggregated building type | Mtl | CZ11 | Rec | Any | 0.109 | DEER2020 | 2020-01-01 | 2025-12-31 | 2023-06-14 13:47 | Deemed Ex Ante Team | In million sq. ft. of floor area (minima set to 1,000 sq. ft.) | 2024-03-22 19:41 | Deemed Ex Ante Team | Set ExpiryDate to 2025-12-31 to enable building vintage consolidation for DEER2026 measures
Com | Com | For commercial aggregated building type | Mtl | CZ12 | Ex | Any | 1.914 | DEER2020 | 2020-01-01 | 2025-12-31 | 2023-06-14 13:47 | Deemed Ex Ante Team | In million sq. ft. of floor area (minima set to 1,000 sq. ft.) | 2024-03-22 19:41 | Deemed Ex Ante Team | Set ExpiryDate to 2025-12-31 to enable building vintage consolidation for DEER2026 measures
Com | Com | For commercial aggregated building type | Mtl | CZ12 | Ex | Any | 8.772 | DEER2026 | 2026-01-01 |  | 2024-03-22 19:32 | Deemed Ex Ante Team | In million sq. ft. of floor area (minima set to 1,000 sq. ft.). Sum of Ex, Old, Recent of DEER2020 version weights. | 2024-03-22 19:32 | Deemed Ex Ante Team
Com | Com | For commercial aggregated building type | Mtl | CZ12 | New | Any | 0.105 | DEER2020 | 2020-01-01 | 2025-12-31 | 2023-06-14 13:47 | Deemed Ex Ante Team | In million sq. ft. of floor area (minima set to 1,000 sq. ft.) | 2024-03-22 19:41 | Deemed Ex Ante Team | Set ExpiryDate to 2025-12-31 to enable building vintage consolidation for DEER2026 measures
Com | Com | For commercial aggregated building type | Mtl | CZ12 | New | Any | 0.105 | DEER2026 | 2026-01-01 |  | 2024-03-22 19:32 | Deemed Ex Ante Team | In million sq. ft. of floor area (minima set to 1,000 sq. ft.). | 2024-03-22 19:32 | Deemed Ex Ante Team
Com | Com | For commercial aggregated building type | Mtl | CZ12 | Old | Any | 6.437 | DEER2020 | 2020-01-01 | 2025-12-31 | 2023-06-14 13:47 | Deemed Ex Ante Team | In million sq. ft. of floor area (minima set to 1,000 sq. ft.) | 2024-03-22 19:41 | Deemed Ex Ante Team | Set ExpiryDate to 2025-12-31 to enable building vintage consolidation for DEER2026 measures
Com | Com | For commercial aggregated building type | Mtl | CZ12 | Rec | Any | 0.421 | DEER2020 | 2020-01-01 | 2025-12-31 | 2023-06-14 13:47 | Deemed Ex Ante Team | In million sq. ft. of floor area (minima set to 1,000 sq. ft.) | 2024-03-22 19:41 | Deemed Ex Ante Team | Set ExpiryDate to 2025-12-31 to enable building vintage consolidation for DEER2026 measures
Com | Com | For commercial aggregated building type | Mtl | CZ13 | Ex | Any | 1.278 | DEER2020 | 2020-01-01 | 2025-12-31 | 2023-06-14 13:47 | Deemed Ex Ante Team | In million sq. ft. of floor area (minima set to 1,000 sq. ft.) | 2024-03-22 19:41 | Deemed Ex Ante Team | Set ExpiryDate to 2025-12-31 to enable building vintage consolidation for DEER2026 measures
Com | Com | For commercial aggregated building type | Mtl | CZ13 | Ex | Any | 6.77 | DEER2026 | 2026-01-01 |  | 2024-03-22 19:32 | Deemed Ex Ante Team | In million sq. ft. of floor area (minima set to 1,000 sq. ft.). Sum of Ex, Old, Recent of DEER2020 version weights. | 2024-03-22 19:32 | Deemed Ex Ante Team
Com | Com | For commercial aggregated building type | Mtl | CZ13 | New | Any | 0.074 | DEER2020 | 2020-01-01 | 2025-12-31 | 2023-06-14 13:47 | Deemed Ex Ante Team | In million sq. ft. of floor area (minima set to 1,000 sq. ft.) | 2024-03-22 19:41 | Deemed Ex Ante Team | Set ExpiryDate to 2025-12-31 to enable building vintage consolidation for DEER2026 measures
Com | Com | For commercial aggregated building type | Mtl | CZ13 | New | Any | 0.074 | DEER2026 | 2026-01-01 |  | 2024-03-22 19:32 | Deemed Ex Ante Team | In million sq. ft. of floor area (minima set to 1,000 sq. ft.). | 2024-03-22 19:32 | Deemed Ex Ante Team
Com | Com | For commercial aggregated building type | Mtl | CZ13 | Old | Any | 5.201 | DEER2020 | 2020-01-01 | 2025-12-31 | 2023-06-14 13:47 | Deemed Ex Ante Team | In million sq. ft. of floor area (minima set to 1,000 sq. ft.) | 2024-03-22 19:41 | Deemed Ex Ante Team | Set ExpiryDate to 2025-12-31 to enable building vintage consolidation for DEER2026 measures
Com | Com | For commercial aggregated building type | Mtl | CZ13 | Rec | Any | 0.291 | DEER2020 | 2020-01-01 | 2025-12-31 | 2023-06-14 13:47 | Deemed Ex Ante Team | In million sq. ft. of floor area (minima set to 1,000 sq. ft.) | 2024-03-22 19:41 | Deemed Ex Ante Team | Set ExpiryDate to 2025-12-31 to enable building vintage consolidation for DEER2026 measures
Com | Com | For commercial aggregated building type | Mtl | CZ14 | Ex | Any | 0.878 | DEER2020 | 2020-01-01 | 2025-12-31 | 2023-06-14 13:47 | Deemed Ex Ante Team | In million sq. ft. of floor area (minima set to 1,000 sq. ft.) | 2024-03-22 19:41 | Deemed Ex Ante Team | Set ExpiryDate to 2025-12-31 to enable building vintage consolidation for DEER2026 measures
Com | Com | For commercial aggregated building type | Mtl | CZ14 | Ex | Any | 3.509 | DEER2026 | 2026-01-01 |  | 2024-03-22 19:32 | Deemed Ex Ante Team | In million sq. ft. of floor area (minima set to 1,000 sq. ft.). Sum of Ex, Old, Recent of DEER2020 version weights. | 2024-03-22 19:32 | Deemed Ex Ante Team
Com | Com | For commercial aggregated building type | Mtl | CZ14 | New | Any | 0.052 | DEER2020 | 2020-01-01 | 2025-12-31 | 2023-06-14 13:47 | Deemed Ex Ante Team | In million sq. ft. of floor area (minima set to 1,000 sq. ft.) | 2024-03-22 19:41 | Deemed Ex Ante Team | Set ExpiryDate to 2025-12-31 to enable building vintage consolidation for DEER2026 measures
Com | Com | For commercial aggregated building type | Mtl | CZ14 | New | Any | 0.052 | DEER2026 | 2026-01-01 |  | 2024-03-22 19:32 | Deemed Ex Ante Team | In million sq. ft. of floor area (minima set to 1,000 sq. ft.). | 2024-03-22 19:32 | Deemed Ex Ante Team
Com | Com | For commercial aggregated building type | Mtl | CZ14 | Old | Any | 2.422 | DEER2020 | 2020-01-01 | 2025-12-31 | 2023-06-14 13:47 | Deemed Ex Ante Team | In million sq. ft. of floor area (minima set to 1,000 sq. ft.) | 2024-03-22 19:41 | Deemed Ex Ante Team | Set ExpiryDate to 2025-12-31 to enable building vintage consolidation for DEER2026 measures
Com | Com | For commercial aggregated building type | Mtl | CZ14 | Rec | Any | 0.209 | DEER2020 | 2020-01-01 | 2025-12-31 | 2023-06-14 13:47 | Deemed Ex Ante Team | In million sq. ft. of floor area (minima set to 1,000 sq. ft.) | 2024-03-22 19:41 | Deemed Ex Ante Team | Set ExpiryDate to 2025-12-31 to enable building vintage consolidation for DEER2026 measures
Com | Com | For commercial aggregated building type | Mtl | CZ15 | Ex | Any | 5.119 | DEER2020 | 2020-01-01 | 2025-12-31 | 2023-06-14 13:47 | Deemed Ex Ante Team | In million sq. ft. of floor area (minima set to 1,000 sq. ft.) | 2024-03-22 19:41 | Deemed Ex Ante Team | Set ExpiryDate to 2025-12-31 to enable building vintage consolidation for DEER2026 measures
Com | Com | For commercial aggregated building type | Mtl | CZ15 | Ex | Any | 17.54 | DEER2026 | 2026-01-01 |  | 2024-03-22 19:32 | Deemed Ex Ante Team | In million sq. ft. of floor area (minima set to 1,000 sq. ft.). Sum of Ex, Old, Recent of DEER2020 version weights. | 2024-03-22 19:32 | Deemed Ex Ante Team
Com | Com | For commercial aggregated building type | Mtl | CZ15 | New | Any | 0.278 | DEER2020 | 2020-01-01 | 2025-12-31 | 2023-06-14 13:47 | Deemed Ex Ante Team | In million sq. ft. of floor area (minima set to 1,000 sq. ft.) | 2024-03-22 19:41 | Deemed Ex Ante Team | Set ExpiryDate to 2025-12-31 to enable building vintage consolidation for DEER2026 measures
Com | Com | For commercial aggregated building type | Mtl | CZ15 | New | Any | 0.278 | DEER2026 | 2026-01-01 |  | 2024-03-22 19:32 | Deemed Ex Ante Team | In million sq. ft. of floor area (minima set to 1,000 sq. ft.). | 2024-03-22 19:32 | Deemed Ex Ante Team
Com | Com | For commercial aggregated building type | Mtl | CZ15 | Old | Any | 11.306 | DEER2020 | 2020-01-01 | 2025-12-31 | 2023-06-14 13:47 | Deemed Ex Ante Team | In million sq. ft. of floor area (minima set to 1,000 sq. ft.) | 2024-03-22 19:41 | Deemed Ex Ante Team | Set ExpiryDate to 2025-12-31 to enable building vintage consolidation for DEER2026 measures
Com | Com | For commercial aggregated building type | Mtl | CZ15 | Rec | Any | 1.115 | DEER2020 | 2020-01-01 | 2025-12-31 | 2023-06-14 13:47 | Deemed Ex Ante Team | In million sq. ft. of floor area (minima set to 1,000 sq. ft.) | 2024-03-22 19:41 | Deemed Ex Ante Team | Set ExpiryDate to 2025-12-31 to enable building vintage consolidation for DEER2026 measures
Com | Com | For commercial aggregated building type | Mtl | CZ16 | Ex | Any | 1.08 | DEER2020 | 2020-01-01 | 2025-12-31 | 2023-06-14 13:47 | Deemed Ex Ante Team | In million sq. ft. of floor area (minima set to 1,000 sq. ft.) | 2024-03-22 19:41 | Deemed Ex Ante Team | Set ExpiryDate to 2025-12-31 to enable building vintage consolidation for DEER2026 measures
Com | Com | For commercial aggregated building type | Mtl | CZ16 | Ex | Any | 5.442 | DEER2026 | 2026-01-01 |  | 2024-03-22 19:32 | Deemed Ex Ante Team | In million sq. ft. of floor area (minima set to 1,000 sq. ft.). Sum of Ex, Old, Recent of DEER2020 version weights. | 2024-03-22 19:32 | Deemed Ex Ante Team
Com | Com | For commercial aggregated building type | Mtl | CZ16 | New | Any | 0.069 | DEER2020 | 2020-01-01 | 2025-12-31 | 2023-06-14 13:47 | Deemed Ex Ante Team | In million sq. ft. of floor area (minima set to 1,000 sq. ft.) | 2024-03-22 19:41 | Deemed Ex Ante Team | Set ExpiryDate to 2025-12-31 to enable building vintage consolidation for DEER2026 measures
Com | Com | For commercial aggregated building type | Mtl | CZ16 | New | Any | 0.069 | DEER2026 | 2026-01-01 |  | 2024-03-22 19:32 | Deemed Ex Ante Team | In million sq. ft. of floor area (minima set to 1,000 sq. ft.). | 2024-03-22 19:32 | Deemed Ex Ante Team
Com | Com | For commercial aggregated building type | Mtl | CZ16 | Old | Any | 4.086 | DEER2020 | 2020-01-01 | 2025-12-31 | 2023-06-14 13:47 | Deemed Ex Ante Team | In million sq. ft. of floor area (minima set to 1,000 sq. ft.) | 2024-03-22 19:41 | Deemed Ex Ante Team | Set ExpiryDate to 2025-12-31 to enable building vintage consolidation for DEER2026 measures
Com | Com | For commercial aggregated building type | Mtl | CZ16 | Rec | Any | 0.276 | DEER2020 | 2020-01-01 | 2025-12-31 | 2023-06-14 13:47 | Deemed Ex Ante Team | In million sq. ft. of floor area (minima set to 1,000 sq. ft.) | 2024-03-22 19:41 | Deemed Ex Ante Team | Set ExpiryDate to 2025-12-31 to enable building vintage consolidation for DEER2026 measures
Com | Com | For commercial aggregated building type | Nrs | CZ01 | Ex | Any | 0.141 | DEER2020 | 2020-01-01 | 2025-12-31 | 2023-06-14 13:47 | Deemed Ex Ante Team | In million sq. ft. of floor area (minima set to 1,000 sq. ft.) | 2024-03-22 19:41 | Deemed Ex Ante Team | Set ExpiryDate to 2025-12-31 to enable building vintage consolidation for DEER2026 measures
Com | Com | For commercial aggregated building type | Nrs | CZ01 | Ex | Any | 0.778 | DEER2026 | 2026-01-01 |  | 2024-03-22 19:32 | Deemed Ex Ante Team | In million sq. ft. of floor area (minima set to 1,000 sq. ft.). Sum of Ex, Old, Recent of DEER2020 version weights. | 2024-03-22 19:32 | Deemed Ex Ante Team
Com | Com | For commercial aggregated building type | Nrs | CZ01 | New | Any | 0.006 | DEER2020 | 2020-01-01 | 2025-12-31 | 2023-06-14 13:47 | Deemed Ex Ante Team | In million sq. ft. of floor area (minima set to 1,000 sq. ft.) | 2024-03-22 19:41 | Deemed Ex Ante Team | Set ExpiryDate to 2025-12-31 to enable building vintage consolidation for DEER2026 measures
Com | Com | For commercial aggregated building type | Nrs | CZ01 | New | Any | 0.006 | DEER2026 | 2026-01-01 |  | 2024-03-22 19:32 | Deemed Ex Ante Team | In million sq. ft. of floor area (minima set to 1,000 sq. ft.). | 2024-03-22 19:32 | Deemed Ex Ante Team
Com | Com | For commercial aggregated building type | Nrs | CZ01 | Old | Any | 0.614 | DEER2020 | 2020-01-01 | 2025-12-31 | 2023-06-14 13:47 | Deemed Ex Ante Team | In million sq. ft. of floor area (minima set to 1,000 sq. ft.) | 2024-03-22 19:41 | Deemed Ex Ante Team | Set ExpiryDate to 2025-12-31 to enable building vintage consolidation for DEER2026 measures
Com | Com | For commercial aggregated building type | Nrs | CZ01 | Rec | Any | 0.023 | DEER2020 | 2020-01-01 | 2025-12-31 | 2023-06-14 13:47 | Deemed Ex Ante Team | In million sq. ft. of floor area (minima set to 1,000 sq. ft.) | 2024-03-22 19:41 | Deemed Ex Ante Team | Set ExpiryDate to 2025-12-31 to enable building vintage consolidation for DEER2026 measures
Com | Com | For commercial aggregated building type | Nrs | CZ02 | Ex | Any | 1.019 | DEER2020 | 2020-01-01 | 2025-12-31 | 2023-06-14 13:47 | Deemed Ex Ante Team | In million sq. ft. of floor area (minima set to 1,000 sq. ft.) | 2024-03-22 19:41 | Deemed Ex Ante Team | Set ExpiryDate to 2025-12-31 to enable building vintage consolidation for DEER2026 measures
Com | Com | For commercial aggregated building type | Nrs | CZ02 | Ex | Any | 6.521 | DEER2026 | 2026-01-01 |  | 2024-03-22 19:32 | Deemed Ex Ante Team | In million sq. ft. of floor area (minima set to 1,000 sq. ft.). Sum of Ex, Old, Recent of DEER2020 version weights. | 2024-03-22 19:32 | Deemed Ex Ante Team
Com | Com | For commercial aggregated building type | Nrs | CZ02 | New | Any | 0.053 | DEER2020 | 2020-01-01 | 2025-12-31 | 2023-06-14 13:47 | Deemed Ex Ante Team | In million sq. ft. of floor area (minima set to 1,000 sq. ft.) | 2024-03-22 19:41 | Deemed Ex Ante Team | Set ExpiryDate to 2025-12-31 to enable building vintage consolidation for DEER2026 measures
Com | Com | For commercial aggregated building type | Nrs | CZ02 | New | Any | 0.053 | DEER2026 | 2026-01-01 |  | 2024-03-22 19:32 | Deemed Ex Ante Team | In million sq. ft. of floor area (minima set to 1,000 sq. ft.). | 2024-03-22 19:32 | Deemed Ex Ante Team
Com | Com | For commercial aggregated building type | Nrs | CZ02 | Old | Any | 5.289 | DEER2020 | 2020-01-01 | 2025-12-31 | 2023-06-14 13:47 | Deemed Ex Ante Team | In million sq. ft. of floor area (minima set to 1,000 sq. ft.) | 2024-03-22 19:41 | Deemed Ex Ante Team | Set ExpiryDate to 2025-12-31 to enable building vintage consolidation for DEER2026 measures
Com | Com | For commercial aggregated building type | Nrs | CZ02 | Rec | Any | 0.213 | DEER2020 | 2020-01-01 | 2025-12-31 | 2023-06-14 13:47 | Deemed Ex Ante Team | In million sq. ft. of floor area (minima set to 1,000 sq. ft.) | 2024-03-22 19:41 | Deemed Ex Ante Team | Set ExpiryDate to 2025-12-31 to enable building vintage consolidation for DEER2026 measures
Com | Com | For commercial aggregated building type | Nrs | CZ03 | Ex | Any | 2.179 | DEER2020 | 2020-01-01 | 2025-12-31 | 2023-06-14 13:47 | Deemed Ex Ante Team | In million sq. ft. of floor area (minima set to 1,000 sq. ft.) | 2024-03-22 19:41 | Deemed Ex Ante Team | Set ExpiryDate to 2025-12-31 to enable building vintage consolidation for DEER2026 measures
Com | Com | For commercial aggregated building type | Nrs | CZ03 | Ex | Any | 19.306 | DEER2026 | 2026-01-01 |  | 2024-03-22 19:32 | Deemed Ex Ante Team | In million sq. ft. of floor area (minima set to 1,000 sq. ft.). Sum of Ex, Old, Recent of DEER2020 version weights. | 2024-03-22 19:32 | Deemed Ex Ante Team
Com | Com | For commercial aggregated building type | Nrs | CZ03 | New | Any | 0.146 | DEER2020 | 2020-01-01 | 2025-12-31 | 2023-06-14 13:47 | Deemed Ex Ante Team | In million sq. ft. of floor area (minima set to 1,000 sq. ft.) | 2024-03-22 19:41 | Deemed Ex Ante Team | Set ExpiryDate to 2025-12-31 to enable building vintage consolidation for DEER2026 measures
Com | Com | For commercial aggregated building type | Nrs | CZ03 | New | Any | 0.146 | DEER2026 | 2026-01-01 |  | 2024-03-22 19:32 | Deemed Ex Ante Team | In million sq. ft. of floor area (minima set to 1,000 sq. ft.). | 2024-03-22 19:32 | Deemed Ex Ante Team
Com | Com | For commercial aggregated building type | Nrs | CZ03 | Old | Any | 16.544 | DEER2020 | 2020-01-01 | 2025-12-31 | 2023-06-14 13:47 | Deemed Ex Ante Team | In million sq. ft. of floor area (minima set to 1,000 sq. ft.) | 2024-03-22 19:41 | Deemed Ex Ante Team | Set ExpiryDate to 2025-12-31 to enable building vintage consolidation for DEER2026 measures
Com | Com | For commercial aggregated building type | Nrs | CZ03 | Rec | Any | 0.583 | DEER2020 | 2020-01-01 | 2025-12-31 | 2023-06-14 13:47 | Deemed Ex Ante Team | In million sq. ft. of floor area (minima set to 1,000 sq. ft.) | 2024-03-22 19:41 | Deemed Ex Ante Team | Set ExpiryDate to 2025-12-31 to enable building vintage consolidation for DEER2026 measures
Com | Com | For commercial aggregated building type | Nrs | CZ04 | Ex | Any | 1.448 | DEER2020 | 2020-01-01 | 2025-12-31 | 2023-06-14 13:47 | Deemed Ex Ante Team | In million sq. ft. of floor area (minima set to 1,000 sq. ft.) | 2024-03-22 19:41 | Deemed Ex Ante Team | Set ExpiryDate to 2025-12-31 to enable building vintage consolidation for DEER2026 measures
Com | Com | For commercial aggregated building type | Nrs | CZ04 | Ex | Any | 8.845 | DEER2026 | 2026-01-01 |  | 2024-03-22 19:32 | Deemed Ex Ante Team | In million sq. ft. of floor area (minima set to 1,000 sq. ft.). Sum of Ex, Old, Recent of DEER2020 version weights. | 2024-03-22 19:32 | Deemed Ex Ante Team
Com | Com | For commercial aggregated building type | Nrs | CZ04 | New | Any | 0.075 | DEER2020 | 2020-01-01 | 2025-12-31 | 2023-06-14 13:47 | Deemed Ex Ante Team | In million sq. ft. of floor area (minima set to 1,000 sq. ft.) | 2024-03-22 19:41 | Deemed Ex Ante Team | Set ExpiryDate to 2025-12-31 to enable building vintage consolidation for DEER2026 measures
Com | Com | For commercial aggregated building type | Nrs | CZ04 | New | Any | 0.075 | DEER2026 | 2026-01-01 |  | 2024-03-22 19:32 | Deemed Ex Ante Team | In million sq. ft. of floor area (minima set to 1,000 sq. ft.). | 2024-03-22 19:32 | Deemed Ex Ante Team
Com | Com | For commercial aggregated building type | Nrs | CZ04 | Old | Any | 7.099 | DEER2020 | 2020-01-01 | 2025-12-31 | 2023-06-14 13:47 | Deemed Ex Ante Team | In million sq. ft. of floor area (minima set to 1,000 sq. ft.) | 2024-03-22 19:41 | Deemed Ex Ante Team | Set ExpiryDate to 2025-12-31 to enable building vintage consolidation for DEER2026 measures
Com | Com | For commercial aggregated building type | Nrs | CZ04 | Rec | Any | 0.298 | DEER2020 | 2020-01-01 | 2025-12-31 | 2023-06-14 13:47 | Deemed Ex Ante Team | In million sq. ft. of floor area (minima set to 1,000 sq. ft.) | 2024-03-22 19:41 | Deemed Ex Ante Team | Set ExpiryDate to 2025-12-31 to enable building vintage consolidation for DEER2026 measures
Com | Com | For commercial aggregated building type | Nrs | CZ05 | Ex | Any | 0.524 | DEER2020 | 2020-01-01 | 2025-12-31 | 2023-06-14 13:47 | Deemed Ex Ante Team | In million sq. ft. of floor area (minima set to 1,000 sq. ft.) | 2024-03-22 19:41 | Deemed Ex Ante Team | Set ExpiryDate to 2025-12-31 to enable building vintage consolidation for DEER2026 measures
Com | Com | For commercial aggregated building type | Nrs | CZ05 | Ex | Any | 3.392 | DEER2026 | 2026-01-01 |  | 2024-03-22 19:32 | Deemed Ex Ante Team | In million sq. ft. of floor area (minima set to 1,000 sq. ft.). Sum of Ex, Old, Recent of DEER2020 version weights. | 2024-03-22 19:32 | Deemed Ex Ante Team
Com | Com | For commercial aggregated building type | Nrs | CZ05 | New | Any | 0.023 | DEER2020 | 2020-01-01 | 2025-12-31 | 2023-06-14 13:47 | Deemed Ex Ante Team | In million sq. ft. of floor area (minima set to 1,000 sq. ft.) | 2024-03-22 19:41 | Deemed Ex Ante Team | Set ExpiryDate to 2025-12-31 to enable building vintage consolidation for DEER2026 measures
Com | Com | For commercial aggregated building type | Nrs | CZ05 | New | Any | 0.023 | DEER2026 | 2026-01-01 |  | 2024-03-22 19:32 | Deemed Ex Ante Team | In million sq. ft. of floor area (minima set to 1,000 sq. ft.). | 2024-03-22 19:32 | Deemed Ex Ante Team
Com | Com | For commercial aggregated building type | Nrs | CZ05 | Old | Any | 2.773 | DEER2020 | 2020-01-01 | 2025-12-31 | 2023-06-14 13:47 | Deemed Ex Ante Team | In million sq. ft. of floor area (minima set to 1,000 sq. ft.) | 2024-03-22 19:41 | Deemed Ex Ante Team | Set ExpiryDate to 2025-12-31 to enable building vintage consolidation for DEER2026 measures
Com | Com | For commercial aggregated building type | Nrs | CZ05 | Rec | Any | 0.095 | DEER2020 | 2020-01-01 | 2025-12-31 | 2023-06-14 13:47 | Deemed Ex Ante Team | In million sq. ft. of floor area (minima set to 1,000 sq. ft.) | 2024-03-22 19:41 | Deemed Ex Ante Team | Set ExpiryDate to 2025-12-31 to enable building vintage consolidation for DEER2026 measures
Com | Com | For commercial aggregated building type | Nrs | CZ06 | Ex | Any | 4.997 | DEER2020 | 2020-01-01 | 2025-12-31 | 2023-06-14 13:47 | Deemed Ex Ante Team | In million sq. ft. of floor area (minima set to 1,000 sq. ft.) | 2024-03-22 19:41 | Deemed Ex Ante Team | Set ExpiryDate to 2025-12-31 to enable building vintage consolidation for DEER2026 measures
Com | Com | For commercial aggregated building type | Nrs | CZ06 | Ex | Any | 32.917 | DEER2026 | 2026-01-01 |  | 2024-03-22 19:32 | Deemed Ex Ante Team | In million sq. ft. of floor area (minima set to 1,000 sq. ft.). Sum of Ex, Old, Recent of DEER2020 version weights. | 2024-03-22 19:32 | Deemed Ex Ante Team
Com | Com | For commercial aggregated building type | Nrs | CZ06 | New | Any | 0.214 | DEER2020 | 2020-01-01 | 2025-12-31 | 2023-06-14 13:47 | Deemed Ex Ante Team | In million sq. ft. of floor area (minima set to 1,000 sq. ft.) | 2024-03-22 19:41 | Deemed Ex Ante Team | Set ExpiryDate to 2025-12-31 to enable building vintage consolidation for DEER2026 measures
Com | Com | For commercial aggregated building type | Nrs | CZ06 | New | Any | 0.214 | DEER2026 | 2026-01-01 |  | 2024-03-22 19:32 | Deemed Ex Ante Team | In million sq. ft. of floor area (minima set to 1,000 sq. ft.). | 2024-03-22 19:32 | Deemed Ex Ante Team
Com | Com | For commercial aggregated building type | Nrs | CZ06 | Old | Any | 27.065 | DEER2020 | 2020-01-01 | 2025-12-31 | 2023-06-14 13:47 | Deemed Ex Ante Team | In million sq. ft. of floor area (minima set to 1,000 sq. ft.) | 2024-03-22 19:41 | Deemed Ex Ante Team | Set ExpiryDate to 2025-12-31 to enable building vintage consolidation for DEER2026 measures
Com | Com | For commercial aggregated building type | Nrs | CZ06 | Rec | Any | 0.855 | DEER2020 | 2020-01-01 | 2025-12-31 | 2023-06-14 13:47 | Deemed Ex Ante Team | In million sq. ft. of floor area (minima set to 1,000 sq. ft.) | 2024-03-22 19:41 | Deemed Ex Ante Team | Set ExpiryDate to 2025-12-31 to enable building vintage consolidation for DEER2026 measures
Com | Com | For commercial aggregated building type | Nrs | CZ07 | Ex | Any | 1.846 | DEER2020 | 2020-01-01 | 2025-12-31 | 2023-06-14 13:47 | Deemed Ex Ante Team | In million sq. ft. of floor area (minima set to 1,000 sq. ft.) | 2024-03-22 19:41 | Deemed Ex Ante Team | Set ExpiryDate to 2025-12-31 to enable building vintage consolidation for DEER2026 measures
Com | Com | For commercial aggregated building type | Nrs | CZ07 | Ex | Any | 12.934 | DEER2026 | 2026-01-01 |  | 2024-03-22 19:32 | Deemed Ex Ante Team | In million sq. ft. of floor area (minima set to 1,000 sq. ft.). Sum of Ex, Old, Recent of DEER2020 version weights. | 2024-03-22 19:32 | Deemed Ex Ante Team
Com | Com | For commercial aggregated building type | Nrs | CZ07 | New | Any | 0.083 | DEER2020 | 2020-01-01 | 2025-12-31 | 2023-06-14 13:47 | Deemed Ex Ante Team | In million sq. ft. of floor area (minima set to 1,000 sq. ft.) | 2024-03-22 19:41 | Deemed Ex Ante Team | Set ExpiryDate to 2025-12-31 to enable building vintage consolidation for DEER2026 measures
Com | Com | For commercial aggregated building type | Nrs | CZ07 | New | Any | 0.083 | DEER2026 | 2026-01-01 |  | 2024-03-22 19:32 | Deemed Ex Ante Team | In million sq. ft. of floor area (minima set to 1,000 sq. ft.). | 2024-03-22 19:32 | Deemed Ex Ante Team
Com | Com | For commercial aggregated building type | Nrs | CZ07 | Old | Any | 10.755 | DEER2020 | 2020-01-01 | 2025-12-31 | 2023-06-14 13:47 | Deemed Ex Ante Team | In million sq. ft. of floor area (minima set to 1,000 sq. ft.) | 2024-03-22 19:41 | Deemed Ex Ante Team | Set ExpiryDate to 2025-12-31 to enable building vintage consolidation for DEER2026 measures
Com | Com | For commercial aggregated building type | Nrs | CZ07 | Rec | Any | 0.333 | DEER2020 | 2020-01-01 | 2025-12-31 | 2023-06-14 13:47 | Deemed Ex Ante Team | In million sq. ft. of floor area (minima set to 1,000 sq. ft.) | 2024-03-22 19:41 | Deemed Ex Ante Team | Set ExpiryDate to 2025-12-31 to enable building vintage consolidation for DEER2026 measures
Com | Com | For commercial aggregated building type | Nrs | CZ08 | Ex | Any | 5.689 | DEER2020 | 2020-01-01 | 2025-12-31 | 2023-06-14 13:47 | Deemed Ex Ante Team | In million sq. ft. of floor area (minima set to 1,000 sq. ft.) | 2024-03-22 19:41 | Deemed Ex Ante Team | Set ExpiryDate to 2025-12-31 to enable building vintage consolidation for DEER2026 measures
Com | Com | For commercial aggregated building type | Nrs | CZ08 | Ex | Any | 37.23 | DEER2026 | 2026-01-01 |  | 2024-03-22 19:32 | Deemed Ex Ante Team | In million sq. ft. of floor area (minima set to 1,000 sq. ft.). Sum of Ex, Old, Recent of DEER2020 version weights. | 2024-03-22 19:32 | Deemed Ex Ante Team
Com | Com | For commercial aggregated building type | Nrs | CZ08 | New | Any | 0.247 | DEER2020 | 2020-01-01 | 2025-12-31 | 2023-06-14 13:47 | Deemed Ex Ante Team | In million sq. ft. of floor area (minima set to 1,000 sq. ft.) | 2024-03-22 19:41 | Deemed Ex Ante Team | Set ExpiryDate to 2025-12-31 to enable building vintage consolidation for DEER2026 measures
Com | Com | For commercial aggregated building type | Nrs | CZ08 | New | Any | 0.247 | DEER2026 | 2026-01-01 |  | 2024-03-22 19:32 | Deemed Ex Ante Team | In million sq. ft. of floor area (minima set to 1,000 sq. ft.). | 2024-03-22 19:32 | Deemed Ex Ante Team
Com | Com | For commercial aggregated building type | Nrs | CZ08 | Old | Any | 30.552 | DEER2020 | 2020-01-01 | 2025-12-31 | 2023-06-14 13:47 | Deemed Ex Ante Team | In million sq. ft. of floor area (minima set to 1,000 sq. ft.) | 2024-03-22 19:41 | Deemed Ex Ante Team | Set ExpiryDate to 2025-12-31 to enable building vintage consolidation for DEER2026 measures
Com | Com | For commercial aggregated building type | Nrs | CZ08 | Rec | Any | 0.989 | DEER2020 | 2020-01-01 | 2025-12-31 | 2023-06-14 13:47 | Deemed Ex Ante Team | In million sq. ft. of floor area (minima set to 1,000 sq. ft.) | 2024-03-22 19:41 | Deemed Ex Ante Team | Set ExpiryDate to 2025-12-31 to enable building vintage consolidation for DEER2026 measures
Com | Com | For commercial aggregated building type | Nrs | CZ09 | Ex | Any | 5.375 | DEER2020 | 2020-01-01 | 2025-12-31 | 2023-06-14 13:47 | Deemed Ex Ante Team | In million sq. ft. of floor area (minima set to 1,000 sq. ft.) | 2024-03-22 19:41 | Deemed Ex Ante Team | Set ExpiryDate to 2025-12-31 to enable building vintage consolidation for DEER2026 measures
Com | Com | For commercial aggregated building type | Nrs | CZ09 | Ex | Any | 32.043 | DEER2026 | 2026-01-01 |  | 2024-03-22 19:32 | Deemed Ex Ante Team | In million sq. ft. of floor area (minima set to 1,000 sq. ft.). Sum of Ex, Old, Recent of DEER2020 version weights. | 2024-03-22 19:32 | Deemed Ex Ante Team
Com | Com | For commercial aggregated building type | Nrs | CZ09 | New | Any | 0.255 | DEER2020 | 2020-01-01 | 2025-12-31 | 2023-06-14 13:47 | Deemed Ex Ante Team | In million sq. ft. of floor area (minima set to 1,000 sq. ft.) | 2024-03-22 19:41 | Deemed Ex Ante Team | Set ExpiryDate to 2025-12-31 to enable building vintage consolidation for DEER2026 measures
Com | Com | For commercial aggregated building type | Nrs | CZ09 | New | Any | 0.255 | DEER2026 | 2026-01-01 |  | 2024-03-22 19:32 | Deemed Ex Ante Team | In million sq. ft. of floor area (minima set to 1,000 sq. ft.). | 2024-03-22 19:32 | Deemed Ex Ante Team
Com | Com | For commercial aggregated building type | Nrs | CZ09 | Old | Any | 25.651 | DEER2020 | 2020-01-01 | 2025-12-31 | 2023-06-14 13:47 | Deemed Ex Ante Team | In million sq. ft. of floor area (minima set to 1,000 sq. ft.) | 2024-03-22 19:41 | Deemed Ex Ante Team | Set ExpiryDate to 2025-12-31 to enable building vintage consolidation for DEER2026 measures
Com | Com | For commercial aggregated building type | Nrs | CZ09 | Rec | Any | 1.017 | DEER2020 | 2020-01-01 | 2025-12-31 | 2023-06-14 13:47 | Deemed Ex Ante Team | In million sq. ft. of floor area (minima set to 1,000 sq. ft.) | 2024-03-22 19:41 | Deemed Ex Ante Team | Set ExpiryDate to 2025-12-31 to enable building vintage consolidation for DEER2026 measures
Com | Com | For commercial aggregated building type | Nrs | CZ10 | Ex | Any | 4.052 | DEER2020 | 2020-01-01 | 2025-12-31 | 2023-06-14 13:47 | Deemed Ex Ante Team | In million sq. ft. of floor area (minima set to 1,000 sq. ft.) | 2024-03-22 19:41 | Deemed Ex Ante Team | Set ExpiryDate to 2025-12-31 to enable building vintage consolidation for DEER2026 measures
Com | Com | For commercial aggregated building type | Nrs | CZ10 | Ex | Any | 20.658 | DEER2026 | 2026-01-01 |  | 2024-03-22 19:32 | Deemed Ex Ante Team | In million sq. ft. of floor area (minima set to 1,000 sq. ft.). Sum of Ex, Old, Recent of DEER2020 version weights. | 2024-03-22 19:32 | Deemed Ex Ante Team
Com | Com | For commercial aggregated building type | Nrs | CZ10 | New | Any | 0.247 | DEER2020 | 2020-01-01 | 2025-12-31 | 2023-06-14 13:47 | Deemed Ex Ante Team | In million sq. ft. of floor area (minima set to 1,000 sq. ft.) | 2024-03-22 19:41 | Deemed Ex Ante Team | Set ExpiryDate to 2025-12-31 to enable building vintage consolidation for DEER2026 measures
Com | Com | For commercial aggregated building type | Nrs | CZ10 | New | Any | 0.247 | DEER2026 | 2026-01-01 |  | 2024-03-22 19:32 | Deemed Ex Ante Team | In million sq. ft. of floor area (minima set to 1,000 sq. ft.). | 2024-03-22 19:32 | Deemed Ex Ante Team
Com | Com | For commercial aggregated building type | Nrs | CZ10 | Old | Any | 15.62 | DEER2020 | 2020-01-01 | 2025-12-31 | 2023-06-14 13:47 | Deemed Ex Ante Team | In million sq. ft. of floor area (minima set to 1,000 sq. ft.) | 2024-03-22 19:41 | Deemed Ex Ante Team | Set ExpiryDate to 2025-12-31 to enable building vintage consolidation for DEER2026 measures
Com | Com | For commercial aggregated building type | Nrs | CZ10 | Rec | Any | 0.986 | DEER2020 | 2020-01-01 | 2025-12-31 | 2023-06-14 13:47 | Deemed Ex Ante Team | In million sq. ft. of floor area (minima set to 1,000 sq. ft.) | 2024-03-22 19:41 | Deemed Ex Ante Team | Set ExpiryDate to 2025-12-31 to enable building vintage consolidation for DEER2026 measures
Com | Com | For commercial aggregated building type | Nrs | CZ11 | Ex | Any | 0.918 | DEER2020 | 2020-01-01 | 2025-12-31 | 2023-06-14 13:47 | Deemed Ex Ante Team | In million sq. ft. of floor area (minima set to 1,000 sq. ft.) | 2024-03-22 19:41 | Deemed Ex Ante Team | Set ExpiryDate to 2025-12-31 to enable building vintage consolidation for DEER2026 measures
Com | Com | For commercial aggregated building type | Nrs | CZ11 | Ex | Any | 4.547 | DEER2026 | 2026-01-01 |  | 2024-03-22 19:32 | Deemed Ex Ante Team | In million sq. ft. of floor area (minima set to 1,000 sq. ft.). Sum of Ex, Old, Recent of DEER2020 version weights. | 2024-03-22 19:32 | Deemed Ex Ante Team
Com | Com | For commercial aggregated building type | Nrs | CZ11 | New | Any | 0.045 | DEER2020 | 2020-01-01 | 2025-12-31 | 2023-06-14 13:47 | Deemed Ex Ante Team | In million sq. ft. of floor area (minima set to 1,000 sq. ft.) | 2024-03-22 19:41 | Deemed Ex Ante Team | Set ExpiryDate to 2025-12-31 to enable building vintage consolidation for DEER2026 measures
Com | Com | For commercial aggregated building type | Nrs | CZ11 | New | Any | 0.045 | DEER2026 | 2026-01-01 |  | 2024-03-22 19:32 | Deemed Ex Ante Team | In million sq. ft. of floor area (minima set to 1,000 sq. ft.). | 2024-03-22 19:32 | Deemed Ex Ante Team
Com | Com | For commercial aggregated building type | Nrs | CZ11 | Old | Any | 3.449 | DEER2020 | 2020-01-01 | 2025-12-31 | 2023-06-14 13:47 | Deemed Ex Ante Team | In million sq. ft. of floor area (minima set to 1,000 sq. ft.) | 2024-03-22 19:41 | Deemed Ex Ante Team | Set ExpiryDate to 2025-12-31 to enable building vintage consolidation for DEER2026 measures
Com | Com | For commercial aggregated building type | Nrs | CZ11 | Rec | Any | 0.18 | DEER2020 | 2020-01-01 | 2025-12-31 | 2023-06-14 13:47 | Deemed Ex Ante Team | In million sq. ft. of floor area (minima set to 1,000 sq. ft.) | 2024-03-22 19:41 | Deemed Ex Ante Team | Set ExpiryDate to 2025-12-31 to enable building vintage consolidation for DEER2026 measures
Com | Com | For commercial aggregated building type | Nrs | CZ12 | Ex | Any | 2.681 | DEER2020 | 2020-01-01 | 2025-12-31 | 2023-06-14 13:47 | Deemed Ex Ante Team | In million sq. ft. of floor area (minima set to 1,000 sq. ft.) | 2024-03-22 19:41 | Deemed Ex Ante Team | Set ExpiryDate to 2025-12-31 to enable building vintage consolidation for DEER2026 measures
Com | Com | For commercial aggregated building type | Nrs | CZ12 | Ex | Any | 14.933 | DEER2026 | 2026-01-01 |  | 2024-03-22 19:32 | Deemed Ex Ante Team | In million sq. ft. of floor area (minima set to 1,000 sq. ft.). Sum of Ex, Old, Recent of DEER2020 version weights. | 2024-03-22 19:32 | Deemed Ex Ante Team
Com | Com | For commercial aggregated building type | Nrs | CZ12 | New | Any | 0.148 | DEER2020 | 2020-01-01 | 2025-12-31 | 2023-06-14 13:47 | Deemed Ex Ante Team | In million sq. ft. of floor area (minima set to 1,000 sq. ft.) | 2024-03-22 19:41 | Deemed Ex Ante Team | Set ExpiryDate to 2025-12-31 to enable building vintage consolidation for DEER2026 measures
Com | Com | For commercial aggregated building type | Nrs | CZ12 | New | Any | 0.148 | DEER2026 | 2026-01-01 |  | 2024-03-22 19:32 | Deemed Ex Ante Team | In million sq. ft. of floor area (minima set to 1,000 sq. ft.). | 2024-03-22 19:32 | Deemed Ex Ante Team
Com | Com | For commercial aggregated building type | Nrs | CZ12 | Old | Any | 11.659 | DEER2020 | 2020-01-01 | 2025-12-31 | 2023-06-14 13:47 | Deemed Ex Ante Team | In million sq. ft. of floor area (minima set to 1,000 sq. ft.) | 2024-03-22 19:41 | Deemed Ex Ante Team | Set ExpiryDate to 2025-12-31 to enable building vintage consolidation for DEER2026 measures
Com | Com | For commercial aggregated building type | Nrs | CZ12 | Rec | Any | 0.593 | DEER2020 | 2020-01-01 | 2025-12-31 | 2023-06-14 13:47 | Deemed Ex Ante Team | In million sq. ft. of floor area (minima set to 1,000 sq. ft.) | 2024-03-22 19:41 | Deemed Ex Ante Team | Set ExpiryDate to 2025-12-31 to enable building vintage consolidation for DEER2026 measures
Com | Com | For commercial aggregated building type | Nrs | CZ13 | Ex | Any | 2.948 | DEER2020 | 2020-01-01 | 2025-12-31 | 2023-06-14 13:47 | Deemed Ex Ante Team | In million sq. ft. of floor area (minima set to 1,000 sq. ft.) | 2024-03-22 19:41 | Deemed Ex Ante Team | Set ExpiryDate to 2025-12-31 to enable building vintage consolidation for DEER2026 measures
Com | Com | For commercial aggregated building type | Nrs | CZ13 | Ex | Any | 15.072 | DEER2026 | 2026-01-01 |  | 2024-03-22 19:32 | Deemed Ex Ante Team | In million sq. ft. of floor area (minima set to 1,000 sq. ft.). Sum of Ex, Old, Recent of DEER2020 version weights. | 2024-03-22 19:32 | Deemed Ex Ante Team
Com | Com | For commercial aggregated building type | Nrs | CZ13 | New | Any | 0.153 | DEER2020 | 2020-01-01 | 2025-12-31 | 2023-06-14 13:47 | Deemed Ex Ante Team | In million sq. ft. of floor area (minima set to 1,000 sq. ft.) | 2024-03-22 19:41 | Deemed Ex Ante Team | Set ExpiryDate to 2025-12-31 to enable building vintage consolidation for DEER2026 measures
Com | Com | For commercial aggregated building type | Nrs | CZ13 | New | Any | 0.153 | DEER2026 | 2026-01-01 |  | 2024-03-22 19:32 | Deemed Ex Ante Team | In million sq. ft. of floor area (minima set to 1,000 sq. ft.). | 2024-03-22 19:32 | Deemed Ex Ante Team
Com | Com | For commercial aggregated building type | Nrs | CZ13 | Old | Any | 11.515 | DEER2020 | 2020-01-01 | 2025-12-31 | 2023-06-14 13:47 | Deemed Ex Ante Team | In million sq. ft. of floor area (minima set to 1,000 sq. ft.) | 2024-03-22 19:41 | Deemed Ex Ante Team | Set ExpiryDate to 2025-12-31 to enable building vintage consolidation for DEER2026 measures
Com | Com | For commercial aggregated building type | Nrs | CZ13 | Rec | Any | 0.609 | DEER2020 | 2020-01-01 | 2025-12-31 | 2023-06-14 13:47 | Deemed Ex Ante Team | In million sq. ft. of floor area (minima set to 1,000 sq. ft.) | 2024-03-22 19:41 | Deemed Ex Ante Team | Set ExpiryDate to 2025-12-31 to enable building vintage consolidation for DEER2026 measures
Com | Com | For commercial aggregated building type | Nrs | CZ14 | Ex | Any | 0.638 | DEER2020 | 2020-01-01 | 2025-12-31 | 2023-06-14 13:47 | Deemed Ex Ante Team | In million sq. ft. of floor area (minima set to 1,000 sq. ft.) | 2024-03-22 19:41 | Deemed Ex Ante Team | Set ExpiryDate to 2025-12-31 to enable building vintage consolidation for DEER2026 measures
Com | Com | For commercial aggregated building type | Nrs | CZ14 | Ex | Any | 3.261 | DEER2026 | 2026-01-01 |  | 2024-03-22 19:32 | Deemed Ex Ante Team | In million sq. ft. of floor area (minima set to 1,000 sq. ft.). Sum of Ex, Old, Recent of DEER2020 version weights. | 2024-03-22 19:32 | Deemed Ex Ante Team
Com | Com | For commercial aggregated building type | Nrs | CZ14 | New | Any | 0.039 | DEER2020 | 2020-01-01 | 2025-12-31 | 2023-06-14 13:47 | Deemed Ex Ante Team | In million sq. ft. of floor area (minima set to 1,000 sq. ft.) | 2024-03-22 19:41 | Deemed Ex Ante Team | Set ExpiryDate to 2025-12-31 to enable building vintage consolidation for DEER2026 measures
Com | Com | For commercial aggregated building type | Nrs | CZ14 | New | Any | 0.039 | DEER2026 | 2026-01-01 |  | 2024-03-22 19:32 | Deemed Ex Ante Team | In million sq. ft. of floor area (minima set to 1,000 sq. ft.). | 2024-03-22 19:32 | Deemed Ex Ante Team
Com | Com | For commercial aggregated building type | Nrs | CZ14 | Old | Any | 2.471 | DEER2020 | 2020-01-01 | 2025-12-31 | 2023-06-14 13:47 | Deemed Ex Ante Team | In million sq. ft. of floor area (minima set to 1,000 sq. ft.) | 2024-03-22 19:41 | Deemed Ex Ante Team | Set ExpiryDate to 2025-12-31 to enable building vintage consolidation for DEER2026 measures
Com | Com | For commercial aggregated building type | Nrs | CZ14 | Rec | Any | 0.152 | DEER2020 | 2020-01-01 | 2025-12-31 | 2023-06-14 13:47 | Deemed Ex Ante Team | In million sq. ft. of floor area (minima set to 1,000 sq. ft.) | 2024-03-22 19:41 | Deemed Ex Ante Team | Set ExpiryDate to 2025-12-31 to enable building vintage consolidation for DEER2026 measures
Com | Com | For commercial aggregated building type | Nrs | CZ15 | Ex | Any | 0.772 | DEER2020 | 2020-01-01 | 2025-12-31 | 2023-06-14 13:47 | Deemed Ex Ante Team | In million sq. ft. of floor area (minima set to 1,000 sq. ft.) | 2024-03-22 19:41 | Deemed Ex Ante Team | Set ExpiryDate to 2025-12-31 to enable building vintage consolidation for DEER2026 measures
Com | Com | For commercial aggregated building type | Nrs | CZ15 | Ex | Any | 3.802 | DEER2026 | 2026-01-01 |  | 2024-03-22 19:32 | Deemed Ex Ante Team | In million sq. ft. of floor area (minima set to 1,000 sq. ft.). Sum of Ex, Old, Recent of DEER2020 version weights. | 2024-03-22 19:32 | Deemed Ex Ante Team
Com | Com | For commercial aggregated building type | Nrs | CZ15 | New | Any | 0.048 | DEER2020 | 2020-01-01 | 2025-12-31 | 2023-06-14 13:47 | Deemed Ex Ante Team | In million sq. ft. of floor area (minima set to 1,000 sq. ft.) | 2024-03-22 19:41 | Deemed Ex Ante Team | Set ExpiryDate to 2025-12-31 to enable building vintage consolidation for DEER2026 measures
Com | Com | For commercial aggregated building type | Nrs | CZ15 | New | Any | 0.048 | DEER2026 | 2026-01-01 |  | 2024-03-22 19:32 | Deemed Ex Ante Team | In million sq. ft. of floor area (minima set to 1,000 sq. ft.). | 2024-03-22 19:32 | Deemed Ex Ante Team
Com | Com | For commercial aggregated building type | Nrs | CZ15 | Old | Any | 2.838 | DEER2020 | 2020-01-01 | 2025-12-31 | 2023-06-14 13:47 | Deemed Ex Ante Team | In million sq. ft. of floor area (minima set to 1,000 sq. ft.) | 2024-03-22 19:41 | Deemed Ex Ante Team | Set ExpiryDate to 2025-12-31 to enable building vintage consolidation for DEER2026 measures
Com | Com | For commercial aggregated building type | Nrs | CZ15 | Rec | Any | 0.192 | DEER2020 | 2020-01-01 | 2025-12-31 | 2023-06-14 13:47 | Deemed Ex Ante Team | In million sq. ft. of floor area (minima set to 1,000 sq. ft.) | 2024-03-22 19:41 | Deemed Ex Ante Team | Set ExpiryDate to 2025-12-31 to enable building vintage consolidation for DEER2026 measures
Com | Com | For commercial aggregated building type | Nrs | CZ16 | Ex | Any | 0.513 | DEER2020 | 2020-01-01 | 2025-12-31 | 2023-06-14 13:47 | Deemed Ex Ante Team | In million sq. ft. of floor area (minima set to 1,000 sq. ft.) | 2024-03-22 19:41 | Deemed Ex Ante Team | Set ExpiryDate to 2025-12-31 to enable building vintage consolidation for DEER2026 measures
Com | Com | For commercial aggregated building type | Nrs | CZ16 | Ex | Any | 2.664 | DEER2026 | 2026-01-01 |  | 2024-03-22 19:32 | Deemed Ex Ante Team | In million sq. ft. of floor area (minima set to 1,000 sq. ft.). Sum of Ex, Old, Recent of DEER2020 version weights. | 2024-03-22 19:32 | Deemed Ex Ante Team
Com | Com | For commercial aggregated building type | Nrs | CZ16 | New | Any | 0.03 | DEER2020 | 2020-01-01 | 2025-12-31 | 2023-06-14 13:47 | Deemed Ex Ante Team | In million sq. ft. of floor area (minima set to 1,000 sq. ft.) | 2024-03-22 19:41 | Deemed Ex Ante Team | Set ExpiryDate to 2025-12-31 to enable building vintage consolidation for DEER2026 measures
Com | Com | For commercial aggregated building type | Nrs | CZ16 | New | Any | 0.03 | DEER2026 | 2026-01-01 |  | 2024-03-22 19:32 | Deemed Ex Ante Team | In million sq. ft. of floor area (minima set to 1,000 sq. ft.). | 2024-03-22 19:32 | Deemed Ex Ante Team
Com | Com | For commercial aggregated building type | Nrs | CZ16 | Old | Any | 2.028 | DEER2020 | 2020-01-01 | 2025-12-31 | 2023-06-14 13:47 | Deemed Ex Ante Team | In million sq. ft. of floor area (minima set to 1,000 sq. ft.) | 2024-03-22 19:41 | Deemed Ex Ante Team | Set ExpiryDate to 2025-12-31 to enable building vintage consolidation for DEER2026 measures
Com | Com | For commercial aggregated building type | Nrs | CZ16 | Rec | Any | 0.123 | DEER2020 | 2020-01-01 | 2025-12-31 | 2023-06-14 13:47 | Deemed Ex Ante Team | In million sq. ft. of floor area (minima set to 1,000 sq. ft.) | 2024-03-22 19:41 | Deemed Ex Ante Team | Set ExpiryDate to 2025-12-31 to enable building vintage consolidation for DEER2026 measures
Com | Com | For commercial aggregated building type | OfL | CZ01 | Ex | Any | 0.353 | DEER2020 | 2020-01-01 | 2025-12-31 | 2023-06-14 13:47 | Deemed Ex Ante Team | In million sq. ft. of floor area (minima set to 1,000 sq. ft.) | 2024-03-22 19:41 | Deemed Ex Ante Team | Set ExpiryDate to 2025-12-31 to enable building vintage consolidation for DEER2026 measures
Com | Com | For commercial aggregated building type | OfL | CZ01 | Ex | Any | 1.723 | DEER2026 | 2026-01-01 |  | 2024-03-22 19:32 | Deemed Ex Ante Team | In million sq. ft. of floor area (minima set to 1,000 sq. ft.). Sum of Ex, Old, Recent of DEER2020 version weights. | 2024-03-22 19:32 | Deemed Ex Ante Team
Com | Com | For commercial aggregated building type | OfL | CZ01 | New | Any | 0.012 | DEER2020 | 2020-01-01 | 2025-12-31 | 2023-06-14 13:47 | Deemed Ex Ante Team | In million sq. ft. of floor area (minima set to 1,000 sq. ft.) | 2024-03-22 19:41 | Deemed Ex Ante Team | Set ExpiryDate to 2025-12-31 to enable building vintage consolidation for DEER2026 measures
Com | Com | For commercial aggregated building type | OfL | CZ01 | New | Any | 0.012 | DEER2026 | 2026-01-01 |  | 2024-03-22 19:32 | Deemed Ex Ante Team | In million sq. ft. of floor area (minima set to 1,000 sq. ft.). | 2024-03-22 19:32 | Deemed Ex Ante Team
Com | Com | For commercial aggregated building type | OfL | CZ01 | Old | Any | 1.322 | DEER2020 | 2020-01-01 | 2025-12-31 | 2023-06-14 13:47 | Deemed Ex Ante Team | In million sq. ft. of floor area (minima set to 1,000 sq. ft.) | 2024-03-22 19:41 | Deemed Ex Ante Team | Set ExpiryDate to 2025-12-31 to enable building vintage consolidation for DEER2026 measures
Com | Com | For commercial aggregated building type | OfL | CZ01 | Rec | Any | 0.048 | DEER2020 | 2020-01-01 | 2025-12-31 | 2023-06-14 13:47 | Deemed Ex Ante Team | In million sq. ft. of floor area (minima set to 1,000 sq. ft.) | 2024-03-22 19:41 | Deemed Ex Ante Team | Set ExpiryDate to 2025-12-31 to enable building vintage consolidation for DEER2026 measures
Com | Com | For commercial aggregated building type | OfL | CZ02 | Ex | Any | 3.833 | DEER2020 | 2020-01-01 | 2025-12-31 | 2023-06-14 13:47 | Deemed Ex Ante Team | In million sq. ft. of floor area (minima set to 1,000 sq. ft.) | 2024-03-22 19:41 | Deemed Ex Ante Team | Set ExpiryDate to 2025-12-31 to enable building vintage consolidation for DEER2026 measures
Com | Com | For commercial aggregated building type | OfL | CZ02 | Ex | Any | 20.389 | DEER2026 | 2026-01-01 |  | 2024-03-22 19:32 | Deemed Ex Ante Team | In million sq. ft. of floor area (minima set to 1,000 sq. ft.). Sum of Ex, Old, Recent of DEER2020 version weights. | 2024-03-22 19:32 | Deemed Ex Ante Team
Com | Com | For commercial aggregated building type | OfL | CZ02 | New | Any | 0.178 | DEER2020 | 2020-01-01 | 2025-12-31 | 2023-06-14 13:47 | Deemed Ex Ante Team | In million sq. ft. of floor area (minima set to 1,000 sq. ft.) | 2024-03-22 19:41 | Deemed Ex Ante Team | Set ExpiryDate to 2025-12-31 to enable building vintage consolidation for DEER2026 measures
Com | Com | For commercial aggregated building type | OfL | CZ02 | New | Any | 0.178 | DEER2026 | 2026-01-01 |  | 2024-03-22 19:32 | Deemed Ex Ante Team | In million sq. ft. of floor area (minima set to 1,000 sq. ft.). | 2024-03-22 19:32 | Deemed Ex Ante Team
Com | Com | For commercial aggregated building type | OfL | CZ02 | Old | Any | 15.845 | DEER2020 | 2020-01-01 | 2025-12-31 | 2023-06-14 13:47 | Deemed Ex Ante Team | In million sq. ft. of floor area (minima set to 1,000 sq. ft.) | 2024-03-22 19:41 | Deemed Ex Ante Team | Set ExpiryDate to 2025-12-31 to enable building vintage consolidation for DEER2026 measures
Com | Com | For commercial aggregated building type | OfL | CZ02 | Rec | Any | 0.711 | DEER2020 | 2020-01-01 | 2025-12-31 | 2023-06-14 13:47 | Deemed Ex Ante Team | In million sq. ft. of floor area (minima set to 1,000 sq. ft.) | 2024-03-22 19:41 | Deemed Ex Ante Team | Set ExpiryDate to 2025-12-31 to enable building vintage consolidation for DEER2026 measures
Com | Com | For commercial aggregated building type | OfL | CZ03 | Ex | Any | 34.557 | DEER2020 | 2020-01-01 | 2025-12-31 | 2023-06-14 13:47 | Deemed Ex Ante Team | In million sq. ft. of floor area (minima set to 1,000 sq. ft.) | 2024-03-22 19:41 | Deemed Ex Ante Team | Set ExpiryDate to 2025-12-31 to enable building vintage consolidation for DEER2026 measures
Com | Com | For commercial aggregated building type | OfL | CZ03 | Ex | Any | 215.697 | DEER2026 | 2026-01-01 |  | 2024-03-22 19:32 | Deemed Ex Ante Team | In million sq. ft. of floor area (minima set to 1,000 sq. ft.). Sum of Ex, Old, Recent of DEER2020 version weights. | 2024-03-22 19:32 | Deemed Ex Ante Team
Com | Com | For commercial aggregated building type | OfL | CZ03 | New | Any | 1.623 | DEER2020 | 2020-01-01 | 2025-12-31 | 2023-06-14 13:47 | Deemed Ex Ante Team | In million sq. ft. of floor area (minima set to 1,000 sq. ft.) | 2024-03-22 19:41 | Deemed Ex Ante Team | Set ExpiryDate to 2025-12-31 to enable building vintage consolidation for DEER2026 measures
Com | Com | For commercial aggregated building type | OfL | CZ03 | New | Any | 1.623 | DEER2026 | 2026-01-01 |  | 2024-03-22 19:32 | Deemed Ex Ante Team | In million sq. ft. of floor area (minima set to 1,000 sq. ft.). | 2024-03-22 19:32 | Deemed Ex Ante Team
Com | Com | For commercial aggregated building type | OfL | CZ03 | Old | Any | 174.648 | DEER2020 | 2020-01-01 | 2025-12-31 | 2023-06-14 13:47 | Deemed Ex Ante Team | In million sq. ft. of floor area (minima set to 1,000 sq. ft.) | 2024-03-22 19:41 | Deemed Ex Ante Team | Set ExpiryDate to 2025-12-31 to enable building vintage consolidation for DEER2026 measures
Com | Com | For commercial aggregated building type | OfL | CZ03 | Rec | Any | 6.492 | DEER2020 | 2020-01-01 | 2025-12-31 | 2023-06-14 13:47 | Deemed Ex Ante Team | In million sq. ft. of floor area (minima set to 1,000 sq. ft.) | 2024-03-22 19:41 | Deemed Ex Ante Team | Set ExpiryDate to 2025-12-31 to enable building vintage consolidation for DEER2026 measures
Com | Com | For commercial aggregated building type | OfL | CZ04 | Ex | Any | 19.239 | DEER2020 | 2020-01-01 | 2025-12-31 | 2023-06-14 13:47 | Deemed Ex Ante Team | In million sq. ft. of floor area (minima set to 1,000 sq. ft.) | 2024-03-22 19:41 | Deemed Ex Ante Team | Set ExpiryDate to 2025-12-31 to enable building vintage consolidation for DEER2026 measures
Com | Com | For commercial aggregated building type | OfL | CZ04 | Ex | Any | 92.19 | DEER2026 | 2026-01-01 |  | 2024-03-22 19:32 | Deemed Ex Ante Team | In million sq. ft. of floor area (minima set to 1,000 sq. ft.). Sum of Ex, Old, Recent of DEER2020 version weights. | 2024-03-22 19:32 | Deemed Ex Ante Team
Com | Com | For commercial aggregated building type | OfL | CZ04 | New | Any | 0.903 | DEER2020 | 2020-01-01 | 2025-12-31 | 2023-06-14 13:47 | Deemed Ex Ante Team | In million sq. ft. of floor area (minima set to 1,000 sq. ft.) | 2024-03-22 19:41 | Deemed Ex Ante Team | Set ExpiryDate to 2025-12-31 to enable building vintage consolidation for DEER2026 measures
Com | Com | For commercial aggregated building type | OfL | CZ04 | New | Any | 0.903 | DEER2026 | 2026-01-01 |  | 2024-03-22 19:32 | Deemed Ex Ante Team | In million sq. ft. of floor area (minima set to 1,000 sq. ft.). | 2024-03-22 19:32 | Deemed Ex Ante Team
Com | Com | For commercial aggregated building type | OfL | CZ04 | Old | Any | 69.341 | DEER2020 | 2020-01-01 | 2025-12-31 | 2023-06-14 13:47 | Deemed Ex Ante Team | In million sq. ft. of floor area (minima set to 1,000 sq. ft.) | 2024-03-22 19:41 | Deemed Ex Ante Team | Set ExpiryDate to 2025-12-31 to enable building vintage consolidation for DEER2026 measures
Com | Com | For commercial aggregated building type | OfL | CZ04 | Rec | Any | 3.61 | DEER2020 | 2020-01-01 | 2025-12-31 | 2023-06-14 13:47 | Deemed Ex Ante Team | In million sq. ft. of floor area (minima set to 1,000 sq. ft.) | 2024-03-22 19:41 | Deemed Ex Ante Team | Set ExpiryDate to 2025-12-31 to enable building vintage consolidation for DEER2026 measures
Com | Com | For commercial aggregated building type | OfL | CZ05 | Ex | Any | 1.593 | DEER2020 | 2020-01-01 | 2025-12-31 | 2023-06-14 13:47 | Deemed Ex Ante Team | In million sq. ft. of floor area (minima set to 1,000 sq. ft.) | 2024-03-22 19:41 | Deemed Ex Ante Team | Set ExpiryDate to 2025-12-31 to enable building vintage consolidation for DEER2026 measures
Com | Com | For commercial aggregated building type | OfL | CZ05 | Ex | Any | 9.204 | DEER2026 | 2026-01-01 |  | 2024-03-22 19:32 | Deemed Ex Ante Team | In million sq. ft. of floor area (minima set to 1,000 sq. ft.). Sum of Ex, Old, Recent of DEER2020 version weights. | 2024-03-22 19:32 | Deemed Ex Ante Team
Com | Com | For commercial aggregated building type | OfL | CZ05 | New | Any | 0.074 | DEER2020 | 2020-01-01 | 2025-12-31 | 2023-06-14 13:47 | Deemed Ex Ante Team | In million sq. ft. of floor area (minima set to 1,000 sq. ft.) | 2024-03-22 19:41 | Deemed Ex Ante Team | Set ExpiryDate to 2025-12-31 to enable building vintage consolidation for DEER2026 measures
Com | Com | For commercial aggregated building type | OfL | CZ05 | New | Any | 0.074 | DEER2026 | 2026-01-01 |  | 2024-03-22 19:32 | Deemed Ex Ante Team | In million sq. ft. of floor area (minima set to 1,000 sq. ft.). | 2024-03-22 19:32 | Deemed Ex Ante Team
Com | Com | For commercial aggregated building type | OfL | CZ05 | Old | Any | 7.315 | DEER2020 | 2020-01-01 | 2025-12-31 | 2023-06-14 13:47 | Deemed Ex Ante Team | In million sq. ft. of floor area (minima set to 1,000 sq. ft.) | 2024-03-22 19:41 | Deemed Ex Ante Team | Set ExpiryDate to 2025-12-31 to enable building vintage consolidation for DEER2026 measures
Com | Com | For commercial aggregated building type | OfL | CZ05 | Rec | Any | 0.296 | DEER2020 | 2020-01-01 | 2025-12-31 | 2023-06-14 13:47 | Deemed Ex Ante Team | In million sq. ft. of floor area (minima set to 1,000 sq. ft.) | 2024-03-22 19:41 | Deemed Ex Ante Team | Set ExpiryDate to 2025-12-31 to enable building vintage consolidation for DEER2026 measures
Com | Com | For commercial aggregated building type | OfL | CZ06 | Ex | Any | 25.953 | DEER2020 | 2020-01-01 | 2025-12-31 | 2023-06-14 13:47 | Deemed Ex Ante Team | In million sq. ft. of floor area (minima set to 1,000 sq. ft.) | 2024-03-22 19:41 | Deemed Ex Ante Team | Set ExpiryDate to 2025-12-31 to enable building vintage consolidation for DEER2026 measures
Com | Com | For commercial aggregated building type | OfL | CZ06 | Ex | Any | 270.731 | DEER2026 | 2026-01-01 |  | 2024-03-22 19:32 | Deemed Ex Ante Team | In million sq. ft. of floor area (minima set to 1,000 sq. ft.). Sum of Ex, Old, Recent of DEER2020 version weights. | 2024-03-22 19:32 | Deemed Ex Ante Team
Com | Com | For commercial aggregated building type | OfL | CZ06 | New | Any | 1.273 | DEER2020 | 2020-01-01 | 2025-12-31 | 2023-06-14 13:47 | Deemed Ex Ante Team | In million sq. ft. of floor area (minima set to 1,000 sq. ft.) | 2024-03-22 19:41 | Deemed Ex Ante Team | Set ExpiryDate to 2025-12-31 to enable building vintage consolidation for DEER2026 measures
Com | Com | For commercial aggregated building type | OfL | CZ06 | New | Any | 1.273 | DEER2026 | 2026-01-01 |  | 2024-03-22 19:32 | Deemed Ex Ante Team | In million sq. ft. of floor area (minima set to 1,000 sq. ft.). | 2024-03-22 19:32 | Deemed Ex Ante Team
Com | Com | For commercial aggregated building type | OfL | CZ06 | Old | Any | 239.685 | DEER2020 | 2020-01-01 | 2025-12-31 | 2023-06-14 13:47 | Deemed Ex Ante Team | In million sq. ft. of floor area (minima set to 1,000 sq. ft.) | 2024-03-22 19:41 | Deemed Ex Ante Team | Set ExpiryDate to 2025-12-31 to enable building vintage consolidation for DEER2026 measures
Com | Com | For commercial aggregated building type | OfL | CZ06 | Rec | Any | 5.093 | DEER2020 | 2020-01-01 | 2025-12-31 | 2023-06-14 13:47 | Deemed Ex Ante Team | In million sq. ft. of floor area (minima set to 1,000 sq. ft.) | 2024-03-22 19:41 | Deemed Ex Ante Team | Set ExpiryDate to 2025-12-31 to enable building vintage consolidation for DEER2026 measures
Com | Com | For commercial aggregated building type | OfL | CZ07 | Ex | Any | 15.353 | DEER2020 | 2020-01-01 | 2025-12-31 | 2023-06-14 13:47 | Deemed Ex Ante Team | In million sq. ft. of floor area (minima set to 1,000 sq. ft.) | 2024-03-22 19:41 | Deemed Ex Ante Team | Set ExpiryDate to 2025-12-31 to enable building vintage consolidation for DEER2026 measures
Com | Com | For commercial aggregated building type | OfL | CZ07 | Ex | Any | 85.196 | DEER2026 | 2026-01-01 |  | 2024-03-22 19:32 | Deemed Ex Ante Team | In million sq. ft. of floor area (minima set to 1,000 sq. ft.). Sum of Ex, Old, Recent of DEER2020 version weights. | 2024-03-22 19:32 | Deemed Ex Ante Team
Com | Com | For commercial aggregated building type | OfL | CZ07 | New | Any | 0.734 | DEER2020 | 2020-01-01 | 2025-12-31 | 2023-06-14 13:47 | Deemed Ex Ante Team | In million sq. ft. of floor area (minima set to 1,000 sq. ft.) | 2024-03-22 19:41 | Deemed Ex Ante Team | Set ExpiryDate to 2025-12-31 to enable building vintage consolidation for DEER2026 measures
Com | Com | For commercial aggregated building type | OfL | CZ07 | New | Any | 0.734 | DEER2026 | 2026-01-01 |  | 2024-03-22 19:32 | Deemed Ex Ante Team | In million sq. ft. of floor area (minima set to 1,000 sq. ft.). | 2024-03-22 19:32 | Deemed Ex Ante Team
Com | Com | For commercial aggregated building type | OfL | CZ07 | Old | Any | 66.908 | DEER2020 | 2020-01-01 | 2025-12-31 | 2023-06-14 13:47 | Deemed Ex Ante Team | In million sq. ft. of floor area (minima set to 1,000 sq. ft.) | 2024-03-22 19:41 | Deemed Ex Ante Team | Set ExpiryDate to 2025-12-31 to enable building vintage consolidation for DEER2026 measures
Com | Com | For commercial aggregated building type | OfL | CZ07 | Rec | Any | 2.935 | DEER2020 | 2020-01-01 | 2025-12-31 | 2023-06-14 13:47 | Deemed Ex Ante Team | In million sq. ft. of floor area (minima set to 1,000 sq. ft.) | 2024-03-22 19:41 | Deemed Ex Ante Team | Set ExpiryDate to 2025-12-31 to enable building vintage consolidation for DEER2026 measures
Com | Com | For commercial aggregated building type | OfL | CZ08 | Ex | Any | 33.819 | DEER2020 | 2020-01-01 | 2025-12-31 | 2023-06-14 13:47 | Deemed Ex Ante Team | In million sq. ft. of floor area (minima set to 1,000 sq. ft.) | 2024-03-22 19:41 | Deemed Ex Ante Team | Set ExpiryDate to 2025-12-31 to enable building vintage consolidation for DEER2026 measures
Com | Com | For commercial aggregated building type | OfL | CZ08 | Ex | Any | 346.362 | DEER2026 | 2026-01-01 |  | 2024-03-22 19:32 | Deemed Ex Ante Team | In million sq. ft. of floor area (minima set to 1,000 sq. ft.). Sum of Ex, Old, Recent of DEER2020 version weights. | 2024-03-22 19:32 | Deemed Ex Ante Team
Com | Com | For commercial aggregated building type | OfL | CZ08 | New | Any | 1.712 | DEER2020 | 2020-01-01 | 2025-12-31 | 2023-06-14 13:47 | Deemed Ex Ante Team | In million sq. ft. of floor area (minima set to 1,000 sq. ft.) | 2024-03-22 19:41 | Deemed Ex Ante Team | Set ExpiryDate to 2025-12-31 to enable building vintage consolidation for DEER2026 measures
Com | Com | For commercial aggregated building type | OfL | CZ08 | New | Any | 1.712 | DEER2026 | 2026-01-01 |  | 2024-03-22 19:32 | Deemed Ex Ante Team | In million sq. ft. of floor area (minima set to 1,000 sq. ft.). | 2024-03-22 19:32 | Deemed Ex Ante Team
Com | Com | For commercial aggregated building type | OfL | CZ08 | Old | Any | 305.696 | DEER2020 | 2020-01-01 | 2025-12-31 | 2023-06-14 13:47 | Deemed Ex Ante Team | In million sq. ft. of floor area (minima set to 1,000 sq. ft.) | 2024-03-22 19:41 | Deemed Ex Ante Team | Set ExpiryDate to 2025-12-31 to enable building vintage consolidation for DEER2026 measures
Com | Com | For commercial aggregated building type | OfL | CZ08 | Rec | Any | 6.847 | DEER2020 | 2020-01-01 | 2025-12-31 | 2023-06-14 13:47 | Deemed Ex Ante Team | In million sq. ft. of floor area (minima set to 1,000 sq. ft.) | 2024-03-22 19:41 | Deemed Ex Ante Team | Set ExpiryDate to 2025-12-31 to enable building vintage consolidation for DEER2026 measures
Com | Com | For commercial aggregated building type | OfL | CZ09 | Ex | Any | 35.779 | DEER2020 | 2020-01-01 | 2025-12-31 | 2023-06-14 13:47 | Deemed Ex Ante Team | In million sq. ft. of floor area (minima set to 1,000 sq. ft.) | 2024-03-22 19:41 | Deemed Ex Ante Team | Set ExpiryDate to 2025-12-31 to enable building vintage consolidation for DEER2026 measures
Com | Com | For commercial aggregated building type | OfL | CZ09 | Ex | Any | 346.675 | DEER2026 | 2026-01-01 |  | 2024-03-22 19:32 | Deemed Ex Ante Team | In million sq. ft. of floor area (minima set to 1,000 sq. ft.). Sum of Ex, Old, Recent of DEER2020 version weights. | 2024-03-22 19:32 | Deemed Ex Ante Team
Com | Com | For commercial aggregated building type | OfL | CZ09 | New | Any | 2.078 | DEER2020 | 2020-01-01 | 2025-12-31 | 2023-06-14 13:47 | Deemed Ex Ante Team | In million sq. ft. of floor area (minima set to 1,000 sq. ft.) | 2024-03-22 19:41 | Deemed Ex Ante Team | Set ExpiryDate to 2025-12-31 to enable building vintage consolidation for DEER2026 measures
Com | Com | For commercial aggregated building type | OfL | CZ09 | New | Any | 2.078 | DEER2026 | 2026-01-01 |  | 2024-03-22 19:32 | Deemed Ex Ante Team | In million sq. ft. of floor area (minima set to 1,000 sq. ft.). | 2024-03-22 19:32 | Deemed Ex Ante Team
Com | Com | For commercial aggregated building type | OfL | CZ09 | Old | Any | 302.582 | DEER2020 | 2020-01-01 | 2025-12-31 | 2023-06-14 13:47 | Deemed Ex Ante Team | In million sq. ft. of floor area (minima set to 1,000 sq. ft.) | 2024-03-22 19:41 | Deemed Ex Ante Team | Set ExpiryDate to 2025-12-31 to enable building vintage consolidation for DEER2026 measures
Com | Com | For commercial aggregated building type | OfL | CZ09 | Rec | Any | 8.314 | DEER2020 | 2020-01-01 | 2025-12-31 | 2023-06-14 13:47 | Deemed Ex Ante Team | In million sq. ft. of floor area (minima set to 1,000 sq. ft.) | 2024-03-22 19:41 | Deemed Ex Ante Team | Set ExpiryDate to 2025-12-31 to enable building vintage consolidation for DEER2026 measures
Com | Com | For commercial aggregated building type | OfL | CZ10 | Ex | Any | 24.233 | DEER2020 | 2020-01-01 | 2025-12-31 | 2023-06-14 13:47 | Deemed Ex Ante Team | In million sq. ft. of floor area (minima set to 1,000 sq. ft.) | 2024-03-22 19:41 | Deemed Ex Ante Team | Set ExpiryDate to 2025-12-31 to enable building vintage consolidation for DEER2026 measures
Com | Com | For commercial aggregated building type | OfL | CZ10 | Ex | Any | 95.1 | DEER2026 | 2026-01-01 |  | 2024-03-22 19:32 | Deemed Ex Ante Team | In million sq. ft. of floor area (minima set to 1,000 sq. ft.). Sum of Ex, Old, Recent of DEER2020 version weights. | 2024-03-22 19:32 | Deemed Ex Ante Team
Com | Com | For commercial aggregated building type | OfL | CZ10 | New | Any | 1.227 | DEER2020 | 2020-01-01 | 2025-12-31 | 2023-06-14 13:47 | Deemed Ex Ante Team | In million sq. ft. of floor area (minima set to 1,000 sq. ft.) | 2024-03-22 19:41 | Deemed Ex Ante Team | Set ExpiryDate to 2025-12-31 to enable building vintage consolidation for DEER2026 measures
Com | Com | For commercial aggregated building type | OfL | CZ10 | New | Any | 1.227 | DEER2026 | 2026-01-01 |  | 2024-03-22 19:32 | Deemed Ex Ante Team | In million sq. ft. of floor area (minima set to 1,000 sq. ft.). | 2024-03-22 19:32 | Deemed Ex Ante Team
Com | Com | For commercial aggregated building type | OfL | CZ10 | Old | Any | 65.96 | DEER2020 | 2020-01-01 | 2025-12-31 | 2023-06-14 13:47 | Deemed Ex Ante Team | In million sq. ft. of floor area (minima set to 1,000 sq. ft.) | 2024-03-22 19:41 | Deemed Ex Ante Team | Set ExpiryDate to 2025-12-31 to enable building vintage consolidation for DEER2026 measures
Com | Com | For commercial aggregated building type | OfL | CZ10 | Rec | Any | 4.907 | DEER2020 | 2020-01-01 | 2025-12-31 | 2023-06-14 13:47 | Deemed Ex Ante Team | In million sq. ft. of floor area (minima set to 1,000 sq. ft.) | 2024-03-22 19:41 | Deemed Ex Ante Team | Set ExpiryDate to 2025-12-31 to enable building vintage consolidation for DEER2026 measures
Com | Com | For commercial aggregated building type | OfL | CZ11 | Ex | Any | 1.943 | DEER2020 | 2020-01-01 | 2025-12-31 | 2023-06-14 13:47 | Deemed Ex Ante Team | In million sq. ft. of floor area (minima set to 1,000 sq. ft.) | 2024-03-22 19:41 | Deemed Ex Ante Team | Set ExpiryDate to 2025-12-31 to enable building vintage consolidation for DEER2026 measures
Com | Com | For commercial aggregated building type | OfL | CZ11 | Ex | Any | 8.097 | DEER2026 | 2026-01-01 |  | 2024-03-22 19:32 | Deemed Ex Ante Team | In million sq. ft. of floor area (minima set to 1,000 sq. ft.). Sum of Ex, Old, Recent of DEER2020 version weights. | 2024-03-22 19:32 | Deemed Ex Ante Team
Com | Com | For commercial aggregated building type | OfL | CZ11 | New | Any | 0.103 | DEER2020 | 2020-01-01 | 2025-12-31 | 2023-06-14 13:47 | Deemed Ex Ante Team | In million sq. ft. of floor area (minima set to 1,000 sq. ft.) | 2024-03-22 19:41 | Deemed Ex Ante Team | Set ExpiryDate to 2025-12-31 to enable building vintage consolidation for DEER2026 measures
Com | Com | For commercial aggregated building type | OfL | CZ11 | New | Any | 0.103 | DEER2026 | 2026-01-01 |  | 2024-03-22 19:32 | Deemed Ex Ante Team | In million sq. ft. of floor area (minima set to 1,000 sq. ft.). | 2024-03-22 19:32 | Deemed Ex Ante Team
Com | Com | For commercial aggregated building type | OfL | CZ11 | Old | Any | 5.743 | DEER2020 | 2020-01-01 | 2025-12-31 | 2023-06-14 13:47 | Deemed Ex Ante Team | In million sq. ft. of floor area (minima set to 1,000 sq. ft.) | 2024-03-22 19:41 | Deemed Ex Ante Team | Set ExpiryDate to 2025-12-31 to enable building vintage consolidation for DEER2026 measures
Com | Com | For commercial aggregated building type | OfL | CZ11 | Rec | Any | 0.411 | DEER2020 | 2020-01-01 | 2025-12-31 | 2023-06-14 13:47 | Deemed Ex Ante Team | In million sq. ft. of floor area (minima set to 1,000 sq. ft.) | 2024-03-22 19:41 | Deemed Ex Ante Team | Set ExpiryDate to 2025-12-31 to enable building vintage consolidation for DEER2026 measures
Com | Com | For commercial aggregated building type | OfL | CZ12 | Ex | Any | 17.611 | DEER2020 | 2020-01-01 | 2025-12-31 | 2023-06-14 13:47 | Deemed Ex Ante Team | In million sq. ft. of floor area (minima set to 1,000 sq. ft.) | 2024-03-22 19:41 | Deemed Ex Ante Team | Set ExpiryDate to 2025-12-31 to enable building vintage consolidation for DEER2026 measures
Com | Com | For commercial aggregated building type | OfL | CZ12 | Ex | Any | 68.839 | DEER2026 | 2026-01-01 |  | 2024-03-22 19:32 | Deemed Ex Ante Team | In million sq. ft. of floor area (minima set to 1,000 sq. ft.). Sum of Ex, Old, Recent of DEER2020 version weights. | 2024-03-22 19:32 | Deemed Ex Ante Team
Com | Com | For commercial aggregated building type | OfL | CZ12 | New | Any | 0.847 | DEER2020 | 2020-01-01 | 2025-12-31 | 2023-06-14 13:47 | Deemed Ex Ante Team | In million sq. ft. of floor area (minima set to 1,000 sq. ft.) | 2024-03-22 19:41 | Deemed Ex Ante Team | Set ExpiryDate to 2025-12-31 to enable building vintage consolidation for DEER2026 measures
Com | Com | For commercial aggregated building type | OfL | CZ12 | New | Any | 0.847 | DEER2026 | 2026-01-01 |  | 2024-03-22 19:32 | Deemed Ex Ante Team | In million sq. ft. of floor area (minima set to 1,000 sq. ft.). | 2024-03-22 19:32 | Deemed Ex Ante Team
Com | Com | For commercial aggregated building type | OfL | CZ12 | Old | Any | 47.841 | DEER2020 | 2020-01-01 | 2025-12-31 | 2023-06-14 13:47 | Deemed Ex Ante Team | In million sq. ft. of floor area (minima set to 1,000 sq. ft.) | 2024-03-22 19:41 | Deemed Ex Ante Team | Set ExpiryDate to 2025-12-31 to enable building vintage consolidation for DEER2026 measures
Com | Com | For commercial aggregated building type | OfL | CZ12 | Rec | Any | 3.387 | DEER2020 | 2020-01-01 | 2025-12-31 | 2023-06-14 13:47 | Deemed Ex Ante Team | In million sq. ft. of floor area (minima set to 1,000 sq. ft.) | 2024-03-22 19:41 | Deemed Ex Ante Team | Set ExpiryDate to 2025-12-31 to enable building vintage consolidation for DEER2026 measures
Com | Com | For commercial aggregated building type | OfL | CZ13 | Ex | Any | 7.39 | DEER2020 | 2020-01-01 | 2025-12-31 | 2023-06-14 13:47 | Deemed Ex Ante Team | In million sq. ft. of floor area (minima set to 1,000 sq. ft.) | 2024-03-22 19:41 | Deemed Ex Ante Team | Set ExpiryDate to 2025-12-31 to enable building vintage consolidation for DEER2026 measures
Com | Com | For commercial aggregated building type | OfL | CZ13 | Ex | Any | 36.773 | DEER2026 | 2026-01-01 |  | 2024-03-22 19:32 | Deemed Ex Ante Team | In million sq. ft. of floor area (minima set to 1,000 sq. ft.). Sum of Ex, Old, Recent of DEER2020 version weights. | 2024-03-22 19:32 | Deemed Ex Ante Team
Com | Com | For commercial aggregated building type | OfL | CZ13 | New | Any | 0.447 | DEER2020 | 2020-01-01 | 2025-12-31 | 2023-06-14 13:47 | Deemed Ex Ante Team | In million sq. ft. of floor area (minima set to 1,000 sq. ft.) | 2024-03-22 19:41 | Deemed Ex Ante Team | Set ExpiryDate to 2025-12-31 to enable building vintage consolidation for DEER2026 measures
Com | Com | For commercial aggregated building type | OfL | CZ13 | New | Any | 0.447 | DEER2026 | 2026-01-01 |  | 2024-03-22 19:32 | Deemed Ex Ante Team | In million sq. ft. of floor area (minima set to 1,000 sq. ft.). | 2024-03-22 19:32 | Deemed Ex Ante Team
Com | Com | For commercial aggregated building type | OfL | CZ13 | Old | Any | 27.594 | DEER2020 | 2020-01-01 | 2025-12-31 | 2023-06-14 13:47 | Deemed Ex Ante Team | In million sq. ft. of floor area (minima set to 1,000 sq. ft.) | 2024-03-22 19:41 | Deemed Ex Ante Team | Set ExpiryDate to 2025-12-31 to enable building vintage consolidation for DEER2026 measures
Com | Com | For commercial aggregated building type | OfL | CZ13 | Rec | Any | 1.789 | DEER2020 | 2020-01-01 | 2025-12-31 | 2023-06-14 13:47 | Deemed Ex Ante Team | In million sq. ft. of floor area (minima set to 1,000 sq. ft.) | 2024-03-22 19:41 | Deemed Ex Ante Team | Set ExpiryDate to 2025-12-31 to enable building vintage consolidation for DEER2026 measures
Com | Com | For commercial aggregated building type | OfL | CZ14 | Ex | Any | 3.497 | DEER2020 | 2020-01-01 | 2025-12-31 | 2023-06-14 13:47 | Deemed Ex Ante Team | In million sq. ft. of floor area (minima set to 1,000 sq. ft.) | 2024-03-22 19:41 | Deemed Ex Ante Team | Set ExpiryDate to 2025-12-31 to enable building vintage consolidation for DEER2026 measures
Com | Com | For commercial aggregated building type | OfL | CZ14 | Ex | Any | 17.532 | DEER2026 | 2026-01-01 |  | 2024-03-22 19:32 | Deemed Ex Ante Team | In million sq. ft. of floor area (minima set to 1,000 sq. ft.). Sum of Ex, Old, Recent of DEER2020 version weights. | 2024-03-22 19:32 | Deemed Ex Ante Team
Com | Com | For commercial aggregated building type | OfL | CZ14 | New | Any | 0.194 | DEER2020 | 2020-01-01 | 2025-12-31 | 2023-06-14 13:47 | Deemed Ex Ante Team | In million sq. ft. of floor area (minima set to 1,000 sq. ft.) | 2024-03-22 19:41 | Deemed Ex Ante Team | Set ExpiryDate to 2025-12-31 to enable building vintage consolidation for DEER2026 measures
Com | Com | For commercial aggregated building type | OfL | CZ14 | New | Any | 0.194 | DEER2026 | 2026-01-01 |  | 2024-03-22 19:32 | Deemed Ex Ante Team | In million sq. ft. of floor area (minima set to 1,000 sq. ft.). | 2024-03-22 19:32 | Deemed Ex Ante Team
Com | Com | For commercial aggregated building type | OfL | CZ14 | Old | Any | 13.257 | DEER2020 | 2020-01-01 | 2025-12-31 | 2023-06-14 13:47 | Deemed Ex Ante Team | In million sq. ft. of floor area (minima set to 1,000 sq. ft.) | 2024-03-22 19:41 | Deemed Ex Ante Team | Set ExpiryDate to 2025-12-31 to enable building vintage consolidation for DEER2026 measures
Com | Com | For commercial aggregated building type | OfL | CZ14 | Rec | Any | 0.778 | DEER2020 | 2020-01-01 | 2025-12-31 | 2023-06-14 13:47 | Deemed Ex Ante Team | In million sq. ft. of floor area (minima set to 1,000 sq. ft.) | 2024-03-22 19:41 | Deemed Ex Ante Team | Set ExpiryDate to 2025-12-31 to enable building vintage consolidation for DEER2026 measures
Com | Com | For commercial aggregated building type | OfL | CZ15 | Ex | Any | 5.714 | DEER2020 | 2020-01-01 | 2025-12-31 | 2023-06-14 13:47 | Deemed Ex Ante Team | In million sq. ft. of floor area (minima set to 1,000 sq. ft.) | 2024-03-22 19:41 | Deemed Ex Ante Team | Set ExpiryDate to 2025-12-31 to enable building vintage consolidation for DEER2026 measures
Com | Com | For commercial aggregated building type | OfL | CZ15 | Ex | Any | 20.947 | DEER2026 | 2026-01-01 |  | 2024-03-22 19:32 | Deemed Ex Ante Team | In million sq. ft. of floor area (minima set to 1,000 sq. ft.). Sum of Ex, Old, Recent of DEER2020 version weights. | 2024-03-22 19:32 | Deemed Ex Ante Team
Com | Com | For commercial aggregated building type | OfL | CZ15 | New | Any | 0.291 | DEER2020 | 2020-01-01 | 2025-12-31 | 2023-06-14 13:47 | Deemed Ex Ante Team | In million sq. ft. of floor area (minima set to 1,000 sq. ft.) | 2024-03-22 19:41 | Deemed Ex Ante Team | Set ExpiryDate to 2025-12-31 to enable building vintage consolidation for DEER2026 measures
Com | Com | For commercial aggregated building type | OfL | CZ15 | New | Any | 0.291 | DEER2026 | 2026-01-01 |  | 2024-03-22 19:32 | Deemed Ex Ante Team | In million sq. ft. of floor area (minima set to 1,000 sq. ft.). | 2024-03-22 19:32 | Deemed Ex Ante Team
Com | Com | For commercial aggregated building type | OfL | CZ15 | Old | Any | 14.066 | DEER2020 | 2020-01-01 | 2025-12-31 | 2023-06-14 13:47 | Deemed Ex Ante Team | In million sq. ft. of floor area (minima set to 1,000 sq. ft.) | 2024-03-22 19:41 | Deemed Ex Ante Team | Set ExpiryDate to 2025-12-31 to enable building vintage consolidation for DEER2026 measures
Com | Com | For commercial aggregated building type | OfL | CZ15 | Rec | Any | 1.167 | DEER2020 | 2020-01-01 | 2025-12-31 | 2023-06-14 13:47 | Deemed Ex Ante Team | In million sq. ft. of floor area (minima set to 1,000 sq. ft.) | 2024-03-22 19:41 | Deemed Ex Ante Team | Set ExpiryDate to 2025-12-31 to enable building vintage consolidation for DEER2026 measures
Com | Com | For commercial aggregated building type | OfL | CZ16 | Ex | Any | 1.68 | DEER2020 | 2020-01-01 | 2025-12-31 | 2023-06-14 13:47 | Deemed Ex Ante Team | In million sq. ft. of floor area (minima set to 1,000 sq. ft.) | 2024-03-22 19:41 | Deemed Ex Ante Team | Set ExpiryDate to 2025-12-31 to enable building vintage consolidation for DEER2026 measures
Com | Com | For commercial aggregated building type | OfL | CZ16 | Ex | Any | 8.756 | DEER2026 | 2026-01-01 |  | 2024-03-22 19:32 | Deemed Ex Ante Team | In million sq. ft. of floor area (minima set to 1,000 sq. ft.). Sum of Ex, Old, Recent of DEER2020 version weights. | 2024-03-22 19:32 | Deemed Ex Ante Team
Com | Com | For commercial aggregated building type | OfL | CZ16 | New | Any | 0.095 | DEER2020 | 2020-01-01 | 2025-12-31 | 2023-06-14 13:47 | Deemed Ex Ante Team | In million sq. ft. of floor area (minima set to 1,000 sq. ft.) | 2024-03-22 19:41 | Deemed Ex Ante Team | Set ExpiryDate to 2025-12-31 to enable building vintage consolidation for DEER2026 measures
Com | Com | For commercial aggregated building type | OfL | CZ16 | New | Any | 0.095 | DEER2026 | 2026-01-01 |  | 2024-03-22 19:32 | Deemed Ex Ante Team | In million sq. ft. of floor area (minima set to 1,000 sq. ft.). | 2024-03-22 19:32 | Deemed Ex Ante Team
Com | Com | For commercial aggregated building type | OfL | CZ16 | Old | Any | 6.697 | DEER2020 | 2020-01-01 | 2025-12-31 | 2023-06-14 13:47 | Deemed Ex Ante Team | In million sq. ft. of floor area (minima set to 1,000 sq. ft.) | 2024-03-22 19:41 | Deemed Ex Ante Team | Set ExpiryDate to 2025-12-31 to enable building vintage consolidation for DEER2026 measures
Com | Com | For commercial aggregated building type | OfL | CZ16 | Rec | Any | 0.379 | DEER2020 | 2020-01-01 | 2025-12-31 | 2023-06-14 13:47 | Deemed Ex Ante Team | In million sq. ft. of floor area (minima set to 1,000 sq. ft.) | 2024-03-22 19:41 | Deemed Ex Ante Team | Set ExpiryDate to 2025-12-31 to enable building vintage consolidation for DEER2026 measures
Com | Com | For commercial aggregated building type | OfS | CZ01 | Ex | Any | 0.325 | DEER2020 | 2020-01-01 | 2025-12-31 | 2023-06-14 13:47 | Deemed Ex Ante Team | In million sq. ft. of floor area (minima set to 1,000 sq. ft.) | 2024-03-22 19:41 | Deemed Ex Ante Team | Set ExpiryDate to 2025-12-31 to enable building vintage consolidation for DEER2026 measures
Com | Com | For commercial aggregated building type | OfS | CZ01 | Ex | Any | 2.294 | DEER2026 | 2026-01-01 |  | 2024-03-22 19:32 | Deemed Ex Ante Team | In million sq. ft. of floor area (minima set to 1,000 sq. ft.). Sum of Ex, Old, Recent of DEER2020 version weights. | 2024-03-22 19:32 | Deemed Ex Ante Team
Com | Com | For commercial aggregated building type | OfS | CZ01 | New | Any | 0.018 | DEER2020 | 2020-01-01 | 2025-12-31 | 2023-06-14 13:47 | Deemed Ex Ante Team | In million sq. ft. of floor area (minima set to 1,000 sq. ft.) | 2024-03-22 19:41 | Deemed Ex Ante Team | Set ExpiryDate to 2025-12-31 to enable building vintage consolidation for DEER2026 measures
Com | Com | For commercial aggregated building type | OfS | CZ01 | New | Any | 0.018 | DEER2026 | 2026-01-01 |  | 2024-03-22 19:32 | Deemed Ex Ante Team | In million sq. ft. of floor area (minima set to 1,000 sq. ft.). | 2024-03-22 19:32 | Deemed Ex Ante Team
Com | Com | For commercial aggregated building type | OfS | CZ01 | Old | Any | 1.898 | DEER2020 | 2020-01-01 | 2025-12-31 | 2023-06-14 13:47 | Deemed Ex Ante Team | In million sq. ft. of floor area (minima set to 1,000 sq. ft.) | 2024-03-22 19:41 | Deemed Ex Ante Team | Set ExpiryDate to 2025-12-31 to enable building vintage consolidation for DEER2026 measures
Com | Com | For commercial aggregated building type | OfS | CZ01 | Rec | Any | 0.071 | DEER2020 | 2020-01-01 | 2025-12-31 | 2023-06-14 13:47 | Deemed Ex Ante Team | In million sq. ft. of floor area (minima set to 1,000 sq. ft.) | 2024-03-22 19:41 | Deemed Ex Ante Team | Set ExpiryDate to 2025-12-31 to enable building vintage consolidation for DEER2026 measures
Com | Com | For commercial aggregated building type | OfS | CZ02 | Ex | Any | 0.847 | DEER2020 | 2020-01-01 | 2025-12-31 | 2023-06-14 13:47 | Deemed Ex Ante Team | In million sq. ft. of floor area (minima set to 1,000 sq. ft.) | 2024-03-22 19:41 | Deemed Ex Ante Team | Set ExpiryDate to 2025-12-31 to enable building vintage consolidation for DEER2026 measures
Com | Com | For commercial aggregated building type | OfS | CZ02 | Ex | Any | 5.618 | DEER2026 | 2026-01-01 |  | 2024-03-22 19:32 | Deemed Ex Ante Team | In million sq. ft. of floor area (minima set to 1,000 sq. ft.). Sum of Ex, Old, Recent of DEER2020 version weights. | 2024-03-22 19:32 | Deemed Ex Ante Team
Com | Com | For commercial aggregated building type | OfS | CZ02 | New | Any | 0.05 | DEER2020 | 2020-01-01 | 2025-12-31 | 2023-06-14 13:47 | Deemed Ex Ante Team | In million sq. ft. of floor area (minima set to 1,000 sq. ft.) | 2024-03-22 19:41 | Deemed Ex Ante Team | Set ExpiryDate to 2025-12-31 to enable building vintage consolidation for DEER2026 measures
Com | Com | For commercial aggregated building type | OfS | CZ02 | New | Any | 0.05 | DEER2026 | 2026-01-01 |  | 2024-03-22 19:32 | Deemed Ex Ante Team | In million sq. ft. of floor area (minima set to 1,000 sq. ft.). | 2024-03-22 19:32 | Deemed Ex Ante Team
Com | Com | For commercial aggregated building type | OfS | CZ02 | Old | Any | 4.572 | DEER2020 | 2020-01-01 | 2025-12-31 | 2023-06-14 13:47 | Deemed Ex Ante Team | In million sq. ft. of floor area (minima set to 1,000 sq. ft.) | 2024-03-22 19:41 | Deemed Ex Ante Team | Set ExpiryDate to 2025-12-31 to enable building vintage consolidation for DEER2026 measures
Com | Com | For commercial aggregated building type | OfS | CZ02 | Rec | Any | 0.199 | DEER2020 | 2020-01-01 | 2025-12-31 | 2023-06-14 13:47 | Deemed Ex Ante Team | In million sq. ft. of floor area (minima set to 1,000 sq. ft.) | 2024-03-22 19:41 | Deemed Ex Ante Team | Set ExpiryDate to 2025-12-31 to enable building vintage consolidation for DEER2026 measures
Com | Com | For commercial aggregated building type | OfS | CZ03 | Ex | Any | 4.797 | DEER2020 | 2020-01-01 | 2025-12-31 | 2023-06-14 13:47 | Deemed Ex Ante Team | In million sq. ft. of floor area (minima set to 1,000 sq. ft.) | 2024-03-22 19:41 | Deemed Ex Ante Team | Set ExpiryDate to 2025-12-31 to enable building vintage consolidation for DEER2026 measures
Com | Com | For commercial aggregated building type | OfS | CZ03 | Ex | Any | 33.511 | DEER2026 | 2026-01-01 |  | 2024-03-22 19:32 | Deemed Ex Ante Team | In million sq. ft. of floor area (minima set to 1,000 sq. ft.). Sum of Ex, Old, Recent of DEER2020 version weights. | 2024-03-22 19:32 | Deemed Ex Ante Team
Com | Com | For commercial aggregated building type | OfS | CZ03 | New | Any | 0.301 | DEER2020 | 2020-01-01 | 2025-12-31 | 2023-06-14 13:47 | Deemed Ex Ante Team | In million sq. ft. of floor area (minima set to 1,000 sq. ft.) | 2024-03-22 19:41 | Deemed Ex Ante Team | Set ExpiryDate to 2025-12-31 to enable building vintage consolidation for DEER2026 measures
Com | Com | For commercial aggregated building type | OfS | CZ03 | New | Any | 0.301 | DEER2026 | 2026-01-01 |  | 2024-03-22 19:32 | Deemed Ex Ante Team | In million sq. ft. of floor area (minima set to 1,000 sq. ft.). | 2024-03-22 19:32 | Deemed Ex Ante Team
Com | Com | For commercial aggregated building type | OfS | CZ03 | Old | Any | 27.509 | DEER2020 | 2020-01-01 | 2025-12-31 | 2023-06-14 13:47 | Deemed Ex Ante Team | In million sq. ft. of floor area (minima set to 1,000 sq. ft.) | 2024-03-22 19:41 | Deemed Ex Ante Team | Set ExpiryDate to 2025-12-31 to enable building vintage consolidation for DEER2026 measures
Com | Com | For commercial aggregated building type | OfS | CZ03 | Rec | Any | 1.205 | DEER2020 | 2020-01-01 | 2025-12-31 | 2023-06-14 13:47 | Deemed Ex Ante Team | In million sq. ft. of floor area (minima set to 1,000 sq. ft.) | 2024-03-22 19:41 | Deemed Ex Ante Team | Set ExpiryDate to 2025-12-31 to enable building vintage consolidation for DEER2026 measures
Com | Com | For commercial aggregated building type | OfS | CZ04 | Ex | Any | 4.129 | DEER2020 | 2020-01-01 | 2025-12-31 | 2023-06-14 13:47 | Deemed Ex Ante Team | In million sq. ft. of floor area (minima set to 1,000 sq. ft.) | 2024-03-22 19:41 | Deemed Ex Ante Team | Set ExpiryDate to 2025-12-31 to enable building vintage consolidation for DEER2026 measures
Com | Com | For commercial aggregated building type | OfS | CZ04 | Ex | Any | 26.236 | DEER2026 | 2026-01-01 |  | 2024-03-22 19:32 | Deemed Ex Ante Team | In million sq. ft. of floor area (minima set to 1,000 sq. ft.). Sum of Ex, Old, Recent of DEER2020 version weights. | 2024-03-22 19:32 | Deemed Ex Ante Team
Com | Com | For commercial aggregated building type | OfS | CZ04 | New | Any | 0.243 | DEER2020 | 2020-01-01 | 2025-12-31 | 2023-06-14 13:47 | Deemed Ex Ante Team | In million sq. ft. of floor area (minima set to 1,000 sq. ft.) | 2024-03-22 19:41 | Deemed Ex Ante Team | Set ExpiryDate to 2025-12-31 to enable building vintage consolidation for DEER2026 measures
Com | Com | For commercial aggregated building type | OfS | CZ04 | New | Any | 0.243 | DEER2026 | 2026-01-01 |  | 2024-03-22 19:32 | Deemed Ex Ante Team | In million sq. ft. of floor area (minima set to 1,000 sq. ft.). | 2024-03-22 19:32 | Deemed Ex Ante Team
Com | Com | For commercial aggregated building type | OfS | CZ04 | Old | Any | 21.136 | DEER2020 | 2020-01-01 | 2025-12-31 | 2023-06-14 13:47 | Deemed Ex Ante Team | In million sq. ft. of floor area (minima set to 1,000 sq. ft.) | 2024-03-22 19:41 | Deemed Ex Ante Team | Set ExpiryDate to 2025-12-31 to enable building vintage consolidation for DEER2026 measures
Com | Com | For commercial aggregated building type | OfS | CZ04 | Rec | Any | 0.971 | DEER2020 | 2020-01-01 | 2025-12-31 | 2023-06-14 13:47 | Deemed Ex Ante Team | In million sq. ft. of floor area (minima set to 1,000 sq. ft.) | 2024-03-22 19:41 | Deemed Ex Ante Team | Set ExpiryDate to 2025-12-31 to enable building vintage consolidation for DEER2026 measures
Com | Com | For commercial aggregated building type | OfS | CZ05 | Ex | Any | 0.382 | DEER2020 | 2020-01-01 | 2025-12-31 | 2023-06-14 13:47 | Deemed Ex Ante Team | In million sq. ft. of floor area (minima set to 1,000 sq. ft.) | 2024-03-22 19:41 | Deemed Ex Ante Team | Set ExpiryDate to 2025-12-31 to enable building vintage consolidation for DEER2026 measures
Com | Com | For commercial aggregated building type | OfS | CZ05 | Ex | Any | 2.532 | DEER2026 | 2026-01-01 |  | 2024-03-22 19:32 | Deemed Ex Ante Team | In million sq. ft. of floor area (minima set to 1,000 sq. ft.). Sum of Ex, Old, Recent of DEER2020 version weights. | 2024-03-22 19:32 | Deemed Ex Ante Team
Com | Com | For commercial aggregated building type | OfS | CZ05 | New | Any | 0.023 | DEER2020 | 2020-01-01 | 2025-12-31 | 2023-06-14 13:47 | Deemed Ex Ante Team | In million sq. ft. of floor area (minima set to 1,000 sq. ft.) | 2024-03-22 19:41 | Deemed Ex Ante Team | Set ExpiryDate to 2025-12-31 to enable building vintage consolidation for DEER2026 measures
Com | Com | For commercial aggregated building type | OfS | CZ05 | New | Any | 0.023 | DEER2026 | 2026-01-01 |  | 2024-03-22 19:32 | Deemed Ex Ante Team | In million sq. ft. of floor area (minima set to 1,000 sq. ft.). | 2024-03-22 19:32 | Deemed Ex Ante Team
Com | Com | For commercial aggregated building type | OfS | CZ05 | Old | Any | 2.058 | DEER2020 | 2020-01-01 | 2025-12-31 | 2023-06-14 13:47 | Deemed Ex Ante Team | In million sq. ft. of floor area (minima set to 1,000 sq. ft.) | 2024-03-22 19:41 | Deemed Ex Ante Team | Set ExpiryDate to 2025-12-31 to enable building vintage consolidation for DEER2026 measures
Com | Com | For commercial aggregated building type | OfS | CZ05 | Rec | Any | 0.092 | DEER2020 | 2020-01-01 | 2025-12-31 | 2023-06-14 13:47 | Deemed Ex Ante Team | In million sq. ft. of floor area (minima set to 1,000 sq. ft.) | 2024-03-22 19:41 | Deemed Ex Ante Team | Set ExpiryDate to 2025-12-31 to enable building vintage consolidation for DEER2026 measures
Com | Com | For commercial aggregated building type | OfS | CZ06 | Ex | Any | 8.704 | DEER2020 | 2020-01-01 | 2025-12-31 | 2023-06-14 13:47 | Deemed Ex Ante Team | In million sq. ft. of floor area (minima set to 1,000 sq. ft.) | 2024-03-22 19:41 | Deemed Ex Ante Team | Set ExpiryDate to 2025-12-31 to enable building vintage consolidation for DEER2026 measures
Com | Com | For commercial aggregated building type | OfS | CZ06 | Ex | Any | 64.362 | DEER2026 | 2026-01-01 |  | 2024-03-22 19:32 | Deemed Ex Ante Team | In million sq. ft. of floor area (minima set to 1,000 sq. ft.). Sum of Ex, Old, Recent of DEER2020 version weights. | 2024-03-22 19:32 | Deemed Ex Ante Team
Com | Com | For commercial aggregated building type | OfS | CZ06 | New | Any | 0.553 | DEER2020 | 2020-01-01 | 2025-12-31 | 2023-06-14 13:47 | Deemed Ex Ante Team | In million sq. ft. of floor area (minima set to 1,000 sq. ft.) | 2024-03-22 19:41 | Deemed Ex Ante Team | Set ExpiryDate to 2025-12-31 to enable building vintage consolidation for DEER2026 measures
Com | Com | For commercial aggregated building type | OfS | CZ06 | New | Any | 0.553 | DEER2026 | 2026-01-01 |  | 2024-03-22 19:32 | Deemed Ex Ante Team | In million sq. ft. of floor area (minima set to 1,000 sq. ft.). | 2024-03-22 19:32 | Deemed Ex Ante Team
Com | Com | For commercial aggregated building type | OfS | CZ06 | Old | Any | 53.447 | DEER2020 | 2020-01-01 | 2025-12-31 | 2023-06-14 13:47 | Deemed Ex Ante Team | In million sq. ft. of floor area (minima set to 1,000 sq. ft.) | 2024-03-22 19:41 | Deemed Ex Ante Team | Set ExpiryDate to 2025-12-31 to enable building vintage consolidation for DEER2026 measures
Com | Com | For commercial aggregated building type | OfS | CZ06 | Rec | Any | 2.211 | DEER2020 | 2020-01-01 | 2025-12-31 | 2023-06-14 13:47 | Deemed Ex Ante Team | In million sq. ft. of floor area (minima set to 1,000 sq. ft.) | 2024-03-22 19:41 | Deemed Ex Ante Team | Set ExpiryDate to 2025-12-31 to enable building vintage consolidation for DEER2026 measures
Com | Com | For commercial aggregated building type | OfS | CZ07 | Ex | Any | 5.963 | DEER2020 | 2020-01-01 | 2025-12-31 | 2023-06-14 13:47 | Deemed Ex Ante Team | In million sq. ft. of floor area (minima set to 1,000 sq. ft.) | 2024-03-22 19:41 | Deemed Ex Ante Team | Set ExpiryDate to 2025-12-31 to enable building vintage consolidation for DEER2026 measures
Com | Com | For commercial aggregated building type | OfS | CZ07 | Ex | Any | 44.771 | DEER2026 | 2026-01-01 |  | 2024-03-22 19:32 | Deemed Ex Ante Team | In million sq. ft. of floor area (minima set to 1,000 sq. ft.). Sum of Ex, Old, Recent of DEER2020 version weights. | 2024-03-22 19:32 | Deemed Ex Ante Team
Com | Com | For commercial aggregated building type | OfS | CZ07 | New | Any | 0.336 | DEER2020 | 2020-01-01 | 2025-12-31 | 2023-06-14 13:47 | Deemed Ex Ante Team | In million sq. ft. of floor area (minima set to 1,000 sq. ft.) | 2024-03-22 19:41 | Deemed Ex Ante Team | Set ExpiryDate to 2025-12-31 to enable building vintage consolidation for DEER2026 measures
Com | Com | For commercial aggregated building type | OfS | CZ07 | New | Any | 0.336 | DEER2026 | 2026-01-01 |  | 2024-03-22 19:32 | Deemed Ex Ante Team | In million sq. ft. of floor area (minima set to 1,000 sq. ft.). | 2024-03-22 19:32 | Deemed Ex Ante Team
Com | Com | For commercial aggregated building type | OfS | CZ07 | Old | Any | 37.463 | DEER2020 | 2020-01-01 | 2025-12-31 | 2023-06-14 13:47 | Deemed Ex Ante Team | In million sq. ft. of floor area (minima set to 1,000 sq. ft.) | 2024-03-22 19:41 | Deemed Ex Ante Team | Set ExpiryDate to 2025-12-31 to enable building vintage consolidation for DEER2026 measures
Com | Com | For commercial aggregated building type | OfS | CZ07 | Rec | Any | 1.345 | DEER2020 | 2020-01-01 | 2025-12-31 | 2023-06-14 13:47 | Deemed Ex Ante Team | In million sq. ft. of floor area (minima set to 1,000 sq. ft.) | 2024-03-22 19:41 | Deemed Ex Ante Team | Set ExpiryDate to 2025-12-31 to enable building vintage consolidation for DEER2026 measures
Com | Com | For commercial aggregated building type | OfS | CZ08 | Ex | Any | 10.809 | DEER2020 | 2020-01-01 | 2025-12-31 | 2023-06-14 13:47 | Deemed Ex Ante Team | In million sq. ft. of floor area (minima set to 1,000 sq. ft.) | 2024-03-22 19:41 | Deemed Ex Ante Team | Set ExpiryDate to 2025-12-31 to enable building vintage consolidation for DEER2026 measures
Com | Com | For commercial aggregated building type | OfS | CZ08 | Ex | Any | 80.244 | DEER2026 | 2026-01-01 |  | 2024-03-22 19:32 | Deemed Ex Ante Team | In million sq. ft. of floor area (minima set to 1,000 sq. ft.). Sum of Ex, Old, Recent of DEER2020 version weights. | 2024-03-22 19:32 | Deemed Ex Ante Team
Com | Com | For commercial aggregated building type | OfS | CZ08 | New | Any | 0.685 | DEER2020 | 2020-01-01 | 2025-12-31 | 2023-06-14 13:47 | Deemed Ex Ante Team | In million sq. ft. of floor area (minima set to 1,000 sq. ft.) | 2024-03-22 19:41 | Deemed Ex Ante Team | Set ExpiryDate to 2025-12-31 to enable building vintage consolidation for DEER2026 measures
Com | Com | For commercial aggregated building type | OfS | CZ08 | New | Any | 0.685 | DEER2026 | 2026-01-01 |  | 2024-03-22 19:32 | Deemed Ex Ante Team | In million sq. ft. of floor area (minima set to 1,000 sq. ft.). | 2024-03-22 19:32 | Deemed Ex Ante Team
Com | Com | For commercial aggregated building type | OfS | CZ08 | Old | Any | 66.7 | DEER2020 | 2020-01-01 | 2025-12-31 | 2023-06-14 13:47 | Deemed Ex Ante Team | In million sq. ft. of floor area (minima set to 1,000 sq. ft.) | 2024-03-22 19:41 | Deemed Ex Ante Team | Set ExpiryDate to 2025-12-31 to enable building vintage consolidation for DEER2026 measures
Com | Com | For commercial aggregated building type | OfS | CZ08 | Rec | Any | 2.735 | DEER2020 | 2020-01-01 | 2025-12-31 | 2023-06-14 13:47 | Deemed Ex Ante Team | In million sq. ft. of floor area (minima set to 1,000 sq. ft.) | 2024-03-22 19:41 | Deemed Ex Ante Team | Set ExpiryDate to 2025-12-31 to enable building vintage consolidation for DEER2026 measures
Com | Com | For commercial aggregated building type | OfS | CZ09 | Ex | Any | 8.945 | DEER2020 | 2020-01-01 | 2025-12-31 | 2023-06-14 13:47 | Deemed Ex Ante Team | In million sq. ft. of floor area (minima set to 1,000 sq. ft.) | 2024-03-22 19:41 | Deemed Ex Ante Team | Set ExpiryDate to 2025-12-31 to enable building vintage consolidation for DEER2026 measures
Com | Com | For commercial aggregated building type | OfS | CZ09 | Ex | Any | 65.721 | DEER2026 | 2026-01-01 |  | 2024-03-22 19:32 | Deemed Ex Ante Team | In million sq. ft. of floor area (minima set to 1,000 sq. ft.). Sum of Ex, Old, Recent of DEER2020 version weights. | 2024-03-22 19:32 | Deemed Ex Ante Team
Com | Com | For commercial aggregated building type | OfS | CZ09 | New | Any | 0.526 | DEER2020 | 2020-01-01 | 2025-12-31 | 2023-06-14 13:47 | Deemed Ex Ante Team | In million sq. ft. of floor area (minima set to 1,000 sq. ft.) | 2024-03-22 19:41 | Deemed Ex Ante Team | Set ExpiryDate to 2025-12-31 to enable building vintage consolidation for DEER2026 measures
Com | Com | For commercial aggregated building type | OfS | CZ09 | New | Any | 0.526 | DEER2026 | 2026-01-01 |  | 2024-03-22 19:32 | Deemed Ex Ante Team | In million sq. ft. of floor area (minima set to 1,000 sq. ft.). | 2024-03-22 19:32 | Deemed Ex Ante Team
Com | Com | For commercial aggregated building type | OfS | CZ09 | Old | Any | 54.672 | DEER2020 | 2020-01-01 | 2025-12-31 | 2023-06-14 13:47 | Deemed Ex Ante Team | In million sq. ft. of floor area (minima set to 1,000 sq. ft.) | 2024-03-22 19:41 | Deemed Ex Ante Team | Set ExpiryDate to 2025-12-31 to enable building vintage consolidation for DEER2026 measures
Com | Com | For commercial aggregated building type | OfS | CZ09 | Rec | Any | 2.104 | DEER2020 | 2020-01-01 | 2025-12-31 | 2023-06-14 13:47 | Deemed Ex Ante Team | In million sq. ft. of floor area (minima set to 1,000 sq. ft.) | 2024-03-22 19:41 | Deemed Ex Ante Team | Set ExpiryDate to 2025-12-31 to enable building vintage consolidation for DEER2026 measures
Com | Com | For commercial aggregated building type | OfS | CZ10 | Ex | Any | 16.103 | DEER2020 | 2020-01-01 | 2025-12-31 | 2023-06-14 13:47 | Deemed Ex Ante Team | In million sq. ft. of floor area (minima set to 1,000 sq. ft.) | 2024-03-22 19:41 | Deemed Ex Ante Team | Set ExpiryDate to 2025-12-31 to enable building vintage consolidation for DEER2026 measures
Com | Com | For commercial aggregated building type | OfS | CZ10 | Ex | Any | 68.392 | DEER2026 | 2026-01-01 |  | 2024-03-22 19:32 | Deemed Ex Ante Team | In million sq. ft. of floor area (minima set to 1,000 sq. ft.). Sum of Ex, Old, Recent of DEER2020 version weights. | 2024-03-22 19:32 | Deemed Ex Ante Team
Com | Com | For commercial aggregated building type | OfS | CZ10 | New | Any | 0.865 | DEER2020 | 2020-01-01 | 2025-12-31 | 2023-06-14 13:47 | Deemed Ex Ante Team | In million sq. ft. of floor area (minima set to 1,000 sq. ft.) | 2024-03-22 19:41 | Deemed Ex Ante Team | Set ExpiryDate to 2025-12-31 to enable building vintage consolidation for DEER2026 measures
Com | Com | For commercial aggregated building type | OfS | CZ10 | New | Any | 0.865 | DEER2026 | 2026-01-01 |  | 2024-03-22 19:32 | Deemed Ex Ante Team | In million sq. ft. of floor area (minima set to 1,000 sq. ft.). | 2024-03-22 19:32 | Deemed Ex Ante Team
Com | Com | For commercial aggregated building type | OfS | CZ10 | Old | Any | 48.827 | DEER2020 | 2020-01-01 | 2025-12-31 | 2023-06-14 13:47 | Deemed Ex Ante Team | In million sq. ft. of floor area (minima set to 1,000 sq. ft.) | 2024-03-22 19:41 | Deemed Ex Ante Team | Set ExpiryDate to 2025-12-31 to enable building vintage consolidation for DEER2026 measures
Com | Com | For commercial aggregated building type | OfS | CZ10 | Rec | Any | 3.462 | DEER2020 | 2020-01-01 | 2025-12-31 | 2023-06-14 13:47 | Deemed Ex Ante Team | In million sq. ft. of floor area (minima set to 1,000 sq. ft.) | 2024-03-22 19:41 | Deemed Ex Ante Team | Set ExpiryDate to 2025-12-31 to enable building vintage consolidation for DEER2026 measures
Com | Com | For commercial aggregated building type | OfS | CZ11 | Ex | Any | 1.408 | DEER2020 | 2020-01-01 | 2025-12-31 | 2023-06-14 13:47 | Deemed Ex Ante Team | In million sq. ft. of floor area (minima set to 1,000 sq. ft.) | 2024-03-22 19:41 | Deemed Ex Ante Team | Set ExpiryDate to 2025-12-31 to enable building vintage consolidation for DEER2026 measures
Com | Com | For commercial aggregated building type | OfS | CZ11 | Ex | Any | 8.295 | DEER2026 | 2026-01-01 |  | 2024-03-22 19:32 | Deemed Ex Ante Team | In million sq. ft. of floor area (minima set to 1,000 sq. ft.). Sum of Ex, Old, Recent of DEER2020 version weights. | 2024-03-22 19:32 | Deemed Ex Ante Team
Com | Com | For commercial aggregated building type | OfS | CZ11 | New | Any | 0.075 | DEER2020 | 2020-01-01 | 2025-12-31 | 2023-06-14 13:47 | Deemed Ex Ante Team | In million sq. ft. of floor area (minima set to 1,000 sq. ft.) | 2024-03-22 19:41 | Deemed Ex Ante Team | Set ExpiryDate to 2025-12-31 to enable building vintage consolidation for DEER2026 measures
Com | Com | For commercial aggregated building type | OfS | CZ11 | New | Any | 0.075 | DEER2026 | 2026-01-01 |  | 2024-03-22 19:32 | Deemed Ex Ante Team | In million sq. ft. of floor area (minima set to 1,000 sq. ft.). | 2024-03-22 19:32 | Deemed Ex Ante Team
Com | Com | For commercial aggregated building type | OfS | CZ11 | Old | Any | 6.587 | DEER2020 | 2020-01-01 | 2025-12-31 | 2023-06-14 13:47 | Deemed Ex Ante Team | In million sq. ft. of floor area (minima set to 1,000 sq. ft.) | 2024-03-22 19:41 | Deemed Ex Ante Team | Set ExpiryDate to 2025-12-31 to enable building vintage consolidation for DEER2026 measures
Com | Com | For commercial aggregated building type | OfS | CZ11 | Rec | Any | 0.3 | DEER2020 | 2020-01-01 | 2025-12-31 | 2023-06-14 13:47 | Deemed Ex Ante Team | In million sq. ft. of floor area (minima set to 1,000 sq. ft.) | 2024-03-22 19:41 | Deemed Ex Ante Team | Set ExpiryDate to 2025-12-31 to enable building vintage consolidation for DEER2026 measures
Com | Com | For commercial aggregated building type | OfS | CZ12 | Ex | Any | 5.65 | DEER2020 | 2020-01-01 | 2025-12-31 | 2023-06-14 13:47 | Deemed Ex Ante Team | In million sq. ft. of floor area (minima set to 1,000 sq. ft.) | 2024-03-22 19:41 | Deemed Ex Ante Team | Set ExpiryDate to 2025-12-31 to enable building vintage consolidation for DEER2026 measures
Com | Com | For commercial aggregated building type | OfS | CZ12 | Ex | Any | 32.701 | DEER2026 | 2026-01-01 |  | 2024-03-22 19:32 | Deemed Ex Ante Team | In million sq. ft. of floor area (minima set to 1,000 sq. ft.). Sum of Ex, Old, Recent of DEER2020 version weights. | 2024-03-22 19:32 | Deemed Ex Ante Team
Com | Com | For commercial aggregated building type | OfS | CZ12 | New | Any | 0.312 | DEER2020 | 2020-01-01 | 2025-12-31 | 2023-06-14 13:47 | Deemed Ex Ante Team | In million sq. ft. of floor area (minima set to 1,000 sq. ft.) | 2024-03-22 19:41 | Deemed Ex Ante Team | Set ExpiryDate to 2025-12-31 to enable building vintage consolidation for DEER2026 measures
Com | Com | For commercial aggregated building type | OfS | CZ12 | New | Any | 0.312 | DEER2026 | 2026-01-01 |  | 2024-03-22 19:32 | Deemed Ex Ante Team | In million sq. ft. of floor area (minima set to 1,000 sq. ft.). | 2024-03-22 19:32 | Deemed Ex Ante Team
Com | Com | For commercial aggregated building type | OfS | CZ12 | Old | Any | 25.803 | DEER2020 | 2020-01-01 | 2025-12-31 | 2023-06-14 13:47 | Deemed Ex Ante Team | In million sq. ft. of floor area (minima set to 1,000 sq. ft.) | 2024-03-22 19:41 | Deemed Ex Ante Team | Set ExpiryDate to 2025-12-31 to enable building vintage consolidation for DEER2026 measures
Com | Com | For commercial aggregated building type | OfS | CZ12 | Rec | Any | 1.248 | DEER2020 | 2020-01-01 | 2025-12-31 | 2023-06-14 13:47 | Deemed Ex Ante Team | In million sq. ft. of floor area (minima set to 1,000 sq. ft.) | 2024-03-22 19:41 | Deemed Ex Ante Team | Set ExpiryDate to 2025-12-31 to enable building vintage consolidation for DEER2026 measures
Com | Com | For commercial aggregated building type | OfS | CZ13 | Ex | Any | 7.129 | DEER2020 | 2020-01-01 | 2025-12-31 | 2023-06-14 13:47 | Deemed Ex Ante Team | In million sq. ft. of floor area (minima set to 1,000 sq. ft.) | 2024-03-22 19:41 | Deemed Ex Ante Team | Set ExpiryDate to 2025-12-31 to enable building vintage consolidation for DEER2026 measures
Com | Com | For commercial aggregated building type | OfS | CZ13 | Ex | Any | 41.674 | DEER2026 | 2026-01-01 |  | 2024-03-22 19:32 | Deemed Ex Ante Team | In million sq. ft. of floor area (minima set to 1,000 sq. ft.). Sum of Ex, Old, Recent of DEER2020 version weights. | 2024-03-22 19:32 | Deemed Ex Ante Team
Com | Com | For commercial aggregated building type | OfS | CZ13 | New | Any | 0.384 | DEER2020 | 2020-01-01 | 2025-12-31 | 2023-06-14 13:47 | Deemed Ex Ante Team | In million sq. ft. of floor area (minima set to 1,000 sq. ft.) | 2024-03-22 19:41 | Deemed Ex Ante Team | Set ExpiryDate to 2025-12-31 to enable building vintage consolidation for DEER2026 measures
Com | Com | For commercial aggregated building type | OfS | CZ13 | New | Any | 0.384 | DEER2026 | 2026-01-01 |  | 2024-03-22 19:32 | Deemed Ex Ante Team | In million sq. ft. of floor area (minima set to 1,000 sq. ft.). | 2024-03-22 19:32 | Deemed Ex Ante Team
Com | Com | For commercial aggregated building type | OfS | CZ13 | Old | Any | 33.006 | DEER2020 | 2020-01-01 | 2025-12-31 | 2023-06-14 13:47 | Deemed Ex Ante Team | In million sq. ft. of floor area (minima set to 1,000 sq. ft.) | 2024-03-22 19:41 | Deemed Ex Ante Team | Set ExpiryDate to 2025-12-31 to enable building vintage consolidation for DEER2026 measures
Com | Com | For commercial aggregated building type | OfS | CZ13 | Rec | Any | 1.539 | DEER2020 | 2020-01-01 | 2025-12-31 | 2023-06-14 13:47 | Deemed Ex Ante Team | In million sq. ft. of floor area (minima set to 1,000 sq. ft.) | 2024-03-22 19:41 | Deemed Ex Ante Team | Set ExpiryDate to 2025-12-31 to enable building vintage consolidation for DEER2026 measures
Com | Com | For commercial aggregated building type | OfS | CZ14 | Ex | Any | 1.914 | DEER2020 | 2020-01-01 | 2025-12-31 | 2023-06-14 13:47 | Deemed Ex Ante Team | In million sq. ft. of floor area (minima set to 1,000 sq. ft.) | 2024-03-22 19:41 | Deemed Ex Ante Team | Set ExpiryDate to 2025-12-31 to enable building vintage consolidation for DEER2026 measures
Com | Com | For commercial aggregated building type | OfS | CZ14 | Ex | Any | 8.44 | DEER2026 | 2026-01-01 |  | 2024-03-22 19:32 | Deemed Ex Ante Team | In million sq. ft. of floor area (minima set to 1,000 sq. ft.). Sum of Ex, Old, Recent of DEER2020 version weights. | 2024-03-22 19:32 | Deemed Ex Ante Team
Com | Com | For commercial aggregated building type | OfS | CZ14 | New | Any | 0.104 | DEER2020 | 2020-01-01 | 2025-12-31 | 2023-06-14 13:47 | Deemed Ex Ante Team | In million sq. ft. of floor area (minima set to 1,000 sq. ft.) | 2024-03-22 19:41 | Deemed Ex Ante Team | Set ExpiryDate to 2025-12-31 to enable building vintage consolidation for DEER2026 measures
Com | Com | For commercial aggregated building type | OfS | CZ14 | New | Any | 0.104 | DEER2026 | 2026-01-01 |  | 2024-03-22 19:32 | Deemed Ex Ante Team | In million sq. ft. of floor area (minima set to 1,000 sq. ft.). | 2024-03-22 19:32 | Deemed Ex Ante Team
Com | Com | For commercial aggregated building type | OfS | CZ14 | Old | Any | 6.112 | DEER2020 | 2020-01-01 | 2025-12-31 | 2023-06-14 13:47 | Deemed Ex Ante Team | In million sq. ft. of floor area (minima set to 1,000 sq. ft.) | 2024-03-22 19:41 | Deemed Ex Ante Team | Set ExpiryDate to 2025-12-31 to enable building vintage consolidation for DEER2026 measures
Com | Com | For commercial aggregated building type | OfS | CZ14 | Rec | Any | 0.414 | DEER2020 | 2020-01-01 | 2025-12-31 | 2023-06-14 13:47 | Deemed Ex Ante Team | In million sq. ft. of floor area (minima set to 1,000 sq. ft.) | 2024-03-22 19:41 | Deemed Ex Ante Team | Set ExpiryDate to 2025-12-31 to enable building vintage consolidation for DEER2026 measures
Com | Com | For commercial aggregated building type | OfS | CZ15 | Ex | Any | 4.048 | DEER2020 | 2020-01-01 | 2025-12-31 | 2023-06-14 13:47 | Deemed Ex Ante Team | In million sq. ft. of floor area (minima set to 1,000 sq. ft.) | 2024-03-22 19:41 | Deemed Ex Ante Team | Set ExpiryDate to 2025-12-31 to enable building vintage consolidation for DEER2026 measures
Com | Com | For commercial aggregated building type | OfS | CZ15 | Ex | Any | 16.041 | DEER2026 | 2026-01-01 |  | 2024-03-22 19:32 | Deemed Ex Ante Team | In million sq. ft. of floor area (minima set to 1,000 sq. ft.). Sum of Ex, Old, Recent of DEER2020 version weights. | 2024-03-22 19:32 | Deemed Ex Ante Team
Com | Com | For commercial aggregated building type | OfS | CZ15 | New | Any | 0.217 | DEER2020 | 2020-01-01 | 2025-12-31 | 2023-06-14 13:47 | Deemed Ex Ante Team | In million sq. ft. of floor area (minima set to 1,000 sq. ft.) | 2024-03-22 19:41 | Deemed Ex Ante Team | Set ExpiryDate to 2025-12-31 to enable building vintage consolidation for DEER2026 measures
Com | Com | For commercial aggregated building type | OfS | CZ15 | New | Any | 0.217 | DEER2026 | 2026-01-01 |  | 2024-03-22 19:32 | Deemed Ex Ante Team | In million sq. ft. of floor area (minima set to 1,000 sq. ft.). | 2024-03-22 19:32 | Deemed Ex Ante Team
Com | Com | For commercial aggregated building type | OfS | CZ15 | Old | Any | 11.126 | DEER2020 | 2020-01-01 | 2025-12-31 | 2023-06-14 13:47 | Deemed Ex Ante Team | In million sq. ft. of floor area (minima set to 1,000 sq. ft.) | 2024-03-22 19:41 | Deemed Ex Ante Team | Set ExpiryDate to 2025-12-31 to enable building vintage consolidation for DEER2026 measures
Com | Com | For commercial aggregated building type | OfS | CZ15 | Rec | Any | 0.867 | DEER2020 | 2020-01-01 | 2025-12-31 | 2023-06-14 13:47 | Deemed Ex Ante Team | In million sq. ft. of floor area (minima set to 1,000 sq. ft.) | 2024-03-22 19:41 | Deemed Ex Ante Team | Set ExpiryDate to 2025-12-31 to enable building vintage consolidation for DEER2026 measures
Com | Com | For commercial aggregated building type | OfS | CZ16 | Ex | Any | 1.115 | DEER2020 | 2020-01-01 | 2025-12-31 | 2023-06-14 13:47 | Deemed Ex Ante Team | In million sq. ft. of floor area (minima set to 1,000 sq. ft.) | 2024-03-22 19:41 | Deemed Ex Ante Team | Set ExpiryDate to 2025-12-31 to enable building vintage consolidation for DEER2026 measures
Com | Com | For commercial aggregated building type | OfS | CZ16 | Ex | Any | 5.753 | DEER2026 | 2026-01-01 |  | 2024-03-22 19:32 | Deemed Ex Ante Team | In million sq. ft. of floor area (minima set to 1,000 sq. ft.). Sum of Ex, Old, Recent of DEER2020 version weights. | 2024-03-22 19:32 | Deemed Ex Ante Team
Com | Com | For commercial aggregated building type | OfS | CZ16 | New | Any | 0.061 | DEER2020 | 2020-01-01 | 2025-12-31 | 2023-06-14 13:47 | Deemed Ex Ante Team | In million sq. ft. of floor area (minima set to 1,000 sq. ft.) | 2024-03-22 19:41 | Deemed Ex Ante Team | Set ExpiryDate to 2025-12-31 to enable building vintage consolidation for DEER2026 measures
Com | Com | For commercial aggregated building type | OfS | CZ16 | New | Any | 0.061 | DEER2026 | 2026-01-01 |  | 2024-03-22 19:32 | Deemed Ex Ante Team | In million sq. ft. of floor area (minima set to 1,000 sq. ft.). | 2024-03-22 19:32 | Deemed Ex Ante Team
Com | Com | For commercial aggregated building type | OfS | CZ16 | Old | Any | 4.395 | DEER2020 | 2020-01-01 | 2025-12-31 | 2023-06-14 13:47 | Deemed Ex Ante Team | In million sq. ft. of floor area (minima set to 1,000 sq. ft.) | 2024-03-22 19:41 | Deemed Ex Ante Team | Set ExpiryDate to 2025-12-31 to enable building vintage consolidation for DEER2026 measures
Com | Com | For commercial aggregated building type | OfS | CZ16 | Rec | Any | 0.243 | DEER2020 | 2020-01-01 | 2025-12-31 | 2023-06-14 13:47 | Deemed Ex Ante Team | In million sq. ft. of floor area (minima set to 1,000 sq. ft.) | 2024-03-22 19:41 | Deemed Ex Ante Team | Set ExpiryDate to 2025-12-31 to enable building vintage consolidation for DEER2026 measures
Com | Com | For commercial aggregated building type | RFF | CZ01 | Ex | Any | 0.026 | DEER2020 | 2020-01-01 | 2025-12-31 | 2023-06-14 13:47 | Deemed Ex Ante Team | In million sq. ft. of floor area (minima set to 1,000 sq. ft.) | 2024-03-22 19:41 | Deemed Ex Ante Team | Set ExpiryDate to 2025-12-31 to enable building vintage consolidation for DEER2026 measures
Com | Com | For commercial aggregated building type | RFF | CZ01 | Ex | Any | 0.388 | DEER2026 | 2026-01-01 |  | 2024-03-22 19:32 | Deemed Ex Ante Team | In million sq. ft. of floor area (minima set to 1,000 sq. ft.). Sum of Ex, Old, Recent of DEER2020 version weights. | 2024-03-22 19:32 | Deemed Ex Ante Team
Com | Com | For commercial aggregated building type | RFF | CZ01 | New | Any | 0.002 | DEER2020 | 2020-01-01 | 2025-12-31 | 2023-06-14 13:47 | Deemed Ex Ante Team | In million sq. ft. of floor area (minima set to 1,000 sq. ft.) | 2024-03-22 19:41 | Deemed Ex Ante Team | Set ExpiryDate to 2025-12-31 to enable building vintage consolidation for DEER2026 measures
Com | Com | For commercial aggregated building type | RFF | CZ01 | New | Any | 0.002 | DEER2026 | 2026-01-01 |  | 2024-03-22 19:32 | Deemed Ex Ante Team | In million sq. ft. of floor area (minima set to 1,000 sq. ft.). | 2024-03-22 19:32 | Deemed Ex Ante Team
Com | Com | For commercial aggregated building type | RFF | CZ01 | Old | Any | 0.355 | DEER2020 | 2020-01-01 | 2025-12-31 | 2023-06-14 13:47 | Deemed Ex Ante Team | In million sq. ft. of floor area (minima set to 1,000 sq. ft.) | 2024-03-22 19:41 | Deemed Ex Ante Team | Set ExpiryDate to 2025-12-31 to enable building vintage consolidation for DEER2026 measures
Com | Com | For commercial aggregated building type | RFF | CZ01 | Rec | Any | 0.007 | DEER2020 | 2020-01-01 | 2025-12-31 | 2023-06-14 13:47 | Deemed Ex Ante Team | In million sq. ft. of floor area (minima set to 1,000 sq. ft.) | 2024-03-22 19:41 | Deemed Ex Ante Team | Set ExpiryDate to 2025-12-31 to enable building vintage consolidation for DEER2026 measures
Com | Com | For commercial aggregated building type | RFF | CZ02 | Ex | Any | 0.163 | DEER2020 | 2020-01-01 | 2025-12-31 | 2023-06-14 13:47 | Deemed Ex Ante Team | In million sq. ft. of floor area (minima set to 1,000 sq. ft.) | 2024-03-22 19:41 | Deemed Ex Ante Team | Set ExpiryDate to 2025-12-31 to enable building vintage consolidation for DEER2026 measures
Com | Com | For commercial aggregated building type | RFF | CZ02 | Ex | Any | 1.776 | DEER2026 | 2026-01-01 |  | 2024-03-22 19:32 | Deemed Ex Ante Team | In million sq. ft. of floor area (minima set to 1,000 sq. ft.). Sum of Ex, Old, Recent of DEER2020 version weights. | 2024-03-22 19:32 | Deemed Ex Ante Team
Com | Com | For commercial aggregated building type | RFF | CZ02 | New | Any | 0.01 | DEER2020 | 2020-01-01 | 2025-12-31 | 2023-06-14 13:47 | Deemed Ex Ante Team | In million sq. ft. of floor area (minima set to 1,000 sq. ft.) | 2024-03-22 19:41 | Deemed Ex Ante Team | Set ExpiryDate to 2025-12-31 to enable building vintage consolidation for DEER2026 measures
Com | Com | For commercial aggregated building type | RFF | CZ02 | New | Any | 0.01 | DEER2026 | 2026-01-01 |  | 2024-03-22 19:32 | Deemed Ex Ante Team | In million sq. ft. of floor area (minima set to 1,000 sq. ft.). | 2024-03-22 19:32 | Deemed Ex Ante Team
Com | Com | For commercial aggregated building type | RFF | CZ02 | Old | Any | 1.574 | DEER2020 | 2020-01-01 | 2025-12-31 | 2023-06-14 13:47 | Deemed Ex Ante Team | In million sq. ft. of floor area (minima set to 1,000 sq. ft.) | 2024-03-22 19:41 | Deemed Ex Ante Team | Set ExpiryDate to 2025-12-31 to enable building vintage consolidation for DEER2026 measures
Com | Com | For commercial aggregated building type | RFF | CZ02 | Rec | Any | 0.039 | DEER2020 | 2020-01-01 | 2025-12-31 | 2023-06-14 13:47 | Deemed Ex Ante Team | In million sq. ft. of floor area (minima set to 1,000 sq. ft.) | 2024-03-22 19:41 | Deemed Ex Ante Team | Set ExpiryDate to 2025-12-31 to enable building vintage consolidation for DEER2026 measures
Com | Com | For commercial aggregated building type | RFF | CZ03 | Ex | Any | 0.774 | DEER2020 | 2020-01-01 | 2025-12-31 | 2023-06-14 13:47 | Deemed Ex Ante Team | In million sq. ft. of floor area (minima set to 1,000 sq. ft.) | 2024-03-22 19:41 | Deemed Ex Ante Team | Set ExpiryDate to 2025-12-31 to enable building vintage consolidation for DEER2026 measures
Com | Com | For commercial aggregated building type | RFF | CZ03 | Ex | Any | 8.154 | DEER2026 | 2026-01-01 |  | 2024-03-22 19:32 | Deemed Ex Ante Team | In million sq. ft. of floor area (minima set to 1,000 sq. ft.). Sum of Ex, Old, Recent of DEER2020 version weights. | 2024-03-22 19:32 | Deemed Ex Ante Team
Com | Com | For commercial aggregated building type | RFF | CZ03 | New | Any | 0.048 | DEER2020 | 2020-01-01 | 2025-12-31 | 2023-06-14 13:47 | Deemed Ex Ante Team | In million sq. ft. of floor area (minima set to 1,000 sq. ft.) | 2024-03-22 19:41 | Deemed Ex Ante Team | Set ExpiryDate to 2025-12-31 to enable building vintage consolidation for DEER2026 measures
Com | Com | For commercial aggregated building type | RFF | CZ03 | New | Any | 0.048 | DEER2026 | 2026-01-01 |  | 2024-03-22 19:32 | Deemed Ex Ante Team | In million sq. ft. of floor area (minima set to 1,000 sq. ft.). | 2024-03-22 19:32 | Deemed Ex Ante Team
Com | Com | For commercial aggregated building type | RFF | CZ03 | Old | Any | 7.188 | DEER2020 | 2020-01-01 | 2025-12-31 | 2023-06-14 13:47 | Deemed Ex Ante Team | In million sq. ft. of floor area (minima set to 1,000 sq. ft.) | 2024-03-22 19:41 | Deemed Ex Ante Team | Set ExpiryDate to 2025-12-31 to enable building vintage consolidation for DEER2026 measures
Com | Com | For commercial aggregated building type | RFF | CZ03 | Rec | Any | 0.192 | DEER2020 | 2020-01-01 | 2025-12-31 | 2023-06-14 13:47 | Deemed Ex Ante Team | In million sq. ft. of floor area (minima set to 1,000 sq. ft.) | 2024-03-22 19:41 | Deemed Ex Ante Team | Set ExpiryDate to 2025-12-31 to enable building vintage consolidation for DEER2026 measures
Com | Com | For commercial aggregated building type | RFF | CZ04 | Ex | Any | 0.343 | DEER2020 | 2020-01-01 | 2025-12-31 | 2023-06-14 13:47 | Deemed Ex Ante Team | In million sq. ft. of floor area (minima set to 1,000 sq. ft.) | 2024-03-22 19:41 | Deemed Ex Ante Team | Set ExpiryDate to 2025-12-31 to enable building vintage consolidation for DEER2026 measures
Com | Com | For commercial aggregated building type | RFF | CZ04 | Ex | Any | 3.567 | DEER2026 | 2026-01-01 |  | 2024-03-22 19:32 | Deemed Ex Ante Team | In million sq. ft. of floor area (minima set to 1,000 sq. ft.). Sum of Ex, Old, Recent of DEER2020 version weights. | 2024-03-22 19:32 | Deemed Ex Ante Team
Com | Com | For commercial aggregated building type | RFF | CZ04 | New | Any | 0.019 | DEER2020 | 2020-01-01 | 2025-12-31 | 2023-06-14 13:47 | Deemed Ex Ante Team | In million sq. ft. of floor area (minima set to 1,000 sq. ft.) | 2024-03-22 19:41 | Deemed Ex Ante Team | Set ExpiryDate to 2025-12-31 to enable building vintage consolidation for DEER2026 measures
Com | Com | For commercial aggregated building type | RFF | CZ04 | New | Any | 0.019 | DEER2026 | 2026-01-01 |  | 2024-03-22 19:32 | Deemed Ex Ante Team | In million sq. ft. of floor area (minima set to 1,000 sq. ft.). | 2024-03-22 19:32 | Deemed Ex Ante Team
Com | Com | For commercial aggregated building type | RFF | CZ04 | Old | Any | 3.147 | DEER2020 | 2020-01-01 | 2025-12-31 | 2023-06-14 13:47 | Deemed Ex Ante Team | In million sq. ft. of floor area (minima set to 1,000 sq. ft.) | 2024-03-22 19:41 | Deemed Ex Ante Team | Set ExpiryDate to 2025-12-31 to enable building vintage consolidation for DEER2026 measures
Com | Com | For commercial aggregated building type | RFF | CZ04 | Rec | Any | 0.077 | DEER2020 | 2020-01-01 | 2025-12-31 | 2023-06-14 13:47 | Deemed Ex Ante Team | In million sq. ft. of floor area (minima set to 1,000 sq. ft.) | 2024-03-22 19:41 | Deemed Ex Ante Team | Set ExpiryDate to 2025-12-31 to enable building vintage consolidation for DEER2026 measures
Com | Com | For commercial aggregated building type | RFF | CZ05 | Ex | Any | 0.121 | DEER2020 | 2020-01-01 | 2025-12-31 | 2023-06-14 13:47 | Deemed Ex Ante Team | In million sq. ft. of floor area (minima set to 1,000 sq. ft.) | 2024-03-22 19:41 | Deemed Ex Ante Team | Set ExpiryDate to 2025-12-31 to enable building vintage consolidation for DEER2026 measures
Com | Com | For commercial aggregated building type | RFF | CZ05 | Ex | Any | 1.004 | DEER2026 | 2026-01-01 |  | 2024-03-22 19:32 | Deemed Ex Ante Team | In million sq. ft. of floor area (minima set to 1,000 sq. ft.). Sum of Ex, Old, Recent of DEER2020 version weights. | 2024-03-22 19:32 | Deemed Ex Ante Team
Com | Com | For commercial aggregated building type | RFF | CZ05 | New | Any | 0.008 | DEER2020 | 2020-01-01 | 2025-12-31 | 2023-06-14 13:47 | Deemed Ex Ante Team | In million sq. ft. of floor area (minima set to 1,000 sq. ft.) | 2024-03-22 19:41 | Deemed Ex Ante Team | Set ExpiryDate to 2025-12-31 to enable building vintage consolidation for DEER2026 measures
Com | Com | For commercial aggregated building type | RFF | CZ05 | New | Any | 0.008 | DEER2026 | 2026-01-01 |  | 2024-03-22 19:32 | Deemed Ex Ante Team | In million sq. ft. of floor area (minima set to 1,000 sq. ft.). | 2024-03-22 19:32 | Deemed Ex Ante Team
Com | Com | For commercial aggregated building type | RFF | CZ05 | Old | Any | 0.854 | DEER2020 | 2020-01-01 | 2025-12-31 | 2023-06-14 13:47 | Deemed Ex Ante Team | In million sq. ft. of floor area (minima set to 1,000 sq. ft.) | 2024-03-22 19:41 | Deemed Ex Ante Team | Set ExpiryDate to 2025-12-31 to enable building vintage consolidation for DEER2026 measures
Com | Com | For commercial aggregated building type | RFF | CZ05 | Rec | Any | 0.029 | DEER2020 | 2020-01-01 | 2025-12-31 | 2023-06-14 13:47 | Deemed Ex Ante Team | In million sq. ft. of floor area (minima set to 1,000 sq. ft.) | 2024-03-22 19:41 | Deemed Ex Ante Team | Set ExpiryDate to 2025-12-31 to enable building vintage consolidation for DEER2026 measures
Com | Com | For commercial aggregated building type | RFF | CZ06 | Ex | Any | 4.046 | DEER2020 | 2020-01-01 | 2025-12-31 | 2023-06-14 13:47 | Deemed Ex Ante Team | In million sq. ft. of floor area (minima set to 1,000 sq. ft.) | 2024-03-22 19:41 | Deemed Ex Ante Team | Set ExpiryDate to 2025-12-31 to enable building vintage consolidation for DEER2026 measures
Com | Com | For commercial aggregated building type | RFF | CZ06 | Ex | Any | 22.56 | DEER2026 | 2026-01-01 |  | 2024-03-22 19:32 | Deemed Ex Ante Team | In million sq. ft. of floor area (minima set to 1,000 sq. ft.). Sum of Ex, Old, Recent of DEER2020 version weights. | 2024-03-22 19:32 | Deemed Ex Ante Team
Com | Com | For commercial aggregated building type | RFF | CZ06 | New | Any | 0.258 | DEER2020 | 2020-01-01 | 2025-12-31 | 2023-06-14 13:47 | Deemed Ex Ante Team | In million sq. ft. of floor area (minima set to 1,000 sq. ft.) | 2024-03-22 19:41 | Deemed Ex Ante Team | Set ExpiryDate to 2025-12-31 to enable building vintage consolidation for DEER2026 measures
Com | Com | For commercial aggregated building type | RFF | CZ06 | New | Any | 0.258 | DEER2026 | 2026-01-01 |  | 2024-03-22 19:32 | Deemed Ex Ante Team | In million sq. ft. of floor area (minima set to 1,000 sq. ft.). | 2024-03-22 19:32 | Deemed Ex Ante Team
Com | Com | For commercial aggregated building type | RFF | CZ06 | Old | Any | 17.479 | DEER2020 | 2020-01-01 | 2025-12-31 | 2023-06-14 13:47 | Deemed Ex Ante Team | In million sq. ft. of floor area (minima set to 1,000 sq. ft.) | 2024-03-22 19:41 | Deemed Ex Ante Team | Set ExpiryDate to 2025-12-31 to enable building vintage consolidation for DEER2026 measures
Com | Com | For commercial aggregated building type | RFF | CZ06 | Rec | Any | 1.035 | DEER2020 | 2020-01-01 | 2025-12-31 | 2023-06-14 13:47 | Deemed Ex Ante Team | In million sq. ft. of floor area (minima set to 1,000 sq. ft.) | 2024-03-22 19:41 | Deemed Ex Ante Team | Set ExpiryDate to 2025-12-31 to enable building vintage consolidation for DEER2026 measures
Com | Com | For commercial aggregated building type | RFF | CZ07 | Ex | Any | 0.849 | DEER2020 | 2020-01-01 | 2025-12-31 | 2023-06-14 13:47 | Deemed Ex Ante Team | In million sq. ft. of floor area (minima set to 1,000 sq. ft.) | 2024-03-22 19:41 | Deemed Ex Ante Team | Set ExpiryDate to 2025-12-31 to enable building vintage consolidation for DEER2026 measures
Com | Com | For commercial aggregated building type | RFF | CZ07 | Ex | Any | 5.767 | DEER2026 | 2026-01-01 |  | 2024-03-22 19:32 | Deemed Ex Ante Team | In million sq. ft. of floor area (minima set to 1,000 sq. ft.). Sum of Ex, Old, Recent of DEER2020 version weights. | 2024-03-22 19:32 | Deemed Ex Ante Team
Com | Com | For commercial aggregated building type | RFF | CZ07 | New | Any | 0.05 | DEER2020 | 2020-01-01 | 2025-12-31 | 2023-06-14 13:47 | Deemed Ex Ante Team | In million sq. ft. of floor area (minima set to 1,000 sq. ft.) | 2024-03-22 19:41 | Deemed Ex Ante Team | Set ExpiryDate to 2025-12-31 to enable building vintage consolidation for DEER2026 measures
Com | Com | For commercial aggregated building type | RFF | CZ07 | New | Any | 0.05 | DEER2026 | 2026-01-01 |  | 2024-03-22 19:32 | Deemed Ex Ante Team | In million sq. ft. of floor area (minima set to 1,000 sq. ft.). | 2024-03-22 19:32 | Deemed Ex Ante Team
Com | Com | For commercial aggregated building type | RFF | CZ07 | Old | Any | 4.717 | DEER2020 | 2020-01-01 | 2025-12-31 | 2023-06-14 13:47 | Deemed Ex Ante Team | In million sq. ft. of floor area (minima set to 1,000 sq. ft.) | 2024-03-22 19:41 | Deemed Ex Ante Team | Set ExpiryDate to 2025-12-31 to enable building vintage consolidation for DEER2026 measures
Com | Com | For commercial aggregated building type | RFF | CZ07 | Rec | Any | 0.201 | DEER2020 | 2020-01-01 | 2025-12-31 | 2023-06-14 13:47 | Deemed Ex Ante Team | In million sq. ft. of floor area (minima set to 1,000 sq. ft.) | 2024-03-22 19:41 | Deemed Ex Ante Team | Set ExpiryDate to 2025-12-31 to enable building vintage consolidation for DEER2026 measures
Com | Com | For commercial aggregated building type | RFF | CZ08 | Ex | Any | 4.777 | DEER2020 | 2020-01-01 | 2025-12-31 | 2023-06-14 13:47 | Deemed Ex Ante Team | In million sq. ft. of floor area (minima set to 1,000 sq. ft.) | 2024-03-22 19:41 | Deemed Ex Ante Team | Set ExpiryDate to 2025-12-31 to enable building vintage consolidation for DEER2026 measures
Com | Com | For commercial aggregated building type | RFF | CZ08 | Ex | Any | 26.716 | DEER2026 | 2026-01-01 |  | 2024-03-22 19:32 | Deemed Ex Ante Team | In million sq. ft. of floor area (minima set to 1,000 sq. ft.). Sum of Ex, Old, Recent of DEER2020 version weights. | 2024-03-22 19:32 | Deemed Ex Ante Team
Com | Com | For commercial aggregated building type | RFF | CZ08 | New | Any | 0.3 | DEER2020 | 2020-01-01 | 2025-12-31 | 2023-06-14 13:47 | Deemed Ex Ante Team | In million sq. ft. of floor area (minima set to 1,000 sq. ft.) | 2024-03-22 19:41 | Deemed Ex Ante Team | Set ExpiryDate to 2025-12-31 to enable building vintage consolidation for DEER2026 measures
Com | Com | For commercial aggregated building type | RFF | CZ08 | New | Any | 0.3 | DEER2026 | 2026-01-01 |  | 2024-03-22 19:32 | Deemed Ex Ante Team | In million sq. ft. of floor area (minima set to 1,000 sq. ft.). | 2024-03-22 19:32 | Deemed Ex Ante Team
Com | Com | For commercial aggregated building type | RFF | CZ08 | Old | Any | 20.738 | DEER2020 | 2020-01-01 | 2025-12-31 | 2023-06-14 13:47 | Deemed Ex Ante Team | In million sq. ft. of floor area (minima set to 1,000 sq. ft.) | 2024-03-22 19:41 | Deemed Ex Ante Team | Set ExpiryDate to 2025-12-31 to enable building vintage consolidation for DEER2026 measures
Com | Com | For commercial aggregated building type | RFF | CZ08 | Rec | Any | 1.201 | DEER2020 | 2020-01-01 | 2025-12-31 | 2023-06-14 13:47 | Deemed Ex Ante Team | In million sq. ft. of floor area (minima set to 1,000 sq. ft.) | 2024-03-22 19:41 | Deemed Ex Ante Team | Set ExpiryDate to 2025-12-31 to enable building vintage consolidation for DEER2026 measures
Com | Com | For commercial aggregated building type | RFF | CZ09 | Ex | Any | 3.768 | DEER2020 | 2020-01-01 | 2025-12-31 | 2023-06-14 13:47 | Deemed Ex Ante Team | In million sq. ft. of floor area (minima set to 1,000 sq. ft.) | 2024-03-22 19:41 | Deemed Ex Ante Team | Set ExpiryDate to 2025-12-31 to enable building vintage consolidation for DEER2026 measures
Com | Com | For commercial aggregated building type | RFF | CZ09 | Ex | Any | 22.252 | DEER2026 | 2026-01-01 |  | 2024-03-22 19:32 | Deemed Ex Ante Team | In million sq. ft. of floor area (minima set to 1,000 sq. ft.). Sum of Ex, Old, Recent of DEER2020 version weights. | 2024-03-22 19:32 | Deemed Ex Ante Team
Com | Com | For commercial aggregated building type | RFF | CZ09 | New | Any | 0.207 | DEER2020 | 2020-01-01 | 2025-12-31 | 2023-06-14 13:47 | Deemed Ex Ante Team | In million sq. ft. of floor area (minima set to 1,000 sq. ft.) | 2024-03-22 19:41 | Deemed Ex Ante Team | Set ExpiryDate to 2025-12-31 to enable building vintage consolidation for DEER2026 measures
Com | Com | For commercial aggregated building type | RFF | CZ09 | New | Any | 0.207 | DEER2026 | 2026-01-01 |  | 2024-03-22 19:32 | Deemed Ex Ante Team | In million sq. ft. of floor area (minima set to 1,000 sq. ft.). | 2024-03-22 19:32 | Deemed Ex Ante Team
Com | Com | For commercial aggregated building type | RFF | CZ09 | Old | Any | 17.658 | DEER2020 | 2020-01-01 | 2025-12-31 | 2023-06-14 13:47 | Deemed Ex Ante Team | In million sq. ft. of floor area (minima set to 1,000 sq. ft.) | 2024-03-22 19:41 | Deemed Ex Ante Team | Set ExpiryDate to 2025-12-31 to enable building vintage consolidation for DEER2026 measures
Com | Com | For commercial aggregated building type | RFF | CZ09 | Rec | Any | 0.826 | DEER2020 | 2020-01-01 | 2025-12-31 | 2023-06-14 13:47 | Deemed Ex Ante Team | In million sq. ft. of floor area (minima set to 1,000 sq. ft.) | 2024-03-22 19:41 | Deemed Ex Ante Team | Set ExpiryDate to 2025-12-31 to enable building vintage consolidation for DEER2026 measures
Com | Com | For commercial aggregated building type | RFF | CZ10 | Ex | Any | 7.586 | DEER2020 | 2020-01-01 | 2025-12-31 | 2023-06-14 13:47 | Deemed Ex Ante Team | In million sq. ft. of floor area (minima set to 1,000 sq. ft.) | 2024-03-22 19:41 | Deemed Ex Ante Team | Set ExpiryDate to 2025-12-31 to enable building vintage consolidation for DEER2026 measures
Com | Com | For commercial aggregated building type | RFF | CZ10 | Ex | Any | 23.538 | DEER2026 | 2026-01-01 |  | 2024-03-22 19:32 | Deemed Ex Ante Team | In million sq. ft. of floor area (minima set to 1,000 sq. ft.). Sum of Ex, Old, Recent of DEER2020 version weights. | 2024-03-22 19:32 | Deemed Ex Ante Team
Com | Com | For commercial aggregated building type | RFF | CZ10 | New | Any | 0.338 | DEER2020 | 2020-01-01 | 2025-12-31 | 2023-06-14 13:47 | Deemed Ex Ante Team | In million sq. ft. of floor area (minima set to 1,000 sq. ft.) | 2024-03-22 19:41 | Deemed Ex Ante Team | Set ExpiryDate to 2025-12-31 to enable building vintage consolidation for DEER2026 measures
Com | Com | For commercial aggregated building type | RFF | CZ10 | New | Any | 0.338 | DEER2026 | 2026-01-01 |  | 2024-03-22 19:32 | Deemed Ex Ante Team | In million sq. ft. of floor area (minima set to 1,000 sq. ft.). | 2024-03-22 19:32 | Deemed Ex Ante Team
Com | Com | For commercial aggregated building type | RFF | CZ10 | Old | Any | 14.603 | DEER2020 | 2020-01-01 | 2025-12-31 | 2023-06-14 13:47 | Deemed Ex Ante Team | In million sq. ft. of floor area (minima set to 1,000 sq. ft.) | 2024-03-22 19:41 | Deemed Ex Ante Team | Set ExpiryDate to 2025-12-31 to enable building vintage consolidation for DEER2026 measures
Com | Com | For commercial aggregated building type | RFF | CZ10 | Rec | Any | 1.349 | DEER2020 | 2020-01-01 | 2025-12-31 | 2023-06-14 13:47 | Deemed Ex Ante Team | In million sq. ft. of floor area (minima set to 1,000 sq. ft.) | 2024-03-22 19:41 | Deemed Ex Ante Team | Set ExpiryDate to 2025-12-31 to enable building vintage consolidation for DEER2026 measures
Com | Com | For commercial aggregated building type | RFF | CZ11 | Ex | Any | 0.18 | DEER2020 | 2020-01-01 | 2025-12-31 | 2023-06-14 13:47 | Deemed Ex Ante Team | In million sq. ft. of floor area (minima set to 1,000 sq. ft.) | 2024-03-22 19:41 | Deemed Ex Ante Team | Set ExpiryDate to 2025-12-31 to enable building vintage consolidation for DEER2026 measures
Com | Com | For commercial aggregated building type | RFF | CZ11 | Ex | Any | 1.594 | DEER2026 | 2026-01-01 |  | 2024-03-22 19:32 | Deemed Ex Ante Team | In million sq. ft. of floor area (minima set to 1,000 sq. ft.). Sum of Ex, Old, Recent of DEER2020 version weights. | 2024-03-22 19:32 | Deemed Ex Ante Team
Com | Com | For commercial aggregated building type | RFF | CZ11 | New | Any | 0.01 | DEER2020 | 2020-01-01 | 2025-12-31 | 2023-06-14 13:47 | Deemed Ex Ante Team | In million sq. ft. of floor area (minima set to 1,000 sq. ft.) | 2024-03-22 19:41 | Deemed Ex Ante Team | Set ExpiryDate to 2025-12-31 to enable building vintage consolidation for DEER2026 measures
Com | Com | For commercial aggregated building type | RFF | CZ11 | New | Any | 0.01 | DEER2026 | 2026-01-01 |  | 2024-03-22 19:32 | Deemed Ex Ante Team | In million sq. ft. of floor area (minima set to 1,000 sq. ft.). | 2024-03-22 19:32 | Deemed Ex Ante Team
Com | Com | For commercial aggregated building type | RFF | CZ11 | Old | Any | 1.374 | DEER2020 | 2020-01-01 | 2025-12-31 | 2023-06-14 13:47 | Deemed Ex Ante Team | In million sq. ft. of floor area (minima set to 1,000 sq. ft.) | 2024-03-22 19:41 | Deemed Ex Ante Team | Set ExpiryDate to 2025-12-31 to enable building vintage consolidation for DEER2026 measures
Com | Com | For commercial aggregated building type | RFF | CZ11 | Rec | Any | 0.04 | DEER2020 | 2020-01-01 | 2025-12-31 | 2023-06-14 13:47 | Deemed Ex Ante Team | In million sq. ft. of floor area (minima set to 1,000 sq. ft.) | 2024-03-22 19:41 | Deemed Ex Ante Team | Set ExpiryDate to 2025-12-31 to enable building vintage consolidation for DEER2026 measures
Com | Com | For commercial aggregated building type | RFF | CZ12 | Ex | Any | 0.659 | DEER2020 | 2020-01-01 | 2025-12-31 | 2023-06-14 13:47 | Deemed Ex Ante Team | In million sq. ft. of floor area (minima set to 1,000 sq. ft.) | 2024-03-22 19:41 | Deemed Ex Ante Team | Set ExpiryDate to 2025-12-31 to enable building vintage consolidation for DEER2026 measures
Com | Com | For commercial aggregated building type | RFF | CZ12 | Ex | Any | 5.515 | DEER2026 | 2026-01-01 |  | 2024-03-22 19:32 | Deemed Ex Ante Team | In million sq. ft. of floor area (minima set to 1,000 sq. ft.). Sum of Ex, Old, Recent of DEER2020 version weights. | 2024-03-22 19:32 | Deemed Ex Ante Team
Com | Com | For commercial aggregated building type | RFF | CZ12 | New | Any | 0.035 | DEER2020 | 2020-01-01 | 2025-12-31 | 2023-06-14 13:47 | Deemed Ex Ante Team | In million sq. ft. of floor area (minima set to 1,000 sq. ft.) | 2024-03-22 19:41 | Deemed Ex Ante Team | Set ExpiryDate to 2025-12-31 to enable building vintage consolidation for DEER2026 measures
Com | Com | For commercial aggregated building type | RFF | CZ12 | New | Any | 0.035 | DEER2026 | 2026-01-01 |  | 2024-03-22 19:32 | Deemed Ex Ante Team | In million sq. ft. of floor area (minima set to 1,000 sq. ft.). | 2024-03-22 19:32 | Deemed Ex Ante Team
Com | Com | For commercial aggregated building type | RFF | CZ12 | Old | Any | 4.717 | DEER2020 | 2020-01-01 | 2025-12-31 | 2023-06-14 13:47 | Deemed Ex Ante Team | In million sq. ft. of floor area (minima set to 1,000 sq. ft.) | 2024-03-22 19:41 | Deemed Ex Ante Team | Set ExpiryDate to 2025-12-31 to enable building vintage consolidation for DEER2026 measures
Com | Com | For commercial aggregated building type | RFF | CZ12 | Rec | Any | 0.139 | DEER2020 | 2020-01-01 | 2025-12-31 | 2023-06-14 13:47 | Deemed Ex Ante Team | In million sq. ft. of floor area (minima set to 1,000 sq. ft.) | 2024-03-22 19:41 | Deemed Ex Ante Team | Set ExpiryDate to 2025-12-31 to enable building vintage consolidation for DEER2026 measures
Com | Com | For commercial aggregated building type | RFF | CZ13 | Ex | Any | 0.853 | DEER2020 | 2020-01-01 | 2025-12-31 | 2023-06-14 13:47 | Deemed Ex Ante Team | In million sq. ft. of floor area (minima set to 1,000 sq. ft.) | 2024-03-22 19:41 | Deemed Ex Ante Team | Set ExpiryDate to 2025-12-31 to enable building vintage consolidation for DEER2026 measures
Com | Com | For commercial aggregated building type | RFF | CZ13 | Ex | Any | 5.564 | DEER2026 | 2026-01-01 |  | 2024-03-22 19:32 | Deemed Ex Ante Team | In million sq. ft. of floor area (minima set to 1,000 sq. ft.). Sum of Ex, Old, Recent of DEER2020 version weights. | 2024-03-22 19:32 | Deemed Ex Ante Team
Com | Com | For commercial aggregated building type | RFF | CZ13 | New | Any | 0.046 | DEER2020 | 2020-01-01 | 2025-12-31 | 2023-06-14 13:47 | Deemed Ex Ante Team | In million sq. ft. of floor area (minima set to 1,000 sq. ft.) | 2024-03-22 19:41 | Deemed Ex Ante Team | Set ExpiryDate to 2025-12-31 to enable building vintage consolidation for DEER2026 measures
Com | Com | For commercial aggregated building type | RFF | CZ13 | New | Any | 0.046 | DEER2026 | 2026-01-01 |  | 2024-03-22 19:32 | Deemed Ex Ante Team | In million sq. ft. of floor area (minima set to 1,000 sq. ft.). | 2024-03-22 19:32 | Deemed Ex Ante Team
Com | Com | For commercial aggregated building type | RFF | CZ13 | Old | Any | 4.527 | DEER2020 | 2020-01-01 | 2025-12-31 | 2023-06-14 13:47 | Deemed Ex Ante Team | In million sq. ft. of floor area (minima set to 1,000 sq. ft.) | 2024-03-22 19:41 | Deemed Ex Ante Team | Set ExpiryDate to 2025-12-31 to enable building vintage consolidation for DEER2026 measures
Com | Com | For commercial aggregated building type | RFF | CZ13 | Rec | Any | 0.184 | DEER2020 | 2020-01-01 | 2025-12-31 | 2023-06-14 13:47 | Deemed Ex Ante Team | In million sq. ft. of floor area (minima set to 1,000 sq. ft.) | 2024-03-22 19:41 | Deemed Ex Ante Team | Set ExpiryDate to 2025-12-31 to enable building vintage consolidation for DEER2026 measures
Com | Com | For commercial aggregated building type | RFF | CZ14 | Ex | Any | 1.376 | DEER2020 | 2020-01-01 | 2025-12-31 | 2023-06-14 13:47 | Deemed Ex Ante Team | In million sq. ft. of floor area (minima set to 1,000 sq. ft.) | 2024-03-22 19:41 | Deemed Ex Ante Team | Set ExpiryDate to 2025-12-31 to enable building vintage consolidation for DEER2026 measures
Com | Com | For commercial aggregated building type | RFF | CZ14 | Ex | Any | 4.512 | DEER2026 | 2026-01-01 |  | 2024-03-22 19:32 | Deemed Ex Ante Team | In million sq. ft. of floor area (minima set to 1,000 sq. ft.). Sum of Ex, Old, Recent of DEER2020 version weights. | 2024-03-22 19:32 | Deemed Ex Ante Team
Com | Com | For commercial aggregated building type | RFF | CZ14 | New | Any | 0.063 | DEER2020 | 2020-01-01 | 2025-12-31 | 2023-06-14 13:47 | Deemed Ex Ante Team | In million sq. ft. of floor area (minima set to 1,000 sq. ft.) | 2024-03-22 19:41 | Deemed Ex Ante Team | Set ExpiryDate to 2025-12-31 to enable building vintage consolidation for DEER2026 measures
Com | Com | For commercial aggregated building type | RFF | CZ14 | New | Any | 0.063 | DEER2026 | 2026-01-01 |  | 2024-03-22 19:32 | Deemed Ex Ante Team | In million sq. ft. of floor area (minima set to 1,000 sq. ft.). | 2024-03-22 19:32 | Deemed Ex Ante Team
Com | Com | For commercial aggregated building type | RFF | CZ14 | Old | Any | 2.888 | DEER2020 | 2020-01-01 | 2025-12-31 | 2023-06-14 13:47 | Deemed Ex Ante Team | In million sq. ft. of floor area (minima set to 1,000 sq. ft.) | 2024-03-22 19:41 | Deemed Ex Ante Team | Set ExpiryDate to 2025-12-31 to enable building vintage consolidation for DEER2026 measures
Com | Com | For commercial aggregated building type | RFF | CZ14 | Rec | Any | 0.248 | DEER2020 | 2020-01-01 | 2025-12-31 | 2023-06-14 13:47 | Deemed Ex Ante Team | In million sq. ft. of floor area (minima set to 1,000 sq. ft.) | 2024-03-22 19:41 | Deemed Ex Ante Team | Set ExpiryDate to 2025-12-31 to enable building vintage consolidation for DEER2026 measures
Com | Com | For commercial aggregated building type | RFF | CZ15 | Ex | Any | 1.436 | DEER2020 | 2020-01-01 | 2025-12-31 | 2023-06-14 13:47 | Deemed Ex Ante Team | In million sq. ft. of floor area (minima set to 1,000 sq. ft.) | 2024-03-22 19:41 | Deemed Ex Ante Team | Set ExpiryDate to 2025-12-31 to enable building vintage consolidation for DEER2026 measures
Com | Com | For commercial aggregated building type | RFF | CZ15 | Ex | Any | 4.263 | DEER2026 | 2026-01-01 |  | 2024-03-22 19:32 | Deemed Ex Ante Team | In million sq. ft. of floor area (minima set to 1,000 sq. ft.). Sum of Ex, Old, Recent of DEER2020 version weights. | 2024-03-22 19:32 | Deemed Ex Ante Team
Com | Com | For commercial aggregated building type | RFF | CZ15 | New | Any | 0.063 | DEER2020 | 2020-01-01 | 2025-12-31 | 2023-06-14 13:47 | Deemed Ex Ante Team | In million sq. ft. of floor area (minima set to 1,000 sq. ft.) | 2024-03-22 19:41 | Deemed Ex Ante Team | Set ExpiryDate to 2025-12-31 to enable building vintage consolidation for DEER2026 measures
Com | Com | For commercial aggregated building type | RFF | CZ15 | New | Any | 0.063 | DEER2026 | 2026-01-01 |  | 2024-03-22 19:32 | Deemed Ex Ante Team | In million sq. ft. of floor area (minima set to 1,000 sq. ft.). | 2024-03-22 19:32 | Deemed Ex Ante Team
Com | Com | For commercial aggregated building type | RFF | CZ15 | Old | Any | 2.575 | DEER2020 | 2020-01-01 | 2025-12-31 | 2023-06-14 13:47 | Deemed Ex Ante Team | In million sq. ft. of floor area (minima set to 1,000 sq. ft.) | 2024-03-22 19:41 | Deemed Ex Ante Team | Set ExpiryDate to 2025-12-31 to enable building vintage consolidation for DEER2026 measures
Com | Com | For commercial aggregated building type | RFF | CZ15 | Rec | Any | 0.252 | DEER2020 | 2020-01-01 | 2025-12-31 | 2023-06-14 13:47 | Deemed Ex Ante Team | In million sq. ft. of floor area (minima set to 1,000 sq. ft.) | 2024-03-22 19:41 | Deemed Ex Ante Team | Set ExpiryDate to 2025-12-31 to enable building vintage consolidation for DEER2026 measures
Com | Com | For commercial aggregated building type | RFF | CZ16 | Ex | Any | 0.543 | DEER2020 | 2020-01-01 | 2025-12-31 | 2023-06-14 13:47 | Deemed Ex Ante Team | In million sq. ft. of floor area (minima set to 1,000 sq. ft.) | 2024-03-22 19:41 | Deemed Ex Ante Team | Set ExpiryDate to 2025-12-31 to enable building vintage consolidation for DEER2026 measures
Com | Com | For commercial aggregated building type | RFF | CZ16 | Ex | Any | 2.054 | DEER2026 | 2026-01-01 |  | 2024-03-22 19:32 | Deemed Ex Ante Team | In million sq. ft. of floor area (minima set to 1,000 sq. ft.). Sum of Ex, Old, Recent of DEER2020 version weights. | 2024-03-22 19:32 | Deemed Ex Ante Team
Com | Com | For commercial aggregated building type | RFF | CZ16 | New | Any | 0.026 | DEER2020 | 2020-01-01 | 2025-12-31 | 2023-06-14 13:47 | Deemed Ex Ante Team | In million sq. ft. of floor area (minima set to 1,000 sq. ft.) | 2024-03-22 19:41 | Deemed Ex Ante Team | Set ExpiryDate to 2025-12-31 to enable building vintage consolidation for DEER2026 measures
Com | Com | For commercial aggregated building type | RFF | CZ16 | New | Any | 0.026 | DEER2026 | 2026-01-01 |  | 2024-03-22 19:32 | Deemed Ex Ante Team | In million sq. ft. of floor area (minima set to 1,000 sq. ft.). | 2024-03-22 19:32 | Deemed Ex Ante Team
Com | Com | For commercial aggregated building type | RFF | CZ16 | Old | Any | 1.41 | DEER2020 | 2020-01-01 | 2025-12-31 | 2023-06-14 13:47 | Deemed Ex Ante Team | In million sq. ft. of floor area (minima set to 1,000 sq. ft.) | 2024-03-22 19:41 | Deemed Ex Ante Team | Set ExpiryDate to 2025-12-31 to enable building vintage consolidation for DEER2026 measures
Com | Com | For commercial aggregated building type | RFF | CZ16 | Rec | Any | 0.101 | DEER2020 | 2020-01-01 | 2025-12-31 | 2023-06-14 13:47 | Deemed Ex Ante Team | In million sq. ft. of floor area (minima set to 1,000 sq. ft.) | 2024-03-22 19:41 | Deemed Ex Ante Team | Set ExpiryDate to 2025-12-31 to enable building vintage consolidation for DEER2026 measures
Com | Com | For commercial aggregated building type | RSD | CZ01 | Ex | Any | 0.026 | DEER2020 | 2020-01-01 | 2025-12-31 | 2023-06-14 13:47 | Deemed Ex Ante Team | In million sq. ft. of floor area (minima set to 1,000 sq. ft.) | 2024-03-22 19:41 | Deemed Ex Ante Team | Set ExpiryDate to 2025-12-31 to enable building vintage consolidation for DEER2026 measures
Com | Com | For commercial aggregated building type | RSD | CZ01 | Ex | Any | 0.388 | DEER2026 | 2026-01-01 |  | 2024-03-22 19:32 | Deemed Ex Ante Team | In million sq. ft. of floor area (minima set to 1,000 sq. ft.). Sum of Ex, Old, Recent of DEER2020 version weights. | 2024-03-22 19:32 | Deemed Ex Ante Team
Com | Com | For commercial aggregated building type | RSD | CZ01 | New | Any | 0.002 | DEER2020 | 2020-01-01 | 2025-12-31 | 2023-06-14 13:47 | Deemed Ex Ante Team | In million sq. ft. of floor area (minima set to 1,000 sq. ft.) | 2024-03-22 19:41 | Deemed Ex Ante Team | Set ExpiryDate to 2025-12-31 to enable building vintage consolidation for DEER2026 measures
Com | Com | For commercial aggregated building type | RSD | CZ01 | New | Any | 0.002 | DEER2026 | 2026-01-01 |  | 2024-03-22 19:32 | Deemed Ex Ante Team | In million sq. ft. of floor area (minima set to 1,000 sq. ft.). | 2024-03-22 19:32 | Deemed Ex Ante Team
Com | Com | For commercial aggregated building type | RSD | CZ01 | Old | Any | 0.355 | DEER2020 | 2020-01-01 | 2025-12-31 | 2023-06-14 13:47 | Deemed Ex Ante Team | In million sq. ft. of floor area (minima set to 1,000 sq. ft.) | 2024-03-22 19:41 | Deemed Ex Ante Team | Set ExpiryDate to 2025-12-31 to enable building vintage consolidation for DEER2026 measures
Com | Com | For commercial aggregated building type | RSD | CZ01 | Rec | Any | 0.007 | DEER2020 | 2020-01-01 | 2025-12-31 | 2023-06-14 13:47 | Deemed Ex Ante Team | In million sq. ft. of floor area (minima set to 1,000 sq. ft.) | 2024-03-22 19:41 | Deemed Ex Ante Team | Set ExpiryDate to 2025-12-31 to enable building vintage consolidation for DEER2026 measures
Com | Com | For commercial aggregated building type | RSD | CZ02 | Ex | Any | 0.163 | DEER2020 | 2020-01-01 | 2025-12-31 | 2023-06-14 13:47 | Deemed Ex Ante Team | In million sq. ft. of floor area (minima set to 1,000 sq. ft.) | 2024-03-22 19:41 | Deemed Ex Ante Team | Set ExpiryDate to 2025-12-31 to enable building vintage consolidation for DEER2026 measures
Com | Com | For commercial aggregated building type | RSD | CZ02 | Ex | Any | 1.776 | DEER2026 | 2026-01-01 |  | 2024-03-22 19:32 | Deemed Ex Ante Team | In million sq. ft. of floor area (minima set to 1,000 sq. ft.). Sum of Ex, Old, Recent of DEER2020 version weights. | 2024-03-22 19:32 | Deemed Ex Ante Team
Com | Com | For commercial aggregated building type | RSD | CZ02 | New | Any | 0.01 | DEER2020 | 2020-01-01 | 2025-12-31 | 2023-06-14 13:47 | Deemed Ex Ante Team | In million sq. ft. of floor area (minima set to 1,000 sq. ft.) | 2024-03-22 19:41 | Deemed Ex Ante Team | Set ExpiryDate to 2025-12-31 to enable building vintage consolidation for DEER2026 measures
Com | Com | For commercial aggregated building type | RSD | CZ02 | New | Any | 0.01 | DEER2026 | 2026-01-01 |  | 2024-03-22 19:32 | Deemed Ex Ante Team | In million sq. ft. of floor area (minima set to 1,000 sq. ft.). | 2024-03-22 19:32 | Deemed Ex Ante Team
Com | Com | For commercial aggregated building type | RSD | CZ02 | Old | Any | 1.574 | DEER2020 | 2020-01-01 | 2025-12-31 | 2023-06-14 13:47 | Deemed Ex Ante Team | In million sq. ft. of floor area (minima set to 1,000 sq. ft.) | 2024-03-22 19:41 | Deemed Ex Ante Team | Set ExpiryDate to 2025-12-31 to enable building vintage consolidation for DEER2026 measures
Com | Com | For commercial aggregated building type | RSD | CZ02 | Rec | Any | 0.039 | DEER2020 | 2020-01-01 | 2025-12-31 | 2023-06-14 13:47 | Deemed Ex Ante Team | In million sq. ft. of floor area (minima set to 1,000 sq. ft.) | 2024-03-22 19:41 | Deemed Ex Ante Team | Set ExpiryDate to 2025-12-31 to enable building vintage consolidation for DEER2026 measures
Com | Com | For commercial aggregated building type | RSD | CZ03 | Ex | Any | 0.774 | DEER2020 | 2020-01-01 | 2025-12-31 | 2023-06-14 13:47 | Deemed Ex Ante Team | In million sq. ft. of floor area (minima set to 1,000 sq. ft.) | 2024-03-22 19:41 | Deemed Ex Ante Team | Set ExpiryDate to 2025-12-31 to enable building vintage consolidation for DEER2026 measures
Com | Com | For commercial aggregated building type | RSD | CZ03 | Ex | Any | 8.154 | DEER2026 | 2026-01-01 |  | 2024-03-22 19:32 | Deemed Ex Ante Team | In million sq. ft. of floor area (minima set to 1,000 sq. ft.). Sum of Ex, Old, Recent of DEER2020 version weights. | 2024-03-22 19:32 | Deemed Ex Ante Team
Com | Com | For commercial aggregated building type | RSD | CZ03 | New | Any | 0.048 | DEER2020 | 2020-01-01 | 2025-12-31 | 2023-06-14 13:47 | Deemed Ex Ante Team | In million sq. ft. of floor area (minima set to 1,000 sq. ft.) | 2024-03-22 19:41 | Deemed Ex Ante Team | Set ExpiryDate to 2025-12-31 to enable building vintage consolidation for DEER2026 measures
Com | Com | For commercial aggregated building type | RSD | CZ03 | New | Any | 0.048 | DEER2026 | 2026-01-01 |  | 2024-03-22 19:32 | Deemed Ex Ante Team | In million sq. ft. of floor area (minima set to 1,000 sq. ft.). | 2024-03-22 19:32 | Deemed Ex Ante Team
Com | Com | For commercial aggregated building type | RSD | CZ03 | Old | Any | 7.188 | DEER2020 | 2020-01-01 | 2025-12-31 | 2023-06-14 13:47 | Deemed Ex Ante Team | In million sq. ft. of floor area (minima set to 1,000 sq. ft.) | 2024-03-22 19:41 | Deemed Ex Ante Team | Set ExpiryDate to 2025-12-31 to enable building vintage consolidation for DEER2026 measures
Com | Com | For commercial aggregated building type | RSD | CZ03 | Rec | Any | 0.192 | DEER2020 | 2020-01-01 | 2025-12-31 | 2023-06-14 13:47 | Deemed Ex Ante Team | In million sq. ft. of floor area (minima set to 1,000 sq. ft.) | 2024-03-22 19:41 | Deemed Ex Ante Team | Set ExpiryDate to 2025-12-31 to enable building vintage consolidation for DEER2026 measures
Com | Com | For commercial aggregated building type | RSD | CZ04 | Ex | Any | 0.343 | DEER2020 | 2020-01-01 | 2025-12-31 | 2023-06-14 13:47 | Deemed Ex Ante Team | In million sq. ft. of floor area (minima set to 1,000 sq. ft.) | 2024-03-22 19:41 | Deemed Ex Ante Team | Set ExpiryDate to 2025-12-31 to enable building vintage consolidation for DEER2026 measures
Com | Com | For commercial aggregated building type | RSD | CZ04 | Ex | Any | 3.567 | DEER2026 | 2026-01-01 |  | 2024-03-22 19:32 | Deemed Ex Ante Team | In million sq. ft. of floor area (minima set to 1,000 sq. ft.). Sum of Ex, Old, Recent of DEER2020 version weights. | 2024-03-22 19:32 | Deemed Ex Ante Team
Com | Com | For commercial aggregated building type | RSD | CZ04 | New | Any | 0.019 | DEER2020 | 2020-01-01 | 2025-12-31 | 2023-06-14 13:47 | Deemed Ex Ante Team | In million sq. ft. of floor area (minima set to 1,000 sq. ft.) | 2024-03-22 19:41 | Deemed Ex Ante Team | Set ExpiryDate to 2025-12-31 to enable building vintage consolidation for DEER2026 measures
Com | Com | For commercial aggregated building type | RSD | CZ04 | New | Any | 0.019 | DEER2026 | 2026-01-01 |  | 2024-03-22 19:32 | Deemed Ex Ante Team | In million sq. ft. of floor area (minima set to 1,000 sq. ft.). | 2024-03-22 19:32 | Deemed Ex Ante Team
Com | Com | For commercial aggregated building type | RSD | CZ04 | Old | Any | 3.147 | DEER2020 | 2020-01-01 | 2025-12-31 | 2023-06-14 13:47 | Deemed Ex Ante Team | In million sq. ft. of floor area (minima set to 1,000 sq. ft.) | 2024-03-22 19:41 | Deemed Ex Ante Team | Set ExpiryDate to 2025-12-31 to enable building vintage consolidation for DEER2026 measures
Com | Com | For commercial aggregated building type | RSD | CZ04 | Rec | Any | 0.077 | DEER2020 | 2020-01-01 | 2025-12-31 | 2023-06-14 13:47 | Deemed Ex Ante Team | In million sq. ft. of floor area (minima set to 1,000 sq. ft.) | 2024-03-22 19:41 | Deemed Ex Ante Team | Set ExpiryDate to 2025-12-31 to enable building vintage consolidation for DEER2026 measures
Com | Com | For commercial aggregated building type | RSD | CZ05 | Ex | Any | 0.121 | DEER2020 | 2020-01-01 | 2025-12-31 | 2023-06-14 13:47 | Deemed Ex Ante Team | In million sq. ft. of floor area (minima set to 1,000 sq. ft.) | 2024-03-22 19:41 | Deemed Ex Ante Team | Set ExpiryDate to 2025-12-31 to enable building vintage consolidation for DEER2026 measures
Com | Com | For commercial aggregated building type | RSD | CZ05 | Ex | Any | 1.004 | DEER2026 | 2026-01-01 |  | 2024-03-22 19:32 | Deemed Ex Ante Team | In million sq. ft. of floor area (minima set to 1,000 sq. ft.). Sum of Ex, Old, Recent of DEER2020 version weights. | 2024-03-22 19:32 | Deemed Ex Ante Team
Com | Com | For commercial aggregated building type | RSD | CZ05 | New | Any | 0.008 | DEER2020 | 2020-01-01 | 2025-12-31 | 2023-06-14 13:47 | Deemed Ex Ante Team | In million sq. ft. of floor area (minima set to 1,000 sq. ft.) | 2024-03-22 19:41 | Deemed Ex Ante Team | Set ExpiryDate to 2025-12-31 to enable building vintage consolidation for DEER2026 measures
Com | Com | For commercial aggregated building type | RSD | CZ05 | New | Any | 0.008 | DEER2026 | 2026-01-01 |  | 2024-03-22 19:32 | Deemed Ex Ante Team | In million sq. ft. of floor area (minima set to 1,000 sq. ft.). | 2024-03-22 19:32 | Deemed Ex Ante Team
Com | Com | For commercial aggregated building type | RSD | CZ05 | Old | Any | 0.854 | DEER2020 | 2020-01-01 | 2025-12-31 | 2023-06-14 13:47 | Deemed Ex Ante Team | In million sq. ft. of floor area (minima set to 1,000 sq. ft.) | 2024-03-22 19:41 | Deemed Ex Ante Team | Set ExpiryDate to 2025-12-31 to enable building vintage consolidation for DEER2026 measures
Com | Com | For commercial aggregated building type | RSD | CZ05 | Rec | Any | 0.029 | DEER2020 | 2020-01-01 | 2025-12-31 | 2023-06-14 13:47 | Deemed Ex Ante Team | In million sq. ft. of floor area (minima set to 1,000 sq. ft.) | 2024-03-22 19:41 | Deemed Ex Ante Team | Set ExpiryDate to 2025-12-31 to enable building vintage consolidation for DEER2026 measures
Com | Com | For commercial aggregated building type | RSD | CZ06 | Ex | Any | 4.046 | DEER2020 | 2020-01-01 | 2025-12-31 | 2023-06-14 13:47 | Deemed Ex Ante Team | In million sq. ft. of floor area (minima set to 1,000 sq. ft.) | 2024-03-22 19:41 | Deemed Ex Ante Team | Set ExpiryDate to 2025-12-31 to enable building vintage consolidation for DEER2026 measures
Com | Com | For commercial aggregated building type | RSD | CZ06 | Ex | Any | 22.56 | DEER2026 | 2026-01-01 |  | 2024-03-22 19:32 | Deemed Ex Ante Team | In million sq. ft. of floor area (minima set to 1,000 sq. ft.). Sum of Ex, Old, Recent of DEER2020 version weights. | 2024-03-22 19:32 | Deemed Ex Ante Team
Com | Com | For commercial aggregated building type | RSD | CZ06 | New | Any | 0.258 | DEER2020 | 2020-01-01 | 2025-12-31 | 2023-06-14 13:47 | Deemed Ex Ante Team | In million sq. ft. of floor area (minima set to 1,000 sq. ft.) | 2024-03-22 19:41 | Deemed Ex Ante Team | Set ExpiryDate to 2025-12-31 to enable building vintage consolidation for DEER2026 measures
Com | Com | For commercial aggregated building type | RSD | CZ06 | New | Any | 0.258 | DEER2026 | 2026-01-01 |  | 2024-03-22 19:32 | Deemed Ex Ante Team | In million sq. ft. of floor area (minima set to 1,000 sq. ft.). | 2024-03-22 19:32 | Deemed Ex Ante Team
Com | Com | For commercial aggregated building type | RSD | CZ06 | Old | Any | 17.479 | DEER2020 | 2020-01-01 | 2025-12-31 | 2023-06-14 13:47 | Deemed Ex Ante Team | In million sq. ft. of floor area (minima set to 1,000 sq. ft.) | 2024-03-22 19:41 | Deemed Ex Ante Team | Set ExpiryDate to 2025-12-31 to enable building vintage consolidation for DEER2026 measures
Com | Com | For commercial aggregated building type | RSD | CZ06 | Rec | Any | 1.035 | DEER2020 | 2020-01-01 | 2025-12-31 | 2023-06-14 13:47 | Deemed Ex Ante Team | In million sq. ft. of floor area (minima set to 1,000 sq. ft.) | 2024-03-22 19:41 | Deemed Ex Ante Team | Set ExpiryDate to 2025-12-31 to enable building vintage consolidation for DEER2026 measures
Com | Com | For commercial aggregated building type | RSD | CZ07 | Ex | Any | 0.849 | DEER2020 | 2020-01-01 | 2025-12-31 | 2023-06-14 13:47 | Deemed Ex Ante Team | In million sq. ft. of floor area (minima set to 1,000 sq. ft.) | 2024-03-22 19:41 | Deemed Ex Ante Team | Set ExpiryDate to 2025-12-31 to enable building vintage consolidation for DEER2026 measures
Com | Com | For commercial aggregated building type | RSD | CZ07 | Ex | Any | 5.767 | DEER2026 | 2026-01-01 |  | 2024-03-22 19:32 | Deemed Ex Ante Team | In million sq. ft. of floor area (minima set to 1,000 sq. ft.). Sum of Ex, Old, Recent of DEER2020 version weights. | 2024-03-22 19:32 | Deemed Ex Ante Team
Com | Com | For commercial aggregated building type | RSD | CZ07 | New | Any | 0.05 | DEER2020 | 2020-01-01 | 2025-12-31 | 2023-06-14 13:47 | Deemed Ex Ante Team | In million sq. ft. of floor area (minima set to 1,000 sq. ft.) | 2024-03-22 19:41 | Deemed Ex Ante Team | Set ExpiryDate to 2025-12-31 to enable building vintage consolidation for DEER2026 measures
Com | Com | For commercial aggregated building type | RSD | CZ07 | New | Any | 0.05 | DEER2026 | 2026-01-01 |  | 2024-03-22 19:32 | Deemed Ex Ante Team | In million sq. ft. of floor area (minima set to 1,000 sq. ft.). | 2024-03-22 19:32 | Deemed Ex Ante Team
Com | Com | For commercial aggregated building type | RSD | CZ07 | Old | Any | 4.717 | DEER2020 | 2020-01-01 | 2025-12-31 | 2023-06-14 13:47 | Deemed Ex Ante Team | In million sq. ft. of floor area (minima set to 1,000 sq. ft.) | 2024-03-22 19:41 | Deemed Ex Ante Team | Set ExpiryDate to 2025-12-31 to enable building vintage consolidation for DEER2026 measures
Com | Com | For commercial aggregated building type | RSD | CZ07 | Rec | Any | 0.201 | DEER2020 | 2020-01-01 | 2025-12-31 | 2023-06-14 13:47 | Deemed Ex Ante Team | In million sq. ft. of floor area (minima set to 1,000 sq. ft.) | 2024-03-22 19:41 | Deemed Ex Ante Team | Set ExpiryDate to 2025-12-31 to enable building vintage consolidation for DEER2026 measures
Com | Com | For commercial aggregated building type | RSD | CZ08 | Ex | Any | 4.777 | DEER2020 | 2020-01-01 | 2025-12-31 | 2023-06-14 13:47 | Deemed Ex Ante Team | In million sq. ft. of floor area (minima set to 1,000 sq. ft.) | 2024-03-22 19:41 | Deemed Ex Ante Team | Set ExpiryDate to 2025-12-31 to enable building vintage consolidation for DEER2026 measures
Com | Com | For commercial aggregated building type | RSD | CZ08 | Ex | Any | 26.716 | DEER2026 | 2026-01-01 |  | 2024-03-22 19:32 | Deemed Ex Ante Team | In million sq. ft. of floor area (minima set to 1,000 sq. ft.). Sum of Ex, Old, Recent of DEER2020 version weights. | 2024-03-22 19:32 | Deemed Ex Ante Team
Com | Com | For commercial aggregated building type | RSD | CZ08 | New | Any | 0.3 | DEER2020 | 2020-01-01 | 2025-12-31 | 2023-06-14 13:47 | Deemed Ex Ante Team | In million sq. ft. of floor area (minima set to 1,000 sq. ft.) | 2024-03-22 19:41 | Deemed Ex Ante Team | Set ExpiryDate to 2025-12-31 to enable building vintage consolidation for DEER2026 measures
Com | Com | For commercial aggregated building type | RSD | CZ08 | New | Any | 0.3 | DEER2026 | 2026-01-01 |  | 2024-03-22 19:32 | Deemed Ex Ante Team | In million sq. ft. of floor area (minima set to 1,000 sq. ft.). | 2024-03-22 19:32 | Deemed Ex Ante Team
Com | Com | For commercial aggregated building type | RSD | CZ08 | Old | Any | 20.738 | DEER2020 | 2020-01-01 | 2025-12-31 | 2023-06-14 13:47 | Deemed Ex Ante Team | In million sq. ft. of floor area (minima set to 1,000 sq. ft.) | 2024-03-22 19:41 | Deemed Ex Ante Team | Set ExpiryDate to 2025-12-31 to enable building vintage consolidation for DEER2026 measures
Com | Com | For commercial aggregated building type | RSD | CZ08 | Rec | Any | 1.201 | DEER2020 | 2020-01-01 | 2025-12-31 | 2023-06-14 13:47 | Deemed Ex Ante Team | In million sq. ft. of floor area (minima set to 1,000 sq. ft.) | 2024-03-22 19:41 | Deemed Ex Ante Team | Set ExpiryDate to 2025-12-31 to enable building vintage consolidation for DEER2026 measures
Com | Com | For commercial aggregated building type | RSD | CZ09 | Ex | Any | 3.768 | DEER2020 | 2020-01-01 | 2025-12-31 | 2023-06-14 13:47 | Deemed Ex Ante Team | In million sq. ft. of floor area (minima set to 1,000 sq. ft.) | 2024-03-22 19:41 | Deemed Ex Ante Team | Set ExpiryDate to 2025-12-31 to enable building vintage consolidation for DEER2026 measures
Com | Com | For commercial aggregated building type | RSD | CZ09 | Ex | Any | 22.252 | DEER2026 | 2026-01-01 |  | 2024-03-22 19:32 | Deemed Ex Ante Team | In million sq. ft. of floor area (minima set to 1,000 sq. ft.). Sum of Ex, Old, Recent of DEER2020 version weights. | 2024-03-22 19:32 | Deemed Ex Ante Team
Com | Com | For commercial aggregated building type | RSD | CZ09 | New | Any | 0.207 | DEER2020 | 2020-01-01 | 2025-12-31 | 2023-06-14 13:47 | Deemed Ex Ante Team | In million sq. ft. of floor area (minima set to 1,000 sq. ft.) | 2024-03-22 19:41 | Deemed Ex Ante Team | Set ExpiryDate to 2025-12-31 to enable building vintage consolidation for DEER2026 measures
Com | Com | For commercial aggregated building type | RSD | CZ09 | New | Any | 0.207 | DEER2026 | 2026-01-01 |  | 2024-03-22 19:32 | Deemed Ex Ante Team | In million sq. ft. of floor area (minima set to 1,000 sq. ft.). | 2024-03-22 19:32 | Deemed Ex Ante Team
Com | Com | For commercial aggregated building type | RSD | CZ09 | Old | Any | 17.658 | DEER2020 | 2020-01-01 | 2025-12-31 | 2023-06-14 13:47 | Deemed Ex Ante Team | In million sq. ft. of floor area (minima set to 1,000 sq. ft.) | 2024-03-22 19:41 | Deemed Ex Ante Team | Set ExpiryDate to 2025-12-31 to enable building vintage consolidation for DEER2026 measures
Com | Com | For commercial aggregated building type | RSD | CZ09 | Rec | Any | 0.826 | DEER2020 | 2020-01-01 | 2025-12-31 | 2023-06-14 13:47 | Deemed Ex Ante Team | In million sq. ft. of floor area (minima set to 1,000 sq. ft.) | 2024-03-22 19:41 | Deemed Ex Ante Team | Set ExpiryDate to 2025-12-31 to enable building vintage consolidation for DEER2026 measures
Com | Com | For commercial aggregated building type | RSD | CZ10 | Ex | Any | 7.586 | DEER2020 | 2020-01-01 | 2025-12-31 | 2023-06-14 13:47 | Deemed Ex Ante Team | In million sq. ft. of floor area (minima set to 1,000 sq. ft.) | 2024-03-22 19:41 | Deemed Ex Ante Team | Set ExpiryDate to 2025-12-31 to enable building vintage consolidation for DEER2026 measures
Com | Com | For commercial aggregated building type | RSD | CZ10 | Ex | Any | 23.538 | DEER2026 | 2026-01-01 |  | 2024-03-22 19:32 | Deemed Ex Ante Team | In million sq. ft. of floor area (minima set to 1,000 sq. ft.). Sum of Ex, Old, Recent of DEER2020 version weights. | 2024-03-22 19:32 | Deemed Ex Ante Team
Com | Com | For commercial aggregated building type | RSD | CZ10 | New | Any | 0.338 | DEER2020 | 2020-01-01 | 2025-12-31 | 2023-06-14 13:47 | Deemed Ex Ante Team | In million sq. ft. of floor area (minima set to 1,000 sq. ft.) | 2024-03-22 19:41 | Deemed Ex Ante Team | Set ExpiryDate to 2025-12-31 to enable building vintage consolidation for DEER2026 measures
Com | Com | For commercial aggregated building type | RSD | CZ10 | New | Any | 0.338 | DEER2026 | 2026-01-01 |  | 2024-03-22 19:32 | Deemed Ex Ante Team | In million sq. ft. of floor area (minima set to 1,000 sq. ft.). | 2024-03-22 19:32 | Deemed Ex Ante Team
Com | Com | For commercial aggregated building type | RSD | CZ10 | Old | Any | 14.603 | DEER2020 | 2020-01-01 | 2025-12-31 | 2023-06-14 13:47 | Deemed Ex Ante Team | In million sq. ft. of floor area (minima set to 1,000 sq. ft.) | 2024-03-22 19:41 | Deemed Ex Ante Team | Set ExpiryDate to 2025-12-31 to enable building vintage consolidation for DEER2026 measures
Com | Com | For commercial aggregated building type | RSD | CZ10 | Rec | Any | 1.349 | DEER2020 | 2020-01-01 | 2025-12-31 | 2023-06-14 13:47 | Deemed Ex Ante Team | In million sq. ft. of floor area (minima set to 1,000 sq. ft.) | 2024-03-22 19:41 | Deemed Ex Ante Team | Set ExpiryDate to 2025-12-31 to enable building vintage consolidation for DEER2026 measures
Com | Com | For commercial aggregated building type | RSD | CZ11 | Ex | Any | 0.18 | DEER2020 | 2020-01-01 | 2025-12-31 | 2023-06-14 13:47 | Deemed Ex Ante Team | In million sq. ft. of floor area (minima set to 1,000 sq. ft.) | 2024-03-22 19:41 | Deemed Ex Ante Team | Set ExpiryDate to 2025-12-31 to enable building vintage consolidation for DEER2026 measures
Com | Com | For commercial aggregated building type | RSD | CZ11 | Ex | Any | 1.594 | DEER2026 | 2026-01-01 |  | 2024-03-22 19:32 | Deemed Ex Ante Team | In million sq. ft. of floor area (minima set to 1,000 sq. ft.). Sum of Ex, Old, Recent of DEER2020 version weights. | 2024-03-22 19:32 | Deemed Ex Ante Team
Com | Com | For commercial aggregated building type | RSD | CZ11 | New | Any | 0.01 | DEER2020 | 2020-01-01 | 2025-12-31 | 2023-06-14 13:47 | Deemed Ex Ante Team | In million sq. ft. of floor area (minima set to 1,000 sq. ft.) | 2024-03-22 19:41 | Deemed Ex Ante Team | Set ExpiryDate to 2025-12-31 to enable building vintage consolidation for DEER2026 measures
Com | Com | For commercial aggregated building type | RSD | CZ11 | New | Any | 0.01 | DEER2026 | 2026-01-01 |  | 2024-03-22 19:32 | Deemed Ex Ante Team | In million sq. ft. of floor area (minima set to 1,000 sq. ft.). | 2024-03-22 19:32 | Deemed Ex Ante Team
Com | Com | For commercial aggregated building type | RSD | CZ11 | Old | Any | 1.374 | DEER2020 | 2020-01-01 | 2025-12-31 | 2023-06-14 13:47 | Deemed Ex Ante Team | In million sq. ft. of floor area (minima set to 1,000 sq. ft.) | 2024-03-22 19:41 | Deemed Ex Ante Team | Set ExpiryDate to 2025-12-31 to enable building vintage consolidation for DEER2026 measures
Com | Com | For commercial aggregated building type | RSD | CZ11 | Rec | Any | 0.04 | DEER2020 | 2020-01-01 | 2025-12-31 | 2023-06-14 13:47 | Deemed Ex Ante Team | In million sq. ft. of floor area (minima set to 1,000 sq. ft.) | 2024-03-22 19:41 | Deemed Ex Ante Team | Set ExpiryDate to 2025-12-31 to enable building vintage consolidation for DEER2026 measures
Com | Com | For commercial aggregated building type | RSD | CZ12 | Ex | Any | 0.659 | DEER2020 | 2020-01-01 | 2025-12-31 | 2023-06-14 13:47 | Deemed Ex Ante Team | In million sq. ft. of floor area (minima set to 1,000 sq. ft.) | 2024-03-22 19:41 | Deemed Ex Ante Team | Set ExpiryDate to 2025-12-31 to enable building vintage consolidation for DEER2026 measures
Com | Com | For commercial aggregated building type | RSD | CZ12 | Ex | Any | 5.515 | DEER2026 | 2026-01-01 |  | 2024-03-22 19:32 | Deemed Ex Ante Team | In million sq. ft. of floor area (minima set to 1,000 sq. ft.). Sum of Ex, Old, Recent of DEER2020 version weights. | 2024-03-22 19:32 | Deemed Ex Ante Team
Com | Com | For commercial aggregated building type | RSD | CZ12 | New | Any | 0.035 | DEER2020 | 2020-01-01 | 2025-12-31 | 2023-06-14 13:47 | Deemed Ex Ante Team | In million sq. ft. of floor area (minima set to 1,000 sq. ft.) | 2024-03-22 19:41 | Deemed Ex Ante Team | Set ExpiryDate to 2025-12-31 to enable building vintage consolidation for DEER2026 measures
Com | Com | For commercial aggregated building type | RSD | CZ12 | New | Any | 0.035 | DEER2026 | 2026-01-01 |  | 2024-03-22 19:32 | Deemed Ex Ante Team | In million sq. ft. of floor area (minima set to 1,000 sq. ft.). | 2024-03-22 19:32 | Deemed Ex Ante Team
Com | Com | For commercial aggregated building type | RSD | CZ12 | Old | Any | 4.717 | DEER2020 | 2020-01-01 | 2025-12-31 | 2023-06-14 13:47 | Deemed Ex Ante Team | In million sq. ft. of floor area (minima set to 1,000 sq. ft.) | 2024-03-22 19:41 | Deemed Ex Ante Team | Set ExpiryDate to 2025-12-31 to enable building vintage consolidation for DEER2026 measures
Com | Com | For commercial aggregated building type | RSD | CZ12 | Rec | Any | 0.139 | DEER2020 | 2020-01-01 | 2025-12-31 | 2023-06-14 13:47 | Deemed Ex Ante Team | In million sq. ft. of floor area (minima set to 1,000 sq. ft.) | 2024-03-22 19:41 | Deemed Ex Ante Team | Set ExpiryDate to 2025-12-31 to enable building vintage consolidation for DEER2026 measures
Com | Com | For commercial aggregated building type | RSD | CZ13 | Ex | Any | 0.853 | DEER2020 | 2020-01-01 | 2025-12-31 | 2023-06-14 13:47 | Deemed Ex Ante Team | In million sq. ft. of floor area (minima set to 1,000 sq. ft.) | 2024-03-22 19:41 | Deemed Ex Ante Team | Set ExpiryDate to 2025-12-31 to enable building vintage consolidation for DEER2026 measures
Com | Com | For commercial aggregated building type | RSD | CZ13 | Ex | Any | 5.564 | DEER2026 | 2026-01-01 |  | 2024-03-22 19:32 | Deemed Ex Ante Team | In million sq. ft. of floor area (minima set to 1,000 sq. ft.). Sum of Ex, Old, Recent of DEER2020 version weights. | 2024-03-22 19:32 | Deemed Ex Ante Team
Com | Com | For commercial aggregated building type | RSD | CZ13 | New | Any | 0.046 | DEER2020 | 2020-01-01 | 2025-12-31 | 2023-06-14 13:47 | Deemed Ex Ante Team | In million sq. ft. of floor area (minima set to 1,000 sq. ft.) | 2024-03-22 19:41 | Deemed Ex Ante Team | Set ExpiryDate to 2025-12-31 to enable building vintage consolidation for DEER2026 measures
Com | Com | For commercial aggregated building type | RSD | CZ13 | New | Any | 0.046 | DEER2026 | 2026-01-01 |  | 2024-03-22 19:32 | Deemed Ex Ante Team | In million sq. ft. of floor area (minima set to 1,000 sq. ft.). | 2024-03-22 19:32 | Deemed Ex Ante Team
Com | Com | For commercial aggregated building type | RSD | CZ13 | Old | Any | 4.527 | DEER2020 | 2020-01-01 | 2025-12-31 | 2023-06-14 13:47 | Deemed Ex Ante Team | In million sq. ft. of floor area (minima set to 1,000 sq. ft.) | 2024-03-22 19:41 | Deemed Ex Ante Team | Set ExpiryDate to 2025-12-31 to enable building vintage consolidation for DEER2026 measures
Com | Com | For commercial aggregated building type | RSD | CZ13 | Rec | Any | 0.184 | DEER2020 | 2020-01-01 | 2025-12-31 | 2023-06-14 13:47 | Deemed Ex Ante Team | In million sq. ft. of floor area (minima set to 1,000 sq. ft.) | 2024-03-22 19:41 | Deemed Ex Ante Team | Set ExpiryDate to 2025-12-31 to enable building vintage consolidation for DEER2026 measures
Com | Com | For commercial aggregated building type | RSD | CZ14 | Ex | Any | 1.376 | DEER2020 | 2020-01-01 | 2025-12-31 | 2023-06-14 13:47 | Deemed Ex Ante Team | In million sq. ft. of floor area (minima set to 1,000 sq. ft.) | 2024-03-22 19:41 | Deemed Ex Ante Team | Set ExpiryDate to 2025-12-31 to enable building vintage consolidation for DEER2026 measures
Com | Com | For commercial aggregated building type | RSD | CZ14 | Ex | Any | 4.512 | DEER2026 | 2026-01-01 |  | 2024-03-22 19:32 | Deemed Ex Ante Team | In million sq. ft. of floor area (minima set to 1,000 sq. ft.). Sum of Ex, Old, Recent of DEER2020 version weights. | 2024-03-22 19:32 | Deemed Ex Ante Team
Com | Com | For commercial aggregated building type | RSD | CZ14 | New | Any | 0.063 | DEER2020 | 2020-01-01 | 2025-12-31 | 2023-06-14 13:47 | Deemed Ex Ante Team | In million sq. ft. of floor area (minima set to 1,000 sq. ft.) | 2024-03-22 19:41 | Deemed Ex Ante Team | Set ExpiryDate to 2025-12-31 to enable building vintage consolidation for DEER2026 measures
Com | Com | For commercial aggregated building type | RSD | CZ14 | New | Any | 0.063 | DEER2026 | 2026-01-01 |  | 2024-03-22 19:32 | Deemed Ex Ante Team | In million sq. ft. of floor area (minima set to 1,000 sq. ft.). | 2024-03-22 19:32 | Deemed Ex Ante Team
Com | Com | For commercial aggregated building type | RSD | CZ14 | Old | Any | 2.888 | DEER2020 | 2020-01-01 | 2025-12-31 | 2023-06-14 13:47 | Deemed Ex Ante Team | In million sq. ft. of floor area (minima set to 1,000 sq. ft.) | 2024-03-22 19:41 | Deemed Ex Ante Team | Set ExpiryDate to 2025-12-31 to enable building vintage consolidation for DEER2026 measures
Com | Com | For commercial aggregated building type | RSD | CZ14 | Rec | Any | 0.248 | DEER2020 | 2020-01-01 | 2025-12-31 | 2023-06-14 13:47 | Deemed Ex Ante Team | In million sq. ft. of floor area (minima set to 1,000 sq. ft.) | 2024-03-22 19:41 | Deemed Ex Ante Team | Set ExpiryDate to 2025-12-31 to enable building vintage consolidation for DEER2026 measures
Com | Com | For commercial aggregated building type | RSD | CZ15 | Ex | Any | 1.436 | DEER2020 | 2020-01-01 | 2025-12-31 | 2023-06-14 13:47 | Deemed Ex Ante Team | In million sq. ft. of floor area (minima set to 1,000 sq. ft.) | 2024-03-22 19:41 | Deemed Ex Ante Team | Set ExpiryDate to 2025-12-31 to enable building vintage consolidation for DEER2026 measures
Com | Com | For commercial aggregated building type | RSD | CZ15 | Ex | Any | 4.263 | DEER2026 | 2026-01-01 |  | 2024-03-22 19:32 | Deemed Ex Ante Team | In million sq. ft. of floor area (minima set to 1,000 sq. ft.). Sum of Ex, Old, Recent of DEER2020 version weights. | 2024-03-22 19:32 | Deemed Ex Ante Team
Com | Com | For commercial aggregated building type | RSD | CZ15 | New | Any | 0.063 | DEER2020 | 2020-01-01 | 2025-12-31 | 2023-06-14 13:47 | Deemed Ex Ante Team | In million sq. ft. of floor area (minima set to 1,000 sq. ft.) | 2024-03-22 19:41 | Deemed Ex Ante Team | Set ExpiryDate to 2025-12-31 to enable building vintage consolidation for DEER2026 measures
Com | Com | For commercial aggregated building type | RSD | CZ15 | New | Any | 0.063 | DEER2026 | 2026-01-01 |  | 2024-03-22 19:32 | Deemed Ex Ante Team | In million sq. ft. of floor area (minima set to 1,000 sq. ft.). | 2024-03-22 19:32 | Deemed Ex Ante Team
Com | Com | For commercial aggregated building type | RSD | CZ15 | Old | Any | 2.575 | DEER2020 | 2020-01-01 | 2025-12-31 | 2023-06-14 13:47 | Deemed Ex Ante Team | In million sq. ft. of floor area (minima set to 1,000 sq. ft.) | 2024-03-22 19:41 | Deemed Ex Ante Team | Set ExpiryDate to 2025-12-31 to enable building vintage consolidation for DEER2026 measures
Com | Com | For commercial aggregated building type | RSD | CZ15 | Rec | Any | 0.252 | DEER2020 | 2020-01-01 | 2025-12-31 | 2023-06-14 13:47 | Deemed Ex Ante Team | In million sq. ft. of floor area (minima set to 1,000 sq. ft.) | 2024-03-22 19:41 | Deemed Ex Ante Team | Set ExpiryDate to 2025-12-31 to enable building vintage consolidation for DEER2026 measures
Com | Com | For commercial aggregated building type | RSD | CZ16 | Ex | Any | 0.543 | DEER2020 | 2020-01-01 | 2025-12-31 | 2023-06-14 13:47 | Deemed Ex Ante Team | In million sq. ft. of floor area (minima set to 1,000 sq. ft.) | 2024-03-22 19:41 | Deemed Ex Ante Team | Set ExpiryDate to 2025-12-31 to enable building vintage consolidation for DEER2026 measures
Com | Com | For commercial aggregated building type | RSD | CZ16 | Ex | Any | 2.054 | DEER2026 | 2026-01-01 |  | 2024-03-22 19:32 | Deemed Ex Ante Team | In million sq. ft. of floor area (minima set to 1,000 sq. ft.). Sum of Ex, Old, Recent of DEER2020 version weights. | 2024-03-22 19:32 | Deemed Ex Ante Team
Com | Com | For commercial aggregated building type | RSD | CZ16 | New | Any | 0.026 | DEER2020 | 2020-01-01 | 2025-12-31 | 2023-06-14 13:47 | Deemed Ex Ante Team | In million sq. ft. of floor area (minima set to 1,000 sq. ft.) | 2024-03-22 19:41 | Deemed Ex Ante Team | Set ExpiryDate to 2025-12-31 to enable building vintage consolidation for DEER2026 measures
Com | Com | For commercial aggregated building type | RSD | CZ16 | New | Any | 0.026 | DEER2026 | 2026-01-01 |  | 2024-03-22 19:32 | Deemed Ex Ante Team | In million sq. ft. of floor area (minima set to 1,000 sq. ft.). | 2024-03-22 19:32 | Deemed Ex Ante Team
Com | Com | For commercial aggregated building type | RSD | CZ16 | Old | Any | 1.41 | DEER2020 | 2020-01-01 | 2025-12-31 | 2023-06-14 13:47 | Deemed Ex Ante Team | In million sq. ft. of floor area (minima set to 1,000 sq. ft.) | 2024-03-22 19:41 | Deemed Ex Ante Team | Set ExpiryDate to 2025-12-31 to enable building vintage consolidation for DEER2026 measures
Com | Com | For commercial aggregated building type | RSD | CZ16 | Rec | Any | 0.101 | DEER2020 | 2020-01-01 | 2025-12-31 | 2023-06-14 13:47 | Deemed Ex Ante Team | In million sq. ft. of floor area (minima set to 1,000 sq. ft.) | 2024-03-22 19:41 | Deemed Ex Ante Team | Set ExpiryDate to 2025-12-31 to enable building vintage consolidation for DEER2026 measures
Com | Com | For commercial aggregated building type | Rt3 | CZ01 | Ex | Any | 0.176 | DEER2020 | 2020-01-01 | 2025-12-31 | 2023-06-14 13:47 | Deemed Ex Ante Team | In million sq. ft. of floor area (minima set to 1,000 sq. ft.) | 2024-03-22 19:41 | Deemed Ex Ante Team | Set ExpiryDate to 2025-12-31 to enable building vintage consolidation for DEER2026 measures
Com | Com | For commercial aggregated building type | Rt3 | CZ01 | Ex | Any | 1.352 | DEER2026 | 2026-01-01 |  | 2024-03-22 19:32 | Deemed Ex Ante Team | In million sq. ft. of floor area (minima set to 1,000 sq. ft.). Sum of Ex, Old, Recent of DEER2020 version weights. | 2024-03-22 19:32 | Deemed Ex Ante Team
Com | Com | For commercial aggregated building type | Rt3 | CZ01 | New | Any | 0.01 | DEER2020 | 2020-01-01 | 2025-12-31 | 2023-06-14 13:47 | Deemed Ex Ante Team | In million sq. ft. of floor area (minima set to 1,000 sq. ft.) | 2024-03-22 19:41 | Deemed Ex Ante Team | Set ExpiryDate to 2025-12-31 to enable building vintage consolidation for DEER2026 measures
Com | Com | For commercial aggregated building type | Rt3 | CZ01 | New | Any | 0.01 | DEER2026 | 2026-01-01 |  | 2024-03-22 19:32 | Deemed Ex Ante Team | In million sq. ft. of floor area (minima set to 1,000 sq. ft.). | 2024-03-22 19:32 | Deemed Ex Ante Team
Com | Com | For commercial aggregated building type | Rt3 | CZ01 | Old | Any | 1.136 | DEER2020 | 2020-01-01 | 2025-12-31 | 2023-06-14 13:47 | Deemed Ex Ante Team | In million sq. ft. of floor area (minima set to 1,000 sq. ft.) | 2024-03-22 19:41 | Deemed Ex Ante Team | Set ExpiryDate to 2025-12-31 to enable building vintage consolidation for DEER2026 measures
Com | Com | For commercial aggregated building type | Rt3 | CZ01 | Rec | Any | 0.04 | DEER2020 | 2020-01-01 | 2025-12-31 | 2023-06-14 13:47 | Deemed Ex Ante Team | In million sq. ft. of floor area (minima set to 1,000 sq. ft.) | 2024-03-22 19:41 | Deemed Ex Ante Team | Set ExpiryDate to 2025-12-31 to enable building vintage consolidation for DEER2026 measures
Com | Com | For commercial aggregated building type | Rt3 | CZ02 | Ex | Any | 1.284 | DEER2020 | 2020-01-01 | 2025-12-31 | 2023-06-14 13:47 | Deemed Ex Ante Team | In million sq. ft. of floor area (minima set to 1,000 sq. ft.) | 2024-03-22 19:41 | Deemed Ex Ante Team | Set ExpiryDate to 2025-12-31 to enable building vintage consolidation for DEER2026 measures
Com | Com | For commercial aggregated building type | Rt3 | CZ02 | Ex | Any | 9.106 | DEER2026 | 2026-01-01 |  | 2024-03-22 19:32 | Deemed Ex Ante Team | In million sq. ft. of floor area (minima set to 1,000 sq. ft.). Sum of Ex, Old, Recent of DEER2020 version weights. | 2024-03-22 19:32 | Deemed Ex Ante Team
Com | Com | For commercial aggregated building type | Rt3 | CZ02 | New | Any | 0.071 | DEER2020 | 2020-01-01 | 2025-12-31 | 2023-06-14 13:47 | Deemed Ex Ante Team | In million sq. ft. of floor area (minima set to 1,000 sq. ft.) | 2024-03-22 19:41 | Deemed Ex Ante Team | Set ExpiryDate to 2025-12-31 to enable building vintage consolidation for DEER2026 measures
Com | Com | For commercial aggregated building type | Rt3 | CZ02 | New | Any | 0.071 | DEER2026 | 2026-01-01 |  | 2024-03-22 19:32 | Deemed Ex Ante Team | In million sq. ft. of floor area (minima set to 1,000 sq. ft.). | 2024-03-22 19:32 | Deemed Ex Ante Team
Com | Com | For commercial aggregated building type | Rt3 | CZ02 | Old | Any | 7.537 | DEER2020 | 2020-01-01 | 2025-12-31 | 2023-06-14 13:47 | Deemed Ex Ante Team | In million sq. ft. of floor area (minima set to 1,000 sq. ft.) | 2024-03-22 19:41 | Deemed Ex Ante Team | Set ExpiryDate to 2025-12-31 to enable building vintage consolidation for DEER2026 measures
Com | Com | For commercial aggregated building type | Rt3 | CZ02 | Rec | Any | 0.285 | DEER2020 | 2020-01-01 | 2025-12-31 | 2023-06-14 13:47 | Deemed Ex Ante Team | In million sq. ft. of floor area (minima set to 1,000 sq. ft.) | 2024-03-22 19:41 | Deemed Ex Ante Team | Set ExpiryDate to 2025-12-31 to enable building vintage consolidation for DEER2026 measures
Com | Com | For commercial aggregated building type | Rt3 | CZ03 | Ex | Any | 5.258 | DEER2020 | 2020-01-01 | 2025-12-31 | 2023-06-14 13:47 | Deemed Ex Ante Team | In million sq. ft. of floor area (minima set to 1,000 sq. ft.) | 2024-03-22 19:41 | Deemed Ex Ante Team | Set ExpiryDate to 2025-12-31 to enable building vintage consolidation for DEER2026 measures
Com | Com | For commercial aggregated building type | Rt3 | CZ03 | Ex | Any | 42.179 | DEER2026 | 2026-01-01 |  | 2024-03-22 19:32 | Deemed Ex Ante Team | In million sq. ft. of floor area (minima set to 1,000 sq. ft.). Sum of Ex, Old, Recent of DEER2020 version weights. | 2024-03-22 19:32 | Deemed Ex Ante Team
Com | Com | For commercial aggregated building type | Rt3 | CZ03 | New | Any | 0.305 | DEER2020 | 2020-01-01 | 2025-12-31 | 2023-06-14 13:47 | Deemed Ex Ante Team | In million sq. ft. of floor area (minima set to 1,000 sq. ft.) | 2024-03-22 19:41 | Deemed Ex Ante Team | Set ExpiryDate to 2025-12-31 to enable building vintage consolidation for DEER2026 measures
Com | Com | For commercial aggregated building type | Rt3 | CZ03 | New | Any | 0.305 | DEER2026 | 2026-01-01 |  | 2024-03-22 19:32 | Deemed Ex Ante Team | In million sq. ft. of floor area (minima set to 1,000 sq. ft.). | 2024-03-22 19:32 | Deemed Ex Ante Team
Com | Com | For commercial aggregated building type | Rt3 | CZ03 | Old | Any | 35.701 | DEER2020 | 2020-01-01 | 2025-12-31 | 2023-06-14 13:47 | Deemed Ex Ante Team | In million sq. ft. of floor area (minima set to 1,000 sq. ft.) | 2024-03-22 19:41 | Deemed Ex Ante Team | Set ExpiryDate to 2025-12-31 to enable building vintage consolidation for DEER2026 measures
Com | Com | For commercial aggregated building type | Rt3 | CZ03 | Rec | Any | 1.22 | DEER2020 | 2020-01-01 | 2025-12-31 | 2023-06-14 13:47 | Deemed Ex Ante Team | In million sq. ft. of floor area (minima set to 1,000 sq. ft.) | 2024-03-22 19:41 | Deemed Ex Ante Team | Set ExpiryDate to 2025-12-31 to enable building vintage consolidation for DEER2026 measures
Com | Com | For commercial aggregated building type | Rt3 | CZ04 | Ex | Any | 2.747 | DEER2020 | 2020-01-01 | 2025-12-31 | 2023-06-14 13:47 | Deemed Ex Ante Team | In million sq. ft. of floor area (minima set to 1,000 sq. ft.) | 2024-03-22 19:41 | Deemed Ex Ante Team | Set ExpiryDate to 2025-12-31 to enable building vintage consolidation for DEER2026 measures
Com | Com | For commercial aggregated building type | Rt3 | CZ04 | Ex | Any | 18.569 | DEER2026 | 2026-01-01 |  | 2024-03-22 19:32 | Deemed Ex Ante Team | In million sq. ft. of floor area (minima set to 1,000 sq. ft.). Sum of Ex, Old, Recent of DEER2020 version weights. | 2024-03-22 19:32 | Deemed Ex Ante Team
Com | Com | For commercial aggregated building type | Rt3 | CZ04 | New | Any | 0.15 | DEER2020 | 2020-01-01 | 2025-12-31 | 2023-06-14 13:47 | Deemed Ex Ante Team | In million sq. ft. of floor area (minima set to 1,000 sq. ft.) | 2024-03-22 19:41 | Deemed Ex Ante Team | Set ExpiryDate to 2025-12-31 to enable building vintage consolidation for DEER2026 measures
Com | Com | For commercial aggregated building type | Rt3 | CZ04 | New | Any | 0.15 | DEER2026 | 2026-01-01 |  | 2024-03-22 19:32 | Deemed Ex Ante Team | In million sq. ft. of floor area (minima set to 1,000 sq. ft.). | 2024-03-22 19:32 | Deemed Ex Ante Team
Com | Com | For commercial aggregated building type | Rt3 | CZ04 | Old | Any | 15.221 | DEER2020 | 2020-01-01 | 2025-12-31 | 2023-06-14 13:47 | Deemed Ex Ante Team | In million sq. ft. of floor area (minima set to 1,000 sq. ft.) | 2024-03-22 19:41 | Deemed Ex Ante Team | Set ExpiryDate to 2025-12-31 to enable building vintage consolidation for DEER2026 measures
Com | Com | For commercial aggregated building type | Rt3 | CZ04 | Rec | Any | 0.601 | DEER2020 | 2020-01-01 | 2025-12-31 | 2023-06-14 13:47 | Deemed Ex Ante Team | In million sq. ft. of floor area (minima set to 1,000 sq. ft.) | 2024-03-22 19:41 | Deemed Ex Ante Team | Set ExpiryDate to 2025-12-31 to enable building vintage consolidation for DEER2026 measures
Com | Com | For commercial aggregated building type | Rt3 | CZ05 | Ex | Any | 0.724 | DEER2020 | 2020-01-01 | 2025-12-31 | 2023-06-14 13:47 | Deemed Ex Ante Team | In million sq. ft. of floor area (minima set to 1,000 sq. ft.) | 2024-03-22 19:41 | Deemed Ex Ante Team | Set ExpiryDate to 2025-12-31 to enable building vintage consolidation for DEER2026 measures
Com | Com | For commercial aggregated building type | Rt3 | CZ05 | Ex | Any | 4.617 | DEER2026 | 2026-01-01 |  | 2024-03-22 19:32 | Deemed Ex Ante Team | In million sq. ft. of floor area (minima set to 1,000 sq. ft.). Sum of Ex, Old, Recent of DEER2020 version weights. | 2024-03-22 19:32 | Deemed Ex Ante Team
Com | Com | For commercial aggregated building type | Rt3 | CZ05 | New | Any | 0.04 | DEER2020 | 2020-01-01 | 2025-12-31 | 2023-06-14 13:47 | Deemed Ex Ante Team | In million sq. ft. of floor area (minima set to 1,000 sq. ft.) | 2024-03-22 19:41 | Deemed Ex Ante Team | Set ExpiryDate to 2025-12-31 to enable building vintage consolidation for DEER2026 measures
Com | Com | For commercial aggregated building type | Rt3 | CZ05 | New | Any | 0.04 | DEER2026 | 2026-01-01 |  | 2024-03-22 19:32 | Deemed Ex Ante Team | In million sq. ft. of floor area (minima set to 1,000 sq. ft.). | 2024-03-22 19:32 | Deemed Ex Ante Team
Com | Com | For commercial aggregated building type | Rt3 | CZ05 | Old | Any | 3.731 | DEER2020 | 2020-01-01 | 2025-12-31 | 2023-06-14 13:47 | Deemed Ex Ante Team | In million sq. ft. of floor area (minima set to 1,000 sq. ft.) | 2024-03-22 19:41 | Deemed Ex Ante Team | Set ExpiryDate to 2025-12-31 to enable building vintage consolidation for DEER2026 measures
Com | Com | For commercial aggregated building type | Rt3 | CZ05 | Rec | Any | 0.162 | DEER2020 | 2020-01-01 | 2025-12-31 | 2023-06-14 13:47 | Deemed Ex Ante Team | In million sq. ft. of floor area (minima set to 1,000 sq. ft.) | 2024-03-22 19:41 | Deemed Ex Ante Team | Set ExpiryDate to 2025-12-31 to enable building vintage consolidation for DEER2026 measures
Com | Com | For commercial aggregated building type | Rt3 | CZ06 | Ex | Any | 14.82 | DEER2020 | 2020-01-01 | 2025-12-31 | 2023-06-14 13:47 | Deemed Ex Ante Team | In million sq. ft. of floor area (minima set to 1,000 sq. ft.) | 2024-03-22 19:41 | Deemed Ex Ante Team | Set ExpiryDate to 2025-12-31 to enable building vintage consolidation for DEER2026 measures
Com | Com | For commercial aggregated building type | Rt3 | CZ06 | Ex | Any | 84.219 | DEER2026 | 2026-01-01 |  | 2024-03-22 19:32 | Deemed Ex Ante Team | In million sq. ft. of floor area (minima set to 1,000 sq. ft.). Sum of Ex, Old, Recent of DEER2020 version weights. | 2024-03-22 19:32 | Deemed Ex Ante Team
Com | Com | For commercial aggregated building type | Rt3 | CZ06 | New | Any | 0.861 | DEER2020 | 2020-01-01 | 2025-12-31 | 2023-06-14 13:47 | Deemed Ex Ante Team | In million sq. ft. of floor area (minima set to 1,000 sq. ft.) | 2024-03-22 19:41 | Deemed Ex Ante Team | Set ExpiryDate to 2025-12-31 to enable building vintage consolidation for DEER2026 measures
Com | Com | For commercial aggregated building type | Rt3 | CZ06 | New | Any | 0.861 | DEER2026 | 2026-01-01 |  | 2024-03-22 19:32 | Deemed Ex Ante Team | In million sq. ft. of floor area (minima set to 1,000 sq. ft.). | 2024-03-22 19:32 | Deemed Ex Ante Team
Com | Com | For commercial aggregated building type | Rt3 | CZ06 | Old | Any | 65.954 | DEER2020 | 2020-01-01 | 2025-12-31 | 2023-06-14 13:47 | Deemed Ex Ante Team | In million sq. ft. of floor area (minima set to 1,000 sq. ft.) | 2024-03-22 19:41 | Deemed Ex Ante Team | Set ExpiryDate to 2025-12-31 to enable building vintage consolidation for DEER2026 measures
Com | Com | For commercial aggregated building type | Rt3 | CZ06 | Rec | Any | 3.445 | DEER2020 | 2020-01-01 | 2025-12-31 | 2023-06-14 13:47 | Deemed Ex Ante Team | In million sq. ft. of floor area (minima set to 1,000 sq. ft.) | 2024-03-22 19:41 | Deemed Ex Ante Team | Set ExpiryDate to 2025-12-31 to enable building vintage consolidation for DEER2026 measures
Com | Com | For commercial aggregated building type | Rt3 | CZ07 | Ex | Any | 5.042 | DEER2020 | 2020-01-01 | 2025-12-31 | 2023-06-14 13:47 | Deemed Ex Ante Team | In million sq. ft. of floor area (minima set to 1,000 sq. ft.) | 2024-03-22 19:41 | Deemed Ex Ante Team | Set ExpiryDate to 2025-12-31 to enable building vintage consolidation for DEER2026 measures
Com | Com | For commercial aggregated building type | Rt3 | CZ07 | Ex | Any | 24.675 | DEER2026 | 2026-01-01 |  | 2024-03-22 19:32 | Deemed Ex Ante Team | In million sq. ft. of floor area (minima set to 1,000 sq. ft.). Sum of Ex, Old, Recent of DEER2020 version weights. | 2024-03-22 19:32 | Deemed Ex Ante Team
Com | Com | For commercial aggregated building type | Rt3 | CZ07 | New | Any | 0.281 | DEER2020 | 2020-01-01 | 2025-12-31 | 2023-06-14 13:47 | Deemed Ex Ante Team | In million sq. ft. of floor area (minima set to 1,000 sq. ft.) | 2024-03-22 19:41 | Deemed Ex Ante Team | Set ExpiryDate to 2025-12-31 to enable building vintage consolidation for DEER2026 measures
Com | Com | For commercial aggregated building type | Rt3 | CZ07 | New | Any | 0.281 | DEER2026 | 2026-01-01 |  | 2024-03-22 19:32 | Deemed Ex Ante Team | In million sq. ft. of floor area (minima set to 1,000 sq. ft.). | 2024-03-22 19:32 | Deemed Ex Ante Team
Com | Com | For commercial aggregated building type | Rt3 | CZ07 | Old | Any | 18.511 | DEER2020 | 2020-01-01 | 2025-12-31 | 2023-06-14 13:47 | Deemed Ex Ante Team | In million sq. ft. of floor area (minima set to 1,000 sq. ft.) | 2024-03-22 19:41 | Deemed Ex Ante Team | Set ExpiryDate to 2025-12-31 to enable building vintage consolidation for DEER2026 measures
Com | Com | For commercial aggregated building type | Rt3 | CZ07 | Rec | Any | 1.122 | DEER2020 | 2020-01-01 | 2025-12-31 | 2023-06-14 13:47 | Deemed Ex Ante Team | In million sq. ft. of floor area (minima set to 1,000 sq. ft.) | 2024-03-22 19:41 | Deemed Ex Ante Team | Set ExpiryDate to 2025-12-31 to enable building vintage consolidation for DEER2026 measures
Com | Com | For commercial aggregated building type | Rt3 | CZ08 | Ex | Any | 17.828 | DEER2020 | 2020-01-01 | 2025-12-31 | 2023-06-14 13:47 | Deemed Ex Ante Team | In million sq. ft. of floor area (minima set to 1,000 sq. ft.) | 2024-03-22 19:41 | Deemed Ex Ante Team | Set ExpiryDate to 2025-12-31 to enable building vintage consolidation for DEER2026 measures
Com | Com | For commercial aggregated building type | Rt3 | CZ08 | Ex | Any | 99.978 | DEER2026 | 2026-01-01 |  | 2024-03-22 19:32 | Deemed Ex Ante Team | In million sq. ft. of floor area (minima set to 1,000 sq. ft.). Sum of Ex, Old, Recent of DEER2020 version weights. | 2024-03-22 19:32 | Deemed Ex Ante Team
Com | Com | For commercial aggregated building type | Rt3 | CZ08 | New | Any | 1.032 | DEER2020 | 2020-01-01 | 2025-12-31 | 2023-06-14 13:47 | Deemed Ex Ante Team | In million sq. ft. of floor area (minima set to 1,000 sq. ft.) | 2024-03-22 19:41 | Deemed Ex Ante Team | Set ExpiryDate to 2025-12-31 to enable building vintage consolidation for DEER2026 measures
Com | Com | For commercial aggregated building type | Rt3 | CZ08 | New | Any | 1.032 | DEER2026 | 2026-01-01 |  | 2024-03-22 19:32 | Deemed Ex Ante Team | In million sq. ft. of floor area (minima set to 1,000 sq. ft.). | 2024-03-22 19:32 | Deemed Ex Ante Team
Com | Com | For commercial aggregated building type | Rt3 | CZ08 | Old | Any | 78.022 | DEER2020 | 2020-01-01 | 2025-12-31 | 2023-06-14 13:47 | Deemed Ex Ante Team | In million sq. ft. of floor area (minima set to 1,000 sq. ft.) | 2024-03-22 19:41 | Deemed Ex Ante Team | Set ExpiryDate to 2025-12-31 to enable building vintage consolidation for DEER2026 measures
Com | Com | For commercial aggregated building type | Rt3 | CZ08 | Rec | Any | 4.128 | DEER2020 | 2020-01-01 | 2025-12-31 | 2023-06-14 13:47 | Deemed Ex Ante Team | In million sq. ft. of floor area (minima set to 1,000 sq. ft.) | 2024-03-22 19:41 | Deemed Ex Ante Team | Set ExpiryDate to 2025-12-31 to enable building vintage consolidation for DEER2026 measures
Com | Com | For commercial aggregated building type | Rt3 | CZ09 | Ex | Any | 14.923 | DEER2020 | 2020-01-01 | 2025-12-31 | 2023-06-14 13:47 | Deemed Ex Ante Team | In million sq. ft. of floor area (minima set to 1,000 sq. ft.) | 2024-03-22 19:41 | Deemed Ex Ante Team | Set ExpiryDate to 2025-12-31 to enable building vintage consolidation for DEER2026 measures
Com | Com | For commercial aggregated building type | Rt3 | CZ09 | Ex | Any | 79.499 | DEER2026 | 2026-01-01 |  | 2024-03-22 19:32 | Deemed Ex Ante Team | In million sq. ft. of floor area (minima set to 1,000 sq. ft.). Sum of Ex, Old, Recent of DEER2020 version weights. | 2024-03-22 19:32 | Deemed Ex Ante Team
Com | Com | For commercial aggregated building type | Rt3 | CZ09 | New | Any | 0.845 | DEER2020 | 2020-01-01 | 2025-12-31 | 2023-06-14 13:47 | Deemed Ex Ante Team | In million sq. ft. of floor area (minima set to 1,000 sq. ft.) | 2024-03-22 19:41 | Deemed Ex Ante Team | Set ExpiryDate to 2025-12-31 to enable building vintage consolidation for DEER2026 measures
Com | Com | For commercial aggregated building type | Rt3 | CZ09 | New | Any | 0.845 | DEER2026 | 2026-01-01 |  | 2024-03-22 19:32 | Deemed Ex Ante Team | In million sq. ft. of floor area (minima set to 1,000 sq. ft.). | 2024-03-22 19:32 | Deemed Ex Ante Team
Com | Com | For commercial aggregated building type | Rt3 | CZ09 | Old | Any | 61.195 | DEER2020 | 2020-01-01 | 2025-12-31 | 2023-06-14 13:47 | Deemed Ex Ante Team | In million sq. ft. of floor area (minima set to 1,000 sq. ft.) | 2024-03-22 19:41 | Deemed Ex Ante Team | Set ExpiryDate to 2025-12-31 to enable building vintage consolidation for DEER2026 measures
Com | Com | For commercial aggregated building type | Rt3 | CZ09 | Rec | Any | 3.381 | DEER2020 | 2020-01-01 | 2025-12-31 | 2023-06-14 13:47 | Deemed Ex Ante Team | In million sq. ft. of floor area (minima set to 1,000 sq. ft.) | 2024-03-22 19:41 | Deemed Ex Ante Team | Set ExpiryDate to 2025-12-31 to enable building vintage consolidation for DEER2026 measures
Com | Com | For commercial aggregated building type | Rt3 | CZ10 | Ex | Any | 27.528 | DEER2020 | 2020-01-01 | 2025-12-31 | 2023-06-14 13:47 | Deemed Ex Ante Team | In million sq. ft. of floor area (minima set to 1,000 sq. ft.) | 2024-03-22 19:41 | Deemed Ex Ante Team | Set ExpiryDate to 2025-12-31 to enable building vintage consolidation for DEER2026 measures
Com | Com | For commercial aggregated building type | Rt3 | CZ10 | Ex | Any | 86.276 | DEER2026 | 2026-01-01 |  | 2024-03-22 19:32 | Deemed Ex Ante Team | In million sq. ft. of floor area (minima set to 1,000 sq. ft.). Sum of Ex, Old, Recent of DEER2020 version weights. | 2024-03-22 19:32 | Deemed Ex Ante Team
Com | Com | For commercial aggregated building type | Rt3 | CZ10 | New | Any | 1.493 | DEER2020 | 2020-01-01 | 2025-12-31 | 2023-06-14 13:47 | Deemed Ex Ante Team | In million sq. ft. of floor area (minima set to 1,000 sq. ft.) | 2024-03-22 19:41 | Deemed Ex Ante Team | Set ExpiryDate to 2025-12-31 to enable building vintage consolidation for DEER2026 measures
Com | Com | For commercial aggregated building type | Rt3 | CZ10 | New | Any | 1.493 | DEER2026 | 2026-01-01 |  | 2024-03-22 19:32 | Deemed Ex Ante Team | In million sq. ft. of floor area (minima set to 1,000 sq. ft.). | 2024-03-22 19:32 | Deemed Ex Ante Team
Com | Com | For commercial aggregated building type | Rt3 | CZ10 | Old | Any | 52.776 | DEER2020 | 2020-01-01 | 2025-12-31 | 2023-06-14 13:47 | Deemed Ex Ante Team | In million sq. ft. of floor area (minima set to 1,000 sq. ft.) | 2024-03-22 19:41 | Deemed Ex Ante Team | Set ExpiryDate to 2025-12-31 to enable building vintage consolidation for DEER2026 measures
Com | Com | For commercial aggregated building type | Rt3 | CZ10 | Rec | Any | 5.972 | DEER2020 | 2020-01-01 | 2025-12-31 | 2023-06-14 13:47 | Deemed Ex Ante Team | In million sq. ft. of floor area (minima set to 1,000 sq. ft.) | 2024-03-22 19:41 | Deemed Ex Ante Team | Set ExpiryDate to 2025-12-31 to enable building vintage consolidation for DEER2026 measures
Com | Com | For commercial aggregated building type | Rt3 | CZ11 | Ex | Any | 1.474 | DEER2020 | 2020-01-01 | 2025-12-31 | 2023-06-14 13:47 | Deemed Ex Ante Team | In million sq. ft. of floor area (minima set to 1,000 sq. ft.) | 2024-03-22 19:41 | Deemed Ex Ante Team | Set ExpiryDate to 2025-12-31 to enable building vintage consolidation for DEER2026 measures
Com | Com | For commercial aggregated building type | Rt3 | CZ11 | Ex | Any | 7.523 | DEER2026 | 2026-01-01 |  | 2024-03-22 19:32 | Deemed Ex Ante Team | In million sq. ft. of floor area (minima set to 1,000 sq. ft.). Sum of Ex, Old, Recent of DEER2020 version weights. | 2024-03-22 19:32 | Deemed Ex Ante Team
Com | Com | For commercial aggregated building type | Rt3 | CZ11 | New | Any | 0.081 | DEER2020 | 2020-01-01 | 2025-12-31 | 2023-06-14 13:47 | Deemed Ex Ante Team | In million sq. ft. of floor area (minima set to 1,000 sq. ft.) | 2024-03-22 19:41 | Deemed Ex Ante Team | Set ExpiryDate to 2025-12-31 to enable building vintage consolidation for DEER2026 measures
Com | Com | For commercial aggregated building type | Rt3 | CZ11 | New | Any | 0.081 | DEER2026 | 2026-01-01 |  | 2024-03-22 19:32 | Deemed Ex Ante Team | In million sq. ft. of floor area (minima set to 1,000 sq. ft.). | 2024-03-22 19:32 | Deemed Ex Ante Team
Com | Com | For commercial aggregated building type | Rt3 | CZ11 | Old | Any | 5.724 | DEER2020 | 2020-01-01 | 2025-12-31 | 2023-06-14 13:47 | Deemed Ex Ante Team | In million sq. ft. of floor area (minima set to 1,000 sq. ft.) | 2024-03-22 19:41 | Deemed Ex Ante Team | Set ExpiryDate to 2025-12-31 to enable building vintage consolidation for DEER2026 measures
Com | Com | For commercial aggregated building type | Rt3 | CZ11 | Rec | Any | 0.325 | DEER2020 | 2020-01-01 | 2025-12-31 | 2023-06-14 13:47 | Deemed Ex Ante Team | In million sq. ft. of floor area (minima set to 1,000 sq. ft.) | 2024-03-22 19:41 | Deemed Ex Ante Team | Set ExpiryDate to 2025-12-31 to enable building vintage consolidation for DEER2026 measures
Com | Com | For commercial aggregated building type | Rt3 | CZ12 | Ex | Any | 6.103 | DEER2020 | 2020-01-01 | 2025-12-31 | 2023-06-14 13:47 | Deemed Ex Ante Team | In million sq. ft. of floor area (minima set to 1,000 sq. ft.) | 2024-03-22 19:41 | Deemed Ex Ante Team | Set ExpiryDate to 2025-12-31 to enable building vintage consolidation for DEER2026 measures
Com | Com | For commercial aggregated building type | Rt3 | CZ12 | Ex | Any | 31.391 | DEER2026 | 2026-01-01 |  | 2024-03-22 19:32 | Deemed Ex Ante Team | In million sq. ft. of floor area (minima set to 1,000 sq. ft.). Sum of Ex, Old, Recent of DEER2020 version weights. | 2024-03-22 19:32 | Deemed Ex Ante Team
Com | Com | For commercial aggregated building type | Rt3 | CZ12 | New | Any | 0.309 | DEER2020 | 2020-01-01 | 2025-12-31 | 2023-06-14 13:47 | Deemed Ex Ante Team | In million sq. ft. of floor area (minima set to 1,000 sq. ft.) | 2024-03-22 19:41 | Deemed Ex Ante Team | Set ExpiryDate to 2025-12-31 to enable building vintage consolidation for DEER2026 measures
Com | Com | For commercial aggregated building type | Rt3 | CZ12 | New | Any | 0.309 | DEER2026 | 2026-01-01 |  | 2024-03-22 19:32 | Deemed Ex Ante Team | In million sq. ft. of floor area (minima set to 1,000 sq. ft.). | 2024-03-22 19:32 | Deemed Ex Ante Team
Com | Com | For commercial aggregated building type | Rt3 | CZ12 | Old | Any | 24.052 | DEER2020 | 2020-01-01 | 2025-12-31 | 2023-06-14 13:47 | Deemed Ex Ante Team | In million sq. ft. of floor area (minima set to 1,000 sq. ft.) | 2024-03-22 19:41 | Deemed Ex Ante Team | Set ExpiryDate to 2025-12-31 to enable building vintage consolidation for DEER2026 measures
Com | Com | For commercial aggregated building type | Rt3 | CZ12 | Rec | Any | 1.236 | DEER2020 | 2020-01-01 | 2025-12-31 | 2023-06-14 13:47 | Deemed Ex Ante Team | In million sq. ft. of floor area (minima set to 1,000 sq. ft.) | 2024-03-22 19:41 | Deemed Ex Ante Team | Set ExpiryDate to 2025-12-31 to enable building vintage consolidation for DEER2026 measures
Com | Com | For commercial aggregated building type | Rt3 | CZ13 | Ex | Any | 6.329 | DEER2020 | 2020-01-01 | 2025-12-31 | 2023-06-14 13:47 | Deemed Ex Ante Team | In million sq. ft. of floor area (minima set to 1,000 sq. ft.) | 2024-03-22 19:41 | Deemed Ex Ante Team | Set ExpiryDate to 2025-12-31 to enable building vintage consolidation for DEER2026 measures
Com | Com | For commercial aggregated building type | Rt3 | CZ13 | Ex | Any | 29.012 | DEER2026 | 2026-01-01 |  | 2024-03-22 19:32 | Deemed Ex Ante Team | In million sq. ft. of floor area (minima set to 1,000 sq. ft.). Sum of Ex, Old, Recent of DEER2020 version weights. | 2024-03-22 19:32 | Deemed Ex Ante Team
Com | Com | For commercial aggregated building type | Rt3 | CZ13 | New | Any | 0.365 | DEER2020 | 2020-01-01 | 2025-12-31 | 2023-06-14 13:47 | Deemed Ex Ante Team | In million sq. ft. of floor area (minima set to 1,000 sq. ft.) | 2024-03-22 19:41 | Deemed Ex Ante Team | Set ExpiryDate to 2025-12-31 to enable building vintage consolidation for DEER2026 measures
Com | Com | For commercial aggregated building type | Rt3 | CZ13 | New | Any | 0.365 | DEER2026 | 2026-01-01 |  | 2024-03-22 19:32 | Deemed Ex Ante Team | In million sq. ft. of floor area (minima set to 1,000 sq. ft.). | 2024-03-22 19:32 | Deemed Ex Ante Team
Com | Com | For commercial aggregated building type | Rt3 | CZ13 | Old | Any | 21.221 | DEER2020 | 2020-01-01 | 2025-12-31 | 2023-06-14 13:47 | Deemed Ex Ante Team | In million sq. ft. of floor area (minima set to 1,000 sq. ft.) | 2024-03-22 19:41 | Deemed Ex Ante Team | Set ExpiryDate to 2025-12-31 to enable building vintage consolidation for DEER2026 measures
Com | Com | For commercial aggregated building type | Rt3 | CZ13 | Rec | Any | 1.462 | DEER2020 | 2020-01-01 | 2025-12-31 | 2023-06-14 13:47 | Deemed Ex Ante Team | In million sq. ft. of floor area (minima set to 1,000 sq. ft.) | 2024-03-22 19:41 | Deemed Ex Ante Team | Set ExpiryDate to 2025-12-31 to enable building vintage consolidation for DEER2026 measures
Com | Com | For commercial aggregated building type | Rt3 | CZ14 | Ex | Any | 3.968 | DEER2020 | 2020-01-01 | 2025-12-31 | 2023-06-14 13:47 | Deemed Ex Ante Team | In million sq. ft. of floor area (minima set to 1,000 sq. ft.) | 2024-03-22 19:41 | Deemed Ex Ante Team | Set ExpiryDate to 2025-12-31 to enable building vintage consolidation for DEER2026 measures
Com | Com | For commercial aggregated building type | Rt3 | CZ14 | Ex | Any | 14.028 | DEER2026 | 2026-01-01 |  | 2024-03-22 19:32 | Deemed Ex Ante Team | In million sq. ft. of floor area (minima set to 1,000 sq. ft.). Sum of Ex, Old, Recent of DEER2020 version weights. | 2024-03-22 19:32 | Deemed Ex Ante Team
Com | Com | For commercial aggregated building type | Rt3 | CZ14 | New | Any | 0.217 | DEER2020 | 2020-01-01 | 2025-12-31 | 2023-06-14 13:47 | Deemed Ex Ante Team | In million sq. ft. of floor area (minima set to 1,000 sq. ft.) | 2024-03-22 19:41 | Deemed Ex Ante Team | Set ExpiryDate to 2025-12-31 to enable building vintage consolidation for DEER2026 measures
Com | Com | For commercial aggregated building type | Rt3 | CZ14 | New | Any | 0.217 | DEER2026 | 2026-01-01 |  | 2024-03-22 19:32 | Deemed Ex Ante Team | In million sq. ft. of floor area (minima set to 1,000 sq. ft.). | 2024-03-22 19:32 | Deemed Ex Ante Team
Com | Com | For commercial aggregated building type | Rt3 | CZ14 | Old | Any | 9.194 | DEER2020 | 2020-01-01 | 2025-12-31 | 2023-06-14 13:47 | Deemed Ex Ante Team | In million sq. ft. of floor area (minima set to 1,000 sq. ft.) | 2024-03-22 19:41 | Deemed Ex Ante Team | Set ExpiryDate to 2025-12-31 to enable building vintage consolidation for DEER2026 measures
Com | Com | For commercial aggregated building type | Rt3 | CZ14 | Rec | Any | 0.866 | DEER2020 | 2020-01-01 | 2025-12-31 | 2023-06-14 13:47 | Deemed Ex Ante Team | In million sq. ft. of floor area (minima set to 1,000 sq. ft.) | 2024-03-22 19:41 | Deemed Ex Ante Team | Set ExpiryDate to 2025-12-31 to enable building vintage consolidation for DEER2026 measures
Com | Com | For commercial aggregated building type | Rt3 | CZ15 | Ex | Any | 3.586 | DEER2020 | 2020-01-01 | 2025-12-31 | 2023-06-14 13:47 | Deemed Ex Ante Team | In million sq. ft. of floor area (minima set to 1,000 sq. ft.) | 2024-03-22 19:41 | Deemed Ex Ante Team | Set ExpiryDate to 2025-12-31 to enable building vintage consolidation for DEER2026 measures
Com | Com | For commercial aggregated building type | Rt3 | CZ15 | Ex | Any | 10.781 | DEER2026 | 2026-01-01 |  | 2024-03-22 19:32 | Deemed Ex Ante Team | In million sq. ft. of floor area (minima set to 1,000 sq. ft.). Sum of Ex, Old, Recent of DEER2020 version weights. | 2024-03-22 19:32 | Deemed Ex Ante Team
Com | Com | For commercial aggregated building type | Rt3 | CZ15 | New | Any | 0.195 | DEER2020 | 2020-01-01 | 2025-12-31 | 2023-06-14 13:47 | Deemed Ex Ante Team | In million sq. ft. of floor area (minima set to 1,000 sq. ft.) | 2024-03-22 19:41 | Deemed Ex Ante Team | Set ExpiryDate to 2025-12-31 to enable building vintage consolidation for DEER2026 measures
Com | Com | For commercial aggregated building type | Rt3 | CZ15 | New | Any | 0.195 | DEER2026 | 2026-01-01 |  | 2024-03-22 19:32 | Deemed Ex Ante Team | In million sq. ft. of floor area (minima set to 1,000 sq. ft.). | 2024-03-22 19:32 | Deemed Ex Ante Team
Com | Com | For commercial aggregated building type | Rt3 | CZ15 | Old | Any | 6.417 | DEER2020 | 2020-01-01 | 2025-12-31 | 2023-06-14 13:47 | Deemed Ex Ante Team | In million sq. ft. of floor area (minima set to 1,000 sq. ft.) | 2024-03-22 19:41 | Deemed Ex Ante Team | Set ExpiryDate to 2025-12-31 to enable building vintage consolidation for DEER2026 measures
Com | Com | For commercial aggregated building type | Rt3 | CZ15 | Rec | Any | 0.778 | DEER2020 | 2020-01-01 | 2025-12-31 | 2023-06-14 13:47 | Deemed Ex Ante Team | In million sq. ft. of floor area (minima set to 1,000 sq. ft.) | 2024-03-22 19:41 | Deemed Ex Ante Team | Set ExpiryDate to 2025-12-31 to enable building vintage consolidation for DEER2026 measures
Com | Com | For commercial aggregated building type | Rt3 | CZ16 | Ex | Any | 0.899 | DEER2020 | 2020-01-01 | 2025-12-31 | 2023-06-14 13:47 | Deemed Ex Ante Team | In million sq. ft. of floor area (minima set to 1,000 sq. ft.) | 2024-03-22 19:41 | Deemed Ex Ante Team | Set ExpiryDate to 2025-12-31 to enable building vintage consolidation for DEER2026 measures
Com | Com | For commercial aggregated building type | Rt3 | CZ16 | Ex | Any | 3.331 | DEER2026 | 2026-01-01 |  | 2024-03-22 19:32 | Deemed Ex Ante Team | In million sq. ft. of floor area (minima set to 1,000 sq. ft.). Sum of Ex, Old, Recent of DEER2020 version weights. | 2024-03-22 19:32 | Deemed Ex Ante Team
Com | Com | For commercial aggregated building type | Rt3 | CZ16 | New | Any | 0.05 | DEER2020 | 2020-01-01 | 2025-12-31 | 2023-06-14 13:47 | Deemed Ex Ante Team | In million sq. ft. of floor area (minima set to 1,000 sq. ft.) | 2024-03-22 19:41 | Deemed Ex Ante Team | Set ExpiryDate to 2025-12-31 to enable building vintage consolidation for DEER2026 measures
Com | Com | For commercial aggregated building type | Rt3 | CZ16 | New | Any | 0.05 | DEER2026 | 2026-01-01 |  | 2024-03-22 19:32 | Deemed Ex Ante Team | In million sq. ft. of floor area (minima set to 1,000 sq. ft.). | 2024-03-22 19:32 | Deemed Ex Ante Team
Com | Com | For commercial aggregated building type | Rt3 | CZ16 | Old | Any | 2.23 | DEER2020 | 2020-01-01 | 2025-12-31 | 2023-06-14 13:47 | Deemed Ex Ante Team | In million sq. ft. of floor area (minima set to 1,000 sq. ft.) | 2024-03-22 19:41 | Deemed Ex Ante Team | Set ExpiryDate to 2025-12-31 to enable building vintage consolidation for DEER2026 measures
Com | Com | For commercial aggregated building type | Rt3 | CZ16 | Rec | Any | 0.202 | DEER2020 | 2020-01-01 | 2025-12-31 | 2023-06-14 13:47 | Deemed Ex Ante Team | In million sq. ft. of floor area (minima set to 1,000 sq. ft.) | 2024-03-22 19:41 | Deemed Ex Ante Team | Set ExpiryDate to 2025-12-31 to enable building vintage consolidation for DEER2026 measures
Com | Com | For commercial aggregated building type | RtL | CZ01 | Ex | Any | 0.176 | DEER2020 | 2020-01-01 | 2025-12-31 | 2023-06-14 13:47 | Deemed Ex Ante Team | In million sq. ft. of floor area (minima set to 1,000 sq. ft.) | 2024-03-22 19:41 | Deemed Ex Ante Team | Set ExpiryDate to 2025-12-31 to enable building vintage consolidation for DEER2026 measures
Com | Com | For commercial aggregated building type | RtL | CZ01 | Ex | Any | 1.352 | DEER2026 | 2026-01-01 |  | 2024-03-22 19:32 | Deemed Ex Ante Team | In million sq. ft. of floor area (minima set to 1,000 sq. ft.). Sum of Ex, Old, Recent of DEER2020 version weights. | 2024-03-22 19:32 | Deemed Ex Ante Team
Com | Com | For commercial aggregated building type | RtL | CZ01 | New | Any | 0.01 | DEER2020 | 2020-01-01 | 2025-12-31 | 2023-06-14 13:47 | Deemed Ex Ante Team | In million sq. ft. of floor area (minima set to 1,000 sq. ft.) | 2024-03-22 19:41 | Deemed Ex Ante Team | Set ExpiryDate to 2025-12-31 to enable building vintage consolidation for DEER2026 measures
Com | Com | For commercial aggregated building type | RtL | CZ01 | New | Any | 0.01 | DEER2026 | 2026-01-01 |  | 2024-03-22 19:32 | Deemed Ex Ante Team | In million sq. ft. of floor area (minima set to 1,000 sq. ft.). | 2024-03-22 19:32 | Deemed Ex Ante Team
Com | Com | For commercial aggregated building type | RtL | CZ01 | Old | Any | 1.136 | DEER2020 | 2020-01-01 | 2025-12-31 | 2023-06-14 13:47 | Deemed Ex Ante Team | In million sq. ft. of floor area (minima set to 1,000 sq. ft.) | 2024-03-22 19:41 | Deemed Ex Ante Team | Set ExpiryDate to 2025-12-31 to enable building vintage consolidation for DEER2026 measures
Com | Com | For commercial aggregated building type | RtL | CZ01 | Rec | Any | 0.04 | DEER2020 | 2020-01-01 | 2025-12-31 | 2023-06-14 13:47 | Deemed Ex Ante Team | In million sq. ft. of floor area (minima set to 1,000 sq. ft.) | 2024-03-22 19:41 | Deemed Ex Ante Team | Set ExpiryDate to 2025-12-31 to enable building vintage consolidation for DEER2026 measures
Com | Com | For commercial aggregated building type | RtL | CZ02 | Ex | Any | 1.284 | DEER2020 | 2020-01-01 | 2025-12-31 | 2023-06-14 13:47 | Deemed Ex Ante Team | In million sq. ft. of floor area (minima set to 1,000 sq. ft.) | 2024-03-22 19:41 | Deemed Ex Ante Team | Set ExpiryDate to 2025-12-31 to enable building vintage consolidation for DEER2026 measures
Com | Com | For commercial aggregated building type | RtL | CZ02 | Ex | Any | 9.106 | DEER2026 | 2026-01-01 |  | 2024-03-22 19:32 | Deemed Ex Ante Team | In million sq. ft. of floor area (minima set to 1,000 sq. ft.). Sum of Ex, Old, Recent of DEER2020 version weights. | 2024-03-22 19:32 | Deemed Ex Ante Team
Com | Com | For commercial aggregated building type | RtL | CZ02 | New | Any | 0.071 | DEER2020 | 2020-01-01 | 2025-12-31 | 2023-06-14 13:47 | Deemed Ex Ante Team | In million sq. ft. of floor area (minima set to 1,000 sq. ft.) | 2024-03-22 19:41 | Deemed Ex Ante Team | Set ExpiryDate to 2025-12-31 to enable building vintage consolidation for DEER2026 measures
Com | Com | For commercial aggregated building type | RtL | CZ02 | New | Any | 0.071 | DEER2026 | 2026-01-01 |  | 2024-03-22 19:32 | Deemed Ex Ante Team | In million sq. ft. of floor area (minima set to 1,000 sq. ft.). | 2024-03-22 19:32 | Deemed Ex Ante Team
Com | Com | For commercial aggregated building type | RtL | CZ02 | Old | Any | 7.537 | DEER2020 | 2020-01-01 | 2025-12-31 | 2023-06-14 13:47 | Deemed Ex Ante Team | In million sq. ft. of floor area (minima set to 1,000 sq. ft.) | 2024-03-22 19:41 | Deemed Ex Ante Team | Set ExpiryDate to 2025-12-31 to enable building vintage consolidation for DEER2026 measures
Com | Com | For commercial aggregated building type | RtL | CZ02 | Rec | Any | 0.285 | DEER2020 | 2020-01-01 | 2025-12-31 | 2023-06-14 13:47 | Deemed Ex Ante Team | In million sq. ft. of floor area (minima set to 1,000 sq. ft.) | 2024-03-22 19:41 | Deemed Ex Ante Team | Set ExpiryDate to 2025-12-31 to enable building vintage consolidation for DEER2026 measures
Com | Com | For commercial aggregated building type | RtL | CZ03 | Ex | Any | 5.258 | DEER2020 | 2020-01-01 | 2025-12-31 | 2023-06-14 13:47 | Deemed Ex Ante Team | In million sq. ft. of floor area (minima set to 1,000 sq. ft.) | 2024-03-22 19:41 | Deemed Ex Ante Team | Set ExpiryDate to 2025-12-31 to enable building vintage consolidation for DEER2026 measures
Com | Com | For commercial aggregated building type | RtL | CZ03 | Ex | Any | 42.179 | DEER2026 | 2026-01-01 |  | 2024-03-22 19:32 | Deemed Ex Ante Team | In million sq. ft. of floor area (minima set to 1,000 sq. ft.). Sum of Ex, Old, Recent of DEER2020 version weights. | 2024-03-22 19:32 | Deemed Ex Ante Team
Com | Com | For commercial aggregated building type | RtL | CZ03 | New | Any | 0.305 | DEER2020 | 2020-01-01 | 2025-12-31 | 2023-06-14 13:47 | Deemed Ex Ante Team | In million sq. ft. of floor area (minima set to 1,000 sq. ft.) | 2024-03-22 19:41 | Deemed Ex Ante Team | Set ExpiryDate to 2025-12-31 to enable building vintage consolidation for DEER2026 measures
Com | Com | For commercial aggregated building type | RtL | CZ03 | New | Any | 0.305 | DEER2026 | 2026-01-01 |  | 2024-03-22 19:32 | Deemed Ex Ante Team | In million sq. ft. of floor area (minima set to 1,000 sq. ft.). | 2024-03-22 19:32 | Deemed Ex Ante Team
Com | Com | For commercial aggregated building type | RtL | CZ03 | Old | Any | 35.701 | DEER2020 | 2020-01-01 | 2025-12-31 | 2023-06-14 13:47 | Deemed Ex Ante Team | In million sq. ft. of floor area (minima set to 1,000 sq. ft.) | 2024-03-22 19:41 | Deemed Ex Ante Team | Set ExpiryDate to 2025-12-31 to enable building vintage consolidation for DEER2026 measures
Com | Com | For commercial aggregated building type | RtL | CZ03 | Rec | Any | 1.22 | DEER2020 | 2020-01-01 | 2025-12-31 | 2023-06-14 13:47 | Deemed Ex Ante Team | In million sq. ft. of floor area (minima set to 1,000 sq. ft.) | 2024-03-22 19:41 | Deemed Ex Ante Team | Set ExpiryDate to 2025-12-31 to enable building vintage consolidation for DEER2026 measures
Com | Com | For commercial aggregated building type | RtL | CZ04 | Ex | Any | 2.747 | DEER2020 | 2020-01-01 | 2025-12-31 | 2023-06-14 13:47 | Deemed Ex Ante Team | In million sq. ft. of floor area (minima set to 1,000 sq. ft.) | 2024-03-22 19:41 | Deemed Ex Ante Team | Set ExpiryDate to 2025-12-31 to enable building vintage consolidation for DEER2026 measures
Com | Com | For commercial aggregated building type | RtL | CZ04 | Ex | Any | 18.569 | DEER2026 | 2026-01-01 |  | 2024-03-22 19:32 | Deemed Ex Ante Team | In million sq. ft. of floor area (minima set to 1,000 sq. ft.). Sum of Ex, Old, Recent of DEER2020 version weights. | 2024-03-22 19:32 | Deemed Ex Ante Team
Com | Com | For commercial aggregated building type | RtL | CZ04 | New | Any | 0.15 | DEER2020 | 2020-01-01 | 2025-12-31 | 2023-06-14 13:47 | Deemed Ex Ante Team | In million sq. ft. of floor area (minima set to 1,000 sq. ft.) | 2024-03-22 19:41 | Deemed Ex Ante Team | Set ExpiryDate to 2025-12-31 to enable building vintage consolidation for DEER2026 measures
Com | Com | For commercial aggregated building type | RtL | CZ04 | New | Any | 0.15 | DEER2026 | 2026-01-01 |  | 2024-03-22 19:32 | Deemed Ex Ante Team | In million sq. ft. of floor area (minima set to 1,000 sq. ft.). | 2024-03-22 19:32 | Deemed Ex Ante Team
Com | Com | For commercial aggregated building type | RtL | CZ04 | Old | Any | 15.221 | DEER2020 | 2020-01-01 | 2025-12-31 | 2023-06-14 13:47 | Deemed Ex Ante Team | In million sq. ft. of floor area (minima set to 1,000 sq. ft.) | 2024-03-22 19:41 | Deemed Ex Ante Team | Set ExpiryDate to 2025-12-31 to enable building vintage consolidation for DEER2026 measures
Com | Com | For commercial aggregated building type | RtL | CZ04 | Rec | Any | 0.601 | DEER2020 | 2020-01-01 | 2025-12-31 | 2023-06-14 13:47 | Deemed Ex Ante Team | In million sq. ft. of floor area (minima set to 1,000 sq. ft.) | 2024-03-22 19:41 | Deemed Ex Ante Team | Set ExpiryDate to 2025-12-31 to enable building vintage consolidation for DEER2026 measures
Com | Com | For commercial aggregated building type | RtL | CZ05 | Ex | Any | 0.724 | DEER2020 | 2020-01-01 | 2025-12-31 | 2023-06-14 13:47 | Deemed Ex Ante Team | In million sq. ft. of floor area (minima set to 1,000 sq. ft.) | 2024-03-22 19:41 | Deemed Ex Ante Team | Set ExpiryDate to 2025-12-31 to enable building vintage consolidation for DEER2026 measures
Com | Com | For commercial aggregated building type | RtL | CZ05 | Ex | Any | 4.617 | DEER2026 | 2026-01-01 |  | 2024-03-22 19:32 | Deemed Ex Ante Team | In million sq. ft. of floor area (minima set to 1,000 sq. ft.). Sum of Ex, Old, Recent of DEER2020 version weights. | 2024-03-22 19:32 | Deemed Ex Ante Team
Com | Com | For commercial aggregated building type | RtL | CZ05 | New | Any | 0.04 | DEER2020 | 2020-01-01 | 2025-12-31 | 2023-06-14 13:47 | Deemed Ex Ante Team | In million sq. ft. of floor area (minima set to 1,000 sq. ft.) | 2024-03-22 19:41 | Deemed Ex Ante Team | Set ExpiryDate to 2025-12-31 to enable building vintage consolidation for DEER2026 measures
Com | Com | For commercial aggregated building type | RtL | CZ05 | New | Any | 0.04 | DEER2026 | 2026-01-01 |  | 2024-03-22 19:32 | Deemed Ex Ante Team | In million sq. ft. of floor area (minima set to 1,000 sq. ft.). | 2024-03-22 19:32 | Deemed Ex Ante Team
Com | Com | For commercial aggregated building type | RtL | CZ05 | Old | Any | 3.731 | DEER2020 | 2020-01-01 | 2025-12-31 | 2023-06-14 13:47 | Deemed Ex Ante Team | In million sq. ft. of floor area (minima set to 1,000 sq. ft.) | 2024-03-22 19:41 | Deemed Ex Ante Team | Set ExpiryDate to 2025-12-31 to enable building vintage consolidation for DEER2026 measures
Com | Com | For commercial aggregated building type | RtL | CZ05 | Rec | Any | 0.162 | DEER2020 | 2020-01-01 | 2025-12-31 | 2023-06-14 13:47 | Deemed Ex Ante Team | In million sq. ft. of floor area (minima set to 1,000 sq. ft.) | 2024-03-22 19:41 | Deemed Ex Ante Team | Set ExpiryDate to 2025-12-31 to enable building vintage consolidation for DEER2026 measures
Com | Com | For commercial aggregated building type | RtL | CZ06 | Ex | Any | 14.82 | DEER2020 | 2020-01-01 | 2025-12-31 | 2023-06-14 13:47 | Deemed Ex Ante Team | In million sq. ft. of floor area (minima set to 1,000 sq. ft.) | 2024-03-22 19:41 | Deemed Ex Ante Team | Set ExpiryDate to 2025-12-31 to enable building vintage consolidation for DEER2026 measures
Com | Com | For commercial aggregated building type | RtL | CZ06 | Ex | Any | 84.219 | DEER2026 | 2026-01-01 |  | 2024-03-22 19:32 | Deemed Ex Ante Team | In million sq. ft. of floor area (minima set to 1,000 sq. ft.). Sum of Ex, Old, Recent of DEER2020 version weights. | 2024-03-22 19:32 | Deemed Ex Ante Team
Com | Com | For commercial aggregated building type | RtL | CZ06 | New | Any | 0.861 | DEER2020 | 2020-01-01 | 2025-12-31 | 2023-06-14 13:47 | Deemed Ex Ante Team | In million sq. ft. of floor area (minima set to 1,000 sq. ft.) | 2024-03-22 19:41 | Deemed Ex Ante Team | Set ExpiryDate to 2025-12-31 to enable building vintage consolidation for DEER2026 measures
Com | Com | For commercial aggregated building type | RtL | CZ06 | New | Any | 0.861 | DEER2026 | 2026-01-01 |  | 2024-03-22 19:32 | Deemed Ex Ante Team | In million sq. ft. of floor area (minima set to 1,000 sq. ft.). | 2024-03-22 19:32 | Deemed Ex Ante Team
Com | Com | For commercial aggregated building type | RtL | CZ06 | Old | Any | 65.954 | DEER2020 | 2020-01-01 | 2025-12-31 | 2023-06-14 13:47 | Deemed Ex Ante Team | In million sq. ft. of floor area (minima set to 1,000 sq. ft.) | 2024-03-22 19:41 | Deemed Ex Ante Team | Set ExpiryDate to 2025-12-31 to enable building vintage consolidation for DEER2026 measures
Com | Com | For commercial aggregated building type | RtL | CZ06 | Rec | Any | 3.445 | DEER2020 | 2020-01-01 | 2025-12-31 | 2023-06-14 13:47 | Deemed Ex Ante Team | In million sq. ft. of floor area (minima set to 1,000 sq. ft.) | 2024-03-22 19:41 | Deemed Ex Ante Team | Set ExpiryDate to 2025-12-31 to enable building vintage consolidation for DEER2026 measures
Com | Com | For commercial aggregated building type | RtL | CZ07 | Ex | Any | 5.042 | DEER2020 | 2020-01-01 | 2025-12-31 | 2023-06-14 13:47 | Deemed Ex Ante Team | In million sq. ft. of floor area (minima set to 1,000 sq. ft.) | 2024-03-22 19:41 | Deemed Ex Ante Team | Set ExpiryDate to 2025-12-31 to enable building vintage consolidation for DEER2026 measures
Com | Com | For commercial aggregated building type | RtL | CZ07 | Ex | Any | 24.675 | DEER2026 | 2026-01-01 |  | 2024-03-22 19:32 | Deemed Ex Ante Team | In million sq. ft. of floor area (minima set to 1,000 sq. ft.). Sum of Ex, Old, Recent of DEER2020 version weights. | 2024-03-22 19:32 | Deemed Ex Ante Team
Com | Com | For commercial aggregated building type | RtL | CZ07 | New | Any | 0.281 | DEER2020 | 2020-01-01 | 2025-12-31 | 2023-06-14 13:47 | Deemed Ex Ante Team | In million sq. ft. of floor area (minima set to 1,000 sq. ft.) | 2024-03-22 19:41 | Deemed Ex Ante Team | Set ExpiryDate to 2025-12-31 to enable building vintage consolidation for DEER2026 measures
Com | Com | For commercial aggregated building type | RtL | CZ07 | New | Any | 0.281 | DEER2026 | 2026-01-01 |  | 2024-03-22 19:32 | Deemed Ex Ante Team | In million sq. ft. of floor area (minima set to 1,000 sq. ft.). | 2024-03-22 19:32 | Deemed Ex Ante Team
Com | Com | For commercial aggregated building type | RtL | CZ07 | Old | Any | 18.511 | DEER2020 | 2020-01-01 | 2025-12-31 | 2023-06-14 13:47 | Deemed Ex Ante Team | In million sq. ft. of floor area (minima set to 1,000 sq. ft.) | 2024-03-22 19:41 | Deemed Ex Ante Team | Set ExpiryDate to 2025-12-31 to enable building vintage consolidation for DEER2026 measures
Com | Com | For commercial aggregated building type | RtL | CZ07 | Rec | Any | 1.122 | DEER2020 | 2020-01-01 | 2025-12-31 | 2023-06-14 13:47 | Deemed Ex Ante Team | In million sq. ft. of floor area (minima set to 1,000 sq. ft.) | 2024-03-22 19:41 | Deemed Ex Ante Team | Set ExpiryDate to 2025-12-31 to enable building vintage consolidation for DEER2026 measures
Com | Com | For commercial aggregated building type | RtL | CZ08 | Ex | Any | 17.828 | DEER2020 | 2020-01-01 | 2025-12-31 | 2023-06-14 13:47 | Deemed Ex Ante Team | In million sq. ft. of floor area (minima set to 1,000 sq. ft.) | 2024-03-22 19:41 | Deemed Ex Ante Team | Set ExpiryDate to 2025-12-31 to enable building vintage consolidation for DEER2026 measures
Com | Com | For commercial aggregated building type | RtL | CZ08 | Ex | Any | 99.978 | DEER2026 | 2026-01-01 |  | 2024-03-22 19:32 | Deemed Ex Ante Team | In million sq. ft. of floor area (minima set to 1,000 sq. ft.). Sum of Ex, Old, Recent of DEER2020 version weights. | 2024-03-22 19:32 | Deemed Ex Ante Team
Com | Com | For commercial aggregated building type | RtL | CZ08 | New | Any | 1.032 | DEER2020 | 2020-01-01 | 2025-12-31 | 2023-06-14 13:47 | Deemed Ex Ante Team | In million sq. ft. of floor area (minima set to 1,000 sq. ft.) | 2024-03-22 19:41 | Deemed Ex Ante Team | Set ExpiryDate to 2025-12-31 to enable building vintage consolidation for DEER2026 measures
Com | Com | For commercial aggregated building type | RtL | CZ08 | New | Any | 1.032 | DEER2026 | 2026-01-01 |  | 2024-03-22 19:32 | Deemed Ex Ante Team | In million sq. ft. of floor area (minima set to 1,000 sq. ft.). | 2024-03-22 19:32 | Deemed Ex Ante Team
Com | Com | For commercial aggregated building type | RtL | CZ08 | Old | Any | 78.022 | DEER2020 | 2020-01-01 | 2025-12-31 | 2023-06-14 13:47 | Deemed Ex Ante Team | In million sq. ft. of floor area (minima set to 1,000 sq. ft.) | 2024-03-22 19:41 | Deemed Ex Ante Team | Set ExpiryDate to 2025-12-31 to enable building vintage consolidation for DEER2026 measures
Com | Com | For commercial aggregated building type | RtL | CZ08 | Rec | Any | 4.128 | DEER2020 | 2020-01-01 | 2025-12-31 | 2023-06-14 13:47 | Deemed Ex Ante Team | In million sq. ft. of floor area (minima set to 1,000 sq. ft.) | 2024-03-22 19:41 | Deemed Ex Ante Team | Set ExpiryDate to 2025-12-31 to enable building vintage consolidation for DEER2026 measures
Com | Com | For commercial aggregated building type | RtL | CZ09 | Ex | Any | 14.923 | DEER2020 | 2020-01-01 | 2025-12-31 | 2023-06-14 13:47 | Deemed Ex Ante Team | In million sq. ft. of floor area (minima set to 1,000 sq. ft.) | 2024-03-22 19:41 | Deemed Ex Ante Team | Set ExpiryDate to 2025-12-31 to enable building vintage consolidation for DEER2026 measures
Com | Com | For commercial aggregated building type | RtL | CZ09 | Ex | Any | 79.499 | DEER2026 | 2026-01-01 |  | 2024-03-22 19:32 | Deemed Ex Ante Team | In million sq. ft. of floor area (minima set to 1,000 sq. ft.). Sum of Ex, Old, Recent of DEER2020 version weights. | 2024-03-22 19:32 | Deemed Ex Ante Team
Com | Com | For commercial aggregated building type | RtL | CZ09 | New | Any | 0.845 | DEER2020 | 2020-01-01 | 2025-12-31 | 2023-06-14 13:47 | Deemed Ex Ante Team | In million sq. ft. of floor area (minima set to 1,000 sq. ft.) | 2024-03-22 19:41 | Deemed Ex Ante Team | Set ExpiryDate to 2025-12-31 to enable building vintage consolidation for DEER2026 measures
Com | Com | For commercial aggregated building type | RtL | CZ09 | New | Any | 0.845 | DEER2026 | 2026-01-01 |  | 2024-03-22 19:32 | Deemed Ex Ante Team | In million sq. ft. of floor area (minima set to 1,000 sq. ft.). | 2024-03-22 19:32 | Deemed Ex Ante Team
Com | Com | For commercial aggregated building type | RtL | CZ09 | Old | Any | 61.195 | DEER2020 | 2020-01-01 | 2025-12-31 | 2023-06-14 13:47 | Deemed Ex Ante Team | In million sq. ft. of floor area (minima set to 1,000 sq. ft.) | 2024-03-22 19:41 | Deemed Ex Ante Team | Set ExpiryDate to 2025-12-31 to enable building vintage consolidation for DEER2026 measures
Com | Com | For commercial aggregated building type | RtL | CZ09 | Rec | Any | 3.381 | DEER2020 | 2020-01-01 | 2025-12-31 | 2023-06-14 13:47 | Deemed Ex Ante Team | In million sq. ft. of floor area (minima set to 1,000 sq. ft.) | 2024-03-22 19:41 | Deemed Ex Ante Team | Set ExpiryDate to 2025-12-31 to enable building vintage consolidation for DEER2026 measures
Com | Com | For commercial aggregated building type | RtL | CZ10 | Ex | Any | 27.528 | DEER2020 | 2020-01-01 | 2025-12-31 | 2023-06-14 13:47 | Deemed Ex Ante Team | In million sq. ft. of floor area (minima set to 1,000 sq. ft.) | 2024-03-22 19:41 | Deemed Ex Ante Team | Set ExpiryDate to 2025-12-31 to enable building vintage consolidation for DEER2026 measures
Com | Com | For commercial aggregated building type | RtL | CZ10 | Ex | Any | 86.276 | DEER2026 | 2026-01-01 |  | 2024-03-22 19:32 | Deemed Ex Ante Team | In million sq. ft. of floor area (minima set to 1,000 sq. ft.). Sum of Ex, Old, Recent of DEER2020 version weights. | 2024-03-22 19:32 | Deemed Ex Ante Team
Com | Com | For commercial aggregated building type | RtL | CZ10 | New | Any | 1.493 | DEER2020 | 2020-01-01 | 2025-12-31 | 2023-06-14 13:47 | Deemed Ex Ante Team | In million sq. ft. of floor area (minima set to 1,000 sq. ft.) | 2024-03-22 19:41 | Deemed Ex Ante Team | Set ExpiryDate to 2025-12-31 to enable building vintage consolidation for DEER2026 measures
Com | Com | For commercial aggregated building type | RtL | CZ10 | New | Any | 1.493 | DEER2026 | 2026-01-01 |  | 2024-03-22 19:32 | Deemed Ex Ante Team | In million sq. ft. of floor area (minima set to 1,000 sq. ft.). | 2024-03-22 19:32 | Deemed Ex Ante Team
Com | Com | For commercial aggregated building type | RtL | CZ10 | Old | Any | 52.776 | DEER2020 | 2020-01-01 | 2025-12-31 | 2023-06-14 13:47 | Deemed Ex Ante Team | In million sq. ft. of floor area (minima set to 1,000 sq. ft.) | 2024-03-22 19:41 | Deemed Ex Ante Team | Set ExpiryDate to 2025-12-31 to enable building vintage consolidation for DEER2026 measures
Com | Com | For commercial aggregated building type | RtL | CZ10 | Rec | Any | 5.972 | DEER2020 | 2020-01-01 | 2025-12-31 | 2023-06-14 13:47 | Deemed Ex Ante Team | In million sq. ft. of floor area (minima set to 1,000 sq. ft.) | 2024-03-22 19:41 | Deemed Ex Ante Team | Set ExpiryDate to 2025-12-31 to enable building vintage consolidation for DEER2026 measures
Com | Com | For commercial aggregated building type | RtL | CZ11 | Ex | Any | 1.474 | DEER2020 | 2020-01-01 | 2025-12-31 | 2023-06-14 13:47 | Deemed Ex Ante Team | In million sq. ft. of floor area (minima set to 1,000 sq. ft.) | 2024-03-22 19:41 | Deemed Ex Ante Team | Set ExpiryDate to 2025-12-31 to enable building vintage consolidation for DEER2026 measures
Com | Com | For commercial aggregated building type | RtL | CZ11 | Ex | Any | 7.523 | DEER2026 | 2026-01-01 |  | 2024-03-22 19:32 | Deemed Ex Ante Team | In million sq. ft. of floor area (minima set to 1,000 sq. ft.). Sum of Ex, Old, Recent of DEER2020 version weights. | 2024-03-22 19:32 | Deemed Ex Ante Team
Com | Com | For commercial aggregated building type | RtL | CZ11 | New | Any | 0.081 | DEER2020 | 2020-01-01 | 2025-12-31 | 2023-06-14 13:47 | Deemed Ex Ante Team | In million sq. ft. of floor area (minima set to 1,000 sq. ft.) | 2024-03-22 19:41 | Deemed Ex Ante Team | Set ExpiryDate to 2025-12-31 to enable building vintage consolidation for DEER2026 measures
Com | Com | For commercial aggregated building type | RtL | CZ11 | New | Any | 0.081 | DEER2026 | 2026-01-01 |  | 2024-03-22 19:32 | Deemed Ex Ante Team | In million sq. ft. of floor area (minima set to 1,000 sq. ft.). | 2024-03-22 19:32 | Deemed Ex Ante Team
Com | Com | For commercial aggregated building type | RtL | CZ11 | Old | Any | 5.724 | DEER2020 | 2020-01-01 | 2025-12-31 | 2023-06-14 13:47 | Deemed Ex Ante Team | In million sq. ft. of floor area (minima set to 1,000 sq. ft.) | 2024-03-22 19:41 | Deemed Ex Ante Team | Set ExpiryDate to 2025-12-31 to enable building vintage consolidation for DEER2026 measures
Com | Com | For commercial aggregated building type | RtL | CZ11 | Rec | Any | 0.325 | DEER2020 | 2020-01-01 | 2025-12-31 | 2023-06-14 13:47 | Deemed Ex Ante Team | In million sq. ft. of floor area (minima set to 1,000 sq. ft.) | 2024-03-22 19:41 | Deemed Ex Ante Team | Set ExpiryDate to 2025-12-31 to enable building vintage consolidation for DEER2026 measures
Com | Com | For commercial aggregated building type | RtL | CZ12 | Ex | Any | 6.103 | DEER2020 | 2020-01-01 | 2025-12-31 | 2023-06-14 13:47 | Deemed Ex Ante Team | In million sq. ft. of floor area (minima set to 1,000 sq. ft.) | 2024-03-22 19:41 | Deemed Ex Ante Team | Set ExpiryDate to 2025-12-31 to enable building vintage consolidation for DEER2026 measures
Com | Com | For commercial aggregated building type | RtL | CZ12 | Ex | Any | 31.391 | DEER2026 | 2026-01-01 |  | 2024-03-22 19:32 | Deemed Ex Ante Team | In million sq. ft. of floor area (minima set to 1,000 sq. ft.). Sum of Ex, Old, Recent of DEER2020 version weights. | 2024-03-22 19:32 | Deemed Ex Ante Team
Com | Com | For commercial aggregated building type | RtL | CZ12 | New | Any | 0.309 | DEER2020 | 2020-01-01 | 2025-12-31 | 2023-06-14 13:47 | Deemed Ex Ante Team | In million sq. ft. of floor area (minima set to 1,000 sq. ft.) | 2024-03-22 19:41 | Deemed Ex Ante Team | Set ExpiryDate to 2025-12-31 to enable building vintage consolidation for DEER2026 measures
Com | Com | For commercial aggregated building type | RtL | CZ12 | New | Any | 0.309 | DEER2026 | 2026-01-01 |  | 2024-03-22 19:32 | Deemed Ex Ante Team | In million sq. ft. of floor area (minima set to 1,000 sq. ft.). | 2024-03-22 19:32 | Deemed Ex Ante Team
Com | Com | For commercial aggregated building type | RtL | CZ12 | Old | Any | 24.052 | DEER2020 | 2020-01-01 | 2025-12-31 | 2023-06-14 13:47 | Deemed Ex Ante Team | In million sq. ft. of floor area (minima set to 1,000 sq. ft.) | 2024-03-22 19:41 | Deemed Ex Ante Team | Set ExpiryDate to 2025-12-31 to enable building vintage consolidation for DEER2026 measures
Com | Com | For commercial aggregated building type | RtL | CZ12 | Rec | Any | 1.236 | DEER2020 | 2020-01-01 | 2025-12-31 | 2023-06-14 13:47 | Deemed Ex Ante Team | In million sq. ft. of floor area (minima set to 1,000 sq. ft.) | 2024-03-22 19:41 | Deemed Ex Ante Team | Set ExpiryDate to 2025-12-31 to enable building vintage consolidation for DEER2026 measures
Com | Com | For commercial aggregated building type | RtL | CZ13 | Ex | Any | 6.329 | DEER2020 | 2020-01-01 | 2025-12-31 | 2023-06-14 13:47 | Deemed Ex Ante Team | In million sq. ft. of floor area (minima set to 1,000 sq. ft.) | 2024-03-22 19:41 | Deemed Ex Ante Team | Set ExpiryDate to 2025-12-31 to enable building vintage consolidation for DEER2026 measures
Com | Com | For commercial aggregated building type | RtL | CZ13 | Ex | Any | 29.012 | DEER2026 | 2026-01-01 |  | 2024-03-22 19:32 | Deemed Ex Ante Team | In million sq. ft. of floor area (minima set to 1,000 sq. ft.). Sum of Ex, Old, Recent of DEER2020 version weights. | 2024-03-22 19:32 | Deemed Ex Ante Team
Com | Com | For commercial aggregated building type | RtL | CZ13 | New | Any | 0.365 | DEER2020 | 2020-01-01 | 2025-12-31 | 2023-06-14 13:47 | Deemed Ex Ante Team | In million sq. ft. of floor area (minima set to 1,000 sq. ft.) | 2024-03-22 19:41 | Deemed Ex Ante Team | Set ExpiryDate to 2025-12-31 to enable building vintage consolidation for DEER2026 measures
Com | Com | For commercial aggregated building type | RtL | CZ13 | New | Any | 0.365 | DEER2026 | 2026-01-01 |  | 2024-03-22 19:32 | Deemed Ex Ante Team | In million sq. ft. of floor area (minima set to 1,000 sq. ft.). | 2024-03-22 19:32 | Deemed Ex Ante Team
Com | Com | For commercial aggregated building type | RtL | CZ13 | Old | Any | 21.221 | DEER2020 | 2020-01-01 | 2025-12-31 | 2023-06-14 13:47 | Deemed Ex Ante Team | In million sq. ft. of floor area (minima set to 1,000 sq. ft.) | 2024-03-22 19:41 | Deemed Ex Ante Team | Set ExpiryDate to 2025-12-31 to enable building vintage consolidation for DEER2026 measures
Com | Com | For commercial aggregated building type | RtL | CZ13 | Rec | Any | 1.462 | DEER2020 | 2020-01-01 | 2025-12-31 | 2023-06-14 13:47 | Deemed Ex Ante Team | In million sq. ft. of floor area (minima set to 1,000 sq. ft.) | 2024-03-22 19:41 | Deemed Ex Ante Team | Set ExpiryDate to 2025-12-31 to enable building vintage consolidation for DEER2026 measures
Com | Com | For commercial aggregated building type | RtL | CZ14 | Ex | Any | 3.968 | DEER2020 | 2020-01-01 | 2025-12-31 | 2023-06-14 13:47 | Deemed Ex Ante Team | In million sq. ft. of floor area (minima set to 1,000 sq. ft.) | 2024-03-22 19:41 | Deemed Ex Ante Team | Set ExpiryDate to 2025-12-31 to enable building vintage consolidation for DEER2026 measures
Com | Com | For commercial aggregated building type | RtL | CZ14 | Ex | Any | 14.028 | DEER2026 | 2026-01-01 |  | 2024-03-22 19:32 | Deemed Ex Ante Team | In million sq. ft. of floor area (minima set to 1,000 sq. ft.). Sum of Ex, Old, Recent of DEER2020 version weights. | 2024-03-22 19:32 | Deemed Ex Ante Team
Com | Com | For commercial aggregated building type | RtL | CZ14 | New | Any | 0.217 | DEER2020 | 2020-01-01 | 2025-12-31 | 2023-06-14 13:47 | Deemed Ex Ante Team | In million sq. ft. of floor area (minima set to 1,000 sq. ft.) | 2024-03-22 19:41 | Deemed Ex Ante Team | Set ExpiryDate to 2025-12-31 to enable building vintage consolidation for DEER2026 measures
Com | Com | For commercial aggregated building type | RtL | CZ14 | New | Any | 0.217 | DEER2026 | 2026-01-01 |  | 2024-03-22 19:32 | Deemed Ex Ante Team | In million sq. ft. of floor area (minima set to 1,000 sq. ft.). | 2024-03-22 19:32 | Deemed Ex Ante Team
Com | Com | For commercial aggregated building type | RtL | CZ14 | Old | Any | 9.194 | DEER2020 | 2020-01-01 | 2025-12-31 | 2023-06-14 13:47 | Deemed Ex Ante Team | In million sq. ft. of floor area (minima set to 1,000 sq. ft.) | 2024-03-22 19:41 | Deemed Ex Ante Team | Set ExpiryDate to 2025-12-31 to enable building vintage consolidation for DEER2026 measures
Com | Com | For commercial aggregated building type | RtL | CZ14 | Rec | Any | 0.866 | DEER2020 | 2020-01-01 | 2025-12-31 | 2023-06-14 13:47 | Deemed Ex Ante Team | In million sq. ft. of floor area (minima set to 1,000 sq. ft.) | 2024-03-22 19:41 | Deemed Ex Ante Team | Set ExpiryDate to 2025-12-31 to enable building vintage consolidation for DEER2026 measures
Com | Com | For commercial aggregated building type | RtL | CZ15 | Ex | Any | 3.586 | DEER2020 | 2020-01-01 | 2025-12-31 | 2023-06-14 13:47 | Deemed Ex Ante Team | In million sq. ft. of floor area (minima set to 1,000 sq. ft.) | 2024-03-22 19:41 | Deemed Ex Ante Team | Set ExpiryDate to 2025-12-31 to enable building vintage consolidation for DEER2026 measures
Com | Com | For commercial aggregated building type | RtL | CZ15 | Ex | Any | 10.781 | DEER2026 | 2026-01-01 |  | 2024-03-22 19:32 | Deemed Ex Ante Team | In million sq. ft. of floor area (minima set to 1,000 sq. ft.). Sum of Ex, Old, Recent of DEER2020 version weights. | 2024-03-22 19:32 | Deemed Ex Ante Team
Com | Com | For commercial aggregated building type | RtL | CZ15 | New | Any | 0.195 | DEER2020 | 2020-01-01 | 2025-12-31 | 2023-06-14 13:47 | Deemed Ex Ante Team | In million sq. ft. of floor area (minima set to 1,000 sq. ft.) | 2024-03-22 19:41 | Deemed Ex Ante Team | Set ExpiryDate to 2025-12-31 to enable building vintage consolidation for DEER2026 measures
Com | Com | For commercial aggregated building type | RtL | CZ15 | New | Any | 0.195 | DEER2026 | 2026-01-01 |  | 2024-03-22 19:32 | Deemed Ex Ante Team | In million sq. ft. of floor area (minima set to 1,000 sq. ft.). | 2024-03-22 19:32 | Deemed Ex Ante Team
Com | Com | For commercial aggregated building type | RtL | CZ15 | Old | Any | 6.417 | DEER2020 | 2020-01-01 | 2025-12-31 | 2023-06-14 13:47 | Deemed Ex Ante Team | In million sq. ft. of floor area (minima set to 1,000 sq. ft.) | 2024-03-22 19:41 | Deemed Ex Ante Team | Set ExpiryDate to 2025-12-31 to enable building vintage consolidation for DEER2026 measures
Com | Com | For commercial aggregated building type | RtL | CZ15 | Rec | Any | 0.778 | DEER2020 | 2020-01-01 | 2025-12-31 | 2023-06-14 13:47 | Deemed Ex Ante Team | In million sq. ft. of floor area (minima set to 1,000 sq. ft.) | 2024-03-22 19:41 | Deemed Ex Ante Team | Set ExpiryDate to 2025-12-31 to enable building vintage consolidation for DEER2026 measures
Com | Com | For commercial aggregated building type | RtL | CZ16 | Ex | Any | 0.899 | DEER2020 | 2020-01-01 | 2025-12-31 | 2023-06-14 13:47 | Deemed Ex Ante Team | In million sq. ft. of floor area (minima set to 1,000 sq. ft.) | 2024-03-22 19:41 | Deemed Ex Ante Team | Set ExpiryDate to 2025-12-31 to enable building vintage consolidation for DEER2026 measures
Com | Com | For commercial aggregated building type | RtL | CZ16 | Ex | Any | 3.331 | DEER2026 | 2026-01-01 |  | 2024-03-22 19:32 | Deemed Ex Ante Team | In million sq. ft. of floor area (minima set to 1,000 sq. ft.). Sum of Ex, Old, Recent of DEER2020 version weights. | 2024-03-22 19:32 | Deemed Ex Ante Team
Com | Com | For commercial aggregated building type | RtL | CZ16 | New | Any | 0.05 | DEER2020 | 2020-01-01 | 2025-12-31 | 2023-06-14 13:47 | Deemed Ex Ante Team | In million sq. ft. of floor area (minima set to 1,000 sq. ft.) | 2024-03-22 19:41 | Deemed Ex Ante Team | Set ExpiryDate to 2025-12-31 to enable building vintage consolidation for DEER2026 measures
Com | Com | For commercial aggregated building type | RtL | CZ16 | New | Any | 0.05 | DEER2026 | 2026-01-01 |  | 2024-03-22 19:32 | Deemed Ex Ante Team | In million sq. ft. of floor area (minima set to 1,000 sq. ft.). | 2024-03-22 19:32 | Deemed Ex Ante Team
Com | Com | For commercial aggregated building type | RtL | CZ16 | Old | Any | 2.23 | DEER2020 | 2020-01-01 | 2025-12-31 | 2023-06-14 13:47 | Deemed Ex Ante Team | In million sq. ft. of floor area (minima set to 1,000 sq. ft.) | 2024-03-22 19:41 | Deemed Ex Ante Team | Set ExpiryDate to 2025-12-31 to enable building vintage consolidation for DEER2026 measures
Com | Com | For commercial aggregated building type | RtL | CZ16 | Rec | Any | 0.202 | DEER2020 | 2020-01-01 | 2025-12-31 | 2023-06-14 13:47 | Deemed Ex Ante Team | In million sq. ft. of floor area (minima set to 1,000 sq. ft.) | 2024-03-22 19:41 | Deemed Ex Ante Team | Set ExpiryDate to 2025-12-31 to enable building vintage consolidation for DEER2026 measures
Com | Com | For commercial aggregated building type | RtS | CZ01 | Ex | Any | 0.176 | DEER2020 | 2020-01-01 | 2025-12-31 | 2023-06-14 13:47 | Deemed Ex Ante Team | In million sq. ft. of floor area (minima set to 1,000 sq. ft.) | 2024-03-22 19:41 | Deemed Ex Ante Team | Set ExpiryDate to 2025-12-31 to enable building vintage consolidation for DEER2026 measures
Com | Com | For commercial aggregated building type | RtS | CZ01 | Ex | Any | 1.352 | DEER2026 | 2026-01-01 |  | 2024-03-22 19:32 | Deemed Ex Ante Team | In million sq. ft. of floor area (minima set to 1,000 sq. ft.). Sum of Ex, Old, Recent of DEER2020 version weights. | 2024-03-22 19:32 | Deemed Ex Ante Team
Com | Com | For commercial aggregated building type | RtS | CZ01 | New | Any | 0.01 | DEER2020 | 2020-01-01 | 2025-12-31 | 2023-06-14 13:47 | Deemed Ex Ante Team | In million sq. ft. of floor area (minima set to 1,000 sq. ft.) | 2024-03-22 19:42 | Deemed Ex Ante Team | Set ExpiryDate to 2025-12-31 to enable building vintage consolidation for DEER2026 measures
Com | Com | For commercial aggregated building type | RtS | CZ01 | New | Any | 0.01 | DEER2026 | 2026-01-01 |  | 2024-03-22 19:32 | Deemed Ex Ante Team | In million sq. ft. of floor area (minima set to 1,000 sq. ft.). | 2024-03-22 19:32 | Deemed Ex Ante Team
Com | Com | For commercial aggregated building type | RtS | CZ01 | Old | Any | 1.136 | DEER2020 | 2020-01-01 | 2025-12-31 | 2023-06-14 13:47 | Deemed Ex Ante Team | In million sq. ft. of floor area (minima set to 1,000 sq. ft.) | 2024-03-22 19:41 | Deemed Ex Ante Team | Set ExpiryDate to 2025-12-31 to enable building vintage consolidation for DEER2026 measures
Com | Com | For commercial aggregated building type | RtS | CZ01 | Rec | Any | 0.04 | DEER2020 | 2020-01-01 | 2025-12-31 | 2023-06-14 13:47 | Deemed Ex Ante Team | In million sq. ft. of floor area (minima set to 1,000 sq. ft.) | 2024-03-22 19:41 | Deemed Ex Ante Team | Set ExpiryDate to 2025-12-31 to enable building vintage consolidation for DEER2026 measures
Com | Com | For commercial aggregated building type | RtS | CZ02 | Ex | Any | 1.284 | DEER2020 | 2020-01-01 | 2025-12-31 | 2023-06-14 13:47 | Deemed Ex Ante Team | In million sq. ft. of floor area (minima set to 1,000 sq. ft.) | 2024-03-22 19:41 | Deemed Ex Ante Team | Set ExpiryDate to 2025-12-31 to enable building vintage consolidation for DEER2026 measures
Com | Com | For commercial aggregated building type | RtS | CZ02 | Ex | Any | 9.106 | DEER2026 | 2026-01-01 |  | 2024-03-22 19:32 | Deemed Ex Ante Team | In million sq. ft. of floor area (minima set to 1,000 sq. ft.). Sum of Ex, Old, Recent of DEER2020 version weights. | 2024-03-22 19:32 | Deemed Ex Ante Team
Com | Com | For commercial aggregated building type | RtS | CZ02 | New | Any | 0.071 | DEER2020 | 2020-01-01 | 2025-12-31 | 2023-06-14 13:47 | Deemed Ex Ante Team | In million sq. ft. of floor area (minima set to 1,000 sq. ft.) | 2024-03-22 19:42 | Deemed Ex Ante Team | Set ExpiryDate to 2025-12-31 to enable building vintage consolidation for DEER2026 measures
Com | Com | For commercial aggregated building type | RtS | CZ02 | New | Any | 0.071 | DEER2026 | 2026-01-01 |  | 2024-03-22 19:32 | Deemed Ex Ante Team | In million sq. ft. of floor area (minima set to 1,000 sq. ft.). | 2024-03-22 19:32 | Deemed Ex Ante Team
Com | Com | For commercial aggregated building type | RtS | CZ02 | Old | Any | 7.537 | DEER2020 | 2020-01-01 | 2025-12-31 | 2023-06-14 13:47 | Deemed Ex Ante Team | In million sq. ft. of floor area (minima set to 1,000 sq. ft.) | 2024-03-22 19:41 | Deemed Ex Ante Team | Set ExpiryDate to 2025-12-31 to enable building vintage consolidation for DEER2026 measures
Com | Com | For commercial aggregated building type | RtS | CZ02 | Rec | Any | 0.285 | DEER2020 | 2020-01-01 | 2025-12-31 | 2023-06-14 13:47 | Deemed Ex Ante Team | In million sq. ft. of floor area (minima set to 1,000 sq. ft.) | 2024-03-22 19:41 | Deemed Ex Ante Team | Set ExpiryDate to 2025-12-31 to enable building vintage consolidation for DEER2026 measures
Com | Com | For commercial aggregated building type | RtS | CZ03 | Ex | Any | 5.258 | DEER2020 | 2020-01-01 | 2025-12-31 | 2023-06-14 13:47 | Deemed Ex Ante Team | In million sq. ft. of floor area (minima set to 1,000 sq. ft.) | 2024-03-22 19:41 | Deemed Ex Ante Team | Set ExpiryDate to 2025-12-31 to enable building vintage consolidation for DEER2026 measures
Com | Com | For commercial aggregated building type | RtS | CZ03 | Ex | Any | 42.179 | DEER2026 | 2026-01-01 |  | 2024-03-22 19:32 | Deemed Ex Ante Team | In million sq. ft. of floor area (minima set to 1,000 sq. ft.). Sum of Ex, Old, Recent of DEER2020 version weights. | 2024-03-22 19:32 | Deemed Ex Ante Team
Com | Com | For commercial aggregated building type | RtS | CZ03 | New | Any | 0.305 | DEER2020 | 2020-01-01 | 2025-12-31 | 2023-06-14 13:47 | Deemed Ex Ante Team | In million sq. ft. of floor area (minima set to 1,000 sq. ft.) | 2024-03-22 19:42 | Deemed Ex Ante Team | Set ExpiryDate to 2025-12-31 to enable building vintage consolidation for DEER2026 measures
Com | Com | For commercial aggregated building type | RtS | CZ03 | New | Any | 0.305 | DEER2026 | 2026-01-01 |  | 2024-03-22 19:32 | Deemed Ex Ante Team | In million sq. ft. of floor area (minima set to 1,000 sq. ft.). | 2024-03-22 19:32 | Deemed Ex Ante Team
Com | Com | For commercial aggregated building type | RtS | CZ03 | Old | Any | 35.701 | DEER2020 | 2020-01-01 | 2025-12-31 | 2023-06-14 13:47 | Deemed Ex Ante Team | In million sq. ft. of floor area (minima set to 1,000 sq. ft.) | 2024-03-22 19:41 | Deemed Ex Ante Team | Set ExpiryDate to 2025-12-31 to enable building vintage consolidation for DEER2026 measures
Com | Com | For commercial aggregated building type | RtS | CZ03 | Rec | Any | 1.22 | DEER2020 | 2020-01-01 | 2025-12-31 | 2023-06-14 13:47 | Deemed Ex Ante Team | In million sq. ft. of floor area (minima set to 1,000 sq. ft.) | 2024-03-22 19:41 | Deemed Ex Ante Team | Set ExpiryDate to 2025-12-31 to enable building vintage consolidation for DEER2026 measures
Com | Com | For commercial aggregated building type | RtS | CZ04 | Ex | Any | 2.747 | DEER2020 | 2020-01-01 | 2025-12-31 | 2023-06-14 13:47 | Deemed Ex Ante Team | In million sq. ft. of floor area (minima set to 1,000 sq. ft.) | 2024-03-22 19:41 | Deemed Ex Ante Team | Set ExpiryDate to 2025-12-31 to enable building vintage consolidation for DEER2026 measures
Com | Com | For commercial aggregated building type | RtS | CZ04 | Ex | Any | 18.569 | DEER2026 | 2026-01-01 |  | 2024-03-22 19:32 | Deemed Ex Ante Team | In million sq. ft. of floor area (minima set to 1,000 sq. ft.). Sum of Ex, Old, Recent of DEER2020 version weights. | 2024-03-22 19:32 | Deemed Ex Ante Team
Com | Com | For commercial aggregated building type | RtS | CZ04 | New | Any | 0.15 | DEER2020 | 2020-01-01 | 2025-12-31 | 2023-06-14 13:47 | Deemed Ex Ante Team | In million sq. ft. of floor area (minima set to 1,000 sq. ft.) | 2024-03-22 19:42 | Deemed Ex Ante Team | Set ExpiryDate to 2025-12-31 to enable building vintage consolidation for DEER2026 measures
Com | Com | For commercial aggregated building type | RtS | CZ04 | New | Any | 0.15 | DEER2026 | 2026-01-01 |  | 2024-03-22 19:32 | Deemed Ex Ante Team | In million sq. ft. of floor area (minima set to 1,000 sq. ft.). | 2024-03-22 19:32 | Deemed Ex Ante Team
Com | Com | For commercial aggregated building type | RtS | CZ04 | Old | Any | 15.221 | DEER2020 | 2020-01-01 | 2025-12-31 | 2023-06-14 13:47 | Deemed Ex Ante Team | In million sq. ft. of floor area (minima set to 1,000 sq. ft.) | 2024-03-22 19:41 | Deemed Ex Ante Team | Set ExpiryDate to 2025-12-31 to enable building vintage consolidation for DEER2026 measures
Com | Com | For commercial aggregated building type | RtS | CZ04 | Rec | Any | 0.601 | DEER2020 | 2020-01-01 | 2025-12-31 | 2023-06-14 13:47 | Deemed Ex Ante Team | In million sq. ft. of floor area (minima set to 1,000 sq. ft.) | 2024-03-22 19:41 | Deemed Ex Ante Team | Set ExpiryDate to 2025-12-31 to enable building vintage consolidation for DEER2026 measures
Com | Com | For commercial aggregated building type | RtS | CZ05 | Ex | Any | 0.724 | DEER2020 | 2020-01-01 | 2025-12-31 | 2023-06-14 13:47 | Deemed Ex Ante Team | In million sq. ft. of floor area (minima set to 1,000 sq. ft.) | 2024-03-22 19:41 | Deemed Ex Ante Team | Set ExpiryDate to 2025-12-31 to enable building vintage consolidation for DEER2026 measures
Com | Com | For commercial aggregated building type | RtS | CZ05 | Ex | Any | 4.617 | DEER2026 | 2026-01-01 |  | 2024-03-22 19:32 | Deemed Ex Ante Team | In million sq. ft. of floor area (minima set to 1,000 sq. ft.). Sum of Ex, Old, Recent of DEER2020 version weights. | 2024-03-22 19:32 | Deemed Ex Ante Team
Com | Com | For commercial aggregated building type | RtS | CZ05 | New | Any | 0.04 | DEER2020 | 2020-01-01 | 2025-12-31 | 2023-06-14 13:47 | Deemed Ex Ante Team | In million sq. ft. of floor area (minima set to 1,000 sq. ft.) | 2024-03-22 19:42 | Deemed Ex Ante Team | Set ExpiryDate to 2025-12-31 to enable building vintage consolidation for DEER2026 measures
Com | Com | For commercial aggregated building type | RtS | CZ05 | New | Any | 0.04 | DEER2026 | 2026-01-01 |  | 2024-03-22 19:32 | Deemed Ex Ante Team | In million sq. ft. of floor area (minima set to 1,000 sq. ft.). | 2024-03-22 19:32 | Deemed Ex Ante Team
Com | Com | For commercial aggregated building type | RtS | CZ05 | Old | Any | 3.731 | DEER2020 | 2020-01-01 | 2025-12-31 | 2023-06-14 13:47 | Deemed Ex Ante Team | In million sq. ft. of floor area (minima set to 1,000 sq. ft.) | 2024-03-22 19:41 | Deemed Ex Ante Team | Set ExpiryDate to 2025-12-31 to enable building vintage consolidation for DEER2026 measures
Com | Com | For commercial aggregated building type | RtS | CZ05 | Rec | Any | 0.162 | DEER2020 | 2020-01-01 | 2025-12-31 | 2023-06-14 13:47 | Deemed Ex Ante Team | In million sq. ft. of floor area (minima set to 1,000 sq. ft.) | 2024-03-22 19:41 | Deemed Ex Ante Team | Set ExpiryDate to 2025-12-31 to enable building vintage consolidation for DEER2026 measures
Com | Com | For commercial aggregated building type | RtS | CZ06 | Ex | Any | 14.82 | DEER2020 | 2020-01-01 | 2025-12-31 | 2023-06-14 13:47 | Deemed Ex Ante Team | In million sq. ft. of floor area (minima set to 1,000 sq. ft.) | 2024-03-22 19:41 | Deemed Ex Ante Team | Set ExpiryDate to 2025-12-31 to enable building vintage consolidation for DEER2026 measures
Com | Com | For commercial aggregated building type | RtS | CZ06 | Ex | Any | 84.219 | DEER2026 | 2026-01-01 |  | 2024-03-22 19:32 | Deemed Ex Ante Team | In million sq. ft. of floor area (minima set to 1,000 sq. ft.). Sum of Ex, Old, Recent of DEER2020 version weights. | 2024-03-22 19:32 | Deemed Ex Ante Team
Com | Com | For commercial aggregated building type | RtS | CZ06 | New | Any | 0.861 | DEER2020 | 2020-01-01 | 2025-12-31 | 2023-06-14 13:47 | Deemed Ex Ante Team | In million sq. ft. of floor area (minima set to 1,000 sq. ft.) | 2024-03-22 19:42 | Deemed Ex Ante Team | Set ExpiryDate to 2025-12-31 to enable building vintage consolidation for DEER2026 measures
Com | Com | For commercial aggregated building type | RtS | CZ06 | New | Any | 0.861 | DEER2026 | 2026-01-01 |  | 2024-03-22 19:32 | Deemed Ex Ante Team | In million sq. ft. of floor area (minima set to 1,000 sq. ft.). | 2024-03-22 19:32 | Deemed Ex Ante Team
Com | Com | For commercial aggregated building type | RtS | CZ06 | Old | Any | 65.954 | DEER2020 | 2020-01-01 | 2025-12-31 | 2023-06-14 13:47 | Deemed Ex Ante Team | In million sq. ft. of floor area (minima set to 1,000 sq. ft.) | 2024-03-22 19:41 | Deemed Ex Ante Team | Set ExpiryDate to 2025-12-31 to enable building vintage consolidation for DEER2026 measures
Com | Com | For commercial aggregated building type | RtS | CZ06 | Rec | Any | 3.445 | DEER2020 | 2020-01-01 | 2025-12-31 | 2023-06-14 13:47 | Deemed Ex Ante Team | In million sq. ft. of floor area (minima set to 1,000 sq. ft.) | 2024-03-22 19:42 | Deemed Ex Ante Team | Set ExpiryDate to 2025-12-31 to enable building vintage consolidation for DEER2026 measures
Com | Com | For commercial aggregated building type | RtS | CZ07 | Ex | Any | 5.042 | DEER2020 | 2020-01-01 | 2025-12-31 | 2023-06-14 13:47 | Deemed Ex Ante Team | In million sq. ft. of floor area (minima set to 1,000 sq. ft.) | 2024-03-22 19:41 | Deemed Ex Ante Team | Set ExpiryDate to 2025-12-31 to enable building vintage consolidation for DEER2026 measures
Com | Com | For commercial aggregated building type | RtS | CZ07 | Ex | Any | 24.675 | DEER2026 | 2026-01-01 |  | 2024-03-22 19:32 | Deemed Ex Ante Team | In million sq. ft. of floor area (minima set to 1,000 sq. ft.). Sum of Ex, Old, Recent of DEER2020 version weights. | 2024-03-22 19:32 | Deemed Ex Ante Team
Com | Com | For commercial aggregated building type | RtS | CZ07 | New | Any | 0.281 | DEER2020 | 2020-01-01 | 2025-12-31 | 2023-06-14 13:47 | Deemed Ex Ante Team | In million sq. ft. of floor area (minima set to 1,000 sq. ft.) | 2024-03-22 19:42 | Deemed Ex Ante Team | Set ExpiryDate to 2025-12-31 to enable building vintage consolidation for DEER2026 measures
Com | Com | For commercial aggregated building type | RtS | CZ07 | New | Any | 0.281 | DEER2026 | 2026-01-01 |  | 2024-03-22 19:32 | Deemed Ex Ante Team | In million sq. ft. of floor area (minima set to 1,000 sq. ft.). | 2024-03-22 19:32 | Deemed Ex Ante Team
Com | Com | For commercial aggregated building type | RtS | CZ07 | Old | Any | 18.511 | DEER2020 | 2020-01-01 | 2025-12-31 | 2023-06-14 13:47 | Deemed Ex Ante Team | In million sq. ft. of floor area (minima set to 1,000 sq. ft.) | 2024-03-22 19:41 | Deemed Ex Ante Team | Set ExpiryDate to 2025-12-31 to enable building vintage consolidation for DEER2026 measures
Com | Com | For commercial aggregated building type | RtS | CZ07 | Rec | Any | 1.122 | DEER2020 | 2020-01-01 | 2025-12-31 | 2023-06-14 13:47 | Deemed Ex Ante Team | In million sq. ft. of floor area (minima set to 1,000 sq. ft.) | 2024-03-22 19:42 | Deemed Ex Ante Team | Set ExpiryDate to 2025-12-31 to enable building vintage consolidation for DEER2026 measures
Com | Com | For commercial aggregated building type | RtS | CZ08 | Ex | Any | 17.828 | DEER2020 | 2020-01-01 | 2025-12-31 | 2023-06-14 13:47 | Deemed Ex Ante Team | In million sq. ft. of floor area (minima set to 1,000 sq. ft.) | 2024-03-22 19:41 | Deemed Ex Ante Team | Set ExpiryDate to 2025-12-31 to enable building vintage consolidation for DEER2026 measures
Com | Com | For commercial aggregated building type | RtS | CZ08 | Ex | Any | 99.978 | DEER2026 | 2026-01-01 |  | 2024-03-22 19:32 | Deemed Ex Ante Team | In million sq. ft. of floor area (minima set to 1,000 sq. ft.). Sum of Ex, Old, Recent of DEER2020 version weights. | 2024-03-22 19:32 | Deemed Ex Ante Team
Com | Com | For commercial aggregated building type | RtS | CZ08 | New | Any | 1.032 | DEER2020 | 2020-01-01 | 2025-12-31 | 2023-06-14 13:47 | Deemed Ex Ante Team | In million sq. ft. of floor area (minima set to 1,000 sq. ft.) | 2024-03-22 19:42 | Deemed Ex Ante Team | Set ExpiryDate to 2025-12-31 to enable building vintage consolidation for DEER2026 measures
Com | Com | For commercial aggregated building type | RtS | CZ08 | New | Any | 1.032 | DEER2026 | 2026-01-01 |  | 2024-03-22 19:32 | Deemed Ex Ante Team | In million sq. ft. of floor area (minima set to 1,000 sq. ft.). | 2024-03-22 19:32 | Deemed Ex Ante Team
Com | Com | For commercial aggregated building type | RtS | CZ08 | Old | Any | 78.022 | DEER2020 | 2020-01-01 | 2025-12-31 | 2023-06-14 13:47 | Deemed Ex Ante Team | In million sq. ft. of floor area (minima set to 1,000 sq. ft.) | 2024-03-22 19:41 | Deemed Ex Ante Team | Set ExpiryDate to 2025-12-31 to enable building vintage consolidation for DEER2026 measures
Com | Com | For commercial aggregated building type | RtS | CZ08 | Rec | Any | 4.128 | DEER2020 | 2020-01-01 | 2025-12-31 | 2023-06-14 13:47 | Deemed Ex Ante Team | In million sq. ft. of floor area (minima set to 1,000 sq. ft.) | 2024-03-22 19:42 | Deemed Ex Ante Team | Set ExpiryDate to 2025-12-31 to enable building vintage consolidation for DEER2026 measures
Com | Com | For commercial aggregated building type | RtS | CZ09 | Ex | Any | 14.923 | DEER2020 | 2020-01-01 | 2025-12-31 | 2023-06-14 13:47 | Deemed Ex Ante Team | In million sq. ft. of floor area (minima set to 1,000 sq. ft.) | 2024-03-22 19:41 | Deemed Ex Ante Team | Set ExpiryDate to 2025-12-31 to enable building vintage consolidation for DEER2026 measures
Com | Com | For commercial aggregated building type | RtS | CZ09 | Ex | Any | 79.499 | DEER2026 | 2026-01-01 |  | 2024-03-22 19:32 | Deemed Ex Ante Team | In million sq. ft. of floor area (minima set to 1,000 sq. ft.). Sum of Ex, Old, Recent of DEER2020 version weights. | 2024-03-22 19:32 | Deemed Ex Ante Team
Com | Com | For commercial aggregated building type | RtS | CZ09 | New | Any | 0.845 | DEER2020 | 2020-01-01 | 2025-12-31 | 2023-06-14 13:47 | Deemed Ex Ante Team | In million sq. ft. of floor area (minima set to 1,000 sq. ft.) | 2024-03-22 19:42 | Deemed Ex Ante Team | Set ExpiryDate to 2025-12-31 to enable building vintage consolidation for DEER2026 measures
Com | Com | For commercial aggregated building type | RtS | CZ09 | New | Any | 0.845 | DEER2026 | 2026-01-01 |  | 2024-03-22 19:32 | Deemed Ex Ante Team | In million sq. ft. of floor area (minima set to 1,000 sq. ft.). | 2024-03-22 19:32 | Deemed Ex Ante Team
Com | Com | For commercial aggregated building type | RtS | CZ09 | Old | Any | 61.195 | DEER2020 | 2020-01-01 | 2025-12-31 | 2023-06-14 13:47 | Deemed Ex Ante Team | In million sq. ft. of floor area (minima set to 1,000 sq. ft.) | 2024-03-22 19:41 | Deemed Ex Ante Team | Set ExpiryDate to 2025-12-31 to enable building vintage consolidation for DEER2026 measures
Com | Com | For commercial aggregated building type | RtS | CZ09 | Rec | Any | 3.381 | DEER2020 | 2020-01-01 | 2025-12-31 | 2023-06-14 13:47 | Deemed Ex Ante Team | In million sq. ft. of floor area (minima set to 1,000 sq. ft.) | 2024-03-22 19:42 | Deemed Ex Ante Team | Set ExpiryDate to 2025-12-31 to enable building vintage consolidation for DEER2026 measures
Com | Com | For commercial aggregated building type | RtS | CZ10 | Ex | Any | 27.528 | DEER2020 | 2020-01-01 | 2025-12-31 | 2023-06-14 13:47 | Deemed Ex Ante Team | In million sq. ft. of floor area (minima set to 1,000 sq. ft.) | 2024-03-22 19:41 | Deemed Ex Ante Team | Set ExpiryDate to 2025-12-31 to enable building vintage consolidation for DEER2026 measures
Com | Com | For commercial aggregated building type | RtS | CZ10 | Ex | Any | 86.276 | DEER2026 | 2026-01-01 |  | 2024-03-22 19:32 | Deemed Ex Ante Team | In million sq. ft. of floor area (minima set to 1,000 sq. ft.). Sum of Ex, Old, Recent of DEER2020 version weights. | 2024-03-22 19:32 | Deemed Ex Ante Team
Com | Com | For commercial aggregated building type | RtS | CZ10 | New | Any | 1.493 | DEER2020 | 2020-01-01 | 2025-12-31 | 2023-06-14 13:47 | Deemed Ex Ante Team | In million sq. ft. of floor area (minima set to 1,000 sq. ft.) | 2024-03-22 19:42 | Deemed Ex Ante Team | Set ExpiryDate to 2025-12-31 to enable building vintage consolidation for DEER2026 measures
Com | Com | For commercial aggregated building type | RtS | CZ10 | New | Any | 1.493 | DEER2026 | 2026-01-01 |  | 2024-03-22 19:32 | Deemed Ex Ante Team | In million sq. ft. of floor area (minima set to 1,000 sq. ft.). | 2024-03-22 19:32 | Deemed Ex Ante Team
Com | Com | For commercial aggregated building type | RtS | CZ10 | Old | Any | 52.776 | DEER2020 | 2020-01-01 | 2025-12-31 | 2023-06-14 13:47 | Deemed Ex Ante Team | In million sq. ft. of floor area (minima set to 1,000 sq. ft.) | 2024-03-22 19:41 | Deemed Ex Ante Team | Set ExpiryDate to 2025-12-31 to enable building vintage consolidation for DEER2026 measures
Com | Com | For commercial aggregated building type | RtS | CZ10 | Rec | Any | 5.972 | DEER2020 | 2020-01-01 | 2025-12-31 | 2023-06-14 13:47 | Deemed Ex Ante Team | In million sq. ft. of floor area (minima set to 1,000 sq. ft.) | 2024-03-22 19:42 | Deemed Ex Ante Team | Set ExpiryDate to 2025-12-31 to enable building vintage consolidation for DEER2026 measures
Com | Com | For commercial aggregated building type | RtS | CZ11 | Ex | Any | 1.474 | DEER2020 | 2020-01-01 | 2025-12-31 | 2023-06-14 13:47 | Deemed Ex Ante Team | In million sq. ft. of floor area (minima set to 1,000 sq. ft.) | 2024-03-22 19:41 | Deemed Ex Ante Team | Set ExpiryDate to 2025-12-31 to enable building vintage consolidation for DEER2026 measures
Com | Com | For commercial aggregated building type | RtS | CZ11 | Ex | Any | 7.523 | DEER2026 | 2026-01-01 |  | 2024-03-22 19:32 | Deemed Ex Ante Team | In million sq. ft. of floor area (minima set to 1,000 sq. ft.). Sum of Ex, Old, Recent of DEER2020 version weights. | 2024-03-22 19:32 | Deemed Ex Ante Team
Com | Com | For commercial aggregated building type | RtS | CZ11 | New | Any | 0.081 | DEER2020 | 2020-01-01 | 2025-12-31 | 2023-06-14 13:47 | Deemed Ex Ante Team | In million sq. ft. of floor area (minima set to 1,000 sq. ft.) | 2024-03-22 19:42 | Deemed Ex Ante Team | Set ExpiryDate to 2025-12-31 to enable building vintage consolidation for DEER2026 measures
Com | Com | For commercial aggregated building type | RtS | CZ11 | New | Any | 0.081 | DEER2026 | 2026-01-01 |  | 2024-03-22 19:32 | Deemed Ex Ante Team | In million sq. ft. of floor area (minima set to 1,000 sq. ft.). | 2024-03-22 19:32 | Deemed Ex Ante Team
Com | Com | For commercial aggregated building type | RtS | CZ11 | Old | Any | 5.724 | DEER2020 | 2020-01-01 | 2025-12-31 | 2023-06-14 13:47 | Deemed Ex Ante Team | In million sq. ft. of floor area (minima set to 1,000 sq. ft.) | 2024-03-22 19:41 | Deemed Ex Ante Team | Set ExpiryDate to 2025-12-31 to enable building vintage consolidation for DEER2026 measures
Com | Com | For commercial aggregated building type | RtS | CZ11 | Rec | Any | 0.325 | DEER2020 | 2020-01-01 | 2025-12-31 | 2023-06-14 13:47 | Deemed Ex Ante Team | In million sq. ft. of floor area (minima set to 1,000 sq. ft.) | 2024-03-22 19:42 | Deemed Ex Ante Team | Set ExpiryDate to 2025-12-31 to enable building vintage consolidation for DEER2026 measures
Com | Com | For commercial aggregated building type | RtS | CZ12 | Ex | Any | 6.103 | DEER2020 | 2020-01-01 | 2025-12-31 | 2023-06-14 13:47 | Deemed Ex Ante Team | In million sq. ft. of floor area (minima set to 1,000 sq. ft.) | 2024-03-22 19:41 | Deemed Ex Ante Team | Set ExpiryDate to 2025-12-31 to enable building vintage consolidation for DEER2026 measures
Com | Com | For commercial aggregated building type | RtS | CZ12 | Ex | Any | 31.391 | DEER2026 | 2026-01-01 |  | 2024-03-22 19:32 | Deemed Ex Ante Team | In million sq. ft. of floor area (minima set to 1,000 sq. ft.). Sum of Ex, Old, Recent of DEER2020 version weights. | 2024-03-22 19:32 | Deemed Ex Ante Team
Com | Com | For commercial aggregated building type | RtS | CZ12 | New | Any | 0.309 | DEER2020 | 2020-01-01 | 2025-12-31 | 2023-06-14 13:47 | Deemed Ex Ante Team | In million sq. ft. of floor area (minima set to 1,000 sq. ft.) | 2024-03-22 19:42 | Deemed Ex Ante Team | Set ExpiryDate to 2025-12-31 to enable building vintage consolidation for DEER2026 measures
Com | Com | For commercial aggregated building type | RtS | CZ12 | New | Any | 0.309 | DEER2026 | 2026-01-01 |  | 2024-03-22 19:32 | Deemed Ex Ante Team | In million sq. ft. of floor area (minima set to 1,000 sq. ft.). | 2024-03-22 19:32 | Deemed Ex Ante Team
Com | Com | For commercial aggregated building type | RtS | CZ12 | Old | Any | 24.052 | DEER2020 | 2020-01-01 | 2025-12-31 | 2023-06-14 13:47 | Deemed Ex Ante Team | In million sq. ft. of floor area (minima set to 1,000 sq. ft.) | 2024-03-22 19:41 | Deemed Ex Ante Team | Set ExpiryDate to 2025-12-31 to enable building vintage consolidation for DEER2026 measures
Com | Com | For commercial aggregated building type | RtS | CZ12 | Rec | Any | 1.236 | DEER2020 | 2020-01-01 | 2025-12-31 | 2023-06-14 13:47 | Deemed Ex Ante Team | In million sq. ft. of floor area (minima set to 1,000 sq. ft.) | 2024-03-22 19:42 | Deemed Ex Ante Team | Set ExpiryDate to 2025-12-31 to enable building vintage consolidation for DEER2026 measures
Com | Com | For commercial aggregated building type | RtS | CZ13 | Ex | Any | 6.329 | DEER2020 | 2020-01-01 | 2025-12-31 | 2023-06-14 13:47 | Deemed Ex Ante Team | In million sq. ft. of floor area (minima set to 1,000 sq. ft.) | 2024-03-22 19:41 | Deemed Ex Ante Team | Set ExpiryDate to 2025-12-31 to enable building vintage consolidation for DEER2026 measures
Com | Com | For commercial aggregated building type | RtS | CZ13 | Ex | Any | 29.012 | DEER2026 | 2026-01-01 |  | 2024-03-22 19:32 | Deemed Ex Ante Team | In million sq. ft. of floor area (minima set to 1,000 sq. ft.). Sum of Ex, Old, Recent of DEER2020 version weights. | 2024-03-22 19:32 | Deemed Ex Ante Team
Com | Com | For commercial aggregated building type | RtS | CZ13 | New | Any | 0.365 | DEER2020 | 2020-01-01 | 2025-12-31 | 2023-06-14 13:47 | Deemed Ex Ante Team | In million sq. ft. of floor area (minima set to 1,000 sq. ft.) | 2024-03-22 19:42 | Deemed Ex Ante Team | Set ExpiryDate to 2025-12-31 to enable building vintage consolidation for DEER2026 measures
Com | Com | For commercial aggregated building type | RtS | CZ13 | New | Any | 0.365 | DEER2026 | 2026-01-01 |  | 2024-03-22 19:32 | Deemed Ex Ante Team | In million sq. ft. of floor area (minima set to 1,000 sq. ft.). | 2024-03-22 19:32 | Deemed Ex Ante Team
Com | Com | For commercial aggregated building type | RtS | CZ13 | Old | Any | 21.221 | DEER2020 | 2020-01-01 | 2025-12-31 | 2023-06-14 13:47 | Deemed Ex Ante Team | In million sq. ft. of floor area (minima set to 1,000 sq. ft.) | 2024-03-22 19:41 | Deemed Ex Ante Team | Set ExpiryDate to 2025-12-31 to enable building vintage consolidation for DEER2026 measures
Com | Com | For commercial aggregated building type | RtS | CZ13 | Rec | Any | 1.462 | DEER2020 | 2020-01-01 | 2025-12-31 | 2023-06-14 13:47 | Deemed Ex Ante Team | In million sq. ft. of floor area (minima set to 1,000 sq. ft.) | 2024-03-22 19:42 | Deemed Ex Ante Team | Set ExpiryDate to 2025-12-31 to enable building vintage consolidation for DEER2026 measures
Com | Com | For commercial aggregated building type | RtS | CZ14 | Ex | Any | 3.968 | DEER2020 | 2020-01-01 | 2025-12-31 | 2023-06-14 13:47 | Deemed Ex Ante Team | In million sq. ft. of floor area (minima set to 1,000 sq. ft.) | 2024-03-22 19:41 | Deemed Ex Ante Team | Set ExpiryDate to 2025-12-31 to enable building vintage consolidation for DEER2026 measures
Com | Com | For commercial aggregated building type | RtS | CZ14 | Ex | Any | 14.028 | DEER2026 | 2026-01-01 |  | 2024-03-22 19:32 | Deemed Ex Ante Team | In million sq. ft. of floor area (minima set to 1,000 sq. ft.). Sum of Ex, Old, Recent of DEER2020 version weights. | 2024-03-22 19:32 | Deemed Ex Ante Team
Com | Com | For commercial aggregated building type | RtS | CZ14 | New | Any | 0.217 | DEER2020 | 2020-01-01 | 2025-12-31 | 2023-06-14 13:47 | Deemed Ex Ante Team | In million sq. ft. of floor area (minima set to 1,000 sq. ft.) | 2024-03-22 19:42 | Deemed Ex Ante Team | Set ExpiryDate to 2025-12-31 to enable building vintage consolidation for DEER2026 measures
Com | Com | For commercial aggregated building type | RtS | CZ14 | New | Any | 0.217 | DEER2026 | 2026-01-01 |  | 2024-03-22 19:32 | Deemed Ex Ante Team | In million sq. ft. of floor area (minima set to 1,000 sq. ft.). | 2024-03-22 19:32 | Deemed Ex Ante Team
Com | Com | For commercial aggregated building type | RtS | CZ14 | Old | Any | 9.194 | DEER2020 | 2020-01-01 | 2025-12-31 | 2023-06-14 13:47 | Deemed Ex Ante Team | In million sq. ft. of floor area (minima set to 1,000 sq. ft.) | 2024-03-22 19:41 | Deemed Ex Ante Team | Set ExpiryDate to 2025-12-31 to enable building vintage consolidation for DEER2026 measures
Com | Com | For commercial aggregated building type | RtS | CZ14 | Rec | Any | 0.866 | DEER2020 | 2020-01-01 | 2025-12-31 | 2023-06-14 13:47 | Deemed Ex Ante Team | In million sq. ft. of floor area (minima set to 1,000 sq. ft.) | 2024-03-22 19:42 | Deemed Ex Ante Team | Set ExpiryDate to 2025-12-31 to enable building vintage consolidation for DEER2026 measures
Com | Com | For commercial aggregated building type | RtS | CZ15 | Ex | Any | 3.586 | DEER2020 | 2020-01-01 | 2025-12-31 | 2023-06-14 13:47 | Deemed Ex Ante Team | In million sq. ft. of floor area (minima set to 1,000 sq. ft.) | 2024-03-22 19:41 | Deemed Ex Ante Team | Set ExpiryDate to 2025-12-31 to enable building vintage consolidation for DEER2026 measures
Com | Com | For commercial aggregated building type | RtS | CZ15 | Ex | Any | 10.781 | DEER2026 | 2026-01-01 |  | 2024-03-22 19:32 | Deemed Ex Ante Team | In million sq. ft. of floor area (minima set to 1,000 sq. ft.). Sum of Ex, Old, Recent of DEER2020 version weights. | 2024-03-22 19:32 | Deemed Ex Ante Team
Com | Com | For commercial aggregated building type | RtS | CZ15 | New | Any | 0.195 | DEER2020 | 2020-01-01 | 2025-12-31 | 2023-06-14 13:47 | Deemed Ex Ante Team | In million sq. ft. of floor area (minima set to 1,000 sq. ft.) | 2024-03-22 19:42 | Deemed Ex Ante Team | Set ExpiryDate to 2025-12-31 to enable building vintage consolidation for DEER2026 measures
Com | Com | For commercial aggregated building type | RtS | CZ15 | New | Any | 0.195 | DEER2026 | 2026-01-01 |  | 2024-03-22 19:32 | Deemed Ex Ante Team | In million sq. ft. of floor area (minima set to 1,000 sq. ft.). | 2024-03-22 19:32 | Deemed Ex Ante Team
Com | Com | For commercial aggregated building type | RtS | CZ15 | Old | Any | 6.417 | DEER2020 | 2020-01-01 | 2025-12-31 | 2023-06-14 13:47 | Deemed Ex Ante Team | In million sq. ft. of floor area (minima set to 1,000 sq. ft.) | 2024-03-22 19:41 | Deemed Ex Ante Team | Set ExpiryDate to 2025-12-31 to enable building vintage consolidation for DEER2026 measures
Com | Com | For commercial aggregated building type | RtS | CZ15 | Rec | Any | 0.778 | DEER2020 | 2020-01-01 | 2025-12-31 | 2023-06-14 13:47 | Deemed Ex Ante Team | In million sq. ft. of floor area (minima set to 1,000 sq. ft.) | 2024-03-22 19:42 | Deemed Ex Ante Team | Set ExpiryDate to 2025-12-31 to enable building vintage consolidation for DEER2026 measures
Com | Com | For commercial aggregated building type | RtS | CZ16 | Ex | Any | 0.899 | DEER2020 | 2020-01-01 | 2025-12-31 | 2023-06-14 13:47 | Deemed Ex Ante Team | In million sq. ft. of floor area (minima set to 1,000 sq. ft.) | 2024-03-22 19:41 | Deemed Ex Ante Team | Set ExpiryDate to 2025-12-31 to enable building vintage consolidation for DEER2026 measures
Com | Com | For commercial aggregated building type | RtS | CZ16 | Ex | Any | 3.331 | DEER2026 | 2026-01-01 |  | 2024-03-22 19:32 | Deemed Ex Ante Team | In million sq. ft. of floor area (minima set to 1,000 sq. ft.). Sum of Ex, Old, Recent of DEER2020 version weights. | 2024-03-22 19:32 | Deemed Ex Ante Team
Com | Com | For commercial aggregated building type | RtS | CZ16 | New | Any | 0.05 | DEER2020 | 2020-01-01 | 2025-12-31 | 2023-06-14 13:47 | Deemed Ex Ante Team | In million sq. ft. of floor area (minima set to 1,000 sq. ft.) | 2024-03-22 19:42 | Deemed Ex Ante Team | Set ExpiryDate to 2025-12-31 to enable building vintage consolidation for DEER2026 measures
Com | Com | For commercial aggregated building type | RtS | CZ16 | New | Any | 0.05 | DEER2026 | 2026-01-01 |  | 2024-03-22 19:32 | Deemed Ex Ante Team | In million sq. ft. of floor area (minima set to 1,000 sq. ft.). | 2024-03-22 19:32 | Deemed Ex Ante Team
Com | Com | For commercial aggregated building type | RtS | CZ16 | Old | Any | 2.23 | DEER2020 | 2020-01-01 | 2025-12-31 | 2023-06-14 13:47 | Deemed Ex Ante Team | In million sq. ft. of floor area (minima set to 1,000 sq. ft.) | 2024-03-22 19:41 | Deemed Ex Ante Team | Set ExpiryDate to 2025-12-31 to enable building vintage consolidation for DEER2026 measures
Com | Com | For commercial aggregated building type | RtS | CZ16 | Rec | Any | 0.202 | DEER2020 | 2020-01-01 | 2025-12-31 | 2023-06-14 13:47 | Deemed Ex Ante Team | In million sq. ft. of floor area (minima set to 1,000 sq. ft.) | 2024-03-22 19:42 | Deemed Ex Ante Team | Set ExpiryDate to 2025-12-31 to enable building vintage consolidation for DEER2026 measures
Com | Com | For commercial aggregated building type | SCn | CZ01 | Ex | Any | 0.376 | DEER2020 | 2020-01-01 | 2025-12-31 | 2023-06-14 13:47 | Deemed Ex Ante Team | In million sq. ft. of floor area (minima set to 1,000 sq. ft.) | 2024-03-22 19:42 | Deemed Ex Ante Team | Set ExpiryDate to 2025-12-31 to enable building vintage consolidation for DEER2026 measures
Com | Com | For commercial aggregated building type | SCn | CZ01 | Ex | Any | 1.447 | DEER2026 | 2026-01-01 |  | 2024-03-22 19:32 | Deemed Ex Ante Team | In million sq. ft. of floor area (minima set to 1,000 sq. ft.). Sum of Ex, Old, Recent of DEER2020 version weights. | 2024-03-22 19:32 | Deemed Ex Ante Team
Com | Com | For commercial aggregated building type | SCn | CZ01 | New | Any | 0.015 | DEER2020 | 2020-01-01 | 2025-12-31 | 2023-06-14 13:47 | Deemed Ex Ante Team | In million sq. ft. of floor area (minima set to 1,000 sq. ft.) | 2024-03-22 19:42 | Deemed Ex Ante Team | Set ExpiryDate to 2025-12-31 to enable building vintage consolidation for DEER2026 measures
Com | Com | For commercial aggregated building type | SCn | CZ01 | New | Any | 0.015 | DEER2026 | 2026-01-01 |  | 2024-03-22 19:32 | Deemed Ex Ante Team | In million sq. ft. of floor area (minima set to 1,000 sq. ft.). | 2024-03-22 19:32 | Deemed Ex Ante Team
Com | Com | For commercial aggregated building type | SCn | CZ01 | Old | Any | 1.011 | DEER2020 | 2020-01-01 | 2025-12-31 | 2023-06-14 13:47 | Deemed Ex Ante Team | In million sq. ft. of floor area (minima set to 1,000 sq. ft.) | 2024-03-22 19:42 | Deemed Ex Ante Team | Set ExpiryDate to 2025-12-31 to enable building vintage consolidation for DEER2026 measures
Com | Com | For commercial aggregated building type | SCn | CZ01 | Rec | Any | 0.06 | DEER2020 | 2020-01-01 | 2025-12-31 | 2023-06-14 13:47 | Deemed Ex Ante Team | In million sq. ft. of floor area (minima set to 1,000 sq. ft.) | 2024-03-22 19:42 | Deemed Ex Ante Team | Set ExpiryDate to 2025-12-31 to enable building vintage consolidation for DEER2026 measures
Com | Com | For commercial aggregated building type | SCn | CZ02 | Ex | Any | 1.786 | DEER2020 | 2020-01-01 | 2025-12-31 | 2023-06-14 13:47 | Deemed Ex Ante Team | In million sq. ft. of floor area (minima set to 1,000 sq. ft.) | 2024-03-22 19:42 | Deemed Ex Ante Team | Set ExpiryDate to 2025-12-31 to enable building vintage consolidation for DEER2026 measures
Com | Com | For commercial aggregated building type | SCn | CZ02 | Ex | Any | 10.893 | DEER2026 | 2026-01-01 |  | 2024-03-22 19:32 | Deemed Ex Ante Team | In million sq. ft. of floor area (minima set to 1,000 sq. ft.). Sum of Ex, Old, Recent of DEER2020 version weights. | 2024-03-22 19:32 | Deemed Ex Ante Team
Com | Com | For commercial aggregated building type | SCn | CZ02 | New | Any | 0.089 | DEER2020 | 2020-01-01 | 2025-12-31 | 2023-06-14 13:47 | Deemed Ex Ante Team | In million sq. ft. of floor area (minima set to 1,000 sq. ft.) | 2024-03-22 19:42 | Deemed Ex Ante Team | Set ExpiryDate to 2025-12-31 to enable building vintage consolidation for DEER2026 measures
Com | Com | For commercial aggregated building type | SCn | CZ02 | New | Any | 0.089 | DEER2026 | 2026-01-01 |  | 2024-03-22 19:32 | Deemed Ex Ante Team | In million sq. ft. of floor area (minima set to 1,000 sq. ft.). | 2024-03-22 19:32 | Deemed Ex Ante Team
Com | Com | For commercial aggregated building type | SCn | CZ02 | Old | Any | 8.752 | DEER2020 | 2020-01-01 | 2025-12-31 | 2023-06-14 13:47 | Deemed Ex Ante Team | In million sq. ft. of floor area (minima set to 1,000 sq. ft.) | 2024-03-22 19:42 | Deemed Ex Ante Team | Set ExpiryDate to 2025-12-31 to enable building vintage consolidation for DEER2026 measures
Com | Com | For commercial aggregated building type | SCn | CZ02 | Rec | Any | 0.355 | DEER2020 | 2020-01-01 | 2025-12-31 | 2023-06-14 13:47 | Deemed Ex Ante Team | In million sq. ft. of floor area (minima set to 1,000 sq. ft.) | 2024-03-22 19:42 | Deemed Ex Ante Team | Set ExpiryDate to 2025-12-31 to enable building vintage consolidation for DEER2026 measures
Com | Com | For commercial aggregated building type | SCn | CZ03 | Ex | Any | 6.94 | DEER2020 | 2020-01-01 | 2025-12-31 | 2023-06-14 13:47 | Deemed Ex Ante Team | In million sq. ft. of floor area (minima set to 1,000 sq. ft.) | 2024-03-22 19:42 | Deemed Ex Ante Team | Set ExpiryDate to 2025-12-31 to enable building vintage consolidation for DEER2026 measures
Com | Com | For commercial aggregated building type | SCn | CZ03 | Ex | Any | 57.949 | DEER2026 | 2026-01-01 |  | 2024-03-22 19:32 | Deemed Ex Ante Team | In million sq. ft. of floor area (minima set to 1,000 sq. ft.). Sum of Ex, Old, Recent of DEER2020 version weights. | 2024-03-22 19:32 | Deemed Ex Ante Team
Com | Com | For commercial aggregated building type | SCn | CZ03 | New | Any | 0.467 | DEER2020 | 2020-01-01 | 2025-12-31 | 2023-06-14 13:47 | Deemed Ex Ante Team | In million sq. ft. of floor area (minima set to 1,000 sq. ft.) | 2024-03-22 19:42 | Deemed Ex Ante Team | Set ExpiryDate to 2025-12-31 to enable building vintage consolidation for DEER2026 measures
Com | Com | For commercial aggregated building type | SCn | CZ03 | New | Any | 0.467 | DEER2026 | 2026-01-01 |  | 2024-03-22 19:32 | Deemed Ex Ante Team | In million sq. ft. of floor area (minima set to 1,000 sq. ft.). | 2024-03-22 19:32 | Deemed Ex Ante Team
Com | Com | For commercial aggregated building type | SCn | CZ03 | Old | Any | 49.141 | DEER2020 | 2020-01-01 | 2025-12-31 | 2023-06-14 13:47 | Deemed Ex Ante Team | In million sq. ft. of floor area (minima set to 1,000 sq. ft.) | 2024-03-22 19:42 | Deemed Ex Ante Team | Set ExpiryDate to 2025-12-31 to enable building vintage consolidation for DEER2026 measures
Com | Com | For commercial aggregated building type | SCn | CZ03 | Rec | Any | 1.868 | DEER2020 | 2020-01-01 | 2025-12-31 | 2023-06-14 13:47 | Deemed Ex Ante Team | In million sq. ft. of floor area (minima set to 1,000 sq. ft.) | 2024-03-22 19:42 | Deemed Ex Ante Team | Set ExpiryDate to 2025-12-31 to enable building vintage consolidation for DEER2026 measures
Com | Com | For commercial aggregated building type | SCn | CZ04 | Ex | Any | 3.447 | DEER2020 | 2020-01-01 | 2025-12-31 | 2023-06-14 13:47 | Deemed Ex Ante Team | In million sq. ft. of floor area (minima set to 1,000 sq. ft.) | 2024-03-22 19:42 | Deemed Ex Ante Team | Set ExpiryDate to 2025-12-31 to enable building vintage consolidation for DEER2026 measures
Com | Com | For commercial aggregated building type | SCn | CZ04 | Ex | Any | 21.262 | DEER2026 | 2026-01-01 |  | 2024-03-22 19:32 | Deemed Ex Ante Team | In million sq. ft. of floor area (minima set to 1,000 sq. ft.). Sum of Ex, Old, Recent of DEER2020 version weights. | 2024-03-22 19:32 | Deemed Ex Ante Team
Com | Com | For commercial aggregated building type | SCn | CZ04 | New | Any | 0.17 | DEER2020 | 2020-01-01 | 2025-12-31 | 2023-06-14 13:47 | Deemed Ex Ante Team | In million sq. ft. of floor area (minima set to 1,000 sq. ft.) | 2024-03-22 19:42 | Deemed Ex Ante Team | Set ExpiryDate to 2025-12-31 to enable building vintage consolidation for DEER2026 measures
Com | Com | For commercial aggregated building type | SCn | CZ04 | New | Any | 0.17 | DEER2026 | 2026-01-01 |  | 2024-03-22 19:32 | Deemed Ex Ante Team | In million sq. ft. of floor area (minima set to 1,000 sq. ft.). | 2024-03-22 19:32 | Deemed Ex Ante Team
Com | Com | For commercial aggregated building type | SCn | CZ04 | Old | Any | 17.135 | DEER2020 | 2020-01-01 | 2025-12-31 | 2023-06-14 13:47 | Deemed Ex Ante Team | In million sq. ft. of floor area (minima set to 1,000 sq. ft.) | 2024-03-22 19:42 | Deemed Ex Ante Team | Set ExpiryDate to 2025-12-31 to enable building vintage consolidation for DEER2026 measures
Com | Com | For commercial aggregated building type | SCn | CZ04 | Rec | Any | 0.68 | DEER2020 | 2020-01-01 | 2025-12-31 | 2023-06-14 13:47 | Deemed Ex Ante Team | In million sq. ft. of floor area (minima set to 1,000 sq. ft.) | 2024-03-22 19:42 | Deemed Ex Ante Team | Set ExpiryDate to 2025-12-31 to enable building vintage consolidation for DEER2026 measures
Com | Com | For commercial aggregated building type | SCn | CZ05 | Ex | Any | 0.277 | DEER2020 | 2020-01-01 | 2025-12-31 | 2023-06-14 13:47 | Deemed Ex Ante Team | In million sq. ft. of floor area (minima set to 1,000 sq. ft.) | 2024-03-22 19:42 | Deemed Ex Ante Team | Set ExpiryDate to 2025-12-31 to enable building vintage consolidation for DEER2026 measures
Com | Com | For commercial aggregated building type | SCn | CZ05 | Ex | Any | 1.691 | DEER2026 | 2026-01-01 |  | 2024-03-22 19:32 | Deemed Ex Ante Team | In million sq. ft. of floor area (minima set to 1,000 sq. ft.). Sum of Ex, Old, Recent of DEER2020 version weights. | 2024-03-22 19:32 | Deemed Ex Ante Team
Com | Com | For commercial aggregated building type | SCn | CZ05 | New | Any | 0.015 | DEER2020 | 2020-01-01 | 2025-12-31 | 2023-06-14 13:47 | Deemed Ex Ante Team | In million sq. ft. of floor area (minima set to 1,000 sq. ft.) | 2024-03-22 19:42 | Deemed Ex Ante Team | Set ExpiryDate to 2025-12-31 to enable building vintage consolidation for DEER2026 measures
Com | Com | For commercial aggregated building type | SCn | CZ05 | New | Any | 0.015 | DEER2026 | 2026-01-01 |  | 2024-03-22 19:32 | Deemed Ex Ante Team | In million sq. ft. of floor area (minima set to 1,000 sq. ft.). | 2024-03-22 19:32 | Deemed Ex Ante Team
Com | Com | For commercial aggregated building type | SCn | CZ05 | Old | Any | 1.358 | DEER2020 | 2020-01-01 | 2025-12-31 | 2023-06-14 13:47 | Deemed Ex Ante Team | In million sq. ft. of floor area (minima set to 1,000 sq. ft.) | 2024-03-22 19:42 | Deemed Ex Ante Team | Set ExpiryDate to 2025-12-31 to enable building vintage consolidation for DEER2026 measures
Com | Com | For commercial aggregated building type | SCn | CZ05 | Rec | Any | 0.056 | DEER2020 | 2020-01-01 | 2025-12-31 | 2023-06-14 13:47 | Deemed Ex Ante Team | In million sq. ft. of floor area (minima set to 1,000 sq. ft.) | 2024-03-22 19:42 | Deemed Ex Ante Team | Set ExpiryDate to 2025-12-31 to enable building vintage consolidation for DEER2026 measures
Com | Com | For commercial aggregated building type | SCn | CZ06 | Ex | Any | 12.431 | DEER2020 | 2020-01-01 | 2025-12-31 | 2023-06-14 13:47 | Deemed Ex Ante Team | In million sq. ft. of floor area (minima set to 1,000 sq. ft.) | 2024-03-22 19:42 | Deemed Ex Ante Team | Set ExpiryDate to 2025-12-31 to enable building vintage consolidation for DEER2026 measures
Com | Com | For commercial aggregated building type | SCn | CZ06 | Ex | Any | 68.987 | DEER2026 | 2026-01-01 |  | 2024-03-22 19:32 | Deemed Ex Ante Team | In million sq. ft. of floor area (minima set to 1,000 sq. ft.). Sum of Ex, Old, Recent of DEER2020 version weights. | 2024-03-22 19:32 | Deemed Ex Ante Team
Com | Com | For commercial aggregated building type | SCn | CZ06 | New | Any | 0.645 | DEER2020 | 2020-01-01 | 2025-12-31 | 2023-06-14 13:47 | Deemed Ex Ante Team | In million sq. ft. of floor area (minima set to 1,000 sq. ft.) | 2024-03-22 19:42 | Deemed Ex Ante Team | Set ExpiryDate to 2025-12-31 to enable building vintage consolidation for DEER2026 measures
Com | Com | For commercial aggregated building type | SCn | CZ06 | New | Any | 0.645 | DEER2026 | 2026-01-01 |  | 2024-03-22 19:32 | Deemed Ex Ante Team | In million sq. ft. of floor area (minima set to 1,000 sq. ft.). | 2024-03-22 19:32 | Deemed Ex Ante Team
Com | Com | For commercial aggregated building type | SCn | CZ06 | Old | Any | 53.978 | DEER2020 | 2020-01-01 | 2025-12-31 | 2023-06-14 13:47 | Deemed Ex Ante Team | In million sq. ft. of floor area (minima set to 1,000 sq. ft.) | 2024-03-22 19:42 | Deemed Ex Ante Team | Set ExpiryDate to 2025-12-31 to enable building vintage consolidation for DEER2026 measures
Com | Com | For commercial aggregated building type | SCn | CZ06 | Rec | Any | 2.578 | DEER2020 | 2020-01-01 | 2025-12-31 | 2023-06-14 13:47 | Deemed Ex Ante Team | In million sq. ft. of floor area (minima set to 1,000 sq. ft.) | 2024-03-22 19:42 | Deemed Ex Ante Team | Set ExpiryDate to 2025-12-31 to enable building vintage consolidation for DEER2026 measures
Com | Com | For commercial aggregated building type | SCn | CZ07 | Ex | Any | 5.235 | DEER2020 | 2020-01-01 | 2025-12-31 | 2023-06-14 13:47 | Deemed Ex Ante Team | In million sq. ft. of floor area (minima set to 1,000 sq. ft.) | 2024-03-22 19:42 | Deemed Ex Ante Team | Set ExpiryDate to 2025-12-31 to enable building vintage consolidation for DEER2026 measures
Com | Com | For commercial aggregated building type | SCn | CZ07 | Ex | Any | 24.78 | DEER2026 | 2026-01-01 |  | 2024-03-22 19:32 | Deemed Ex Ante Team | In million sq. ft. of floor area (minima set to 1,000 sq. ft.). Sum of Ex, Old, Recent of DEER2020 version weights. | 2024-03-22 19:32 | Deemed Ex Ante Team
Com | Com | For commercial aggregated building type | SCn | CZ07 | New | Any | 0.26 | DEER2020 | 2020-01-01 | 2025-12-31 | 2023-06-14 13:47 | Deemed Ex Ante Team | In million sq. ft. of floor area (minima set to 1,000 sq. ft.) | 2024-03-22 19:42 | Deemed Ex Ante Team | Set ExpiryDate to 2025-12-31 to enable building vintage consolidation for DEER2026 measures
Com | Com | For commercial aggregated building type | SCn | CZ07 | New | Any | 0.26 | DEER2026 | 2026-01-01 |  | 2024-03-22 19:32 | Deemed Ex Ante Team | In million sq. ft. of floor area (minima set to 1,000 sq. ft.). | 2024-03-22 19:32 | Deemed Ex Ante Team
Com | Com | For commercial aggregated building type | SCn | CZ07 | Old | Any | 18.505 | DEER2020 | 2020-01-01 | 2025-12-31 | 2023-06-14 13:47 | Deemed Ex Ante Team | In million sq. ft. of floor area (minima set to 1,000 sq. ft.) | 2024-03-22 19:42 | Deemed Ex Ante Team | Set ExpiryDate to 2025-12-31 to enable building vintage consolidation for DEER2026 measures
Com | Com | For commercial aggregated building type | SCn | CZ07 | Rec | Any | 1.04 | DEER2020 | 2020-01-01 | 2025-12-31 | 2023-06-14 13:47 | Deemed Ex Ante Team | In million sq. ft. of floor area (minima set to 1,000 sq. ft.) | 2024-03-22 19:42 | Deemed Ex Ante Team | Set ExpiryDate to 2025-12-31 to enable building vintage consolidation for DEER2026 measures
Com | Com | For commercial aggregated building type | SCn | CZ08 | Ex | Any | 35.301 | DEER2020 | 2020-01-01 | 2025-12-31 | 2023-06-14 13:47 | Deemed Ex Ante Team | In million sq. ft. of floor area (minima set to 1,000 sq. ft.) | 2024-03-22 19:42 | Deemed Ex Ante Team | Set ExpiryDate to 2025-12-31 to enable building vintage consolidation for DEER2026 measures
Com | Com | For commercial aggregated building type | SCn | CZ08 | Ex | Any | 200.11 | DEER2026 | 2026-01-01 |  | 2024-03-22 19:32 | Deemed Ex Ante Team | In million sq. ft. of floor area (minima set to 1,000 sq. ft.). Sum of Ex, Old, Recent of DEER2020 version weights. | 2024-03-22 19:32 | Deemed Ex Ante Team
Com | Com | For commercial aggregated building type | SCn | CZ08 | New | Any | 1.838 | DEER2020 | 2020-01-01 | 2025-12-31 | 2023-06-14 13:47 | Deemed Ex Ante Team | In million sq. ft. of floor area (minima set to 1,000 sq. ft.) | 2024-03-22 19:42 | Deemed Ex Ante Team | Set ExpiryDate to 2025-12-31 to enable building vintage consolidation for DEER2026 measures
Com | Com | For commercial aggregated building type | SCn | CZ08 | New | Any | 1.838 | DEER2026 | 2026-01-01 |  | 2024-03-22 19:32 | Deemed Ex Ante Team | In million sq. ft. of floor area (minima set to 1,000 sq. ft.). | 2024-03-22 19:32 | Deemed Ex Ante Team
Com | Com | For commercial aggregated building type | SCn | CZ08 | Old | Any | 157.456 | DEER2020 | 2020-01-01 | 2025-12-31 | 2023-06-14 13:47 | Deemed Ex Ante Team | In million sq. ft. of floor area (minima set to 1,000 sq. ft.) | 2024-03-22 19:42 | Deemed Ex Ante Team | Set ExpiryDate to 2025-12-31 to enable building vintage consolidation for DEER2026 measures
Com | Com | For commercial aggregated building type | SCn | CZ08 | Rec | Any | 7.353 | DEER2020 | 2020-01-01 | 2025-12-31 | 2023-06-14 13:47 | Deemed Ex Ante Team | In million sq. ft. of floor area (minima set to 1,000 sq. ft.) | 2024-03-22 19:42 | Deemed Ex Ante Team | Set ExpiryDate to 2025-12-31 to enable building vintage consolidation for DEER2026 measures
Com | Com | For commercial aggregated building type | SCn | CZ09 | Ex | Any | 19.461 | DEER2020 | 2020-01-01 | 2025-12-31 | 2023-06-14 13:47 | Deemed Ex Ante Team | In million sq. ft. of floor area (minima set to 1,000 sq. ft.) | 2024-03-22 19:42 | Deemed Ex Ante Team | Set ExpiryDate to 2025-12-31 to enable building vintage consolidation for DEER2026 measures
Com | Com | For commercial aggregated building type | SCn | CZ09 | Ex | Any | 94.136 | DEER2026 | 2026-01-01 |  | 2024-03-22 19:32 | Deemed Ex Ante Team | In million sq. ft. of floor area (minima set to 1,000 sq. ft.). Sum of Ex, Old, Recent of DEER2020 version weights. | 2024-03-22 19:32 | Deemed Ex Ante Team
Com | Com | For commercial aggregated building type | SCn | CZ09 | New | Any | 0.959 | DEER2020 | 2020-01-01 | 2025-12-31 | 2023-06-14 13:47 | Deemed Ex Ante Team | In million sq. ft. of floor area (minima set to 1,000 sq. ft.) | 2024-03-22 19:42 | Deemed Ex Ante Team | Set ExpiryDate to 2025-12-31 to enable building vintage consolidation for DEER2026 measures
Com | Com | For commercial aggregated building type | SCn | CZ09 | New | Any | 0.959 | DEER2026 | 2026-01-01 |  | 2024-03-22 19:32 | Deemed Ex Ante Team | In million sq. ft. of floor area (minima set to 1,000 sq. ft.). | 2024-03-22 19:32 | Deemed Ex Ante Team
Com | Com | For commercial aggregated building type | SCn | CZ09 | Old | Any | 70.84 | DEER2020 | 2020-01-01 | 2025-12-31 | 2023-06-14 13:47 | Deemed Ex Ante Team | In million sq. ft. of floor area (minima set to 1,000 sq. ft.) | 2024-03-22 19:42 | Deemed Ex Ante Team | Set ExpiryDate to 2025-12-31 to enable building vintage consolidation for DEER2026 measures
Com | Com | For commercial aggregated building type | SCn | CZ09 | Rec | Any | 3.835 | DEER2020 | 2020-01-01 | 2025-12-31 | 2023-06-14 13:47 | Deemed Ex Ante Team | In million sq. ft. of floor area (minima set to 1,000 sq. ft.) | 2024-03-22 19:42 | Deemed Ex Ante Team | Set ExpiryDate to 2025-12-31 to enable building vintage consolidation for DEER2026 measures
Com | Com | For commercial aggregated building type | SCn | CZ10 | Ex | Any | 97.119 | DEER2020 | 2020-01-01 | 2025-12-31 | 2023-06-14 13:47 | Deemed Ex Ante Team | In million sq. ft. of floor area (minima set to 1,000 sq. ft.) | 2024-03-22 19:42 | Deemed Ex Ante Team | Set ExpiryDate to 2025-12-31 to enable building vintage consolidation for DEER2026 measures
Com | Com | For commercial aggregated building type | SCn | CZ10 | Ex | Any | 208.186 | DEER2026 | 2026-01-01 |  | 2024-03-22 19:32 | Deemed Ex Ante Team | In million sq. ft. of floor area (minima set to 1,000 sq. ft.). Sum of Ex, Old, Recent of DEER2020 version weights. | 2024-03-22 19:32 | Deemed Ex Ante Team
Com | Com | For commercial aggregated building type | SCn | CZ10 | New | Any | 5.673 | DEER2020 | 2020-01-01 | 2025-12-31 | 2023-06-14 13:47 | Deemed Ex Ante Team | In million sq. ft. of floor area (minima set to 1,000 sq. ft.) | 2024-03-22 19:42 | Deemed Ex Ante Team | Set ExpiryDate to 2025-12-31 to enable building vintage consolidation for DEER2026 measures
Com | Com | For commercial aggregated building type | SCn | CZ10 | New | Any | 5.673 | DEER2026 | 2026-01-01 |  | 2024-03-22 19:32 | Deemed Ex Ante Team | In million sq. ft. of floor area (minima set to 1,000 sq. ft.). | 2024-03-22 19:32 | Deemed Ex Ante Team
Com | Com | For commercial aggregated building type | SCn | CZ10 | Old | Any | 88.376 | DEER2020 | 2020-01-01 | 2025-12-31 | 2023-06-14 13:47 | Deemed Ex Ante Team | In million sq. ft. of floor area (minima set to 1,000 sq. ft.) | 2024-03-22 19:42 | Deemed Ex Ante Team | Set ExpiryDate to 2025-12-31 to enable building vintage consolidation for DEER2026 measures
Com | Com | For commercial aggregated building type | SCn | CZ10 | Rec | Any | 22.691 | DEER2020 | 2020-01-01 | 2025-12-31 | 2023-06-14 13:47 | Deemed Ex Ante Team | In million sq. ft. of floor area (minima set to 1,000 sq. ft.) | 2024-03-22 19:42 | Deemed Ex Ante Team | Set ExpiryDate to 2025-12-31 to enable building vintage consolidation for DEER2026 measures
Com | Com | For commercial aggregated building type | SCn | CZ11 | Ex | Any | 3.41 | DEER2020 | 2020-01-01 | 2025-12-31 | 2023-06-14 13:47 | Deemed Ex Ante Team | In million sq. ft. of floor area (minima set to 1,000 sq. ft.) | 2024-03-22 19:42 | Deemed Ex Ante Team | Set ExpiryDate to 2025-12-31 to enable building vintage consolidation for DEER2026 measures
Com | Com | For commercial aggregated building type | SCn | CZ11 | Ex | Any | 10.889 | DEER2026 | 2026-01-01 |  | 2024-03-22 19:32 | Deemed Ex Ante Team | In million sq. ft. of floor area (minima set to 1,000 sq. ft.). Sum of Ex, Old, Recent of DEER2020 version weights. | 2024-03-22 19:32 | Deemed Ex Ante Team
Com | Com | For commercial aggregated building type | SCn | CZ11 | New | Any | 0.171 | DEER2020 | 2020-01-01 | 2025-12-31 | 2023-06-14 13:47 | Deemed Ex Ante Team | In million sq. ft. of floor area (minima set to 1,000 sq. ft.) | 2024-03-22 19:42 | Deemed Ex Ante Team | Set ExpiryDate to 2025-12-31 to enable building vintage consolidation for DEER2026 measures
Com | Com | For commercial aggregated building type | SCn | CZ11 | New | Any | 0.171 | DEER2026 | 2026-01-01 |  | 2024-03-22 19:32 | Deemed Ex Ante Team | In million sq. ft. of floor area (minima set to 1,000 sq. ft.). | 2024-03-22 19:32 | Deemed Ex Ante Team
Com | Com | For commercial aggregated building type | SCn | CZ11 | Old | Any | 6.795 | DEER2020 | 2020-01-01 | 2025-12-31 | 2023-06-14 13:47 | Deemed Ex Ante Team | In million sq. ft. of floor area (minima set to 1,000 sq. ft.) | 2024-03-22 19:42 | Deemed Ex Ante Team | Set ExpiryDate to 2025-12-31 to enable building vintage consolidation for DEER2026 measures
Com | Com | For commercial aggregated building type | SCn | CZ11 | Rec | Any | 0.684 | DEER2020 | 2020-01-01 | 2025-12-31 | 2023-06-14 13:47 | Deemed Ex Ante Team | In million sq. ft. of floor area (minima set to 1,000 sq. ft.) | 2024-03-22 19:42 | Deemed Ex Ante Team | Set ExpiryDate to 2025-12-31 to enable building vintage consolidation for DEER2026 measures
Com | Com | For commercial aggregated building type | SCn | CZ12 | Ex | Any | 12.215 | DEER2020 | 2020-01-01 | 2025-12-31 | 2023-06-14 13:47 | Deemed Ex Ante Team | In million sq. ft. of floor area (minima set to 1,000 sq. ft.) | 2024-03-22 19:42 | Deemed Ex Ante Team | Set ExpiryDate to 2025-12-31 to enable building vintage consolidation for DEER2026 measures
Com | Com | For commercial aggregated building type | SCn | CZ12 | Ex | Any | 43.387 | DEER2026 | 2026-01-01 |  | 2024-03-22 19:32 | Deemed Ex Ante Team | In million sq. ft. of floor area (minima set to 1,000 sq. ft.). Sum of Ex, Old, Recent of DEER2020 version weights. | 2024-03-22 19:32 | Deemed Ex Ante Team
Com | Com | For commercial aggregated building type | SCn | CZ12 | New | Any | 0.647 | DEER2020 | 2020-01-01 | 2025-12-31 | 2023-06-14 13:47 | Deemed Ex Ante Team | In million sq. ft. of floor area (minima set to 1,000 sq. ft.) | 2024-03-22 19:42 | Deemed Ex Ante Team | Set ExpiryDate to 2025-12-31 to enable building vintage consolidation for DEER2026 measures
Com | Com | For commercial aggregated building type | SCn | CZ12 | New | Any | 0.647 | DEER2026 | 2026-01-01 |  | 2024-03-22 19:32 | Deemed Ex Ante Team | In million sq. ft. of floor area (minima set to 1,000 sq. ft.). | 2024-03-22 19:32 | Deemed Ex Ante Team
Com | Com | For commercial aggregated building type | SCn | CZ12 | Old | Any | 28.584 | DEER2020 | 2020-01-01 | 2025-12-31 | 2023-06-14 13:47 | Deemed Ex Ante Team | In million sq. ft. of floor area (minima set to 1,000 sq. ft.) | 2024-03-22 19:42 | Deemed Ex Ante Team | Set ExpiryDate to 2025-12-31 to enable building vintage consolidation for DEER2026 measures
Com | Com | For commercial aggregated building type | SCn | CZ12 | Rec | Any | 2.588 | DEER2020 | 2020-01-01 | 2025-12-31 | 2023-06-14 13:47 | Deemed Ex Ante Team | In million sq. ft. of floor area (minima set to 1,000 sq. ft.) | 2024-03-22 19:42 | Deemed Ex Ante Team | Set ExpiryDate to 2025-12-31 to enable building vintage consolidation for DEER2026 measures
Com | Com | For commercial aggregated building type | SCn | CZ13 | Ex | Any | 11.311 | DEER2020 | 2020-01-01 | 2025-12-31 | 2023-06-14 13:47 | Deemed Ex Ante Team | In million sq. ft. of floor area (minima set to 1,000 sq. ft.) | 2024-03-22 19:42 | Deemed Ex Ante Team | Set ExpiryDate to 2025-12-31 to enable building vintage consolidation for DEER2026 measures
Com | Com | For commercial aggregated building type | SCn | CZ13 | Ex | Any | 35.653 | DEER2026 | 2026-01-01 |  | 2024-03-22 19:32 | Deemed Ex Ante Team | In million sq. ft. of floor area (minima set to 1,000 sq. ft.). Sum of Ex, Old, Recent of DEER2020 version weights. | 2024-03-22 19:32 | Deemed Ex Ante Team
Com | Com | For commercial aggregated building type | SCn | CZ13 | New | Any | 0.584 | DEER2020 | 2020-01-01 | 2025-12-31 | 2023-06-14 13:47 | Deemed Ex Ante Team | In million sq. ft. of floor area (minima set to 1,000 sq. ft.) | 2024-03-22 19:42 | Deemed Ex Ante Team | Set ExpiryDate to 2025-12-31 to enable building vintage consolidation for DEER2026 measures
Com | Com | For commercial aggregated building type | SCn | CZ13 | New | Any | 0.584 | DEER2026 | 2026-01-01 |  | 2024-03-22 19:32 | Deemed Ex Ante Team | In million sq. ft. of floor area (minima set to 1,000 sq. ft.). | 2024-03-22 19:32 | Deemed Ex Ante Team
Com | Com | For commercial aggregated building type | SCn | CZ13 | Old | Any | 22.005 | DEER2020 | 2020-01-01 | 2025-12-31 | 2023-06-14 13:47 | Deemed Ex Ante Team | In million sq. ft. of floor area (minima set to 1,000 sq. ft.) | 2024-03-22 19:42 | Deemed Ex Ante Team | Set ExpiryDate to 2025-12-31 to enable building vintage consolidation for DEER2026 measures
Com | Com | For commercial aggregated building type | SCn | CZ13 | Rec | Any | 2.337 | DEER2020 | 2020-01-01 | 2025-12-31 | 2023-06-14 13:47 | Deemed Ex Ante Team | In million sq. ft. of floor area (minima set to 1,000 sq. ft.) | 2024-03-22 19:42 | Deemed Ex Ante Team | Set ExpiryDate to 2025-12-31 to enable building vintage consolidation for DEER2026 measures
Com | Com | For commercial aggregated building type | SCn | CZ14 | Ex | Any | 1.881 | DEER2020 | 2020-01-01 | 2025-12-31 | 2023-06-14 13:47 | Deemed Ex Ante Team | In million sq. ft. of floor area (minima set to 1,000 sq. ft.) | 2024-03-22 19:42 | Deemed Ex Ante Team | Set ExpiryDate to 2025-12-31 to enable building vintage consolidation for DEER2026 measures
Com | Com | For commercial aggregated building type | SCn | CZ14 | Ex | Any | 4.556 | DEER2026 | 2026-01-01 |  | 2024-03-22 19:32 | Deemed Ex Ante Team | In million sq. ft. of floor area (minima set to 1,000 sq. ft.). Sum of Ex, Old, Recent of DEER2020 version weights. | 2024-03-22 19:32 | Deemed Ex Ante Team
Com | Com | For commercial aggregated building type | SCn | CZ14 | New | Any | 0.109 | DEER2020 | 2020-01-01 | 2025-12-31 | 2023-06-14 13:47 | Deemed Ex Ante Team | In million sq. ft. of floor area (minima set to 1,000 sq. ft.) | 2024-03-22 19:42 | Deemed Ex Ante Team | Set ExpiryDate to 2025-12-31 to enable building vintage consolidation for DEER2026 measures
Com | Com | For commercial aggregated building type | SCn | CZ14 | New | Any | 0.109 | DEER2026 | 2026-01-01 |  | 2024-03-22 19:32 | Deemed Ex Ante Team | In million sq. ft. of floor area (minima set to 1,000 sq. ft.). | 2024-03-22 19:32 | Deemed Ex Ante Team
Com | Com | For commercial aggregated building type | SCn | CZ14 | Old | Any | 2.24 | DEER2020 | 2020-01-01 | 2025-12-31 | 2023-06-14 13:47 | Deemed Ex Ante Team | In million sq. ft. of floor area (minima set to 1,000 sq. ft.) | 2024-03-22 19:42 | Deemed Ex Ante Team | Set ExpiryDate to 2025-12-31 to enable building vintage consolidation for DEER2026 measures
Com | Com | For commercial aggregated building type | SCn | CZ14 | Rec | Any | 0.435 | DEER2020 | 2020-01-01 | 2025-12-31 | 2023-06-14 13:47 | Deemed Ex Ante Team | In million sq. ft. of floor area (minima set to 1,000 sq. ft.) | 2024-03-22 19:42 | Deemed Ex Ante Team | Set ExpiryDate to 2025-12-31 to enable building vintage consolidation for DEER2026 measures
Com | Com | For commercial aggregated building type | SCn | CZ15 | Ex | Any | 1.751 | DEER2020 | 2020-01-01 | 2025-12-31 | 2023-06-14 13:47 | Deemed Ex Ante Team | In million sq. ft. of floor area (minima set to 1,000 sq. ft.) | 2024-03-22 19:42 | Deemed Ex Ante Team | Set ExpiryDate to 2025-12-31 to enable building vintage consolidation for DEER2026 measures
Com | Com | For commercial aggregated building type | SCn | CZ15 | Ex | Any | 3.671 | DEER2026 | 2026-01-01 |  | 2024-03-22 19:32 | Deemed Ex Ante Team | In million sq. ft. of floor area (minima set to 1,000 sq. ft.). Sum of Ex, Old, Recent of DEER2020 version weights. | 2024-03-22 19:32 | Deemed Ex Ante Team
Com | Com | For commercial aggregated building type | SCn | CZ15 | New | Any | 0.103 | DEER2020 | 2020-01-01 | 2025-12-31 | 2023-06-14 13:47 | Deemed Ex Ante Team | In million sq. ft. of floor area (minima set to 1,000 sq. ft.) | 2024-03-22 19:42 | Deemed Ex Ante Team | Set ExpiryDate to 2025-12-31 to enable building vintage consolidation for DEER2026 measures
Com | Com | For commercial aggregated building type | SCn | CZ15 | New | Any | 0.103 | DEER2026 | 2026-01-01 |  | 2024-03-22 19:32 | Deemed Ex Ante Team | In million sq. ft. of floor area (minima set to 1,000 sq. ft.). | 2024-03-22 19:32 | Deemed Ex Ante Team
Com | Com | For commercial aggregated building type | SCn | CZ15 | Old | Any | 1.509 | DEER2020 | 2020-01-01 | 2025-12-31 | 2023-06-14 13:47 | Deemed Ex Ante Team | In million sq. ft. of floor area (minima set to 1,000 sq. ft.) | 2024-03-22 19:42 | Deemed Ex Ante Team | Set ExpiryDate to 2025-12-31 to enable building vintage consolidation for DEER2026 measures
Com | Com | For commercial aggregated building type | SCn | CZ15 | Rec | Any | 0.411 | DEER2020 | 2020-01-01 | 2025-12-31 | 2023-06-14 13:47 | Deemed Ex Ante Team | In million sq. ft. of floor area (minima set to 1,000 sq. ft.) | 2024-03-22 19:42 | Deemed Ex Ante Team | Set ExpiryDate to 2025-12-31 to enable building vintage consolidation for DEER2026 measures
Com | Com | For commercial aggregated building type | SCn | CZ16 | Ex | Any | 2.13 | DEER2020 | 2020-01-01 | 2025-12-31 | 2023-06-14 13:47 | Deemed Ex Ante Team | In million sq. ft. of floor area (minima set to 1,000 sq. ft.) | 2024-03-22 19:42 | Deemed Ex Ante Team | Set ExpiryDate to 2025-12-31 to enable building vintage consolidation for DEER2026 measures
Com | Com | For commercial aggregated building type | SCn | CZ16 | Ex | Any | 5.069 | DEER2026 | 2026-01-01 |  | 2024-03-22 19:32 | Deemed Ex Ante Team | In million sq. ft. of floor area (minima set to 1,000 sq. ft.). Sum of Ex, Old, Recent of DEER2020 version weights. | 2024-03-22 19:32 | Deemed Ex Ante Team
Com | Com | For commercial aggregated building type | SCn | CZ16 | New | Any | 0.122 | DEER2020 | 2020-01-01 | 2025-12-31 | 2023-06-14 13:47 | Deemed Ex Ante Team | In million sq. ft. of floor area (minima set to 1,000 sq. ft.) | 2024-03-22 19:42 | Deemed Ex Ante Team | Set ExpiryDate to 2025-12-31 to enable building vintage consolidation for DEER2026 measures
Com | Com | For commercial aggregated building type | SCn | CZ16 | New | Any | 0.122 | DEER2026 | 2026-01-01 |  | 2024-03-22 19:32 | Deemed Ex Ante Team | In million sq. ft. of floor area (minima set to 1,000 sq. ft.). | 2024-03-22 19:32 | Deemed Ex Ante Team
Com | Com | For commercial aggregated building type | SCn | CZ16 | Old | Any | 2.454 | DEER2020 | 2020-01-01 | 2025-12-31 | 2023-06-14 13:47 | Deemed Ex Ante Team | In million sq. ft. of floor area (minima set to 1,000 sq. ft.) | 2024-03-22 19:42 | Deemed Ex Ante Team | Set ExpiryDate to 2025-12-31 to enable building vintage consolidation for DEER2026 measures
Com | Com | For commercial aggregated building type | SCn | CZ16 | Rec | Any | 0.485 | DEER2020 | 2020-01-01 | 2025-12-31 | 2023-06-14 13:47 | Deemed Ex Ante Team | In million sq. ft. of floor area (minima set to 1,000 sq. ft.) | 2024-03-22 19:42 | Deemed Ex Ante Team | Set ExpiryDate to 2025-12-31 to enable building vintage consolidation for DEER2026 measures
Com | Com | For commercial aggregated building type | SUn | CZ01 | Ex | Any | 0.376 | DEER2020 | 2020-01-01 | 2025-12-31 | 2023-06-14 13:47 | Deemed Ex Ante Team | In million sq. ft. of floor area (minima set to 1,000 sq. ft.) | 2024-03-22 19:42 | Deemed Ex Ante Team | Set ExpiryDate to 2025-12-31 to enable building vintage consolidation for DEER2026 measures
Com | Com | For commercial aggregated building type | SUn | CZ01 | Ex | Any | 1.447 | DEER2026 | 2026-01-01 |  | 2024-03-22 19:32 | Deemed Ex Ante Team | In million sq. ft. of floor area (minima set to 1,000 sq. ft.). Sum of Ex, Old, Recent of DEER2020 version weights. | 2024-03-22 19:32 | Deemed Ex Ante Team
Com | Com | For commercial aggregated building type | SUn | CZ01 | New | Any | 0.015 | DEER2020 | 2020-01-01 | 2025-12-31 | 2023-06-14 13:47 | Deemed Ex Ante Team | In million sq. ft. of floor area (minima set to 1,000 sq. ft.) | 2024-03-22 19:42 | Deemed Ex Ante Team | Set ExpiryDate to 2025-12-31 to enable building vintage consolidation for DEER2026 measures
Com | Com | For commercial aggregated building type | SUn | CZ01 | New | Any | 0.015 | DEER2026 | 2026-01-01 |  | 2024-03-22 19:32 | Deemed Ex Ante Team | In million sq. ft. of floor area (minima set to 1,000 sq. ft.). | 2024-03-22 19:32 | Deemed Ex Ante Team
Com | Com | For commercial aggregated building type | SUn | CZ01 | Old | Any | 1.011 | DEER2020 | 2020-01-01 | 2025-12-31 | 2023-06-14 13:47 | Deemed Ex Ante Team | In million sq. ft. of floor area (minima set to 1,000 sq. ft.) | 2024-03-22 19:42 | Deemed Ex Ante Team | Set ExpiryDate to 2025-12-31 to enable building vintage consolidation for DEER2026 measures
Com | Com | For commercial aggregated building type | SUn | CZ01 | Rec | Any | 0.06 | DEER2020 | 2020-01-01 | 2025-12-31 | 2023-06-14 13:47 | Deemed Ex Ante Team | In million sq. ft. of floor area (minima set to 1,000 sq. ft.) | 2024-03-22 19:42 | Deemed Ex Ante Team | Set ExpiryDate to 2025-12-31 to enable building vintage consolidation for DEER2026 measures
Com | Com | For commercial aggregated building type | SUn | CZ02 | Ex | Any | 1.786 | DEER2020 | 2020-01-01 | 2025-12-31 | 2023-06-14 13:47 | Deemed Ex Ante Team | In million sq. ft. of floor area (minima set to 1,000 sq. ft.) | 2024-03-22 19:42 | Deemed Ex Ante Team | Set ExpiryDate to 2025-12-31 to enable building vintage consolidation for DEER2026 measures
Com | Com | For commercial aggregated building type | SUn | CZ02 | Ex | Any | 10.893 | DEER2026 | 2026-01-01 |  | 2024-03-22 19:32 | Deemed Ex Ante Team | In million sq. ft. of floor area (minima set to 1,000 sq. ft.). Sum of Ex, Old, Recent of DEER2020 version weights. | 2024-03-22 19:32 | Deemed Ex Ante Team
Com | Com | For commercial aggregated building type | SUn | CZ02 | New | Any | 0.089 | DEER2020 | 2020-01-01 | 2025-12-31 | 2023-06-14 13:47 | Deemed Ex Ante Team | In million sq. ft. of floor area (minima set to 1,000 sq. ft.) | 2024-03-22 19:42 | Deemed Ex Ante Team | Set ExpiryDate to 2025-12-31 to enable building vintage consolidation for DEER2026 measures
Com | Com | For commercial aggregated building type | SUn | CZ02 | New | Any | 0.089 | DEER2026 | 2026-01-01 |  | 2024-03-22 19:32 | Deemed Ex Ante Team | In million sq. ft. of floor area (minima set to 1,000 sq. ft.). | 2024-03-22 19:32 | Deemed Ex Ante Team
Com | Com | For commercial aggregated building type | SUn | CZ02 | Old | Any | 8.752 | DEER2020 | 2020-01-01 | 2025-12-31 | 2023-06-14 13:47 | Deemed Ex Ante Team | In million sq. ft. of floor area (minima set to 1,000 sq. ft.) | 2024-03-22 19:42 | Deemed Ex Ante Team | Set ExpiryDate to 2025-12-31 to enable building vintage consolidation for DEER2026 measures
Com | Com | For commercial aggregated building type | SUn | CZ02 | Rec | Any | 0.355 | DEER2020 | 2020-01-01 | 2025-12-31 | 2023-06-14 13:47 | Deemed Ex Ante Team | In million sq. ft. of floor area (minima set to 1,000 sq. ft.) | 2024-03-22 19:42 | Deemed Ex Ante Team | Set ExpiryDate to 2025-12-31 to enable building vintage consolidation for DEER2026 measures
Com | Com | For commercial aggregated building type | SUn | CZ03 | Ex | Any | 6.94 | DEER2020 | 2020-01-01 | 2025-12-31 | 2023-06-14 13:47 | Deemed Ex Ante Team | In million sq. ft. of floor area (minima set to 1,000 sq. ft.) | 2024-03-22 19:42 | Deemed Ex Ante Team | Set ExpiryDate to 2025-12-31 to enable building vintage consolidation for DEER2026 measures
Com | Com | For commercial aggregated building type | SUn | CZ03 | Ex | Any | 57.949 | DEER2026 | 2026-01-01 |  | 2024-03-22 19:32 | Deemed Ex Ante Team | In million sq. ft. of floor area (minima set to 1,000 sq. ft.). Sum of Ex, Old, Recent of DEER2020 version weights. | 2024-03-22 19:32 | Deemed Ex Ante Team
Com | Com | For commercial aggregated building type | SUn | CZ03 | New | Any | 0.467 | DEER2020 | 2020-01-01 | 2025-12-31 | 2023-06-14 13:47 | Deemed Ex Ante Team | In million sq. ft. of floor area (minima set to 1,000 sq. ft.) | 2024-03-22 19:42 | Deemed Ex Ante Team | Set ExpiryDate to 2025-12-31 to enable building vintage consolidation for DEER2026 measures
Com | Com | For commercial aggregated building type | SUn | CZ03 | New | Any | 0.467 | DEER2026 | 2026-01-01 |  | 2024-03-22 19:32 | Deemed Ex Ante Team | In million sq. ft. of floor area (minima set to 1,000 sq. ft.). | 2024-03-22 19:32 | Deemed Ex Ante Team
Com | Com | For commercial aggregated building type | SUn | CZ03 | Old | Any | 49.141 | DEER2020 | 2020-01-01 | 2025-12-31 | 2023-06-14 13:47 | Deemed Ex Ante Team | In million sq. ft. of floor area (minima set to 1,000 sq. ft.) | 2024-03-22 19:42 | Deemed Ex Ante Team | Set ExpiryDate to 2025-12-31 to enable building vintage consolidation for DEER2026 measures
Com | Com | For commercial aggregated building type | SUn | CZ03 | Rec | Any | 1.868 | DEER2020 | 2020-01-01 | 2025-12-31 | 2023-06-14 13:47 | Deemed Ex Ante Team | In million sq. ft. of floor area (minima set to 1,000 sq. ft.) | 2024-03-22 19:42 | Deemed Ex Ante Team | Set ExpiryDate to 2025-12-31 to enable building vintage consolidation for DEER2026 measures
Com | Com | For commercial aggregated building type | SUn | CZ04 | Ex | Any | 3.447 | DEER2020 | 2020-01-01 | 2025-12-31 | 2023-06-14 13:47 | Deemed Ex Ante Team | In million sq. ft. of floor area (minima set to 1,000 sq. ft.) | 2024-03-22 19:42 | Deemed Ex Ante Team | Set ExpiryDate to 2025-12-31 to enable building vintage consolidation for DEER2026 measures
Com | Com | For commercial aggregated building type | SUn | CZ04 | Ex | Any | 21.262 | DEER2026 | 2026-01-01 |  | 2024-03-22 19:32 | Deemed Ex Ante Team | In million sq. ft. of floor area (minima set to 1,000 sq. ft.). Sum of Ex, Old, Recent of DEER2020 version weights. | 2024-03-22 19:32 | Deemed Ex Ante Team
Com | Com | For commercial aggregated building type | SUn | CZ04 | New | Any | 0.17 | DEER2020 | 2020-01-01 | 2025-12-31 | 2023-06-14 13:47 | Deemed Ex Ante Team | In million sq. ft. of floor area (minima set to 1,000 sq. ft.) | 2024-03-22 19:42 | Deemed Ex Ante Team | Set ExpiryDate to 2025-12-31 to enable building vintage consolidation for DEER2026 measures
Com | Com | For commercial aggregated building type | SUn | CZ04 | New | Any | 0.17 | DEER2026 | 2026-01-01 |  | 2024-03-22 19:32 | Deemed Ex Ante Team | In million sq. ft. of floor area (minima set to 1,000 sq. ft.). | 2024-03-22 19:32 | Deemed Ex Ante Team
Com | Com | For commercial aggregated building type | SUn | CZ04 | Old | Any | 17.135 | DEER2020 | 2020-01-01 | 2025-12-31 | 2023-06-14 13:47 | Deemed Ex Ante Team | In million sq. ft. of floor area (minima set to 1,000 sq. ft.) | 2024-03-22 19:42 | Deemed Ex Ante Team | Set ExpiryDate to 2025-12-31 to enable building vintage consolidation for DEER2026 measures
Com | Com | For commercial aggregated building type | SUn | CZ04 | Rec | Any | 0.68 | DEER2020 | 2020-01-01 | 2025-12-31 | 2023-06-14 13:47 | Deemed Ex Ante Team | In million sq. ft. of floor area (minima set to 1,000 sq. ft.) | 2024-03-22 19:42 | Deemed Ex Ante Team | Set ExpiryDate to 2025-12-31 to enable building vintage consolidation for DEER2026 measures
Com | Com | For commercial aggregated building type | SUn | CZ05 | Ex | Any | 0.277 | DEER2020 | 2020-01-01 | 2025-12-31 | 2023-06-14 13:47 | Deemed Ex Ante Team | In million sq. ft. of floor area (minima set to 1,000 sq. ft.) | 2024-03-22 19:42 | Deemed Ex Ante Team | Set ExpiryDate to 2025-12-31 to enable building vintage consolidation for DEER2026 measures
Com | Com | For commercial aggregated building type | SUn | CZ05 | Ex | Any | 1.691 | DEER2026 | 2026-01-01 |  | 2024-03-22 19:32 | Deemed Ex Ante Team | In million sq. ft. of floor area (minima set to 1,000 sq. ft.). Sum of Ex, Old, Recent of DEER2020 version weights. | 2024-03-22 19:32 | Deemed Ex Ante Team
Com | Com | For commercial aggregated building type | SUn | CZ05 | New | Any | 0.015 | DEER2020 | 2020-01-01 | 2025-12-31 | 2023-06-14 13:47 | Deemed Ex Ante Team | In million sq. ft. of floor area (minima set to 1,000 sq. ft.) | 2024-03-22 19:42 | Deemed Ex Ante Team | Set ExpiryDate to 2025-12-31 to enable building vintage consolidation for DEER2026 measures
Com | Com | For commercial aggregated building type | SUn | CZ05 | New | Any | 0.015 | DEER2026 | 2026-01-01 |  | 2024-03-22 19:32 | Deemed Ex Ante Team | In million sq. ft. of floor area (minima set to 1,000 sq. ft.). | 2024-03-22 19:32 | Deemed Ex Ante Team
Com | Com | For commercial aggregated building type | SUn | CZ05 | Old | Any | 1.358 | DEER2020 | 2020-01-01 | 2025-12-31 | 2023-06-14 13:47 | Deemed Ex Ante Team | In million sq. ft. of floor area (minima set to 1,000 sq. ft.) | 2024-03-22 19:42 | Deemed Ex Ante Team | Set ExpiryDate to 2025-12-31 to enable building vintage consolidation for DEER2026 measures
Com | Com | For commercial aggregated building type | SUn | CZ05 | Rec | Any | 0.056 | DEER2020 | 2020-01-01 | 2025-12-31 | 2023-06-14 13:47 | Deemed Ex Ante Team | In million sq. ft. of floor area (minima set to 1,000 sq. ft.) | 2024-03-22 19:42 | Deemed Ex Ante Team | Set ExpiryDate to 2025-12-31 to enable building vintage consolidation for DEER2026 measures
Com | Com | For commercial aggregated building type | SUn | CZ06 | Ex | Any | 12.431 | DEER2020 | 2020-01-01 | 2025-12-31 | 2023-06-14 13:47 | Deemed Ex Ante Team | In million sq. ft. of floor area (minima set to 1,000 sq. ft.) | 2024-03-22 19:42 | Deemed Ex Ante Team | Set ExpiryDate to 2025-12-31 to enable building vintage consolidation for DEER2026 measures
Com | Com | For commercial aggregated building type | SUn | CZ06 | Ex | Any | 68.987 | DEER2026 | 2026-01-01 |  | 2024-03-22 19:32 | Deemed Ex Ante Team | In million sq. ft. of floor area (minima set to 1,000 sq. ft.). Sum of Ex, Old, Recent of DEER2020 version weights. | 2024-03-22 19:32 | Deemed Ex Ante Team
Com | Com | For commercial aggregated building type | SUn | CZ06 | New | Any | 0.645 | DEER2020 | 2020-01-01 | 2025-12-31 | 2023-06-14 13:47 | Deemed Ex Ante Team | In million sq. ft. of floor area (minima set to 1,000 sq. ft.) | 2024-03-22 19:42 | Deemed Ex Ante Team | Set ExpiryDate to 2025-12-31 to enable building vintage consolidation for DEER2026 measures
Com | Com | For commercial aggregated building type | SUn | CZ06 | New | Any | 0.645 | DEER2026 | 2026-01-01 |  | 2024-03-22 19:32 | Deemed Ex Ante Team | In million sq. ft. of floor area (minima set to 1,000 sq. ft.). | 2024-03-22 19:32 | Deemed Ex Ante Team
Com | Com | For commercial aggregated building type | SUn | CZ06 | Old | Any | 53.978 | DEER2020 | 2020-01-01 | 2025-12-31 | 2023-06-14 13:47 | Deemed Ex Ante Team | In million sq. ft. of floor area (minima set to 1,000 sq. ft.) | 2024-03-22 19:42 | Deemed Ex Ante Team | Set ExpiryDate to 2025-12-31 to enable building vintage consolidation for DEER2026 measures
Com | Com | For commercial aggregated building type | SUn | CZ06 | Rec | Any | 2.578 | DEER2020 | 2020-01-01 | 2025-12-31 | 2023-06-14 13:47 | Deemed Ex Ante Team | In million sq. ft. of floor area (minima set to 1,000 sq. ft.) | 2024-03-22 19:42 | Deemed Ex Ante Team | Set ExpiryDate to 2025-12-31 to enable building vintage consolidation for DEER2026 measures
Com | Com | For commercial aggregated building type | SUn | CZ07 | Ex | Any | 5.235 | DEER2020 | 2020-01-01 | 2025-12-31 | 2023-06-14 13:47 | Deemed Ex Ante Team | In million sq. ft. of floor area (minima set to 1,000 sq. ft.) | 2024-03-22 19:42 | Deemed Ex Ante Team | Set ExpiryDate to 2025-12-31 to enable building vintage consolidation for DEER2026 measures
Com | Com | For commercial aggregated building type | SUn | CZ07 | Ex | Any | 24.78 | DEER2026 | 2026-01-01 |  | 2024-03-22 19:32 | Deemed Ex Ante Team | In million sq. ft. of floor area (minima set to 1,000 sq. ft.). Sum of Ex, Old, Recent of DEER2020 version weights. | 2024-03-22 19:32 | Deemed Ex Ante Team
Com | Com | For commercial aggregated building type | SUn | CZ07 | New | Any | 0.26 | DEER2020 | 2020-01-01 | 2025-12-31 | 2023-06-14 13:47 | Deemed Ex Ante Team | In million sq. ft. of floor area (minima set to 1,000 sq. ft.) | 2024-03-22 19:42 | Deemed Ex Ante Team | Set ExpiryDate to 2025-12-31 to enable building vintage consolidation for DEER2026 measures
Com | Com | For commercial aggregated building type | SUn | CZ07 | New | Any | 0.26 | DEER2026 | 2026-01-01 |  | 2024-03-22 19:32 | Deemed Ex Ante Team | In million sq. ft. of floor area (minima set to 1,000 sq. ft.). | 2024-03-22 19:32 | Deemed Ex Ante Team
Com | Com | For commercial aggregated building type | SUn | CZ07 | Old | Any | 18.505 | DEER2020 | 2020-01-01 | 2025-12-31 | 2023-06-14 13:47 | Deemed Ex Ante Team | In million sq. ft. of floor area (minima set to 1,000 sq. ft.) | 2024-03-22 19:42 | Deemed Ex Ante Team | Set ExpiryDate to 2025-12-31 to enable building vintage consolidation for DEER2026 measures
Com | Com | For commercial aggregated building type | SUn | CZ07 | Rec | Any | 1.04 | DEER2020 | 2020-01-01 | 2025-12-31 | 2023-06-14 13:47 | Deemed Ex Ante Team | In million sq. ft. of floor area (minima set to 1,000 sq. ft.) | 2024-03-22 19:42 | Deemed Ex Ante Team | Set ExpiryDate to 2025-12-31 to enable building vintage consolidation for DEER2026 measures
Com | Com | For commercial aggregated building type | SUn | CZ08 | Ex | Any | 35.301 | DEER2020 | 2020-01-01 | 2025-12-31 | 2023-06-14 13:47 | Deemed Ex Ante Team | In million sq. ft. of floor area (minima set to 1,000 sq. ft.) | 2024-03-22 19:42 | Deemed Ex Ante Team | Set ExpiryDate to 2025-12-31 to enable building vintage consolidation for DEER2026 measures
Com | Com | For commercial aggregated building type | SUn | CZ08 | Ex | Any | 200.11 | DEER2026 | 2026-01-01 |  | 2024-03-22 19:32 | Deemed Ex Ante Team | In million sq. ft. of floor area (minima set to 1,000 sq. ft.). Sum of Ex, Old, Recent of DEER2020 version weights. | 2024-03-22 19:32 | Deemed Ex Ante Team
Com | Com | For commercial aggregated building type | SUn | CZ08 | New | Any | 1.838 | DEER2020 | 2020-01-01 | 2025-12-31 | 2023-06-14 13:47 | Deemed Ex Ante Team | In million sq. ft. of floor area (minima set to 1,000 sq. ft.) | 2024-03-22 19:42 | Deemed Ex Ante Team | Set ExpiryDate to 2025-12-31 to enable building vintage consolidation for DEER2026 measures
Com | Com | For commercial aggregated building type | SUn | CZ08 | New | Any | 1.838 | DEER2026 | 2026-01-01 |  | 2024-03-22 19:32 | Deemed Ex Ante Team | In million sq. ft. of floor area (minima set to 1,000 sq. ft.). | 2024-03-22 19:32 | Deemed Ex Ante Team
Com | Com | For commercial aggregated building type | SUn | CZ08 | Old | Any | 157.456 | DEER2020 | 2020-01-01 | 2025-12-31 | 2023-06-14 13:47 | Deemed Ex Ante Team | In million sq. ft. of floor area (minima set to 1,000 sq. ft.) | 2024-03-22 19:42 | Deemed Ex Ante Team | Set ExpiryDate to 2025-12-31 to enable building vintage consolidation for DEER2026 measures
Com | Com | For commercial aggregated building type | SUn | CZ08 | Rec | Any | 7.353 | DEER2020 | 2020-01-01 | 2025-12-31 | 2023-06-14 13:47 | Deemed Ex Ante Team | In million sq. ft. of floor area (minima set to 1,000 sq. ft.) | 2024-03-22 19:42 | Deemed Ex Ante Team | Set ExpiryDate to 2025-12-31 to enable building vintage consolidation for DEER2026 measures
Com | Com | For commercial aggregated building type | SUn | CZ09 | Ex | Any | 19.461 | DEER2020 | 2020-01-01 | 2025-12-31 | 2023-06-14 13:47 | Deemed Ex Ante Team | In million sq. ft. of floor area (minima set to 1,000 sq. ft.) | 2024-03-22 19:42 | Deemed Ex Ante Team | Set ExpiryDate to 2025-12-31 to enable building vintage consolidation for DEER2026 measures
Com | Com | For commercial aggregated building type | SUn | CZ09 | Ex | Any | 94.136 | DEER2026 | 2026-01-01 |  | 2024-03-22 19:32 | Deemed Ex Ante Team | In million sq. ft. of floor area (minima set to 1,000 sq. ft.). Sum of Ex, Old, Recent of DEER2020 version weights. | 2024-03-22 19:32 | Deemed Ex Ante Team
Com | Com | For commercial aggregated building type | SUn | CZ09 | New | Any | 0.959 | DEER2020 | 2020-01-01 | 2025-12-31 | 2023-06-14 13:47 | Deemed Ex Ante Team | In million sq. ft. of floor area (minima set to 1,000 sq. ft.) | 2024-03-22 19:42 | Deemed Ex Ante Team | Set ExpiryDate to 2025-12-31 to enable building vintage consolidation for DEER2026 measures
Com | Com | For commercial aggregated building type | SUn | CZ09 | New | Any | 0.959 | DEER2026 | 2026-01-01 |  | 2024-03-22 19:32 | Deemed Ex Ante Team | In million sq. ft. of floor area (minima set to 1,000 sq. ft.). | 2024-03-22 19:32 | Deemed Ex Ante Team
Com | Com | For commercial aggregated building type | SUn | CZ09 | Old | Any | 70.84 | DEER2020 | 2020-01-01 | 2025-12-31 | 2023-06-14 13:47 | Deemed Ex Ante Team | In million sq. ft. of floor area (minima set to 1,000 sq. ft.) | 2024-03-22 19:42 | Deemed Ex Ante Team | Set ExpiryDate to 2025-12-31 to enable building vintage consolidation for DEER2026 measures
Com | Com | For commercial aggregated building type | SUn | CZ09 | Rec | Any | 3.835 | DEER2020 | 2020-01-01 | 2025-12-31 | 2023-06-14 13:47 | Deemed Ex Ante Team | In million sq. ft. of floor area (minima set to 1,000 sq. ft.) | 2024-03-22 19:42 | Deemed Ex Ante Team | Set ExpiryDate to 2025-12-31 to enable building vintage consolidation for DEER2026 measures
Com | Com | For commercial aggregated building type | SUn | CZ10 | Ex | Any | 97.119 | DEER2020 | 2020-01-01 | 2025-12-31 | 2023-06-14 13:47 | Deemed Ex Ante Team | In million sq. ft. of floor area (minima set to 1,000 sq. ft.) | 2024-03-22 19:42 | Deemed Ex Ante Team | Set ExpiryDate to 2025-12-31 to enable building vintage consolidation for DEER2026 measures
Com | Com | For commercial aggregated building type | SUn | CZ10 | Ex | Any | 208.186 | DEER2026 | 2026-01-01 |  | 2024-03-22 19:32 | Deemed Ex Ante Team | In million sq. ft. of floor area (minima set to 1,000 sq. ft.). Sum of Ex, Old, Recent of DEER2020 version weights. | 2024-03-22 19:32 | Deemed Ex Ante Team
Com | Com | For commercial aggregated building type | SUn | CZ10 | New | Any | 5.673 | DEER2020 | 2020-01-01 | 2025-12-31 | 2023-06-14 13:47 | Deemed Ex Ante Team | In million sq. ft. of floor area (minima set to 1,000 sq. ft.) | 2024-03-22 19:42 | Deemed Ex Ante Team | Set ExpiryDate to 2025-12-31 to enable building vintage consolidation for DEER2026 measures
Com | Com | For commercial aggregated building type | SUn | CZ10 | New | Any | 5.673 | DEER2026 | 2026-01-01 |  | 2024-03-22 19:32 | Deemed Ex Ante Team | In million sq. ft. of floor area (minima set to 1,000 sq. ft.). | 2024-03-22 19:32 | Deemed Ex Ante Team
Com | Com | For commercial aggregated building type | SUn | CZ10 | Old | Any | 88.376 | DEER2020 | 2020-01-01 | 2025-12-31 | 2023-06-14 13:47 | Deemed Ex Ante Team | In million sq. ft. of floor area (minima set to 1,000 sq. ft.) | 2024-03-22 19:42 | Deemed Ex Ante Team | Set ExpiryDate to 2025-12-31 to enable building vintage consolidation for DEER2026 measures
Com | Com | For commercial aggregated building type | SUn | CZ10 | Rec | Any | 22.691 | DEER2020 | 2020-01-01 | 2025-12-31 | 2023-06-14 13:47 | Deemed Ex Ante Team | In million sq. ft. of floor area (minima set to 1,000 sq. ft.) | 2024-03-22 19:42 | Deemed Ex Ante Team | Set ExpiryDate to 2025-12-31 to enable building vintage consolidation for DEER2026 measures
Com | Com | For commercial aggregated building type | SUn | CZ11 | Ex | Any | 3.41 | DEER2020 | 2020-01-01 | 2025-12-31 | 2023-06-14 13:47 | Deemed Ex Ante Team | In million sq. ft. of floor area (minima set to 1,000 sq. ft.) | 2024-03-22 19:42 | Deemed Ex Ante Team | Set ExpiryDate to 2025-12-31 to enable building vintage consolidation for DEER2026 measures
Com | Com | For commercial aggregated building type | SUn | CZ11 | Ex | Any | 10.889 | DEER2026 | 2026-01-01 |  | 2024-03-22 19:32 | Deemed Ex Ante Team | In million sq. ft. of floor area (minima set to 1,000 sq. ft.). Sum of Ex, Old, Recent of DEER2020 version weights. | 2024-03-22 19:32 | Deemed Ex Ante Team
Com | Com | For commercial aggregated building type | SUn | CZ11 | New | Any | 0.171 | DEER2020 | 2020-01-01 | 2025-12-31 | 2023-06-14 13:47 | Deemed Ex Ante Team | In million sq. ft. of floor area (minima set to 1,000 sq. ft.) | 2024-03-22 19:42 | Deemed Ex Ante Team | Set ExpiryDate to 2025-12-31 to enable building vintage consolidation for DEER2026 measures
Com | Com | For commercial aggregated building type | SUn | CZ11 | New | Any | 0.171 | DEER2026 | 2026-01-01 |  | 2024-03-22 19:32 | Deemed Ex Ante Team | In million sq. ft. of floor area (minima set to 1,000 sq. ft.). | 2024-03-22 19:32 | Deemed Ex Ante Team
Com | Com | For commercial aggregated building type | SUn | CZ11 | Old | Any | 6.795 | DEER2020 | 2020-01-01 | 2025-12-31 | 2023-06-14 13:47 | Deemed Ex Ante Team | In million sq. ft. of floor area (minima set to 1,000 sq. ft.) | 2024-03-22 19:42 | Deemed Ex Ante Team | Set ExpiryDate to 2025-12-31 to enable building vintage consolidation for DEER2026 measures
Com | Com | For commercial aggregated building type | SUn | CZ11 | Rec | Any | 0.684 | DEER2020 | 2020-01-01 | 2025-12-31 | 2023-06-14 13:47 | Deemed Ex Ante Team | In million sq. ft. of floor area (minima set to 1,000 sq. ft.) | 2024-03-22 19:42 | Deemed Ex Ante Team | Set ExpiryDate to 2025-12-31 to enable building vintage consolidation for DEER2026 measures
Com | Com | For commercial aggregated building type | SUn | CZ12 | Ex | Any | 12.215 | DEER2020 | 2020-01-01 | 2025-12-31 | 2023-06-14 13:47 | Deemed Ex Ante Team | In million sq. ft. of floor area (minima set to 1,000 sq. ft.) | 2024-03-22 19:42 | Deemed Ex Ante Team | Set ExpiryDate to 2025-12-31 to enable building vintage consolidation for DEER2026 measures
Com | Com | For commercial aggregated building type | SUn | CZ12 | Ex | Any | 43.387 | DEER2026 | 2026-01-01 |  | 2024-03-22 19:32 | Deemed Ex Ante Team | In million sq. ft. of floor area (minima set to 1,000 sq. ft.). Sum of Ex, Old, Recent of DEER2020 version weights. | 2024-03-22 19:32 | Deemed Ex Ante Team
Com | Com | For commercial aggregated building type | SUn | CZ12 | New | Any | 0.647 | DEER2020 | 2020-01-01 | 2025-12-31 | 2023-06-14 13:47 | Deemed Ex Ante Team | In million sq. ft. of floor area (minima set to 1,000 sq. ft.) | 2024-03-22 19:42 | Deemed Ex Ante Team | Set ExpiryDate to 2025-12-31 to enable building vintage consolidation for DEER2026 measures
Com | Com | For commercial aggregated building type | SUn | CZ12 | New | Any | 0.647 | DEER2026 | 2026-01-01 |  | 2024-03-22 19:32 | Deemed Ex Ante Team | In million sq. ft. of floor area (minima set to 1,000 sq. ft.). | 2024-03-22 19:32 | Deemed Ex Ante Team
Com | Com | For commercial aggregated building type | SUn | CZ12 | Old | Any | 28.584 | DEER2020 | 2020-01-01 | 2025-12-31 | 2023-06-14 13:47 | Deemed Ex Ante Team | In million sq. ft. of floor area (minima set to 1,000 sq. ft.) | 2024-03-22 19:42 | Deemed Ex Ante Team | Set ExpiryDate to 2025-12-31 to enable building vintage consolidation for DEER2026 measures
Com | Com | For commercial aggregated building type | SUn | CZ12 | Rec | Any | 2.588 | DEER2020 | 2020-01-01 | 2025-12-31 | 2023-06-14 13:47 | Deemed Ex Ante Team | In million sq. ft. of floor area (minima set to 1,000 sq. ft.) | 2024-03-22 19:42 | Deemed Ex Ante Team | Set ExpiryDate to 2025-12-31 to enable building vintage consolidation for DEER2026 measures
Com | Com | For commercial aggregated building type | SUn | CZ13 | Ex | Any | 11.311 | DEER2020 | 2020-01-01 | 2025-12-31 | 2023-06-14 13:47 | Deemed Ex Ante Team | In million sq. ft. of floor area (minima set to 1,000 sq. ft.) | 2024-03-22 19:42 | Deemed Ex Ante Team | Set ExpiryDate to 2025-12-31 to enable building vintage consolidation for DEER2026 measures
Com | Com | For commercial aggregated building type | SUn | CZ13 | Ex | Any | 35.653 | DEER2026 | 2026-01-01 |  | 2024-03-22 19:32 | Deemed Ex Ante Team | In million sq. ft. of floor area (minima set to 1,000 sq. ft.). Sum of Ex, Old, Recent of DEER2020 version weights. | 2024-03-22 19:32 | Deemed Ex Ante Team
Com | Com | For commercial aggregated building type | SUn | CZ13 | New | Any | 0.584 | DEER2020 | 2020-01-01 | 2025-12-31 | 2023-06-14 13:47 | Deemed Ex Ante Team | In million sq. ft. of floor area (minima set to 1,000 sq. ft.) | 2024-03-22 19:42 | Deemed Ex Ante Team | Set ExpiryDate to 2025-12-31 to enable building vintage consolidation for DEER2026 measures
Com | Com | For commercial aggregated building type | SUn | CZ13 | New | Any | 0.584 | DEER2026 | 2026-01-01 |  | 2024-03-22 19:32 | Deemed Ex Ante Team | In million sq. ft. of floor area (minima set to 1,000 sq. ft.). | 2024-03-22 19:32 | Deemed Ex Ante Team
Com | Com | For commercial aggregated building type | SUn | CZ13 | Old | Any | 22.005 | DEER2020 | 2020-01-01 | 2025-12-31 | 2023-06-14 13:47 | Deemed Ex Ante Team | In million sq. ft. of floor area (minima set to 1,000 sq. ft.) | 2024-03-22 19:42 | Deemed Ex Ante Team | Set ExpiryDate to 2025-12-31 to enable building vintage consolidation for DEER2026 measures
Com | Com | For commercial aggregated building type | SUn | CZ13 | Rec | Any | 2.337 | DEER2020 | 2020-01-01 | 2025-12-31 | 2023-06-14 13:47 | Deemed Ex Ante Team | In million sq. ft. of floor area (minima set to 1,000 sq. ft.) | 2024-03-22 19:42 | Deemed Ex Ante Team | Set ExpiryDate to 2025-12-31 to enable building vintage consolidation for DEER2026 measures
Com | Com | For commercial aggregated building type | SUn | CZ14 | Ex | Any | 1.881 | DEER2020 | 2020-01-01 | 2025-12-31 | 2023-06-14 13:47 | Deemed Ex Ante Team | In million sq. ft. of floor area (minima set to 1,000 sq. ft.) | 2024-03-22 19:42 | Deemed Ex Ante Team | Set ExpiryDate to 2025-12-31 to enable building vintage consolidation for DEER2026 measures
Com | Com | For commercial aggregated building type | SUn | CZ14 | Ex | Any | 4.556 | DEER2026 | 2026-01-01 |  | 2024-03-22 19:32 | Deemed Ex Ante Team | In million sq. ft. of floor area (minima set to 1,000 sq. ft.). Sum of Ex, Old, Recent of DEER2020 version weights. | 2024-03-22 19:32 | Deemed Ex Ante Team
Com | Com | For commercial aggregated building type | SUn | CZ14 | New | Any | 0.109 | DEER2020 | 2020-01-01 | 2025-12-31 | 2023-06-14 13:47 | Deemed Ex Ante Team | In million sq. ft. of floor area (minima set to 1,000 sq. ft.) | 2024-03-22 19:42 | Deemed Ex Ante Team | Set ExpiryDate to 2025-12-31 to enable building vintage consolidation for DEER2026 measures
Com | Com | For commercial aggregated building type | SUn | CZ14 | New | Any | 0.109 | DEER2026 | 2026-01-01 |  | 2024-03-22 19:32 | Deemed Ex Ante Team | In million sq. ft. of floor area (minima set to 1,000 sq. ft.). | 2024-03-22 19:32 | Deemed Ex Ante Team
Com | Com | For commercial aggregated building type | SUn | CZ14 | Old | Any | 2.24 | DEER2020 | 2020-01-01 | 2025-12-31 | 2023-06-14 13:47 | Deemed Ex Ante Team | In million sq. ft. of floor area (minima set to 1,000 sq. ft.) | 2024-03-22 19:42 | Deemed Ex Ante Team | Set ExpiryDate to 2025-12-31 to enable building vintage consolidation for DEER2026 measures
Com | Com | For commercial aggregated building type | SUn | CZ14 | Rec | Any | 0.435 | DEER2020 | 2020-01-01 | 2025-12-31 | 2023-06-14 13:47 | Deemed Ex Ante Team | In million sq. ft. of floor area (minima set to 1,000 sq. ft.) | 2024-03-22 19:42 | Deemed Ex Ante Team | Set ExpiryDate to 2025-12-31 to enable building vintage consolidation for DEER2026 measures
Com | Com | For commercial aggregated building type | SUn | CZ15 | Ex | Any | 1.751 | DEER2020 | 2020-01-01 | 2025-12-31 | 2023-06-14 13:47 | Deemed Ex Ante Team | In million sq. ft. of floor area (minima set to 1,000 sq. ft.) | 2024-03-22 19:42 | Deemed Ex Ante Team | Set ExpiryDate to 2025-12-31 to enable building vintage consolidation for DEER2026 measures
Com | Com | For commercial aggregated building type | SUn | CZ15 | Ex | Any | 3.671 | DEER2026 | 2026-01-01 |  | 2024-03-22 19:32 | Deemed Ex Ante Team | In million sq. ft. of floor area (minima set to 1,000 sq. ft.). Sum of Ex, Old, Recent of DEER2020 version weights. | 2024-03-22 19:32 | Deemed Ex Ante Team
Com | Com | For commercial aggregated building type | SUn | CZ15 | New | Any | 0.103 | DEER2020 | 2020-01-01 | 2025-12-31 | 2023-06-14 13:47 | Deemed Ex Ante Team | In million sq. ft. of floor area (minima set to 1,000 sq. ft.) | 2024-03-22 19:42 | Deemed Ex Ante Team | Set ExpiryDate to 2025-12-31 to enable building vintage consolidation for DEER2026 measures
Com | Com | For commercial aggregated building type | SUn | CZ15 | New | Any | 0.103 | DEER2026 | 2026-01-01 |  | 2024-03-22 19:32 | Deemed Ex Ante Team | In million sq. ft. of floor area (minima set to 1,000 sq. ft.). | 2024-03-22 19:32 | Deemed Ex Ante Team
Com | Com | For commercial aggregated building type | SUn | CZ15 | Old | Any | 1.509 | DEER2020 | 2020-01-01 | 2025-12-31 | 2023-06-14 13:47 | Deemed Ex Ante Team | In million sq. ft. of floor area (minima set to 1,000 sq. ft.) | 2024-03-22 19:42 | Deemed Ex Ante Team | Set ExpiryDate to 2025-12-31 to enable building vintage consolidation for DEER2026 measures
Com | Com | For commercial aggregated building type | SUn | CZ15 | Rec | Any | 0.411 | DEER2020 | 2020-01-01 | 2025-12-31 | 2023-06-14 13:47 | Deemed Ex Ante Team | In million sq. ft. of floor area (minima set to 1,000 sq. ft.) | 2024-03-22 19:42 | Deemed Ex Ante Team | Set ExpiryDate to 2025-12-31 to enable building vintage consolidation for DEER2026 measures
Com | Com | For commercial aggregated building type | SUn | CZ16 | Ex | Any | 2.13 | DEER2020 | 2020-01-01 | 2025-12-31 | 2023-06-14 13:47 | Deemed Ex Ante Team | In million sq. ft. of floor area (minima set to 1,000 sq. ft.) | 2024-03-22 19:42 | Deemed Ex Ante Team | Set ExpiryDate to 2025-12-31 to enable building vintage consolidation for DEER2026 measures
Com | Com | For commercial aggregated building type | SUn | CZ16 | Ex | Any | 5.069 | DEER2026 | 2026-01-01 |  | 2024-03-22 19:32 | Deemed Ex Ante Team | In million sq. ft. of floor area (minima set to 1,000 sq. ft.). Sum of Ex, Old, Recent of DEER2020 version weights. | 2024-03-22 19:32 | Deemed Ex Ante Team
Com | Com | For commercial aggregated building type | SUn | CZ16 | New | Any | 0.122 | DEER2020 | 2020-01-01 | 2025-12-31 | 2023-06-14 13:47 | Deemed Ex Ante Team | In million sq. ft. of floor area (minima set to 1,000 sq. ft.) | 2024-03-22 19:42 | Deemed Ex Ante Team | Set ExpiryDate to 2025-12-31 to enable building vintage consolidation for DEER2026 measures
Com | Com | For commercial aggregated building type | SUn | CZ16 | New | Any | 0.122 | DEER2026 | 2026-01-01 |  | 2024-03-22 19:32 | Deemed Ex Ante Team | In million sq. ft. of floor area (minima set to 1,000 sq. ft.). | 2024-03-22 19:32 | Deemed Ex Ante Team
Com | Com | For commercial aggregated building type | SUn | CZ16 | Old | Any | 2.454 | DEER2020 | 2020-01-01 | 2025-12-31 | 2023-06-14 13:47 | Deemed Ex Ante Team | In million sq. ft. of floor area (minima set to 1,000 sq. ft.) | 2024-03-22 19:42 | Deemed Ex Ante Team | Set ExpiryDate to 2025-12-31 to enable building vintage consolidation for DEER2026 measures
Com | Com | For commercial aggregated building type | SUn | CZ16 | Rec | Any | 0.485 | DEER2020 | 2020-01-01 | 2025-12-31 | 2023-06-14 13:47 | Deemed Ex Ante Team | In million sq. ft. of floor area (minima set to 1,000 sq. ft.) | 2024-03-22 19:42 | Deemed Ex Ante Team | Set ExpiryDate to 2025-12-31 to enable building vintage consolidation for DEER2026 measures
Com | Com | For commercial aggregated building type | WRf | CZ01 | Ex | Any | 0.044 | DEER2020 | 2020-01-01 | 2025-12-31 | 2023-06-14 13:47 | Deemed Ex Ante Team | In million sq. ft. of floor area (minima set to 1,000 sq. ft.) | 2024-03-22 19:42 | Deemed Ex Ante Team | Set ExpiryDate to 2025-12-31 to enable building vintage consolidation for DEER2026 measures
Com | Com | For commercial aggregated building type | WRf | CZ01 | Ex | Any | 0.155 | DEER2026 | 2026-01-01 |  | 2024-03-22 19:32 | Deemed Ex Ante Team | In million sq. ft. of floor area (minima set to 1,000 sq. ft.). Sum of Ex, Old, Recent of DEER2020 version weights. | 2024-03-22 19:32 | Deemed Ex Ante Team
Com | Com | For commercial aggregated building type | WRf | CZ01 | New | Any | 0.002 | DEER2020 | 2020-01-01 | 2025-12-31 | 2023-06-14 13:47 | Deemed Ex Ante Team | In million sq. ft. of floor area (minima set to 1,000 sq. ft.) | 2024-03-22 19:42 | Deemed Ex Ante Team | Set ExpiryDate to 2025-12-31 to enable building vintage consolidation for DEER2026 measures
Com | Com | For commercial aggregated building type | WRf | CZ01 | New | Any | 0.002 | DEER2026 | 2026-01-01 |  | 2024-03-22 19:32 | Deemed Ex Ante Team | In million sq. ft. of floor area (minima set to 1,000 sq. ft.). | 2024-03-22 19:32 | Deemed Ex Ante Team
Com | Com | For commercial aggregated building type | WRf | CZ01 | Old | Any | 0.104 | DEER2020 | 2020-01-01 | 2025-12-31 | 2023-06-14 13:47 | Deemed Ex Ante Team | In million sq. ft. of floor area (minima set to 1,000 sq. ft.) | 2024-03-22 19:42 | Deemed Ex Ante Team | Set ExpiryDate to 2025-12-31 to enable building vintage consolidation for DEER2026 measures
Com | Com | For commercial aggregated building type | WRf | CZ01 | Rec | Any | 0.007 | DEER2020 | 2020-01-01 | 2025-12-31 | 2023-06-14 13:47 | Deemed Ex Ante Team | In million sq. ft. of floor area (minima set to 1,000 sq. ft.) | 2024-03-22 19:42 | Deemed Ex Ante Team | Set ExpiryDate to 2025-12-31 to enable building vintage consolidation for DEER2026 measures
Com | Com | For commercial aggregated building type | WRf | CZ02 | Ex | Any | 0.168 | DEER2020 | 2020-01-01 | 2025-12-31 | 2023-06-14 13:47 | Deemed Ex Ante Team | In million sq. ft. of floor area (minima set to 1,000 sq. ft.) | 2024-03-22 19:42 | Deemed Ex Ante Team | Set ExpiryDate to 2025-12-31 to enable building vintage consolidation for DEER2026 measures
Com | Com | For commercial aggregated building type | WRf | CZ02 | Ex | Any | 0.964 | DEER2026 | 2026-01-01 |  | 2024-03-22 19:32 | Deemed Ex Ante Team | In million sq. ft. of floor area (minima set to 1,000 sq. ft.). Sum of Ex, Old, Recent of DEER2020 version weights. | 2024-03-22 19:32 | Deemed Ex Ante Team
Com | Com | For commercial aggregated building type | WRf | CZ02 | New | Any | 0.009 | DEER2020 | 2020-01-01 | 2025-12-31 | 2023-06-14 13:47 | Deemed Ex Ante Team | In million sq. ft. of floor area (minima set to 1,000 sq. ft.) | 2024-03-22 19:42 | Deemed Ex Ante Team | Set ExpiryDate to 2025-12-31 to enable building vintage consolidation for DEER2026 measures
Com | Com | For commercial aggregated building type | WRf | CZ02 | New | Any | 0.009 | DEER2026 | 2026-01-01 |  | 2024-03-22 19:32 | Deemed Ex Ante Team | In million sq. ft. of floor area (minima set to 1,000 sq. ft.). | 2024-03-22 19:32 | Deemed Ex Ante Team
Com | Com | For commercial aggregated building type | WRf | CZ02 | Old | Any | 0.761 | DEER2020 | 2020-01-01 | 2025-12-31 | 2023-06-14 13:47 | Deemed Ex Ante Team | In million sq. ft. of floor area (minima set to 1,000 sq. ft.) | 2024-03-22 19:42 | Deemed Ex Ante Team | Set ExpiryDate to 2025-12-31 to enable building vintage consolidation for DEER2026 measures
Com | Com | For commercial aggregated building type | WRf | CZ02 | Rec | Any | 0.035 | DEER2020 | 2020-01-01 | 2025-12-31 | 2023-06-14 13:47 | Deemed Ex Ante Team | In million sq. ft. of floor area (minima set to 1,000 sq. ft.) | 2024-03-22 19:42 | Deemed Ex Ante Team | Set ExpiryDate to 2025-12-31 to enable building vintage consolidation for DEER2026 measures
Com | Com | For commercial aggregated building type | WRf | CZ03 | Ex | Any | 1.4 | DEER2020 | 2020-01-01 | 2025-12-31 | 2023-06-14 13:47 | Deemed Ex Ante Team | In million sq. ft. of floor area (minima set to 1,000 sq. ft.) | 2024-03-22 19:42 | Deemed Ex Ante Team | Set ExpiryDate to 2025-12-31 to enable building vintage consolidation for DEER2026 measures
Com | Com | For commercial aggregated building type | WRf | CZ03 | Ex | Any | 10.606 | DEER2026 | 2026-01-01 |  | 2024-03-22 19:32 | Deemed Ex Ante Team | In million sq. ft. of floor area (minima set to 1,000 sq. ft.). Sum of Ex, Old, Recent of DEER2020 version weights. | 2024-03-22 19:32 | Deemed Ex Ante Team
Com | Com | For commercial aggregated building type | WRf | CZ03 | New | Any | 0.092 | DEER2020 | 2020-01-01 | 2025-12-31 | 2023-06-14 13:47 | Deemed Ex Ante Team | In million sq. ft. of floor area (minima set to 1,000 sq. ft.) | 2024-03-22 19:42 | Deemed Ex Ante Team | Set ExpiryDate to 2025-12-31 to enable building vintage consolidation for DEER2026 measures
Com | Com | For commercial aggregated building type | WRf | CZ03 | New | Any | 0.092 | DEER2026 | 2026-01-01 |  | 2024-03-22 19:32 | Deemed Ex Ante Team | In million sq. ft. of floor area (minima set to 1,000 sq. ft.). | 2024-03-22 19:32 | Deemed Ex Ante Team
Com | Com | For commercial aggregated building type | WRf | CZ03 | Old | Any | 8.838 | DEER2020 | 2020-01-01 | 2025-12-31 | 2023-06-14 13:47 | Deemed Ex Ante Team | In million sq. ft. of floor area (minima set to 1,000 sq. ft.) | 2024-03-22 19:42 | Deemed Ex Ante Team | Set ExpiryDate to 2025-12-31 to enable building vintage consolidation for DEER2026 measures
Com | Com | For commercial aggregated building type | WRf | CZ03 | Rec | Any | 0.368 | DEER2020 | 2020-01-01 | 2025-12-31 | 2023-06-14 13:47 | Deemed Ex Ante Team | In million sq. ft. of floor area (minima set to 1,000 sq. ft.) | 2024-03-22 19:42 | Deemed Ex Ante Team | Set ExpiryDate to 2025-12-31 to enable building vintage consolidation for DEER2026 measures
Com | Com | For commercial aggregated building type | WRf | CZ04 | Ex | Any | 0.306 | DEER2020 | 2020-01-01 | 2025-12-31 | 2023-06-14 13:47 | Deemed Ex Ante Team | In million sq. ft. of floor area (minima set to 1,000 sq. ft.) | 2024-03-22 19:42 | Deemed Ex Ante Team | Set ExpiryDate to 2025-12-31 to enable building vintage consolidation for DEER2026 measures
Com | Com | For commercial aggregated building type | WRf | CZ04 | Ex | Any | 1.976 | DEER2026 | 2026-01-01 |  | 2024-03-22 19:32 | Deemed Ex Ante Team | In million sq. ft. of floor area (minima set to 1,000 sq. ft.). Sum of Ex, Old, Recent of DEER2020 version weights. | 2024-03-22 19:32 | Deemed Ex Ante Team
Com | Com | For commercial aggregated building type | WRf | CZ04 | New | Any | 0.017 | DEER2020 | 2020-01-01 | 2025-12-31 | 2023-06-14 13:47 | Deemed Ex Ante Team | In million sq. ft. of floor area (minima set to 1,000 sq. ft.) | 2024-03-22 19:42 | Deemed Ex Ante Team | Set ExpiryDate to 2025-12-31 to enable building vintage consolidation for DEER2026 measures
Com | Com | For commercial aggregated building type | WRf | CZ04 | New | Any | 0.017 | DEER2026 | 2026-01-01 |  | 2024-03-22 19:32 | Deemed Ex Ante Team | In million sq. ft. of floor area (minima set to 1,000 sq. ft.). | 2024-03-22 19:32 | Deemed Ex Ante Team
Com | Com | For commercial aggregated building type | WRf | CZ04 | Old | Any | 1.603 | DEER2020 | 2020-01-01 | 2025-12-31 | 2023-06-14 13:47 | Deemed Ex Ante Team | In million sq. ft. of floor area (minima set to 1,000 sq. ft.) | 2024-03-22 19:42 | Deemed Ex Ante Team | Set ExpiryDate to 2025-12-31 to enable building vintage consolidation for DEER2026 measures
Com | Com | For commercial aggregated building type | WRf | CZ04 | Rec | Any | 0.067 | DEER2020 | 2020-01-01 | 2025-12-31 | 2023-06-14 13:47 | Deemed Ex Ante Team | In million sq. ft. of floor area (minima set to 1,000 sq. ft.) | 2024-03-22 19:42 | Deemed Ex Ante Team | Set ExpiryDate to 2025-12-31 to enable building vintage consolidation for DEER2026 measures
Com | Com | For commercial aggregated building type | WRf | CZ05 | Ex | Any | 0.18 | DEER2020 | 2020-01-01 | 2025-12-31 | 2023-06-14 13:47 | Deemed Ex Ante Team | In million sq. ft. of floor area (minima set to 1,000 sq. ft.) | 2024-03-22 19:42 | Deemed Ex Ante Team | Set ExpiryDate to 2025-12-31 to enable building vintage consolidation for DEER2026 measures
Com | Com | For commercial aggregated building type | WRf | CZ05 | Ex | Any | 1.162 | DEER2026 | 2026-01-01 |  | 2024-03-22 19:32 | Deemed Ex Ante Team | In million sq. ft. of floor area (minima set to 1,000 sq. ft.). Sum of Ex, Old, Recent of DEER2020 version weights. | 2024-03-22 19:32 | Deemed Ex Ante Team
Com | Com | For commercial aggregated building type | WRf | CZ05 | New | Any | 0.01 | DEER2020 | 2020-01-01 | 2025-12-31 | 2023-06-14 13:47 | Deemed Ex Ante Team | In million sq. ft. of floor area (minima set to 1,000 sq. ft.) | 2024-03-22 19:42 | Deemed Ex Ante Team | Set ExpiryDate to 2025-12-31 to enable building vintage consolidation for DEER2026 measures
Com | Com | For commercial aggregated building type | WRf | CZ05 | New | Any | 0.01 | DEER2026 | 2026-01-01 |  | 2024-03-22 19:32 | Deemed Ex Ante Team | In million sq. ft. of floor area (minima set to 1,000 sq. ft.). | 2024-03-22 19:32 | Deemed Ex Ante Team
Com | Com | For commercial aggregated building type | WRf | CZ05 | Old | Any | 0.942 | DEER2020 | 2020-01-01 | 2025-12-31 | 2023-06-14 13:47 | Deemed Ex Ante Team | In million sq. ft. of floor area (minima set to 1,000 sq. ft.) | 2024-03-22 19:42 | Deemed Ex Ante Team | Set ExpiryDate to 2025-12-31 to enable building vintage consolidation for DEER2026 measures
Com | Com | For commercial aggregated building type | WRf | CZ05 | Rec | Any | 0.04 | DEER2020 | 2020-01-01 | 2025-12-31 | 2023-06-14 13:47 | Deemed Ex Ante Team | In million sq. ft. of floor area (minima set to 1,000 sq. ft.) | 2024-03-22 19:42 | Deemed Ex Ante Team | Set ExpiryDate to 2025-12-31 to enable building vintage consolidation for DEER2026 measures
Com | Com | For commercial aggregated building type | WRf | CZ06 | Ex | Any | 1.95 | DEER2020 | 2020-01-01 | 2025-12-31 | 2023-06-14 13:47 | Deemed Ex Ante Team | In million sq. ft. of floor area (minima set to 1,000 sq. ft.) | 2024-03-22 19:42 | Deemed Ex Ante Team | Set ExpiryDate to 2025-12-31 to enable building vintage consolidation for DEER2026 measures
Com | Com | For commercial aggregated building type | WRf | CZ06 | Ex | Any | 10.356 | DEER2026 | 2026-01-01 |  | 2024-03-22 19:32 | Deemed Ex Ante Team | In million sq. ft. of floor area (minima set to 1,000 sq. ft.). Sum of Ex, Old, Recent of DEER2020 version weights. | 2024-03-22 19:32 | Deemed Ex Ante Team
Com | Com | For commercial aggregated building type | WRf | CZ06 | New | Any | 0.112 | DEER2020 | 2020-01-01 | 2025-12-31 | 2023-06-14 13:47 | Deemed Ex Ante Team | In million sq. ft. of floor area (minima set to 1,000 sq. ft.) | 2024-03-22 19:42 | Deemed Ex Ante Team | Set ExpiryDate to 2025-12-31 to enable building vintage consolidation for DEER2026 measures
Com | Com | For commercial aggregated building type | WRf | CZ06 | New | Any | 0.112 | DEER2026 | 2026-01-01 |  | 2024-03-22 19:32 | Deemed Ex Ante Team | In million sq. ft. of floor area (minima set to 1,000 sq. ft.). | 2024-03-22 19:32 | Deemed Ex Ante Team
Com | Com | For commercial aggregated building type | WRf | CZ06 | Old | Any | 7.958 | DEER2020 | 2020-01-01 | 2025-12-31 | 2023-06-14 13:47 | Deemed Ex Ante Team | In million sq. ft. of floor area (minima set to 1,000 sq. ft.) | 2024-03-22 19:42 | Deemed Ex Ante Team | Set ExpiryDate to 2025-12-31 to enable building vintage consolidation for DEER2026 measures
Com | Com | For commercial aggregated building type | WRf | CZ06 | Rec | Any | 0.448 | DEER2020 | 2020-01-01 | 2025-12-31 | 2023-06-14 13:47 | Deemed Ex Ante Team | In million sq. ft. of floor area (minima set to 1,000 sq. ft.) | 2024-03-22 19:42 | Deemed Ex Ante Team | Set ExpiryDate to 2025-12-31 to enable building vintage consolidation for DEER2026 measures
Com | Com | For commercial aggregated building type | WRf | CZ07 | Ex | Any | 0.11 | DEER2020 | 2020-01-01 | 2025-12-31 | 2023-06-14 13:47 | Deemed Ex Ante Team | In million sq. ft. of floor area (minima set to 1,000 sq. ft.) | 2024-03-22 19:42 | Deemed Ex Ante Team | Set ExpiryDate to 2025-12-31 to enable building vintage consolidation for DEER2026 measures
Com | Com | For commercial aggregated building type | WRf | CZ07 | Ex | Any | 0.591 | DEER2026 | 2026-01-01 |  | 2024-03-22 19:32 | Deemed Ex Ante Team | In million sq. ft. of floor area (minima set to 1,000 sq. ft.). Sum of Ex, Old, Recent of DEER2020 version weights. | 2024-03-22 19:32 | Deemed Ex Ante Team
Com | Com | For commercial aggregated building type | WRf | CZ07 | New | Any | 0.008 | DEER2020 | 2020-01-01 | 2025-12-31 | 2023-06-14 13:47 | Deemed Ex Ante Team | In million sq. ft. of floor area (minima set to 1,000 sq. ft.) | 2024-03-22 19:42 | Deemed Ex Ante Team | Set ExpiryDate to 2025-12-31 to enable building vintage consolidation for DEER2026 measures
Com | Com | For commercial aggregated building type | WRf | CZ07 | New | Any | 0.008 | DEER2026 | 2026-01-01 |  | 2024-03-22 19:32 | Deemed Ex Ante Team | In million sq. ft. of floor area (minima set to 1,000 sq. ft.). | 2024-03-22 19:32 | Deemed Ex Ante Team
Com | Com | For commercial aggregated building type | WRf | CZ07 | Old | Any | 0.451 | DEER2020 | 2020-01-01 | 2025-12-31 | 2023-06-14 13:47 | Deemed Ex Ante Team | In million sq. ft. of floor area (minima set to 1,000 sq. ft.) | 2024-03-22 19:42 | Deemed Ex Ante Team | Set ExpiryDate to 2025-12-31 to enable building vintage consolidation for DEER2026 measures
Com | Com | For commercial aggregated building type | WRf | CZ07 | Rec | Any | 0.03 | DEER2020 | 2020-01-01 | 2025-12-31 | 2023-06-14 13:47 | Deemed Ex Ante Team | In million sq. ft. of floor area (minima set to 1,000 sq. ft.) | 2024-03-22 19:42 | Deemed Ex Ante Team | Set ExpiryDate to 2025-12-31 to enable building vintage consolidation for DEER2026 measures
Com | Com | For commercial aggregated building type | WRf | CZ08 | Ex | Any | 2.672 | DEER2020 | 2020-01-01 | 2025-12-31 | 2023-06-14 13:47 | Deemed Ex Ante Team | In million sq. ft. of floor area (minima set to 1,000 sq. ft.) | 2024-03-22 19:42 | Deemed Ex Ante Team | Set ExpiryDate to 2025-12-31 to enable building vintage consolidation for DEER2026 measures
Com | Com | For commercial aggregated building type | WRf | CZ08 | Ex | Any | 14.099 | DEER2026 | 2026-01-01 |  | 2024-03-22 19:32 | Deemed Ex Ante Team | In million sq. ft. of floor area (minima set to 1,000 sq. ft.). Sum of Ex, Old, Recent of DEER2020 version weights. | 2024-03-22 19:32 | Deemed Ex Ante Team
Com | Com | For commercial aggregated building type | WRf | CZ08 | New | Any | 0.152 | DEER2020 | 2020-01-01 | 2025-12-31 | 2023-06-14 13:47 | Deemed Ex Ante Team | In million sq. ft. of floor area (minima set to 1,000 sq. ft.) | 2024-03-22 19:42 | Deemed Ex Ante Team | Set ExpiryDate to 2025-12-31 to enable building vintage consolidation for DEER2026 measures
Com | Com | For commercial aggregated building type | WRf | CZ08 | New | Any | 0.152 | DEER2026 | 2026-01-01 |  | 2024-03-22 19:32 | Deemed Ex Ante Team | In million sq. ft. of floor area (minima set to 1,000 sq. ft.). | 2024-03-22 19:32 | Deemed Ex Ante Team
Com | Com | For commercial aggregated building type | WRf | CZ08 | Old | Any | 10.817 | DEER2020 | 2020-01-01 | 2025-12-31 | 2023-06-14 13:47 | Deemed Ex Ante Team | In million sq. ft. of floor area (minima set to 1,000 sq. ft.) | 2024-03-22 19:42 | Deemed Ex Ante Team | Set ExpiryDate to 2025-12-31 to enable building vintage consolidation for DEER2026 measures
Com | Com | For commercial aggregated building type | WRf | CZ08 | Rec | Any | 0.61 | DEER2020 | 2020-01-01 | 2025-12-31 | 2023-06-14 13:47 | Deemed Ex Ante Team | In million sq. ft. of floor area (minima set to 1,000 sq. ft.) | 2024-03-22 19:42 | Deemed Ex Ante Team | Set ExpiryDate to 2025-12-31 to enable building vintage consolidation for DEER2026 measures
Com | Com | For commercial aggregated building type | WRf | CZ09 | Ex | Any | 1.561 | DEER2020 | 2020-01-01 | 2025-12-31 | 2023-06-14 13:47 | Deemed Ex Ante Team | In million sq. ft. of floor area (minima set to 1,000 sq. ft.) | 2024-03-22 19:42 | Deemed Ex Ante Team | Set ExpiryDate to 2025-12-31 to enable building vintage consolidation for DEER2026 measures
Com | Com | For commercial aggregated building type | WRf | CZ09 | Ex | Any | 7.208 | DEER2026 | 2026-01-01 |  | 2024-03-22 19:32 | Deemed Ex Ante Team | In million sq. ft. of floor area (minima set to 1,000 sq. ft.). Sum of Ex, Old, Recent of DEER2020 version weights. | 2024-03-22 19:32 | Deemed Ex Ante Team
Com | Com | For commercial aggregated building type | WRf | CZ09 | New | Any | 0.082 | DEER2020 | 2020-01-01 | 2025-12-31 | 2023-06-14 13:47 | Deemed Ex Ante Team | In million sq. ft. of floor area (minima set to 1,000 sq. ft.) | 2024-03-22 19:42 | Deemed Ex Ante Team | Set ExpiryDate to 2025-12-31 to enable building vintage consolidation for DEER2026 measures
Com | Com | For commercial aggregated building type | WRf | CZ09 | New | Any | 0.082 | DEER2026 | 2026-01-01 |  | 2024-03-22 19:32 | Deemed Ex Ante Team | In million sq. ft. of floor area (minima set to 1,000 sq. ft.). | 2024-03-22 19:32 | Deemed Ex Ante Team
Com | Com | For commercial aggregated building type | WRf | CZ09 | Old | Any | 5.318 | DEER2020 | 2020-01-01 | 2025-12-31 | 2023-06-14 13:47 | Deemed Ex Ante Team | In million sq. ft. of floor area (minima set to 1,000 sq. ft.) | 2024-03-22 19:42 | Deemed Ex Ante Team | Set ExpiryDate to 2025-12-31 to enable building vintage consolidation for DEER2026 measures
Com | Com | For commercial aggregated building type | WRf | CZ09 | Rec | Any | 0.329 | DEER2020 | 2020-01-01 | 2025-12-31 | 2023-06-14 13:47 | Deemed Ex Ante Team | In million sq. ft. of floor area (minima set to 1,000 sq. ft.) | 2024-03-22 19:42 | Deemed Ex Ante Team | Set ExpiryDate to 2025-12-31 to enable building vintage consolidation for DEER2026 measures
Com | Com | For commercial aggregated building type | WRf | CZ10 | Ex | Any | 1.704 | DEER2020 | 2020-01-01 | 2025-12-31 | 2023-06-14 13:47 | Deemed Ex Ante Team | In million sq. ft. of floor area (minima set to 1,000 sq. ft.) | 2024-03-22 19:42 | Deemed Ex Ante Team | Set ExpiryDate to 2025-12-31 to enable building vintage consolidation for DEER2026 measures
Com | Com | For commercial aggregated building type | WRf | CZ10 | Ex | Any | 7.933 | DEER2026 | 2026-01-01 |  | 2024-03-22 19:32 | Deemed Ex Ante Team | In million sq. ft. of floor area (minima set to 1,000 sq. ft.). Sum of Ex, Old, Recent of DEER2020 version weights. | 2024-03-22 19:32 | Deemed Ex Ante Team
Com | Com | For commercial aggregated building type | WRf | CZ10 | New | Any | 0.112 | DEER2020 | 2020-01-01 | 2025-12-31 | 2023-06-14 13:47 | Deemed Ex Ante Team | In million sq. ft. of floor area (minima set to 1,000 sq. ft.) | 2024-03-22 19:42 | Deemed Ex Ante Team | Set ExpiryDate to 2025-12-31 to enable building vintage consolidation for DEER2026 measures
Com | Com | For commercial aggregated building type | WRf | CZ10 | New | Any | 0.112 | DEER2026 | 2026-01-01 |  | 2024-03-22 19:32 | Deemed Ex Ante Team | In million sq. ft. of floor area (minima set to 1,000 sq. ft.). | 2024-03-22 19:32 | Deemed Ex Ante Team
Com | Com | For commercial aggregated building type | WRf | CZ10 | Old | Any | 5.781 | DEER2020 | 2020-01-01 | 2025-12-31 | 2023-06-14 13:47 | Deemed Ex Ante Team | In million sq. ft. of floor area (minima set to 1,000 sq. ft.) | 2024-03-22 19:42 | Deemed Ex Ante Team | Set ExpiryDate to 2025-12-31 to enable building vintage consolidation for DEER2026 measures
Com | Com | For commercial aggregated building type | WRf | CZ10 | Rec | Any | 0.448 | DEER2020 | 2020-01-01 | 2025-12-31 | 2023-06-14 13:47 | Deemed Ex Ante Team | In million sq. ft. of floor area (minima set to 1,000 sq. ft.) | 2024-03-22 19:42 | Deemed Ex Ante Team | Set ExpiryDate to 2025-12-31 to enable building vintage consolidation for DEER2026 measures
Com | Com | For commercial aggregated building type | WRf | CZ11 | Ex | Any | 0.386 | DEER2020 | 2020-01-01 | 2025-12-31 | 2023-06-14 13:47 | Deemed Ex Ante Team | In million sq. ft. of floor area (minima set to 1,000 sq. ft.) | 2024-03-22 19:42 | Deemed Ex Ante Team | Set ExpiryDate to 2025-12-31 to enable building vintage consolidation for DEER2026 measures
Com | Com | For commercial aggregated building type | WRf | CZ11 | Ex | Any | 1.477 | DEER2026 | 2026-01-01 |  | 2024-03-22 19:32 | Deemed Ex Ante Team | In million sq. ft. of floor area (minima set to 1,000 sq. ft.). Sum of Ex, Old, Recent of DEER2020 version weights. | 2024-03-22 19:32 | Deemed Ex Ante Team
Com | Com | For commercial aggregated building type | WRf | CZ11 | New | Any | 0.023 | DEER2020 | 2020-01-01 | 2025-12-31 | 2023-06-14 13:47 | Deemed Ex Ante Team | In million sq. ft. of floor area (minima set to 1,000 sq. ft.) | 2024-03-22 19:42 | Deemed Ex Ante Team | Set ExpiryDate to 2025-12-31 to enable building vintage consolidation for DEER2026 measures
Com | Com | For commercial aggregated building type | WRf | CZ11 | New | Any | 0.023 | DEER2026 | 2026-01-01 |  | 2024-03-22 19:32 | Deemed Ex Ante Team | In million sq. ft. of floor area (minima set to 1,000 sq. ft.). | 2024-03-22 19:32 | Deemed Ex Ante Team
Com | Com | For commercial aggregated building type | WRf | CZ11 | Old | Any | 1 | DEER2020 | 2020-01-01 | 2025-12-31 | 2023-06-14 13:47 | Deemed Ex Ante Team | In million sq. ft. of floor area (minima set to 1,000 sq. ft.) | 2024-03-22 19:42 | Deemed Ex Ante Team | Set ExpiryDate to 2025-12-31 to enable building vintage consolidation for DEER2026 measures
Com | Com | For commercial aggregated building type | WRf | CZ11 | Rec | Any | 0.091 | DEER2020 | 2020-01-01 | 2025-12-31 | 2023-06-14 13:47 | Deemed Ex Ante Team | In million sq. ft. of floor area (minima set to 1,000 sq. ft.) | 2024-03-22 19:42 | Deemed Ex Ante Team | Set ExpiryDate to 2025-12-31 to enable building vintage consolidation for DEER2026 measures
Com | Com | For commercial aggregated building type | WRf | CZ12 | Ex | Any | 1.965 | DEER2020 | 2020-01-01 | 2025-12-31 | 2023-06-14 13:47 | Deemed Ex Ante Team | In million sq. ft. of floor area (minima set to 1,000 sq. ft.) | 2024-03-22 19:42 | Deemed Ex Ante Team | Set ExpiryDate to 2025-12-31 to enable building vintage consolidation for DEER2026 measures
Com | Com | For commercial aggregated building type | WRf | CZ12 | Ex | Any | 7.022 | DEER2026 | 2026-01-01 |  | 2024-03-22 19:32 | Deemed Ex Ante Team | In million sq. ft. of floor area (minima set to 1,000 sq. ft.). Sum of Ex, Old, Recent of DEER2020 version weights. | 2024-03-22 19:32 | Deemed Ex Ante Team
Com | Com | For commercial aggregated building type | WRf | CZ12 | New | Any | 0.132 | DEER2020 | 2020-01-01 | 2025-12-31 | 2023-06-14 13:47 | Deemed Ex Ante Team | In million sq. ft. of floor area (minima set to 1,000 sq. ft.) | 2024-03-22 19:42 | Deemed Ex Ante Team | Set ExpiryDate to 2025-12-31 to enable building vintage consolidation for DEER2026 measures
Com | Com | For commercial aggregated building type | WRf | CZ12 | New | Any | 0.132 | DEER2026 | 2026-01-01 |  | 2024-03-22 19:32 | Deemed Ex Ante Team | In million sq. ft. of floor area (minima set to 1,000 sq. ft.). | 2024-03-22 19:32 | Deemed Ex Ante Team
Com | Com | For commercial aggregated building type | WRf | CZ12 | Old | Any | 4.529 | DEER2020 | 2020-01-01 | 2025-12-31 | 2023-06-14 13:47 | Deemed Ex Ante Team | In million sq. ft. of floor area (minima set to 1,000 sq. ft.) | 2024-03-22 19:42 | Deemed Ex Ante Team | Set ExpiryDate to 2025-12-31 to enable building vintage consolidation for DEER2026 measures
Com | Com | For commercial aggregated building type | WRf | CZ12 | Rec | Any | 0.528 | DEER2020 | 2020-01-01 | 2025-12-31 | 2023-06-14 13:47 | Deemed Ex Ante Team | In million sq. ft. of floor area (minima set to 1,000 sq. ft.) | 2024-03-22 19:42 | Deemed Ex Ante Team | Set ExpiryDate to 2025-12-31 to enable building vintage consolidation for DEER2026 measures
Com | Com | For commercial aggregated building type | WRf | CZ13 | Ex | Any | 4.51 | DEER2020 | 2020-01-01 | 2025-12-31 | 2023-06-14 13:47 | Deemed Ex Ante Team | In million sq. ft. of floor area (minima set to 1,000 sq. ft.) | 2024-03-22 19:42 | Deemed Ex Ante Team | Set ExpiryDate to 2025-12-31 to enable building vintage consolidation for DEER2026 measures
Com | Com | For commercial aggregated building type | WRf | CZ13 | Ex | Any | 16.966 | DEER2026 | 2026-01-01 |  | 2024-03-22 19:32 | Deemed Ex Ante Team | In million sq. ft. of floor area (minima set to 1,000 sq. ft.). Sum of Ex, Old, Recent of DEER2020 version weights. | 2024-03-22 19:32 | Deemed Ex Ante Team
Com | Com | For commercial aggregated building type | WRf | CZ13 | New | Any | 0.288 | DEER2020 | 2020-01-01 | 2025-12-31 | 2023-06-14 13:47 | Deemed Ex Ante Team | In million sq. ft. of floor area (minima set to 1,000 sq. ft.) | 2024-03-22 19:42 | Deemed Ex Ante Team | Set ExpiryDate to 2025-12-31 to enable building vintage consolidation for DEER2026 measures
Com | Com | For commercial aggregated building type | WRf | CZ13 | New | Any | 0.288 | DEER2026 | 2026-01-01 |  | 2024-03-22 19:32 | Deemed Ex Ante Team | In million sq. ft. of floor area (minima set to 1,000 sq. ft.). | 2024-03-22 19:32 | Deemed Ex Ante Team
Com | Com | For commercial aggregated building type | WRf | CZ13 | Old | Any | 11.305 | DEER2020 | 2020-01-01 | 2025-12-31 | 2023-06-14 13:47 | Deemed Ex Ante Team | In million sq. ft. of floor area (minima set to 1,000 sq. ft.) | 2024-03-22 19:42 | Deemed Ex Ante Team | Set ExpiryDate to 2025-12-31 to enable building vintage consolidation for DEER2026 measures
Com | Com | For commercial aggregated building type | WRf | CZ13 | Rec | Any | 1.151 | DEER2020 | 2020-01-01 | 2025-12-31 | 2023-06-14 13:47 | Deemed Ex Ante Team | In million sq. ft. of floor area (minima set to 1,000 sq. ft.) | 2024-03-22 19:42 | Deemed Ex Ante Team | Set ExpiryDate to 2025-12-31 to enable building vintage consolidation for DEER2026 measures
Com | Com | For commercial aggregated building type | WRf | CZ14 | Ex | Any | 0.022 | DEER2020 | 2020-01-01 | 2025-12-31 | 2023-06-14 13:47 | Deemed Ex Ante Team | In million sq. ft. of floor area (minima set to 1,000 sq. ft.) | 2024-03-22 19:42 | Deemed Ex Ante Team | Set ExpiryDate to 2025-12-31 to enable building vintage consolidation for DEER2026 measures
Com | Com | For commercial aggregated building type | WRf | CZ14 | Ex | Any | 0.104 | DEER2026 | 2026-01-01 |  | 2024-03-22 19:32 | Deemed Ex Ante Team | In million sq. ft. of floor area (minima set to 1,000 sq. ft.). Sum of Ex, Old, Recent of DEER2020 version weights. | 2024-03-22 19:32 | Deemed Ex Ante Team
Com | Com | For commercial aggregated building type | WRf | CZ14 | New | Any | 0.002 | DEER2020 | 2020-01-01 | 2025-12-31 | 2023-06-14 13:47 | Deemed Ex Ante Team | In million sq. ft. of floor area (minima set to 1,000 sq. ft.) | 2024-03-22 19:42 | Deemed Ex Ante Team | Set ExpiryDate to 2025-12-31 to enable building vintage consolidation for DEER2026 measures
Com | Com | For commercial aggregated building type | WRf | CZ14 | New | Any | 0.002 | DEER2026 | 2026-01-01 |  | 2024-03-22 19:32 | Deemed Ex Ante Team | In million sq. ft. of floor area (minima set to 1,000 sq. ft.). | 2024-03-22 19:32 | Deemed Ex Ante Team
Com | Com | For commercial aggregated building type | WRf | CZ14 | Old | Any | 0.076 | DEER2020 | 2020-01-01 | 2025-12-31 | 2023-06-14 13:47 | Deemed Ex Ante Team | In million sq. ft. of floor area (minima set to 1,000 sq. ft.) | 2024-03-22 19:42 | Deemed Ex Ante Team | Set ExpiryDate to 2025-12-31 to enable building vintage consolidation for DEER2026 measures
Com | Com | For commercial aggregated building type | WRf | CZ14 | Rec | Any | 0.006 | DEER2020 | 2020-01-01 | 2025-12-31 | 2023-06-14 13:47 | Deemed Ex Ante Team | In million sq. ft. of floor area (minima set to 1,000 sq. ft.) | 2024-03-22 19:42 | Deemed Ex Ante Team | Set ExpiryDate to 2025-12-31 to enable building vintage consolidation for DEER2026 measures
Com | Com | For commercial aggregated building type | WRf | CZ15 | Ex | Any | 0.108 | DEER2020 | 2020-01-01 | 2025-12-31 | 2023-06-14 13:47 | Deemed Ex Ante Team | In million sq. ft. of floor area (minima set to 1,000 sq. ft.) | 2024-03-22 19:42 | Deemed Ex Ante Team | Set ExpiryDate to 2025-12-31 to enable building vintage consolidation for DEER2026 measures
Com | Com | For commercial aggregated building type | WRf | CZ15 | Ex | Any | 0.506 | DEER2026 | 2026-01-01 |  | 2024-03-22 19:32 | Deemed Ex Ante Team | In million sq. ft. of floor area (minima set to 1,000 sq. ft.). Sum of Ex, Old, Recent of DEER2020 version weights. | 2024-03-22 19:32 | Deemed Ex Ante Team
Com | Com | For commercial aggregated building type | WRf | CZ15 | New | Any | 0.008 | DEER2020 | 2020-01-01 | 2025-12-31 | 2023-06-14 13:47 | Deemed Ex Ante Team | In million sq. ft. of floor area (minima set to 1,000 sq. ft.) | 2024-03-22 19:42 | Deemed Ex Ante Team | Set ExpiryDate to 2025-12-31 to enable building vintage consolidation for DEER2026 measures
Com | Com | For commercial aggregated building type | WRf | CZ15 | New | Any | 0.008 | DEER2026 | 2026-01-01 |  | 2024-03-22 19:32 | Deemed Ex Ante Team | In million sq. ft. of floor area (minima set to 1,000 sq. ft.). | 2024-03-22 19:32 | Deemed Ex Ante Team
Com | Com | For commercial aggregated building type | WRf | CZ15 | Old | Any | 0.368 | DEER2020 | 2020-01-01 | 2025-12-31 | 2023-06-14 13:47 | Deemed Ex Ante Team | In million sq. ft. of floor area (minima set to 1,000 sq. ft.) | 2024-03-22 19:42 | Deemed Ex Ante Team | Set ExpiryDate to 2025-12-31 to enable building vintage consolidation for DEER2026 measures
Com | Com | For commercial aggregated building type | WRf | CZ15 | Rec | Any | 0.03 | DEER2020 | 2020-01-01 | 2025-12-31 | 2023-06-14 13:47 | Deemed Ex Ante Team | In million sq. ft. of floor area (minima set to 1,000 sq. ft.) | 2024-03-22 19:42 | Deemed Ex Ante Team | Set ExpiryDate to 2025-12-31 to enable building vintage consolidation for DEER2026 measures
Com | Com | For commercial aggregated building type | WRf | CZ16 | Ex | Any | 0.048 | DEER2020 | 2020-01-01 | 2025-12-31 | 2023-06-14 13:47 | Deemed Ex Ante Team | In million sq. ft. of floor area (minima set to 1,000 sq. ft.) | 2024-03-22 19:42 | Deemed Ex Ante Team | Set ExpiryDate to 2025-12-31 to enable building vintage consolidation for DEER2026 measures
Com | Com | For commercial aggregated building type | WRf | CZ16 | Ex | Any | 0.169 | DEER2026 | 2026-01-01 |  | 2024-03-22 19:32 | Deemed Ex Ante Team | In million sq. ft. of floor area (minima set to 1,000 sq. ft.). Sum of Ex, Old, Recent of DEER2020 version weights. | 2024-03-22 19:32 | Deemed Ex Ante Team
Com | Com | For commercial aggregated building type | WRf | CZ16 | New | Any | 0.005 | DEER2020 | 2020-01-01 | 2025-12-31 | 2023-06-14 13:47 | Deemed Ex Ante Team | In million sq. ft. of floor area (minima set to 1,000 sq. ft.) | 2024-03-22 19:42 | Deemed Ex Ante Team | Set ExpiryDate to 2025-12-31 to enable building vintage consolidation for DEER2026 measures
Com | Com | For commercial aggregated building type | WRf | CZ16 | New | Any | 0.005 | DEER2026 | 2026-01-01 |  | 2024-03-22 19:32 | Deemed Ex Ante Team | In million sq. ft. of floor area (minima set to 1,000 sq. ft.). | 2024-03-22 19:32 | Deemed Ex Ante Team
Com | Com | For commercial aggregated building type | WRf | CZ16 | Old | Any | 0.105 | DEER2020 | 2020-01-01 | 2025-12-31 | 2023-06-14 13:47 | Deemed Ex Ante Team | In million sq. ft. of floor area (minima set to 1,000 sq. ft.) | 2024-03-22 19:42 | Deemed Ex Ante Team | Set ExpiryDate to 2025-12-31 to enable building vintage consolidation for DEER2026 measures
Com | Com | For commercial aggregated building type | WRf | CZ16 | Rec | Any | 0.016 | DEER2020 | 2020-01-01 | 2025-12-31 | 2023-06-14 13:47 | Deemed Ex Ante Team | In million sq. ft. of floor area (minima set to 1,000 sq. ft.) | 2024-03-22 19:42 | Deemed Ex Ante Team | Set ExpiryDate to 2025-12-31 to enable building vintage consolidation for DEER2026 measures
Com | Ind | For commercial aggregated building type | MBT | CZ01 | Ex | Any | 0.167 | DEER2020 | 2020-01-01 | 2025-12-31 | 2023-06-14 13:47 | Deemed Ex Ante Team | In million sq. ft. of floor area (minima set to 1,000 sq. ft.) | 2024-03-22 19:40 | Deemed Ex Ante Team | Set ExpiryDate to 2025-12-31 to enable building vintage consolidation for DEER2026 measures
Com | Ind | For commercial aggregated building type | MBT | CZ01 | Ex | Any | 1.084 | DEER2026 | 2026-01-01 |  | 2024-03-22 19:32 | Deemed Ex Ante Team | In million sq. ft. of floor area (minima set to 1,000 sq. ft.). Sum of Ex, Old, Recent of DEER2020 version weights. | 2024-03-22 19:32 | Deemed Ex Ante Team
Com | Ind | For commercial aggregated building type | MBT | CZ01 | New | Any | 0.009 | DEER2020 | 2020-01-01 | 2025-12-31 | 2023-06-14 13:47 | Deemed Ex Ante Team | In million sq. ft. of floor area (minima set to 1,000 sq. ft.) | 2024-03-22 19:40 | Deemed Ex Ante Team | Set ExpiryDate to 2025-12-31 to enable building vintage consolidation for DEER2026 measures
Com | Ind | For commercial aggregated building type | MBT | CZ01 | New | Any | 0.009 | DEER2026 | 2026-01-01 |  | 2024-03-22 19:32 | Deemed Ex Ante Team | In million sq. ft. of floor area (minima set to 1,000 sq. ft.). | 2024-03-22 19:32 | Deemed Ex Ante Team
Com | Ind | For commercial aggregated building type | MBT | CZ01 | Old | Any | 0.882 | DEER2020 | 2020-01-01 | 2025-12-31 | 2023-06-14 13:47 | Deemed Ex Ante Team | In million sq. ft. of floor area (minima set to 1,000 sq. ft.) | 2024-03-22 19:40 | Deemed Ex Ante Team | Set ExpiryDate to 2025-12-31 to enable building vintage consolidation for DEER2026 measures
Com | Ind | For commercial aggregated building type | MBT | CZ01 | Rec | Any | 0.035 | DEER2020 | 2020-01-01 | 2025-12-31 | 2023-06-14 13:47 | Deemed Ex Ante Team | In million sq. ft. of floor area (minima set to 1,000 sq. ft.) | 2024-03-22 19:40 | Deemed Ex Ante Team | Set ExpiryDate to 2025-12-31 to enable building vintage consolidation for DEER2026 measures
Com | Ind | For commercial aggregated building type | MBT | CZ02 | Ex | Any | 1.337 | DEER2020 | 2020-01-01 | 2025-12-31 | 2023-06-14 13:47 | Deemed Ex Ante Team | In million sq. ft. of floor area (minima set to 1,000 sq. ft.) | 2024-03-22 19:40 | Deemed Ex Ante Team | Set ExpiryDate to 2025-12-31 to enable building vintage consolidation for DEER2026 measures
Com | Ind | For commercial aggregated building type | MBT | CZ02 | Ex | Any | 10.34 | DEER2026 | 2026-01-01 |  | 2024-03-22 19:32 | Deemed Ex Ante Team | In million sq. ft. of floor area (minima set to 1,000 sq. ft.). Sum of Ex, Old, Recent of DEER2020 version weights. | 2024-03-22 19:32 | Deemed Ex Ante Team
Com | Ind | For commercial aggregated building type | MBT | CZ02 | New | Any | 0.067 | DEER2020 | 2020-01-01 | 2025-12-31 | 2023-06-14 13:47 | Deemed Ex Ante Team | In million sq. ft. of floor area (minima set to 1,000 sq. ft.) | 2024-03-22 19:40 | Deemed Ex Ante Team | Set ExpiryDate to 2025-12-31 to enable building vintage consolidation for DEER2026 measures
Com | Ind | For commercial aggregated building type | MBT | CZ02 | New | Any | 0.067 | DEER2026 | 2026-01-01 |  | 2024-03-22 19:32 | Deemed Ex Ante Team | In million sq. ft. of floor area (minima set to 1,000 sq. ft.). | 2024-03-22 19:32 | Deemed Ex Ante Team
Com | Ind | For commercial aggregated building type | MBT | CZ02 | Old | Any | 8.734 | DEER2020 | 2020-01-01 | 2025-12-31 | 2023-06-14 13:47 | Deemed Ex Ante Team | In million sq. ft. of floor area (minima set to 1,000 sq. ft.) | 2024-03-22 19:40 | Deemed Ex Ante Team | Set ExpiryDate to 2025-12-31 to enable building vintage consolidation for DEER2026 measures
Com | Ind | For commercial aggregated building type | MBT | CZ02 | Rec | Any | 0.269 | DEER2020 | 2020-01-01 | 2025-12-31 | 2023-06-14 13:47 | Deemed Ex Ante Team | In million sq. ft. of floor area (minima set to 1,000 sq. ft.) | 2024-03-22 19:40 | Deemed Ex Ante Team | Set ExpiryDate to 2025-12-31 to enable building vintage consolidation for DEER2026 measures
Com | Ind | For commercial aggregated building type | MBT | CZ03 | Ex | Any | 5.908 | DEER2020 | 2020-01-01 | 2025-12-31 | 2023-06-14 13:47 | Deemed Ex Ante Team | In million sq. ft. of floor area (minima set to 1,000 sq. ft.) | 2024-03-22 19:40 | Deemed Ex Ante Team | Set ExpiryDate to 2025-12-31 to enable building vintage consolidation for DEER2026 measures
Com | Ind | For commercial aggregated building type | MBT | CZ03 | Ex | Any | 51.454 | DEER2026 | 2026-01-01 |  | 2024-03-22 19:32 | Deemed Ex Ante Team | In million sq. ft. of floor area (minima set to 1,000 sq. ft.). Sum of Ex, Old, Recent of DEER2020 version weights. | 2024-03-22 19:32 | Deemed Ex Ante Team
Com | Ind | For commercial aggregated building type | MBT | CZ03 | New | Any | 0.261 | DEER2020 | 2020-01-01 | 2025-12-31 | 2023-06-14 13:47 | Deemed Ex Ante Team | In million sq. ft. of floor area (minima set to 1,000 sq. ft.) | 2024-03-22 19:40 | Deemed Ex Ante Team | Set ExpiryDate to 2025-12-31 to enable building vintage consolidation for DEER2026 measures
Com | Ind | For commercial aggregated building type | MBT | CZ03 | New | Any | 0.261 | DEER2026 | 2026-01-01 |  | 2024-03-22 19:32 | Deemed Ex Ante Team | In million sq. ft. of floor area (minima set to 1,000 sq. ft.). | 2024-03-22 19:32 | Deemed Ex Ante Team
Com | Ind | For commercial aggregated building type | MBT | CZ03 | Old | Any | 44.501 | DEER2020 | 2020-01-01 | 2025-12-31 | 2023-06-14 13:47 | Deemed Ex Ante Team | In million sq. ft. of floor area (minima set to 1,000 sq. ft.) | 2024-03-22 19:40 | Deemed Ex Ante Team | Set ExpiryDate to 2025-12-31 to enable building vintage consolidation for DEER2026 measures
Com | Ind | For commercial aggregated building type | MBT | CZ03 | Rec | Any | 1.045 | DEER2020 | 2020-01-01 | 2025-12-31 | 2023-06-14 13:47 | Deemed Ex Ante Team | In million sq. ft. of floor area (minima set to 1,000 sq. ft.) | 2024-03-22 19:40 | Deemed Ex Ante Team | Set ExpiryDate to 2025-12-31 to enable building vintage consolidation for DEER2026 measures
Com | Ind | For commercial aggregated building type | MBT | CZ04 | Ex | Any | 3.753 | DEER2020 | 2020-01-01 | 2025-12-31 | 2023-06-14 13:47 | Deemed Ex Ante Team | In million sq. ft. of floor area (minima set to 1,000 sq. ft.) | 2024-03-22 19:40 | Deemed Ex Ante Team | Set ExpiryDate to 2025-12-31 to enable building vintage consolidation for DEER2026 measures
Com | Ind | For commercial aggregated building type | MBT | CZ04 | Ex | Any | 28.022 | DEER2026 | 2026-01-01 |  | 2024-03-22 19:32 | Deemed Ex Ante Team | In million sq. ft. of floor area (minima set to 1,000 sq. ft.). Sum of Ex, Old, Recent of DEER2020 version weights. | 2024-03-22 19:32 | Deemed Ex Ante Team
Com | Ind | For commercial aggregated building type | MBT | CZ04 | New | Any | 0.199 | DEER2020 | 2020-01-01 | 2025-12-31 | 2023-06-14 13:47 | Deemed Ex Ante Team | In million sq. ft. of floor area (minima set to 1,000 sq. ft.) | 2024-03-22 19:40 | Deemed Ex Ante Team | Set ExpiryDate to 2025-12-31 to enable building vintage consolidation for DEER2026 measures
Com | Ind | For commercial aggregated building type | MBT | CZ04 | New | Any | 0.199 | DEER2026 | 2026-01-01 |  | 2024-03-22 19:32 | Deemed Ex Ante Team | In million sq. ft. of floor area (minima set to 1,000 sq. ft.). | 2024-03-22 19:32 | Deemed Ex Ante Team
Com | Ind | For commercial aggregated building type | MBT | CZ04 | Old | Any | 23.473 | DEER2020 | 2020-01-01 | 2025-12-31 | 2023-06-14 13:47 | Deemed Ex Ante Team | In million sq. ft. of floor area (minima set to 1,000 sq. ft.) | 2024-03-22 19:40 | Deemed Ex Ante Team | Set ExpiryDate to 2025-12-31 to enable building vintage consolidation for DEER2026 measures
Com | Ind | For commercial aggregated building type | MBT | CZ04 | Rec | Any | 0.796 | DEER2020 | 2020-01-01 | 2025-12-31 | 2023-06-14 13:47 | Deemed Ex Ante Team | In million sq. ft. of floor area (minima set to 1,000 sq. ft.) | 2024-03-22 19:40 | Deemed Ex Ante Team | Set ExpiryDate to 2025-12-31 to enable building vintage consolidation for DEER2026 measures
Com | Ind | For commercial aggregated building type | MBT | CZ05 | Ex | Any | 0.602 | DEER2020 | 2020-01-01 | 2025-12-31 | 2023-06-14 13:47 | Deemed Ex Ante Team | In million sq. ft. of floor area (minima set to 1,000 sq. ft.) | 2024-03-22 19:40 | Deemed Ex Ante Team | Set ExpiryDate to 2025-12-31 to enable building vintage consolidation for DEER2026 measures
Com | Ind | For commercial aggregated building type | MBT | CZ05 | Ex | Any | 4.307 | DEER2026 | 2026-01-01 |  | 2024-03-22 19:32 | Deemed Ex Ante Team | In million sq. ft. of floor area (minima set to 1,000 sq. ft.). Sum of Ex, Old, Recent of DEER2020 version weights. | 2024-03-22 19:32 | Deemed Ex Ante Team
Com | Ind | For commercial aggregated building type | MBT | CZ05 | New | Any | 0.032 | DEER2020 | 2020-01-01 | 2025-12-31 | 2023-06-14 13:47 | Deemed Ex Ante Team | In million sq. ft. of floor area (minima set to 1,000 sq. ft.) | 2024-03-22 19:40 | Deemed Ex Ante Team | Set ExpiryDate to 2025-12-31 to enable building vintage consolidation for DEER2026 measures
Com | Ind | For commercial aggregated building type | MBT | CZ05 | New | Any | 0.032 | DEER2026 | 2026-01-01 |  | 2024-03-22 19:32 | Deemed Ex Ante Team | In million sq. ft. of floor area (minima set to 1,000 sq. ft.). | 2024-03-22 19:32 | Deemed Ex Ante Team
Com | Ind | For commercial aggregated building type | MBT | CZ05 | Old | Any | 3.576 | DEER2020 | 2020-01-01 | 2025-12-31 | 2023-06-14 13:47 | Deemed Ex Ante Team | In million sq. ft. of floor area (minima set to 1,000 sq. ft.) | 2024-03-22 19:40 | Deemed Ex Ante Team | Set ExpiryDate to 2025-12-31 to enable building vintage consolidation for DEER2026 measures
Com | Ind | For commercial aggregated building type | MBT | CZ05 | Rec | Any | 0.129 | DEER2020 | 2020-01-01 | 2025-12-31 | 2023-06-14 13:47 | Deemed Ex Ante Team | In million sq. ft. of floor area (minima set to 1,000 sq. ft.) | 2024-03-22 19:40 | Deemed Ex Ante Team | Set ExpiryDate to 2025-12-31 to enable building vintage consolidation for DEER2026 measures
Com | Ind | For commercial aggregated building type | MBT | CZ06 | Ex | Any | 13.567 | DEER2020 | 2020-01-01 | 2025-12-31 | 2023-06-14 13:47 | Deemed Ex Ante Team | In million sq. ft. of floor area (minima set to 1,000 sq. ft.) | 2024-03-22 19:40 | Deemed Ex Ante Team | Set ExpiryDate to 2025-12-31 to enable building vintage consolidation for DEER2026 measures
Com | Ind | For commercial aggregated building type | MBT | CZ06 | Ex | Any | 85.434 | DEER2026 | 2026-01-01 |  | 2024-03-22 19:32 | Deemed Ex Ante Team | In million sq. ft. of floor area (minima set to 1,000 sq. ft.). Sum of Ex, Old, Recent of DEER2020 version weights. | 2024-03-22 19:32 | Deemed Ex Ante Team
Com | Ind | For commercial aggregated building type | MBT | CZ06 | New | Any | 0.781 | DEER2020 | 2020-01-01 | 2025-12-31 | 2023-06-14 13:47 | Deemed Ex Ante Team | In million sq. ft. of floor area (minima set to 1,000 sq. ft.) | 2024-03-22 19:40 | Deemed Ex Ante Team | Set ExpiryDate to 2025-12-31 to enable building vintage consolidation for DEER2026 measures
Com | Ind | For commercial aggregated building type | MBT | CZ06 | New | Any | 0.781 | DEER2026 | 2026-01-01 |  | 2024-03-22 19:32 | Deemed Ex Ante Team | In million sq. ft. of floor area (minima set to 1,000 sq. ft.). | 2024-03-22 19:32 | Deemed Ex Ante Team
Com | Ind | For commercial aggregated building type | MBT | CZ06 | Old | Any | 68.744 | DEER2020 | 2020-01-01 | 2025-12-31 | 2023-06-14 13:47 | Deemed Ex Ante Team | In million sq. ft. of floor area (minima set to 1,000 sq. ft.) | 2024-03-22 19:40 | Deemed Ex Ante Team | Set ExpiryDate to 2025-12-31 to enable building vintage consolidation for DEER2026 measures
Com | Ind | For commercial aggregated building type | MBT | CZ06 | Rec | Any | 3.123 | DEER2020 | 2020-01-01 | 2025-12-31 | 2023-06-14 13:47 | Deemed Ex Ante Team | In million sq. ft. of floor area (minima set to 1,000 sq. ft.) | 2024-03-22 19:40 | Deemed Ex Ante Team | Set ExpiryDate to 2025-12-31 to enable building vintage consolidation for DEER2026 measures
Com | Ind | For commercial aggregated building type | MBT | CZ07 | Ex | Any | 5.075 | DEER2020 | 2020-01-01 | 2025-12-31 | 2023-06-14 13:47 | Deemed Ex Ante Team | In million sq. ft. of floor area (minima set to 1,000 sq. ft.) | 2024-03-22 19:40 | Deemed Ex Ante Team | Set ExpiryDate to 2025-12-31 to enable building vintage consolidation for DEER2026 measures
Com | Ind | For commercial aggregated building type | MBT | CZ07 | Ex | Any | 19.953 | DEER2026 | 2026-01-01 |  | 2024-03-22 19:32 | Deemed Ex Ante Team | In million sq. ft. of floor area (minima set to 1,000 sq. ft.). Sum of Ex, Old, Recent of DEER2020 version weights. | 2024-03-22 19:32 | Deemed Ex Ante Team
Com | Ind | For commercial aggregated building type | MBT | CZ07 | New | Any | 0.286 | DEER2020 | 2020-01-01 | 2025-12-31 | 2023-06-14 13:47 | Deemed Ex Ante Team | In million sq. ft. of floor area (minima set to 1,000 sq. ft.) | 2024-03-22 19:40 | Deemed Ex Ante Team | Set ExpiryDate to 2025-12-31 to enable building vintage consolidation for DEER2026 measures
Com | Ind | For commercial aggregated building type | MBT | CZ07 | New | Any | 0.286 | DEER2026 | 2026-01-01 |  | 2024-03-22 19:32 | Deemed Ex Ante Team | In million sq. ft. of floor area (minima set to 1,000 sq. ft.). | 2024-03-22 19:32 | Deemed Ex Ante Team
Com | Ind | For commercial aggregated building type | MBT | CZ07 | Old | Any | 13.736 | DEER2020 | 2020-01-01 | 2025-12-31 | 2023-06-14 13:47 | Deemed Ex Ante Team | In million sq. ft. of floor area (minima set to 1,000 sq. ft.) | 2024-03-22 19:40 | Deemed Ex Ante Team | Set ExpiryDate to 2025-12-31 to enable building vintage consolidation for DEER2026 measures
Com | Ind | For commercial aggregated building type | MBT | CZ07 | Rec | Any | 1.142 | DEER2020 | 2020-01-01 | 2025-12-31 | 2023-06-14 13:47 | Deemed Ex Ante Team | In million sq. ft. of floor area (minima set to 1,000 sq. ft.) | 2024-03-22 19:40 | Deemed Ex Ante Team | Set ExpiryDate to 2025-12-31 to enable building vintage consolidation for DEER2026 measures
Com | Ind | For commercial aggregated building type | MBT | CZ08 | Ex | Any | 19.891 | DEER2020 | 2020-01-01 | 2025-12-31 | 2023-06-14 13:47 | Deemed Ex Ante Team | In million sq. ft. of floor area (minima set to 1,000 sq. ft.) | 2024-03-22 19:40 | Deemed Ex Ante Team | Set ExpiryDate to 2025-12-31 to enable building vintage consolidation for DEER2026 measures
Com | Ind | For commercial aggregated building type | MBT | CZ08 | Ex | Any | 125.837 | DEER2026 | 2026-01-01 |  | 2024-03-22 19:32 | Deemed Ex Ante Team | In million sq. ft. of floor area (minima set to 1,000 sq. ft.). Sum of Ex, Old, Recent of DEER2020 version weights. | 2024-03-22 19:32 | Deemed Ex Ante Team
Com | Ind | For commercial aggregated building type | MBT | CZ08 | New | Any | 1.142 | DEER2020 | 2020-01-01 | 2025-12-31 | 2023-06-14 13:47 | Deemed Ex Ante Team | In million sq. ft. of floor area (minima set to 1,000 sq. ft.) | 2024-03-22 19:40 | Deemed Ex Ante Team | Set ExpiryDate to 2025-12-31 to enable building vintage consolidation for DEER2026 measures
Com | Ind | For commercial aggregated building type | MBT | CZ08 | New | Any | 1.142 | DEER2026 | 2026-01-01 |  | 2024-03-22 19:32 | Deemed Ex Ante Team | In million sq. ft. of floor area (minima set to 1,000 sq. ft.). | 2024-03-22 19:32 | Deemed Ex Ante Team
Com | Ind | For commercial aggregated building type | MBT | CZ08 | Old | Any | 101.378 | DEER2020 | 2020-01-01 | 2025-12-31 | 2023-06-14 13:47 | Deemed Ex Ante Team | In million sq. ft. of floor area (minima set to 1,000 sq. ft.) | 2024-03-22 19:40 | Deemed Ex Ante Team | Set ExpiryDate to 2025-12-31 to enable building vintage consolidation for DEER2026 measures
Com | Ind | For commercial aggregated building type | MBT | CZ08 | Rec | Any | 4.568 | DEER2020 | 2020-01-01 | 2025-12-31 | 2023-06-14 13:47 | Deemed Ex Ante Team | In million sq. ft. of floor area (minima set to 1,000 sq. ft.) | 2024-03-22 19:40 | Deemed Ex Ante Team | Set ExpiryDate to 2025-12-31 to enable building vintage consolidation for DEER2026 measures
Com | Ind | For commercial aggregated building type | MBT | CZ09 | Ex | Any | 13.335 | DEER2020 | 2020-01-01 | 2025-12-31 | 2023-06-14 13:47 | Deemed Ex Ante Team | In million sq. ft. of floor area (minima set to 1,000 sq. ft.) | 2024-03-22 19:40 | Deemed Ex Ante Team | Set ExpiryDate to 2025-12-31 to enable building vintage consolidation for DEER2026 measures
Com | Ind | For commercial aggregated building type | MBT | CZ09 | Ex | Any | 84.042 | DEER2026 | 2026-01-01 |  | 2024-03-22 19:32 | Deemed Ex Ante Team | In million sq. ft. of floor area (minima set to 1,000 sq. ft.). Sum of Ex, Old, Recent of DEER2020 version weights. | 2024-03-22 19:32 | Deemed Ex Ante Team
Com | Ind | For commercial aggregated building type | MBT | CZ09 | New | Any | 0.74 | DEER2020 | 2020-01-01 | 2025-12-31 | 2023-06-14 13:47 | Deemed Ex Ante Team | In million sq. ft. of floor area (minima set to 1,000 sq. ft.) | 2024-03-22 19:40 | Deemed Ex Ante Team | Set ExpiryDate to 2025-12-31 to enable building vintage consolidation for DEER2026 measures
Com | Ind | For commercial aggregated building type | MBT | CZ09 | New | Any | 0.74 | DEER2026 | 2026-01-01 |  | 2024-03-22 19:32 | Deemed Ex Ante Team | In million sq. ft. of floor area (minima set to 1,000 sq. ft.). | 2024-03-22 19:32 | Deemed Ex Ante Team
Com | Ind | For commercial aggregated building type | MBT | CZ09 | Old | Any | 67.749 | DEER2020 | 2020-01-01 | 2025-12-31 | 2023-06-14 13:47 | Deemed Ex Ante Team | In million sq. ft. of floor area (minima set to 1,000 sq. ft.) | 2024-03-22 19:40 | Deemed Ex Ante Team | Set ExpiryDate to 2025-12-31 to enable building vintage consolidation for DEER2026 measures
Com | Ind | For commercial aggregated building type | MBT | CZ09 | Rec | Any | 2.958 | DEER2020 | 2020-01-01 | 2025-12-31 | 2023-06-14 13:47 | Deemed Ex Ante Team | In million sq. ft. of floor area (minima set to 1,000 sq. ft.) | 2024-03-22 19:40 | Deemed Ex Ante Team | Set ExpiryDate to 2025-12-31 to enable building vintage consolidation for DEER2026 measures
Com | Ind | For commercial aggregated building type | MBT | CZ10 | Ex | Any | 29.176 | DEER2020 | 2020-01-01 | 2025-12-31 | 2023-06-14 13:47 | Deemed Ex Ante Team | In million sq. ft. of floor area (minima set to 1,000 sq. ft.) | 2024-03-22 19:40 | Deemed Ex Ante Team | Set ExpiryDate to 2025-12-31 to enable building vintage consolidation for DEER2026 measures
Com | Ind | For commercial aggregated building type | MBT | CZ10 | Ex | Any | 80.135 | DEER2026 | 2026-01-01 |  | 2024-03-22 19:32 | Deemed Ex Ante Team | In million sq. ft. of floor area (minima set to 1,000 sq. ft.). Sum of Ex, Old, Recent of DEER2020 version weights. | 2024-03-22 19:32 | Deemed Ex Ante Team
Com | Ind | For commercial aggregated building type | MBT | CZ10 | New | Any | 1.607 | DEER2020 | 2020-01-01 | 2025-12-31 | 2023-06-14 13:47 | Deemed Ex Ante Team | In million sq. ft. of floor area (minima set to 1,000 sq. ft.) | 2024-03-22 19:40 | Deemed Ex Ante Team | Set ExpiryDate to 2025-12-31 to enable building vintage consolidation for DEER2026 measures
Com | Ind | For commercial aggregated building type | MBT | CZ10 | New | Any | 1.607 | DEER2026 | 2026-01-01 |  | 2024-03-22 19:32 | Deemed Ex Ante Team | In million sq. ft. of floor area (minima set to 1,000 sq. ft.). | 2024-03-22 19:32 | Deemed Ex Ante Team
Com | Ind | For commercial aggregated building type | MBT | CZ10 | Old | Any | 44.532 | DEER2020 | 2020-01-01 | 2025-12-31 | 2023-06-14 13:47 | Deemed Ex Ante Team | In million sq. ft. of floor area (minima set to 1,000 sq. ft.) | 2024-03-22 19:40 | Deemed Ex Ante Team | Set ExpiryDate to 2025-12-31 to enable building vintage consolidation for DEER2026 measures
Com | Ind | For commercial aggregated building type | MBT | CZ10 | Rec | Any | 6.427 | DEER2020 | 2020-01-01 | 2025-12-31 | 2023-06-14 13:47 | Deemed Ex Ante Team | In million sq. ft. of floor area (minima set to 1,000 sq. ft.) | 2024-03-22 19:40 | Deemed Ex Ante Team | Set ExpiryDate to 2025-12-31 to enable building vintage consolidation for DEER2026 measures
Com | Ind | For commercial aggregated building type | MBT | CZ11 | Ex | Any | 1.473 | DEER2020 | 2020-01-01 | 2025-12-31 | 2023-06-14 13:47 | Deemed Ex Ante Team | In million sq. ft. of floor area (minima set to 1,000 sq. ft.) | 2024-03-22 19:40 | Deemed Ex Ante Team | Set ExpiryDate to 2025-12-31 to enable building vintage consolidation for DEER2026 measures
Com | Ind | For commercial aggregated building type | MBT | CZ11 | Ex | Any | 7.826 | DEER2026 | 2026-01-01 |  | 2024-03-22 19:32 | Deemed Ex Ante Team | In million sq. ft. of floor area (minima set to 1,000 sq. ft.). Sum of Ex, Old, Recent of DEER2020 version weights. | 2024-03-22 19:32 | Deemed Ex Ante Team
Com | Ind | For commercial aggregated building type | MBT | CZ11 | New | Any | 0.081 | DEER2020 | 2020-01-01 | 2025-12-31 | 2023-06-14 13:47 | Deemed Ex Ante Team | In million sq. ft. of floor area (minima set to 1,000 sq. ft.) | 2024-03-22 19:40 | Deemed Ex Ante Team | Set ExpiryDate to 2025-12-31 to enable building vintage consolidation for DEER2026 measures
Com | Ind | For commercial aggregated building type | MBT | CZ11 | New | Any | 0.081 | DEER2026 | 2026-01-01 |  | 2024-03-22 19:32 | Deemed Ex Ante Team | In million sq. ft. of floor area (minima set to 1,000 sq. ft.). | 2024-03-22 19:32 | Deemed Ex Ante Team
Com | Ind | For commercial aggregated building type | MBT | CZ11 | Old | Any | 6.029 | DEER2020 | 2020-01-01 | 2025-12-31 | 2023-06-14 13:47 | Deemed Ex Ante Team | In million sq. ft. of floor area (minima set to 1,000 sq. ft.) | 2024-03-22 19:40 | Deemed Ex Ante Team | Set ExpiryDate to 2025-12-31 to enable building vintage consolidation for DEER2026 measures
Com | Ind | For commercial aggregated building type | MBT | CZ11 | Rec | Any | 0.324 | DEER2020 | 2020-01-01 | 2025-12-31 | 2023-06-14 13:47 | Deemed Ex Ante Team | In million sq. ft. of floor area (minima set to 1,000 sq. ft.) | 2024-03-22 19:40 | Deemed Ex Ante Team | Set ExpiryDate to 2025-12-31 to enable building vintage consolidation for DEER2026 measures
Com | Ind | For commercial aggregated building type | MBT | CZ12 | Ex | Any | 4.929 | DEER2020 | 2020-01-01 | 2025-12-31 | 2023-06-14 13:47 | Deemed Ex Ante Team | In million sq. ft. of floor area (minima set to 1,000 sq. ft.) | 2024-03-22 19:40 | Deemed Ex Ante Team | Set ExpiryDate to 2025-12-31 to enable building vintage consolidation for DEER2026 measures
Com | Ind | For commercial aggregated building type | MBT | CZ12 | Ex | Any | 30.02 | DEER2026 | 2026-01-01 |  | 2024-03-22 19:32 | Deemed Ex Ante Team | In million sq. ft. of floor area (minima set to 1,000 sq. ft.). Sum of Ex, Old, Recent of DEER2020 version weights. | 2024-03-22 19:32 | Deemed Ex Ante Team
Com | Ind | For commercial aggregated building type | MBT | CZ12 | New | Any | 0.26 | DEER2020 | 2020-01-01 | 2025-12-31 | 2023-06-14 13:47 | Deemed Ex Ante Team | In million sq. ft. of floor area (minima set to 1,000 sq. ft.) | 2024-03-22 19:40 | Deemed Ex Ante Team | Set ExpiryDate to 2025-12-31 to enable building vintage consolidation for DEER2026 measures
Com | Ind | For commercial aggregated building type | MBT | CZ12 | New | Any | 0.26 | DEER2026 | 2026-01-01 |  | 2024-03-22 19:32 | Deemed Ex Ante Team | In million sq. ft. of floor area (minima set to 1,000 sq. ft.). | 2024-03-22 19:32 | Deemed Ex Ante Team
Com | Ind | For commercial aggregated building type | MBT | CZ12 | Old | Any | 24.051 | DEER2020 | 2020-01-01 | 2025-12-31 | 2023-06-14 13:47 | Deemed Ex Ante Team | In million sq. ft. of floor area (minima set to 1,000 sq. ft.) | 2024-03-22 19:40 | Deemed Ex Ante Team | Set ExpiryDate to 2025-12-31 to enable building vintage consolidation for DEER2026 measures
Com | Ind | For commercial aggregated building type | MBT | CZ12 | Rec | Any | 1.04 | DEER2020 | 2020-01-01 | 2025-12-31 | 2023-06-14 13:47 | Deemed Ex Ante Team | In million sq. ft. of floor area (minima set to 1,000 sq. ft.) | 2024-03-22 19:40 | Deemed Ex Ante Team | Set ExpiryDate to 2025-12-31 to enable building vintage consolidation for DEER2026 measures
Com | Ind | For commercial aggregated building type | MBT | CZ13 | Ex | Any | 5.255 | DEER2020 | 2020-01-01 | 2025-12-31 | 2023-06-14 13:47 | Deemed Ex Ante Team | In million sq. ft. of floor area (minima set to 1,000 sq. ft.) | 2024-03-22 19:40 | Deemed Ex Ante Team | Set ExpiryDate to 2025-12-31 to enable building vintage consolidation for DEER2026 measures
Com | Ind | For commercial aggregated building type | MBT | CZ13 | Ex | Any | 27.438 | DEER2026 | 2026-01-01 |  | 2024-03-22 19:32 | Deemed Ex Ante Team | In million sq. ft. of floor area (minima set to 1,000 sq. ft.). Sum of Ex, Old, Recent of DEER2020 version weights. | 2024-03-22 19:32 | Deemed Ex Ante Team
Com | Ind | For commercial aggregated building type | MBT | CZ13 | New | Any | 0.304 | DEER2020 | 2020-01-01 | 2025-12-31 | 2023-06-14 13:47 | Deemed Ex Ante Team | In million sq. ft. of floor area (minima set to 1,000 sq. ft.) | 2024-03-22 19:40 | Deemed Ex Ante Team | Set ExpiryDate to 2025-12-31 to enable building vintage consolidation for DEER2026 measures
Com | Ind | For commercial aggregated building type | MBT | CZ13 | New | Any | 0.304 | DEER2026 | 2026-01-01 |  | 2024-03-22 19:32 | Deemed Ex Ante Team | In million sq. ft. of floor area (minima set to 1,000 sq. ft.). | 2024-03-22 19:32 | Deemed Ex Ante Team
Com | Ind | For commercial aggregated building type | MBT | CZ13 | Old | Any | 20.97 | DEER2020 | 2020-01-01 | 2025-12-31 | 2023-06-14 13:47 | Deemed Ex Ante Team | In million sq. ft. of floor area (minima set to 1,000 sq. ft.) | 2024-03-22 19:40 | Deemed Ex Ante Team | Set ExpiryDate to 2025-12-31 to enable building vintage consolidation for DEER2026 measures
Com | Ind | For commercial aggregated building type | MBT | CZ13 | Rec | Any | 1.213 | DEER2020 | 2020-01-01 | 2025-12-31 | 2023-06-14 13:47 | Deemed Ex Ante Team | In million sq. ft. of floor area (minima set to 1,000 sq. ft.) | 2024-03-22 19:40 | Deemed Ex Ante Team | Set ExpiryDate to 2025-12-31 to enable building vintage consolidation for DEER2026 measures
Com | Ind | For commercial aggregated building type | MBT | CZ14 | Ex | Any | 4.502 | DEER2020 | 2020-01-01 | 2025-12-31 | 2023-06-14 13:47 | Deemed Ex Ante Team | In million sq. ft. of floor area (minima set to 1,000 sq. ft.) | 2024-03-22 19:40 | Deemed Ex Ante Team | Set ExpiryDate to 2025-12-31 to enable building vintage consolidation for DEER2026 measures
Com | Ind | For commercial aggregated building type | MBT | CZ14 | Ex | Any | 15.591 | DEER2026 | 2026-01-01 |  | 2024-03-22 19:32 | Deemed Ex Ante Team | In million sq. ft. of floor area (minima set to 1,000 sq. ft.). Sum of Ex, Old, Recent of DEER2020 version weights. | 2024-03-22 19:32 | Deemed Ex Ante Team
Com | Ind | For commercial aggregated building type | MBT | CZ14 | New | Any | 0.248 | DEER2020 | 2020-01-01 | 2025-12-31 | 2023-06-14 13:47 | Deemed Ex Ante Team | In million sq. ft. of floor area (minima set to 1,000 sq. ft.) | 2024-03-22 19:40 | Deemed Ex Ante Team | Set ExpiryDate to 2025-12-31 to enable building vintage consolidation for DEER2026 measures
Com | Ind | For commercial aggregated building type | MBT | CZ14 | New | Any | 0.248 | DEER2026 | 2026-01-01 |  | 2024-03-22 19:32 | Deemed Ex Ante Team | In million sq. ft. of floor area (minima set to 1,000 sq. ft.). | 2024-03-22 19:32 | Deemed Ex Ante Team
Com | Ind | For commercial aggregated building type | MBT | CZ14 | Old | Any | 10.1 | DEER2020 | 2020-01-01 | 2025-12-31 | 2023-06-14 13:47 | Deemed Ex Ante Team | In million sq. ft. of floor area (minima set to 1,000 sq. ft.) | 2024-03-22 19:40 | Deemed Ex Ante Team | Set ExpiryDate to 2025-12-31 to enable building vintage consolidation for DEER2026 measures
Com | Ind | For commercial aggregated building type | MBT | CZ14 | Rec | Any | 0.989 | DEER2020 | 2020-01-01 | 2025-12-31 | 2023-06-14 13:47 | Deemed Ex Ante Team | In million sq. ft. of floor area (minima set to 1,000 sq. ft.) | 2024-03-22 19:40 | Deemed Ex Ante Team | Set ExpiryDate to 2025-12-31 to enable building vintage consolidation for DEER2026 measures
Com | Ind | For commercial aggregated building type | MBT | CZ15 | Ex | Any | 9.706 | DEER2020 | 2020-01-01 | 2025-12-31 | 2023-06-14 13:47 | Deemed Ex Ante Team | In million sq. ft. of floor area (minima set to 1,000 sq. ft.) | 2024-03-22 19:40 | Deemed Ex Ante Team | Set ExpiryDate to 2025-12-31 to enable building vintage consolidation for DEER2026 measures
Com | Ind | For commercial aggregated building type | MBT | CZ15 | Ex | Any | 25.638 | DEER2026 | 2026-01-01 |  | 2024-03-22 19:32 | Deemed Ex Ante Team | In million sq. ft. of floor area (minima set to 1,000 sq. ft.). Sum of Ex, Old, Recent of DEER2020 version weights. | 2024-03-22 19:32 | Deemed Ex Ante Team
Com | Ind | For commercial aggregated building type | MBT | CZ15 | New | Any | 0.533 | DEER2020 | 2020-01-01 | 2025-12-31 | 2023-06-14 13:47 | Deemed Ex Ante Team | In million sq. ft. of floor area (minima set to 1,000 sq. ft.) | 2024-03-22 19:40 | Deemed Ex Ante Team | Set ExpiryDate to 2025-12-31 to enable building vintage consolidation for DEER2026 measures
Com | Ind | For commercial aggregated building type | MBT | CZ15 | New | Any | 0.533 | DEER2026 | 2026-01-01 |  | 2024-03-22 19:32 | Deemed Ex Ante Team | In million sq. ft. of floor area (minima set to 1,000 sq. ft.). | 2024-03-22 19:32 | Deemed Ex Ante Team
Com | Ind | For commercial aggregated building type | MBT | CZ15 | Old | Any | 13.799 | DEER2020 | 2020-01-01 | 2025-12-31 | 2023-06-14 13:47 | Deemed Ex Ante Team | In million sq. ft. of floor area (minima set to 1,000 sq. ft.) | 2024-03-22 19:40 | Deemed Ex Ante Team | Set ExpiryDate to 2025-12-31 to enable building vintage consolidation for DEER2026 measures
Com | Ind | For commercial aggregated building type | MBT | CZ15 | Rec | Any | 2.133 | DEER2020 | 2020-01-01 | 2025-12-31 | 2023-06-14 13:47 | Deemed Ex Ante Team | In million sq. ft. of floor area (minima set to 1,000 sq. ft.) | 2024-03-22 19:40 | Deemed Ex Ante Team | Set ExpiryDate to 2025-12-31 to enable building vintage consolidation for DEER2026 measures
Com | Ind | For commercial aggregated building type | MBT | CZ16 | Ex | Any | 3.04 | DEER2020 | 2020-01-01 | 2025-12-31 | 2023-06-14 13:47 | Deemed Ex Ante Team | In million sq. ft. of floor area (minima set to 1,000 sq. ft.) | 2024-03-22 19:40 | Deemed Ex Ante Team | Set ExpiryDate to 2025-12-31 to enable building vintage consolidation for DEER2026 measures
Com | Ind | For commercial aggregated building type | MBT | CZ16 | Ex | Any | 10.764 | DEER2026 | 2026-01-01 |  | 2024-03-22 19:32 | Deemed Ex Ante Team | In million sq. ft. of floor area (minima set to 1,000 sq. ft.). Sum of Ex, Old, Recent of DEER2020 version weights. | 2024-03-22 19:32 | Deemed Ex Ante Team
Com | Ind | For commercial aggregated building type | MBT | CZ16 | New | Any | 0.169 | DEER2020 | 2020-01-01 | 2025-12-31 | 2023-06-14 13:47 | Deemed Ex Ante Team | In million sq. ft. of floor area (minima set to 1,000 sq. ft.) | 2024-03-22 19:40 | Deemed Ex Ante Team | Set ExpiryDate to 2025-12-31 to enable building vintage consolidation for DEER2026 measures
Com | Ind | For commercial aggregated building type | MBT | CZ16 | New | Any | 0.169 | DEER2026 | 2026-01-01 |  | 2024-03-22 19:32 | Deemed Ex Ante Team | In million sq. ft. of floor area (minima set to 1,000 sq. ft.). | 2024-03-22 19:32 | Deemed Ex Ante Team
Com | Ind | For commercial aggregated building type | MBT | CZ16 | Old | Any | 7.049 | DEER2020 | 2020-01-01 | 2025-12-31 | 2023-06-14 13:47 | Deemed Ex Ante Team | In million sq. ft. of floor area (minima set to 1,000 sq. ft.) | 2024-03-22 19:40 | Deemed Ex Ante Team | Set ExpiryDate to 2025-12-31 to enable building vintage consolidation for DEER2026 measures
Com | Ind | For commercial aggregated building type | MBT | CZ16 | Rec | Any | 0.675 | DEER2020 | 2020-01-01 | 2025-12-31 | 2023-06-14 13:47 | Deemed Ex Ante Team | In million sq. ft. of floor area (minima set to 1,000 sq. ft.) | 2024-03-22 19:40 | Deemed Ex Ante Team | Set ExpiryDate to 2025-12-31 to enable building vintage consolidation for DEER2026 measures
Com | Ind | For commercial aggregated building type | MLI | CZ01 | Ex | Any | 0.167 | DEER2020 | 2020-01-01 | 2025-12-31 | 2023-06-14 13:47 | Deemed Ex Ante Team | In million sq. ft. of floor area (minima set to 1,000 sq. ft.) | 2024-03-22 19:40 | Deemed Ex Ante Team | Set ExpiryDate to 2025-12-31 to enable building vintage consolidation for DEER2026 measures
Com | Ind | For commercial aggregated building type | MLI | CZ01 | Ex | Any | 1.084 | DEER2026 | 2026-01-01 |  | 2024-03-22 19:32 | Deemed Ex Ante Team | In million sq. ft. of floor area (minima set to 1,000 sq. ft.). Sum of Ex, Old, Recent of DEER2020 version weights. | 2024-03-22 19:32 | Deemed Ex Ante Team
Com | Ind | For commercial aggregated building type | MLI | CZ01 | New | Any | 0.009 | DEER2020 | 2020-01-01 | 2025-12-31 | 2023-06-14 13:47 | Deemed Ex Ante Team | In million sq. ft. of floor area (minima set to 1,000 sq. ft.) | 2024-03-22 19:40 | Deemed Ex Ante Team | Set ExpiryDate to 2025-12-31 to enable building vintage consolidation for DEER2026 measures
Com | Ind | For commercial aggregated building type | MLI | CZ01 | New | Any | 0.009 | DEER2026 | 2026-01-01 |  | 2024-03-22 19:32 | Deemed Ex Ante Team | In million sq. ft. of floor area (minima set to 1,000 sq. ft.). | 2024-03-22 19:32 | Deemed Ex Ante Team
Com | Ind | For commercial aggregated building type | MLI | CZ01 | Old | Any | 0.882 | DEER2020 | 2020-01-01 | 2025-12-31 | 2023-06-14 13:47 | Deemed Ex Ante Team | In million sq. ft. of floor area (minima set to 1,000 sq. ft.) | 2024-03-22 19:40 | Deemed Ex Ante Team | Set ExpiryDate to 2025-12-31 to enable building vintage consolidation for DEER2026 measures
Com | Ind | For commercial aggregated building type | MLI | CZ01 | Rec | Any | 0.035 | DEER2020 | 2020-01-01 | 2025-12-31 | 2023-06-14 13:47 | Deemed Ex Ante Team | In million sq. ft. of floor area (minima set to 1,000 sq. ft.) | 2024-03-22 19:40 | Deemed Ex Ante Team | Set ExpiryDate to 2025-12-31 to enable building vintage consolidation for DEER2026 measures
Com | Ind | For commercial aggregated building type | MLI | CZ02 | Ex | Any | 1.337 | DEER2020 | 2020-01-01 | 2025-12-31 | 2023-06-14 13:47 | Deemed Ex Ante Team | In million sq. ft. of floor area (minima set to 1,000 sq. ft.) | 2024-03-22 19:40 | Deemed Ex Ante Team | Set ExpiryDate to 2025-12-31 to enable building vintage consolidation for DEER2026 measures
Com | Ind | For commercial aggregated building type | MLI | CZ02 | Ex | Any | 10.34 | DEER2026 | 2026-01-01 |  | 2024-03-22 19:32 | Deemed Ex Ante Team | In million sq. ft. of floor area (minima set to 1,000 sq. ft.). Sum of Ex, Old, Recent of DEER2020 version weights. | 2024-03-22 19:32 | Deemed Ex Ante Team
Com | Ind | For commercial aggregated building type | MLI | CZ02 | New | Any | 0.067 | DEER2020 | 2020-01-01 | 2025-12-31 | 2023-06-14 13:47 | Deemed Ex Ante Team | In million sq. ft. of floor area (minima set to 1,000 sq. ft.) | 2024-03-22 19:40 | Deemed Ex Ante Team | Set ExpiryDate to 2025-12-31 to enable building vintage consolidation for DEER2026 measures
Com | Ind | For commercial aggregated building type | MLI | CZ02 | New | Any | 0.067 | DEER2026 | 2026-01-01 |  | 2024-03-22 19:32 | Deemed Ex Ante Team | In million sq. ft. of floor area (minima set to 1,000 sq. ft.). | 2024-03-22 19:32 | Deemed Ex Ante Team
Com | Ind | For commercial aggregated building type | MLI | CZ02 | Old | Any | 8.734 | DEER2020 | 2020-01-01 | 2025-12-31 | 2023-06-14 13:47 | Deemed Ex Ante Team | In million sq. ft. of floor area (minima set to 1,000 sq. ft.) | 2024-03-22 19:40 | Deemed Ex Ante Team | Set ExpiryDate to 2025-12-31 to enable building vintage consolidation for DEER2026 measures
Com | Ind | For commercial aggregated building type | MLI | CZ02 | Rec | Any | 0.269 | DEER2020 | 2020-01-01 | 2025-12-31 | 2023-06-14 13:47 | Deemed Ex Ante Team | In million sq. ft. of floor area (minima set to 1,000 sq. ft.) | 2024-03-22 19:40 | Deemed Ex Ante Team | Set ExpiryDate to 2025-12-31 to enable building vintage consolidation for DEER2026 measures
Com | Ind | For commercial aggregated building type | MLI | CZ03 | Ex | Any | 5.908 | DEER2020 | 2020-01-01 | 2025-12-31 | 2023-06-14 13:47 | Deemed Ex Ante Team | In million sq. ft. of floor area (minima set to 1,000 sq. ft.) | 2024-03-22 19:40 | Deemed Ex Ante Team | Set ExpiryDate to 2025-12-31 to enable building vintage consolidation for DEER2026 measures
Com | Ind | For commercial aggregated building type | MLI | CZ03 | Ex | Any | 51.454 | DEER2026 | 2026-01-01 |  | 2024-03-22 19:32 | Deemed Ex Ante Team | In million sq. ft. of floor area (minima set to 1,000 sq. ft.). Sum of Ex, Old, Recent of DEER2020 version weights. | 2024-03-22 19:32 | Deemed Ex Ante Team
Com | Ind | For commercial aggregated building type | MLI | CZ03 | New | Any | 0.261 | DEER2020 | 2020-01-01 | 2025-12-31 | 2023-06-14 13:47 | Deemed Ex Ante Team | In million sq. ft. of floor area (minima set to 1,000 sq. ft.) | 2024-03-22 19:40 | Deemed Ex Ante Team | Set ExpiryDate to 2025-12-31 to enable building vintage consolidation for DEER2026 measures
Com | Ind | For commercial aggregated building type | MLI | CZ03 | New | Any | 0.261 | DEER2026 | 2026-01-01 |  | 2024-03-22 19:32 | Deemed Ex Ante Team | In million sq. ft. of floor area (minima set to 1,000 sq. ft.). | 2024-03-22 19:32 | Deemed Ex Ante Team
Com | Ind | For commercial aggregated building type | MLI | CZ03 | Old | Any | 44.501 | DEER2020 | 2020-01-01 | 2025-12-31 | 2023-06-14 13:47 | Deemed Ex Ante Team | In million sq. ft. of floor area (minima set to 1,000 sq. ft.) | 2024-03-22 19:40 | Deemed Ex Ante Team | Set ExpiryDate to 2025-12-31 to enable building vintage consolidation for DEER2026 measures
Com | Ind | For commercial aggregated building type | MLI | CZ03 | Rec | Any | 1.045 | DEER2020 | 2020-01-01 | 2025-12-31 | 2023-06-14 13:47 | Deemed Ex Ante Team | In million sq. ft. of floor area (minima set to 1,000 sq. ft.) | 2024-03-22 19:40 | Deemed Ex Ante Team | Set ExpiryDate to 2025-12-31 to enable building vintage consolidation for DEER2026 measures
Com | Ind | For commercial aggregated building type | MLI | CZ04 | Ex | Any | 3.753 | DEER2020 | 2020-01-01 | 2025-12-31 | 2023-06-14 13:47 | Deemed Ex Ante Team | In million sq. ft. of floor area (minima set to 1,000 sq. ft.) | 2024-03-22 19:40 | Deemed Ex Ante Team | Set ExpiryDate to 2025-12-31 to enable building vintage consolidation for DEER2026 measures
Com | Ind | For commercial aggregated building type | MLI | CZ04 | Ex | Any | 28.022 | DEER2026 | 2026-01-01 |  | 2024-03-22 19:32 | Deemed Ex Ante Team | In million sq. ft. of floor area (minima set to 1,000 sq. ft.). Sum of Ex, Old, Recent of DEER2020 version weights. | 2024-03-22 19:32 | Deemed Ex Ante Team
Com | Ind | For commercial aggregated building type | MLI | CZ04 | New | Any | 0.199 | DEER2020 | 2020-01-01 | 2025-12-31 | 2023-06-14 13:47 | Deemed Ex Ante Team | In million sq. ft. of floor area (minima set to 1,000 sq. ft.) | 2024-03-22 19:40 | Deemed Ex Ante Team | Set ExpiryDate to 2025-12-31 to enable building vintage consolidation for DEER2026 measures
Com | Ind | For commercial aggregated building type | MLI | CZ04 | New | Any | 0.199 | DEER2026 | 2026-01-01 |  | 2024-03-22 19:32 | Deemed Ex Ante Team | In million sq. ft. of floor area (minima set to 1,000 sq. ft.). | 2024-03-22 19:32 | Deemed Ex Ante Team
Com | Ind | For commercial aggregated building type | MLI | CZ04 | Old | Any | 23.473 | DEER2020 | 2020-01-01 | 2025-12-31 | 2023-06-14 13:47 | Deemed Ex Ante Team | In million sq. ft. of floor area (minima set to 1,000 sq. ft.) | 2024-03-22 19:40 | Deemed Ex Ante Team | Set ExpiryDate to 2025-12-31 to enable building vintage consolidation for DEER2026 measures
Com | Ind | For commercial aggregated building type | MLI | CZ04 | Rec | Any | 0.796 | DEER2020 | 2020-01-01 | 2025-12-31 | 2023-06-14 13:47 | Deemed Ex Ante Team | In million sq. ft. of floor area (minima set to 1,000 sq. ft.) | 2024-03-22 19:40 | Deemed Ex Ante Team | Set ExpiryDate to 2025-12-31 to enable building vintage consolidation for DEER2026 measures
Com | Ind | For commercial aggregated building type | MLI | CZ05 | Ex | Any | 0.602 | DEER2020 | 2020-01-01 | 2025-12-31 | 2023-06-14 13:47 | Deemed Ex Ante Team | In million sq. ft. of floor area (minima set to 1,000 sq. ft.) | 2024-03-22 19:40 | Deemed Ex Ante Team | Set ExpiryDate to 2025-12-31 to enable building vintage consolidation for DEER2026 measures
Com | Ind | For commercial aggregated building type | MLI | CZ05 | Ex | Any | 4.307 | DEER2026 | 2026-01-01 |  | 2024-03-22 19:32 | Deemed Ex Ante Team | In million sq. ft. of floor area (minima set to 1,000 sq. ft.). Sum of Ex, Old, Recent of DEER2020 version weights. | 2024-03-22 19:32 | Deemed Ex Ante Team
Com | Ind | For commercial aggregated building type | MLI | CZ05 | New | Any | 0.032 | DEER2020 | 2020-01-01 | 2025-12-31 | 2023-06-14 13:47 | Deemed Ex Ante Team | In million sq. ft. of floor area (minima set to 1,000 sq. ft.) | 2024-03-22 19:40 | Deemed Ex Ante Team | Set ExpiryDate to 2025-12-31 to enable building vintage consolidation for DEER2026 measures
Com | Ind | For commercial aggregated building type | MLI | CZ05 | New | Any | 0.032 | DEER2026 | 2026-01-01 |  | 2024-03-22 19:32 | Deemed Ex Ante Team | In million sq. ft. of floor area (minima set to 1,000 sq. ft.). | 2024-03-22 19:32 | Deemed Ex Ante Team
Com | Ind | For commercial aggregated building type | MLI | CZ05 | Old | Any | 3.576 | DEER2020 | 2020-01-01 | 2025-12-31 | 2023-06-14 13:47 | Deemed Ex Ante Team | In million sq. ft. of floor area (minima set to 1,000 sq. ft.) | 2024-03-22 19:40 | Deemed Ex Ante Team | Set ExpiryDate to 2025-12-31 to enable building vintage consolidation for DEER2026 measures
Com | Ind | For commercial aggregated building type | MLI | CZ05 | Rec | Any | 0.129 | DEER2020 | 2020-01-01 | 2025-12-31 | 2023-06-14 13:47 | Deemed Ex Ante Team | In million sq. ft. of floor area (minima set to 1,000 sq. ft.) | 2024-03-22 19:40 | Deemed Ex Ante Team | Set ExpiryDate to 2025-12-31 to enable building vintage consolidation for DEER2026 measures
Com | Ind | For commercial aggregated building type | MLI | CZ06 | Ex | Any | 13.567 | DEER2020 | 2020-01-01 | 2025-12-31 | 2023-06-14 13:47 | Deemed Ex Ante Team | In million sq. ft. of floor area (minima set to 1,000 sq. ft.) | 2024-03-22 19:40 | Deemed Ex Ante Team | Set ExpiryDate to 2025-12-31 to enable building vintage consolidation for DEER2026 measures
Com | Ind | For commercial aggregated building type | MLI | CZ06 | Ex | Any | 85.434 | DEER2026 | 2026-01-01 |  | 2024-03-22 19:32 | Deemed Ex Ante Team | In million sq. ft. of floor area (minima set to 1,000 sq. ft.). Sum of Ex, Old, Recent of DEER2020 version weights. | 2024-03-22 19:32 | Deemed Ex Ante Team
Com | Ind | For commercial aggregated building type | MLI | CZ06 | New | Any | 0.781 | DEER2020 | 2020-01-01 | 2025-12-31 | 2023-06-14 13:47 | Deemed Ex Ante Team | In million sq. ft. of floor area (minima set to 1,000 sq. ft.) | 2024-03-22 19:40 | Deemed Ex Ante Team | Set ExpiryDate to 2025-12-31 to enable building vintage consolidation for DEER2026 measures
Com | Ind | For commercial aggregated building type | MLI | CZ06 | New | Any | 0.781 | DEER2026 | 2026-01-01 |  | 2024-03-22 19:32 | Deemed Ex Ante Team | In million sq. ft. of floor area (minima set to 1,000 sq. ft.). | 2024-03-22 19:32 | Deemed Ex Ante Team
Com | Ind | For commercial aggregated building type | MLI | CZ06 | Old | Any | 68.744 | DEER2020 | 2020-01-01 | 2025-12-31 | 2023-06-14 13:47 | Deemed Ex Ante Team | In million sq. ft. of floor area (minima set to 1,000 sq. ft.) | 2024-03-22 19:40 | Deemed Ex Ante Team | Set ExpiryDate to 2025-12-31 to enable building vintage consolidation for DEER2026 measures
Com | Ind | For commercial aggregated building type | MLI | CZ06 | Rec | Any | 3.123 | DEER2020 | 2020-01-01 | 2025-12-31 | 2023-06-14 13:47 | Deemed Ex Ante Team | In million sq. ft. of floor area (minima set to 1,000 sq. ft.) | 2024-03-22 19:40 | Deemed Ex Ante Team | Set ExpiryDate to 2025-12-31 to enable building vintage consolidation for DEER2026 measures
Com | Ind | For commercial aggregated building type | MLI | CZ07 | Ex | Any | 5.075 | DEER2020 | 2020-01-01 | 2025-12-31 | 2023-06-14 13:47 | Deemed Ex Ante Team | In million sq. ft. of floor area (minima set to 1,000 sq. ft.) | 2024-03-22 19:40 | Deemed Ex Ante Team | Set ExpiryDate to 2025-12-31 to enable building vintage consolidation for DEER2026 measures
Com | Ind | For commercial aggregated building type | MLI | CZ07 | Ex | Any | 19.953 | DEER2026 | 2026-01-01 |  | 2024-03-22 19:32 | Deemed Ex Ante Team | In million sq. ft. of floor area (minima set to 1,000 sq. ft.). Sum of Ex, Old, Recent of DEER2020 version weights. | 2024-03-22 19:32 | Deemed Ex Ante Team
Com | Ind | For commercial aggregated building type | MLI | CZ07 | New | Any | 0.286 | DEER2020 | 2020-01-01 | 2025-12-31 | 2023-06-14 13:47 | Deemed Ex Ante Team | In million sq. ft. of floor area (minima set to 1,000 sq. ft.) | 2024-03-22 19:40 | Deemed Ex Ante Team | Set ExpiryDate to 2025-12-31 to enable building vintage consolidation for DEER2026 measures
Com | Ind | For commercial aggregated building type | MLI | CZ07 | New | Any | 0.286 | DEER2026 | 2026-01-01 |  | 2024-03-22 19:32 | Deemed Ex Ante Team | In million sq. ft. of floor area (minima set to 1,000 sq. ft.). | 2024-03-22 19:32 | Deemed Ex Ante Team
Com | Ind | For commercial aggregated building type | MLI | CZ07 | Old | Any | 13.736 | DEER2020 | 2020-01-01 | 2025-12-31 | 2023-06-14 13:47 | Deemed Ex Ante Team | In million sq. ft. of floor area (minima set to 1,000 sq. ft.) | 2024-03-22 19:40 | Deemed Ex Ante Team | Set ExpiryDate to 2025-12-31 to enable building vintage consolidation for DEER2026 measures
Com | Ind | For commercial aggregated building type | MLI | CZ07 | Rec | Any | 1.142 | DEER2020 | 2020-01-01 | 2025-12-31 | 2023-06-14 13:47 | Deemed Ex Ante Team | In million sq. ft. of floor area (minima set to 1,000 sq. ft.) | 2024-03-22 19:40 | Deemed Ex Ante Team | Set ExpiryDate to 2025-12-31 to enable building vintage consolidation for DEER2026 measures
Com | Ind | For commercial aggregated building type | MLI | CZ08 | Ex | Any | 19.891 | DEER2020 | 2020-01-01 | 2025-12-31 | 2023-06-14 13:47 | Deemed Ex Ante Team | In million sq. ft. of floor area (minima set to 1,000 sq. ft.) | 2024-03-22 19:40 | Deemed Ex Ante Team | Set ExpiryDate to 2025-12-31 to enable building vintage consolidation for DEER2026 measures
Com | Ind | For commercial aggregated building type | MLI | CZ08 | Ex | Any | 125.837 | DEER2026 | 2026-01-01 |  | 2024-03-22 19:32 | Deemed Ex Ante Team | In million sq. ft. of floor area (minima set to 1,000 sq. ft.). Sum of Ex, Old, Recent of DEER2020 version weights. | 2024-03-22 19:32 | Deemed Ex Ante Team
Com | Ind | For commercial aggregated building type | MLI | CZ08 | New | Any | 1.142 | DEER2020 | 2020-01-01 | 2025-12-31 | 2023-06-14 13:47 | Deemed Ex Ante Team | In million sq. ft. of floor area (minima set to 1,000 sq. ft.) | 2024-03-22 19:40 | Deemed Ex Ante Team | Set ExpiryDate to 2025-12-31 to enable building vintage consolidation for DEER2026 measures
Com | Ind | For commercial aggregated building type | MLI | CZ08 | New | Any | 1.142 | DEER2026 | 2026-01-01 |  | 2024-03-22 19:32 | Deemed Ex Ante Team | In million sq. ft. of floor area (minima set to 1,000 sq. ft.). | 2024-03-22 19:32 | Deemed Ex Ante Team
Com | Ind | For commercial aggregated building type | MLI | CZ08 | Old | Any | 101.378 | DEER2020 | 2020-01-01 | 2025-12-31 | 2023-06-14 13:47 | Deemed Ex Ante Team | In million sq. ft. of floor area (minima set to 1,000 sq. ft.) | 2024-03-22 19:40 | Deemed Ex Ante Team | Set ExpiryDate to 2025-12-31 to enable building vintage consolidation for DEER2026 measures
Com | Ind | For commercial aggregated building type | MLI | CZ08 | Rec | Any | 4.568 | DEER2020 | 2020-01-01 | 2025-12-31 | 2023-06-14 13:47 | Deemed Ex Ante Team | In million sq. ft. of floor area (minima set to 1,000 sq. ft.) | 2024-03-22 19:40 | Deemed Ex Ante Team | Set ExpiryDate to 2025-12-31 to enable building vintage consolidation for DEER2026 measures
Com | Ind | For commercial aggregated building type | MLI | CZ09 | Ex | Any | 13.335 | DEER2020 | 2020-01-01 | 2025-12-31 | 2023-06-14 13:47 | Deemed Ex Ante Team | In million sq. ft. of floor area (minima set to 1,000 sq. ft.) | 2024-03-22 19:40 | Deemed Ex Ante Team | Set ExpiryDate to 2025-12-31 to enable building vintage consolidation for DEER2026 measures
Com | Ind | For commercial aggregated building type | MLI | CZ09 | Ex | Any | 84.042 | DEER2026 | 2026-01-01 |  | 2024-03-22 19:32 | Deemed Ex Ante Team | In million sq. ft. of floor area (minima set to 1,000 sq. ft.). Sum of Ex, Old, Recent of DEER2020 version weights. | 2024-03-22 19:32 | Deemed Ex Ante Team
Com | Ind | For commercial aggregated building type | MLI | CZ09 | New | Any | 0.74 | DEER2020 | 2020-01-01 | 2025-12-31 | 2023-06-14 13:47 | Deemed Ex Ante Team | In million sq. ft. of floor area (minima set to 1,000 sq. ft.) | 2024-03-22 19:40 | Deemed Ex Ante Team | Set ExpiryDate to 2025-12-31 to enable building vintage consolidation for DEER2026 measures
Com | Ind | For commercial aggregated building type | MLI | CZ09 | New | Any | 0.74 | DEER2026 | 2026-01-01 |  | 2024-03-22 19:32 | Deemed Ex Ante Team | In million sq. ft. of floor area (minima set to 1,000 sq. ft.). | 2024-03-22 19:32 | Deemed Ex Ante Team
Com | Ind | For commercial aggregated building type | MLI | CZ09 | Old | Any | 67.749 | DEER2020 | 2020-01-01 | 2025-12-31 | 2023-06-14 13:47 | Deemed Ex Ante Team | In million sq. ft. of floor area (minima set to 1,000 sq. ft.) | 2024-03-22 19:40 | Deemed Ex Ante Team | Set ExpiryDate to 2025-12-31 to enable building vintage consolidation for DEER2026 measures
Com | Ind | For commercial aggregated building type | MLI | CZ09 | Rec | Any | 2.958 | DEER2020 | 2020-01-01 | 2025-12-31 | 2023-06-14 13:47 | Deemed Ex Ante Team | In million sq. ft. of floor area (minima set to 1,000 sq. ft.) | 2024-03-22 19:40 | Deemed Ex Ante Team | Set ExpiryDate to 2025-12-31 to enable building vintage consolidation for DEER2026 measures
Com | Ind | For commercial aggregated building type | MLI | CZ10 | Ex | Any | 29.176 | DEER2020 | 2020-01-01 | 2025-12-31 | 2023-06-14 13:47 | Deemed Ex Ante Team | In million sq. ft. of floor area (minima set to 1,000 sq. ft.) | 2024-03-22 19:40 | Deemed Ex Ante Team | Set ExpiryDate to 2025-12-31 to enable building vintage consolidation for DEER2026 measures
Com | Ind | For commercial aggregated building type | MLI | CZ10 | Ex | Any | 80.135 | DEER2026 | 2026-01-01 |  | 2024-03-22 19:32 | Deemed Ex Ante Team | In million sq. ft. of floor area (minima set to 1,000 sq. ft.). Sum of Ex, Old, Recent of DEER2020 version weights. | 2024-03-22 19:32 | Deemed Ex Ante Team
Com | Ind | For commercial aggregated building type | MLI | CZ10 | New | Any | 1.607 | DEER2020 | 2020-01-01 | 2025-12-31 | 2023-06-14 13:47 | Deemed Ex Ante Team | In million sq. ft. of floor area (minima set to 1,000 sq. ft.) | 2024-03-22 19:40 | Deemed Ex Ante Team | Set ExpiryDate to 2025-12-31 to enable building vintage consolidation for DEER2026 measures
Com | Ind | For commercial aggregated building type | MLI | CZ10 | New | Any | 1.607 | DEER2026 | 2026-01-01 |  | 2024-03-22 19:32 | Deemed Ex Ante Team | In million sq. ft. of floor area (minima set to 1,000 sq. ft.). | 2024-03-22 19:32 | Deemed Ex Ante Team
Com | Ind | For commercial aggregated building type | MLI | CZ10 | Old | Any | 44.532 | DEER2020 | 2020-01-01 | 2025-12-31 | 2023-06-14 13:47 | Deemed Ex Ante Team | In million sq. ft. of floor area (minima set to 1,000 sq. ft.) | 2024-03-22 19:40 | Deemed Ex Ante Team | Set ExpiryDate to 2025-12-31 to enable building vintage consolidation for DEER2026 measures
Com | Ind | For commercial aggregated building type | MLI | CZ10 | Rec | Any | 6.427 | DEER2020 | 2020-01-01 | 2025-12-31 | 2023-06-14 13:47 | Deemed Ex Ante Team | In million sq. ft. of floor area (minima set to 1,000 sq. ft.) | 2024-03-22 19:40 | Deemed Ex Ante Team | Set ExpiryDate to 2025-12-31 to enable building vintage consolidation for DEER2026 measures
Com | Ind | For commercial aggregated building type | MLI | CZ11 | Ex | Any | 1.473 | DEER2020 | 2020-01-01 | 2025-12-31 | 2023-06-14 13:47 | Deemed Ex Ante Team | In million sq. ft. of floor area (minima set to 1,000 sq. ft.) | 2024-03-22 19:40 | Deemed Ex Ante Team | Set ExpiryDate to 2025-12-31 to enable building vintage consolidation for DEER2026 measures
Com | Ind | For commercial aggregated building type | MLI | CZ11 | Ex | Any | 7.826 | DEER2026 | 2026-01-01 |  | 2024-03-22 19:32 | Deemed Ex Ante Team | In million sq. ft. of floor area (minima set to 1,000 sq. ft.). Sum of Ex, Old, Recent of DEER2020 version weights. | 2024-03-22 19:32 | Deemed Ex Ante Team
Com | Ind | For commercial aggregated building type | MLI | CZ11 | New | Any | 0.081 | DEER2020 | 2020-01-01 | 2025-12-31 | 2023-06-14 13:47 | Deemed Ex Ante Team | In million sq. ft. of floor area (minima set to 1,000 sq. ft.) | 2024-03-22 19:40 | Deemed Ex Ante Team | Set ExpiryDate to 2025-12-31 to enable building vintage consolidation for DEER2026 measures
Com | Ind | For commercial aggregated building type | MLI | CZ11 | New | Any | 0.081 | DEER2026 | 2026-01-01 |  | 2024-03-22 19:32 | Deemed Ex Ante Team | In million sq. ft. of floor area (minima set to 1,000 sq. ft.). | 2024-03-22 19:32 | Deemed Ex Ante Team
Com | Ind | For commercial aggregated building type | MLI | CZ11 | Old | Any | 6.029 | DEER2020 | 2020-01-01 | 2025-12-31 | 2023-06-14 13:47 | Deemed Ex Ante Team | In million sq. ft. of floor area (minima set to 1,000 sq. ft.) | 2024-03-22 19:40 | Deemed Ex Ante Team | Set ExpiryDate to 2025-12-31 to enable building vintage consolidation for DEER2026 measures
Com | Ind | For commercial aggregated building type | MLI | CZ11 | Rec | Any | 0.324 | DEER2020 | 2020-01-01 | 2025-12-31 | 2023-06-14 13:47 | Deemed Ex Ante Team | In million sq. ft. of floor area (minima set to 1,000 sq. ft.) | 2024-03-22 19:40 | Deemed Ex Ante Team | Set ExpiryDate to 2025-12-31 to enable building vintage consolidation for DEER2026 measures
Com | Ind | For commercial aggregated building type | MLI | CZ12 | Ex | Any | 4.929 | DEER2020 | 2020-01-01 | 2025-12-31 | 2023-06-14 13:47 | Deemed Ex Ante Team | In million sq. ft. of floor area (minima set to 1,000 sq. ft.) | 2024-03-22 19:40 | Deemed Ex Ante Team | Set ExpiryDate to 2025-12-31 to enable building vintage consolidation for DEER2026 measures
Com | Ind | For commercial aggregated building type | MLI | CZ12 | Ex | Any | 30.02 | DEER2026 | 2026-01-01 |  | 2024-03-22 19:32 | Deemed Ex Ante Team | In million sq. ft. of floor area (minima set to 1,000 sq. ft.). Sum of Ex, Old, Recent of DEER2020 version weights. | 2024-03-22 19:32 | Deemed Ex Ante Team
Com | Ind | For commercial aggregated building type | MLI | CZ12 | New | Any | 0.26 | DEER2020 | 2020-01-01 | 2025-12-31 | 2023-06-14 13:47 | Deemed Ex Ante Team | In million sq. ft. of floor area (minima set to 1,000 sq. ft.) | 2024-03-22 19:40 | Deemed Ex Ante Team | Set ExpiryDate to 2025-12-31 to enable building vintage consolidation for DEER2026 measures
Com | Ind | For commercial aggregated building type | MLI | CZ12 | New | Any | 0.26 | DEER2026 | 2026-01-01 |  | 2024-03-22 19:32 | Deemed Ex Ante Team | In million sq. ft. of floor area (minima set to 1,000 sq. ft.). | 2024-03-22 19:32 | Deemed Ex Ante Team
Com | Ind | For commercial aggregated building type | MLI | CZ12 | Old | Any | 24.051 | DEER2020 | 2020-01-01 | 2025-12-31 | 2023-06-14 13:47 | Deemed Ex Ante Team | In million sq. ft. of floor area (minima set to 1,000 sq. ft.) | 2024-03-22 19:40 | Deemed Ex Ante Team | Set ExpiryDate to 2025-12-31 to enable building vintage consolidation for DEER2026 measures
Com | Ind | For commercial aggregated building type | MLI | CZ12 | Rec | Any | 1.04 | DEER2020 | 2020-01-01 | 2025-12-31 | 2023-06-14 13:47 | Deemed Ex Ante Team | In million sq. ft. of floor area (minima set to 1,000 sq. ft.) | 2024-03-22 19:40 | Deemed Ex Ante Team | Set ExpiryDate to 2025-12-31 to enable building vintage consolidation for DEER2026 measures
Com | Ind | For commercial aggregated building type | MLI | CZ13 | Ex | Any | 5.255 | DEER2020 | 2020-01-01 | 2025-12-31 | 2023-06-14 13:47 | Deemed Ex Ante Team | In million sq. ft. of floor area (minima set to 1,000 sq. ft.) | 2024-03-22 19:40 | Deemed Ex Ante Team | Set ExpiryDate to 2025-12-31 to enable building vintage consolidation for DEER2026 measures
Com | Ind | For commercial aggregated building type | MLI | CZ13 | Ex | Any | 27.438 | DEER2026 | 2026-01-01 |  | 2024-03-22 19:32 | Deemed Ex Ante Team | In million sq. ft. of floor area (minima set to 1,000 sq. ft.). Sum of Ex, Old, Recent of DEER2020 version weights. | 2024-03-22 19:32 | Deemed Ex Ante Team
Com | Ind | For commercial aggregated building type | MLI | CZ13 | New | Any | 0.304 | DEER2020 | 2020-01-01 | 2025-12-31 | 2023-06-14 13:47 | Deemed Ex Ante Team | In million sq. ft. of floor area (minima set to 1,000 sq. ft.) | 2024-03-22 19:40 | Deemed Ex Ante Team | Set ExpiryDate to 2025-12-31 to enable building vintage consolidation for DEER2026 measures
Com | Ind | For commercial aggregated building type | MLI | CZ13 | New | Any | 0.304 | DEER2026 | 2026-01-01 |  | 2024-03-22 19:32 | Deemed Ex Ante Team | In million sq. ft. of floor area (minima set to 1,000 sq. ft.). | 2024-03-22 19:32 | Deemed Ex Ante Team
Com | Ind | For commercial aggregated building type | MLI | CZ13 | Old | Any | 20.97 | DEER2020 | 2020-01-01 | 2025-12-31 | 2023-06-14 13:47 | Deemed Ex Ante Team | In million sq. ft. of floor area (minima set to 1,000 sq. ft.) | 2024-03-22 19:40 | Deemed Ex Ante Team | Set ExpiryDate to 2025-12-31 to enable building vintage consolidation for DEER2026 measures
Com | Ind | For commercial aggregated building type | MLI | CZ13 | Rec | Any | 1.213 | DEER2020 | 2020-01-01 | 2025-12-31 | 2023-06-14 13:47 | Deemed Ex Ante Team | In million sq. ft. of floor area (minima set to 1,000 sq. ft.) | 2024-03-22 19:40 | Deemed Ex Ante Team | Set ExpiryDate to 2025-12-31 to enable building vintage consolidation for DEER2026 measures
Com | Ind | For commercial aggregated building type | MLI | CZ14 | Ex | Any | 4.502 | DEER2020 | 2020-01-01 | 2025-12-31 | 2023-06-14 13:47 | Deemed Ex Ante Team | In million sq. ft. of floor area (minima set to 1,000 sq. ft.) | 2024-03-22 19:40 | Deemed Ex Ante Team | Set ExpiryDate to 2025-12-31 to enable building vintage consolidation for DEER2026 measures
Com | Ind | For commercial aggregated building type | MLI | CZ14 | Ex | Any | 15.591 | DEER2026 | 2026-01-01 |  | 2024-03-22 19:32 | Deemed Ex Ante Team | In million sq. ft. of floor area (minima set to 1,000 sq. ft.). Sum of Ex, Old, Recent of DEER2020 version weights. | 2024-03-22 19:32 | Deemed Ex Ante Team
Com | Ind | For commercial aggregated building type | MLI | CZ14 | New | Any | 0.248 | DEER2020 | 2020-01-01 | 2025-12-31 | 2023-06-14 13:47 | Deemed Ex Ante Team | In million sq. ft. of floor area (minima set to 1,000 sq. ft.) | 2024-03-22 19:40 | Deemed Ex Ante Team | Set ExpiryDate to 2025-12-31 to enable building vintage consolidation for DEER2026 measures
Com | Ind | For commercial aggregated building type | MLI | CZ14 | New | Any | 0.248 | DEER2026 | 2026-01-01 |  | 2024-03-22 19:32 | Deemed Ex Ante Team | In million sq. ft. of floor area (minima set to 1,000 sq. ft.). | 2024-03-22 19:32 | Deemed Ex Ante Team
Com | Ind | For commercial aggregated building type | MLI | CZ14 | Old | Any | 10.1 | DEER2020 | 2020-01-01 | 2025-12-31 | 2023-06-14 13:47 | Deemed Ex Ante Team | In million sq. ft. of floor area (minima set to 1,000 sq. ft.) | 2024-03-22 19:40 | Deemed Ex Ante Team | Set ExpiryDate to 2025-12-31 to enable building vintage consolidation for DEER2026 measures
Com | Ind | For commercial aggregated building type | MLI | CZ14 | Rec | Any | 0.989 | DEER2020 | 2020-01-01 | 2025-12-31 | 2023-06-14 13:47 | Deemed Ex Ante Team | In million sq. ft. of floor area (minima set to 1,000 sq. ft.) | 2024-03-22 19:40 | Deemed Ex Ante Team | Set ExpiryDate to 2025-12-31 to enable building vintage consolidation for DEER2026 measures
Com | Ind | For commercial aggregated building type | MLI | CZ15 | Ex | Any | 9.706 | DEER2020 | 2020-01-01 | 2025-12-31 | 2023-06-14 13:47 | Deemed Ex Ante Team | In million sq. ft. of floor area (minima set to 1,000 sq. ft.) | 2024-03-22 19:40 | Deemed Ex Ante Team | Set ExpiryDate to 2025-12-31 to enable building vintage consolidation for DEER2026 measures
Com | Ind | For commercial aggregated building type | MLI | CZ15 | Ex | Any | 25.638 | DEER2026 | 2026-01-01 |  | 2024-03-22 19:32 | Deemed Ex Ante Team | In million sq. ft. of floor area (minima set to 1,000 sq. ft.). Sum of Ex, Old, Recent of DEER2020 version weights. | 2024-03-22 19:32 | Deemed Ex Ante Team
Com | Ind | For commercial aggregated building type | MLI | CZ15 | New | Any | 0.533 | DEER2020 | 2020-01-01 | 2025-12-31 | 2023-06-14 13:47 | Deemed Ex Ante Team | In million sq. ft. of floor area (minima set to 1,000 sq. ft.) | 2024-03-22 19:40 | Deemed Ex Ante Team | Set ExpiryDate to 2025-12-31 to enable building vintage consolidation for DEER2026 measures
Com | Ind | For commercial aggregated building type | MLI | CZ15 | New | Any | 0.533 | DEER2026 | 2026-01-01 |  | 2024-03-22 19:32 | Deemed Ex Ante Team | In million sq. ft. of floor area (minima set to 1,000 sq. ft.). | 2024-03-22 19:32 | Deemed Ex Ante Team
Com | Ind | For commercial aggregated building type | MLI | CZ15 | Old | Any | 13.799 | DEER2020 | 2020-01-01 | 2025-12-31 | 2023-06-14 13:47 | Deemed Ex Ante Team | In million sq. ft. of floor area (minima set to 1,000 sq. ft.) | 2024-03-22 19:40 | Deemed Ex Ante Team | Set ExpiryDate to 2025-12-31 to enable building vintage consolidation for DEER2026 measures
Com | Ind | For commercial aggregated building type | MLI | CZ15 | Rec | Any | 2.133 | DEER2020 | 2020-01-01 | 2025-12-31 | 2023-06-14 13:47 | Deemed Ex Ante Team | In million sq. ft. of floor area (minima set to 1,000 sq. ft.) | 2024-03-22 19:40 | Deemed Ex Ante Team | Set ExpiryDate to 2025-12-31 to enable building vintage consolidation for DEER2026 measures
Com | Ind | For commercial aggregated building type | MLI | CZ16 | Ex | Any | 3.04 | DEER2020 | 2020-01-01 | 2025-12-31 | 2023-06-14 13:47 | Deemed Ex Ante Team | In million sq. ft. of floor area (minima set to 1,000 sq. ft.) | 2024-03-22 19:40 | Deemed Ex Ante Team | Set ExpiryDate to 2025-12-31 to enable building vintage consolidation for DEER2026 measures
Com | Ind | For commercial aggregated building type | MLI | CZ16 | Ex | Any | 10.764 | DEER2026 | 2026-01-01 |  | 2024-03-22 19:32 | Deemed Ex Ante Team | In million sq. ft. of floor area (minima set to 1,000 sq. ft.). Sum of Ex, Old, Recent of DEER2020 version weights. | 2024-03-22 19:32 | Deemed Ex Ante Team
Com | Ind | For commercial aggregated building type | MLI | CZ16 | New | Any | 0.169 | DEER2020 | 2020-01-01 | 2025-12-31 | 2023-06-14 13:47 | Deemed Ex Ante Team | In million sq. ft. of floor area (minima set to 1,000 sq. ft.) | 2024-03-22 19:40 | Deemed Ex Ante Team | Set ExpiryDate to 2025-12-31 to enable building vintage consolidation for DEER2026 measures
Com | Ind | For commercial aggregated building type | MLI | CZ16 | New | Any | 0.169 | DEER2026 | 2026-01-01 |  | 2024-03-22 19:32 | Deemed Ex Ante Team | In million sq. ft. of floor area (minima set to 1,000 sq. ft.). | 2024-03-22 19:32 | Deemed Ex Ante Team
Com | Ind | For commercial aggregated building type | MLI | CZ16 | Old | Any | 7.049 | DEER2020 | 2020-01-01 | 2025-12-31 | 2023-06-14 13:47 | Deemed Ex Ante Team | In million sq. ft. of floor area (minima set to 1,000 sq. ft.) | 2024-03-22 19:40 | Deemed Ex Ante Team | Set ExpiryDate to 2025-12-31 to enable building vintage consolidation for DEER2026 measures
Com | Ind | For commercial aggregated building type | MLI | CZ16 | Rec | Any | 0.675 | DEER2020 | 2020-01-01 | 2025-12-31 | 2023-06-14 13:47 | Deemed Ex Ante Team | In million sq. ft. of floor area (minima set to 1,000 sq. ft.) | 2024-03-22 19:40 | Deemed Ex Ante Team | Set ExpiryDate to 2025-12-31 to enable building vintage consolidation for DEER2026 measures
cWtd | Com | For producing the cWtd BldgHVAC records across two commercial HVAC system types (cDXGF and cPVVG) for very large AC/HP split/packaged systems | Asm | Any | Ex | cDXGF | 1 | DEER2019 | 2019-01-01 |  | 2023-08-16 15:58 | Deemed Ex Ante Team | Value was retrieved from MASControl3 post-processing scripts | 2023-08-16 15:58 | Deemed Ex Ante Team
cWtd | Com | For producing the cWtd BldgHVAC records across two commercial HVAC system types (cDXGF and cPVVG) for very large AC/HP split/packaged systems | Asm | Any | Ex | cPVVG | 0 | DEER2019 | 2019-01-01 |  | 2023-08-16 15:58 | Deemed Ex Ante Team | Value was retrieved from MASControl3 post-processing scripts | 2023-08-16 15:58 | Deemed Ex Ante Team
cWtd | Com | For producing the cWtd BldgHVAC records across two commercial HVAC system types (cDXGF and cPVVG) for very large AC/HP split/packaged systems | Asm | Any | New | cDXGF | 1 | DEER2019 | 2019-01-01 |  | 2023-08-16 15:58 | Deemed Ex Ante Team | Value was retrieved from MASControl3 post-processing scripts | 2023-08-16 15:58 | Deemed Ex Ante Team
cWtd | Com | For producing the cWtd BldgHVAC records across two commercial HVAC system types (cDXGF and cPVVG) for very large AC/HP split/packaged systems | Asm | Any | New | cPVVG | 0 | DEER2019 | 2019-01-01 |  | 2023-08-16 15:58 | Deemed Ex Ante Team | Value was retrieved from MASControl3 post-processing scripts | 2023-08-16 15:58 | Deemed Ex Ante Team
cWtd | Com | For producing the cWtd BldgHVAC records across two commercial HVAC system types (cDXGF and cPVVG) for very large AC/HP split/packaged systems | Asm | Any | Old | cDXGF | 1 | DEER2019 | 2019-01-01 |  | 2023-08-16 15:58 | Deemed Ex Ante Team | Value was retrieved from MASControl3 post-processing scripts | 2023-08-16 15:58 | Deemed Ex Ante Team
cWtd | Com | For producing the cWtd BldgHVAC records across two commercial HVAC system types (cDXGF and cPVVG) for very large AC/HP split/packaged systems | Asm | Any | Old | cPVVG | 0 | DEER2019 | 2019-01-01 |  | 2023-08-16 15:58 | Deemed Ex Ante Team | Value was retrieved from MASControl3 post-processing scripts | 2023-08-16 15:58 | Deemed Ex Ante Team
cWtd | Com | For producing the cWtd BldgHVAC records across two commercial HVAC system types (cDXGF and cPVVG) for very large AC/HP split/packaged systems | Asm | Any | Rec | cDXGF | 1 | DEER2019 | 2019-01-01 |  | 2023-08-16 15:58 | Deemed Ex Ante Team | Value was retrieved from MASControl3 post-processing scripts | 2023-08-16 15:58 | Deemed Ex Ante Team
cWtd | Com | For producing the cWtd BldgHVAC records across two commercial HVAC system types (cDXGF and cPVVG) for very large AC/HP split/packaged systems | Asm | Any | Rec | cPVVG | 0 | DEER2019 | 2019-01-01 |  | 2023-08-16 15:58 | Deemed Ex Ante Team | Value was retrieved from MASControl3 post-processing scripts | 2023-08-16 15:58 | Deemed Ex Ante Team
cWtd | Com | For producing the cWtd BldgHVAC records across two commercial HVAC system types (cDXGF and cPVVG) for very large AC/HP split/packaged systems | ECC | Any | Ex | cDXGF | 0.2 | DEER2019 | 2019-01-01 |  | 2023-08-16 15:58 | Deemed Ex Ante Team | Value was retrieved from MASControl3 post-processing scripts | 2023-08-16 15:58 | Deemed Ex Ante Team
cWtd | Com | For producing the cWtd BldgHVAC records across two commercial HVAC system types (cDXGF and cPVVG) for very large AC/HP split/packaged systems | ECC | Any | Ex | cPVVG | 0.8 | DEER2019 | 2019-01-01 |  | 2023-08-16 15:58 | Deemed Ex Ante Team | Value was retrieved from MASControl3 post-processing scripts | 2023-08-16 15:58 | Deemed Ex Ante Team
cWtd | Com | For producing the cWtd BldgHVAC records across two commercial HVAC system types (cDXGF and cPVVG) for very large AC/HP split/packaged systems | ECC | Any | New | cDXGF | 0.2 | DEER2019 | 2019-01-01 |  | 2023-08-16 15:58 | Deemed Ex Ante Team | Value was retrieved from MASControl3 post-processing scripts | 2023-08-16 15:58 | Deemed Ex Ante Team
cWtd | Com | For producing the cWtd BldgHVAC records across two commercial HVAC system types (cDXGF and cPVVG) for very large AC/HP split/packaged systems | ECC | Any | New | cPVVG | 0.8 | DEER2019 | 2019-01-01 |  | 2023-08-16 15:58 | Deemed Ex Ante Team | Value was retrieved from MASControl3 post-processing scripts | 2023-08-16 15:58 | Deemed Ex Ante Team
cWtd | Com | For producing the cWtd BldgHVAC records across two commercial HVAC system types (cDXGF and cPVVG) for very large AC/HP split/packaged systems | ECC | Any | Old | cDXGF | 0.2 | DEER2019 | 2019-01-01 |  | 2023-08-16 15:58 | Deemed Ex Ante Team | Value was retrieved from MASControl3 post-processing scripts | 2023-08-16 15:58 | Deemed Ex Ante Team
cWtd | Com | For producing the cWtd BldgHVAC records across two commercial HVAC system types (cDXGF and cPVVG) for very large AC/HP split/packaged systems | ECC | Any | Old | cPVVG | 0.8 | DEER2019 | 2019-01-01 |  | 2023-08-16 15:58 | Deemed Ex Ante Team | Value was retrieved from MASControl3 post-processing scripts | 2023-08-16 15:58 | Deemed Ex Ante Team
cWtd | Com | For producing the cWtd BldgHVAC records across two commercial HVAC system types (cDXGF and cPVVG) for very large AC/HP split/packaged systems | ECC | Any | Rec | cDXGF | 0.2 | DEER2019 | 2019-01-01 |  | 2023-08-16 15:58 | Deemed Ex Ante Team | Value was retrieved from MASControl3 post-processing scripts | 2023-08-16 15:58 | Deemed Ex Ante Team
cWtd | Com | For producing the cWtd BldgHVAC records across two commercial HVAC system types (cDXGF and cPVVG) for very large AC/HP split/packaged systems | ECC | Any | Rec | cPVVG | 0.8 | DEER2019 | 2019-01-01 |  | 2023-08-16 15:58 | Deemed Ex Ante Team | Value was retrieved from MASControl3 post-processing scripts | 2023-08-16 15:58 | Deemed Ex Ante Team
cWtd | Com | For producing the cWtd BldgHVAC records across two commercial HVAC system types (cDXGF and cPVVG) for very large AC/HP split/packaged systems | EPr | Any | Ex | cDXGF | 1 | DEER2019 | 2019-01-01 |  | 2023-08-16 15:58 | Deemed Ex Ante Team | Value was retrieved from MASControl3 post-processing scripts | 2023-08-16 15:58 | Deemed Ex Ante Team
cWtd | Com | For producing the cWtd BldgHVAC records across two commercial HVAC system types (cDXGF and cPVVG) for very large AC/HP split/packaged systems | EPr | Any | Ex | cPVVG | 0 | DEER2019 | 2019-01-01 |  | 2023-08-16 15:58 | Deemed Ex Ante Team | Value was retrieved from MASControl3 post-processing scripts | 2023-08-16 15:58 | Deemed Ex Ante Team
cWtd | Com | For producing the cWtd BldgHVAC records across two commercial HVAC system types (cDXGF and cPVVG) for very large AC/HP split/packaged systems | EPr | Any | New | cDXGF | 1 | DEER2019 | 2019-01-01 |  | 2023-08-16 15:58 | Deemed Ex Ante Team | Value was retrieved from MASControl3 post-processing scripts | 2023-08-16 15:58 | Deemed Ex Ante Team
cWtd | Com | For producing the cWtd BldgHVAC records across two commercial HVAC system types (cDXGF and cPVVG) for very large AC/HP split/packaged systems | EPr | Any | New | cPVVG | 0 | DEER2019 | 2019-01-01 |  | 2023-08-16 15:58 | Deemed Ex Ante Team | Value was retrieved from MASControl3 post-processing scripts | 2023-08-16 15:58 | Deemed Ex Ante Team
cWtd | Com | For producing the cWtd BldgHVAC records across two commercial HVAC system types (cDXGF and cPVVG) for very large AC/HP split/packaged systems | EPr | Any | Old | cDXGF | 1 | DEER2019 | 2019-01-01 |  | 2023-08-16 15:58 | Deemed Ex Ante Team | Value was retrieved from MASControl3 post-processing scripts | 2023-08-16 15:58 | Deemed Ex Ante Team
cWtd | Com | For producing the cWtd BldgHVAC records across two commercial HVAC system types (cDXGF and cPVVG) for very large AC/HP split/packaged systems | EPr | Any | Old | cPVVG | 0 | DEER2019 | 2019-01-01 |  | 2023-08-16 15:58 | Deemed Ex Ante Team | Value was retrieved from MASControl3 post-processing scripts | 2023-08-16 15:58 | Deemed Ex Ante Team
cWtd | Com | For producing the cWtd BldgHVAC records across two commercial HVAC system types (cDXGF and cPVVG) for very large AC/HP split/packaged systems | EPr | Any | Rec | cDXGF | 1 | DEER2019 | 2019-01-01 |  | 2023-08-16 15:58 | Deemed Ex Ante Team | Value was retrieved from MASControl3 post-processing scripts | 2023-08-16 15:58 | Deemed Ex Ante Team
cWtd | Com | For producing the cWtd BldgHVAC records across two commercial HVAC system types (cDXGF and cPVVG) for very large AC/HP split/packaged systems | EPr | Any | Rec | cPVVG | 0 | DEER2019 | 2019-01-01 |  | 2023-08-16 15:58 | Deemed Ex Ante Team | Value was retrieved from MASControl3 post-processing scripts | 2023-08-16 15:58 | Deemed Ex Ante Team
cWtd | Com | For producing the cWtd BldgHVAC records across two commercial HVAC system types (cDXGF and cPVVG) for very large AC/HP split/packaged systems | ERC | Any | Ex | cDXGF | 1 | DEER2019 | 2019-01-01 |  | 2023-08-16 15:58 | Deemed Ex Ante Team | Value was retrieved from MASControl3 post-processing scripts | 2023-08-16 15:58 | Deemed Ex Ante Team
cWtd | Com | For producing the cWtd BldgHVAC records across two commercial HVAC system types (cDXGF and cPVVG) for very large AC/HP split/packaged systems | ERC | Any | Ex | cPVVG | 0 | DEER2019 | 2019-01-01 |  | 2023-08-16 15:58 | Deemed Ex Ante Team | Value was retrieved from MASControl3 post-processing scripts | 2023-08-16 15:58 | Deemed Ex Ante Team
cWtd | Com | For producing the cWtd BldgHVAC records across two commercial HVAC system types (cDXGF and cPVVG) for very large AC/HP split/packaged systems | ERC | Any | New | cDXGF | 1 | DEER2019 | 2019-01-01 |  | 2023-08-16 15:58 | Deemed Ex Ante Team | Value was retrieved from MASControl3 post-processing scripts | 2023-08-16 15:58 | Deemed Ex Ante Team
cWtd | Com | For producing the cWtd BldgHVAC records across two commercial HVAC system types (cDXGF and cPVVG) for very large AC/HP split/packaged systems | ERC | Any | New | cPVVG | 0 | DEER2019 | 2019-01-01 |  | 2023-08-16 15:58 | Deemed Ex Ante Team | Value was retrieved from MASControl3 post-processing scripts | 2023-08-16 15:58 | Deemed Ex Ante Team
cWtd | Com | For producing the cWtd BldgHVAC records across two commercial HVAC system types (cDXGF and cPVVG) for very large AC/HP split/packaged systems | ERC | Any | Old | cDXGF | 1 | DEER2019 | 2019-01-01 |  | 2023-08-16 15:58 | Deemed Ex Ante Team | Value was retrieved from MASControl3 post-processing scripts | 2023-08-16 15:58 | Deemed Ex Ante Team
cWtd | Com | For producing the cWtd BldgHVAC records across two commercial HVAC system types (cDXGF and cPVVG) for very large AC/HP split/packaged systems | ERC | Any | Old | cPVVG | 0 | DEER2019 | 2019-01-01 |  | 2023-08-16 15:58 | Deemed Ex Ante Team | Value was retrieved from MASControl3 post-processing scripts | 2023-08-16 15:58 | Deemed Ex Ante Team
cWtd | Com | For producing the cWtd BldgHVAC records across two commercial HVAC system types (cDXGF and cPVVG) for very large AC/HP split/packaged systems | ERC | Any | Rec | cDXGF | 1 | DEER2019 | 2019-01-01 |  | 2023-08-16 15:58 | Deemed Ex Ante Team | Value was retrieved from MASControl3 post-processing scripts | 2023-08-16 15:58 | Deemed Ex Ante Team
cWtd | Com | For producing the cWtd BldgHVAC records across two commercial HVAC system types (cDXGF and cPVVG) for very large AC/HP split/packaged systems | ERC | Any | Rec | cPVVG | 0 | DEER2019 | 2019-01-01 |  | 2023-08-16 15:58 | Deemed Ex Ante Team | Value was retrieved from MASControl3 post-processing scripts | 2023-08-16 15:58 | Deemed Ex Ante Team
cWtd | Com | For producing the cWtd BldgHVAC records across two commercial HVAC system types (cDXGF and cPVVG) for very large AC/HP split/packaged systems | ESe | Any | Ex | cDXGF | 0.2 | DEER2019 | 2019-01-01 |  | 2023-08-16 15:58 | Deemed Ex Ante Team | Value was retrieved from MASControl3 post-processing scripts | 2023-08-16 15:58 | Deemed Ex Ante Team
cWtd | Com | For producing the cWtd BldgHVAC records across two commercial HVAC system types (cDXGF and cPVVG) for very large AC/HP split/packaged systems | ESe | Any | Ex | cPVVG | 0.8 | DEER2019 | 2019-01-01 |  | 2023-08-16 15:58 | Deemed Ex Ante Team | Value was retrieved from MASControl3 post-processing scripts | 2023-08-16 15:58 | Deemed Ex Ante Team
cWtd | Com | For producing the cWtd BldgHVAC records across two commercial HVAC system types (cDXGF and cPVVG) for very large AC/HP split/packaged systems | ESe | Any | New | cDXGF | 0.2 | DEER2019 | 2019-01-01 |  | 2023-08-16 15:58 | Deemed Ex Ante Team | Value was retrieved from MASControl3 post-processing scripts | 2023-08-16 15:58 | Deemed Ex Ante Team
cWtd | Com | For producing the cWtd BldgHVAC records across two commercial HVAC system types (cDXGF and cPVVG) for very large AC/HP split/packaged systems | ESe | Any | New | cPVVG | 0.8 | DEER2019 | 2019-01-01 |  | 2023-08-16 15:58 | Deemed Ex Ante Team | Value was retrieved from MASControl3 post-processing scripts | 2023-08-16 15:58 | Deemed Ex Ante Team
cWtd | Com | For producing the cWtd BldgHVAC records across two commercial HVAC system types (cDXGF and cPVVG) for very large AC/HP split/packaged systems | ESe | Any | Old | cDXGF | 0.2 | DEER2019 | 2019-01-01 |  | 2023-08-16 15:58 | Deemed Ex Ante Team | Value was retrieved from MASControl3 post-processing scripts | 2023-08-16 15:58 | Deemed Ex Ante Team
cWtd | Com | For producing the cWtd BldgHVAC records across two commercial HVAC system types (cDXGF and cPVVG) for very large AC/HP split/packaged systems | ESe | Any | Old | cPVVG | 0.8 | DEER2019 | 2019-01-01 |  | 2023-08-16 15:58 | Deemed Ex Ante Team | Value was retrieved from MASControl3 post-processing scripts | 2023-08-16 15:58 | Deemed Ex Ante Team
cWtd | Com | For producing the cWtd BldgHVAC records across two commercial HVAC system types (cDXGF and cPVVG) for very large AC/HP split/packaged systems | ESe | Any | Rec | cDXGF | 0.2 | DEER2019 | 2019-01-01 |  | 2023-08-16 15:58 | Deemed Ex Ante Team | Value was retrieved from MASControl3 post-processing scripts | 2023-08-16 15:58 | Deemed Ex Ante Team
cWtd | Com | For producing the cWtd BldgHVAC records across two commercial HVAC system types (cDXGF and cPVVG) for very large AC/HP split/packaged systems | ESe | Any | Rec | cPVVG | 0.8 | DEER2019 | 2019-01-01 |  | 2023-08-16 15:58 | Deemed Ex Ante Team | Value was retrieved from MASControl3 post-processing scripts | 2023-08-16 15:58 | Deemed Ex Ante Team
cWtd | Com | For producing the cWtd BldgHVAC records across two commercial HVAC system types (cDXGF and cPVVG) for very large AC/HP split/packaged systems | EUn | Any | Ex | cDXGF | 0.2 | DEER2019 | 2019-01-01 |  | 2023-08-16 15:58 | Deemed Ex Ante Team | Value was retrieved from MASControl3 post-processing scripts | 2023-08-16 15:58 | Deemed Ex Ante Team
cWtd | Com | For producing the cWtd BldgHVAC records across two commercial HVAC system types (cDXGF and cPVVG) for very large AC/HP split/packaged systems | EUn | Any | Ex | cPVVG | 0.8 | DEER2019 | 2019-01-01 |  | 2023-08-16 15:58 | Deemed Ex Ante Team | Value was retrieved from MASControl3 post-processing scripts | 2023-08-16 15:58 | Deemed Ex Ante Team
cWtd | Com | For producing the cWtd BldgHVAC records across two commercial HVAC system types (cDXGF and cPVVG) for very large AC/HP split/packaged systems | EUn | Any | New | cDXGF | 0.2 | DEER2019 | 2019-01-01 |  | 2023-08-16 15:58 | Deemed Ex Ante Team | Value was retrieved from MASControl3 post-processing scripts | 2023-08-16 15:58 | Deemed Ex Ante Team
cWtd | Com | For producing the cWtd BldgHVAC records across two commercial HVAC system types (cDXGF and cPVVG) for very large AC/HP split/packaged systems | EUn | Any | New | cPVVG | 0.8 | DEER2019 | 2019-01-01 |  | 2023-08-16 15:58 | Deemed Ex Ante Team | Value was retrieved from MASControl3 post-processing scripts | 2023-08-16 15:58 | Deemed Ex Ante Team
cWtd | Com | For producing the cWtd BldgHVAC records across two commercial HVAC system types (cDXGF and cPVVG) for very large AC/HP split/packaged systems | EUn | Any | Old | cDXGF | 0.2 | DEER2019 | 2019-01-01 |  | 2023-08-16 15:58 | Deemed Ex Ante Team | Value was retrieved from MASControl3 post-processing scripts | 2023-08-16 15:58 | Deemed Ex Ante Team
cWtd | Com | For producing the cWtd BldgHVAC records across two commercial HVAC system types (cDXGF and cPVVG) for very large AC/HP split/packaged systems | EUn | Any | Old | cPVVG | 0.8 | DEER2019 | 2019-01-01 |  | 2023-08-16 15:58 | Deemed Ex Ante Team | Value was retrieved from MASControl3 post-processing scripts | 2023-08-16 15:58 | Deemed Ex Ante Team
cWtd | Com | For producing the cWtd BldgHVAC records across two commercial HVAC system types (cDXGF and cPVVG) for very large AC/HP split/packaged systems | EUn | Any | Rec | cDXGF | 0.2 | DEER2019 | 2019-01-01 |  | 2023-08-16 15:58 | Deemed Ex Ante Team | Value was retrieved from MASControl3 post-processing scripts | 2023-08-16 15:58 | Deemed Ex Ante Team
cWtd | Com | For producing the cWtd BldgHVAC records across two commercial HVAC system types (cDXGF and cPVVG) for very large AC/HP split/packaged systems | EUn | Any | Rec | cPVVG | 0.8 | DEER2019 | 2019-01-01 |  | 2023-08-16 15:58 | Deemed Ex Ante Team | Value was retrieved from MASControl3 post-processing scripts | 2023-08-16 15:58 | Deemed Ex Ante Team
cWtd | Com | For producing the cWtd BldgHVAC records across two commercial HVAC system types (cDXGF and cPVVG) for very large AC/HP split/packaged systems | Gro | Any | Ex | cDXGF | 1 | DEER2019 | 2019-01-01 |  | 2023-08-16 15:58 | Deemed Ex Ante Team | Value was retrieved from MASControl3 post-processing scripts | 2023-08-16 15:58 | Deemed Ex Ante Team
cWtd | Com | For producing the cWtd BldgHVAC records across two commercial HVAC system types (cDXGF and cPVVG) for very large AC/HP split/packaged systems | Gro | Any | Ex | cPVVG | 0 | DEER2019 | 2019-01-01 |  | 2023-08-16 15:58 | Deemed Ex Ante Team | Value was retrieved from MASControl3 post-processing scripts | 2023-08-16 15:58 | Deemed Ex Ante Team
cWtd | Com | For producing the cWtd BldgHVAC records across two commercial HVAC system types (cDXGF and cPVVG) for very large AC/HP split/packaged systems | Gro | Any | New | cDXGF | 1 | DEER2019 | 2019-01-01 |  | 2023-08-16 15:58 | Deemed Ex Ante Team | Value was retrieved from MASControl3 post-processing scripts | 2023-08-16 15:58 | Deemed Ex Ante Team
cWtd | Com | For producing the cWtd BldgHVAC records across two commercial HVAC system types (cDXGF and cPVVG) for very large AC/HP split/packaged systems | Gro | Any | New | cPVVG | 0 | DEER2019 | 2019-01-01 |  | 2023-08-16 15:58 | Deemed Ex Ante Team | Value was retrieved from MASControl3 post-processing scripts | 2023-08-16 15:58 | Deemed Ex Ante Team
cWtd | Com | For producing the cWtd BldgHVAC records across two commercial HVAC system types (cDXGF and cPVVG) for very large AC/HP split/packaged systems | Gro | Any | Old | cDXGF | 1 | DEER2019 | 2019-01-01 |  | 2023-08-16 15:58 | Deemed Ex Ante Team | Value was retrieved from MASControl3 post-processing scripts | 2023-08-16 15:58 | Deemed Ex Ante Team
cWtd | Com | For producing the cWtd BldgHVAC records across two commercial HVAC system types (cDXGF and cPVVG) for very large AC/HP split/packaged systems | Gro | Any | Old | cPVVG | 0 | DEER2019 | 2019-01-01 |  | 2023-08-16 15:58 | Deemed Ex Ante Team | Value was retrieved from MASControl3 post-processing scripts | 2023-08-16 15:58 | Deemed Ex Ante Team
cWtd | Com | For producing the cWtd BldgHVAC records across two commercial HVAC system types (cDXGF and cPVVG) for very large AC/HP split/packaged systems | Gro | Any | Rec | cDXGF | 1 | DEER2019 | 2019-01-01 |  | 2023-08-16 15:58 | Deemed Ex Ante Team | Value was retrieved from MASControl3 post-processing scripts | 2023-08-16 15:58 | Deemed Ex Ante Team
cWtd | Com | For producing the cWtd BldgHVAC records across two commercial HVAC system types (cDXGF and cPVVG) for very large AC/HP split/packaged systems | Gro | Any | Rec | cPVVG | 0 | DEER2019 | 2019-01-01 |  | 2023-08-16 15:58 | Deemed Ex Ante Team | Value was retrieved from MASControl3 post-processing scripts | 2023-08-16 15:58 | Deemed Ex Ante Team
cWtd | Com | For producing the cWtd BldgHVAC records across two commercial HVAC system types (cDXGF and cPVVG) for very large AC/HP split/packaged systems | Hsp | Any | Ex | cDXGF | 0.2 | DEER2019 | 2019-01-01 |  | 2023-08-16 15:58 | Deemed Ex Ante Team | Value was retrieved from MASControl3 post-processing scripts | 2023-08-16 15:58 | Deemed Ex Ante Team
cWtd | Com | For producing the cWtd BldgHVAC records across two commercial HVAC system types (cDXGF and cPVVG) for very large AC/HP split/packaged systems | Hsp | Any | Ex | cPVVG | 0.8 | DEER2019 | 2019-01-01 |  | 2023-08-16 15:58 | Deemed Ex Ante Team | Value was retrieved from MASControl3 post-processing scripts | 2023-08-16 15:58 | Deemed Ex Ante Team
cWtd | Com | For producing the cWtd BldgHVAC records across two commercial HVAC system types (cDXGF and cPVVG) for very large AC/HP split/packaged systems | Hsp | Any | New | cDXGF | 0.2 | DEER2019 | 2019-01-01 |  | 2023-08-16 15:58 | Deemed Ex Ante Team | Value was retrieved from MASControl3 post-processing scripts | 2023-08-16 15:58 | Deemed Ex Ante Team
cWtd | Com | For producing the cWtd BldgHVAC records across two commercial HVAC system types (cDXGF and cPVVG) for very large AC/HP split/packaged systems | Hsp | Any | New | cPVVG | 0.8 | DEER2019 | 2019-01-01 |  | 2023-08-16 15:58 | Deemed Ex Ante Team | Value was retrieved from MASControl3 post-processing scripts | 2023-08-16 15:58 | Deemed Ex Ante Team
cWtd | Com | For producing the cWtd BldgHVAC records across two commercial HVAC system types (cDXGF and cPVVG) for very large AC/HP split/packaged systems | Hsp | Any | Old | cDXGF | 0.2 | DEER2019 | 2019-01-01 |  | 2023-08-16 15:58 | Deemed Ex Ante Team | Value was retrieved from MASControl3 post-processing scripts | 2023-08-16 15:58 | Deemed Ex Ante Team
cWtd | Com | For producing the cWtd BldgHVAC records across two commercial HVAC system types (cDXGF and cPVVG) for very large AC/HP split/packaged systems | Hsp | Any | Old | cPVVG | 0.8 | DEER2019 | 2019-01-01 |  | 2023-08-16 15:58 | Deemed Ex Ante Team | Value was retrieved from MASControl3 post-processing scripts | 2023-08-16 15:58 | Deemed Ex Ante Team
cWtd | Com | For producing the cWtd BldgHVAC records across two commercial HVAC system types (cDXGF and cPVVG) for very large AC/HP split/packaged systems | Hsp | Any | Rec | cDXGF | 0.2 | DEER2019 | 2019-01-01 |  | 2023-08-16 15:58 | Deemed Ex Ante Team | Value was retrieved from MASControl3 post-processing scripts | 2023-08-16 15:58 | Deemed Ex Ante Team
cWtd | Com | For producing the cWtd BldgHVAC records across two commercial HVAC system types (cDXGF and cPVVG) for very large AC/HP split/packaged systems | Hsp | Any | Rec | cPVVG | 0.8 | DEER2019 | 2019-01-01 |  | 2023-08-16 15:58 | Deemed Ex Ante Team | Value was retrieved from MASControl3 post-processing scripts | 2023-08-16 15:58 | Deemed Ex Ante Team
cWtd | Com | For producing the cWtd BldgHVAC records across two commercial HVAC system types (cDXGF and cPVVG) for very large AC/HP split/packaged systems | Htl | Any | Ex | cDXGF | 0.2 | DEER2019 | 2019-01-01 |  | 2023-08-16 15:58 | Deemed Ex Ante Team | Value was retrieved from MASControl3 post-processing scripts | 2023-08-16 15:58 | Deemed Ex Ante Team
cWtd | Com | For producing the cWtd BldgHVAC records across two commercial HVAC system types (cDXGF and cPVVG) for very large AC/HP split/packaged systems | Htl | Any | Ex | cPVVG | 0.8 | DEER2019 | 2019-01-01 |  | 2023-08-16 15:58 | Deemed Ex Ante Team | Value was retrieved from MASControl3 post-processing scripts | 2023-08-16 15:58 | Deemed Ex Ante Team
cWtd | Com | For producing the cWtd BldgHVAC records across two commercial HVAC system types (cDXGF and cPVVG) for very large AC/HP split/packaged systems | Htl | Any | New | cDXGF | 0.2 | DEER2019 | 2019-01-01 |  | 2023-08-16 15:58 | Deemed Ex Ante Team | Value was retrieved from MASControl3 post-processing scripts | 2023-08-16 15:58 | Deemed Ex Ante Team
cWtd | Com | For producing the cWtd BldgHVAC records across two commercial HVAC system types (cDXGF and cPVVG) for very large AC/HP split/packaged systems | Htl | Any | New | cPVVG | 0.8 | DEER2019 | 2019-01-01 |  | 2023-08-16 15:58 | Deemed Ex Ante Team | Value was retrieved from MASControl3 post-processing scripts | 2023-08-16 15:58 | Deemed Ex Ante Team
cWtd | Com | For producing the cWtd BldgHVAC records across two commercial HVAC system types (cDXGF and cPVVG) for very large AC/HP split/packaged systems | Htl | Any | Old | cDXGF | 0.2 | DEER2019 | 2019-01-01 |  | 2023-08-16 15:58 | Deemed Ex Ante Team | Value was retrieved from MASControl3 post-processing scripts | 2023-08-16 15:58 | Deemed Ex Ante Team
cWtd | Com | For producing the cWtd BldgHVAC records across two commercial HVAC system types (cDXGF and cPVVG) for very large AC/HP split/packaged systems | Htl | Any | Old | cPVVG | 0.8 | DEER2019 | 2019-01-01 |  | 2023-08-16 15:58 | Deemed Ex Ante Team | Value was retrieved from MASControl3 post-processing scripts | 2023-08-16 15:58 | Deemed Ex Ante Team
cWtd | Com | For producing the cWtd BldgHVAC records across two commercial HVAC system types (cDXGF and cPVVG) for very large AC/HP split/packaged systems | Htl | Any | Rec | cDXGF | 0.2 | DEER2019 | 2019-01-01 |  | 2023-08-16 15:58 | Deemed Ex Ante Team | Value was retrieved from MASControl3 post-processing scripts | 2023-08-16 15:58 | Deemed Ex Ante Team
cWtd | Com | For producing the cWtd BldgHVAC records across two commercial HVAC system types (cDXGF and cPVVG) for very large AC/HP split/packaged systems | Htl | Any | Rec | cPVVG | 0.8 | DEER2019 | 2019-01-01 |  | 2023-08-16 15:58 | Deemed Ex Ante Team | Value was retrieved from MASControl3 post-processing scripts | 2023-08-16 15:58 | Deemed Ex Ante Team
cWtd | Com | For producing the cWtd BldgHVAC records across two commercial HVAC system types (cDXGF and cPVVG) for very large AC/HP split/packaged systems | Mtl | Any | Ex | cDXGF | 1 | DEER2019 | 2019-01-01 |  | 2023-08-16 15:58 | Deemed Ex Ante Team | Value was retrieved from MASControl3 post-processing scripts | 2023-08-16 15:58 | Deemed Ex Ante Team
cWtd | Com | For producing the cWtd BldgHVAC records across two commercial HVAC system types (cDXGF and cPVVG) for very large AC/HP split/packaged systems | Mtl | Any | Ex | cPVVG | 0 | DEER2019 | 2019-01-01 |  | 2023-08-16 15:58 | Deemed Ex Ante Team | Value was retrieved from MASControl3 post-processing scripts | 2023-08-16 15:58 | Deemed Ex Ante Team
cWtd | Com | For producing the cWtd BldgHVAC records across two commercial HVAC system types (cDXGF and cPVVG) for very large AC/HP split/packaged systems | Mtl | Any | New | cDXGF | 1 | DEER2019 | 2019-01-01 |  | 2023-08-16 15:58 | Deemed Ex Ante Team | Value was retrieved from MASControl3 post-processing scripts | 2023-08-16 15:58 | Deemed Ex Ante Team
cWtd | Com | For producing the cWtd BldgHVAC records across two commercial HVAC system types (cDXGF and cPVVG) for very large AC/HP split/packaged systems | Mtl | Any | New | cPVVG | 0 | DEER2019 | 2019-01-01 |  | 2023-08-16 15:58 | Deemed Ex Ante Team | Value was retrieved from MASControl3 post-processing scripts | 2023-08-16 15:58 | Deemed Ex Ante Team
cWtd | Com | For producing the cWtd BldgHVAC records across two commercial HVAC system types (cDXGF and cPVVG) for very large AC/HP split/packaged systems | Mtl | Any | Old | cDXGF | 1 | DEER2019 | 2019-01-01 |  | 2023-08-16 15:58 | Deemed Ex Ante Team | Value was retrieved from MASControl3 post-processing scripts | 2023-08-16 15:58 | Deemed Ex Ante Team
cWtd | Com | For producing the cWtd BldgHVAC records across two commercial HVAC system types (cDXGF and cPVVG) for very large AC/HP split/packaged systems | Mtl | Any | Old | cPVVG | 0 | DEER2019 | 2019-01-01 |  | 2023-08-16 15:58 | Deemed Ex Ante Team | Value was retrieved from MASControl3 post-processing scripts | 2023-08-16 15:58 | Deemed Ex Ante Team
cWtd | Com | For producing the cWtd BldgHVAC records across two commercial HVAC system types (cDXGF and cPVVG) for very large AC/HP split/packaged systems | Mtl | Any | Rec | cDXGF | 1 | DEER2019 | 2019-01-01 |  | 2023-08-16 15:58 | Deemed Ex Ante Team | Value was retrieved from MASControl3 post-processing scripts | 2023-08-16 15:58 | Deemed Ex Ante Team
cWtd | Com | For producing the cWtd BldgHVAC records across two commercial HVAC system types (cDXGF and cPVVG) for very large AC/HP split/packaged systems | Mtl | Any | Rec | cPVVG | 0 | DEER2019 | 2019-01-01 |  | 2023-08-16 15:58 | Deemed Ex Ante Team | Value was retrieved from MASControl3 post-processing scripts | 2023-08-16 15:58 | Deemed Ex Ante Team
cWtd | Com | For producing the cWtd BldgHVAC records across two commercial HVAC system types (cDXGF and cPVVG) for very large AC/HP split/packaged systems | Nrs | Any | Ex | cDXGF | 0.2 | DEER2019 | 2019-01-01 |  | 2023-08-16 15:58 | Deemed Ex Ante Team | Value was retrieved from MASControl3 post-processing scripts | 2023-08-16 15:58 | Deemed Ex Ante Team
cWtd | Com | For producing the cWtd BldgHVAC records across two commercial HVAC system types (cDXGF and cPVVG) for very large AC/HP split/packaged systems | Nrs | Any | Ex | cPVVG | 0.8 | DEER2019 | 2019-01-01 |  | 2023-08-16 15:58 | Deemed Ex Ante Team | Value was retrieved from MASControl3 post-processing scripts | 2023-08-16 15:58 | Deemed Ex Ante Team
cWtd | Com | For producing the cWtd BldgHVAC records across two commercial HVAC system types (cDXGF and cPVVG) for very large AC/HP split/packaged systems | Nrs | Any | New | cDXGF | 0.2 | DEER2019 | 2019-01-01 |  | 2023-08-16 15:58 | Deemed Ex Ante Team | Value was retrieved from MASControl3 post-processing scripts | 2023-08-16 15:58 | Deemed Ex Ante Team
cWtd | Com | For producing the cWtd BldgHVAC records across two commercial HVAC system types (cDXGF and cPVVG) for very large AC/HP split/packaged systems | Nrs | Any | New | cPVVG | 0.8 | DEER2019 | 2019-01-01 |  | 2023-08-16 15:58 | Deemed Ex Ante Team | Value was retrieved from MASControl3 post-processing scripts | 2023-08-16 15:58 | Deemed Ex Ante Team
cWtd | Com | For producing the cWtd BldgHVAC records across two commercial HVAC system types (cDXGF and cPVVG) for very large AC/HP split/packaged systems | Nrs | Any | Old | cDXGF | 0.2 | DEER2019 | 2019-01-01 |  | 2023-08-16 15:58 | Deemed Ex Ante Team | Value was retrieved from MASControl3 post-processing scripts | 2023-08-16 15:58 | Deemed Ex Ante Team
cWtd | Com | For producing the cWtd BldgHVAC records across two commercial HVAC system types (cDXGF and cPVVG) for very large AC/HP split/packaged systems | Nrs | Any | Old | cPVVG | 0.8 | DEER2019 | 2019-01-01 |  | 2023-08-16 15:58 | Deemed Ex Ante Team | Value was retrieved from MASControl3 post-processing scripts | 2023-08-16 15:58 | Deemed Ex Ante Team
cWtd | Com | For producing the cWtd BldgHVAC records across two commercial HVAC system types (cDXGF and cPVVG) for very large AC/HP split/packaged systems | Nrs | Any | Rec | cDXGF | 0.2 | DEER2019 | 2019-01-01 |  | 2023-08-16 15:58 | Deemed Ex Ante Team | Value was retrieved from MASControl3 post-processing scripts | 2023-08-16 15:58 | Deemed Ex Ante Team
cWtd | Com | For producing the cWtd BldgHVAC records across two commercial HVAC system types (cDXGF and cPVVG) for very large AC/HP split/packaged systems | Nrs | Any | Rec | cPVVG | 0.8 | DEER2019 | 2019-01-01 |  | 2023-08-16 15:58 | Deemed Ex Ante Team | Value was retrieved from MASControl3 post-processing scripts | 2023-08-16 15:58 | Deemed Ex Ante Team
cWtd | Com | For producing the cWtd BldgHVAC records across two commercial HVAC system types (cDXGF and cPVVG) for very large AC/HP split/packaged systems | OfL | Any | Ex | cDXGF | 0.2 | DEER2019 | 2019-01-01 |  | 2023-08-16 15:58 | Deemed Ex Ante Team | Value was retrieved from MASControl3 post-processing scripts | 2023-08-16 15:58 | Deemed Ex Ante Team
cWtd | Com | For producing the cWtd BldgHVAC records across two commercial HVAC system types (cDXGF and cPVVG) for very large AC/HP split/packaged systems | OfL | Any | Ex | cPVVG | 0.8 | DEER2019 | 2019-01-01 |  | 2023-08-16 15:58 | Deemed Ex Ante Team | Value was retrieved from MASControl3 post-processing scripts | 2023-08-16 15:58 | Deemed Ex Ante Team
cWtd | Com | For producing the cWtd BldgHVAC records across two commercial HVAC system types (cDXGF and cPVVG) for very large AC/HP split/packaged systems | OfL | Any | New | cDXGF | 0.2 | DEER2019 | 2019-01-01 |  | 2023-08-16 15:58 | Deemed Ex Ante Team | Value was retrieved from MASControl3 post-processing scripts | 2023-08-16 15:58 | Deemed Ex Ante Team
cWtd | Com | For producing the cWtd BldgHVAC records across two commercial HVAC system types (cDXGF and cPVVG) for very large AC/HP split/packaged systems | OfL | Any | New | cPVVG | 0.8 | DEER2019 | 2019-01-01 |  | 2023-08-16 15:58 | Deemed Ex Ante Team | Value was retrieved from MASControl3 post-processing scripts | 2023-08-16 15:58 | Deemed Ex Ante Team
cWtd | Com | For producing the cWtd BldgHVAC records across two commercial HVAC system types (cDXGF and cPVVG) for very large AC/HP split/packaged systems | OfL | Any | Old | cDXGF | 0.2 | DEER2019 | 2019-01-01 |  | 2023-08-16 15:58 | Deemed Ex Ante Team | Value was retrieved from MASControl3 post-processing scripts | 2023-08-16 15:58 | Deemed Ex Ante Team
cWtd | Com | For producing the cWtd BldgHVAC records across two commercial HVAC system types (cDXGF and cPVVG) for very large AC/HP split/packaged systems | OfL | Any | Old | cPVVG | 0.8 | DEER2019 | 2019-01-01 |  | 2023-08-16 15:58 | Deemed Ex Ante Team | Value was retrieved from MASControl3 post-processing scripts | 2023-08-16 15:58 | Deemed Ex Ante Team
cWtd | Com | For producing the cWtd BldgHVAC records across two commercial HVAC system types (cDXGF and cPVVG) for very large AC/HP split/packaged systems | OfL | Any | Rec | cDXGF | 0.2 | DEER2019 | 2019-01-01 |  | 2023-08-16 15:58 | Deemed Ex Ante Team | Value was retrieved from MASControl3 post-processing scripts | 2023-08-16 15:58 | Deemed Ex Ante Team
cWtd | Com | For producing the cWtd BldgHVAC records across two commercial HVAC system types (cDXGF and cPVVG) for very large AC/HP split/packaged systems | OfL | Any | Rec | cPVVG | 0.8 | DEER2019 | 2019-01-01 |  | 2023-08-16 15:58 | Deemed Ex Ante Team | Value was retrieved from MASControl3 post-processing scripts | 2023-08-16 15:58 | Deemed Ex Ante Team
cWtd | Com | For producing the cWtd BldgHVAC records across two commercial HVAC system types (cDXGF and cPVVG) for very large AC/HP split/packaged systems | OfS | Any | Ex | cDXGF | 0.2 | DEER2019 | 2019-01-01 |  | 2023-08-16 15:58 | Deemed Ex Ante Team | Value was retrieved from MASControl3 post-processing scripts | 2023-08-16 15:58 | Deemed Ex Ante Team
cWtd | Com | For producing the cWtd BldgHVAC records across two commercial HVAC system types (cDXGF and cPVVG) for very large AC/HP split/packaged systems | OfS | Any | Ex | cPVVG | 0.8 | DEER2019 | 2019-01-01 |  | 2023-08-16 15:58 | Deemed Ex Ante Team | Value was retrieved from MASControl3 post-processing scripts | 2023-08-16 15:58 | Deemed Ex Ante Team
cWtd | Com | For producing the cWtd BldgHVAC records across two commercial HVAC system types (cDXGF and cPVVG) for very large AC/HP split/packaged systems | OfS | Any | New | cDXGF | 0.2 | DEER2019 | 2019-01-01 |  | 2023-08-16 15:58 | Deemed Ex Ante Team | Value was retrieved from MASControl3 post-processing scripts | 2023-08-16 15:58 | Deemed Ex Ante Team
cWtd | Com | For producing the cWtd BldgHVAC records across two commercial HVAC system types (cDXGF and cPVVG) for very large AC/HP split/packaged systems | OfS | Any | New | cPVVG | 0.8 | DEER2019 | 2019-01-01 |  | 2023-08-16 15:58 | Deemed Ex Ante Team | Value was retrieved from MASControl3 post-processing scripts | 2023-08-16 15:58 | Deemed Ex Ante Team
cWtd | Com | For producing the cWtd BldgHVAC records across two commercial HVAC system types (cDXGF and cPVVG) for very large AC/HP split/packaged systems | OfS | Any | Old | cDXGF | 0.2 | DEER2019 | 2019-01-01 |  | 2023-08-16 15:58 | Deemed Ex Ante Team | Value was retrieved from MASControl3 post-processing scripts | 2023-08-16 15:58 | Deemed Ex Ante Team
cWtd | Com | For producing the cWtd BldgHVAC records across two commercial HVAC system types (cDXGF and cPVVG) for very large AC/HP split/packaged systems | OfS | Any | Old | cPVVG | 0.8 | DEER2019 | 2019-01-01 |  | 2023-08-16 15:58 | Deemed Ex Ante Team | Value was retrieved from MASControl3 post-processing scripts | 2023-08-16 15:58 | Deemed Ex Ante Team
cWtd | Com | For producing the cWtd BldgHVAC records across two commercial HVAC system types (cDXGF and cPVVG) for very large AC/HP split/packaged systems | OfS | Any | Rec | cDXGF | 0.2 | DEER2019 | 2019-01-01 |  | 2023-08-16 15:58 | Deemed Ex Ante Team | Value was retrieved from MASControl3 post-processing scripts | 2023-08-16 15:58 | Deemed Ex Ante Team
cWtd | Com | For producing the cWtd BldgHVAC records across two commercial HVAC system types (cDXGF and cPVVG) for very large AC/HP split/packaged systems | OfS | Any | Rec | cPVVG | 0.8 | DEER2019 | 2019-01-01 |  | 2023-08-16 15:58 | Deemed Ex Ante Team | Value was retrieved from MASControl3 post-processing scripts | 2023-08-16 15:58 | Deemed Ex Ante Team
cWtd | Com | For producing the cWtd BldgHVAC records across two commercial HVAC system types (cDXGF and cPVVG) for very large AC/HP split/packaged systems | RFF | Any | Ex | cDXGF | 1 | DEER2019 | 2019-01-01 |  | 2023-08-16 15:58 | Deemed Ex Ante Team | Value was retrieved from MASControl3 post-processing scripts | 2023-08-16 15:58 | Deemed Ex Ante Team
cWtd | Com | For producing the cWtd BldgHVAC records across two commercial HVAC system types (cDXGF and cPVVG) for very large AC/HP split/packaged systems | RFF | Any | Ex | cPVVG | 0 | DEER2019 | 2019-01-01 |  | 2023-08-16 15:58 | Deemed Ex Ante Team | Value was retrieved from MASControl3 post-processing scripts | 2023-08-16 15:58 | Deemed Ex Ante Team
cWtd | Com | For producing the cWtd BldgHVAC records across two commercial HVAC system types (cDXGF and cPVVG) for very large AC/HP split/packaged systems | RFF | Any | New | cDXGF | 1 | DEER2019 | 2019-01-01 |  | 2023-08-16 15:58 | Deemed Ex Ante Team | Value was retrieved from MASControl3 post-processing scripts | 2023-08-16 15:58 | Deemed Ex Ante Team
cWtd | Com | For producing the cWtd BldgHVAC records across two commercial HVAC system types (cDXGF and cPVVG) for very large AC/HP split/packaged systems | RFF | Any | New | cPVVG | 0 | DEER2019 | 2019-01-01 |  | 2023-08-16 15:58 | Deemed Ex Ante Team | Value was retrieved from MASControl3 post-processing scripts | 2023-08-16 15:58 | Deemed Ex Ante Team
cWtd | Com | For producing the cWtd BldgHVAC records across two commercial HVAC system types (cDXGF and cPVVG) for very large AC/HP split/packaged systems | RFF | Any | Old | cDXGF | 1 | DEER2019 | 2019-01-01 |  | 2023-08-16 15:58 | Deemed Ex Ante Team | Value was retrieved from MASControl3 post-processing scripts | 2023-08-16 15:58 | Deemed Ex Ante Team
cWtd | Com | For producing the cWtd BldgHVAC records across two commercial HVAC system types (cDXGF and cPVVG) for very large AC/HP split/packaged systems | RFF | Any | Old | cPVVG | 0 | DEER2019 | 2019-01-01 |  | 2023-08-16 15:58 | Deemed Ex Ante Team | Value was retrieved from MASControl3 post-processing scripts | 2023-08-16 15:58 | Deemed Ex Ante Team
cWtd | Com | For producing the cWtd BldgHVAC records across two commercial HVAC system types (cDXGF and cPVVG) for very large AC/HP split/packaged systems | RFF | Any | Rec | cDXGF | 1 | DEER2019 | 2019-01-01 |  | 2023-08-16 15:58 | Deemed Ex Ante Team | Value was retrieved from MASControl3 post-processing scripts | 2023-08-16 15:58 | Deemed Ex Ante Team
cWtd | Com | For producing the cWtd BldgHVAC records across two commercial HVAC system types (cDXGF and cPVVG) for very large AC/HP split/packaged systems | RFF | Any | Rec | cPVVG | 0 | DEER2019 | 2019-01-01 |  | 2023-08-16 15:58 | Deemed Ex Ante Team | Value was retrieved from MASControl3 post-processing scripts | 2023-08-16 15:58 | Deemed Ex Ante Team
cWtd | Com | For producing the cWtd BldgHVAC records across two commercial HVAC system types (cDXGF and cPVVG) for very large AC/HP split/packaged systems | RSD | Any | Ex | cDXGF | 1 | DEER2019 | 2019-01-01 |  | 2023-08-16 15:58 | Deemed Ex Ante Team | Value was retrieved from MASControl3 post-processing scripts | 2023-08-16 15:58 | Deemed Ex Ante Team
cWtd | Com | For producing the cWtd BldgHVAC records across two commercial HVAC system types (cDXGF and cPVVG) for very large AC/HP split/packaged systems | RSD | Any | Ex | cPVVG | 0 | DEER2019 | 2019-01-01 |  | 2023-08-16 15:58 | Deemed Ex Ante Team | Value was retrieved from MASControl3 post-processing scripts | 2023-08-16 15:58 | Deemed Ex Ante Team
cWtd | Com | For producing the cWtd BldgHVAC records across two commercial HVAC system types (cDXGF and cPVVG) for very large AC/HP split/packaged systems | RSD | Any | New | cDXGF | 1 | DEER2019 | 2019-01-01 |  | 2023-08-16 15:58 | Deemed Ex Ante Team | Value was retrieved from MASControl3 post-processing scripts | 2023-08-16 15:58 | Deemed Ex Ante Team
cWtd | Com | For producing the cWtd BldgHVAC records across two commercial HVAC system types (cDXGF and cPVVG) for very large AC/HP split/packaged systems | RSD | Any | New | cPVVG | 0 | DEER2019 | 2019-01-01 |  | 2023-08-16 15:58 | Deemed Ex Ante Team | Value was retrieved from MASControl3 post-processing scripts | 2023-08-16 15:58 | Deemed Ex Ante Team
cWtd | Com | For producing the cWtd BldgHVAC records across two commercial HVAC system types (cDXGF and cPVVG) for very large AC/HP split/packaged systems | RSD | Any | Old | cDXGF | 1 | DEER2019 | 2019-01-01 |  | 2023-08-16 15:58 | Deemed Ex Ante Team | Value was retrieved from MASControl3 post-processing scripts | 2023-08-16 15:58 | Deemed Ex Ante Team
cWtd | Com | For producing the cWtd BldgHVAC records across two commercial HVAC system types (cDXGF and cPVVG) for very large AC/HP split/packaged systems | RSD | Any | Old | cPVVG | 0 | DEER2019 | 2019-01-01 |  | 2023-08-16 15:58 | Deemed Ex Ante Team | Value was retrieved from MASControl3 post-processing scripts | 2023-08-16 15:58 | Deemed Ex Ante Team
cWtd | Com | For producing the cWtd BldgHVAC records across two commercial HVAC system types (cDXGF and cPVVG) for very large AC/HP split/packaged systems | RSD | Any | Rec | cDXGF | 1 | DEER2019 | 2019-01-01 |  | 2023-08-16 15:58 | Deemed Ex Ante Team | Value was retrieved from MASControl3 post-processing scripts | 2023-08-16 15:58 | Deemed Ex Ante Team
cWtd | Com | For producing the cWtd BldgHVAC records across two commercial HVAC system types (cDXGF and cPVVG) for very large AC/HP split/packaged systems | RSD | Any | Rec | cPVVG | 0 | DEER2019 | 2019-01-01 |  | 2023-08-16 15:58 | Deemed Ex Ante Team | Value was retrieved from MASControl3 post-processing scripts | 2023-08-16 15:58 | Deemed Ex Ante Team
cWtd | Com | For producing the cWtd BldgHVAC records across two commercial HVAC system types (cDXGF and cPVVG) for very large AC/HP split/packaged systems | Rt3 | Any | Ex | cDXGF | 0.2 | DEER2019 | 2019-01-01 |  | 2023-08-16 15:58 | Deemed Ex Ante Team | Value was retrieved from MASControl3 post-processing scripts | 2023-08-16 15:58 | Deemed Ex Ante Team
cWtd | Com | For producing the cWtd BldgHVAC records across two commercial HVAC system types (cDXGF and cPVVG) for very large AC/HP split/packaged systems | Rt3 | Any | Ex | cPVVG | 0.8 | DEER2019 | 2019-01-01 |  | 2023-08-16 15:58 | Deemed Ex Ante Team | Value was retrieved from MASControl3 post-processing scripts | 2023-08-16 15:58 | Deemed Ex Ante Team
cWtd | Com | For producing the cWtd BldgHVAC records across two commercial HVAC system types (cDXGF and cPVVG) for very large AC/HP split/packaged systems | Rt3 | Any | New | cDXGF | 0.2 | DEER2019 | 2019-01-01 |  | 2023-08-16 15:58 | Deemed Ex Ante Team | Value was retrieved from MASControl3 post-processing scripts | 2023-08-16 15:58 | Deemed Ex Ante Team
cWtd | Com | For producing the cWtd BldgHVAC records across two commercial HVAC system types (cDXGF and cPVVG) for very large AC/HP split/packaged systems | Rt3 | Any | New | cPVVG | 0.8 | DEER2019 | 2019-01-01 |  | 2023-08-16 15:58 | Deemed Ex Ante Team | Value was retrieved from MASControl3 post-processing scripts | 2023-08-16 15:58 | Deemed Ex Ante Team
cWtd | Com | For producing the cWtd BldgHVAC records across two commercial HVAC system types (cDXGF and cPVVG) for very large AC/HP split/packaged systems | Rt3 | Any | Old | cDXGF | 0.2 | DEER2019 | 2019-01-01 |  | 2023-08-16 15:58 | Deemed Ex Ante Team | Value was retrieved from MASControl3 post-processing scripts | 2023-08-16 15:58 | Deemed Ex Ante Team
cWtd | Com | For producing the cWtd BldgHVAC records across two commercial HVAC system types (cDXGF and cPVVG) for very large AC/HP split/packaged systems | Rt3 | Any | Old | cPVVG | 0.8 | DEER2019 | 2019-01-01 |  | 2023-08-16 15:58 | Deemed Ex Ante Team | Value was retrieved from MASControl3 post-processing scripts | 2023-08-16 15:58 | Deemed Ex Ante Team
cWtd | Com | For producing the cWtd BldgHVAC records across two commercial HVAC system types (cDXGF and cPVVG) for very large AC/HP split/packaged systems | Rt3 | Any | Rec | cDXGF | 0.2 | DEER2019 | 2019-01-01 |  | 2023-08-16 15:58 | Deemed Ex Ante Team | Value was retrieved from MASControl3 post-processing scripts | 2023-08-16 15:58 | Deemed Ex Ante Team
cWtd | Com | For producing the cWtd BldgHVAC records across two commercial HVAC system types (cDXGF and cPVVG) for very large AC/HP split/packaged systems | Rt3 | Any | Rec | cPVVG | 0.8 | DEER2019 | 2019-01-01 |  | 2023-08-16 15:58 | Deemed Ex Ante Team | Value was retrieved from MASControl3 post-processing scripts | 2023-08-16 15:58 | Deemed Ex Ante Team
cWtd | Com | For producing the cWtd BldgHVAC records across two commercial HVAC system types (cDXGF and cPVVG) for very large AC/HP split/packaged systems | RtL | Any | Ex | cDXGF | 1 | DEER2019 | 2019-01-01 |  | 2023-08-16 15:58 | Deemed Ex Ante Team | Value was retrieved from MASControl3 post-processing scripts | 2023-08-16 15:58 | Deemed Ex Ante Team
cWtd | Com | For producing the cWtd BldgHVAC records across two commercial HVAC system types (cDXGF and cPVVG) for very large AC/HP split/packaged systems | RtL | Any | Ex | cPVVG | 0 | DEER2019 | 2019-01-01 |  | 2023-08-16 15:58 | Deemed Ex Ante Team | Value was retrieved from MASControl3 post-processing scripts | 2023-08-16 15:58 | Deemed Ex Ante Team
cWtd | Com | For producing the cWtd BldgHVAC records across two commercial HVAC system types (cDXGF and cPVVG) for very large AC/HP split/packaged systems | RtL | Any | New | cDXGF | 1 | DEER2019 | 2019-01-01 |  | 2023-08-16 15:58 | Deemed Ex Ante Team | Value was retrieved from MASControl3 post-processing scripts | 2023-08-16 15:58 | Deemed Ex Ante Team
cWtd | Com | For producing the cWtd BldgHVAC records across two commercial HVAC system types (cDXGF and cPVVG) for very large AC/HP split/packaged systems | RtL | Any | New | cPVVG | 0 | DEER2019 | 2019-01-01 |  | 2023-08-16 15:58 | Deemed Ex Ante Team | Value was retrieved from MASControl3 post-processing scripts | 2023-08-16 15:58 | Deemed Ex Ante Team
cWtd | Com | For producing the cWtd BldgHVAC records across two commercial HVAC system types (cDXGF and cPVVG) for very large AC/HP split/packaged systems | RtL | Any | Old | cDXGF | 1 | DEER2019 | 2019-01-01 |  | 2023-08-16 15:58 | Deemed Ex Ante Team | Value was retrieved from MASControl3 post-processing scripts | 2023-08-16 15:58 | Deemed Ex Ante Team
cWtd | Com | For producing the cWtd BldgHVAC records across two commercial HVAC system types (cDXGF and cPVVG) for very large AC/HP split/packaged systems | RtL | Any | Old | cPVVG | 0 | DEER2019 | 2019-01-01 |  | 2023-08-16 15:58 | Deemed Ex Ante Team | Value was retrieved from MASControl3 post-processing scripts | 2023-08-16 15:58 | Deemed Ex Ante Team
cWtd | Com | For producing the cWtd BldgHVAC records across two commercial HVAC system types (cDXGF and cPVVG) for very large AC/HP split/packaged systems | RtL | Any | Rec | cDXGF | 1 | DEER2019 | 2019-01-01 |  | 2023-08-16 15:58 | Deemed Ex Ante Team | Value was retrieved from MASControl3 post-processing scripts | 2023-08-16 15:58 | Deemed Ex Ante Team
cWtd | Com | For producing the cWtd BldgHVAC records across two commercial HVAC system types (cDXGF and cPVVG) for very large AC/HP split/packaged systems | RtL | Any | Rec | cPVVG | 0 | DEER2019 | 2019-01-01 |  | 2023-08-16 15:58 | Deemed Ex Ante Team | Value was retrieved from MASControl3 post-processing scripts | 2023-08-16 15:58 | Deemed Ex Ante Team
cWtd | Com | For producing the cWtd BldgHVAC records across two commercial HVAC system types (cDXGF and cPVVG) for very large AC/HP split/packaged systems | RtS | Any | Ex | cDXGF | 1 | DEER2019 | 2019-01-01 |  | 2023-08-16 15:58 | Deemed Ex Ante Team | Value was retrieved from MASControl3 post-processing scripts | 2023-08-16 15:58 | Deemed Ex Ante Team
cWtd | Com | For producing the cWtd BldgHVAC records across two commercial HVAC system types (cDXGF and cPVVG) for very large AC/HP split/packaged systems | RtS | Any | Ex | cPVVG | 0 | DEER2019 | 2019-01-01 |  | 2023-08-16 15:58 | Deemed Ex Ante Team | Value was retrieved from MASControl3 post-processing scripts | 2023-08-16 15:58 | Deemed Ex Ante Team
cWtd | Com | For producing the cWtd BldgHVAC records across two commercial HVAC system types (cDXGF and cPVVG) for very large AC/HP split/packaged systems | RtS | Any | New | cDXGF | 1 | DEER2019 | 2019-01-01 |  | 2023-08-16 15:58 | Deemed Ex Ante Team | Value was retrieved from MASControl3 post-processing scripts | 2023-08-16 15:58 | Deemed Ex Ante Team
cWtd | Com | For producing the cWtd BldgHVAC records across two commercial HVAC system types (cDXGF and cPVVG) for very large AC/HP split/packaged systems | RtS | Any | New | cPVVG | 0 | DEER2019 | 2019-01-01 |  | 2023-08-16 15:58 | Deemed Ex Ante Team | Value was retrieved from MASControl3 post-processing scripts | 2023-08-16 15:58 | Deemed Ex Ante Team
cWtd | Com | For producing the cWtd BldgHVAC records across two commercial HVAC system types (cDXGF and cPVVG) for very large AC/HP split/packaged systems | RtS | Any | Old | cDXGF | 1 | DEER2019 | 2019-01-01 |  | 2023-08-16 15:58 | Deemed Ex Ante Team | Value was retrieved from MASControl3 post-processing scripts | 2023-08-16 15:58 | Deemed Ex Ante Team
cWtd | Com | For producing the cWtd BldgHVAC records across two commercial HVAC system types (cDXGF and cPVVG) for very large AC/HP split/packaged systems | RtS | Any | Old | cPVVG | 0 | DEER2019 | 2019-01-01 |  | 2023-08-16 15:58 | Deemed Ex Ante Team | Value was retrieved from MASControl3 post-processing scripts | 2023-08-16 15:58 | Deemed Ex Ante Team
cWtd | Com | For producing the cWtd BldgHVAC records across two commercial HVAC system types (cDXGF and cPVVG) for very large AC/HP split/packaged systems | RtS | Any | Rec | cDXGF | 1 | DEER2019 | 2019-01-01 |  | 2023-08-16 15:58 | Deemed Ex Ante Team | Value was retrieved from MASControl3 post-processing scripts | 2023-08-16 15:58 | Deemed Ex Ante Team
cWtd | Com | For producing the cWtd BldgHVAC records across two commercial HVAC system types (cDXGF and cPVVG) for very large AC/HP split/packaged systems | RtS | Any | Rec | cPVVG | 0 | DEER2019 | 2019-01-01 |  | 2023-08-16 15:58 | Deemed Ex Ante Team | Value was retrieved from MASControl3 post-processing scripts | 2023-08-16 15:58 | Deemed Ex Ante Team
cWtd | Com | For producing the cWtd BldgHVAC records across two commercial HVAC system types (cDXGF and cPVVG) for very large AC/HP split/packaged systems | SCn | Any | Ex | cDXGF | 1 | DEER2019 | 2019-01-01 |  | 2023-08-16 15:58 | Deemed Ex Ante Team | Value was retrieved from MASControl3 post-processing scripts | 2023-08-16 15:58 | Deemed Ex Ante Team
cWtd | Com | For producing the cWtd BldgHVAC records across two commercial HVAC system types (cDXGF and cPVVG) for very large AC/HP split/packaged systems | SCn | Any | Ex | cPVVG | 0 | DEER2019 | 2019-01-01 |  | 2023-08-16 15:58 | Deemed Ex Ante Team | Value was retrieved from MASControl3 post-processing scripts | 2023-08-16 15:58 | Deemed Ex Ante Team
cWtd | Com | For producing the cWtd BldgHVAC records across two commercial HVAC system types (cDXGF and cPVVG) for very large AC/HP split/packaged systems | SCn | Any | New | cDXGF | 1 | DEER2019 | 2019-01-01 |  | 2023-08-16 15:58 | Deemed Ex Ante Team | Value was retrieved from MASControl3 post-processing scripts | 2023-08-16 15:58 | Deemed Ex Ante Team
cWtd | Com | For producing the cWtd BldgHVAC records across two commercial HVAC system types (cDXGF and cPVVG) for very large AC/HP split/packaged systems | SCn | Any | New | cPVVG | 0 | DEER2019 | 2019-01-01 |  | 2023-08-16 15:58 | Deemed Ex Ante Team | Value was retrieved from MASControl3 post-processing scripts | 2023-08-16 15:58 | Deemed Ex Ante Team
cWtd | Com | For producing the cWtd BldgHVAC records across two commercial HVAC system types (cDXGF and cPVVG) for very large AC/HP split/packaged systems | SCn | Any | Old | cDXGF | 1 | DEER2019 | 2019-01-01 |  | 2023-08-16 15:58 | Deemed Ex Ante Team | Value was retrieved from MASControl3 post-processing scripts | 2023-08-16 15:58 | Deemed Ex Ante Team
cWtd | Com | For producing the cWtd BldgHVAC records across two commercial HVAC system types (cDXGF and cPVVG) for very large AC/HP split/packaged systems | SCn | Any | Old | cPVVG | 0 | DEER2019 | 2019-01-01 |  | 2023-08-16 15:58 | Deemed Ex Ante Team | Value was retrieved from MASControl3 post-processing scripts | 2023-08-16 15:58 | Deemed Ex Ante Team
cWtd | Com | For producing the cWtd BldgHVAC records across two commercial HVAC system types (cDXGF and cPVVG) for very large AC/HP split/packaged systems | SCn | Any | Rec | cDXGF | 1 | DEER2019 | 2019-01-01 |  | 2023-08-16 15:58 | Deemed Ex Ante Team | Value was retrieved from MASControl3 post-processing scripts | 2023-08-16 15:58 | Deemed Ex Ante Team
cWtd | Com | For producing the cWtd BldgHVAC records across two commercial HVAC system types (cDXGF and cPVVG) for very large AC/HP split/packaged systems | SCn | Any | Rec | cPVVG | 0 | DEER2019 | 2019-01-01 |  | 2023-08-16 15:58 | Deemed Ex Ante Team | Value was retrieved from MASControl3 post-processing scripts | 2023-08-16 15:58 | Deemed Ex Ante Team
cWtd | Com | For producing the cWtd BldgHVAC records across two commercial HVAC system types (cDXGF and cPVVG) for very large AC/HP split/packaged systems | WRf | Any | Ex | cDXGF | 1 | DEER2019 | 2019-01-01 |  | 2023-08-16 15:58 | Deemed Ex Ante Team | Value was retrieved from MASControl3 post-processing scripts | 2023-08-16 15:58 | Deemed Ex Ante Team
cWtd | Com | For producing the cWtd BldgHVAC records across two commercial HVAC system types (cDXGF and cPVVG) for very large AC/HP split/packaged systems | WRf | Any | Ex | cPVVG | 0 | DEER2019 | 2019-01-01 |  | 2023-08-16 15:58 | Deemed Ex Ante Team | Value was retrieved from MASControl3 post-processing scripts | 2023-08-16 15:58 | Deemed Ex Ante Team
cWtd | Com | For producing the cWtd BldgHVAC records across two commercial HVAC system types (cDXGF and cPVVG) for very large AC/HP split/packaged systems | WRf | Any | New | cDXGF | 1 | DEER2019 | 2019-01-01 |  | 2023-08-16 15:58 | Deemed Ex Ante Team | Value was retrieved from MASControl3 post-processing scripts | 2023-08-16 15:58 | Deemed Ex Ante Team
cWtd | Com | For producing the cWtd BldgHVAC records across two commercial HVAC system types (cDXGF and cPVVG) for very large AC/HP split/packaged systems | WRf | Any | New | cPVVG | 0 | DEER2019 | 2019-01-01 |  | 2023-08-16 15:58 | Deemed Ex Ante Team | Value was retrieved from MASControl3 post-processing scripts | 2023-08-16 15:58 | Deemed Ex Ante Team
cWtd | Com | For producing the cWtd BldgHVAC records across two commercial HVAC system types (cDXGF and cPVVG) for very large AC/HP split/packaged systems | WRf | Any | Old | cDXGF | 1 | DEER2019 | 2019-01-01 |  | 2023-08-16 15:58 | Deemed Ex Ante Team | Value was retrieved from MASControl3 post-processing scripts | 2023-08-16 15:58 | Deemed Ex Ante Team
cWtd | Com | For producing the cWtd BldgHVAC records across two commercial HVAC system types (cDXGF and cPVVG) for very large AC/HP split/packaged systems | WRf | Any | Old | cPVVG | 0 | DEER2019 | 2019-01-01 |  | 2023-08-16 15:58 | Deemed Ex Ante Team | Value was retrieved from MASControl3 post-processing scripts | 2023-08-16 15:58 | Deemed Ex Ante Team
cWtd | Com | For producing the cWtd BldgHVAC records across two commercial HVAC system types (cDXGF and cPVVG) for very large AC/HP split/packaged systems | WRf | Any | Rec | cDXGF | 1 | DEER2019 | 2019-01-01 |  | 2023-08-16 15:58 | Deemed Ex Ante Team | Value was retrieved from MASControl3 post-processing scripts | 2023-08-16 15:58 | Deemed Ex Ante Team
cWtd | Com | For producing the cWtd BldgHVAC records across two commercial HVAC system types (cDXGF and cPVVG) for very large AC/HP split/packaged systems | WRf | Any | Rec | cPVVG | 0 | DEER2019 | 2019-01-01 |  | 2023-08-16 15:58 | Deemed Ex Ante Team | Value was retrieved from MASControl3 post-processing scripts | 2023-08-16 15:58 | Deemed Ex Ante Team
cWtd | Ind | For producing the cWtd BldgHVAC records across two commercial HVAC system types (cDXGF and cPVVG) for very large AC/HP split/packaged systems | MBT | Any | Ex | cDXGF | 0.2 | DEER2019 | 2019-01-01 |  | 2023-08-16 15:58 | Deemed Ex Ante Team | Value was retrieved from MASControl3 post-processing scripts | 2023-08-16 15:58 | Deemed Ex Ante Team
cWtd | Ind | For producing the cWtd BldgHVAC records across two commercial HVAC system types (cDXGF and cPVVG) for very large AC/HP split/packaged systems | MBT | Any | Ex | cPVVG | 0.8 | DEER2019 | 2019-01-01 |  | 2023-08-16 15:58 | Deemed Ex Ante Team | Value was retrieved from MASControl3 post-processing scripts | 2023-08-16 15:58 | Deemed Ex Ante Team
cWtd | Ind | For producing the cWtd BldgHVAC records across two commercial HVAC system types (cDXGF and cPVVG) for very large AC/HP split/packaged systems | MBT | Any | New | cDXGF | 0.2 | DEER2019 | 2019-01-01 |  | 2023-08-16 15:58 | Deemed Ex Ante Team | Value was retrieved from MASControl3 post-processing scripts | 2023-08-16 15:58 | Deemed Ex Ante Team
cWtd | Ind | For producing the cWtd BldgHVAC records across two commercial HVAC system types (cDXGF and cPVVG) for very large AC/HP split/packaged systems | MBT | Any | New | cPVVG | 0.8 | DEER2019 | 2019-01-01 |  | 2023-08-16 15:58 | Deemed Ex Ante Team | Value was retrieved from MASControl3 post-processing scripts | 2023-08-16 15:58 | Deemed Ex Ante Team
cWtd | Ind | For producing the cWtd BldgHVAC records across two commercial HVAC system types (cDXGF and cPVVG) for very large AC/HP split/packaged systems | MBT | Any | Old | cDXGF | 0.2 | DEER2019 | 2019-01-01 |  | 2023-08-16 15:58 | Deemed Ex Ante Team | Value was retrieved from MASControl3 post-processing scripts | 2023-08-16 15:58 | Deemed Ex Ante Team
cWtd | Ind | For producing the cWtd BldgHVAC records across two commercial HVAC system types (cDXGF and cPVVG) for very large AC/HP split/packaged systems | MBT | Any | Old | cPVVG | 0.8 | DEER2019 | 2019-01-01 |  | 2023-08-16 15:58 | Deemed Ex Ante Team | Value was retrieved from MASControl3 post-processing scripts | 2023-08-16 15:58 | Deemed Ex Ante Team
cWtd | Ind | For producing the cWtd BldgHVAC records across two commercial HVAC system types (cDXGF and cPVVG) for very large AC/HP split/packaged systems | MBT | Any | Rec | cDXGF | 0.2 | DEER2019 | 2019-01-01 |  | 2023-08-16 15:58 | Deemed Ex Ante Team | Value was retrieved from MASControl3 post-processing scripts | 2023-08-16 15:58 | Deemed Ex Ante Team
cWtd | Ind | For producing the cWtd BldgHVAC records across two commercial HVAC system types (cDXGF and cPVVG) for very large AC/HP split/packaged systems | MBT | Any | Rec | cPVVG | 0.8 | DEER2019 | 2019-01-01 |  | 2023-08-16 15:58 | Deemed Ex Ante Team | Value was retrieved from MASControl3 post-processing scripts | 2023-08-16 15:58 | Deemed Ex Ante Team
cWtd | Ind | For producing the cWtd BldgHVAC records across two commercial HVAC system types (cDXGF and cPVVG) for very large AC/HP split/packaged systems | MLI | Any | Ex | cDXGF | 1 | DEER2019 | 2019-01-01 |  | 2023-08-16 15:58 | Deemed Ex Ante Team | Value was retrieved from MASControl3 post-processing scripts | 2023-08-16 15:58 | Deemed Ex Ante Team
cWtd | Ind | For producing the cWtd BldgHVAC records across two commercial HVAC system types (cDXGF and cPVVG) for very large AC/HP split/packaged systems | MLI | Any | Ex | cPVVG | 0 | DEER2019 | 2019-01-01 |  | 2023-08-16 15:58 | Deemed Ex Ante Team | Value was retrieved from MASControl3 post-processing scripts | 2023-08-16 15:58 | Deemed Ex Ante Team
cWtd | Ind | For producing the cWtd BldgHVAC records across two commercial HVAC system types (cDXGF and cPVVG) for very large AC/HP split/packaged systems | MLI | Any | New | cDXGF | 1 | DEER2019 | 2019-01-01 |  | 2023-08-16 15:58 | Deemed Ex Ante Team | Value was retrieved from MASControl3 post-processing scripts | 2023-08-16 15:58 | Deemed Ex Ante Team
cWtd | Ind | For producing the cWtd BldgHVAC records across two commercial HVAC system types (cDXGF and cPVVG) for very large AC/HP split/packaged systems | MLI | Any | New | cPVVG | 0 | DEER2019 | 2019-01-01 |  | 2023-08-16 15:58 | Deemed Ex Ante Team | Value was retrieved from MASControl3 post-processing scripts | 2023-08-16 15:58 | Deemed Ex Ante Team
cWtd | Ind | For producing the cWtd BldgHVAC records across two commercial HVAC system types (cDXGF and cPVVG) for very large AC/HP split/packaged systems | MLI | Any | Old | cDXGF | 1 | DEER2019 | 2019-01-01 |  | 2023-08-16 15:58 | Deemed Ex Ante Team | Value was retrieved from MASControl3 post-processing scripts | 2023-08-16 15:58 | Deemed Ex Ante Team
cWtd | Ind | For producing the cWtd BldgHVAC records across two commercial HVAC system types (cDXGF and cPVVG) for very large AC/HP split/packaged systems | MLI | Any | Old | cPVVG | 0 | DEER2019 | 2019-01-01 |  | 2023-08-16 15:58 | Deemed Ex Ante Team | Value was retrieved from MASControl3 post-processing scripts | 2023-08-16 15:58 | Deemed Ex Ante Team
cWtd | Ind | For producing the cWtd BldgHVAC records across two commercial HVAC system types (cDXGF and cPVVG) for very large AC/HP split/packaged systems | MLI | Any | Rec | cDXGF | 1 | DEER2019 | 2019-01-01 |  | 2023-08-16 15:58 | Deemed Ex Ante Team | Value was retrieved from MASControl3 post-processing scripts | 2023-08-16 15:58 | Deemed Ex Ante Team
cWtd | Ind | For producing the cWtd BldgHVAC records across two commercial HVAC system types (cDXGF and cPVVG) for very large AC/HP split/packaged systems | MLI | Any | Rec | cPVVG | 0 | DEER2019 | 2019-01-01 |  | 2023-08-16 15:58 | Deemed Ex Ante Team | Value was retrieved from MASControl3 post-processing scripts | 2023-08-16 15:58 | Deemed Ex Ante Team
Ex | Com | For producing Old, Ex, Rec, and New BldgVint records while post-processing building energy simulations | Asm | CZ01 | 2003 | Any | 0.071 | DEER2019 | 2019-01-01 |  | 2024-02-06 15:16 | Deemed Ex Ante Team |  | 2024-02-06 15:16 | Deemed Ex Ante Team
Ex | Com | For producing Old, Ex, Rec, and New BldgVint records while post-processing building energy simulations | Asm | CZ01 | 2007 | Any | 0.035 | DEER2019 | 2019-01-01 |  | 2024-02-06 15:16 | Deemed Ex Ante Team |  | 2024-02-06 15:16 | Deemed Ex Ante Team
Ex | Com | For producing Old, Ex, Rec, and New BldgVint records while post-processing building energy simulations | Asm | CZ01 | 2011 | Any | 0.035 | DEER2019 | 2019-01-01 |  | 2024-02-06 15:16 | Deemed Ex Ante Team |  | 2024-02-06 15:16 | Deemed Ex Ante Team
Ex | Com | For producing Old, Ex, Rec, and New BldgVint records while post-processing building energy simulations | Asm | CZ01 | 2015 | Any | 0.026 | DEER2019 | 2019-01-01 |  | 2024-02-06 15:16 | Deemed Ex Ante Team |  | 2024-02-06 15:16 | Deemed Ex Ante Team
Ex | Com | For producing Old, Ex, Rec, and New BldgVint records while post-processing building energy simulations | Asm | CZ02 | 2003 | Any | 0.597 | DEER2019 | 2019-01-01 |  | 2024-02-06 15:16 | Deemed Ex Ante Team |  | 2024-02-06 15:16 | Deemed Ex Ante Team
Ex | Com | For producing Old, Ex, Rec, and New BldgVint records while post-processing building energy simulations | Asm | CZ02 | 2007 | Any | 0.269 | DEER2019 | 2019-01-01 |  | 2024-02-06 15:16 | Deemed Ex Ante Team |  | 2024-02-06 15:16 | Deemed Ex Ante Team
Ex | Com | For producing Old, Ex, Rec, and New BldgVint records while post-processing building energy simulations | Asm | CZ02 | 2011 | Any | 0.269 | DEER2019 | 2019-01-01 |  | 2024-02-06 15:16 | Deemed Ex Ante Team |  | 2024-02-06 15:16 | Deemed Ex Ante Team
Ex | Com | For producing Old, Ex, Rec, and New BldgVint records while post-processing building energy simulations | Asm | CZ02 | 2015 | Any | 0.202 | DEER2019 | 2019-01-01 |  | 2024-02-06 15:16 | Deemed Ex Ante Team |  | 2024-02-06 15:16 | Deemed Ex Ante Team
Ex | Com | For producing Old, Ex, Rec, and New BldgVint records while post-processing building energy simulations | Asm | CZ03 | 2003 | Any | 3.032 | DEER2019 | 2019-01-01 |  | 2024-02-06 15:16 | Deemed Ex Ante Team |  | 2024-02-06 15:16 | Deemed Ex Ante Team
Ex | Com | For producing Old, Ex, Rec, and New BldgVint records while post-processing building energy simulations | Asm | CZ03 | 2007 | Any | 1.046 | DEER2019 | 2019-01-01 |  | 2024-02-06 15:16 | Deemed Ex Ante Team |  | 2024-02-06 15:16 | Deemed Ex Ante Team
Ex | Com | For producing Old, Ex, Rec, and New BldgVint records while post-processing building energy simulations | Asm | CZ03 | 2011 | Any | 1.046 | DEER2019 | 2019-01-01 |  | 2024-02-06 15:16 | Deemed Ex Ante Team |  | 2024-02-06 15:16 | Deemed Ex Ante Team
Ex | Com | For producing Old, Ex, Rec, and New BldgVint records while post-processing building energy simulations | Asm | CZ03 | 2015 | Any | 0.784 | DEER2019 | 2019-01-01 |  | 2024-02-06 15:16 | Deemed Ex Ante Team |  | 2024-02-06 15:16 | Deemed Ex Ante Team
Ex | Com | For producing Old, Ex, Rec, and New BldgVint records while post-processing building energy simulations | Asm | CZ04 | 2003 | Any | 1.566 | DEER2019 | 2019-01-01 |  | 2024-02-06 15:16 | Deemed Ex Ante Team |  | 2024-02-06 15:16 | Deemed Ex Ante Team
Ex | Com | For producing Old, Ex, Rec, and New BldgVint records while post-processing building energy simulations | Asm | CZ04 | 2007 | Any | 0.795 | DEER2019 | 2019-01-01 |  | 2024-02-06 15:16 | Deemed Ex Ante Team |  | 2024-02-06 15:16 | Deemed Ex Ante Team
Ex | Com | For producing Old, Ex, Rec, and New BldgVint records while post-processing building energy simulations | Asm | CZ04 | 2011 | Any | 0.795 | DEER2019 | 2019-01-01 |  | 2024-02-06 15:16 | Deemed Ex Ante Team |  | 2024-02-06 15:16 | Deemed Ex Ante Team
Ex | Com | For producing Old, Ex, Rec, and New BldgVint records while post-processing building energy simulations | Asm | CZ04 | 2015 | Any | 0.597 | DEER2019 | 2019-01-01 |  | 2024-02-06 15:16 | Deemed Ex Ante Team |  | 2024-02-06 15:16 | Deemed Ex Ante Team
Ex | Com | For producing Old, Ex, Rec, and New BldgVint records while post-processing building energy simulations | Asm | CZ05 | 2003 | Any | 0.243 | DEER2019 | 2019-01-01 |  | 2024-02-06 15:16 | Deemed Ex Ante Team |  | 2024-02-06 15:16 | Deemed Ex Ante Team
Ex | Com | For producing Old, Ex, Rec, and New BldgVint records while post-processing building energy simulations | Asm | CZ05 | 2007 | Any | 0.131 | DEER2019 | 2019-01-01 |  | 2024-02-06 15:16 | Deemed Ex Ante Team |  | 2024-02-06 15:16 | Deemed Ex Ante Team
Ex | Com | For producing Old, Ex, Rec, and New BldgVint records while post-processing building energy simulations | Asm | CZ05 | 2011 | Any | 0.131 | DEER2019 | 2019-01-01 |  | 2024-02-06 15:16 | Deemed Ex Ante Team |  | 2024-02-06 15:16 | Deemed Ex Ante Team
Ex | Com | For producing Old, Ex, Rec, and New BldgVint records while post-processing building energy simulations | Asm | CZ05 | 2015 | Any | 0.097 | DEER2019 | 2019-01-01 |  | 2024-02-06 15:16 | Deemed Ex Ante Team |  | 2024-02-06 15:16 | Deemed Ex Ante Team
Ex | Com | For producing Old, Ex, Rec, and New BldgVint records while post-processing building energy simulations | Asm | CZ06 | 2003 | Any | 4.977 | DEER2019 | 2019-01-01 |  | 2024-02-06 15:16 | Deemed Ex Ante Team |  | 2024-02-06 15:16 | Deemed Ex Ante Team
Ex | Com | For producing Old, Ex, Rec, and New BldgVint records while post-processing building energy simulations | Asm | CZ06 | 2007 | Any | 3.124 | DEER2019 | 2019-01-01 |  | 2024-02-06 15:16 | Deemed Ex Ante Team |  | 2024-02-06 15:16 | Deemed Ex Ante Team
Ex | Com | For producing Old, Ex, Rec, and New BldgVint records while post-processing building energy simulations | Asm | CZ06 | 2011 | Any | 3.124 | DEER2019 | 2019-01-01 |  | 2024-02-06 15:16 | Deemed Ex Ante Team |  | 2024-02-06 15:16 | Deemed Ex Ante Team
Ex | Com | For producing Old, Ex, Rec, and New BldgVint records while post-processing building energy simulations | Asm | CZ06 | 2015 | Any | 2.342 | DEER2019 | 2019-01-01 |  | 2024-02-06 15:16 | Deemed Ex Ante Team |  | 2024-02-06 15:16 | Deemed Ex Ante Team
Ex | Com | For producing Old, Ex, Rec, and New BldgVint records while post-processing building energy simulations | Asm | CZ07 | 2003 | Any | 1.935 | DEER2019 | 2019-01-01 |  | 2024-02-06 15:16 | Deemed Ex Ante Team |  | 2024-02-06 15:16 | Deemed Ex Ante Team
Ex | Com | For producing Old, Ex, Rec, and New BldgVint records while post-processing building energy simulations | Asm | CZ07 | 2007 | Any | 1.142 | DEER2019 | 2019-01-01 |  | 2024-02-06 15:16 | Deemed Ex Ante Team |  | 2024-02-06 15:16 | Deemed Ex Ante Team
Ex | Com | For producing Old, Ex, Rec, and New BldgVint records while post-processing building energy simulations | Asm | CZ07 | 2011 | Any | 1.142 | DEER2019 | 2019-01-01 |  | 2024-02-06 15:16 | Deemed Ex Ante Team |  | 2024-02-06 15:16 | Deemed Ex Ante Team
Ex | Com | For producing Old, Ex, Rec, and New BldgVint records while post-processing building energy simulations | Asm | CZ07 | 2015 | Any | 0.856 | DEER2019 | 2019-01-01 |  | 2024-02-06 15:16 | Deemed Ex Ante Team |  | 2024-02-06 15:16 | Deemed Ex Ante Team
Ex | Com | For producing Old, Ex, Rec, and New BldgVint records while post-processing building energy simulations | Asm | CZ08 | 2003 | Any | 7.329 | DEER2019 | 2019-01-01 |  | 2024-02-06 15:16 | Deemed Ex Ante Team |  | 2024-02-06 15:16 | Deemed Ex Ante Team
Ex | Com | For producing Old, Ex, Rec, and New BldgVint records while post-processing building energy simulations | Asm | CZ08 | 2007 | Any | 4.568 | DEER2019 | 2019-01-01 |  | 2024-02-06 15:16 | Deemed Ex Ante Team |  | 2024-02-06 15:16 | Deemed Ex Ante Team
Ex | Com | For producing Old, Ex, Rec, and New BldgVint records while post-processing building energy simulations | Asm | CZ08 | 2011 | Any | 4.568 | DEER2019 | 2019-01-01 |  | 2024-02-06 15:16 | Deemed Ex Ante Team |  | 2024-02-06 15:16 | Deemed Ex Ante Team
Ex | Com | For producing Old, Ex, Rec, and New BldgVint records while post-processing building energy simulations | Asm | CZ08 | 2015 | Any | 3.426 | DEER2019 | 2019-01-01 |  | 2024-02-06 15:16 | Deemed Ex Ante Team |  | 2024-02-06 15:16 | Deemed Ex Ante Team
Ex | Com | For producing Old, Ex, Rec, and New BldgVint records while post-processing building energy simulations | Asm | CZ09 | 2003 | Any | 5.205 | DEER2019 | 2019-01-01 |  | 2024-02-06 15:16 | Deemed Ex Ante Team |  | 2024-02-06 15:16 | Deemed Ex Ante Team
Ex | Com | For producing Old, Ex, Rec, and New BldgVint records while post-processing building energy simulations | Asm | CZ09 | 2007 | Any | 2.956 | DEER2019 | 2019-01-01 |  | 2024-02-06 15:16 | Deemed Ex Ante Team |  | 2024-02-06 15:16 | Deemed Ex Ante Team
Ex | Com | For producing Old, Ex, Rec, and New BldgVint records while post-processing building energy simulations | Asm | CZ09 | 2011 | Any | 2.956 | DEER2019 | 2019-01-01 |  | 2024-02-06 15:16 | Deemed Ex Ante Team |  | 2024-02-06 15:16 | Deemed Ex Ante Team
Ex | Com | For producing Old, Ex, Rec, and New BldgVint records while post-processing building energy simulations | Asm | CZ09 | 2015 | Any | 2.218 | DEER2019 | 2019-01-01 |  | 2024-02-06 15:16 | Deemed Ex Ante Team |  | 2024-02-06 15:16 | Deemed Ex Ante Team
Ex | Com | For producing Old, Ex, Rec, and New BldgVint records while post-processing building energy simulations | Asm | CZ10 | 2003 | Any | 11.506 | DEER2019 | 2019-01-01 |  | 2024-02-06 15:16 | Deemed Ex Ante Team |  | 2024-02-06 15:16 | Deemed Ex Ante Team
Ex | Com | For producing Old, Ex, Rec, and New BldgVint records while post-processing building energy simulations | Asm | CZ10 | 2007 | Any | 6.425 | DEER2019 | 2019-01-01 |  | 2024-02-06 15:16 | Deemed Ex Ante Team |  | 2024-02-06 15:16 | Deemed Ex Ante Team
Ex | Com | For producing Old, Ex, Rec, and New BldgVint records while post-processing building energy simulations | Asm | CZ10 | 2011 | Any | 6.425 | DEER2019 | 2019-01-01 |  | 2024-02-06 15:16 | Deemed Ex Ante Team |  | 2024-02-06 15:16 | Deemed Ex Ante Team
Ex | Com | For producing Old, Ex, Rec, and New BldgVint records while post-processing building energy simulations | Asm | CZ10 | 2015 | Any | 4.82 | DEER2019 | 2019-01-01 |  | 2024-02-06 15:16 | Deemed Ex Ante Team |  | 2024-02-06 15:16 | Deemed Ex Ante Team
Ex | Com | For producing Old, Ex, Rec, and New BldgVint records while post-processing building energy simulations | Asm | CZ11 | 2003 | Any | 0.582 | DEER2019 | 2019-01-01 |  | 2024-02-06 15:16 | Deemed Ex Ante Team |  | 2024-02-06 15:16 | Deemed Ex Ante Team
Ex | Com | For producing Old, Ex, Rec, and New BldgVint records while post-processing building energy simulations | Asm | CZ11 | 2007 | Any | 0.324 | DEER2019 | 2019-01-01 |  | 2024-02-06 15:16 | Deemed Ex Ante Team |  | 2024-02-06 15:16 | Deemed Ex Ante Team
Ex | Com | For producing Old, Ex, Rec, and New BldgVint records while post-processing building energy simulations | Asm | CZ11 | 2011 | Any | 0.324 | DEER2019 | 2019-01-01 |  | 2024-02-06 15:16 | Deemed Ex Ante Team |  | 2024-02-06 15:16 | Deemed Ex Ante Team
Ex | Com | For producing Old, Ex, Rec, and New BldgVint records while post-processing building energy simulations | Asm | CZ11 | 2015 | Any | 0.243 | DEER2019 | 2019-01-01 |  | 2024-02-06 15:16 | Deemed Ex Ante Team |  | 2024-02-06 15:16 | Deemed Ex Ante Team
Ex | Com | For producing Old, Ex, Rec, and New BldgVint records while post-processing building energy simulations | Asm | CZ12 | 2003 | Any | 2.069 | DEER2019 | 2019-01-01 |  | 2024-02-06 15:16 | Deemed Ex Ante Team |  | 2024-02-06 15:16 | Deemed Ex Ante Team
Ex | Com | For producing Old, Ex, Rec, and New BldgVint records while post-processing building energy simulations | Asm | CZ12 | 2007 | Any | 1.04 | DEER2019 | 2019-01-01 |  | 2024-02-06 15:16 | Deemed Ex Ante Team |  | 2024-02-06 15:16 | Deemed Ex Ante Team
Ex | Com | For producing Old, Ex, Rec, and New BldgVint records while post-processing building energy simulations | Asm | CZ12 | 2011 | Any | 1.04 | DEER2019 | 2019-01-01 |  | 2024-02-06 15:16 | Deemed Ex Ante Team |  | 2024-02-06 15:16 | Deemed Ex Ante Team
Ex | Com | For producing Old, Ex, Rec, and New BldgVint records while post-processing building energy simulations | Asm | CZ12 | 2015 | Any | 0.78 | DEER2019 | 2019-01-01 |  | 2024-02-06 15:16 | Deemed Ex Ante Team |  | 2024-02-06 15:16 | Deemed Ex Ante Team
Ex | Com | For producing Old, Ex, Rec, and New BldgVint records while post-processing building energy simulations | Asm | CZ13 | 2003 | Any | 1.92 | DEER2019 | 2019-01-01 |  | 2024-02-06 15:16 | Deemed Ex Ante Team |  | 2024-02-06 15:16 | Deemed Ex Ante Team
Ex | Com | For producing Old, Ex, Rec, and New BldgVint records while post-processing building energy simulations | Asm | CZ13 | 2007 | Any | 1.213 | DEER2019 | 2019-01-01 |  | 2024-02-06 15:16 | Deemed Ex Ante Team |  | 2024-02-06 15:16 | Deemed Ex Ante Team
Ex | Com | For producing Old, Ex, Rec, and New BldgVint records while post-processing building energy simulations | Asm | CZ13 | 2011 | Any | 1.213 | DEER2019 | 2019-01-01 |  | 2024-02-06 15:16 | Deemed Ex Ante Team |  | 2024-02-06 15:16 | Deemed Ex Ante Team
Ex | Com | For producing Old, Ex, Rec, and New BldgVint records while post-processing building energy simulations | Asm | CZ13 | 2015 | Any | 0.909 | DEER2019 | 2019-01-01 |  | 2024-02-06 15:16 | Deemed Ex Ante Team |  | 2024-02-06 15:16 | Deemed Ex Ante Team
Ex | Com | For producing Old, Ex, Rec, and New BldgVint records while post-processing building energy simulations | Asm | CZ14 | 2003 | Any | 1.783 | DEER2019 | 2019-01-01 |  | 2024-02-06 15:16 | Deemed Ex Ante Team |  | 2024-02-06 15:16 | Deemed Ex Ante Team
Ex | Com | For producing Old, Ex, Rec, and New BldgVint records while post-processing building energy simulations | Asm | CZ14 | 2007 | Any | 0.989 | DEER2019 | 2019-01-01 |  | 2024-02-06 15:16 | Deemed Ex Ante Team |  | 2024-02-06 15:16 | Deemed Ex Ante Team
Ex | Com | For producing Old, Ex, Rec, and New BldgVint records while post-processing building energy simulations | Asm | CZ14 | 2011 | Any | 0.989 | DEER2019 | 2019-01-01 |  | 2024-02-06 15:16 | Deemed Ex Ante Team |  | 2024-02-06 15:16 | Deemed Ex Ante Team
Ex | Com | For producing Old, Ex, Rec, and New BldgVint records while post-processing building energy simulations | Asm | CZ14 | 2015 | Any | 0.741 | DEER2019 | 2019-01-01 |  | 2024-02-06 15:16 | Deemed Ex Ante Team |  | 2024-02-06 15:16 | Deemed Ex Ante Team
Ex | Com | For producing Old, Ex, Rec, and New BldgVint records while post-processing building energy simulations | Asm | CZ15 | 2003 | Any | 3.838 | DEER2019 | 2019-01-01 |  | 2024-02-06 15:16 | Deemed Ex Ante Team |  | 2024-02-06 15:16 | Deemed Ex Ante Team
Ex | Com | For producing Old, Ex, Rec, and New BldgVint records while post-processing building energy simulations | Asm | CZ15 | 2007 | Any | 2.134 | DEER2019 | 2019-01-01 |  | 2024-02-06 15:16 | Deemed Ex Ante Team |  | 2024-02-06 15:16 | Deemed Ex Ante Team
Ex | Com | For producing Old, Ex, Rec, and New BldgVint records while post-processing building energy simulations | Asm | CZ15 | 2011 | Any | 2.134 | DEER2019 | 2019-01-01 |  | 2024-02-06 15:16 | Deemed Ex Ante Team |  | 2024-02-06 15:16 | Deemed Ex Ante Team
Ex | Com | For producing Old, Ex, Rec, and New BldgVint records while post-processing building energy simulations | Asm | CZ15 | 2015 | Any | 1.6 | DEER2019 | 2019-01-01 |  | 2024-02-06 15:16 | Deemed Ex Ante Team |  | 2024-02-06 15:16 | Deemed Ex Ante Team
Ex | Com | For producing Old, Ex, Rec, and New BldgVint records while post-processing building energy simulations | Asm | CZ16 | 2003 | Any | 1.186 | DEER2019 | 2019-01-01 |  | 2024-02-06 15:16 | Deemed Ex Ante Team |  | 2024-02-06 15:16 | Deemed Ex Ante Team
Ex | Com | For producing Old, Ex, Rec, and New BldgVint records while post-processing building energy simulations | Asm | CZ16 | 2007 | Any | 0.674 | DEER2019 | 2019-01-01 |  | 2024-02-06 15:16 | Deemed Ex Ante Team |  | 2024-02-06 15:16 | Deemed Ex Ante Team
Ex | Com | For producing Old, Ex, Rec, and New BldgVint records while post-processing building energy simulations | Asm | CZ16 | 2011 | Any | 0.674 | DEER2019 | 2019-01-01 |  | 2024-02-06 15:16 | Deemed Ex Ante Team |  | 2024-02-06 15:16 | Deemed Ex Ante Team
Ex | Com | For producing Old, Ex, Rec, and New BldgVint records while post-processing building energy simulations | Asm | CZ16 | 2015 | Any | 0.506 | DEER2019 | 2019-01-01 |  | 2024-02-06 15:16 | Deemed Ex Ante Team |  | 2024-02-06 15:16 | Deemed Ex Ante Team
Ex | Com | For producing Old, Ex, Rec, and New BldgVint records while post-processing building energy simulations | ECC | CZ01 | 2003 | Any | 0.043 | DEER2019 | 2019-01-01 |  | 2024-02-06 15:16 | Deemed Ex Ante Team |  | 2024-02-06 15:16 | Deemed Ex Ante Team
Ex | Com | For producing Old, Ex, Rec, and New BldgVint records while post-processing building energy simulations | ECC | CZ01 | 2007 | Any | 0.032 | DEER2019 | 2019-01-01 |  | 2024-02-06 15:16 | Deemed Ex Ante Team |  | 2024-02-06 15:16 | Deemed Ex Ante Team
Ex | Com | For producing Old, Ex, Rec, and New BldgVint records while post-processing building energy simulations | ECC | CZ01 | 2011 | Any | 0.032 | DEER2019 | 2019-01-01 |  | 2024-02-06 15:16 | Deemed Ex Ante Team |  | 2024-02-06 15:16 | Deemed Ex Ante Team
Ex | Com | For producing Old, Ex, Rec, and New BldgVint records while post-processing building energy simulations | ECC | CZ01 | 2015 | Any | 0.024 | DEER2019 | 2019-01-01 |  | 2024-02-06 15:16 | Deemed Ex Ante Team |  | 2024-02-06 15:16 | Deemed Ex Ante Team
Ex | Com | For producing Old, Ex, Rec, and New BldgVint records while post-processing building energy simulations | ECC | CZ02 | 2003 | Any | 0.387 | DEER2019 | 2019-01-01 |  | 2024-02-06 15:16 | Deemed Ex Ante Team |  | 2024-02-06 15:16 | Deemed Ex Ante Team
Ex | Com | For producing Old, Ex, Rec, and New BldgVint records while post-processing building energy simulations | ECC | CZ02 | 2007 | Any | 0.151 | DEER2019 | 2019-01-01 |  | 2024-02-06 15:16 | Deemed Ex Ante Team |  | 2024-02-06 15:16 | Deemed Ex Ante Team
Ex | Com | For producing Old, Ex, Rec, and New BldgVint records while post-processing building energy simulations | ECC | CZ02 | 2011 | Any | 0.151 | DEER2019 | 2019-01-01 |  | 2024-02-06 15:16 | Deemed Ex Ante Team |  | 2024-02-06 15:16 | Deemed Ex Ante Team
Ex | Com | For producing Old, Ex, Rec, and New BldgVint records while post-processing building energy simulations | ECC | CZ02 | 2015 | Any | 0.113 | DEER2019 | 2019-01-01 |  | 2024-02-06 15:16 | Deemed Ex Ante Team |  | 2024-02-06 15:16 | Deemed Ex Ante Team
Ex | Com | For producing Old, Ex, Rec, and New BldgVint records while post-processing building energy simulations | ECC | CZ03 | 2003 | Any | 1.643 | DEER2019 | 2019-01-01 |  | 2024-02-06 15:16 | Deemed Ex Ante Team |  | 2024-02-06 15:16 | Deemed Ex Ante Team
Ex | Com | For producing Old, Ex, Rec, and New BldgVint records while post-processing building energy simulations | ECC | CZ03 | 2007 | Any | 0.574 | DEER2019 | 2019-01-01 |  | 2024-02-06 15:16 | Deemed Ex Ante Team |  | 2024-02-06 15:16 | Deemed Ex Ante Team
Ex | Com | For producing Old, Ex, Rec, and New BldgVint records while post-processing building energy simulations | ECC | CZ03 | 2011 | Any | 0.574 | DEER2019 | 2019-01-01 |  | 2024-02-06 15:16 | Deemed Ex Ante Team |  | 2024-02-06 15:16 | Deemed Ex Ante Team
Ex | Com | For producing Old, Ex, Rec, and New BldgVint records while post-processing building energy simulations | ECC | CZ03 | 2015 | Any | 0.43 | DEER2019 | 2019-01-01 |  | 2024-02-06 15:16 | Deemed Ex Ante Team |  | 2024-02-06 15:16 | Deemed Ex Ante Team
Ex | Com | For producing Old, Ex, Rec, and New BldgVint records while post-processing building energy simulations | ECC | CZ04 | 2003 | Any | 0.53 | DEER2019 | 2019-01-01 |  | 2024-02-06 15:16 | Deemed Ex Ante Team |  | 2024-02-06 15:16 | Deemed Ex Ante Team
Ex | Com | For producing Old, Ex, Rec, and New BldgVint records while post-processing building energy simulations | ECC | CZ04 | 2007 | Any | 0.203 | DEER2019 | 2019-01-01 |  | 2024-02-06 15:16 | Deemed Ex Ante Team |  | 2024-02-06 15:16 | Deemed Ex Ante Team
Ex | Com | For producing Old, Ex, Rec, and New BldgVint records while post-processing building energy simulations | ECC | CZ04 | 2011 | Any | 0.203 | DEER2019 | 2019-01-01 |  | 2024-02-06 15:16 | Deemed Ex Ante Team |  | 2024-02-06 15:16 | Deemed Ex Ante Team
Ex | Com | For producing Old, Ex, Rec, and New BldgVint records while post-processing building energy simulations | ECC | CZ04 | 2015 | Any | 0.152 | DEER2019 | 2019-01-01 |  | 2024-02-06 15:16 | Deemed Ex Ante Team |  | 2024-02-06 15:16 | Deemed Ex Ante Team
Ex | Com | For producing Old, Ex, Rec, and New BldgVint records while post-processing building energy simulations | ECC | CZ05 | 2003 | Any | 0.402 | DEER2019 | 2019-01-01 |  | 2024-02-06 15:16 | Deemed Ex Ante Team |  | 2024-02-06 15:16 | Deemed Ex Ante Team
Ex | Com | For producing Old, Ex, Rec, and New BldgVint records while post-processing building energy simulations | ECC | CZ05 | 2007 | Any | 0.155 | DEER2019 | 2019-01-01 |  | 2024-02-06 15:16 | Deemed Ex Ante Team |  | 2024-02-06 15:16 | Deemed Ex Ante Team
Ex | Com | For producing Old, Ex, Rec, and New BldgVint records while post-processing building energy simulations | ECC | CZ05 | 2011 | Any | 0.155 | DEER2019 | 2019-01-01 |  | 2024-02-06 15:16 | Deemed Ex Ante Team |  | 2024-02-06 15:16 | Deemed Ex Ante Team
Ex | Com | For producing Old, Ex, Rec, and New BldgVint records while post-processing building energy simulations | ECC | CZ05 | 2015 | Any | 0.117 | DEER2019 | 2019-01-01 |  | 2024-02-06 15:16 | Deemed Ex Ante Team |  | 2024-02-06 15:16 | Deemed Ex Ante Team
Ex | Com | For producing Old, Ex, Rec, and New BldgVint records while post-processing building energy simulations | ECC | CZ06 | 2003 | Any | 2.056 | DEER2019 | 2019-01-01 |  | 2024-02-06 15:16 | Deemed Ex Ante Team |  | 2024-02-06 15:16 | Deemed Ex Ante Team
Ex | Com | For producing Old, Ex, Rec, and New BldgVint records while post-processing building energy simulations | ECC | CZ06 | 2007 | Any | 0.908 | DEER2019 | 2019-01-01 |  | 2024-02-06 15:16 | Deemed Ex Ante Team |  | 2024-02-06 15:16 | Deemed Ex Ante Team
Ex | Com | For producing Old, Ex, Rec, and New BldgVint records while post-processing building energy simulations | ECC | CZ06 | 2011 | Any | 0.908 | DEER2019 | 2019-01-01 |  | 2024-02-06 15:16 | Deemed Ex Ante Team |  | 2024-02-06 15:16 | Deemed Ex Ante Team
Ex | Com | For producing Old, Ex, Rec, and New BldgVint records while post-processing building energy simulations | ECC | CZ06 | 2015 | Any | 0.682 | DEER2019 | 2019-01-01 |  | 2024-02-06 15:16 | Deemed Ex Ante Team |  | 2024-02-06 15:16 | Deemed Ex Ante Team
Ex | Com | For producing Old, Ex, Rec, and New BldgVint records while post-processing building energy simulations | ECC | CZ07 | 2003 | Any | 1.584 | DEER2019 | 2019-01-01 |  | 2024-02-06 15:16 | Deemed Ex Ante Team |  | 2024-02-06 15:16 | Deemed Ex Ante Team
Ex | Com | For producing Old, Ex, Rec, and New BldgVint records while post-processing building energy simulations | ECC | CZ07 | 2007 | Any | 0.473 | DEER2019 | 2019-01-01 |  | 2024-02-06 15:16 | Deemed Ex Ante Team |  | 2024-02-06 15:16 | Deemed Ex Ante Team
Ex | Com | For producing Old, Ex, Rec, and New BldgVint records while post-processing building energy simulations | ECC | CZ07 | 2011 | Any | 0.473 | DEER2019 | 2019-01-01 |  | 2024-02-06 15:16 | Deemed Ex Ante Team |  | 2024-02-06 15:16 | Deemed Ex Ante Team
Ex | Com | For producing Old, Ex, Rec, and New BldgVint records while post-processing building energy simulations | ECC | CZ07 | 2015 | Any | 0.355 | DEER2019 | 2019-01-01 |  | 2024-02-06 15:16 | Deemed Ex Ante Team |  | 2024-02-06 15:16 | Deemed Ex Ante Team
Ex | Com | For producing Old, Ex, Rec, and New BldgVint records while post-processing building energy simulations | ECC | CZ08 | 2003 | Any | 3.28 | DEER2019 | 2019-01-01 |  | 2024-02-06 15:16 | Deemed Ex Ante Team |  | 2024-02-06 15:16 | Deemed Ex Ante Team
Ex | Com | For producing Old, Ex, Rec, and New BldgVint records while post-processing building energy simulations | ECC | CZ08 | 2007 | Any | 1.456 | DEER2019 | 2019-01-01 |  | 2024-02-06 15:16 | Deemed Ex Ante Team |  | 2024-02-06 15:16 | Deemed Ex Ante Team
Ex | Com | For producing Old, Ex, Rec, and New BldgVint records while post-processing building energy simulations | ECC | CZ08 | 2011 | Any | 1.456 | DEER2019 | 2019-01-01 |  | 2024-02-06 15:16 | Deemed Ex Ante Team |  | 2024-02-06 15:16 | Deemed Ex Ante Team
Ex | Com | For producing Old, Ex, Rec, and New BldgVint records while post-processing building energy simulations | ECC | CZ08 | 2015 | Any | 1.092 | DEER2019 | 2019-01-01 |  | 2024-02-06 15:16 | Deemed Ex Ante Team |  | 2024-02-06 15:16 | Deemed Ex Ante Team
Ex | Com | For producing Old, Ex, Rec, and New BldgVint records while post-processing building energy simulations | ECC | CZ09 | 2003 | Any | 1.592 | DEER2019 | 2019-01-01 |  | 2024-02-06 15:16 | Deemed Ex Ante Team |  | 2024-02-06 15:16 | Deemed Ex Ante Team
Ex | Com | For producing Old, Ex, Rec, and New BldgVint records while post-processing building energy simulations | ECC | CZ09 | 2007 | Any | 0.65 | DEER2019 | 2019-01-01 |  | 2024-02-06 15:16 | Deemed Ex Ante Team |  | 2024-02-06 15:16 | Deemed Ex Ante Team
Ex | Com | For producing Old, Ex, Rec, and New BldgVint records while post-processing building energy simulations | ECC | CZ09 | 2011 | Any | 0.65 | DEER2019 | 2019-01-01 |  | 2024-02-06 15:16 | Deemed Ex Ante Team |  | 2024-02-06 15:16 | Deemed Ex Ante Team
Ex | Com | For producing Old, Ex, Rec, and New BldgVint records while post-processing building energy simulations | ECC | CZ09 | 2015 | Any | 0.488 | DEER2019 | 2019-01-01 |  | 2024-02-06 15:16 | Deemed Ex Ante Team |  | 2024-02-06 15:16 | Deemed Ex Ante Team
Ex | Com | For producing Old, Ex, Rec, and New BldgVint records while post-processing building energy simulations | ECC | CZ10 | 2003 | Any | 2.517 | DEER2019 | 2019-01-01 |  | 2024-02-06 15:16 | Deemed Ex Ante Team |  | 2024-02-06 15:16 | Deemed Ex Ante Team
Ex | Com | For producing Old, Ex, Rec, and New BldgVint records while post-processing building energy simulations | ECC | CZ10 | 2007 | Any | 0.993 | DEER2019 | 2019-01-01 |  | 2024-02-06 15:16 | Deemed Ex Ante Team |  | 2024-02-06 15:16 | Deemed Ex Ante Team
Ex | Com | For producing Old, Ex, Rec, and New BldgVint records while post-processing building energy simulations | ECC | CZ10 | 2011 | Any | 0.993 | DEER2019 | 2019-01-01 |  | 2024-02-06 15:16 | Deemed Ex Ante Team |  | 2024-02-06 15:16 | Deemed Ex Ante Team
Ex | Com | For producing Old, Ex, Rec, and New BldgVint records while post-processing building energy simulations | ECC | CZ10 | 2015 | Any | 0.744 | DEER2019 | 2019-01-01 |  | 2024-02-06 15:16 | Deemed Ex Ante Team |  | 2024-02-06 15:16 | Deemed Ex Ante Team
Ex | Com | For producing Old, Ex, Rec, and New BldgVint records while post-processing building energy simulations | ECC | CZ11 | 2003 | Any | 0.556 | DEER2019 | 2019-01-01 |  | 2024-02-06 15:16 | Deemed Ex Ante Team |  | 2024-02-06 15:16 | Deemed Ex Ante Team
Ex | Com | For producing Old, Ex, Rec, and New BldgVint records while post-processing building energy simulations | ECC | CZ11 | 2007 | Any | 0.233 | DEER2019 | 2019-01-01 |  | 2024-02-06 15:16 | Deemed Ex Ante Team |  | 2024-02-06 15:16 | Deemed Ex Ante Team
Ex | Com | For producing Old, Ex, Rec, and New BldgVint records while post-processing building energy simulations | ECC | CZ11 | 2011 | Any | 0.233 | DEER2019 | 2019-01-01 |  | 2024-02-06 15:16 | Deemed Ex Ante Team |  | 2024-02-06 15:16 | Deemed Ex Ante Team
Ex | Com | For producing Old, Ex, Rec, and New BldgVint records while post-processing building energy simulations | ECC | CZ11 | 2015 | Any | 0.175 | DEER2019 | 2019-01-01 |  | 2024-02-06 15:16 | Deemed Ex Ante Team |  | 2024-02-06 15:16 | Deemed Ex Ante Team
Ex | Com | For producing Old, Ex, Rec, and New BldgVint records while post-processing building energy simulations | ECC | CZ12 | 2003 | Any | 0.799 | DEER2019 | 2019-01-01 |  | 2024-02-06 15:16 | Deemed Ex Ante Team |  | 2024-02-06 15:16 | Deemed Ex Ante Team
Ex | Com | For producing Old, Ex, Rec, and New BldgVint records while post-processing building energy simulations | ECC | CZ12 | 2007 | Any | 0.318 | DEER2019 | 2019-01-01 |  | 2024-02-06 15:16 | Deemed Ex Ante Team |  | 2024-02-06 15:16 | Deemed Ex Ante Team
Ex | Com | For producing Old, Ex, Rec, and New BldgVint records while post-processing building energy simulations | ECC | CZ12 | 2011 | Any | 0.318 | DEER2019 | 2019-01-01 |  | 2024-02-06 15:16 | Deemed Ex Ante Team |  | 2024-02-06 15:16 | Deemed Ex Ante Team
Ex | Com | For producing Old, Ex, Rec, and New BldgVint records while post-processing building energy simulations | ECC | CZ12 | 2015 | Any | 0.239 | DEER2019 | 2019-01-01 |  | 2024-02-06 15:16 | Deemed Ex Ante Team |  | 2024-02-06 15:16 | Deemed Ex Ante Team
Ex | Com | For producing Old, Ex, Rec, and New BldgVint records while post-processing building energy simulations | ECC | CZ13 | 2003 | Any | 1.259 | DEER2019 | 2019-01-01 |  | 2024-02-06 15:16 | Deemed Ex Ante Team |  | 2024-02-06 15:16 | Deemed Ex Ante Team
Ex | Com | For producing Old, Ex, Rec, and New BldgVint records while post-processing building energy simulations | ECC | CZ13 | 2007 | Any | 0.575 | DEER2019 | 2019-01-01 |  | 2024-02-06 15:16 | Deemed Ex Ante Team |  | 2024-02-06 15:16 | Deemed Ex Ante Team
Ex | Com | For producing Old, Ex, Rec, and New BldgVint records while post-processing building energy simulations | ECC | CZ13 | 2011 | Any | 0.575 | DEER2019 | 2019-01-01 |  | 2024-02-06 15:16 | Deemed Ex Ante Team |  | 2024-02-06 15:16 | Deemed Ex Ante Team
Ex | Com | For producing Old, Ex, Rec, and New BldgVint records while post-processing building energy simulations | ECC | CZ13 | 2015 | Any | 0.432 | DEER2019 | 2019-01-01 |  | 2024-02-06 15:16 | Deemed Ex Ante Team |  | 2024-02-06 15:16 | Deemed Ex Ante Team
Ex | Com | For producing Old, Ex, Rec, and New BldgVint records while post-processing building energy simulations | ECC | CZ14 | 2003 | Any | 0.683 | DEER2019 | 2019-01-01 |  | 2024-02-06 15:16 | Deemed Ex Ante Team |  | 2024-02-06 15:16 | Deemed Ex Ante Team
Ex | Com | For producing Old, Ex, Rec, and New BldgVint records while post-processing building energy simulations | ECC | CZ14 | 2007 | Any | 0.285 | DEER2019 | 2019-01-01 |  | 2024-02-06 15:16 | Deemed Ex Ante Team |  | 2024-02-06 15:16 | Deemed Ex Ante Team
Ex | Com | For producing Old, Ex, Rec, and New BldgVint records while post-processing building energy simulations | ECC | CZ14 | 2011 | Any | 0.285 | DEER2019 | 2019-01-01 |  | 2024-02-06 15:16 | Deemed Ex Ante Team |  | 2024-02-06 15:16 | Deemed Ex Ante Team
Ex | Com | For producing Old, Ex, Rec, and New BldgVint records while post-processing building energy simulations | ECC | CZ14 | 2015 | Any | 0.215 | DEER2019 | 2019-01-01 |  | 2024-02-06 15:16 | Deemed Ex Ante Team |  | 2024-02-06 15:16 | Deemed Ex Ante Team
Ex | Com | For producing Old, Ex, Rec, and New BldgVint records while post-processing building energy simulations | ECC | CZ15 | 2003 | Any | 0.588 | DEER2019 | 2019-01-01 |  | 2024-02-06 15:16 | Deemed Ex Ante Team |  | 2024-02-06 15:16 | Deemed Ex Ante Team
Ex | Com | For producing Old, Ex, Rec, and New BldgVint records while post-processing building energy simulations | ECC | CZ15 | 2007 | Any | 0.246 | DEER2019 | 2019-01-01 |  | 2024-02-06 15:16 | Deemed Ex Ante Team |  | 2024-02-06 15:16 | Deemed Ex Ante Team
Ex | Com | For producing Old, Ex, Rec, and New BldgVint records while post-processing building energy simulations | ECC | CZ15 | 2011 | Any | 0.246 | DEER2019 | 2019-01-01 |  | 2024-02-06 15:16 | Deemed Ex Ante Team |  | 2024-02-06 15:16 | Deemed Ex Ante Team
Ex | Com | For producing Old, Ex, Rec, and New BldgVint records while post-processing building energy simulations | ECC | CZ15 | 2015 | Any | 0.184 | DEER2019 | 2019-01-01 |  | 2024-02-06 15:16 | Deemed Ex Ante Team |  | 2024-02-06 15:16 | Deemed Ex Ante Team
Ex | Com | For producing Old, Ex, Rec, and New BldgVint records while post-processing building energy simulations | ECC | CZ16 | 2003 | Any | 1.317 | DEER2019 | 2019-01-01 |  | 2024-02-06 15:16 | Deemed Ex Ante Team |  | 2024-02-06 15:16 | Deemed Ex Ante Team
Ex | Com | For producing Old, Ex, Rec, and New BldgVint records while post-processing building energy simulations | ECC | CZ16 | 2007 | Any | 0.559 | DEER2019 | 2019-01-01 |  | 2024-02-06 15:16 | Deemed Ex Ante Team |  | 2024-02-06 15:16 | Deemed Ex Ante Team
Ex | Com | For producing Old, Ex, Rec, and New BldgVint records while post-processing building energy simulations | ECC | CZ16 | 2011 | Any | 0.559 | DEER2019 | 2019-01-01 |  | 2024-02-06 15:16 | Deemed Ex Ante Team |  | 2024-02-06 15:16 | Deemed Ex Ante Team
Ex | Com | For producing Old, Ex, Rec, and New BldgVint records while post-processing building energy simulations | ECC | CZ16 | 2015 | Any | 0.42 | DEER2019 | 2019-01-01 |  | 2024-02-06 15:16 | Deemed Ex Ante Team |  | 2024-02-06 15:16 | Deemed Ex Ante Team
Ex | Com | For producing Old, Ex, Rec, and New BldgVint records while post-processing building energy simulations | EPr | CZ01 | 2003 | Any | 0.047 | DEER2019 | 2019-01-01 |  | 2024-02-06 15:16 | Deemed Ex Ante Team |  | 2024-02-06 15:16 | Deemed Ex Ante Team
Ex | Com | For producing Old, Ex, Rec, and New BldgVint records while post-processing building energy simulations | EPr | CZ01 | 2007 | Any | 0.018 | DEER2019 | 2019-01-01 |  | 2024-02-06 15:16 | Deemed Ex Ante Team |  | 2024-02-06 15:16 | Deemed Ex Ante Team
Ex | Com | For producing Old, Ex, Rec, and New BldgVint records while post-processing building energy simulations | EPr | CZ01 | 2011 | Any | 0.018 | DEER2019 | 2019-01-01 |  | 2024-02-06 15:16 | Deemed Ex Ante Team |  | 2024-02-06 15:16 | Deemed Ex Ante Team
Ex | Com | For producing Old, Ex, Rec, and New BldgVint records while post-processing building energy simulations | EPr | CZ01 | 2015 | Any | 0.013 | DEER2019 | 2019-01-01 |  | 2024-02-06 15:16 | Deemed Ex Ante Team |  | 2024-02-06 15:16 | Deemed Ex Ante Team
Ex | Com | For producing Old, Ex, Rec, and New BldgVint records while post-processing building energy simulations | EPr | CZ02 | 2003 | Any | 0.333 | DEER2019 | 2019-01-01 |  | 2024-02-06 15:16 | Deemed Ex Ante Team |  | 2024-02-06 15:16 | Deemed Ex Ante Team
Ex | Com | For producing Old, Ex, Rec, and New BldgVint records while post-processing building energy simulations | EPr | CZ02 | 2007 | Any | 0.105 | DEER2019 | 2019-01-01 |  | 2024-02-06 15:16 | Deemed Ex Ante Team |  | 2024-02-06 15:16 | Deemed Ex Ante Team
Ex | Com | For producing Old, Ex, Rec, and New BldgVint records while post-processing building energy simulations | EPr | CZ02 | 2011 | Any | 0.105 | DEER2019 | 2019-01-01 |  | 2024-02-06 15:16 | Deemed Ex Ante Team |  | 2024-02-06 15:16 | Deemed Ex Ante Team
Ex | Com | For producing Old, Ex, Rec, and New BldgVint records while post-processing building energy simulations | EPr | CZ02 | 2015 | Any | 0.079 | DEER2019 | 2019-01-01 |  | 2024-02-06 15:16 | Deemed Ex Ante Team |  | 2024-02-06 15:16 | Deemed Ex Ante Team
Ex | Com | For producing Old, Ex, Rec, and New BldgVint records while post-processing building energy simulations | EPr | CZ03 | 2003 | Any | 0.958 | DEER2019 | 2019-01-01 |  | 2024-02-06 15:16 | Deemed Ex Ante Team |  | 2024-02-06 15:16 | Deemed Ex Ante Team
Ex | Com | For producing Old, Ex, Rec, and New BldgVint records while post-processing building energy simulations | EPr | CZ03 | 2007 | Any | 0.313 | DEER2019 | 2019-01-01 |  | 2024-02-06 15:16 | Deemed Ex Ante Team |  | 2024-02-06 15:16 | Deemed Ex Ante Team
Ex | Com | For producing Old, Ex, Rec, and New BldgVint records while post-processing building energy simulations | EPr | CZ03 | 2011 | Any | 0.313 | DEER2019 | 2019-01-01 |  | 2024-02-06 15:16 | Deemed Ex Ante Team |  | 2024-02-06 15:16 | Deemed Ex Ante Team
Ex | Com | For producing Old, Ex, Rec, and New BldgVint records while post-processing building energy simulations | EPr | CZ03 | 2015 | Any | 0.235 | DEER2019 | 2019-01-01 |  | 2024-02-06 15:16 | Deemed Ex Ante Team |  | 2024-02-06 15:16 | Deemed Ex Ante Team
Ex | Com | For producing Old, Ex, Rec, and New BldgVint records while post-processing building energy simulations | EPr | CZ04 | 2003 | Any | 0.72 | DEER2019 | 2019-01-01 |  | 2024-02-06 15:16 | Deemed Ex Ante Team |  | 2024-02-06 15:16 | Deemed Ex Ante Team
Ex | Com | For producing Old, Ex, Rec, and New BldgVint records while post-processing building energy simulations | EPr | CZ04 | 2007 | Any | 0.211 | DEER2019 | 2019-01-01 |  | 2024-02-06 15:16 | Deemed Ex Ante Team |  | 2024-02-06 15:16 | Deemed Ex Ante Team
Ex | Com | For producing Old, Ex, Rec, and New BldgVint records while post-processing building energy simulations | EPr | CZ04 | 2011 | Any | 0.211 | DEER2019 | 2019-01-01 |  | 2024-02-06 15:16 | Deemed Ex Ante Team |  | 2024-02-06 15:16 | Deemed Ex Ante Team
Ex | Com | For producing Old, Ex, Rec, and New BldgVint records while post-processing building energy simulations | EPr | CZ04 | 2015 | Any | 0.159 | DEER2019 | 2019-01-01 |  | 2024-02-06 15:16 | Deemed Ex Ante Team |  | 2024-02-06 15:16 | Deemed Ex Ante Team
Ex | Com | For producing Old, Ex, Rec, and New BldgVint records while post-processing building energy simulations | EPr | CZ05 | 2003 | Any | 0.108 | DEER2019 | 2019-01-01 |  | 2024-02-06 15:16 | Deemed Ex Ante Team |  | 2024-02-06 15:16 | Deemed Ex Ante Team
Ex | Com | For producing Old, Ex, Rec, and New BldgVint records while post-processing building energy simulations | EPr | CZ05 | 2007 | Any | 0.031 | DEER2019 | 2019-01-01 |  | 2024-02-06 15:16 | Deemed Ex Ante Team |  | 2024-02-06 15:16 | Deemed Ex Ante Team
Ex | Com | For producing Old, Ex, Rec, and New BldgVint records while post-processing building energy simulations | EPr | CZ05 | 2011 | Any | 0.031 | DEER2019 | 2019-01-01 |  | 2024-02-06 15:16 | Deemed Ex Ante Team |  | 2024-02-06 15:16 | Deemed Ex Ante Team
Ex | Com | For producing Old, Ex, Rec, and New BldgVint records while post-processing building energy simulations | EPr | CZ05 | 2015 | Any | 0.024 | DEER2019 | 2019-01-01 |  | 2024-02-06 15:16 | Deemed Ex Ante Team |  | 2024-02-06 15:16 | Deemed Ex Ante Team
Ex | Com | For producing Old, Ex, Rec, and New BldgVint records while post-processing building energy simulations | EPr | CZ06 | 2003 | Any | 1.514 | DEER2019 | 2019-01-01 |  | 2024-02-06 15:16 | Deemed Ex Ante Team |  | 2024-02-06 15:16 | Deemed Ex Ante Team
Ex | Com | For producing Old, Ex, Rec, and New BldgVint records while post-processing building energy simulations | EPr | CZ06 | 2007 | Any | 0.446 | DEER2019 | 2019-01-01 |  | 2024-02-06 15:16 | Deemed Ex Ante Team |  | 2024-02-06 15:16 | Deemed Ex Ante Team
Ex | Com | For producing Old, Ex, Rec, and New BldgVint records while post-processing building energy simulations | EPr | CZ06 | 2011 | Any | 0.446 | DEER2019 | 2019-01-01 |  | 2024-02-06 15:16 | Deemed Ex Ante Team |  | 2024-02-06 15:16 | Deemed Ex Ante Team
Ex | Com | For producing Old, Ex, Rec, and New BldgVint records while post-processing building energy simulations | EPr | CZ06 | 2015 | Any | 0.335 | DEER2019 | 2019-01-01 |  | 2024-02-06 15:16 | Deemed Ex Ante Team |  | 2024-02-06 15:16 | Deemed Ex Ante Team
Ex | Com | For producing Old, Ex, Rec, and New BldgVint records while post-processing building energy simulations | EPr | CZ07 | 2003 | Any | 0.874 | DEER2019 | 2019-01-01 |  | 2024-02-06 15:16 | Deemed Ex Ante Team |  | 2024-02-06 15:16 | Deemed Ex Ante Team
Ex | Com | For producing Old, Ex, Rec, and New BldgVint records while post-processing building energy simulations | EPr | CZ07 | 2007 | Any | 0.194 | DEER2019 | 2019-01-01 |  | 2024-02-06 15:16 | Deemed Ex Ante Team |  | 2024-02-06 15:16 | Deemed Ex Ante Team
Ex | Com | For producing Old, Ex, Rec, and New BldgVint records while post-processing building energy simulations | EPr | CZ07 | 2011 | Any | 0.194 | DEER2019 | 2019-01-01 |  | 2024-02-06 15:16 | Deemed Ex Ante Team |  | 2024-02-06 15:16 | Deemed Ex Ante Team
Ex | Com | For producing Old, Ex, Rec, and New BldgVint records while post-processing building energy simulations | EPr | CZ07 | 2015 | Any | 0.145 | DEER2019 | 2019-01-01 |  | 2024-02-06 15:16 | Deemed Ex Ante Team |  | 2024-02-06 15:16 | Deemed Ex Ante Team
Ex | Com | For producing Old, Ex, Rec, and New BldgVint records while post-processing building energy simulations | EPr | CZ08 | 2003 | Any | 2.708 | DEER2019 | 2019-01-01 |  | 2024-02-06 15:16 | Deemed Ex Ante Team |  | 2024-02-06 15:16 | Deemed Ex Ante Team
Ex | Com | For producing Old, Ex, Rec, and New BldgVint records while post-processing building energy simulations | EPr | CZ08 | 2007 | Any | 0.785 | DEER2019 | 2019-01-01 |  | 2024-02-06 15:16 | Deemed Ex Ante Team |  | 2024-02-06 15:16 | Deemed Ex Ante Team
Ex | Com | For producing Old, Ex, Rec, and New BldgVint records while post-processing building energy simulations | EPr | CZ08 | 2011 | Any | 0.785 | DEER2019 | 2019-01-01 |  | 2024-02-06 15:16 | Deemed Ex Ante Team |  | 2024-02-06 15:16 | Deemed Ex Ante Team
Ex | Com | For producing Old, Ex, Rec, and New BldgVint records while post-processing building energy simulations | EPr | CZ08 | 2015 | Any | 0.589 | DEER2019 | 2019-01-01 |  | 2024-02-06 15:16 | Deemed Ex Ante Team |  | 2024-02-06 15:16 | Deemed Ex Ante Team
Ex | Com | For producing Old, Ex, Rec, and New BldgVint records while post-processing building energy simulations | EPr | CZ09 | 2003 | Any | 2.23 | DEER2019 | 2019-01-01 |  | 2024-02-06 15:16 | Deemed Ex Ante Team |  | 2024-02-06 15:16 | Deemed Ex Ante Team
Ex | Com | For producing Old, Ex, Rec, and New BldgVint records while post-processing building energy simulations | EPr | CZ09 | 2007 | Any | 0.559 | DEER2019 | 2019-01-01 |  | 2024-02-06 15:16 | Deemed Ex Ante Team |  | 2024-02-06 15:16 | Deemed Ex Ante Team
Ex | Com | For producing Old, Ex, Rec, and New BldgVint records while post-processing building energy simulations | EPr | CZ09 | 2011 | Any | 0.559 | DEER2019 | 2019-01-01 |  | 2024-02-06 15:16 | Deemed Ex Ante Team |  | 2024-02-06 15:16 | Deemed Ex Ante Team
Ex | Com | For producing Old, Ex, Rec, and New BldgVint records while post-processing building energy simulations | EPr | CZ09 | 2015 | Any | 0.42 | DEER2019 | 2019-01-01 |  | 2024-02-06 15:16 | Deemed Ex Ante Team |  | 2024-02-06 15:16 | Deemed Ex Ante Team
Ex | Com | For producing Old, Ex, Rec, and New BldgVint records while post-processing building energy simulations | EPr | CZ10 | 2003 | Any | 5.005 | DEER2019 | 2019-01-01 |  | 2024-02-06 15:16 | Deemed Ex Ante Team |  | 2024-02-06 15:16 | Deemed Ex Ante Team
Ex | Com | For producing Old, Ex, Rec, and New BldgVint records while post-processing building energy simulations | EPr | CZ10 | 2007 | Any | 1.253 | DEER2019 | 2019-01-01 |  | 2024-02-06 15:16 | Deemed Ex Ante Team |  | 2024-02-06 15:16 | Deemed Ex Ante Team
Ex | Com | For producing Old, Ex, Rec, and New BldgVint records while post-processing building energy simulations | EPr | CZ10 | 2011 | Any | 1.253 | DEER2019 | 2019-01-01 |  | 2024-02-06 15:16 | Deemed Ex Ante Team |  | 2024-02-06 15:16 | Deemed Ex Ante Team
Ex | Com | For producing Old, Ex, Rec, and New BldgVint records while post-processing building energy simulations | EPr | CZ10 | 2015 | Any | 0.939 | DEER2019 | 2019-01-01 |  | 2024-02-06 15:16 | Deemed Ex Ante Team |  | 2024-02-06 15:16 | Deemed Ex Ante Team
Ex | Com | For producing Old, Ex, Rec, and New BldgVint records while post-processing building energy simulations | EPr | CZ11 | 2003 | Any | 0.462 | DEER2019 | 2019-01-01 |  | 2024-02-06 15:16 | Deemed Ex Ante Team |  | 2024-02-06 15:16 | Deemed Ex Ante Team
Ex | Com | For producing Old, Ex, Rec, and New BldgVint records while post-processing building energy simulations | EPr | CZ11 | 2007 | Any | 0.174 | DEER2019 | 2019-01-01 |  | 2024-02-06 15:16 | Deemed Ex Ante Team |  | 2024-02-06 15:16 | Deemed Ex Ante Team
Ex | Com | For producing Old, Ex, Rec, and New BldgVint records while post-processing building energy simulations | EPr | CZ11 | 2011 | Any | 0.174 | DEER2019 | 2019-01-01 |  | 2024-02-06 15:16 | Deemed Ex Ante Team |  | 2024-02-06 15:16 | Deemed Ex Ante Team
Ex | Com | For producing Old, Ex, Rec, and New BldgVint records while post-processing building energy simulations | EPr | CZ11 | 2015 | Any | 0.131 | DEER2019 | 2019-01-01 |  | 2024-02-06 15:16 | Deemed Ex Ante Team |  | 2024-02-06 15:16 | Deemed Ex Ante Team
Ex | Com | For producing Old, Ex, Rec, and New BldgVint records while post-processing building energy simulations | EPr | CZ12 | 2003 | Any | 1.632 | DEER2019 | 2019-01-01 |  | 2024-02-06 15:16 | Deemed Ex Ante Team |  | 2024-02-06 15:16 | Deemed Ex Ante Team
Ex | Com | For producing Old, Ex, Rec, and New BldgVint records while post-processing building energy simulations | EPr | CZ12 | 2007 | Any | 0.535 | DEER2019 | 2019-01-01 |  | 2024-02-06 15:16 | Deemed Ex Ante Team |  | 2024-02-06 15:16 | Deemed Ex Ante Team
Ex | Com | For producing Old, Ex, Rec, and New BldgVint records while post-processing building energy simulations | EPr | CZ12 | 2011 | Any | 0.535 | DEER2019 | 2019-01-01 |  | 2024-02-06 15:16 | Deemed Ex Ante Team |  | 2024-02-06 15:16 | Deemed Ex Ante Team
Ex | Com | For producing Old, Ex, Rec, and New BldgVint records while post-processing building energy simulations | EPr | CZ12 | 2015 | Any | 0.401 | DEER2019 | 2019-01-01 |  | 2024-02-06 15:16 | Deemed Ex Ante Team |  | 2024-02-06 15:16 | Deemed Ex Ante Team
Ex | Com | For producing Old, Ex, Rec, and New BldgVint records while post-processing building energy simulations | EPr | CZ13 | 2003 | Any | 1.578 | DEER2019 | 2019-01-01 |  | 2024-02-06 15:16 | Deemed Ex Ante Team |  | 2024-02-06 15:16 | Deemed Ex Ante Team
Ex | Com | For producing Old, Ex, Rec, and New BldgVint records while post-processing building energy simulations | EPr | CZ13 | 2007 | Any | 0.672 | DEER2019 | 2019-01-01 |  | 2024-02-06 15:16 | Deemed Ex Ante Team |  | 2024-02-06 15:16 | Deemed Ex Ante Team
Ex | Com | For producing Old, Ex, Rec, and New BldgVint records while post-processing building energy simulations | EPr | CZ13 | 2011 | Any | 0.672 | DEER2019 | 2019-01-01 |  | 2024-02-06 15:16 | Deemed Ex Ante Team |  | 2024-02-06 15:16 | Deemed Ex Ante Team
Ex | Com | For producing Old, Ex, Rec, and New BldgVint records while post-processing building energy simulations | EPr | CZ13 | 2015 | Any | 0.504 | DEER2019 | 2019-01-01 |  | 2024-02-06 15:16 | Deemed Ex Ante Team |  | 2024-02-06 15:16 | Deemed Ex Ante Team
Ex | Com | For producing Old, Ex, Rec, and New BldgVint records while post-processing building energy simulations | EPr | CZ14 | 2003 | Any | 1.004 | DEER2019 | 2019-01-01 |  | 2024-02-06 15:16 | Deemed Ex Ante Team |  | 2024-02-06 15:16 | Deemed Ex Ante Team
Ex | Com | For producing Old, Ex, Rec, and New BldgVint records while post-processing building energy simulations | EPr | CZ14 | 2007 | Any | 0.261 | DEER2019 | 2019-01-01 |  | 2024-02-06 15:16 | Deemed Ex Ante Team |  | 2024-02-06 15:16 | Deemed Ex Ante Team
Ex | Com | For producing Old, Ex, Rec, and New BldgVint records while post-processing building energy simulations | EPr | CZ14 | 2011 | Any | 0.261 | DEER2019 | 2019-01-01 |  | 2024-02-06 15:16 | Deemed Ex Ante Team |  | 2024-02-06 15:16 | Deemed Ex Ante Team
Ex | Com | For producing Old, Ex, Rec, and New BldgVint records while post-processing building energy simulations | EPr | CZ14 | 2015 | Any | 0.196 | DEER2019 | 2019-01-01 |  | 2024-02-06 15:16 | Deemed Ex Ante Team |  | 2024-02-06 15:16 | Deemed Ex Ante Team
Ex | Com | For producing Old, Ex, Rec, and New BldgVint records while post-processing building energy simulations | EPr | CZ15 | 2003 | Any | 0.404 | DEER2019 | 2019-01-01 |  | 2024-02-06 15:16 | Deemed Ex Ante Team |  | 2024-02-06 15:16 | Deemed Ex Ante Team
Ex | Com | For producing Old, Ex, Rec, and New BldgVint records while post-processing building energy simulations | EPr | CZ15 | 2007 | Any | 0.103 | DEER2019 | 2019-01-01 |  | 2024-02-06 15:16 | Deemed Ex Ante Team |  | 2024-02-06 15:16 | Deemed Ex Ante Team
Ex | Com | For producing Old, Ex, Rec, and New BldgVint records while post-processing building energy simulations | EPr | CZ15 | 2011 | Any | 0.103 | DEER2019 | 2019-01-01 |  | 2024-02-06 15:16 | Deemed Ex Ante Team |  | 2024-02-06 15:16 | Deemed Ex Ante Team
Ex | Com | For producing Old, Ex, Rec, and New BldgVint records while post-processing building energy simulations | EPr | CZ15 | 2015 | Any | 0.077 | DEER2019 | 2019-01-01 |  | 2024-02-06 15:16 | Deemed Ex Ante Team |  | 2024-02-06 15:16 | Deemed Ex Ante Team
Ex | Com | For producing Old, Ex, Rec, and New BldgVint records while post-processing building energy simulations | EPr | CZ16 | 2003 | Any | 0.541 | DEER2019 | 2019-01-01 |  | 2024-02-06 15:16 | Deemed Ex Ante Team |  | 2024-02-06 15:16 | Deemed Ex Ante Team
Ex | Com | For producing Old, Ex, Rec, and New BldgVint records while post-processing building energy simulations | EPr | CZ16 | 2007 | Any | 0.158 | DEER2019 | 2019-01-01 |  | 2024-02-06 15:16 | Deemed Ex Ante Team |  | 2024-02-06 15:16 | Deemed Ex Ante Team
Ex | Com | For producing Old, Ex, Rec, and New BldgVint records while post-processing building energy simulations | EPr | CZ16 | 2011 | Any | 0.158 | DEER2019 | 2019-01-01 |  | 2024-02-06 15:16 | Deemed Ex Ante Team |  | 2024-02-06 15:16 | Deemed Ex Ante Team
Ex | Com | For producing Old, Ex, Rec, and New BldgVint records while post-processing building energy simulations | EPr | CZ16 | 2015 | Any | 0.118 | DEER2019 | 2019-01-01 |  | 2024-02-06 15:16 | Deemed Ex Ante Team |  | 2024-02-06 15:16 | Deemed Ex Ante Team
Ex | Com | For producing Old, Ex, Rec, and New BldgVint records while post-processing building energy simulations | ERC | CZ01 | 2003 | Any | 0.047 | DEER2019 | 2019-01-01 |  | 2024-02-06 15:16 | Deemed Ex Ante Team |  | 2024-02-06 15:16 | Deemed Ex Ante Team
Ex | Com | For producing Old, Ex, Rec, and New BldgVint records while post-processing building energy simulations | ERC | CZ01 | 2007 | Any | 0.018 | DEER2019 | 2019-01-01 |  | 2024-02-06 15:16 | Deemed Ex Ante Team |  | 2024-02-06 15:16 | Deemed Ex Ante Team
Ex | Com | For producing Old, Ex, Rec, and New BldgVint records while post-processing building energy simulations | ERC | CZ01 | 2011 | Any | 0.018 | DEER2019 | 2019-01-01 |  | 2024-02-06 15:16 | Deemed Ex Ante Team |  | 2024-02-06 15:16 | Deemed Ex Ante Team
Ex | Com | For producing Old, Ex, Rec, and New BldgVint records while post-processing building energy simulations | ERC | CZ01 | 2015 | Any | 0.013 | DEER2019 | 2019-01-01 |  | 2024-02-06 15:16 | Deemed Ex Ante Team |  | 2024-02-06 15:16 | Deemed Ex Ante Team
Ex | Com | For producing Old, Ex, Rec, and New BldgVint records while post-processing building energy simulations | ERC | CZ02 | 2003 | Any | 0.333 | DEER2019 | 2019-01-01 |  | 2024-02-06 15:16 | Deemed Ex Ante Team |  | 2024-02-06 15:16 | Deemed Ex Ante Team
Ex | Com | For producing Old, Ex, Rec, and New BldgVint records while post-processing building energy simulations | ERC | CZ02 | 2007 | Any | 0.105 | DEER2019 | 2019-01-01 |  | 2024-02-06 15:16 | Deemed Ex Ante Team |  | 2024-02-06 15:16 | Deemed Ex Ante Team
Ex | Com | For producing Old, Ex, Rec, and New BldgVint records while post-processing building energy simulations | ERC | CZ02 | 2011 | Any | 0.105 | DEER2019 | 2019-01-01 |  | 2024-02-06 15:16 | Deemed Ex Ante Team |  | 2024-02-06 15:16 | Deemed Ex Ante Team
Ex | Com | For producing Old, Ex, Rec, and New BldgVint records while post-processing building energy simulations | ERC | CZ02 | 2015 | Any | 0.079 | DEER2019 | 2019-01-01 |  | 2024-02-06 15:16 | Deemed Ex Ante Team |  | 2024-02-06 15:16 | Deemed Ex Ante Team
Ex | Com | For producing Old, Ex, Rec, and New BldgVint records while post-processing building energy simulations | ERC | CZ03 | 2003 | Any | 0.958 | DEER2019 | 2019-01-01 |  | 2024-02-06 15:16 | Deemed Ex Ante Team |  | 2024-02-06 15:16 | Deemed Ex Ante Team
Ex | Com | For producing Old, Ex, Rec, and New BldgVint records while post-processing building energy simulations | ERC | CZ03 | 2007 | Any | 0.313 | DEER2019 | 2019-01-01 |  | 2024-02-06 15:16 | Deemed Ex Ante Team |  | 2024-02-06 15:16 | Deemed Ex Ante Team
Ex | Com | For producing Old, Ex, Rec, and New BldgVint records while post-processing building energy simulations | ERC | CZ03 | 2011 | Any | 0.313 | DEER2019 | 2019-01-01 |  | 2024-02-06 15:16 | Deemed Ex Ante Team |  | 2024-02-06 15:16 | Deemed Ex Ante Team
Ex | Com | For producing Old, Ex, Rec, and New BldgVint records while post-processing building energy simulations | ERC | CZ03 | 2015 | Any | 0.235 | DEER2019 | 2019-01-01 |  | 2024-02-06 15:16 | Deemed Ex Ante Team |  | 2024-02-06 15:16 | Deemed Ex Ante Team
Ex | Com | For producing Old, Ex, Rec, and New BldgVint records while post-processing building energy simulations | ERC | CZ04 | 2003 | Any | 0.72 | DEER2019 | 2019-01-01 |  | 2024-02-06 15:16 | Deemed Ex Ante Team |  | 2024-02-06 15:16 | Deemed Ex Ante Team
Ex | Com | For producing Old, Ex, Rec, and New BldgVint records while post-processing building energy simulations | ERC | CZ04 | 2007 | Any | 0.211 | DEER2019 | 2019-01-01 |  | 2024-02-06 15:16 | Deemed Ex Ante Team |  | 2024-02-06 15:16 | Deemed Ex Ante Team
Ex | Com | For producing Old, Ex, Rec, and New BldgVint records while post-processing building energy simulations | ERC | CZ04 | 2011 | Any | 0.211 | DEER2019 | 2019-01-01 |  | 2024-02-06 15:16 | Deemed Ex Ante Team |  | 2024-02-06 15:16 | Deemed Ex Ante Team
Ex | Com | For producing Old, Ex, Rec, and New BldgVint records while post-processing building energy simulations | ERC | CZ04 | 2015 | Any | 0.159 | DEER2019 | 2019-01-01 |  | 2024-02-06 15:16 | Deemed Ex Ante Team |  | 2024-02-06 15:16 | Deemed Ex Ante Team
Ex | Com | For producing Old, Ex, Rec, and New BldgVint records while post-processing building energy simulations | ERC | CZ05 | 2003 | Any | 0.108 | DEER2019 | 2019-01-01 |  | 2024-02-06 15:16 | Deemed Ex Ante Team |  | 2024-02-06 15:16 | Deemed Ex Ante Team
Ex | Com | For producing Old, Ex, Rec, and New BldgVint records while post-processing building energy simulations | ERC | CZ05 | 2007 | Any | 0.031 | DEER2019 | 2019-01-01 |  | 2024-02-06 15:16 | Deemed Ex Ante Team |  | 2024-02-06 15:16 | Deemed Ex Ante Team
Ex | Com | For producing Old, Ex, Rec, and New BldgVint records while post-processing building energy simulations | ERC | CZ05 | 2011 | Any | 0.031 | DEER2019 | 2019-01-01 |  | 2024-02-06 15:16 | Deemed Ex Ante Team |  | 2024-02-06 15:16 | Deemed Ex Ante Team
Ex | Com | For producing Old, Ex, Rec, and New BldgVint records while post-processing building energy simulations | ERC | CZ05 | 2015 | Any | 0.024 | DEER2019 | 2019-01-01 |  | 2024-02-06 15:16 | Deemed Ex Ante Team |  | 2024-02-06 15:16 | Deemed Ex Ante Team
Ex | Com | For producing Old, Ex, Rec, and New BldgVint records while post-processing building energy simulations | ERC | CZ06 | 2003 | Any | 1.514 | DEER2019 | 2019-01-01 |  | 2024-02-06 15:16 | Deemed Ex Ante Team |  | 2024-02-06 15:16 | Deemed Ex Ante Team
Ex | Com | For producing Old, Ex, Rec, and New BldgVint records while post-processing building energy simulations | ERC | CZ06 | 2007 | Any | 0.446 | DEER2019 | 2019-01-01 |  | 2024-02-06 15:16 | Deemed Ex Ante Team |  | 2024-02-06 15:16 | Deemed Ex Ante Team
Ex | Com | For producing Old, Ex, Rec, and New BldgVint records while post-processing building energy simulations | ERC | CZ06 | 2011 | Any | 0.446 | DEER2019 | 2019-01-01 |  | 2024-02-06 15:16 | Deemed Ex Ante Team |  | 2024-02-06 15:16 | Deemed Ex Ante Team
Ex | Com | For producing Old, Ex, Rec, and New BldgVint records while post-processing building energy simulations | ERC | CZ06 | 2015 | Any | 0.335 | DEER2019 | 2019-01-01 |  | 2024-02-06 15:16 | Deemed Ex Ante Team |  | 2024-02-06 15:16 | Deemed Ex Ante Team
Ex | Com | For producing Old, Ex, Rec, and New BldgVint records while post-processing building energy simulations | ERC | CZ07 | 2003 | Any | 0.874 | DEER2019 | 2019-01-01 |  | 2024-02-06 15:16 | Deemed Ex Ante Team |  | 2024-02-06 15:16 | Deemed Ex Ante Team
Ex | Com | For producing Old, Ex, Rec, and New BldgVint records while post-processing building energy simulations | ERC | CZ07 | 2007 | Any | 0.194 | DEER2019 | 2019-01-01 |  | 2024-02-06 15:16 | Deemed Ex Ante Team |  | 2024-02-06 15:16 | Deemed Ex Ante Team
Ex | Com | For producing Old, Ex, Rec, and New BldgVint records while post-processing building energy simulations | ERC | CZ07 | 2011 | Any | 0.194 | DEER2019 | 2019-01-01 |  | 2024-02-06 15:16 | Deemed Ex Ante Team |  | 2024-02-06 15:16 | Deemed Ex Ante Team
Ex | Com | For producing Old, Ex, Rec, and New BldgVint records while post-processing building energy simulations | ERC | CZ07 | 2015 | Any | 0.145 | DEER2019 | 2019-01-01 |  | 2024-02-06 15:16 | Deemed Ex Ante Team |  | 2024-02-06 15:16 | Deemed Ex Ante Team
Ex | Com | For producing Old, Ex, Rec, and New BldgVint records while post-processing building energy simulations | ERC | CZ08 | 2003 | Any | 2.708 | DEER2019 | 2019-01-01 |  | 2024-02-06 15:16 | Deemed Ex Ante Team |  | 2024-02-06 15:16 | Deemed Ex Ante Team
Ex | Com | For producing Old, Ex, Rec, and New BldgVint records while post-processing building energy simulations | ERC | CZ08 | 2007 | Any | 0.785 | DEER2019 | 2019-01-01 |  | 2024-02-06 15:16 | Deemed Ex Ante Team |  | 2024-02-06 15:16 | Deemed Ex Ante Team
Ex | Com | For producing Old, Ex, Rec, and New BldgVint records while post-processing building energy simulations | ERC | CZ08 | 2011 | Any | 0.785 | DEER2019 | 2019-01-01 |  | 2024-02-06 15:16 | Deemed Ex Ante Team |  | 2024-02-06 15:16 | Deemed Ex Ante Team
Ex | Com | For producing Old, Ex, Rec, and New BldgVint records while post-processing building energy simulations | ERC | CZ08 | 2015 | Any | 0.589 | DEER2019 | 2019-01-01 |  | 2024-02-06 15:16 | Deemed Ex Ante Team |  | 2024-02-06 15:16 | Deemed Ex Ante Team
Ex | Com | For producing Old, Ex, Rec, and New BldgVint records while post-processing building energy simulations | ERC | CZ09 | 2003 | Any | 2.23 | DEER2019 | 2019-01-01 |  | 2024-02-06 15:16 | Deemed Ex Ante Team |  | 2024-02-06 15:16 | Deemed Ex Ante Team
Ex | Com | For producing Old, Ex, Rec, and New BldgVint records while post-processing building energy simulations | ERC | CZ09 | 2007 | Any | 0.559 | DEER2019 | 2019-01-01 |  | 2024-02-06 15:16 | Deemed Ex Ante Team |  | 2024-02-06 15:16 | Deemed Ex Ante Team
Ex | Com | For producing Old, Ex, Rec, and New BldgVint records while post-processing building energy simulations | ERC | CZ09 | 2011 | Any | 0.559 | DEER2019 | 2019-01-01 |  | 2024-02-06 15:16 | Deemed Ex Ante Team |  | 2024-02-06 15:16 | Deemed Ex Ante Team
Ex | Com | For producing Old, Ex, Rec, and New BldgVint records while post-processing building energy simulations | ERC | CZ09 | 2015 | Any | 0.42 | DEER2019 | 2019-01-01 |  | 2024-02-06 15:16 | Deemed Ex Ante Team |  | 2024-02-06 15:16 | Deemed Ex Ante Team
Ex | Com | For producing Old, Ex, Rec, and New BldgVint records while post-processing building energy simulations | ERC | CZ10 | 2003 | Any | 5.005 | DEER2019 | 2019-01-01 |  | 2024-02-06 15:16 | Deemed Ex Ante Team |  | 2024-02-06 15:16 | Deemed Ex Ante Team
Ex | Com | For producing Old, Ex, Rec, and New BldgVint records while post-processing building energy simulations | ERC | CZ10 | 2007 | Any | 1.253 | DEER2019 | 2019-01-01 |  | 2024-02-06 15:16 | Deemed Ex Ante Team |  | 2024-02-06 15:16 | Deemed Ex Ante Team
Ex | Com | For producing Old, Ex, Rec, and New BldgVint records while post-processing building energy simulations | ERC | CZ10 | 2011 | Any | 1.253 | DEER2019 | 2019-01-01 |  | 2024-02-06 15:16 | Deemed Ex Ante Team |  | 2024-02-06 15:16 | Deemed Ex Ante Team
Ex | Com | For producing Old, Ex, Rec, and New BldgVint records while post-processing building energy simulations | ERC | CZ10 | 2015 | Any | 0.939 | DEER2019 | 2019-01-01 |  | 2024-02-06 15:16 | Deemed Ex Ante Team |  | 2024-02-06 15:16 | Deemed Ex Ante Team
Ex | Com | For producing Old, Ex, Rec, and New BldgVint records while post-processing building energy simulations | ERC | CZ11 | 2003 | Any | 0.462 | DEER2019 | 2019-01-01 |  | 2024-02-06 15:16 | Deemed Ex Ante Team |  | 2024-02-06 15:16 | Deemed Ex Ante Team
Ex | Com | For producing Old, Ex, Rec, and New BldgVint records while post-processing building energy simulations | ERC | CZ11 | 2007 | Any | 0.174 | DEER2019 | 2019-01-01 |  | 2024-02-06 15:16 | Deemed Ex Ante Team |  | 2024-02-06 15:16 | Deemed Ex Ante Team
Ex | Com | For producing Old, Ex, Rec, and New BldgVint records while post-processing building energy simulations | ERC | CZ11 | 2011 | Any | 0.174 | DEER2019 | 2019-01-01 |  | 2024-02-06 15:16 | Deemed Ex Ante Team |  | 2024-02-06 15:16 | Deemed Ex Ante Team
Ex | Com | For producing Old, Ex, Rec, and New BldgVint records while post-processing building energy simulations | ERC | CZ11 | 2015 | Any | 0.131 | DEER2019 | 2019-01-01 |  | 2024-02-06 15:16 | Deemed Ex Ante Team |  | 2024-02-06 15:16 | Deemed Ex Ante Team
Ex | Com | For producing Old, Ex, Rec, and New BldgVint records while post-processing building energy simulations | ERC | CZ12 | 2003 | Any | 1.632 | DEER2019 | 2019-01-01 |  | 2024-02-06 15:16 | Deemed Ex Ante Team |  | 2024-02-06 15:16 | Deemed Ex Ante Team
Ex | Com | For producing Old, Ex, Rec, and New BldgVint records while post-processing building energy simulations | ERC | CZ12 | 2007 | Any | 0.535 | DEER2019 | 2019-01-01 |  | 2024-02-06 15:16 | Deemed Ex Ante Team |  | 2024-02-06 15:16 | Deemed Ex Ante Team
Ex | Com | For producing Old, Ex, Rec, and New BldgVint records while post-processing building energy simulations | ERC | CZ12 | 2011 | Any | 0.535 | DEER2019 | 2019-01-01 |  | 2024-02-06 15:16 | Deemed Ex Ante Team |  | 2024-02-06 15:16 | Deemed Ex Ante Team
Ex | Com | For producing Old, Ex, Rec, and New BldgVint records while post-processing building energy simulations | ERC | CZ12 | 2015 | Any | 0.401 | DEER2019 | 2019-01-01 |  | 2024-02-06 15:16 | Deemed Ex Ante Team |  | 2024-02-06 15:16 | Deemed Ex Ante Team
Ex | Com | For producing Old, Ex, Rec, and New BldgVint records while post-processing building energy simulations | ERC | CZ13 | 2003 | Any | 1.578 | DEER2019 | 2019-01-01 |  | 2024-02-06 15:16 | Deemed Ex Ante Team |  | 2024-02-06 15:16 | Deemed Ex Ante Team
Ex | Com | For producing Old, Ex, Rec, and New BldgVint records while post-processing building energy simulations | ERC | CZ13 | 2007 | Any | 0.672 | DEER2019 | 2019-01-01 |  | 2024-02-06 15:16 | Deemed Ex Ante Team |  | 2024-02-06 15:16 | Deemed Ex Ante Team
Ex | Com | For producing Old, Ex, Rec, and New BldgVint records while post-processing building energy simulations | ERC | CZ13 | 2011 | Any | 0.672 | DEER2019 | 2019-01-01 |  | 2024-02-06 15:16 | Deemed Ex Ante Team |  | 2024-02-06 15:16 | Deemed Ex Ante Team
Ex | Com | For producing Old, Ex, Rec, and New BldgVint records while post-processing building energy simulations | ERC | CZ13 | 2015 | Any | 0.504 | DEER2019 | 2019-01-01 |  | 2024-02-06 15:16 | Deemed Ex Ante Team |  | 2024-02-06 15:16 | Deemed Ex Ante Team
Ex | Com | For producing Old, Ex, Rec, and New BldgVint records while post-processing building energy simulations | ERC | CZ14 | 2003 | Any | 1.004 | DEER2019 | 2019-01-01 |  | 2024-02-06 15:16 | Deemed Ex Ante Team |  | 2024-02-06 15:16 | Deemed Ex Ante Team
Ex | Com | For producing Old, Ex, Rec, and New BldgVint records while post-processing building energy simulations | ERC | CZ14 | 2007 | Any | 0.261 | DEER2019 | 2019-01-01 |  | 2024-02-06 15:16 | Deemed Ex Ante Team |  | 2024-02-06 15:16 | Deemed Ex Ante Team
Ex | Com | For producing Old, Ex, Rec, and New BldgVint records while post-processing building energy simulations | ERC | CZ14 | 2011 | Any | 0.261 | DEER2019 | 2019-01-01 |  | 2024-02-06 15:16 | Deemed Ex Ante Team |  | 2024-02-06 15:16 | Deemed Ex Ante Team
Ex | Com | For producing Old, Ex, Rec, and New BldgVint records while post-processing building energy simulations | ERC | CZ14 | 2015 | Any | 0.196 | DEER2019 | 2019-01-01 |  | 2024-02-06 15:16 | Deemed Ex Ante Team |  | 2024-02-06 15:16 | Deemed Ex Ante Team
Ex | Com | For producing Old, Ex, Rec, and New BldgVint records while post-processing building energy simulations | ERC | CZ15 | 2003 | Any | 0.404 | DEER2019 | 2019-01-01 |  | 2024-02-06 15:16 | Deemed Ex Ante Team |  | 2024-02-06 15:16 | Deemed Ex Ante Team
Ex | Com | For producing Old, Ex, Rec, and New BldgVint records while post-processing building energy simulations | ERC | CZ15 | 2007 | Any | 0.103 | DEER2019 | 2019-01-01 |  | 2024-02-06 15:16 | Deemed Ex Ante Team |  | 2024-02-06 15:16 | Deemed Ex Ante Team
Ex | Com | For producing Old, Ex, Rec, and New BldgVint records while post-processing building energy simulations | ERC | CZ15 | 2011 | Any | 0.103 | DEER2019 | 2019-01-01 |  | 2024-02-06 15:16 | Deemed Ex Ante Team |  | 2024-02-06 15:16 | Deemed Ex Ante Team
Ex | Com | For producing Old, Ex, Rec, and New BldgVint records while post-processing building energy simulations | ERC | CZ15 | 2015 | Any | 0.077 | DEER2019 | 2019-01-01 |  | 2024-02-06 15:16 | Deemed Ex Ante Team |  | 2024-02-06 15:16 | Deemed Ex Ante Team
Ex | Com | For producing Old, Ex, Rec, and New BldgVint records while post-processing building energy simulations | ERC | CZ16 | 2003 | Any | 0.541 | DEER2019 | 2019-01-01 |  | 2024-02-06 15:16 | Deemed Ex Ante Team |  | 2024-02-06 15:16 | Deemed Ex Ante Team
Ex | Com | For producing Old, Ex, Rec, and New BldgVint records while post-processing building energy simulations | ERC | CZ16 | 2007 | Any | 0.158 | DEER2019 | 2019-01-01 |  | 2024-02-06 15:16 | Deemed Ex Ante Team |  | 2024-02-06 15:16 | Deemed Ex Ante Team
Ex | Com | For producing Old, Ex, Rec, and New BldgVint records while post-processing building energy simulations | ERC | CZ16 | 2011 | Any | 0.158 | DEER2019 | 2019-01-01 |  | 2024-02-06 15:16 | Deemed Ex Ante Team |  | 2024-02-06 15:16 | Deemed Ex Ante Team
Ex | Com | For producing Old, Ex, Rec, and New BldgVint records while post-processing building energy simulations | ERC | CZ16 | 2015 | Any | 0.118 | DEER2019 | 2019-01-01 |  | 2024-02-06 15:16 | Deemed Ex Ante Team |  | 2024-02-06 15:16 | Deemed Ex Ante Team
Ex | Com | For producing Old, Ex, Rec, and New BldgVint records while post-processing building energy simulations | ESe | CZ01 | 2003 | Any | 0.047 | DEER2019 | 2019-01-01 |  | 2024-02-06 15:16 | Deemed Ex Ante Team |  | 2024-02-06 15:16 | Deemed Ex Ante Team
Ex | Com | For producing Old, Ex, Rec, and New BldgVint records while post-processing building energy simulations | ESe | CZ01 | 2007 | Any | 0.018 | DEER2019 | 2019-01-01 |  | 2024-02-06 15:16 | Deemed Ex Ante Team |  | 2024-02-06 15:16 | Deemed Ex Ante Team
Ex | Com | For producing Old, Ex, Rec, and New BldgVint records while post-processing building energy simulations | ESe | CZ01 | 2011 | Any | 0.018 | DEER2019 | 2019-01-01 |  | 2024-02-06 15:16 | Deemed Ex Ante Team |  | 2024-02-06 15:16 | Deemed Ex Ante Team
Ex | Com | For producing Old, Ex, Rec, and New BldgVint records while post-processing building energy simulations | ESe | CZ01 | 2015 | Any | 0.013 | DEER2019 | 2019-01-01 |  | 2024-02-06 15:16 | Deemed Ex Ante Team |  | 2024-02-06 15:16 | Deemed Ex Ante Team
Ex | Com | For producing Old, Ex, Rec, and New BldgVint records while post-processing building energy simulations | ESe | CZ02 | 2003 | Any | 0.333 | DEER2019 | 2019-01-01 |  | 2024-02-06 15:16 | Deemed Ex Ante Team |  | 2024-02-06 15:16 | Deemed Ex Ante Team
Ex | Com | For producing Old, Ex, Rec, and New BldgVint records while post-processing building energy simulations | ESe | CZ02 | 2007 | Any | 0.105 | DEER2019 | 2019-01-01 |  | 2024-02-06 15:16 | Deemed Ex Ante Team |  | 2024-02-06 15:16 | Deemed Ex Ante Team
Ex | Com | For producing Old, Ex, Rec, and New BldgVint records while post-processing building energy simulations | ESe | CZ02 | 2011 | Any | 0.105 | DEER2019 | 2019-01-01 |  | 2024-02-06 15:16 | Deemed Ex Ante Team |  | 2024-02-06 15:16 | Deemed Ex Ante Team
Ex | Com | For producing Old, Ex, Rec, and New BldgVint records while post-processing building energy simulations | ESe | CZ02 | 2015 | Any | 0.079 | DEER2019 | 2019-01-01 |  | 2024-02-06 15:16 | Deemed Ex Ante Team |  | 2024-02-06 15:16 | Deemed Ex Ante Team
Ex | Com | For producing Old, Ex, Rec, and New BldgVint records while post-processing building energy simulations | ESe | CZ03 | 2003 | Any | 0.958 | DEER2019 | 2019-01-01 |  | 2024-02-06 15:16 | Deemed Ex Ante Team |  | 2024-02-06 15:16 | Deemed Ex Ante Team
Ex | Com | For producing Old, Ex, Rec, and New BldgVint records while post-processing building energy simulations | ESe | CZ03 | 2007 | Any | 0.313 | DEER2019 | 2019-01-01 |  | 2024-02-06 15:16 | Deemed Ex Ante Team |  | 2024-02-06 15:16 | Deemed Ex Ante Team
Ex | Com | For producing Old, Ex, Rec, and New BldgVint records while post-processing building energy simulations | ESe | CZ03 | 2011 | Any | 0.313 | DEER2019 | 2019-01-01 |  | 2024-02-06 15:16 | Deemed Ex Ante Team |  | 2024-02-06 15:16 | Deemed Ex Ante Team
Ex | Com | For producing Old, Ex, Rec, and New BldgVint records while post-processing building energy simulations | ESe | CZ03 | 2015 | Any | 0.235 | DEER2019 | 2019-01-01 |  | 2024-02-06 15:16 | Deemed Ex Ante Team |  | 2024-02-06 15:16 | Deemed Ex Ante Team
Ex | Com | For producing Old, Ex, Rec, and New BldgVint records while post-processing building energy simulations | ESe | CZ04 | 2003 | Any | 0.72 | DEER2019 | 2019-01-01 |  | 2024-02-06 15:16 | Deemed Ex Ante Team |  | 2024-02-06 15:16 | Deemed Ex Ante Team
Ex | Com | For producing Old, Ex, Rec, and New BldgVint records while post-processing building energy simulations | ESe | CZ04 | 2007 | Any | 0.211 | DEER2019 | 2019-01-01 |  | 2024-02-06 15:16 | Deemed Ex Ante Team |  | 2024-02-06 15:16 | Deemed Ex Ante Team
Ex | Com | For producing Old, Ex, Rec, and New BldgVint records while post-processing building energy simulations | ESe | CZ04 | 2011 | Any | 0.211 | DEER2019 | 2019-01-01 |  | 2024-02-06 15:16 | Deemed Ex Ante Team |  | 2024-02-06 15:16 | Deemed Ex Ante Team
Ex | Com | For producing Old, Ex, Rec, and New BldgVint records while post-processing building energy simulations | ESe | CZ04 | 2015 | Any | 0.159 | DEER2019 | 2019-01-01 |  | 2024-02-06 15:16 | Deemed Ex Ante Team |  | 2024-02-06 15:16 | Deemed Ex Ante Team
Ex | Com | For producing Old, Ex, Rec, and New BldgVint records while post-processing building energy simulations | ESe | CZ05 | 2003 | Any | 0.108 | DEER2019 | 2019-01-01 |  | 2024-02-06 15:16 | Deemed Ex Ante Team |  | 2024-02-06 15:16 | Deemed Ex Ante Team
Ex | Com | For producing Old, Ex, Rec, and New BldgVint records while post-processing building energy simulations | ESe | CZ05 | 2007 | Any | 0.031 | DEER2019 | 2019-01-01 |  | 2024-02-06 15:16 | Deemed Ex Ante Team |  | 2024-02-06 15:16 | Deemed Ex Ante Team
Ex | Com | For producing Old, Ex, Rec, and New BldgVint records while post-processing building energy simulations | ESe | CZ05 | 2011 | Any | 0.031 | DEER2019 | 2019-01-01 |  | 2024-02-06 15:16 | Deemed Ex Ante Team |  | 2024-02-06 15:16 | Deemed Ex Ante Team
Ex | Com | For producing Old, Ex, Rec, and New BldgVint records while post-processing building energy simulations | ESe | CZ05 | 2015 | Any | 0.024 | DEER2019 | 2019-01-01 |  | 2024-02-06 15:16 | Deemed Ex Ante Team |  | 2024-02-06 15:16 | Deemed Ex Ante Team
Ex | Com | For producing Old, Ex, Rec, and New BldgVint records while post-processing building energy simulations | ESe | CZ06 | 2003 | Any | 1.514 | DEER2019 | 2019-01-01 |  | 2024-02-06 15:16 | Deemed Ex Ante Team |  | 2024-02-06 15:16 | Deemed Ex Ante Team
Ex | Com | For producing Old, Ex, Rec, and New BldgVint records while post-processing building energy simulations | ESe | CZ06 | 2007 | Any | 0.446 | DEER2019 | 2019-01-01 |  | 2024-02-06 15:16 | Deemed Ex Ante Team |  | 2024-02-06 15:16 | Deemed Ex Ante Team
Ex | Com | For producing Old, Ex, Rec, and New BldgVint records while post-processing building energy simulations | ESe | CZ06 | 2011 | Any | 0.446 | DEER2019 | 2019-01-01 |  | 2024-02-06 15:16 | Deemed Ex Ante Team |  | 2024-02-06 15:16 | Deemed Ex Ante Team
Ex | Com | For producing Old, Ex, Rec, and New BldgVint records while post-processing building energy simulations | ESe | CZ06 | 2015 | Any | 0.335 | DEER2019 | 2019-01-01 |  | 2024-02-06 15:16 | Deemed Ex Ante Team |  | 2024-02-06 15:16 | Deemed Ex Ante Team
Ex | Com | For producing Old, Ex, Rec, and New BldgVint records while post-processing building energy simulations | ESe | CZ07 | 2003 | Any | 0.874 | DEER2019 | 2019-01-01 |  | 2024-02-06 15:16 | Deemed Ex Ante Team |  | 2024-02-06 15:16 | Deemed Ex Ante Team
Ex | Com | For producing Old, Ex, Rec, and New BldgVint records while post-processing building energy simulations | ESe | CZ07 | 2007 | Any | 0.194 | DEER2019 | 2019-01-01 |  | 2024-02-06 15:16 | Deemed Ex Ante Team |  | 2024-02-06 15:16 | Deemed Ex Ante Team
Ex | Com | For producing Old, Ex, Rec, and New BldgVint records while post-processing building energy simulations | ESe | CZ07 | 2011 | Any | 0.194 | DEER2019 | 2019-01-01 |  | 2024-02-06 15:16 | Deemed Ex Ante Team |  | 2024-02-06 15:16 | Deemed Ex Ante Team
Ex | Com | For producing Old, Ex, Rec, and New BldgVint records while post-processing building energy simulations | ESe | CZ07 | 2015 | Any | 0.145 | DEER2019 | 2019-01-01 |  | 2024-02-06 15:16 | Deemed Ex Ante Team |  | 2024-02-06 15:16 | Deemed Ex Ante Team
Ex | Com | For producing Old, Ex, Rec, and New BldgVint records while post-processing building energy simulations | ESe | CZ08 | 2003 | Any | 2.708 | DEER2019 | 2019-01-01 |  | 2024-02-06 15:16 | Deemed Ex Ante Team |  | 2024-02-06 15:16 | Deemed Ex Ante Team
Ex | Com | For producing Old, Ex, Rec, and New BldgVint records while post-processing building energy simulations | ESe | CZ08 | 2007 | Any | 0.785 | DEER2019 | 2019-01-01 |  | 2024-02-06 15:16 | Deemed Ex Ante Team |  | 2024-02-06 15:16 | Deemed Ex Ante Team
Ex | Com | For producing Old, Ex, Rec, and New BldgVint records while post-processing building energy simulations | ESe | CZ08 | 2011 | Any | 0.785 | DEER2019 | 2019-01-01 |  | 2024-02-06 15:16 | Deemed Ex Ante Team |  | 2024-02-06 15:16 | Deemed Ex Ante Team
Ex | Com | For producing Old, Ex, Rec, and New BldgVint records while post-processing building energy simulations | ESe | CZ08 | 2015 | Any | 0.589 | DEER2019 | 2019-01-01 |  | 2024-02-06 15:16 | Deemed Ex Ante Team |  | 2024-02-06 15:16 | Deemed Ex Ante Team
Ex | Com | For producing Old, Ex, Rec, and New BldgVint records while post-processing building energy simulations | ESe | CZ09 | 2003 | Any | 2.23 | DEER2019 | 2019-01-01 |  | 2024-02-06 15:16 | Deemed Ex Ante Team |  | 2024-02-06 15:16 | Deemed Ex Ante Team
Ex | Com | For producing Old, Ex, Rec, and New BldgVint records while post-processing building energy simulations | ESe | CZ09 | 2007 | Any | 0.559 | DEER2019 | 2019-01-01 |  | 2024-02-06 15:16 | Deemed Ex Ante Team |  | 2024-02-06 15:16 | Deemed Ex Ante Team
Ex | Com | For producing Old, Ex, Rec, and New BldgVint records while post-processing building energy simulations | ESe | CZ09 | 2011 | Any | 0.559 | DEER2019 | 2019-01-01 |  | 2024-02-06 15:16 | Deemed Ex Ante Team |  | 2024-02-06 15:16 | Deemed Ex Ante Team
Ex | Com | For producing Old, Ex, Rec, and New BldgVint records while post-processing building energy simulations | ESe | CZ09 | 2015 | Any | 0.42 | DEER2019 | 2019-01-01 |  | 2024-02-06 15:16 | Deemed Ex Ante Team |  | 2024-02-06 15:16 | Deemed Ex Ante Team
Ex | Com | For producing Old, Ex, Rec, and New BldgVint records while post-processing building energy simulations | ESe | CZ10 | 2003 | Any | 5.005 | DEER2019 | 2019-01-01 |  | 2024-02-06 15:16 | Deemed Ex Ante Team |  | 2024-02-06 15:16 | Deemed Ex Ante Team
Ex | Com | For producing Old, Ex, Rec, and New BldgVint records while post-processing building energy simulations | ESe | CZ10 | 2007 | Any | 1.253 | DEER2019 | 2019-01-01 |  | 2024-02-06 15:16 | Deemed Ex Ante Team |  | 2024-02-06 15:16 | Deemed Ex Ante Team
Ex | Com | For producing Old, Ex, Rec, and New BldgVint records while post-processing building energy simulations | ESe | CZ10 | 2011 | Any | 1.253 | DEER2019 | 2019-01-01 |  | 2024-02-06 15:16 | Deemed Ex Ante Team |  | 2024-02-06 15:16 | Deemed Ex Ante Team
Ex | Com | For producing Old, Ex, Rec, and New BldgVint records while post-processing building energy simulations | ESe | CZ10 | 2015 | Any | 0.939 | DEER2019 | 2019-01-01 |  | 2024-02-06 15:16 | Deemed Ex Ante Team |  | 2024-02-06 15:16 | Deemed Ex Ante Team
Ex | Com | For producing Old, Ex, Rec, and New BldgVint records while post-processing building energy simulations | ESe | CZ11 | 2003 | Any | 0.462 | DEER2019 | 2019-01-01 |  | 2024-02-06 15:16 | Deemed Ex Ante Team |  | 2024-02-06 15:16 | Deemed Ex Ante Team
Ex | Com | For producing Old, Ex, Rec, and New BldgVint records while post-processing building energy simulations | ESe | CZ11 | 2007 | Any | 0.174 | DEER2019 | 2019-01-01 |  | 2024-02-06 15:16 | Deemed Ex Ante Team |  | 2024-02-06 15:16 | Deemed Ex Ante Team
Ex | Com | For producing Old, Ex, Rec, and New BldgVint records while post-processing building energy simulations | ESe | CZ11 | 2011 | Any | 0.174 | DEER2019 | 2019-01-01 |  | 2024-02-06 15:16 | Deemed Ex Ante Team |  | 2024-02-06 15:16 | Deemed Ex Ante Team
Ex | Com | For producing Old, Ex, Rec, and New BldgVint records while post-processing building energy simulations | ESe | CZ11 | 2015 | Any | 0.131 | DEER2019 | 2019-01-01 |  | 2024-02-06 15:16 | Deemed Ex Ante Team |  | 2024-02-06 15:16 | Deemed Ex Ante Team
Ex | Com | For producing Old, Ex, Rec, and New BldgVint records while post-processing building energy simulations | ESe | CZ12 | 2003 | Any | 1.632 | DEER2019 | 2019-01-01 |  | 2024-02-06 15:16 | Deemed Ex Ante Team |  | 2024-02-06 15:16 | Deemed Ex Ante Team
Ex | Com | For producing Old, Ex, Rec, and New BldgVint records while post-processing building energy simulations | ESe | CZ12 | 2007 | Any | 0.535 | DEER2019 | 2019-01-01 |  | 2024-02-06 15:16 | Deemed Ex Ante Team |  | 2024-02-06 15:16 | Deemed Ex Ante Team
Ex | Com | For producing Old, Ex, Rec, and New BldgVint records while post-processing building energy simulations | ESe | CZ12 | 2011 | Any | 0.535 | DEER2019 | 2019-01-01 |  | 2024-02-06 15:16 | Deemed Ex Ante Team |  | 2024-02-06 15:16 | Deemed Ex Ante Team
Ex | Com | For producing Old, Ex, Rec, and New BldgVint records while post-processing building energy simulations | ESe | CZ12 | 2015 | Any | 0.401 | DEER2019 | 2019-01-01 |  | 2024-02-06 15:16 | Deemed Ex Ante Team |  | 2024-02-06 15:16 | Deemed Ex Ante Team
Ex | Com | For producing Old, Ex, Rec, and New BldgVint records while post-processing building energy simulations | ESe | CZ13 | 2003 | Any | 1.578 | DEER2019 | 2019-01-01 |  | 2024-02-06 15:16 | Deemed Ex Ante Team |  | 2024-02-06 15:16 | Deemed Ex Ante Team
Ex | Com | For producing Old, Ex, Rec, and New BldgVint records while post-processing building energy simulations | ESe | CZ13 | 2007 | Any | 0.672 | DEER2019 | 2019-01-01 |  | 2024-02-06 15:16 | Deemed Ex Ante Team |  | 2024-02-06 15:16 | Deemed Ex Ante Team
Ex | Com | For producing Old, Ex, Rec, and New BldgVint records while post-processing building energy simulations | ESe | CZ13 | 2011 | Any | 0.672 | DEER2019 | 2019-01-01 |  | 2024-02-06 15:16 | Deemed Ex Ante Team |  | 2024-02-06 15:16 | Deemed Ex Ante Team
Ex | Com | For producing Old, Ex, Rec, and New BldgVint records while post-processing building energy simulations | ESe | CZ13 | 2015 | Any | 0.504 | DEER2019 | 2019-01-01 |  | 2024-02-06 15:16 | Deemed Ex Ante Team |  | 2024-02-06 15:16 | Deemed Ex Ante Team
Ex | Com | For producing Old, Ex, Rec, and New BldgVint records while post-processing building energy simulations | ESe | CZ14 | 2003 | Any | 1.004 | DEER2019 | 2019-01-01 |  | 2024-02-06 15:16 | Deemed Ex Ante Team |  | 2024-02-06 15:16 | Deemed Ex Ante Team
Ex | Com | For producing Old, Ex, Rec, and New BldgVint records while post-processing building energy simulations | ESe | CZ14 | 2007 | Any | 0.261 | DEER2019 | 2019-01-01 |  | 2024-02-06 15:16 | Deemed Ex Ante Team |  | 2024-02-06 15:16 | Deemed Ex Ante Team
Ex | Com | For producing Old, Ex, Rec, and New BldgVint records while post-processing building energy simulations | ESe | CZ14 | 2011 | Any | 0.261 | DEER2019 | 2019-01-01 |  | 2024-02-06 15:16 | Deemed Ex Ante Team |  | 2024-02-06 15:16 | Deemed Ex Ante Team
Ex | Com | For producing Old, Ex, Rec, and New BldgVint records while post-processing building energy simulations | ESe | CZ14 | 2015 | Any | 0.196 | DEER2019 | 2019-01-01 |  | 2024-02-06 15:16 | Deemed Ex Ante Team |  | 2024-02-06 15:16 | Deemed Ex Ante Team
Ex | Com | For producing Old, Ex, Rec, and New BldgVint records while post-processing building energy simulations | ESe | CZ15 | 2003 | Any | 0.404 | DEER2019 | 2019-01-01 |  | 2024-02-06 15:16 | Deemed Ex Ante Team |  | 2024-02-06 15:16 | Deemed Ex Ante Team
Ex | Com | For producing Old, Ex, Rec, and New BldgVint records while post-processing building energy simulations | ESe | CZ15 | 2007 | Any | 0.103 | DEER2019 | 2019-01-01 |  | 2024-02-06 15:16 | Deemed Ex Ante Team |  | 2024-02-06 15:16 | Deemed Ex Ante Team
Ex | Com | For producing Old, Ex, Rec, and New BldgVint records while post-processing building energy simulations | ESe | CZ15 | 2011 | Any | 0.103 | DEER2019 | 2019-01-01 |  | 2024-02-06 15:16 | Deemed Ex Ante Team |  | 2024-02-06 15:16 | Deemed Ex Ante Team
Ex | Com | For producing Old, Ex, Rec, and New BldgVint records while post-processing building energy simulations | ESe | CZ15 | 2015 | Any | 0.077 | DEER2019 | 2019-01-01 |  | 2024-02-06 15:16 | Deemed Ex Ante Team |  | 2024-02-06 15:16 | Deemed Ex Ante Team
Ex | Com | For producing Old, Ex, Rec, and New BldgVint records while post-processing building energy simulations | ESe | CZ16 | 2003 | Any | 0.541 | DEER2019 | 2019-01-01 |  | 2024-02-06 15:16 | Deemed Ex Ante Team |  | 2024-02-06 15:16 | Deemed Ex Ante Team
Ex | Com | For producing Old, Ex, Rec, and New BldgVint records while post-processing building energy simulations | ESe | CZ16 | 2007 | Any | 0.158 | DEER2019 | 2019-01-01 |  | 2024-02-06 15:16 | Deemed Ex Ante Team |  | 2024-02-06 15:16 | Deemed Ex Ante Team
Ex | Com | For producing Old, Ex, Rec, and New BldgVint records while post-processing building energy simulations | ESe | CZ16 | 2011 | Any | 0.158 | DEER2019 | 2019-01-01 |  | 2024-02-06 15:16 | Deemed Ex Ante Team |  | 2024-02-06 15:16 | Deemed Ex Ante Team
Ex | Com | For producing Old, Ex, Rec, and New BldgVint records while post-processing building energy simulations | ESe | CZ16 | 2015 | Any | 0.118 | DEER2019 | 2019-01-01 |  | 2024-02-06 15:16 | Deemed Ex Ante Team |  | 2024-02-06 15:16 | Deemed Ex Ante Team
Ex | Com | For producing Old, Ex, Rec, and New BldgVint records while post-processing building energy simulations | EUD | CZ01 | 2003 | Any | 0.043 | DEER2019 | 2019-01-01 |  | 2024-02-06 15:16 | Deemed Ex Ante Team |  | 2024-02-06 15:16 | Deemed Ex Ante Team
Ex | Com | For producing Old, Ex, Rec, and New BldgVint records while post-processing building energy simulations | EUD | CZ01 | 2007 | Any | 0.032 | DEER2019 | 2019-01-01 |  | 2024-02-06 15:16 | Deemed Ex Ante Team |  | 2024-02-06 15:16 | Deemed Ex Ante Team
Ex | Com | For producing Old, Ex, Rec, and New BldgVint records while post-processing building energy simulations | EUD | CZ01 | 2011 | Any | 0.032 | DEER2019 | 2019-01-01 |  | 2024-02-06 15:16 | Deemed Ex Ante Team |  | 2024-02-06 15:16 | Deemed Ex Ante Team
Ex | Com | For producing Old, Ex, Rec, and New BldgVint records while post-processing building energy simulations | EUD | CZ01 | 2015 | Any | 0.024 | DEER2019 | 2019-01-01 |  | 2024-02-06 15:16 | Deemed Ex Ante Team |  | 2024-02-06 15:16 | Deemed Ex Ante Team
Ex | Com | For producing Old, Ex, Rec, and New BldgVint records while post-processing building energy simulations | EUD | CZ02 | 2003 | Any | 0.387 | DEER2019 | 2019-01-01 |  | 2024-02-06 15:16 | Deemed Ex Ante Team |  | 2024-02-06 15:16 | Deemed Ex Ante Team
Ex | Com | For producing Old, Ex, Rec, and New BldgVint records while post-processing building energy simulations | EUD | CZ02 | 2007 | Any | 0.151 | DEER2019 | 2019-01-01 |  | 2024-02-06 15:16 | Deemed Ex Ante Team |  | 2024-02-06 15:16 | Deemed Ex Ante Team
Ex | Com | For producing Old, Ex, Rec, and New BldgVint records while post-processing building energy simulations | EUD | CZ02 | 2011 | Any | 0.151 | DEER2019 | 2019-01-01 |  | 2024-02-06 15:16 | Deemed Ex Ante Team |  | 2024-02-06 15:16 | Deemed Ex Ante Team
Ex | Com | For producing Old, Ex, Rec, and New BldgVint records while post-processing building energy simulations | EUD | CZ02 | 2015 | Any | 0.113 | DEER2019 | 2019-01-01 |  | 2024-02-06 15:16 | Deemed Ex Ante Team |  | 2024-02-06 15:16 | Deemed Ex Ante Team
Ex | Com | For producing Old, Ex, Rec, and New BldgVint records while post-processing building energy simulations | EUD | CZ03 | 2003 | Any | 1.643 | DEER2019 | 2019-01-01 |  | 2024-02-06 15:16 | Deemed Ex Ante Team |  | 2024-02-06 15:16 | Deemed Ex Ante Team
Ex | Com | For producing Old, Ex, Rec, and New BldgVint records while post-processing building energy simulations | EUD | CZ03 | 2007 | Any | 0.574 | DEER2019 | 2019-01-01 |  | 2024-02-06 15:16 | Deemed Ex Ante Team |  | 2024-02-06 15:16 | Deemed Ex Ante Team
Ex | Com | For producing Old, Ex, Rec, and New BldgVint records while post-processing building energy simulations | EUD | CZ03 | 2011 | Any | 0.574 | DEER2019 | 2019-01-01 |  | 2024-02-06 15:16 | Deemed Ex Ante Team |  | 2024-02-06 15:16 | Deemed Ex Ante Team
Ex | Com | For producing Old, Ex, Rec, and New BldgVint records while post-processing building energy simulations | EUD | CZ03 | 2015 | Any | 0.43 | DEER2019 | 2019-01-01 |  | 2024-02-06 15:16 | Deemed Ex Ante Team |  | 2024-02-06 15:16 | Deemed Ex Ante Team
Ex | Com | For producing Old, Ex, Rec, and New BldgVint records while post-processing building energy simulations | EUD | CZ04 | 2003 | Any | 0.53 | DEER2019 | 2019-01-01 |  | 2024-02-06 15:16 | Deemed Ex Ante Team |  | 2024-02-06 15:16 | Deemed Ex Ante Team
Ex | Com | For producing Old, Ex, Rec, and New BldgVint records while post-processing building energy simulations | EUD | CZ04 | 2007 | Any | 0.203 | DEER2019 | 2019-01-01 |  | 2024-02-06 15:16 | Deemed Ex Ante Team |  | 2024-02-06 15:16 | Deemed Ex Ante Team
Ex | Com | For producing Old, Ex, Rec, and New BldgVint records while post-processing building energy simulations | EUD | CZ04 | 2011 | Any | 0.203 | DEER2019 | 2019-01-01 |  | 2024-02-06 15:16 | Deemed Ex Ante Team |  | 2024-02-06 15:16 | Deemed Ex Ante Team
Ex | Com | For producing Old, Ex, Rec, and New BldgVint records while post-processing building energy simulations | EUD | CZ04 | 2015 | Any | 0.152 | DEER2019 | 2019-01-01 |  | 2024-02-06 15:16 | Deemed Ex Ante Team |  | 2024-02-06 15:16 | Deemed Ex Ante Team
Ex | Com | For producing Old, Ex, Rec, and New BldgVint records while post-processing building energy simulations | EUD | CZ05 | 2003 | Any | 0.402 | DEER2019 | 2019-01-01 |  | 2024-02-06 15:16 | Deemed Ex Ante Team |  | 2024-02-06 15:16 | Deemed Ex Ante Team
Ex | Com | For producing Old, Ex, Rec, and New BldgVint records while post-processing building energy simulations | EUD | CZ05 | 2007 | Any | 0.155 | DEER2019 | 2019-01-01 |  | 2024-02-06 15:16 | Deemed Ex Ante Team |  | 2024-02-06 15:16 | Deemed Ex Ante Team
Ex | Com | For producing Old, Ex, Rec, and New BldgVint records while post-processing building energy simulations | EUD | CZ05 | 2011 | Any | 0.155 | DEER2019 | 2019-01-01 |  | 2024-02-06 15:16 | Deemed Ex Ante Team |  | 2024-02-06 15:16 | Deemed Ex Ante Team
Ex | Com | For producing Old, Ex, Rec, and New BldgVint records while post-processing building energy simulations | EUD | CZ05 | 2015 | Any | 0.117 | DEER2019 | 2019-01-01 |  | 2024-02-06 15:16 | Deemed Ex Ante Team |  | 2024-02-06 15:16 | Deemed Ex Ante Team
Ex | Com | For producing Old, Ex, Rec, and New BldgVint records while post-processing building energy simulations | EUD | CZ06 | 2003 | Any | 2.056 | DEER2019 | 2019-01-01 |  | 2024-02-06 15:16 | Deemed Ex Ante Team |  | 2024-02-06 15:16 | Deemed Ex Ante Team
Ex | Com | For producing Old, Ex, Rec, and New BldgVint records while post-processing building energy simulations | EUD | CZ06 | 2007 | Any | 0.908 | DEER2019 | 2019-01-01 |  | 2024-02-06 15:16 | Deemed Ex Ante Team |  | 2024-02-06 15:16 | Deemed Ex Ante Team
Ex | Com | For producing Old, Ex, Rec, and New BldgVint records while post-processing building energy simulations | EUD | CZ06 | 2011 | Any | 0.908 | DEER2019 | 2019-01-01 |  | 2024-02-06 15:16 | Deemed Ex Ante Team |  | 2024-02-06 15:16 | Deemed Ex Ante Team
Ex | Com | For producing Old, Ex, Rec, and New BldgVint records while post-processing building energy simulations | EUD | CZ06 | 2015 | Any | 0.682 | DEER2019 | 2019-01-01 |  | 2024-02-06 15:16 | Deemed Ex Ante Team |  | 2024-02-06 15:16 | Deemed Ex Ante Team
Ex | Com | For producing Old, Ex, Rec, and New BldgVint records while post-processing building energy simulations | EUD | CZ07 | 2003 | Any | 1.584 | DEER2019 | 2019-01-01 |  | 2024-02-06 15:16 | Deemed Ex Ante Team |  | 2024-02-06 15:16 | Deemed Ex Ante Team
Ex | Com | For producing Old, Ex, Rec, and New BldgVint records while post-processing building energy simulations | EUD | CZ07 | 2007 | Any | 0.473 | DEER2019 | 2019-01-01 |  | 2024-02-06 15:16 | Deemed Ex Ante Team |  | 2024-02-06 15:16 | Deemed Ex Ante Team
Ex | Com | For producing Old, Ex, Rec, and New BldgVint records while post-processing building energy simulations | EUD | CZ07 | 2011 | Any | 0.473 | DEER2019 | 2019-01-01 |  | 2024-02-06 15:16 | Deemed Ex Ante Team |  | 2024-02-06 15:16 | Deemed Ex Ante Team
Ex | Com | For producing Old, Ex, Rec, and New BldgVint records while post-processing building energy simulations | EUD | CZ07 | 2015 | Any | 0.355 | DEER2019 | 2019-01-01 |  | 2024-02-06 15:16 | Deemed Ex Ante Team |  | 2024-02-06 15:16 | Deemed Ex Ante Team
Ex | Com | For producing Old, Ex, Rec, and New BldgVint records while post-processing building energy simulations | EUD | CZ08 | 2003 | Any | 3.28 | DEER2019 | 2019-01-01 |  | 2024-02-06 15:16 | Deemed Ex Ante Team |  | 2024-02-06 15:16 | Deemed Ex Ante Team
Ex | Com | For producing Old, Ex, Rec, and New BldgVint records while post-processing building energy simulations | EUD | CZ08 | 2007 | Any | 1.456 | DEER2019 | 2019-01-01 |  | 2024-02-06 15:16 | Deemed Ex Ante Team |  | 2024-02-06 15:16 | Deemed Ex Ante Team
Ex | Com | For producing Old, Ex, Rec, and New BldgVint records while post-processing building energy simulations | EUD | CZ08 | 2011 | Any | 1.456 | DEER2019 | 2019-01-01 |  | 2024-02-06 15:16 | Deemed Ex Ante Team |  | 2024-02-06 15:16 | Deemed Ex Ante Team
Ex | Com | For producing Old, Ex, Rec, and New BldgVint records while post-processing building energy simulations | EUD | CZ08 | 2015 | Any | 1.092 | DEER2019 | 2019-01-01 |  | 2024-02-06 15:16 | Deemed Ex Ante Team |  | 2024-02-06 15:16 | Deemed Ex Ante Team
Ex | Com | For producing Old, Ex, Rec, and New BldgVint records while post-processing building energy simulations | EUD | CZ09 | 2003 | Any | 1.592 | DEER2019 | 2019-01-01 |  | 2024-02-06 15:16 | Deemed Ex Ante Team |  | 2024-02-06 15:16 | Deemed Ex Ante Team
Ex | Com | For producing Old, Ex, Rec, and New BldgVint records while post-processing building energy simulations | EUD | CZ09 | 2007 | Any | 0.65 | DEER2019 | 2019-01-01 |  | 2024-02-06 15:16 | Deemed Ex Ante Team |  | 2024-02-06 15:16 | Deemed Ex Ante Team
Ex | Com | For producing Old, Ex, Rec, and New BldgVint records while post-processing building energy simulations | EUD | CZ09 | 2011 | Any | 0.65 | DEER2019 | 2019-01-01 |  | 2024-02-06 15:16 | Deemed Ex Ante Team |  | 2024-02-06 15:16 | Deemed Ex Ante Team
Ex | Com | For producing Old, Ex, Rec, and New BldgVint records while post-processing building energy simulations | EUD | CZ09 | 2015 | Any | 0.488 | DEER2019 | 2019-01-01 |  | 2024-02-06 15:16 | Deemed Ex Ante Team |  | 2024-02-06 15:16 | Deemed Ex Ante Team
Ex | Com | For producing Old, Ex, Rec, and New BldgVint records while post-processing building energy simulations | EUD | CZ10 | 2003 | Any | 2.517 | DEER2019 | 2019-01-01 |  | 2024-02-06 15:16 | Deemed Ex Ante Team |  | 2024-02-06 15:16 | Deemed Ex Ante Team
Ex | Com | For producing Old, Ex, Rec, and New BldgVint records while post-processing building energy simulations | EUD | CZ10 | 2007 | Any | 0.993 | DEER2019 | 2019-01-01 |  | 2024-02-06 15:16 | Deemed Ex Ante Team |  | 2024-02-06 15:16 | Deemed Ex Ante Team
Ex | Com | For producing Old, Ex, Rec, and New BldgVint records while post-processing building energy simulations | EUD | CZ10 | 2011 | Any | 0.993 | DEER2019 | 2019-01-01 |  | 2024-02-06 15:16 | Deemed Ex Ante Team |  | 2024-02-06 15:16 | Deemed Ex Ante Team
Ex | Com | For producing Old, Ex, Rec, and New BldgVint records while post-processing building energy simulations | EUD | CZ10 | 2015 | Any | 0.744 | DEER2019 | 2019-01-01 |  | 2024-02-06 15:16 | Deemed Ex Ante Team |  | 2024-02-06 15:16 | Deemed Ex Ante Team
Ex | Com | For producing Old, Ex, Rec, and New BldgVint records while post-processing building energy simulations | EUD | CZ11 | 2003 | Any | 0.556 | DEER2019 | 2019-01-01 |  | 2024-02-06 15:16 | Deemed Ex Ante Team |  | 2024-02-06 15:16 | Deemed Ex Ante Team
Ex | Com | For producing Old, Ex, Rec, and New BldgVint records while post-processing building energy simulations | EUD | CZ11 | 2007 | Any | 0.233 | DEER2019 | 2019-01-01 |  | 2024-02-06 15:16 | Deemed Ex Ante Team |  | 2024-02-06 15:16 | Deemed Ex Ante Team
Ex | Com | For producing Old, Ex, Rec, and New BldgVint records while post-processing building energy simulations | EUD | CZ11 | 2011 | Any | 0.233 | DEER2019 | 2019-01-01 |  | 2024-02-06 15:16 | Deemed Ex Ante Team |  | 2024-02-06 15:16 | Deemed Ex Ante Team
Ex | Com | For producing Old, Ex, Rec, and New BldgVint records while post-processing building energy simulations | EUD | CZ11 | 2015 | Any | 0.175 | DEER2019 | 2019-01-01 |  | 2024-02-06 15:16 | Deemed Ex Ante Team |  | 2024-02-06 15:16 | Deemed Ex Ante Team
Ex | Com | For producing Old, Ex, Rec, and New BldgVint records while post-processing building energy simulations | EUD | CZ12 | 2003 | Any | 0.799 | DEER2019 | 2019-01-01 |  | 2024-02-06 15:16 | Deemed Ex Ante Team |  | 2024-02-06 15:16 | Deemed Ex Ante Team
Ex | Com | For producing Old, Ex, Rec, and New BldgVint records while post-processing building energy simulations | EUD | CZ12 | 2007 | Any | 0.318 | DEER2019 | 2019-01-01 |  | 2024-02-06 15:16 | Deemed Ex Ante Team |  | 2024-02-06 15:16 | Deemed Ex Ante Team
Ex | Com | For producing Old, Ex, Rec, and New BldgVint records while post-processing building energy simulations | EUD | CZ12 | 2011 | Any | 0.318 | DEER2019 | 2019-01-01 |  | 2024-02-06 15:16 | Deemed Ex Ante Team |  | 2024-02-06 15:16 | Deemed Ex Ante Team
Ex | Com | For producing Old, Ex, Rec, and New BldgVint records while post-processing building energy simulations | EUD | CZ12 | 2015 | Any | 0.239 | DEER2019 | 2019-01-01 |  | 2024-02-06 15:16 | Deemed Ex Ante Team |  | 2024-02-06 15:16 | Deemed Ex Ante Team
Ex | Com | For producing Old, Ex, Rec, and New BldgVint records while post-processing building energy simulations | EUD | CZ13 | 2003 | Any | 1.259 | DEER2019 | 2019-01-01 |  | 2024-02-06 15:16 | Deemed Ex Ante Team |  | 2024-02-06 15:16 | Deemed Ex Ante Team
Ex | Com | For producing Old, Ex, Rec, and New BldgVint records while post-processing building energy simulations | EUD | CZ13 | 2007 | Any | 0.575 | DEER2019 | 2019-01-01 |  | 2024-02-06 15:16 | Deemed Ex Ante Team |  | 2024-02-06 15:16 | Deemed Ex Ante Team
Ex | Com | For producing Old, Ex, Rec, and New BldgVint records while post-processing building energy simulations | EUD | CZ13 | 2011 | Any | 0.575 | DEER2019 | 2019-01-01 |  | 2024-02-06 15:16 | Deemed Ex Ante Team |  | 2024-02-06 15:16 | Deemed Ex Ante Team
Ex | Com | For producing Old, Ex, Rec, and New BldgVint records while post-processing building energy simulations | EUD | CZ13 | 2015 | Any | 0.432 | DEER2019 | 2019-01-01 |  | 2024-02-06 15:16 | Deemed Ex Ante Team |  | 2024-02-06 15:16 | Deemed Ex Ante Team
Ex | Com | For producing Old, Ex, Rec, and New BldgVint records while post-processing building energy simulations | EUD | CZ14 | 2003 | Any | 0.683 | DEER2019 | 2019-01-01 |  | 2024-02-06 15:16 | Deemed Ex Ante Team |  | 2024-02-06 15:16 | Deemed Ex Ante Team
Ex | Com | For producing Old, Ex, Rec, and New BldgVint records while post-processing building energy simulations | EUD | CZ14 | 2007 | Any | 0.285 | DEER2019 | 2019-01-01 |  | 2024-02-06 15:16 | Deemed Ex Ante Team |  | 2024-02-06 15:16 | Deemed Ex Ante Team
Ex | Com | For producing Old, Ex, Rec, and New BldgVint records while post-processing building energy simulations | EUD | CZ14 | 2011 | Any | 0.285 | DEER2019 | 2019-01-01 |  | 2024-02-06 15:16 | Deemed Ex Ante Team |  | 2024-02-06 15:16 | Deemed Ex Ante Team
Ex | Com | For producing Old, Ex, Rec, and New BldgVint records while post-processing building energy simulations | EUD | CZ14 | 2015 | Any | 0.215 | DEER2019 | 2019-01-01 |  | 2024-02-06 15:16 | Deemed Ex Ante Team |  | 2024-02-06 15:16 | Deemed Ex Ante Team
Ex | Com | For producing Old, Ex, Rec, and New BldgVint records while post-processing building energy simulations | EUD | CZ15 | 2003 | Any | 0.588 | DEER2019 | 2019-01-01 |  | 2024-02-06 15:16 | Deemed Ex Ante Team |  | 2024-02-06 15:16 | Deemed Ex Ante Team
Ex | Com | For producing Old, Ex, Rec, and New BldgVint records while post-processing building energy simulations | EUD | CZ15 | 2007 | Any | 0.246 | DEER2019 | 2019-01-01 |  | 2024-02-06 15:16 | Deemed Ex Ante Team |  | 2024-02-06 15:16 | Deemed Ex Ante Team
Ex | Com | For producing Old, Ex, Rec, and New BldgVint records while post-processing building energy simulations | EUD | CZ15 | 2011 | Any | 0.246 | DEER2019 | 2019-01-01 |  | 2024-02-06 15:16 | Deemed Ex Ante Team |  | 2024-02-06 15:16 | Deemed Ex Ante Team
Ex | Com | For producing Old, Ex, Rec, and New BldgVint records while post-processing building energy simulations | EUD | CZ15 | 2015 | Any | 0.184 | DEER2019 | 2019-01-01 |  | 2024-02-06 15:16 | Deemed Ex Ante Team |  | 2024-02-06 15:16 | Deemed Ex Ante Team
Ex | Com | For producing Old, Ex, Rec, and New BldgVint records while post-processing building energy simulations | EUD | CZ16 | 2003 | Any | 1.317 | DEER2019 | 2019-01-01 |  | 2024-02-06 15:16 | Deemed Ex Ante Team |  | 2024-02-06 15:16 | Deemed Ex Ante Team
Ex | Com | For producing Old, Ex, Rec, and New BldgVint records while post-processing building energy simulations | EUD | CZ16 | 2007 | Any | 0.559 | DEER2019 | 2019-01-01 |  | 2024-02-06 15:16 | Deemed Ex Ante Team |  | 2024-02-06 15:16 | Deemed Ex Ante Team
Ex | Com | For producing Old, Ex, Rec, and New BldgVint records while post-processing building energy simulations | EUD | CZ16 | 2011 | Any | 0.559 | DEER2019 | 2019-01-01 |  | 2024-02-06 15:16 | Deemed Ex Ante Team |  | 2024-02-06 15:16 | Deemed Ex Ante Team
Ex | Com | For producing Old, Ex, Rec, and New BldgVint records while post-processing building energy simulations | EUD | CZ16 | 2015 | Any | 0.42 | DEER2019 | 2019-01-01 |  | 2024-02-06 15:16 | Deemed Ex Ante Team |  | 2024-02-06 15:16 | Deemed Ex Ante Team
Ex | Com | For producing Old, Ex, Rec, and New BldgVint records while post-processing building energy simulations | EUn | CZ01 | 2003 | Any | 0.043 | DEER2019 | 2019-01-01 |  | 2024-02-06 15:16 | Deemed Ex Ante Team |  | 2024-02-06 15:16 | Deemed Ex Ante Team
Ex | Com | For producing Old, Ex, Rec, and New BldgVint records while post-processing building energy simulations | EUn | CZ01 | 2007 | Any | 0.032 | DEER2019 | 2019-01-01 |  | 2024-02-06 15:16 | Deemed Ex Ante Team |  | 2024-02-06 15:16 | Deemed Ex Ante Team
Ex | Com | For producing Old, Ex, Rec, and New BldgVint records while post-processing building energy simulations | EUn | CZ01 | 2011 | Any | 0.032 | DEER2019 | 2019-01-01 |  | 2024-02-06 15:16 | Deemed Ex Ante Team |  | 2024-02-06 15:16 | Deemed Ex Ante Team
Ex | Com | For producing Old, Ex, Rec, and New BldgVint records while post-processing building energy simulations | EUn | CZ01 | 2015 | Any | 0.024 | DEER2019 | 2019-01-01 |  | 2024-02-06 15:16 | Deemed Ex Ante Team |  | 2024-02-06 15:16 | Deemed Ex Ante Team
Ex | Com | For producing Old, Ex, Rec, and New BldgVint records while post-processing building energy simulations | EUn | CZ02 | 2003 | Any | 0.387 | DEER2019 | 2019-01-01 |  | 2024-02-06 15:16 | Deemed Ex Ante Team |  | 2024-02-06 15:16 | Deemed Ex Ante Team
Ex | Com | For producing Old, Ex, Rec, and New BldgVint records while post-processing building energy simulations | EUn | CZ02 | 2007 | Any | 0.151 | DEER2019 | 2019-01-01 |  | 2024-02-06 15:16 | Deemed Ex Ante Team |  | 2024-02-06 15:16 | Deemed Ex Ante Team
Ex | Com | For producing Old, Ex, Rec, and New BldgVint records while post-processing building energy simulations | EUn | CZ02 | 2011 | Any | 0.151 | DEER2019 | 2019-01-01 |  | 2024-02-06 15:16 | Deemed Ex Ante Team |  | 2024-02-06 15:16 | Deemed Ex Ante Team
Ex | Com | For producing Old, Ex, Rec, and New BldgVint records while post-processing building energy simulations | EUn | CZ02 | 2015 | Any | 0.113 | DEER2019 | 2019-01-01 |  | 2024-02-06 15:16 | Deemed Ex Ante Team |  | 2024-02-06 15:16 | Deemed Ex Ante Team
Ex | Com | For producing Old, Ex, Rec, and New BldgVint records while post-processing building energy simulations | EUn | CZ03 | 2003 | Any | 1.643 | DEER2019 | 2019-01-01 |  | 2024-02-06 15:16 | Deemed Ex Ante Team |  | 2024-02-06 15:16 | Deemed Ex Ante Team
Ex | Com | For producing Old, Ex, Rec, and New BldgVint records while post-processing building energy simulations | EUn | CZ03 | 2007 | Any | 0.574 | DEER2019 | 2019-01-01 |  | 2024-02-06 15:16 | Deemed Ex Ante Team |  | 2024-02-06 15:16 | Deemed Ex Ante Team
Ex | Com | For producing Old, Ex, Rec, and New BldgVint records while post-processing building energy simulations | EUn | CZ03 | 2011 | Any | 0.574 | DEER2019 | 2019-01-01 |  | 2024-02-06 15:16 | Deemed Ex Ante Team |  | 2024-02-06 15:16 | Deemed Ex Ante Team
Ex | Com | For producing Old, Ex, Rec, and New BldgVint records while post-processing building energy simulations | EUn | CZ03 | 2015 | Any | 0.43 | DEER2019 | 2019-01-01 |  | 2024-02-06 15:16 | Deemed Ex Ante Team |  | 2024-02-06 15:16 | Deemed Ex Ante Team
Ex | Com | For producing Old, Ex, Rec, and New BldgVint records while post-processing building energy simulations | EUn | CZ04 | 2003 | Any | 0.53 | DEER2019 | 2019-01-01 |  | 2024-02-06 15:16 | Deemed Ex Ante Team |  | 2024-02-06 15:16 | Deemed Ex Ante Team
Ex | Com | For producing Old, Ex, Rec, and New BldgVint records while post-processing building energy simulations | EUn | CZ04 | 2007 | Any | 0.203 | DEER2019 | 2019-01-01 |  | 2024-02-06 15:16 | Deemed Ex Ante Team |  | 2024-02-06 15:16 | Deemed Ex Ante Team
Ex | Com | For producing Old, Ex, Rec, and New BldgVint records while post-processing building energy simulations | EUn | CZ04 | 2011 | Any | 0.203 | DEER2019 | 2019-01-01 |  | 2024-02-06 15:16 | Deemed Ex Ante Team |  | 2024-02-06 15:16 | Deemed Ex Ante Team
Ex | Com | For producing Old, Ex, Rec, and New BldgVint records while post-processing building energy simulations | EUn | CZ04 | 2015 | Any | 0.152 | DEER2019 | 2019-01-01 |  | 2024-02-06 15:16 | Deemed Ex Ante Team |  | 2024-02-06 15:16 | Deemed Ex Ante Team
Ex | Com | For producing Old, Ex, Rec, and New BldgVint records while post-processing building energy simulations | EUn | CZ05 | 2003 | Any | 0.402 | DEER2019 | 2019-01-01 |  | 2024-02-06 15:16 | Deemed Ex Ante Team |  | 2024-02-06 15:16 | Deemed Ex Ante Team
Ex | Com | For producing Old, Ex, Rec, and New BldgVint records while post-processing building energy simulations | EUn | CZ05 | 2007 | Any | 0.155 | DEER2019 | 2019-01-01 |  | 2024-02-06 15:16 | Deemed Ex Ante Team |  | 2024-02-06 15:16 | Deemed Ex Ante Team
Ex | Com | For producing Old, Ex, Rec, and New BldgVint records while post-processing building energy simulations | EUn | CZ05 | 2011 | Any | 0.155 | DEER2019 | 2019-01-01 |  | 2024-02-06 15:16 | Deemed Ex Ante Team |  | 2024-02-06 15:16 | Deemed Ex Ante Team
Ex | Com | For producing Old, Ex, Rec, and New BldgVint records while post-processing building energy simulations | EUn | CZ05 | 2015 | Any | 0.117 | DEER2019 | 2019-01-01 |  | 2024-02-06 15:16 | Deemed Ex Ante Team |  | 2024-02-06 15:16 | Deemed Ex Ante Team
Ex | Com | For producing Old, Ex, Rec, and New BldgVint records while post-processing building energy simulations | EUn | CZ06 | 2003 | Any | 2.056 | DEER2019 | 2019-01-01 |  | 2024-02-06 15:16 | Deemed Ex Ante Team |  | 2024-02-06 15:16 | Deemed Ex Ante Team
Ex | Com | For producing Old, Ex, Rec, and New BldgVint records while post-processing building energy simulations | EUn | CZ06 | 2007 | Any | 0.908 | DEER2019 | 2019-01-01 |  | 2024-02-06 15:16 | Deemed Ex Ante Team |  | 2024-02-06 15:16 | Deemed Ex Ante Team
Ex | Com | For producing Old, Ex, Rec, and New BldgVint records while post-processing building energy simulations | EUn | CZ06 | 2011 | Any | 0.908 | DEER2019 | 2019-01-01 |  | 2024-02-06 15:16 | Deemed Ex Ante Team |  | 2024-02-06 15:16 | Deemed Ex Ante Team
Ex | Com | For producing Old, Ex, Rec, and New BldgVint records while post-processing building energy simulations | EUn | CZ06 | 2015 | Any | 0.682 | DEER2019 | 2019-01-01 |  | 2024-02-06 15:16 | Deemed Ex Ante Team |  | 2024-02-06 15:16 | Deemed Ex Ante Team
Ex | Com | For producing Old, Ex, Rec, and New BldgVint records while post-processing building energy simulations | EUn | CZ07 | 2003 | Any | 1.584 | DEER2019 | 2019-01-01 |  | 2024-02-06 15:16 | Deemed Ex Ante Team |  | 2024-02-06 15:16 | Deemed Ex Ante Team
Ex | Com | For producing Old, Ex, Rec, and New BldgVint records while post-processing building energy simulations | EUn | CZ07 | 2007 | Any | 0.473 | DEER2019 | 2019-01-01 |  | 2024-02-06 15:16 | Deemed Ex Ante Team |  | 2024-02-06 15:16 | Deemed Ex Ante Team
Ex | Com | For producing Old, Ex, Rec, and New BldgVint records while post-processing building energy simulations | EUn | CZ07 | 2011 | Any | 0.473 | DEER2019 | 2019-01-01 |  | 2024-02-06 15:16 | Deemed Ex Ante Team |  | 2024-02-06 15:16 | Deemed Ex Ante Team
Ex | Com | For producing Old, Ex, Rec, and New BldgVint records while post-processing building energy simulations | EUn | CZ07 | 2015 | Any | 0.355 | DEER2019 | 2019-01-01 |  | 2024-02-06 15:16 | Deemed Ex Ante Team |  | 2024-02-06 15:16 | Deemed Ex Ante Team
Ex | Com | For producing Old, Ex, Rec, and New BldgVint records while post-processing building energy simulations | EUn | CZ08 | 2003 | Any | 3.28 | DEER2019 | 2019-01-01 |  | 2024-02-06 15:16 | Deemed Ex Ante Team |  | 2024-02-06 15:16 | Deemed Ex Ante Team
Ex | Com | For producing Old, Ex, Rec, and New BldgVint records while post-processing building energy simulations | EUn | CZ08 | 2007 | Any | 1.456 | DEER2019 | 2019-01-01 |  | 2024-02-06 15:16 | Deemed Ex Ante Team |  | 2024-02-06 15:16 | Deemed Ex Ante Team
Ex | Com | For producing Old, Ex, Rec, and New BldgVint records while post-processing building energy simulations | EUn | CZ08 | 2011 | Any | 1.456 | DEER2019 | 2019-01-01 |  | 2024-02-06 15:16 | Deemed Ex Ante Team |  | 2024-02-06 15:16 | Deemed Ex Ante Team
Ex | Com | For producing Old, Ex, Rec, and New BldgVint records while post-processing building energy simulations | EUn | CZ08 | 2015 | Any | 1.092 | DEER2019 | 2019-01-01 |  | 2024-02-06 15:16 | Deemed Ex Ante Team |  | 2024-02-06 15:16 | Deemed Ex Ante Team
Ex | Com | For producing Old, Ex, Rec, and New BldgVint records while post-processing building energy simulations | EUn | CZ09 | 2003 | Any | 1.592 | DEER2019 | 2019-01-01 |  | 2024-02-06 15:16 | Deemed Ex Ante Team |  | 2024-02-06 15:16 | Deemed Ex Ante Team
Ex | Com | For producing Old, Ex, Rec, and New BldgVint records while post-processing building energy simulations | EUn | CZ09 | 2007 | Any | 0.65 | DEER2019 | 2019-01-01 |  | 2024-02-06 15:16 | Deemed Ex Ante Team |  | 2024-02-06 15:16 | Deemed Ex Ante Team
Ex | Com | For producing Old, Ex, Rec, and New BldgVint records while post-processing building energy simulations | EUn | CZ09 | 2011 | Any | 0.65 | DEER2019 | 2019-01-01 |  | 2024-02-06 15:16 | Deemed Ex Ante Team |  | 2024-02-06 15:16 | Deemed Ex Ante Team
Ex | Com | For producing Old, Ex, Rec, and New BldgVint records while post-processing building energy simulations | EUn | CZ09 | 2015 | Any | 0.488 | DEER2019 | 2019-01-01 |  | 2024-02-06 15:16 | Deemed Ex Ante Team |  | 2024-02-06 15:16 | Deemed Ex Ante Team
Ex | Com | For producing Old, Ex, Rec, and New BldgVint records while post-processing building energy simulations | EUn | CZ10 | 2003 | Any | 2.517 | DEER2019 | 2019-01-01 |  | 2024-02-06 15:16 | Deemed Ex Ante Team |  | 2024-02-06 15:16 | Deemed Ex Ante Team
Ex | Com | For producing Old, Ex, Rec, and New BldgVint records while post-processing building energy simulations | EUn | CZ10 | 2007 | Any | 0.993 | DEER2019 | 2019-01-01 |  | 2024-02-06 15:16 | Deemed Ex Ante Team |  | 2024-02-06 15:16 | Deemed Ex Ante Team
Ex | Com | For producing Old, Ex, Rec, and New BldgVint records while post-processing building energy simulations | EUn | CZ10 | 2011 | Any | 0.993 | DEER2019 | 2019-01-01 |  | 2024-02-06 15:16 | Deemed Ex Ante Team |  | 2024-02-06 15:16 | Deemed Ex Ante Team
Ex | Com | For producing Old, Ex, Rec, and New BldgVint records while post-processing building energy simulations | EUn | CZ10 | 2015 | Any | 0.744 | DEER2019 | 2019-01-01 |  | 2024-02-06 15:16 | Deemed Ex Ante Team |  | 2024-02-06 15:16 | Deemed Ex Ante Team
Ex | Com | For producing Old, Ex, Rec, and New BldgVint records while post-processing building energy simulations | EUn | CZ11 | 2003 | Any | 0.556 | DEER2019 | 2019-01-01 |  | 2024-02-06 15:16 | Deemed Ex Ante Team |  | 2024-02-06 15:16 | Deemed Ex Ante Team
Ex | Com | For producing Old, Ex, Rec, and New BldgVint records while post-processing building energy simulations | EUn | CZ11 | 2007 | Any | 0.233 | DEER2019 | 2019-01-01 |  | 2024-02-06 15:16 | Deemed Ex Ante Team |  | 2024-02-06 15:16 | Deemed Ex Ante Team
Ex | Com | For producing Old, Ex, Rec, and New BldgVint records while post-processing building energy simulations | EUn | CZ11 | 2011 | Any | 0.233 | DEER2019 | 2019-01-01 |  | 2024-02-06 15:16 | Deemed Ex Ante Team |  | 2024-02-06 15:16 | Deemed Ex Ante Team
Ex | Com | For producing Old, Ex, Rec, and New BldgVint records while post-processing building energy simulations | EUn | CZ11 | 2015 | Any | 0.175 | DEER2019 | 2019-01-01 |  | 2024-02-06 15:16 | Deemed Ex Ante Team |  | 2024-02-06 15:16 | Deemed Ex Ante Team
Ex | Com | For producing Old, Ex, Rec, and New BldgVint records while post-processing building energy simulations | EUn | CZ12 | 2003 | Any | 0.799 | DEER2019 | 2019-01-01 |  | 2024-02-06 15:16 | Deemed Ex Ante Team |  | 2024-02-06 15:16 | Deemed Ex Ante Team
Ex | Com | For producing Old, Ex, Rec, and New BldgVint records while post-processing building energy simulations | EUn | CZ12 | 2007 | Any | 0.318 | DEER2019 | 2019-01-01 |  | 2024-02-06 15:16 | Deemed Ex Ante Team |  | 2024-02-06 15:16 | Deemed Ex Ante Team
Ex | Com | For producing Old, Ex, Rec, and New BldgVint records while post-processing building energy simulations | EUn | CZ12 | 2011 | Any | 0.318 | DEER2019 | 2019-01-01 |  | 2024-02-06 15:16 | Deemed Ex Ante Team |  | 2024-02-06 15:16 | Deemed Ex Ante Team
Ex | Com | For producing Old, Ex, Rec, and New BldgVint records while post-processing building energy simulations | EUn | CZ12 | 2015 | Any | 0.239 | DEER2019 | 2019-01-01 |  | 2024-02-06 15:16 | Deemed Ex Ante Team |  | 2024-02-06 15:16 | Deemed Ex Ante Team
Ex | Com | For producing Old, Ex, Rec, and New BldgVint records while post-processing building energy simulations | EUn | CZ13 | 2003 | Any | 1.259 | DEER2019 | 2019-01-01 |  | 2024-02-06 15:16 | Deemed Ex Ante Team |  | 2024-02-06 15:16 | Deemed Ex Ante Team
Ex | Com | For producing Old, Ex, Rec, and New BldgVint records while post-processing building energy simulations | EUn | CZ13 | 2007 | Any | 0.575 | DEER2019 | 2019-01-01 |  | 2024-02-06 15:16 | Deemed Ex Ante Team |  | 2024-02-06 15:16 | Deemed Ex Ante Team
Ex | Com | For producing Old, Ex, Rec, and New BldgVint records while post-processing building energy simulations | EUn | CZ13 | 2011 | Any | 0.575 | DEER2019 | 2019-01-01 |  | 2024-02-06 15:16 | Deemed Ex Ante Team |  | 2024-02-06 15:16 | Deemed Ex Ante Team
Ex | Com | For producing Old, Ex, Rec, and New BldgVint records while post-processing building energy simulations | EUn | CZ13 | 2015 | Any | 0.432 | DEER2019 | 2019-01-01 |  | 2024-02-06 15:16 | Deemed Ex Ante Team |  | 2024-02-06 15:16 | Deemed Ex Ante Team
Ex | Com | For producing Old, Ex, Rec, and New BldgVint records while post-processing building energy simulations | EUn | CZ14 | 2003 | Any | 0.683 | DEER2019 | 2019-01-01 |  | 2024-02-06 15:16 | Deemed Ex Ante Team |  | 2024-02-06 15:16 | Deemed Ex Ante Team
Ex | Com | For producing Old, Ex, Rec, and New BldgVint records while post-processing building energy simulations | EUn | CZ14 | 2007 | Any | 0.285 | DEER2019 | 2019-01-01 |  | 2024-02-06 15:16 | Deemed Ex Ante Team |  | 2024-02-06 15:16 | Deemed Ex Ante Team
Ex | Com | For producing Old, Ex, Rec, and New BldgVint records while post-processing building energy simulations | EUn | CZ14 | 2011 | Any | 0.285 | DEER2019 | 2019-01-01 |  | 2024-02-06 15:16 | Deemed Ex Ante Team |  | 2024-02-06 15:16 | Deemed Ex Ante Team
Ex | Com | For producing Old, Ex, Rec, and New BldgVint records while post-processing building energy simulations | EUn | CZ14 | 2015 | Any | 0.215 | DEER2019 | 2019-01-01 |  | 2024-02-06 15:16 | Deemed Ex Ante Team |  | 2024-02-06 15:16 | Deemed Ex Ante Team
Ex | Com | For producing Old, Ex, Rec, and New BldgVint records while post-processing building energy simulations | EUn | CZ15 | 2003 | Any | 0.588 | DEER2019 | 2019-01-01 |  | 2024-02-06 15:16 | Deemed Ex Ante Team |  | 2024-02-06 15:16 | Deemed Ex Ante Team
Ex | Com | For producing Old, Ex, Rec, and New BldgVint records while post-processing building energy simulations | EUn | CZ15 | 2007 | Any | 0.246 | DEER2019 | 2019-01-01 |  | 2024-02-06 15:16 | Deemed Ex Ante Team |  | 2024-02-06 15:16 | Deemed Ex Ante Team
Ex | Com | For producing Old, Ex, Rec, and New BldgVint records while post-processing building energy simulations | EUn | CZ15 | 2011 | Any | 0.246 | DEER2019 | 2019-01-01 |  | 2024-02-06 15:16 | Deemed Ex Ante Team |  | 2024-02-06 15:16 | Deemed Ex Ante Team
Ex | Com | For producing Old, Ex, Rec, and New BldgVint records while post-processing building energy simulations | EUn | CZ15 | 2015 | Any | 0.184 | DEER2019 | 2019-01-01 |  | 2024-02-06 15:16 | Deemed Ex Ante Team |  | 2024-02-06 15:16 | Deemed Ex Ante Team
Ex | Com | For producing Old, Ex, Rec, and New BldgVint records while post-processing building energy simulations | EUn | CZ16 | 2003 | Any | 1.317 | DEER2019 | 2019-01-01 |  | 2024-02-06 15:16 | Deemed Ex Ante Team |  | 2024-02-06 15:16 | Deemed Ex Ante Team
Ex | Com | For producing Old, Ex, Rec, and New BldgVint records while post-processing building energy simulations | EUn | CZ16 | 2007 | Any | 0.559 | DEER2019 | 2019-01-01 |  | 2024-02-06 15:16 | Deemed Ex Ante Team |  | 2024-02-06 15:16 | Deemed Ex Ante Team
Ex | Com | For producing Old, Ex, Rec, and New BldgVint records while post-processing building energy simulations | EUn | CZ16 | 2011 | Any | 0.559 | DEER2019 | 2019-01-01 |  | 2024-02-06 15:16 | Deemed Ex Ante Team |  | 2024-02-06 15:16 | Deemed Ex Ante Team
Ex | Com | For producing Old, Ex, Rec, and New BldgVint records while post-processing building energy simulations | EUn | CZ16 | 2015 | Any | 0.42 | DEER2019 | 2019-01-01 |  | 2024-02-06 15:16 | Deemed Ex Ante Team |  | 2024-02-06 15:16 | Deemed Ex Ante Team
Ex | Com | For producing Old, Ex, Rec, and New BldgVint records while post-processing building energy simulations | Gro | CZ01 | 2003 | Any | 0.058 | DEER2019 | 2019-01-01 |  | 2024-02-06 15:16 | Deemed Ex Ante Team |  | 2024-02-06 15:16 | Deemed Ex Ante Team
Ex | Com | For producing Old, Ex, Rec, and New BldgVint records while post-processing building energy simulations | Gro | CZ01 | 2007 | Any | 0.035 | DEER2019 | 2019-01-01 |  | 2024-02-06 15:16 | Deemed Ex Ante Team |  | 2024-02-06 15:16 | Deemed Ex Ante Team
Ex | Com | For producing Old, Ex, Rec, and New BldgVint records while post-processing building energy simulations | Gro | CZ01 | 2011 | Any | 0.035 | DEER2019 | 2019-01-01 |  | 2024-02-06 15:16 | Deemed Ex Ante Team |  | 2024-02-06 15:16 | Deemed Ex Ante Team
Ex | Com | For producing Old, Ex, Rec, and New BldgVint records while post-processing building energy simulations | Gro | CZ01 | 2015 | Any | 0.026 | DEER2019 | 2019-01-01 |  | 2024-02-06 15:16 | Deemed Ex Ante Team |  | 2024-02-06 15:16 | Deemed Ex Ante Team
Ex | Com | For producing Old, Ex, Rec, and New BldgVint records while post-processing building energy simulations | Gro | CZ02 | 2003 | Any | 0.48 | DEER2019 | 2019-01-01 |  | 2024-02-06 15:16 | Deemed Ex Ante Team |  | 2024-02-06 15:16 | Deemed Ex Ante Team
Ex | Com | For producing Old, Ex, Rec, and New BldgVint records while post-processing building energy simulations | Gro | CZ02 | 2007 | Any | 0.272 | DEER2019 | 2019-01-01 |  | 2024-02-06 15:16 | Deemed Ex Ante Team |  | 2024-02-06 15:16 | Deemed Ex Ante Team
Ex | Com | For producing Old, Ex, Rec, and New BldgVint records while post-processing building energy simulations | Gro | CZ02 | 2011 | Any | 0.272 | DEER2019 | 2019-01-01 |  | 2024-02-06 15:16 | Deemed Ex Ante Team |  | 2024-02-06 15:16 | Deemed Ex Ante Team
Ex | Com | For producing Old, Ex, Rec, and New BldgVint records while post-processing building energy simulations | Gro | CZ02 | 2015 | Any | 0.204 | DEER2019 | 2019-01-01 |  | 2024-02-06 15:16 | Deemed Ex Ante Team |  | 2024-02-06 15:16 | Deemed Ex Ante Team
Ex | Com | For producing Old, Ex, Rec, and New BldgVint records while post-processing building energy simulations | Gro | CZ03 | 2003 | Any | 1.37 | DEER2019 | 2019-01-01 |  | 2024-02-06 15:16 | Deemed Ex Ante Team |  | 2024-02-06 15:16 | Deemed Ex Ante Team
Ex | Com | For producing Old, Ex, Rec, and New BldgVint records while post-processing building energy simulations | Gro | CZ03 | 2007 | Any | 0.874 | DEER2019 | 2019-01-01 |  | 2024-02-06 15:16 | Deemed Ex Ante Team |  | 2024-02-06 15:16 | Deemed Ex Ante Team
Ex | Com | For producing Old, Ex, Rec, and New BldgVint records while post-processing building energy simulations | Gro | CZ03 | 2011 | Any | 0.874 | DEER2019 | 2019-01-01 |  | 2024-02-06 15:16 | Deemed Ex Ante Team |  | 2024-02-06 15:16 | Deemed Ex Ante Team
Ex | Com | For producing Old, Ex, Rec, and New BldgVint records while post-processing building energy simulations | Gro | CZ03 | 2015 | Any | 0.655 | DEER2019 | 2019-01-01 |  | 2024-02-06 15:16 | Deemed Ex Ante Team |  | 2024-02-06 15:16 | Deemed Ex Ante Team
Ex | Com | For producing Old, Ex, Rec, and New BldgVint records while post-processing building energy simulations | Gro | CZ04 | 2003 | Any | 0.8 | DEER2019 | 2019-01-01 |  | 2024-02-06 15:16 | Deemed Ex Ante Team |  | 2024-02-06 15:16 | Deemed Ex Ante Team
Ex | Com | For producing Old, Ex, Rec, and New BldgVint records while post-processing building energy simulations | Gro | CZ04 | 2007 | Any | 0.438 | DEER2019 | 2019-01-01 |  | 2024-02-06 15:16 | Deemed Ex Ante Team |  | 2024-02-06 15:16 | Deemed Ex Ante Team
Ex | Com | For producing Old, Ex, Rec, and New BldgVint records while post-processing building energy simulations | Gro | CZ04 | 2011 | Any | 0.438 | DEER2019 | 2019-01-01 |  | 2024-02-06 15:16 | Deemed Ex Ante Team |  | 2024-02-06 15:16 | Deemed Ex Ante Team
Ex | Com | For producing Old, Ex, Rec, and New BldgVint records while post-processing building energy simulations | Gro | CZ04 | 2015 | Any | 0.329 | DEER2019 | 2019-01-01 |  | 2024-02-06 15:16 | Deemed Ex Ante Team |  | 2024-02-06 15:16 | Deemed Ex Ante Team
Ex | Com | For producing Old, Ex, Rec, and New BldgVint records while post-processing building energy simulations | Gro | CZ05 | 2003 | Any | 0.244 | DEER2019 | 2019-01-01 |  | 2024-02-06 15:16 | Deemed Ex Ante Team |  | 2024-02-06 15:16 | Deemed Ex Ante Team
Ex | Com | For producing Old, Ex, Rec, and New BldgVint records while post-processing building energy simulations | Gro | CZ05 | 2007 | Any | 0.139 | DEER2019 | 2019-01-01 |  | 2024-02-06 15:16 | Deemed Ex Ante Team |  | 2024-02-06 15:16 | Deemed Ex Ante Team
Ex | Com | For producing Old, Ex, Rec, and New BldgVint records while post-processing building energy simulations | Gro | CZ05 | 2011 | Any | 0.139 | DEER2019 | 2019-01-01 |  | 2024-02-06 15:16 | Deemed Ex Ante Team |  | 2024-02-06 15:16 | Deemed Ex Ante Team
Ex | Com | For producing Old, Ex, Rec, and New BldgVint records while post-processing building energy simulations | Gro | CZ05 | 2015 | Any | 0.105 | DEER2019 | 2019-01-01 |  | 2024-02-06 15:16 | Deemed Ex Ante Team |  | 2024-02-06 15:16 | Deemed Ex Ante Team
Ex | Com | For producing Old, Ex, Rec, and New BldgVint records while post-processing building energy simulations | Gro | CZ06 | 2003 | Any | 3.487 | DEER2019 | 2019-01-01 |  | 2024-02-06 15:16 | Deemed Ex Ante Team |  | 2024-02-06 15:16 | Deemed Ex Ante Team
Ex | Com | For producing Old, Ex, Rec, and New BldgVint records while post-processing building energy simulations | Gro | CZ06 | 2007 | Any | 2.231 | DEER2019 | 2019-01-01 |  | 2024-02-06 15:16 | Deemed Ex Ante Team |  | 2024-02-06 15:16 | Deemed Ex Ante Team
Ex | Com | For producing Old, Ex, Rec, and New BldgVint records while post-processing building energy simulations | Gro | CZ06 | 2011 | Any | 2.231 | DEER2019 | 2019-01-01 |  | 2024-02-06 15:16 | Deemed Ex Ante Team |  | 2024-02-06 15:16 | Deemed Ex Ante Team
Ex | Com | For producing Old, Ex, Rec, and New BldgVint records while post-processing building energy simulations | Gro | CZ06 | 2015 | Any | 1.673 | DEER2019 | 2019-01-01 |  | 2024-02-06 15:16 | Deemed Ex Ante Team |  | 2024-02-06 15:16 | Deemed Ex Ante Team
Ex | Com | For producing Old, Ex, Rec, and New BldgVint records while post-processing building energy simulations | Gro | CZ07 | 2003 | Any | 1.995 | DEER2019 | 2019-01-01 |  | 2024-02-06 15:16 | Deemed Ex Ante Team |  | 2024-02-06 15:16 | Deemed Ex Ante Team
Ex | Com | For producing Old, Ex, Rec, and New BldgVint records while post-processing building energy simulations | Gro | CZ07 | 2007 | Any | 1.153 | DEER2019 | 2019-01-01 |  | 2024-02-06 15:16 | Deemed Ex Ante Team |  | 2024-02-06 15:16 | Deemed Ex Ante Team
Ex | Com | For producing Old, Ex, Rec, and New BldgVint records while post-processing building energy simulations | Gro | CZ07 | 2011 | Any | 1.153 | DEER2019 | 2019-01-01 |  | 2024-02-06 15:16 | Deemed Ex Ante Team |  | 2024-02-06 15:16 | Deemed Ex Ante Team
Ex | Com | For producing Old, Ex, Rec, and New BldgVint records while post-processing building energy simulations | Gro | CZ07 | 2015 | Any | 0.865 | DEER2019 | 2019-01-01 |  | 2024-02-06 15:16 | Deemed Ex Ante Team |  | 2024-02-06 15:16 | Deemed Ex Ante Team
Ex | Com | For producing Old, Ex, Rec, and New BldgVint records while post-processing building energy simulations | Gro | CZ08 | 2003 | Any | 5.06 | DEER2019 | 2019-01-01 |  | 2024-02-06 15:16 | Deemed Ex Ante Team |  | 2024-02-06 15:16 | Deemed Ex Ante Team
Ex | Com | For producing Old, Ex, Rec, and New BldgVint records while post-processing building energy simulations | Gro | CZ08 | 2007 | Any | 3.239 | DEER2019 | 2019-01-01 |  | 2024-02-06 15:16 | Deemed Ex Ante Team |  | 2024-02-06 15:16 | Deemed Ex Ante Team
Ex | Com | For producing Old, Ex, Rec, and New BldgVint records while post-processing building energy simulations | Gro | CZ08 | 2011 | Any | 3.239 | DEER2019 | 2019-01-01 |  | 2024-02-06 15:16 | Deemed Ex Ante Team |  | 2024-02-06 15:16 | Deemed Ex Ante Team
Ex | Com | For producing Old, Ex, Rec, and New BldgVint records while post-processing building energy simulations | Gro | CZ08 | 2015 | Any | 2.429 | DEER2019 | 2019-01-01 |  | 2024-02-06 15:16 | Deemed Ex Ante Team |  | 2024-02-06 15:16 | Deemed Ex Ante Team
Ex | Com | For producing Old, Ex, Rec, and New BldgVint records while post-processing building energy simulations | Gro | CZ09 | 2003 | Any | 3.831 | DEER2019 | 2019-01-01 |  | 2024-02-06 15:16 | Deemed Ex Ante Team |  | 2024-02-06 15:16 | Deemed Ex Ante Team
Ex | Com | For producing Old, Ex, Rec, and New BldgVint records while post-processing building energy simulations | Gro | CZ09 | 2007 | Any | 2.359 | DEER2019 | 2019-01-01 |  | 2024-02-06 15:16 | Deemed Ex Ante Team |  | 2024-02-06 15:16 | Deemed Ex Ante Team
Ex | Com | For producing Old, Ex, Rec, and New BldgVint records while post-processing building energy simulations | Gro | CZ09 | 2011 | Any | 2.359 | DEER2019 | 2019-01-01 |  | 2024-02-06 15:16 | Deemed Ex Ante Team |  | 2024-02-06 15:16 | Deemed Ex Ante Team
Ex | Com | For producing Old, Ex, Rec, and New BldgVint records while post-processing building energy simulations | Gro | CZ09 | 2015 | Any | 1.769 | DEER2019 | 2019-01-01 |  | 2024-02-06 15:16 | Deemed Ex Ante Team |  | 2024-02-06 15:16 | Deemed Ex Ante Team
Ex | Com | For producing Old, Ex, Rec, and New BldgVint records while post-processing building energy simulations | Gro | CZ10 | 2003 | Any | 7.296 | DEER2019 | 2019-01-01 |  | 2024-02-06 15:16 | Deemed Ex Ante Team |  | 2024-02-06 15:16 | Deemed Ex Ante Team
Ex | Com | For producing Old, Ex, Rec, and New BldgVint records while post-processing building energy simulations | Gro | CZ10 | 2007 | Any | 4.49 | DEER2019 | 2019-01-01 |  | 2024-02-06 15:16 | Deemed Ex Ante Team |  | 2024-02-06 15:16 | Deemed Ex Ante Team
Ex | Com | For producing Old, Ex, Rec, and New BldgVint records while post-processing building energy simulations | Gro | CZ10 | 2011 | Any | 4.49 | DEER2019 | 2019-01-01 |  | 2024-02-06 15:16 | Deemed Ex Ante Team |  | 2024-02-06 15:16 | Deemed Ex Ante Team
Ex | Com | For producing Old, Ex, Rec, and New BldgVint records while post-processing building energy simulations | Gro | CZ10 | 2015 | Any | 3.368 | DEER2019 | 2019-01-01 |  | 2024-02-06 15:16 | Deemed Ex Ante Team |  | 2024-02-06 15:16 | Deemed Ex Ante Team
Ex | Com | For producing Old, Ex, Rec, and New BldgVint records while post-processing building energy simulations | Gro | CZ11 | 2003 | Any | 0.671 | DEER2019 | 2019-01-01 |  | 2024-02-06 15:16 | Deemed Ex Ante Team |  | 2024-02-06 15:16 | Deemed Ex Ante Team
Ex | Com | For producing Old, Ex, Rec, and New BldgVint records while post-processing building energy simulations | Gro | CZ11 | 2007 | Any | 0.381 | DEER2019 | 2019-01-01 |  | 2024-02-06 15:16 | Deemed Ex Ante Team |  | 2024-02-06 15:16 | Deemed Ex Ante Team
Ex | Com | For producing Old, Ex, Rec, and New BldgVint records while post-processing building energy simulations | Gro | CZ11 | 2011 | Any | 0.381 | DEER2019 | 2019-01-01 |  | 2024-02-06 15:16 | Deemed Ex Ante Team |  | 2024-02-06 15:16 | Deemed Ex Ante Team
Ex | Com | For producing Old, Ex, Rec, and New BldgVint records while post-processing building energy simulations | Gro | CZ11 | 2015 | Any | 0.286 | DEER2019 | 2019-01-01 |  | 2024-02-06 15:16 | Deemed Ex Ante Team |  | 2024-02-06 15:16 | Deemed Ex Ante Team
Ex | Com | For producing Old, Ex, Rec, and New BldgVint records while post-processing building energy simulations | Gro | CZ12 | 2003 | Any | 2.363 | DEER2019 | 2019-01-01 |  | 2024-02-06 15:16 | Deemed Ex Ante Team |  | 2024-02-06 15:16 | Deemed Ex Ante Team
Ex | Com | For producing Old, Ex, Rec, and New BldgVint records while post-processing building energy simulations | Gro | CZ12 | 2007 | Any | 1.084 | DEER2019 | 2019-01-01 |  | 2024-02-06 15:16 | Deemed Ex Ante Team |  | 2024-02-06 15:16 | Deemed Ex Ante Team
Ex | Com | For producing Old, Ex, Rec, and New BldgVint records while post-processing building energy simulations | Gro | CZ12 | 2011 | Any | 1.084 | DEER2019 | 2019-01-01 |  | 2024-02-06 15:16 | Deemed Ex Ante Team |  | 2024-02-06 15:16 | Deemed Ex Ante Team
Ex | Com | For producing Old, Ex, Rec, and New BldgVint records while post-processing building energy simulations | Gro | CZ12 | 2015 | Any | 0.813 | DEER2019 | 2019-01-01 |  | 2024-02-06 15:16 | Deemed Ex Ante Team |  | 2024-02-06 15:16 | Deemed Ex Ante Team
Ex | Com | For producing Old, Ex, Rec, and New BldgVint records while post-processing building energy simulations | Gro | CZ13 | 2003 | Any | 2.054 | DEER2019 | 2019-01-01 |  | 2024-02-06 15:16 | Deemed Ex Ante Team |  | 2024-02-06 15:16 | Deemed Ex Ante Team
Ex | Com | For producing Old, Ex, Rec, and New BldgVint records while post-processing building energy simulations | Gro | CZ13 | 2007 | Any | 1.376 | DEER2019 | 2019-01-01 |  | 2024-02-06 15:16 | Deemed Ex Ante Team |  | 2024-02-06 15:16 | Deemed Ex Ante Team
Ex | Com | For producing Old, Ex, Rec, and New BldgVint records while post-processing building energy simulations | Gro | CZ13 | 2011 | Any | 1.376 | DEER2019 | 2019-01-01 |  | 2024-02-06 15:16 | Deemed Ex Ante Team |  | 2024-02-06 15:16 | Deemed Ex Ante Team
Ex | Com | For producing Old, Ex, Rec, and New BldgVint records while post-processing building energy simulations | Gro | CZ13 | 2015 | Any | 1.031 | DEER2019 | 2019-01-01 |  | 2024-02-06 15:16 | Deemed Ex Ante Team |  | 2024-02-06 15:16 | Deemed Ex Ante Team
Ex | Com | For producing Old, Ex, Rec, and New BldgVint records while post-processing building energy simulations | Gro | CZ14 | 2003 | Any | 1.436 | DEER2019 | 2019-01-01 |  | 2024-02-06 15:16 | Deemed Ex Ante Team |  | 2024-02-06 15:16 | Deemed Ex Ante Team
Ex | Com | For producing Old, Ex, Rec, and New BldgVint records while post-processing building energy simulations | Gro | CZ14 | 2007 | Any | 0.889 | DEER2019 | 2019-01-01 |  | 2024-02-06 15:16 | Deemed Ex Ante Team |  | 2024-02-06 15:16 | Deemed Ex Ante Team
Ex | Com | For producing Old, Ex, Rec, and New BldgVint records while post-processing building energy simulations | Gro | CZ14 | 2011 | Any | 0.889 | DEER2019 | 2019-01-01 |  | 2024-02-06 15:16 | Deemed Ex Ante Team |  | 2024-02-06 15:16 | Deemed Ex Ante Team
Ex | Com | For producing Old, Ex, Rec, and New BldgVint records while post-processing building energy simulations | Gro | CZ14 | 2015 | Any | 0.667 | DEER2019 | 2019-01-01 |  | 2024-02-06 15:16 | Deemed Ex Ante Team |  | 2024-02-06 15:16 | Deemed Ex Ante Team
Ex | Com | For producing Old, Ex, Rec, and New BldgVint records while post-processing building energy simulations | Gro | CZ15 | 2003 | Any | 0.911 | DEER2019 | 2019-01-01 |  | 2024-02-06 15:16 | Deemed Ex Ante Team |  | 2024-02-06 15:16 | Deemed Ex Ante Team
Ex | Com | For producing Old, Ex, Rec, and New BldgVint records while post-processing building energy simulations | Gro | CZ15 | 2007 | Any | 0.564 | DEER2019 | 2019-01-01 |  | 2024-02-06 15:16 | Deemed Ex Ante Team |  | 2024-02-06 15:16 | Deemed Ex Ante Team
Ex | Com | For producing Old, Ex, Rec, and New BldgVint records while post-processing building energy simulations | Gro | CZ15 | 2011 | Any | 0.564 | DEER2019 | 2019-01-01 |  | 2024-02-06 15:16 | Deemed Ex Ante Team |  | 2024-02-06 15:16 | Deemed Ex Ante Team
Ex | Com | For producing Old, Ex, Rec, and New BldgVint records while post-processing building energy simulations | Gro | CZ15 | 2015 | Any | 0.424 | DEER2019 | 2019-01-01 |  | 2024-02-06 15:16 | Deemed Ex Ante Team |  | 2024-02-06 15:16 | Deemed Ex Ante Team
Ex | Com | For producing Old, Ex, Rec, and New BldgVint records while post-processing building energy simulations | Gro | CZ16 | 2003 | Any | 0.66 | DEER2019 | 2019-01-01 |  | 2024-02-06 15:16 | Deemed Ex Ante Team |  | 2024-02-06 15:16 | Deemed Ex Ante Team
Ex | Com | For producing Old, Ex, Rec, and New BldgVint records while post-processing building energy simulations | Gro | CZ16 | 2007 | Any | 0.408 | DEER2019 | 2019-01-01 |  | 2024-02-06 15:16 | Deemed Ex Ante Team |  | 2024-02-06 15:16 | Deemed Ex Ante Team
Ex | Com | For producing Old, Ex, Rec, and New BldgVint records while post-processing building energy simulations | Gro | CZ16 | 2011 | Any | 0.408 | DEER2019 | 2019-01-01 |  | 2024-02-06 15:16 | Deemed Ex Ante Team |  | 2024-02-06 15:16 | Deemed Ex Ante Team
Ex | Com | For producing Old, Ex, Rec, and New BldgVint records while post-processing building energy simulations | Gro | CZ16 | 2015 | Any | 0.305 | DEER2019 | 2019-01-01 |  | 2024-02-06 15:16 | Deemed Ex Ante Team |  | 2024-02-06 15:16 | Deemed Ex Ante Team
Ex | Com | For producing Old, Ex, Rec, and New BldgVint records while post-processing building energy simulations | HGR | CZ01 | 2003 | Any | 0.119 | DEER2019 | 2019-01-01 |  | 2024-02-06 15:16 | Deemed Ex Ante Team |  | 2024-02-06 15:16 | Deemed Ex Ante Team
Ex | Com | For producing Old, Ex, Rec, and New BldgVint records while post-processing building energy simulations | HGR | CZ01 | 2007 | Any | 0.038 | DEER2019 | 2019-01-01 |  | 2024-02-06 15:16 | Deemed Ex Ante Team |  | 2024-02-06 15:16 | Deemed Ex Ante Team
Ex | Com | For producing Old, Ex, Rec, and New BldgVint records while post-processing building energy simulations | HGR | CZ01 | 2011 | Any | 0.038 | DEER2019 | 2019-01-01 |  | 2024-02-06 15:16 | Deemed Ex Ante Team |  | 2024-02-06 15:16 | Deemed Ex Ante Team
Ex | Com | For producing Old, Ex, Rec, and New BldgVint records while post-processing building energy simulations | HGR | CZ01 | 2015 | Any | 0.029 | DEER2019 | 2019-01-01 |  | 2024-02-06 15:16 | Deemed Ex Ante Team |  | 2024-02-06 15:16 | Deemed Ex Ante Team
Ex | Com | For producing Old, Ex, Rec, and New BldgVint records while post-processing building energy simulations | HGR | CZ02 | 2003 | Any | 0.362 | DEER2019 | 2019-01-01 |  | 2024-02-06 15:16 | Deemed Ex Ante Team |  | 2024-02-06 15:16 | Deemed Ex Ante Team
Ex | Com | For producing Old, Ex, Rec, and New BldgVint records while post-processing building energy simulations | HGR | CZ02 | 2007 | Any | 0.168 | DEER2019 | 2019-01-01 |  | 2024-02-06 15:16 | Deemed Ex Ante Team |  | 2024-02-06 15:16 | Deemed Ex Ante Team
Ex | Com | For producing Old, Ex, Rec, and New BldgVint records while post-processing building energy simulations | HGR | CZ02 | 2011 | Any | 0.168 | DEER2019 | 2019-01-01 |  | 2024-02-06 15:16 | Deemed Ex Ante Team |  | 2024-02-06 15:16 | Deemed Ex Ante Team
Ex | Com | For producing Old, Ex, Rec, and New BldgVint records while post-processing building energy simulations | HGR | CZ02 | 2015 | Any | 0.126 | DEER2019 | 2019-01-01 |  | 2024-02-06 15:16 | Deemed Ex Ante Team |  | 2024-02-06 15:16 | Deemed Ex Ante Team
Ex | Com | For producing Old, Ex, Rec, and New BldgVint records while post-processing building energy simulations | HGR | CZ03 | 2003 | Any | 1.994 | DEER2019 | 2019-01-01 |  | 2024-02-06 15:16 | Deemed Ex Ante Team |  | 2024-02-06 15:16 | Deemed Ex Ante Team
Ex | Com | For producing Old, Ex, Rec, and New BldgVint records while post-processing building energy simulations | HGR | CZ03 | 2007 | Any | 0.502 | DEER2019 | 2019-01-01 |  | 2024-02-06 15:16 | Deemed Ex Ante Team |  | 2024-02-06 15:16 | Deemed Ex Ante Team
Ex | Com | For producing Old, Ex, Rec, and New BldgVint records while post-processing building energy simulations | HGR | CZ03 | 2011 | Any | 0.502 | DEER2019 | 2019-01-01 |  | 2024-02-06 15:16 | Deemed Ex Ante Team |  | 2024-02-06 15:16 | Deemed Ex Ante Team
Ex | Com | For producing Old, Ex, Rec, and New BldgVint records while post-processing building energy simulations | HGR | CZ03 | 2015 | Any | 0.376 | DEER2019 | 2019-01-01 |  | 2024-02-06 15:16 | Deemed Ex Ante Team |  | 2024-02-06 15:16 | Deemed Ex Ante Team
Ex | Com | For producing Old, Ex, Rec, and New BldgVint records while post-processing building energy simulations | HGR | CZ04 | 2003 | Any | 0.699 | DEER2019 | 2019-01-01 |  | 2024-02-06 15:16 | Deemed Ex Ante Team |  | 2024-02-06 15:16 | Deemed Ex Ante Team
Ex | Com | For producing Old, Ex, Rec, and New BldgVint records while post-processing building energy simulations | HGR | CZ04 | 2007 | Any | 0.372 | DEER2019 | 2019-01-01 |  | 2024-02-06 15:16 | Deemed Ex Ante Team |  | 2024-02-06 15:16 | Deemed Ex Ante Team
Ex | Com | For producing Old, Ex, Rec, and New BldgVint records while post-processing building energy simulations | HGR | CZ04 | 2011 | Any | 0.372 | DEER2019 | 2019-01-01 |  | 2024-02-06 15:16 | Deemed Ex Ante Team |  | 2024-02-06 15:16 | Deemed Ex Ante Team
Ex | Com | For producing Old, Ex, Rec, and New BldgVint records while post-processing building energy simulations | HGR | CZ04 | 2015 | Any | 0.279 | DEER2019 | 2019-01-01 |  | 2024-02-06 15:16 | Deemed Ex Ante Team |  | 2024-02-06 15:16 | Deemed Ex Ante Team
Ex | Com | For producing Old, Ex, Rec, and New BldgVint records while post-processing building energy simulations | HGR | CZ05 | 2003 | Any | 0.312 | DEER2019 | 2019-01-01 |  | 2024-02-06 15:16 | Deemed Ex Ante Team |  | 2024-02-06 15:16 | Deemed Ex Ante Team
Ex | Com | For producing Old, Ex, Rec, and New BldgVint records while post-processing building energy simulations | HGR | CZ05 | 2007 | Any | 0.164 | DEER2019 | 2019-01-01 |  | 2024-02-06 15:16 | Deemed Ex Ante Team |  | 2024-02-06 15:16 | Deemed Ex Ante Team
Ex | Com | For producing Old, Ex, Rec, and New BldgVint records while post-processing building energy simulations | HGR | CZ05 | 2011 | Any | 0.164 | DEER2019 | 2019-01-01 |  | 2024-02-06 15:16 | Deemed Ex Ante Team |  | 2024-02-06 15:16 | Deemed Ex Ante Team
Ex | Com | For producing Old, Ex, Rec, and New BldgVint records while post-processing building energy simulations | HGR | CZ05 | 2015 | Any | 0.123 | DEER2019 | 2019-01-01 |  | 2024-02-06 15:16 | Deemed Ex Ante Team |  | 2024-02-06 15:16 | Deemed Ex Ante Team
Ex | Com | For producing Old, Ex, Rec, and New BldgVint records while post-processing building energy simulations | HGR | CZ06 | 2003 | Any | 2.504 | DEER2019 | 2019-01-01 |  | 2024-02-06 15:16 | Deemed Ex Ante Team |  | 2024-02-06 15:16 | Deemed Ex Ante Team
Ex | Com | For producing Old, Ex, Rec, and New BldgVint records while post-processing building energy simulations | HGR | CZ06 | 2007 | Any | 1.119 | DEER2019 | 2019-01-01 |  | 2024-02-06 15:16 | Deemed Ex Ante Team |  | 2024-02-06 15:16 | Deemed Ex Ante Team
Ex | Com | For producing Old, Ex, Rec, and New BldgVint records while post-processing building energy simulations | HGR | CZ06 | 2011 | Any | 1.119 | DEER2019 | 2019-01-01 |  | 2024-02-06 15:16 | Deemed Ex Ante Team |  | 2024-02-06 15:16 | Deemed Ex Ante Team
Ex | Com | For producing Old, Ex, Rec, and New BldgVint records while post-processing building energy simulations | HGR | CZ06 | 2015 | Any | 0.839 | DEER2019 | 2019-01-01 |  | 2024-02-06 15:16 | Deemed Ex Ante Team |  | 2024-02-06 15:16 | Deemed Ex Ante Team
Ex | Com | For producing Old, Ex, Rec, and New BldgVint records while post-processing building energy simulations | HGR | CZ07 | 2003 | Any | 2.344 | DEER2019 | 2019-01-01 |  | 2024-02-06 15:16 | Deemed Ex Ante Team |  | 2024-02-06 15:16 | Deemed Ex Ante Team
Ex | Com | For producing Old, Ex, Rec, and New BldgVint records while post-processing building energy simulations | HGR | CZ07 | 2007 | Any | 1.292 | DEER2019 | 2019-01-01 |  | 2024-02-06 15:16 | Deemed Ex Ante Team |  | 2024-02-06 15:16 | Deemed Ex Ante Team
Ex | Com | For producing Old, Ex, Rec, and New BldgVint records while post-processing building energy simulations | HGR | CZ07 | 2011 | Any | 1.292 | DEER2019 | 2019-01-01 |  | 2024-02-06 15:16 | Deemed Ex Ante Team |  | 2024-02-06 15:16 | Deemed Ex Ante Team
Ex | Com | For producing Old, Ex, Rec, and New BldgVint records while post-processing building energy simulations | HGR | CZ07 | 2015 | Any | 0.969 | DEER2019 | 2019-01-01 |  | 2024-02-06 15:16 | Deemed Ex Ante Team |  | 2024-02-06 15:16 | Deemed Ex Ante Team
Ex | Com | For producing Old, Ex, Rec, and New BldgVint records while post-processing building energy simulations | HGR | CZ08 | 2003 | Any | 1.656 | DEER2019 | 2019-01-01 |  | 2024-02-06 15:16 | Deemed Ex Ante Team |  | 2024-02-06 15:16 | Deemed Ex Ante Team
Ex | Com | For producing Old, Ex, Rec, and New BldgVint records while post-processing building energy simulations | HGR | CZ08 | 2007 | Any | 0.781 | DEER2019 | 2019-01-01 |  | 2024-02-06 15:16 | Deemed Ex Ante Team |  | 2024-02-06 15:16 | Deemed Ex Ante Team
Ex | Com | For producing Old, Ex, Rec, and New BldgVint records while post-processing building energy simulations | HGR | CZ08 | 2011 | Any | 0.781 | DEER2019 | 2019-01-01 |  | 2024-02-06 15:16 | Deemed Ex Ante Team |  | 2024-02-06 15:16 | Deemed Ex Ante Team
Ex | Com | For producing Old, Ex, Rec, and New BldgVint records while post-processing building energy simulations | HGR | CZ08 | 2015 | Any | 0.586 | DEER2019 | 2019-01-01 |  | 2024-02-06 15:16 | Deemed Ex Ante Team |  | 2024-02-06 15:16 | Deemed Ex Ante Team
Ex | Com | For producing Old, Ex, Rec, and New BldgVint records while post-processing building energy simulations | HGR | CZ09 | 2003 | Any | 1.51 | DEER2019 | 2019-01-01 |  | 2024-02-06 15:16 | Deemed Ex Ante Team |  | 2024-02-06 15:16 | Deemed Ex Ante Team
Ex | Com | For producing Old, Ex, Rec, and New BldgVint records while post-processing building energy simulations | HGR | CZ09 | 2007 | Any | 1.162 | DEER2019 | 2019-01-01 |  | 2024-02-06 15:16 | Deemed Ex Ante Team |  | 2024-02-06 15:16 | Deemed Ex Ante Team
Ex | Com | For producing Old, Ex, Rec, and New BldgVint records while post-processing building energy simulations | HGR | CZ09 | 2011 | Any | 1.162 | DEER2019 | 2019-01-01 |  | 2024-02-06 15:16 | Deemed Ex Ante Team |  | 2024-02-06 15:16 | Deemed Ex Ante Team
Ex | Com | For producing Old, Ex, Rec, and New BldgVint records while post-processing building energy simulations | HGR | CZ09 | 2015 | Any | 0.872 | DEER2019 | 2019-01-01 |  | 2024-02-06 15:16 | Deemed Ex Ante Team |  | 2024-02-06 15:16 | Deemed Ex Ante Team
Ex | Com | For producing Old, Ex, Rec, and New BldgVint records while post-processing building energy simulations | HGR | CZ10 | 2003 | Any | 1.056 | DEER2019 | 2019-01-01 |  | 2024-02-06 15:16 | Deemed Ex Ante Team |  | 2024-02-06 15:16 | Deemed Ex Ante Team
Ex | Com | For producing Old, Ex, Rec, and New BldgVint records while post-processing building energy simulations | HGR | CZ10 | 2007 | Any | 0.577 | DEER2019 | 2019-01-01 |  | 2024-02-06 15:16 | Deemed Ex Ante Team |  | 2024-02-06 15:16 | Deemed Ex Ante Team
Ex | Com | For producing Old, Ex, Rec, and New BldgVint records while post-processing building energy simulations | HGR | CZ10 | 2011 | Any | 0.577 | DEER2019 | 2019-01-01 |  | 2024-02-06 15:16 | Deemed Ex Ante Team |  | 2024-02-06 15:16 | Deemed Ex Ante Team
Ex | Com | For producing Old, Ex, Rec, and New BldgVint records while post-processing building energy simulations | HGR | CZ10 | 2015 | Any | 0.432 | DEER2019 | 2019-01-01 |  | 2024-02-06 15:16 | Deemed Ex Ante Team |  | 2024-02-06 15:16 | Deemed Ex Ante Team
Ex | Com | For producing Old, Ex, Rec, and New BldgVint records while post-processing building energy simulations | HGR | CZ11 | 2003 | Any | 0.206 | DEER2019 | 2019-01-01 |  | 2024-02-06 15:16 | Deemed Ex Ante Team |  | 2024-02-06 15:16 | Deemed Ex Ante Team
Ex | Com | For producing Old, Ex, Rec, and New BldgVint records while post-processing building energy simulations | HGR | CZ11 | 2007 | Any | 0.11 | DEER2019 | 2019-01-01 |  | 2024-02-06 15:16 | Deemed Ex Ante Team |  | 2024-02-06 15:16 | Deemed Ex Ante Team
Ex | Com | For producing Old, Ex, Rec, and New BldgVint records while post-processing building energy simulations | HGR | CZ11 | 2011 | Any | 0.11 | DEER2019 | 2019-01-01 |  | 2024-02-06 15:16 | Deemed Ex Ante Team |  | 2024-02-06 15:16 | Deemed Ex Ante Team
Ex | Com | For producing Old, Ex, Rec, and New BldgVint records while post-processing building energy simulations | HGR | CZ11 | 2015 | Any | 0.082 | DEER2019 | 2019-01-01 |  | 2024-02-06 15:16 | Deemed Ex Ante Team |  | 2024-02-06 15:16 | Deemed Ex Ante Team
Ex | Com | For producing Old, Ex, Rec, and New BldgVint records while post-processing building energy simulations | HGR | CZ12 | 2003 | Any | 0.754 | DEER2019 | 2019-01-01 |  | 2024-02-06 15:16 | Deemed Ex Ante Team |  | 2024-02-06 15:16 | Deemed Ex Ante Team
Ex | Com | For producing Old, Ex, Rec, and New BldgVint records while post-processing building energy simulations | HGR | CZ12 | 2007 | Any | 0.422 | DEER2019 | 2019-01-01 |  | 2024-02-06 15:16 | Deemed Ex Ante Team |  | 2024-02-06 15:16 | Deemed Ex Ante Team
Ex | Com | For producing Old, Ex, Rec, and New BldgVint records while post-processing building energy simulations | HGR | CZ12 | 2011 | Any | 0.422 | DEER2019 | 2019-01-01 |  | 2024-02-06 15:16 | Deemed Ex Ante Team |  | 2024-02-06 15:16 | Deemed Ex Ante Team
Ex | Com | For producing Old, Ex, Rec, and New BldgVint records while post-processing building energy simulations | HGR | CZ12 | 2015 | Any | 0.316 | DEER2019 | 2019-01-01 |  | 2024-02-06 15:16 | Deemed Ex Ante Team |  | 2024-02-06 15:16 | Deemed Ex Ante Team
Ex | Com | For producing Old, Ex, Rec, and New BldgVint records while post-processing building energy simulations | HGR | CZ13 | 2003 | Any | 0.479 | DEER2019 | 2019-01-01 |  | 2024-02-06 15:16 | Deemed Ex Ante Team |  | 2024-02-06 15:16 | Deemed Ex Ante Team
Ex | Com | For producing Old, Ex, Rec, and New BldgVint records while post-processing building energy simulations | HGR | CZ13 | 2007 | Any | 0.291 | DEER2019 | 2019-01-01 |  | 2024-02-06 15:16 | Deemed Ex Ante Team |  | 2024-02-06 15:16 | Deemed Ex Ante Team
Ex | Com | For producing Old, Ex, Rec, and New BldgVint records while post-processing building energy simulations | HGR | CZ13 | 2011 | Any | 0.291 | DEER2019 | 2019-01-01 |  | 2024-02-06 15:16 | Deemed Ex Ante Team |  | 2024-02-06 15:16 | Deemed Ex Ante Team
Ex | Com | For producing Old, Ex, Rec, and New BldgVint records while post-processing building energy simulations | HGR | CZ13 | 2015 | Any | 0.217 | DEER2019 | 2019-01-01 |  | 2024-02-06 15:16 | Deemed Ex Ante Team |  | 2024-02-06 15:16 | Deemed Ex Ante Team
Ex | Com | For producing Old, Ex, Rec, and New BldgVint records while post-processing building energy simulations | HGR | CZ14 | 2003 | Any | 0.303 | DEER2019 | 2019-01-01 |  | 2024-02-06 15:16 | Deemed Ex Ante Team |  | 2024-02-06 15:16 | Deemed Ex Ante Team
Ex | Com | For producing Old, Ex, Rec, and New BldgVint records while post-processing building energy simulations | HGR | CZ14 | 2007 | Any | 0.209 | DEER2019 | 2019-01-01 |  | 2024-02-06 15:16 | Deemed Ex Ante Team |  | 2024-02-06 15:16 | Deemed Ex Ante Team
Ex | Com | For producing Old, Ex, Rec, and New BldgVint records while post-processing building energy simulations | HGR | CZ14 | 2011 | Any | 0.209 | DEER2019 | 2019-01-01 |  | 2024-02-06 15:16 | Deemed Ex Ante Team |  | 2024-02-06 15:16 | Deemed Ex Ante Team
Ex | Com | For producing Old, Ex, Rec, and New BldgVint records while post-processing building energy simulations | HGR | CZ14 | 2015 | Any | 0.157 | DEER2019 | 2019-01-01 |  | 2024-02-06 15:16 | Deemed Ex Ante Team |  | 2024-02-06 15:16 | Deemed Ex Ante Team
Ex | Com | For producing Old, Ex, Rec, and New BldgVint records while post-processing building energy simulations | HGR | CZ15 | 2003 | Any | 2.05 | DEER2019 | 2019-01-01 |  | 2024-02-06 15:16 | Deemed Ex Ante Team |  | 2024-02-06 15:16 | Deemed Ex Ante Team
Ex | Com | For producing Old, Ex, Rec, and New BldgVint records while post-processing building energy simulations | HGR | CZ15 | 2007 | Any | 1.116 | DEER2019 | 2019-01-01 |  | 2024-02-06 15:16 | Deemed Ex Ante Team |  | 2024-02-06 15:16 | Deemed Ex Ante Team
Ex | Com | For producing Old, Ex, Rec, and New BldgVint records while post-processing building energy simulations | HGR | CZ15 | 2011 | Any | 1.116 | DEER2019 | 2019-01-01 |  | 2024-02-06 15:16 | Deemed Ex Ante Team |  | 2024-02-06 15:16 | Deemed Ex Ante Team
Ex | Com | For producing Old, Ex, Rec, and New BldgVint records while post-processing building energy simulations | HGR | CZ15 | 2015 | Any | 0.837 | DEER2019 | 2019-01-01 |  | 2024-02-06 15:16 | Deemed Ex Ante Team |  | 2024-02-06 15:16 | Deemed Ex Ante Team
Ex | Com | For producing Old, Ex, Rec, and New BldgVint records while post-processing building energy simulations | HGR | CZ16 | 2003 | Any | 0.323 | DEER2019 | 2019-01-01 |  | 2024-02-06 15:16 | Deemed Ex Ante Team |  | 2024-02-06 15:16 | Deemed Ex Ante Team
Ex | Com | For producing Old, Ex, Rec, and New BldgVint records while post-processing building energy simulations | HGR | CZ16 | 2007 | Any | 0.275 | DEER2019 | 2019-01-01 |  | 2024-02-06 15:16 | Deemed Ex Ante Team |  | 2024-02-06 15:16 | Deemed Ex Ante Team
Ex | Com | For producing Old, Ex, Rec, and New BldgVint records while post-processing building energy simulations | HGR | CZ16 | 2011 | Any | 0.275 | DEER2019 | 2019-01-01 |  | 2024-02-06 15:16 | Deemed Ex Ante Team |  | 2024-02-06 15:16 | Deemed Ex Ante Team
Ex | Com | For producing Old, Ex, Rec, and New BldgVint records while post-processing building energy simulations | HGR | CZ16 | 2015 | Any | 0.207 | DEER2019 | 2019-01-01 |  | 2024-02-06 15:16 | Deemed Ex Ante Team |  | 2024-02-06 15:16 | Deemed Ex Ante Team
Ex | Com | For producing Old, Ex, Rec, and New BldgVint records while post-processing building energy simulations | Hsp | CZ01 | 2003 | Any | 0.08 | DEER2019 | 2019-01-01 |  | 2024-02-06 15:16 | Deemed Ex Ante Team |  | 2024-02-06 15:16 | Deemed Ex Ante Team
Ex | Com | For producing Old, Ex, Rec, and New BldgVint records while post-processing building energy simulations | Hsp | CZ01 | 2007 | Any | 0.022 | DEER2019 | 2019-01-01 |  | 2024-02-06 15:16 | Deemed Ex Ante Team |  | 2024-02-06 15:16 | Deemed Ex Ante Team
Ex | Com | For producing Old, Ex, Rec, and New BldgVint records while post-processing building energy simulations | Hsp | CZ01 | 2011 | Any | 0.022 | DEER2019 | 2019-01-01 |  | 2024-02-06 15:16 | Deemed Ex Ante Team |  | 2024-02-06 15:16 | Deemed Ex Ante Team
Ex | Com | For producing Old, Ex, Rec, and New BldgVint records while post-processing building energy simulations | Hsp | CZ01 | 2015 | Any | 0.017 | DEER2019 | 2019-01-01 |  | 2024-02-06 15:16 | Deemed Ex Ante Team |  | 2024-02-06 15:16 | Deemed Ex Ante Team
Ex | Com | For producing Old, Ex, Rec, and New BldgVint records while post-processing building energy simulations | Hsp | CZ02 | 2003 | Any | 0.433 | DEER2019 | 2019-01-01 |  | 2024-02-06 15:16 | Deemed Ex Ante Team |  | 2024-02-06 15:16 | Deemed Ex Ante Team
Ex | Com | For producing Old, Ex, Rec, and New BldgVint records while post-processing building energy simulations | Hsp | CZ02 | 2007 | Any | 0.213 | DEER2019 | 2019-01-01 |  | 2024-02-06 15:16 | Deemed Ex Ante Team |  | 2024-02-06 15:16 | Deemed Ex Ante Team
Ex | Com | For producing Old, Ex, Rec, and New BldgVint records while post-processing building energy simulations | Hsp | CZ02 | 2011 | Any | 0.213 | DEER2019 | 2019-01-01 |  | 2024-02-06 15:16 | Deemed Ex Ante Team |  | 2024-02-06 15:16 | Deemed Ex Ante Team
Ex | Com | For producing Old, Ex, Rec, and New BldgVint records while post-processing building energy simulations | Hsp | CZ02 | 2015 | Any | 0.16 | DEER2019 | 2019-01-01 |  | 2024-02-06 15:16 | Deemed Ex Ante Team |  | 2024-02-06 15:16 | Deemed Ex Ante Team
Ex | Com | For producing Old, Ex, Rec, and New BldgVint records while post-processing building energy simulations | Hsp | CZ03 | 2003 | Any | 0.578 | DEER2019 | 2019-01-01 |  | 2024-02-06 15:16 | Deemed Ex Ante Team |  | 2024-02-06 15:16 | Deemed Ex Ante Team
Ex | Com | For producing Old, Ex, Rec, and New BldgVint records while post-processing building energy simulations | Hsp | CZ03 | 2007 | Any | 0.582 | DEER2019 | 2019-01-01 |  | 2024-02-06 15:16 | Deemed Ex Ante Team |  | 2024-02-06 15:16 | Deemed Ex Ante Team
Ex | Com | For producing Old, Ex, Rec, and New BldgVint records while post-processing building energy simulations | Hsp | CZ03 | 2011 | Any | 0.582 | DEER2019 | 2019-01-01 |  | 2024-02-06 15:16 | Deemed Ex Ante Team |  | 2024-02-06 15:16 | Deemed Ex Ante Team
Ex | Com | For producing Old, Ex, Rec, and New BldgVint records while post-processing building energy simulations | Hsp | CZ03 | 2015 | Any | 0.437 | DEER2019 | 2019-01-01 |  | 2024-02-06 15:16 | Deemed Ex Ante Team |  | 2024-02-06 15:16 | Deemed Ex Ante Team
Ex | Com | For producing Old, Ex, Rec, and New BldgVint records while post-processing building energy simulations | Hsp | CZ04 | 2003 | Any | 0.629 | DEER2019 | 2019-01-01 |  | 2024-02-06 15:16 | Deemed Ex Ante Team |  | 2024-02-06 15:16 | Deemed Ex Ante Team
Ex | Com | For producing Old, Ex, Rec, and New BldgVint records while post-processing building energy simulations | Hsp | CZ04 | 2007 | Any | 0.298 | DEER2019 | 2019-01-01 |  | 2024-02-06 15:16 | Deemed Ex Ante Team |  | 2024-02-06 15:16 | Deemed Ex Ante Team
Ex | Com | For producing Old, Ex, Rec, and New BldgVint records while post-processing building energy simulations | Hsp | CZ04 | 2011 | Any | 0.298 | DEER2019 | 2019-01-01 |  | 2024-02-06 15:16 | Deemed Ex Ante Team |  | 2024-02-06 15:16 | Deemed Ex Ante Team
Ex | Com | For producing Old, Ex, Rec, and New BldgVint records while post-processing building energy simulations | Hsp | CZ04 | 2015 | Any | 0.223 | DEER2019 | 2019-01-01 |  | 2024-02-06 15:16 | Deemed Ex Ante Team |  | 2024-02-06 15:16 | Deemed Ex Ante Team
Ex | Com | For producing Old, Ex, Rec, and New BldgVint records while post-processing building energy simulations | Hsp | CZ05 | 2003 | Any | 0.262 | DEER2019 | 2019-01-01 |  | 2024-02-06 15:16 | Deemed Ex Ante Team |  | 2024-02-06 15:16 | Deemed Ex Ante Team
Ex | Com | For producing Old, Ex, Rec, and New BldgVint records while post-processing building energy simulations | Hsp | CZ05 | 2007 | Any | 0.095 | DEER2019 | 2019-01-01 |  | 2024-02-06 15:16 | Deemed Ex Ante Team |  | 2024-02-06 15:16 | Deemed Ex Ante Team
Ex | Com | For producing Old, Ex, Rec, and New BldgVint records while post-processing building energy simulations | Hsp | CZ05 | 2011 | Any | 0.095 | DEER2019 | 2019-01-01 |  | 2024-02-06 15:16 | Deemed Ex Ante Team |  | 2024-02-06 15:16 | Deemed Ex Ante Team
Ex | Com | For producing Old, Ex, Rec, and New BldgVint records while post-processing building energy simulations | Hsp | CZ05 | 2015 | Any | 0.072 | DEER2019 | 2019-01-01 |  | 2024-02-06 15:16 | Deemed Ex Ante Team |  | 2024-02-06 15:16 | Deemed Ex Ante Team
Ex | Com | For producing Old, Ex, Rec, and New BldgVint records while post-processing building energy simulations | Hsp | CZ06 | 2003 | Any | 2.648 | DEER2019 | 2019-01-01 |  | 2024-02-06 15:16 | Deemed Ex Ante Team |  | 2024-02-06 15:16 | Deemed Ex Ante Team
Ex | Com | For producing Old, Ex, Rec, and New BldgVint records while post-processing building energy simulations | Hsp | CZ06 | 2007 | Any | 0.854 | DEER2019 | 2019-01-01 |  | 2024-02-06 15:16 | Deemed Ex Ante Team |  | 2024-02-06 15:16 | Deemed Ex Ante Team
Ex | Com | For producing Old, Ex, Rec, and New BldgVint records while post-processing building energy simulations | Hsp | CZ06 | 2011 | Any | 0.854 | DEER2019 | 2019-01-01 |  | 2024-02-06 15:16 | Deemed Ex Ante Team |  | 2024-02-06 15:16 | Deemed Ex Ante Team
Ex | Com | For producing Old, Ex, Rec, and New BldgVint records while post-processing building energy simulations | Hsp | CZ06 | 2015 | Any | 0.641 | DEER2019 | 2019-01-01 |  | 2024-02-06 15:16 | Deemed Ex Ante Team |  | 2024-02-06 15:16 | Deemed Ex Ante Team
Ex | Com | For producing Old, Ex, Rec, and New BldgVint records while post-processing building energy simulations | Hsp | CZ07 | 2003 | Any | 0.928 | DEER2019 | 2019-01-01 |  | 2024-02-06 15:16 | Deemed Ex Ante Team |  | 2024-02-06 15:16 | Deemed Ex Ante Team
Ex | Com | For producing Old, Ex, Rec, and New BldgVint records while post-processing building energy simulations | Hsp | CZ07 | 2007 | Any | 0.334 | DEER2019 | 2019-01-01 |  | 2024-02-06 15:16 | Deemed Ex Ante Team |  | 2024-02-06 15:16 | Deemed Ex Ante Team
Ex | Com | For producing Old, Ex, Rec, and New BldgVint records while post-processing building energy simulations | Hsp | CZ07 | 2011 | Any | 0.334 | DEER2019 | 2019-01-01 |  | 2024-02-06 15:16 | Deemed Ex Ante Team |  | 2024-02-06 15:16 | Deemed Ex Ante Team
Ex | Com | For producing Old, Ex, Rec, and New BldgVint records while post-processing building energy simulations | Hsp | CZ07 | 2015 | Any | 0.25 | DEER2019 | 2019-01-01 |  | 2024-02-06 15:16 | Deemed Ex Ante Team |  | 2024-02-06 15:16 | Deemed Ex Ante Team
Ex | Com | For producing Old, Ex, Rec, and New BldgVint records while post-processing building energy simulations | Hsp | CZ08 | 2003 | Any | 2.969 | DEER2019 | 2019-01-01 |  | 2024-02-06 15:16 | Deemed Ex Ante Team |  | 2024-02-06 15:16 | Deemed Ex Ante Team
Ex | Com | For producing Old, Ex, Rec, and New BldgVint records while post-processing building energy simulations | Hsp | CZ08 | 2007 | Any | 0.989 | DEER2019 | 2019-01-01 |  | 2024-02-06 15:16 | Deemed Ex Ante Team |  | 2024-02-06 15:16 | Deemed Ex Ante Team
Ex | Com | For producing Old, Ex, Rec, and New BldgVint records while post-processing building energy simulations | Hsp | CZ08 | 2011 | Any | 0.989 | DEER2019 | 2019-01-01 |  | 2024-02-06 15:16 | Deemed Ex Ante Team |  | 2024-02-06 15:16 | Deemed Ex Ante Team
Ex | Com | For producing Old, Ex, Rec, and New BldgVint records while post-processing building energy simulations | Hsp | CZ08 | 2015 | Any | 0.742 | DEER2019 | 2019-01-01 |  | 2024-02-06 15:16 | Deemed Ex Ante Team |  | 2024-02-06 15:16 | Deemed Ex Ante Team
Ex | Com | For producing Old, Ex, Rec, and New BldgVint records while post-processing building energy simulations | Hsp | CZ09 | 2003 | Any | 2.581 | DEER2019 | 2019-01-01 |  | 2024-02-06 15:16 | Deemed Ex Ante Team |  | 2024-02-06 15:16 | Deemed Ex Ante Team
Ex | Com | For producing Old, Ex, Rec, and New BldgVint records while post-processing building energy simulations | Hsp | CZ09 | 2007 | Any | 1.016 | DEER2019 | 2019-01-01 |  | 2024-02-06 15:16 | Deemed Ex Ante Team |  | 2024-02-06 15:16 | Deemed Ex Ante Team
Ex | Com | For producing Old, Ex, Rec, and New BldgVint records while post-processing building energy simulations | Hsp | CZ09 | 2011 | Any | 1.016 | DEER2019 | 2019-01-01 |  | 2024-02-06 15:16 | Deemed Ex Ante Team |  | 2024-02-06 15:16 | Deemed Ex Ante Team
Ex | Com | For producing Old, Ex, Rec, and New BldgVint records while post-processing building energy simulations | Hsp | CZ09 | 2015 | Any | 0.762 | DEER2019 | 2019-01-01 |  | 2024-02-06 15:16 | Deemed Ex Ante Team |  | 2024-02-06 15:16 | Deemed Ex Ante Team
Ex | Com | For producing Old, Ex, Rec, and New BldgVint records while post-processing building energy simulations | Hsp | CZ10 | 2003 | Any | 1.343 | DEER2019 | 2019-01-01 |  | 2024-02-06 15:16 | Deemed Ex Ante Team |  | 2024-02-06 15:16 | Deemed Ex Ante Team
Ex | Com | For producing Old, Ex, Rec, and New BldgVint records while post-processing building energy simulations | Hsp | CZ10 | 2007 | Any | 0.985 | DEER2019 | 2019-01-01 |  | 2024-02-06 15:16 | Deemed Ex Ante Team |  | 2024-02-06 15:16 | Deemed Ex Ante Team
Ex | Com | For producing Old, Ex, Rec, and New BldgVint records while post-processing building energy simulations | Hsp | CZ10 | 2011 | Any | 0.985 | DEER2019 | 2019-01-01 |  | 2024-02-06 15:16 | Deemed Ex Ante Team |  | 2024-02-06 15:16 | Deemed Ex Ante Team
Ex | Com | For producing Old, Ex, Rec, and New BldgVint records while post-processing building energy simulations | Hsp | CZ10 | 2015 | Any | 0.739 | DEER2019 | 2019-01-01 |  | 2024-02-06 15:16 | Deemed Ex Ante Team |  | 2024-02-06 15:16 | Deemed Ex Ante Team
Ex | Com | For producing Old, Ex, Rec, and New BldgVint records while post-processing building energy simulations | Hsp | CZ11 | 2003 | Any | 0.423 | DEER2019 | 2019-01-01 |  | 2024-02-06 15:16 | Deemed Ex Ante Team |  | 2024-02-06 15:16 | Deemed Ex Ante Team
Ex | Com | For producing Old, Ex, Rec, and New BldgVint records while post-processing building energy simulations | Hsp | CZ11 | 2007 | Any | 0.18 | DEER2019 | 2019-01-01 |  | 2024-02-06 15:16 | Deemed Ex Ante Team |  | 2024-02-06 15:16 | Deemed Ex Ante Team
Ex | Com | For producing Old, Ex, Rec, and New BldgVint records while post-processing building energy simulations | Hsp | CZ11 | 2011 | Any | 0.18 | DEER2019 | 2019-01-01 |  | 2024-02-06 15:16 | Deemed Ex Ante Team |  | 2024-02-06 15:16 | Deemed Ex Ante Team
Ex | Com | For producing Old, Ex, Rec, and New BldgVint records while post-processing building energy simulations | Hsp | CZ11 | 2015 | Any | 0.135 | DEER2019 | 2019-01-01 |  | 2024-02-06 15:16 | Deemed Ex Ante Team |  | 2024-02-06 15:16 | Deemed Ex Ante Team
Ex | Com | For producing Old, Ex, Rec, and New BldgVint records while post-processing building energy simulations | Hsp | CZ12 | 2003 | Any | 1.048 | DEER2019 | 2019-01-01 |  | 2024-02-06 15:16 | Deemed Ex Ante Team |  | 2024-02-06 15:16 | Deemed Ex Ante Team
Ex | Com | For producing Old, Ex, Rec, and New BldgVint records while post-processing building energy simulations | Hsp | CZ12 | 2007 | Any | 0.594 | DEER2019 | 2019-01-01 |  | 2024-02-06 15:16 | Deemed Ex Ante Team |  | 2024-02-06 15:16 | Deemed Ex Ante Team
Ex | Com | For producing Old, Ex, Rec, and New BldgVint records while post-processing building energy simulations | Hsp | CZ12 | 2011 | Any | 0.594 | DEER2019 | 2019-01-01 |  | 2024-02-06 15:16 | Deemed Ex Ante Team |  | 2024-02-06 15:16 | Deemed Ex Ante Team
Ex | Com | For producing Old, Ex, Rec, and New BldgVint records while post-processing building energy simulations | Hsp | CZ12 | 2015 | Any | 0.445 | DEER2019 | 2019-01-01 |  | 2024-02-06 15:16 | Deemed Ex Ante Team |  | 2024-02-06 15:16 | Deemed Ex Ante Team
Ex | Com | For producing Old, Ex, Rec, and New BldgVint records while post-processing building energy simulations | Hsp | CZ13 | 2003 | Any | 1.274 | DEER2019 | 2019-01-01 |  | 2024-02-06 15:16 | Deemed Ex Ante Team |  | 2024-02-06 15:16 | Deemed Ex Ante Team
Ex | Com | For producing Old, Ex, Rec, and New BldgVint records while post-processing building energy simulations | Hsp | CZ13 | 2007 | Any | 0.609 | DEER2019 | 2019-01-01 |  | 2024-02-06 15:16 | Deemed Ex Ante Team |  | 2024-02-06 15:16 | Deemed Ex Ante Team
Ex | Com | For producing Old, Ex, Rec, and New BldgVint records while post-processing building energy simulations | Hsp | CZ13 | 2011 | Any | 0.609 | DEER2019 | 2019-01-01 |  | 2024-02-06 15:16 | Deemed Ex Ante Team |  | 2024-02-06 15:16 | Deemed Ex Ante Team
Ex | Com | For producing Old, Ex, Rec, and New BldgVint records while post-processing building energy simulations | Hsp | CZ13 | 2015 | Any | 0.456 | DEER2019 | 2019-01-01 |  | 2024-02-06 15:16 | Deemed Ex Ante Team |  | 2024-02-06 15:16 | Deemed Ex Ante Team
Ex | Com | For producing Old, Ex, Rec, and New BldgVint records while post-processing building energy simulations | Hsp | CZ14 | 2003 | Any | 0.227 | DEER2019 | 2019-01-01 |  | 2024-02-06 15:16 | Deemed Ex Ante Team |  | 2024-02-06 15:16 | Deemed Ex Ante Team
Ex | Com | For producing Old, Ex, Rec, and New BldgVint records while post-processing building energy simulations | Hsp | CZ14 | 2007 | Any | 0.149 | DEER2019 | 2019-01-01 |  | 2024-02-06 15:16 | Deemed Ex Ante Team |  | 2024-02-06 15:16 | Deemed Ex Ante Team
Ex | Com | For producing Old, Ex, Rec, and New BldgVint records while post-processing building energy simulations | Hsp | CZ14 | 2011 | Any | 0.149 | DEER2019 | 2019-01-01 |  | 2024-02-06 15:16 | Deemed Ex Ante Team |  | 2024-02-06 15:16 | Deemed Ex Ante Team
Ex | Com | For producing Old, Ex, Rec, and New BldgVint records while post-processing building energy simulations | Hsp | CZ14 | 2015 | Any | 0.113 | DEER2019 | 2019-01-01 |  | 2024-02-06 15:16 | Deemed Ex Ante Team |  | 2024-02-06 15:16 | Deemed Ex Ante Team
Ex | Com | For producing Old, Ex, Rec, and New BldgVint records while post-processing building energy simulations | Hsp | CZ15 | 2003 | Any | 0.244 | DEER2019 | 2019-01-01 |  | 2024-02-06 15:16 | Deemed Ex Ante Team |  | 2024-02-06 15:16 | Deemed Ex Ante Team
Ex | Com | For producing Old, Ex, Rec, and New BldgVint records while post-processing building energy simulations | Hsp | CZ15 | 2007 | Any | 0.192 | DEER2019 | 2019-01-01 |  | 2024-02-06 15:16 | Deemed Ex Ante Team |  | 2024-02-06 15:16 | Deemed Ex Ante Team
Ex | Com | For producing Old, Ex, Rec, and New BldgVint records while post-processing building energy simulations | Hsp | CZ15 | 2011 | Any | 0.192 | DEER2019 | 2019-01-01 |  | 2024-02-06 15:16 | Deemed Ex Ante Team |  | 2024-02-06 15:16 | Deemed Ex Ante Team
Ex | Com | For producing Old, Ex, Rec, and New BldgVint records while post-processing building energy simulations | Hsp | CZ15 | 2015 | Any | 0.144 | DEER2019 | 2019-01-01 |  | 2024-02-06 15:16 | Deemed Ex Ante Team |  | 2024-02-06 15:16 | Deemed Ex Ante Team
Ex | Com | For producing Old, Ex, Rec, and New BldgVint records while post-processing building energy simulations | Hsp | CZ16 | 2003 | Any | 0.174 | DEER2019 | 2019-01-01 |  | 2024-02-06 15:16 | Deemed Ex Ante Team |  | 2024-02-06 15:16 | Deemed Ex Ante Team
Ex | Com | For producing Old, Ex, Rec, and New BldgVint records while post-processing building energy simulations | Hsp | CZ16 | 2007 | Any | 0.123 | DEER2019 | 2019-01-01 |  | 2024-02-06 15:16 | Deemed Ex Ante Team |  | 2024-02-06 15:16 | Deemed Ex Ante Team
Ex | Com | For producing Old, Ex, Rec, and New BldgVint records while post-processing building energy simulations | Hsp | CZ16 | 2011 | Any | 0.123 | DEER2019 | 2019-01-01 |  | 2024-02-06 15:16 | Deemed Ex Ante Team |  | 2024-02-06 15:16 | Deemed Ex Ante Team
Ex | Com | For producing Old, Ex, Rec, and New BldgVint records while post-processing building energy simulations | Hsp | CZ16 | 2015 | Any | 0.093 | DEER2019 | 2019-01-01 |  | 2024-02-06 15:16 | Deemed Ex Ante Team |  | 2024-02-06 15:16 | Deemed Ex Ante Team
Ex | Com | For producing Old, Ex, Rec, and New BldgVint records while post-processing building energy simulations | Htl | CZ01 | 2003 | Any | 0.119 | DEER2019 | 2019-01-01 |  | 2024-02-06 15:16 | Deemed Ex Ante Team |  | 2024-02-06 15:16 | Deemed Ex Ante Team
Ex | Com | For producing Old, Ex, Rec, and New BldgVint records while post-processing building energy simulations | Htl | CZ01 | 2007 | Any | 0.038 | DEER2019 | 2019-01-01 |  | 2024-02-06 15:16 | Deemed Ex Ante Team |  | 2024-02-06 15:16 | Deemed Ex Ante Team
Ex | Com | For producing Old, Ex, Rec, and New BldgVint records while post-processing building energy simulations | Htl | CZ01 | 2011 | Any | 0.038 | DEER2019 | 2019-01-01 |  | 2024-02-06 15:16 | Deemed Ex Ante Team |  | 2024-02-06 15:16 | Deemed Ex Ante Team
Ex | Com | For producing Old, Ex, Rec, and New BldgVint records while post-processing building energy simulations | Htl | CZ01 | 2015 | Any | 0.029 | DEER2019 | 2019-01-01 |  | 2024-02-06 15:16 | Deemed Ex Ante Team |  | 2024-02-06 15:16 | Deemed Ex Ante Team
Ex | Com | For producing Old, Ex, Rec, and New BldgVint records while post-processing building energy simulations | Htl | CZ02 | 2003 | Any | 0.362 | DEER2019 | 2019-01-01 |  | 2024-02-06 15:16 | Deemed Ex Ante Team |  | 2024-02-06 15:16 | Deemed Ex Ante Team
Ex | Com | For producing Old, Ex, Rec, and New BldgVint records while post-processing building energy simulations | Htl | CZ02 | 2007 | Any | 0.168 | DEER2019 | 2019-01-01 |  | 2024-02-06 15:16 | Deemed Ex Ante Team |  | 2024-02-06 15:16 | Deemed Ex Ante Team
Ex | Com | For producing Old, Ex, Rec, and New BldgVint records while post-processing building energy simulations | Htl | CZ02 | 2011 | Any | 0.168 | DEER2019 | 2019-01-01 |  | 2024-02-06 15:16 | Deemed Ex Ante Team |  | 2024-02-06 15:16 | Deemed Ex Ante Team
Ex | Com | For producing Old, Ex, Rec, and New BldgVint records while post-processing building energy simulations | Htl | CZ02 | 2015 | Any | 0.126 | DEER2019 | 2019-01-01 |  | 2024-02-06 15:16 | Deemed Ex Ante Team |  | 2024-02-06 15:16 | Deemed Ex Ante Team
Ex | Com | For producing Old, Ex, Rec, and New BldgVint records while post-processing building energy simulations | Htl | CZ03 | 2003 | Any | 1.994 | DEER2019 | 2019-01-01 |  | 2024-02-06 15:16 | Deemed Ex Ante Team |  | 2024-02-06 15:16 | Deemed Ex Ante Team
Ex | Com | For producing Old, Ex, Rec, and New BldgVint records while post-processing building energy simulations | Htl | CZ03 | 2007 | Any | 0.502 | DEER2019 | 2019-01-01 |  | 2024-02-06 15:16 | Deemed Ex Ante Team |  | 2024-02-06 15:16 | Deemed Ex Ante Team
Ex | Com | For producing Old, Ex, Rec, and New BldgVint records while post-processing building energy simulations | Htl | CZ03 | 2011 | Any | 0.502 | DEER2019 | 2019-01-01 |  | 2024-02-06 15:16 | Deemed Ex Ante Team |  | 2024-02-06 15:16 | Deemed Ex Ante Team
Ex | Com | For producing Old, Ex, Rec, and New BldgVint records while post-processing building energy simulations | Htl | CZ03 | 2015 | Any | 0.376 | DEER2019 | 2019-01-01 |  | 2024-02-06 15:16 | Deemed Ex Ante Team |  | 2024-02-06 15:16 | Deemed Ex Ante Team
Ex | Com | For producing Old, Ex, Rec, and New BldgVint records while post-processing building energy simulations | Htl | CZ04 | 2003 | Any | 0.699 | DEER2019 | 2019-01-01 |  | 2024-02-06 15:16 | Deemed Ex Ante Team |  | 2024-02-06 15:16 | Deemed Ex Ante Team
Ex | Com | For producing Old, Ex, Rec, and New BldgVint records while post-processing building energy simulations | Htl | CZ04 | 2007 | Any | 0.372 | DEER2019 | 2019-01-01 |  | 2024-02-06 15:16 | Deemed Ex Ante Team |  | 2024-02-06 15:16 | Deemed Ex Ante Team
Ex | Com | For producing Old, Ex, Rec, and New BldgVint records while post-processing building energy simulations | Htl | CZ04 | 2011 | Any | 0.372 | DEER2019 | 2019-01-01 |  | 2024-02-06 15:16 | Deemed Ex Ante Team |  | 2024-02-06 15:16 | Deemed Ex Ante Team
Ex | Com | For producing Old, Ex, Rec, and New BldgVint records while post-processing building energy simulations | Htl | CZ04 | 2015 | Any | 0.279 | DEER2019 | 2019-01-01 |  | 2024-02-06 15:16 | Deemed Ex Ante Team |  | 2024-02-06 15:16 | Deemed Ex Ante Team
Ex | Com | For producing Old, Ex, Rec, and New BldgVint records while post-processing building energy simulations | Htl | CZ05 | 2003 | Any | 0.312 | DEER2019 | 2019-01-01 |  | 2024-02-06 15:16 | Deemed Ex Ante Team |  | 2024-02-06 15:16 | Deemed Ex Ante Team
Ex | Com | For producing Old, Ex, Rec, and New BldgVint records while post-processing building energy simulations | Htl | CZ05 | 2007 | Any | 0.164 | DEER2019 | 2019-01-01 |  | 2024-02-06 15:16 | Deemed Ex Ante Team |  | 2024-02-06 15:16 | Deemed Ex Ante Team
Ex | Com | For producing Old, Ex, Rec, and New BldgVint records while post-processing building energy simulations | Htl | CZ05 | 2011 | Any | 0.164 | DEER2019 | 2019-01-01 |  | 2024-02-06 15:16 | Deemed Ex Ante Team |  | 2024-02-06 15:16 | Deemed Ex Ante Team
Ex | Com | For producing Old, Ex, Rec, and New BldgVint records while post-processing building energy simulations | Htl | CZ05 | 2015 | Any | 0.123 | DEER2019 | 2019-01-01 |  | 2024-02-06 15:16 | Deemed Ex Ante Team |  | 2024-02-06 15:16 | Deemed Ex Ante Team
Ex | Com | For producing Old, Ex, Rec, and New BldgVint records while post-processing building energy simulations | Htl | CZ06 | 2003 | Any | 2.504 | DEER2019 | 2019-01-01 |  | 2024-02-06 15:16 | Deemed Ex Ante Team |  | 2024-02-06 15:16 | Deemed Ex Ante Team
Ex | Com | For producing Old, Ex, Rec, and New BldgVint records while post-processing building energy simulations | Htl | CZ06 | 2007 | Any | 1.119 | DEER2019 | 2019-01-01 |  | 2024-02-06 15:16 | Deemed Ex Ante Team |  | 2024-02-06 15:16 | Deemed Ex Ante Team
Ex | Com | For producing Old, Ex, Rec, and New BldgVint records while post-processing building energy simulations | Htl | CZ06 | 2011 | Any | 1.119 | DEER2019 | 2019-01-01 |  | 2024-02-06 15:16 | Deemed Ex Ante Team |  | 2024-02-06 15:16 | Deemed Ex Ante Team
Ex | Com | For producing Old, Ex, Rec, and New BldgVint records while post-processing building energy simulations | Htl | CZ06 | 2015 | Any | 0.839 | DEER2019 | 2019-01-01 |  | 2024-02-06 15:16 | Deemed Ex Ante Team |  | 2024-02-06 15:16 | Deemed Ex Ante Team
Ex | Com | For producing Old, Ex, Rec, and New BldgVint records while post-processing building energy simulations | Htl | CZ07 | 2003 | Any | 2.344 | DEER2019 | 2019-01-01 |  | 2024-02-06 15:16 | Deemed Ex Ante Team |  | 2024-02-06 15:16 | Deemed Ex Ante Team
Ex | Com | For producing Old, Ex, Rec, and New BldgVint records while post-processing building energy simulations | Htl | CZ07 | 2007 | Any | 1.292 | DEER2019 | 2019-01-01 |  | 2024-02-06 15:16 | Deemed Ex Ante Team |  | 2024-02-06 15:16 | Deemed Ex Ante Team
Ex | Com | For producing Old, Ex, Rec, and New BldgVint records while post-processing building energy simulations | Htl | CZ07 | 2011 | Any | 1.292 | DEER2019 | 2019-01-01 |  | 2024-02-06 15:16 | Deemed Ex Ante Team |  | 2024-02-06 15:16 | Deemed Ex Ante Team
Ex | Com | For producing Old, Ex, Rec, and New BldgVint records while post-processing building energy simulations | Htl | CZ07 | 2015 | Any | 0.969 | DEER2019 | 2019-01-01 |  | 2024-02-06 15:16 | Deemed Ex Ante Team |  | 2024-02-06 15:16 | Deemed Ex Ante Team
Ex | Com | For producing Old, Ex, Rec, and New BldgVint records while post-processing building energy simulations | Htl | CZ08 | 2003 | Any | 1.656 | DEER2019 | 2019-01-01 |  | 2024-02-06 15:16 | Deemed Ex Ante Team |  | 2024-02-06 15:16 | Deemed Ex Ante Team
Ex | Com | For producing Old, Ex, Rec, and New BldgVint records while post-processing building energy simulations | Htl | CZ08 | 2007 | Any | 0.781 | DEER2019 | 2019-01-01 |  | 2024-02-06 15:16 | Deemed Ex Ante Team |  | 2024-02-06 15:16 | Deemed Ex Ante Team
Ex | Com | For producing Old, Ex, Rec, and New BldgVint records while post-processing building energy simulations | Htl | CZ08 | 2011 | Any | 0.781 | DEER2019 | 2019-01-01 |  | 2024-02-06 15:16 | Deemed Ex Ante Team |  | 2024-02-06 15:16 | Deemed Ex Ante Team
Ex | Com | For producing Old, Ex, Rec, and New BldgVint records while post-processing building energy simulations | Htl | CZ08 | 2015 | Any | 0.586 | DEER2019 | 2019-01-01 |  | 2024-02-06 15:16 | Deemed Ex Ante Team |  | 2024-02-06 15:16 | Deemed Ex Ante Team
Ex | Com | For producing Old, Ex, Rec, and New BldgVint records while post-processing building energy simulations | Htl | CZ09 | 2003 | Any | 1.51 | DEER2019 | 2019-01-01 |  | 2024-02-06 15:16 | Deemed Ex Ante Team |  | 2024-02-06 15:16 | Deemed Ex Ante Team
Ex | Com | For producing Old, Ex, Rec, and New BldgVint records while post-processing building energy simulations | Htl | CZ09 | 2007 | Any | 1.162 | DEER2019 | 2019-01-01 |  | 2024-02-06 15:16 | Deemed Ex Ante Team |  | 2024-02-06 15:16 | Deemed Ex Ante Team
Ex | Com | For producing Old, Ex, Rec, and New BldgVint records while post-processing building energy simulations | Htl | CZ09 | 2011 | Any | 1.162 | DEER2019 | 2019-01-01 |  | 2024-02-06 15:16 | Deemed Ex Ante Team |  | 2024-02-06 15:16 | Deemed Ex Ante Team
Ex | Com | For producing Old, Ex, Rec, and New BldgVint records while post-processing building energy simulations | Htl | CZ09 | 2015 | Any | 0.872 | DEER2019 | 2019-01-01 |  | 2024-02-06 15:16 | Deemed Ex Ante Team |  | 2024-02-06 15:16 | Deemed Ex Ante Team
Ex | Com | For producing Old, Ex, Rec, and New BldgVint records while post-processing building energy simulations | Htl | CZ10 | 2003 | Any | 1.056 | DEER2019 | 2019-01-01 |  | 2024-02-06 15:16 | Deemed Ex Ante Team |  | 2024-02-06 15:16 | Deemed Ex Ante Team
Ex | Com | For producing Old, Ex, Rec, and New BldgVint records while post-processing building energy simulations | Htl | CZ10 | 2007 | Any | 0.577 | DEER2019 | 2019-01-01 |  | 2024-02-06 15:16 | Deemed Ex Ante Team |  | 2024-02-06 15:16 | Deemed Ex Ante Team
Ex | Com | For producing Old, Ex, Rec, and New BldgVint records while post-processing building energy simulations | Htl | CZ10 | 2011 | Any | 0.577 | DEER2019 | 2019-01-01 |  | 2024-02-06 15:16 | Deemed Ex Ante Team |  | 2024-02-06 15:16 | Deemed Ex Ante Team
Ex | Com | For producing Old, Ex, Rec, and New BldgVint records while post-processing building energy simulations | Htl | CZ10 | 2015 | Any | 0.432 | DEER2019 | 2019-01-01 |  | 2024-02-06 15:16 | Deemed Ex Ante Team |  | 2024-02-06 15:16 | Deemed Ex Ante Team
Ex | Com | For producing Old, Ex, Rec, and New BldgVint records while post-processing building energy simulations | Htl | CZ11 | 2003 | Any | 0.206 | DEER2019 | 2019-01-01 |  | 2024-02-06 15:16 | Deemed Ex Ante Team |  | 2024-02-06 15:16 | Deemed Ex Ante Team
Ex | Com | For producing Old, Ex, Rec, and New BldgVint records while post-processing building energy simulations | Htl | CZ11 | 2007 | Any | 0.11 | DEER2019 | 2019-01-01 |  | 2024-02-06 15:16 | Deemed Ex Ante Team |  | 2024-02-06 15:16 | Deemed Ex Ante Team
Ex | Com | For producing Old, Ex, Rec, and New BldgVint records while post-processing building energy simulations | Htl | CZ11 | 2011 | Any | 0.11 | DEER2019 | 2019-01-01 |  | 2024-02-06 15:16 | Deemed Ex Ante Team |  | 2024-02-06 15:16 | Deemed Ex Ante Team
Ex | Com | For producing Old, Ex, Rec, and New BldgVint records while post-processing building energy simulations | Htl | CZ11 | 2015 | Any | 0.082 | DEER2019 | 2019-01-01 |  | 2024-02-06 15:16 | Deemed Ex Ante Team |  | 2024-02-06 15:16 | Deemed Ex Ante Team
Ex | Com | For producing Old, Ex, Rec, and New BldgVint records while post-processing building energy simulations | Htl | CZ12 | 2003 | Any | 0.754 | DEER2019 | 2019-01-01 |  | 2024-02-06 15:16 | Deemed Ex Ante Team |  | 2024-02-06 15:16 | Deemed Ex Ante Team
Ex | Com | For producing Old, Ex, Rec, and New BldgVint records while post-processing building energy simulations | Htl | CZ12 | 2007 | Any | 0.422 | DEER2019 | 2019-01-01 |  | 2024-02-06 15:16 | Deemed Ex Ante Team |  | 2024-02-06 15:16 | Deemed Ex Ante Team
Ex | Com | For producing Old, Ex, Rec, and New BldgVint records while post-processing building energy simulations | Htl | CZ12 | 2011 | Any | 0.422 | DEER2019 | 2019-01-01 |  | 2024-02-06 15:16 | Deemed Ex Ante Team |  | 2024-02-06 15:16 | Deemed Ex Ante Team
Ex | Com | For producing Old, Ex, Rec, and New BldgVint records while post-processing building energy simulations | Htl | CZ12 | 2015 | Any | 0.316 | DEER2019 | 2019-01-01 |  | 2024-02-06 15:16 | Deemed Ex Ante Team |  | 2024-02-06 15:16 | Deemed Ex Ante Team
Ex | Com | For producing Old, Ex, Rec, and New BldgVint records while post-processing building energy simulations | Htl | CZ13 | 2003 | Any | 0.479 | DEER2019 | 2019-01-01 |  | 2024-02-06 15:16 | Deemed Ex Ante Team |  | 2024-02-06 15:16 | Deemed Ex Ante Team
Ex | Com | For producing Old, Ex, Rec, and New BldgVint records while post-processing building energy simulations | Htl | CZ13 | 2007 | Any | 0.291 | DEER2019 | 2019-01-01 |  | 2024-02-06 15:16 | Deemed Ex Ante Team |  | 2024-02-06 15:16 | Deemed Ex Ante Team
Ex | Com | For producing Old, Ex, Rec, and New BldgVint records while post-processing building energy simulations | Htl | CZ13 | 2011 | Any | 0.291 | DEER2019 | 2019-01-01 |  | 2024-02-06 15:16 | Deemed Ex Ante Team |  | 2024-02-06 15:16 | Deemed Ex Ante Team
Ex | Com | For producing Old, Ex, Rec, and New BldgVint records while post-processing building energy simulations | Htl | CZ13 | 2015 | Any | 0.217 | DEER2019 | 2019-01-01 |  | 2024-02-06 15:16 | Deemed Ex Ante Team |  | 2024-02-06 15:16 | Deemed Ex Ante Team
Ex | Com | For producing Old, Ex, Rec, and New BldgVint records while post-processing building energy simulations | Htl | CZ14 | 2003 | Any | 0.303 | DEER2019 | 2019-01-01 |  | 2024-02-06 15:16 | Deemed Ex Ante Team |  | 2024-02-06 15:16 | Deemed Ex Ante Team
Ex | Com | For producing Old, Ex, Rec, and New BldgVint records while post-processing building energy simulations | Htl | CZ14 | 2007 | Any | 0.209 | DEER2019 | 2019-01-01 |  | 2024-02-06 15:16 | Deemed Ex Ante Team |  | 2024-02-06 15:16 | Deemed Ex Ante Team
Ex | Com | For producing Old, Ex, Rec, and New BldgVint records while post-processing building energy simulations | Htl | CZ14 | 2011 | Any | 0.209 | DEER2019 | 2019-01-01 |  | 2024-02-06 15:16 | Deemed Ex Ante Team |  | 2024-02-06 15:16 | Deemed Ex Ante Team
Ex | Com | For producing Old, Ex, Rec, and New BldgVint records while post-processing building energy simulations | Htl | CZ14 | 2015 | Any | 0.157 | DEER2019 | 2019-01-01 |  | 2024-02-06 15:16 | Deemed Ex Ante Team |  | 2024-02-06 15:16 | Deemed Ex Ante Team
Ex | Com | For producing Old, Ex, Rec, and New BldgVint records while post-processing building energy simulations | Htl | CZ15 | 2003 | Any | 2.05 | DEER2019 | 2019-01-01 |  | 2024-02-06 15:16 | Deemed Ex Ante Team |  | 2024-02-06 15:16 | Deemed Ex Ante Team
Ex | Com | For producing Old, Ex, Rec, and New BldgVint records while post-processing building energy simulations | Htl | CZ15 | 2007 | Any | 1.116 | DEER2019 | 2019-01-01 |  | 2024-02-06 15:16 | Deemed Ex Ante Team |  | 2024-02-06 15:16 | Deemed Ex Ante Team
Ex | Com | For producing Old, Ex, Rec, and New BldgVint records while post-processing building energy simulations | Htl | CZ15 | 2011 | Any | 1.116 | DEER2019 | 2019-01-01 |  | 2024-02-06 15:16 | Deemed Ex Ante Team |  | 2024-02-06 15:16 | Deemed Ex Ante Team
Ex | Com | For producing Old, Ex, Rec, and New BldgVint records while post-processing building energy simulations | Htl | CZ15 | 2015 | Any | 0.837 | DEER2019 | 2019-01-01 |  | 2024-02-06 15:16 | Deemed Ex Ante Team |  | 2024-02-06 15:16 | Deemed Ex Ante Team
Ex | Com | For producing Old, Ex, Rec, and New BldgVint records while post-processing building energy simulations | Htl | CZ16 | 2003 | Any | 0.323 | DEER2019 | 2019-01-01 |  | 2024-02-06 15:16 | Deemed Ex Ante Team |  | 2024-02-06 15:16 | Deemed Ex Ante Team
Ex | Com | For producing Old, Ex, Rec, and New BldgVint records while post-processing building energy simulations | Htl | CZ16 | 2007 | Any | 0.275 | DEER2019 | 2019-01-01 |  | 2024-02-06 15:16 | Deemed Ex Ante Team |  | 2024-02-06 15:16 | Deemed Ex Ante Team
Ex | Com | For producing Old, Ex, Rec, and New BldgVint records while post-processing building energy simulations | Htl | CZ16 | 2011 | Any | 0.275 | DEER2019 | 2019-01-01 |  | 2024-02-06 15:16 | Deemed Ex Ante Team |  | 2024-02-06 15:16 | Deemed Ex Ante Team
Ex | Com | For producing Old, Ex, Rec, and New BldgVint records while post-processing building energy simulations | Htl | CZ16 | 2015 | Any | 0.207 | DEER2019 | 2019-01-01 |  | 2024-02-06 15:16 | Deemed Ex Ante Team |  | 2024-02-06 15:16 | Deemed Ex Ante Team
Ex | Com | For producing Old, Ex, Rec, and New BldgVint records while post-processing building energy simulations | MBT | CZ01 | 2003 | Any | 0.071 | DEER2019 | 2019-01-01 |  | 2024-02-06 15:16 | Deemed Ex Ante Team |  | 2024-02-06 15:16 | Deemed Ex Ante Team
Ex | Com | For producing Old, Ex, Rec, and New BldgVint records while post-processing building energy simulations | MBT | CZ01 | 2007 | Any | 0.035 | DEER2019 | 2019-01-01 |  | 2024-02-06 15:16 | Deemed Ex Ante Team |  | 2024-02-06 15:16 | Deemed Ex Ante Team
Ex | Com | For producing Old, Ex, Rec, and New BldgVint records while post-processing building energy simulations | MBT | CZ01 | 2011 | Any | 0.035 | DEER2019 | 2019-01-01 |  | 2024-02-06 15:16 | Deemed Ex Ante Team |  | 2024-02-06 15:16 | Deemed Ex Ante Team
Ex | Com | For producing Old, Ex, Rec, and New BldgVint records while post-processing building energy simulations | MBT | CZ01 | 2015 | Any | 0.026 | DEER2019 | 2019-01-01 |  | 2024-02-06 15:16 | Deemed Ex Ante Team |  | 2024-02-06 15:16 | Deemed Ex Ante Team
Ex | Com | For producing Old, Ex, Rec, and New BldgVint records while post-processing building energy simulations | MBT | CZ02 | 2003 | Any | 0.597 | DEER2019 | 2019-01-01 |  | 2024-02-06 15:16 | Deemed Ex Ante Team |  | 2024-02-06 15:16 | Deemed Ex Ante Team
Ex | Com | For producing Old, Ex, Rec, and New BldgVint records while post-processing building energy simulations | MBT | CZ02 | 2007 | Any | 0.269 | DEER2019 | 2019-01-01 |  | 2024-02-06 15:16 | Deemed Ex Ante Team |  | 2024-02-06 15:16 | Deemed Ex Ante Team
Ex | Com | For producing Old, Ex, Rec, and New BldgVint records while post-processing building energy simulations | MBT | CZ02 | 2011 | Any | 0.269 | DEER2019 | 2019-01-01 |  | 2024-02-06 15:16 | Deemed Ex Ante Team |  | 2024-02-06 15:16 | Deemed Ex Ante Team
Ex | Com | For producing Old, Ex, Rec, and New BldgVint records while post-processing building energy simulations | MBT | CZ02 | 2015 | Any | 0.202 | DEER2019 | 2019-01-01 |  | 2024-02-06 15:16 | Deemed Ex Ante Team |  | 2024-02-06 15:16 | Deemed Ex Ante Team
Ex | Com | For producing Old, Ex, Rec, and New BldgVint records while post-processing building energy simulations | MBT | CZ03 | 2003 | Any | 3.032 | DEER2019 | 2019-01-01 |  | 2024-02-06 15:16 | Deemed Ex Ante Team |  | 2024-02-06 15:16 | Deemed Ex Ante Team
Ex | Com | For producing Old, Ex, Rec, and New BldgVint records while post-processing building energy simulations | MBT | CZ03 | 2007 | Any | 1.046 | DEER2019 | 2019-01-01 |  | 2024-02-06 15:16 | Deemed Ex Ante Team |  | 2024-02-06 15:16 | Deemed Ex Ante Team
Ex | Com | For producing Old, Ex, Rec, and New BldgVint records while post-processing building energy simulations | MBT | CZ03 | 2011 | Any | 1.046 | DEER2019 | 2019-01-01 |  | 2024-02-06 15:16 | Deemed Ex Ante Team |  | 2024-02-06 15:16 | Deemed Ex Ante Team
Ex | Com | For producing Old, Ex, Rec, and New BldgVint records while post-processing building energy simulations | MBT | CZ03 | 2015 | Any | 0.784 | DEER2019 | 2019-01-01 |  | 2024-02-06 15:16 | Deemed Ex Ante Team |  | 2024-02-06 15:16 | Deemed Ex Ante Team
Ex | Com | For producing Old, Ex, Rec, and New BldgVint records while post-processing building energy simulations | MBT | CZ04 | 2003 | Any | 1.566 | DEER2019 | 2019-01-01 |  | 2024-02-06 15:16 | Deemed Ex Ante Team |  | 2024-02-06 15:16 | Deemed Ex Ante Team
Ex | Com | For producing Old, Ex, Rec, and New BldgVint records while post-processing building energy simulations | MBT | CZ04 | 2007 | Any | 0.795 | DEER2019 | 2019-01-01 |  | 2024-02-06 15:16 | Deemed Ex Ante Team |  | 2024-02-06 15:16 | Deemed Ex Ante Team
Ex | Com | For producing Old, Ex, Rec, and New BldgVint records while post-processing building energy simulations | MBT | CZ04 | 2011 | Any | 0.795 | DEER2019 | 2019-01-01 |  | 2024-02-06 15:16 | Deemed Ex Ante Team |  | 2024-02-06 15:16 | Deemed Ex Ante Team
Ex | Com | For producing Old, Ex, Rec, and New BldgVint records while post-processing building energy simulations | MBT | CZ04 | 2015 | Any | 0.597 | DEER2019 | 2019-01-01 |  | 2024-02-06 15:16 | Deemed Ex Ante Team |  | 2024-02-06 15:16 | Deemed Ex Ante Team
Ex | Com | For producing Old, Ex, Rec, and New BldgVint records while post-processing building energy simulations | MBT | CZ05 | 2003 | Any | 0.243 | DEER2019 | 2019-01-01 |  | 2024-02-06 15:16 | Deemed Ex Ante Team |  | 2024-02-06 15:16 | Deemed Ex Ante Team
Ex | Com | For producing Old, Ex, Rec, and New BldgVint records while post-processing building energy simulations | MBT | CZ05 | 2007 | Any | 0.131 | DEER2019 | 2019-01-01 |  | 2024-02-06 15:16 | Deemed Ex Ante Team |  | 2024-02-06 15:16 | Deemed Ex Ante Team
Ex | Com | For producing Old, Ex, Rec, and New BldgVint records while post-processing building energy simulations | MBT | CZ05 | 2011 | Any | 0.131 | DEER2019 | 2019-01-01 |  | 2024-02-06 15:16 | Deemed Ex Ante Team |  | 2024-02-06 15:16 | Deemed Ex Ante Team
Ex | Com | For producing Old, Ex, Rec, and New BldgVint records while post-processing building energy simulations | MBT | CZ05 | 2015 | Any | 0.097 | DEER2019 | 2019-01-01 |  | 2024-02-06 15:16 | Deemed Ex Ante Team |  | 2024-02-06 15:16 | Deemed Ex Ante Team
Ex | Com | For producing Old, Ex, Rec, and New BldgVint records while post-processing building energy simulations | MBT | CZ06 | 2003 | Any | 4.977 | DEER2019 | 2019-01-01 |  | 2024-02-06 15:16 | Deemed Ex Ante Team |  | 2024-02-06 15:16 | Deemed Ex Ante Team
Ex | Com | For producing Old, Ex, Rec, and New BldgVint records while post-processing building energy simulations | MBT | CZ06 | 2007 | Any | 3.124 | DEER2019 | 2019-01-01 |  | 2024-02-06 15:16 | Deemed Ex Ante Team |  | 2024-02-06 15:16 | Deemed Ex Ante Team
Ex | Com | For producing Old, Ex, Rec, and New BldgVint records while post-processing building energy simulations | MBT | CZ06 | 2011 | Any | 3.124 | DEER2019 | 2019-01-01 |  | 2024-02-06 15:16 | Deemed Ex Ante Team |  | 2024-02-06 15:16 | Deemed Ex Ante Team
Ex | Com | For producing Old, Ex, Rec, and New BldgVint records while post-processing building energy simulations | MBT | CZ06 | 2015 | Any | 2.342 | DEER2019 | 2019-01-01 |  | 2024-02-06 15:16 | Deemed Ex Ante Team |  | 2024-02-06 15:16 | Deemed Ex Ante Team
Ex | Com | For producing Old, Ex, Rec, and New BldgVint records while post-processing building energy simulations | MBT | CZ07 | 2003 | Any | 1.935 | DEER2019 | 2019-01-01 |  | 2024-02-06 15:16 | Deemed Ex Ante Team |  | 2024-02-06 15:16 | Deemed Ex Ante Team
Ex | Com | For producing Old, Ex, Rec, and New BldgVint records while post-processing building energy simulations | MBT | CZ07 | 2007 | Any | 1.142 | DEER2019 | 2019-01-01 |  | 2024-02-06 15:16 | Deemed Ex Ante Team |  | 2024-02-06 15:16 | Deemed Ex Ante Team
Ex | Com | For producing Old, Ex, Rec, and New BldgVint records while post-processing building energy simulations | MBT | CZ07 | 2011 | Any | 1.142 | DEER2019 | 2019-01-01 |  | 2024-02-06 15:16 | Deemed Ex Ante Team |  | 2024-02-06 15:16 | Deemed Ex Ante Team
Ex | Com | For producing Old, Ex, Rec, and New BldgVint records while post-processing building energy simulations | MBT | CZ07 | 2015 | Any | 0.856 | DEER2019 | 2019-01-01 |  | 2024-02-06 15:16 | Deemed Ex Ante Team |  | 2024-02-06 15:16 | Deemed Ex Ante Team
Ex | Com | For producing Old, Ex, Rec, and New BldgVint records while post-processing building energy simulations | MBT | CZ08 | 2003 | Any | 7.329 | DEER2019 | 2019-01-01 |  | 2024-02-06 15:16 | Deemed Ex Ante Team |  | 2024-02-06 15:16 | Deemed Ex Ante Team
Ex | Com | For producing Old, Ex, Rec, and New BldgVint records while post-processing building energy simulations | MBT | CZ08 | 2007 | Any | 4.568 | DEER2019 | 2019-01-01 |  | 2024-02-06 15:16 | Deemed Ex Ante Team |  | 2024-02-06 15:16 | Deemed Ex Ante Team
Ex | Com | For producing Old, Ex, Rec, and New BldgVint records while post-processing building energy simulations | MBT | CZ08 | 2011 | Any | 4.568 | DEER2019 | 2019-01-01 |  | 2024-02-06 15:16 | Deemed Ex Ante Team |  | 2024-02-06 15:16 | Deemed Ex Ante Team
Ex | Com | For producing Old, Ex, Rec, and New BldgVint records while post-processing building energy simulations | MBT | CZ08 | 2015 | Any | 3.426 | DEER2019 | 2019-01-01 |  | 2024-02-06 15:16 | Deemed Ex Ante Team |  | 2024-02-06 15:16 | Deemed Ex Ante Team
Ex | Com | For producing Old, Ex, Rec, and New BldgVint records while post-processing building energy simulations | MBT | CZ09 | 2003 | Any | 5.205 | DEER2019 | 2019-01-01 |  | 2024-02-06 15:16 | Deemed Ex Ante Team |  | 2024-02-06 15:16 | Deemed Ex Ante Team
Ex | Com | For producing Old, Ex, Rec, and New BldgVint records while post-processing building energy simulations | MBT | CZ09 | 2007 | Any | 2.956 | DEER2019 | 2019-01-01 |  | 2024-02-06 15:16 | Deemed Ex Ante Team |  | 2024-02-06 15:16 | Deemed Ex Ante Team
Ex | Com | For producing Old, Ex, Rec, and New BldgVint records while post-processing building energy simulations | MBT | CZ09 | 2011 | Any | 2.956 | DEER2019 | 2019-01-01 |  | 2024-02-06 15:16 | Deemed Ex Ante Team |  | 2024-02-06 15:16 | Deemed Ex Ante Team
Ex | Com | For producing Old, Ex, Rec, and New BldgVint records while post-processing building energy simulations | MBT | CZ09 | 2015 | Any | 2.218 | DEER2019 | 2019-01-01 |  | 2024-02-06 15:16 | Deemed Ex Ante Team |  | 2024-02-06 15:16 | Deemed Ex Ante Team
Ex | Com | For producing Old, Ex, Rec, and New BldgVint records while post-processing building energy simulations | MBT | CZ10 | 2003 | Any | 11.506 | DEER2019 | 2019-01-01 |  | 2024-02-06 15:16 | Deemed Ex Ante Team |  | 2024-02-06 15:16 | Deemed Ex Ante Team
Ex | Com | For producing Old, Ex, Rec, and New BldgVint records while post-processing building energy simulations | MBT | CZ10 | 2007 | Any | 6.425 | DEER2019 | 2019-01-01 |  | 2024-02-06 15:16 | Deemed Ex Ante Team |  | 2024-02-06 15:16 | Deemed Ex Ante Team
Ex | Com | For producing Old, Ex, Rec, and New BldgVint records while post-processing building energy simulations | MBT | CZ10 | 2011 | Any | 6.425 | DEER2019 | 2019-01-01 |  | 2024-02-06 15:16 | Deemed Ex Ante Team |  | 2024-02-06 15:16 | Deemed Ex Ante Team
Ex | Com | For producing Old, Ex, Rec, and New BldgVint records while post-processing building energy simulations | MBT | CZ10 | 2015 | Any | 4.82 | DEER2019 | 2019-01-01 |  | 2024-02-06 15:16 | Deemed Ex Ante Team |  | 2024-02-06 15:16 | Deemed Ex Ante Team
Ex | Com | For producing Old, Ex, Rec, and New BldgVint records while post-processing building energy simulations | MBT | CZ11 | 2003 | Any | 0.582 | DEER2019 | 2019-01-01 |  | 2024-02-06 15:16 | Deemed Ex Ante Team |  | 2024-02-06 15:16 | Deemed Ex Ante Team
Ex | Com | For producing Old, Ex, Rec, and New BldgVint records while post-processing building energy simulations | MBT | CZ11 | 2007 | Any | 0.324 | DEER2019 | 2019-01-01 |  | 2024-02-06 15:16 | Deemed Ex Ante Team |  | 2024-02-06 15:16 | Deemed Ex Ante Team
Ex | Com | For producing Old, Ex, Rec, and New BldgVint records while post-processing building energy simulations | MBT | CZ11 | 2011 | Any | 0.324 | DEER2019 | 2019-01-01 |  | 2024-02-06 15:16 | Deemed Ex Ante Team |  | 2024-02-06 15:16 | Deemed Ex Ante Team
Ex | Com | For producing Old, Ex, Rec, and New BldgVint records while post-processing building energy simulations | MBT | CZ11 | 2015 | Any | 0.243 | DEER2019 | 2019-01-01 |  | 2024-02-06 15:16 | Deemed Ex Ante Team |  | 2024-02-06 15:16 | Deemed Ex Ante Team
Ex | Com | For producing Old, Ex, Rec, and New BldgVint records while post-processing building energy simulations | MBT | CZ12 | 2003 | Any | 2.069 | DEER2019 | 2019-01-01 |  | 2024-02-06 15:16 | Deemed Ex Ante Team |  | 2024-02-06 15:16 | Deemed Ex Ante Team
Ex | Com | For producing Old, Ex, Rec, and New BldgVint records while post-processing building energy simulations | MBT | CZ12 | 2007 | Any | 1.04 | DEER2019 | 2019-01-01 |  | 2024-02-06 15:16 | Deemed Ex Ante Team |  | 2024-02-06 15:16 | Deemed Ex Ante Team
Ex | Com | For producing Old, Ex, Rec, and New BldgVint records while post-processing building energy simulations | MBT | CZ12 | 2011 | Any | 1.04 | DEER2019 | 2019-01-01 |  | 2024-02-06 15:16 | Deemed Ex Ante Team |  | 2024-02-06 15:16 | Deemed Ex Ante Team
Ex | Com | For producing Old, Ex, Rec, and New BldgVint records while post-processing building energy simulations | MBT | CZ12 | 2015 | Any | 0.78 | DEER2019 | 2019-01-01 |  | 2024-02-06 15:16 | Deemed Ex Ante Team |  | 2024-02-06 15:16 | Deemed Ex Ante Team
Ex | Com | For producing Old, Ex, Rec, and New BldgVint records while post-processing building energy simulations | MBT | CZ13 | 2003 | Any | 1.92 | DEER2019 | 2019-01-01 |  | 2024-02-06 15:16 | Deemed Ex Ante Team |  | 2024-02-06 15:16 | Deemed Ex Ante Team
Ex | Com | For producing Old, Ex, Rec, and New BldgVint records while post-processing building energy simulations | MBT | CZ13 | 2007 | Any | 1.213 | DEER2019 | 2019-01-01 |  | 2024-02-06 15:16 | Deemed Ex Ante Team |  | 2024-02-06 15:16 | Deemed Ex Ante Team
Ex | Com | For producing Old, Ex, Rec, and New BldgVint records while post-processing building energy simulations | MBT | CZ13 | 2011 | Any | 1.213 | DEER2019 | 2019-01-01 |  | 2024-02-06 15:16 | Deemed Ex Ante Team |  | 2024-02-06 15:16 | Deemed Ex Ante Team
Ex | Com | For producing Old, Ex, Rec, and New BldgVint records while post-processing building energy simulations | MBT | CZ13 | 2015 | Any | 0.909 | DEER2019 | 2019-01-01 |  | 2024-02-06 15:16 | Deemed Ex Ante Team |  | 2024-02-06 15:16 | Deemed Ex Ante Team
Ex | Com | For producing Old, Ex, Rec, and New BldgVint records while post-processing building energy simulations | MBT | CZ14 | 2003 | Any | 1.783 | DEER2019 | 2019-01-01 |  | 2024-02-06 15:16 | Deemed Ex Ante Team |  | 2024-02-06 15:16 | Deemed Ex Ante Team
Ex | Com | For producing Old, Ex, Rec, and New BldgVint records while post-processing building energy simulations | MBT | CZ14 | 2007 | Any | 0.989 | DEER2019 | 2019-01-01 |  | 2024-02-06 15:16 | Deemed Ex Ante Team |  | 2024-02-06 15:16 | Deemed Ex Ante Team
Ex | Com | For producing Old, Ex, Rec, and New BldgVint records while post-processing building energy simulations | MBT | CZ14 | 2011 | Any | 0.989 | DEER2019 | 2019-01-01 |  | 2024-02-06 15:16 | Deemed Ex Ante Team |  | 2024-02-06 15:16 | Deemed Ex Ante Team
Ex | Com | For producing Old, Ex, Rec, and New BldgVint records while post-processing building energy simulations | MBT | CZ14 | 2015 | Any | 0.741 | DEER2019 | 2019-01-01 |  | 2024-02-06 15:16 | Deemed Ex Ante Team |  | 2024-02-06 15:16 | Deemed Ex Ante Team
Ex | Com | For producing Old, Ex, Rec, and New BldgVint records while post-processing building energy simulations | MBT | CZ15 | 2003 | Any | 3.838 | DEER2019 | 2019-01-01 |  | 2024-02-06 15:16 | Deemed Ex Ante Team |  | 2024-02-06 15:16 | Deemed Ex Ante Team
Ex | Com | For producing Old, Ex, Rec, and New BldgVint records while post-processing building energy simulations | MBT | CZ15 | 2007 | Any | 2.134 | DEER2019 | 2019-01-01 |  | 2024-02-06 15:16 | Deemed Ex Ante Team |  | 2024-02-06 15:16 | Deemed Ex Ante Team
Ex | Com | For producing Old, Ex, Rec, and New BldgVint records while post-processing building energy simulations | MBT | CZ15 | 2011 | Any | 2.134 | DEER2019 | 2019-01-01 |  | 2024-02-06 15:16 | Deemed Ex Ante Team |  | 2024-02-06 15:16 | Deemed Ex Ante Team
Ex | Com | For producing Old, Ex, Rec, and New BldgVint records while post-processing building energy simulations | MBT | CZ15 | 2015 | Any | 1.6 | DEER2019 | 2019-01-01 |  | 2024-02-06 15:16 | Deemed Ex Ante Team |  | 2024-02-06 15:16 | Deemed Ex Ante Team
Ex | Com | For producing Old, Ex, Rec, and New BldgVint records while post-processing building energy simulations | MBT | CZ16 | 2003 | Any | 1.186 | DEER2019 | 2019-01-01 |  | 2024-02-06 15:16 | Deemed Ex Ante Team |  | 2024-02-06 15:16 | Deemed Ex Ante Team
Ex | Com | For producing Old, Ex, Rec, and New BldgVint records while post-processing building energy simulations | MBT | CZ16 | 2007 | Any | 0.674 | DEER2019 | 2019-01-01 |  | 2024-02-06 15:16 | Deemed Ex Ante Team |  | 2024-02-06 15:16 | Deemed Ex Ante Team
Ex | Com | For producing Old, Ex, Rec, and New BldgVint records while post-processing building energy simulations | MBT | CZ16 | 2011 | Any | 0.674 | DEER2019 | 2019-01-01 |  | 2024-02-06 15:16 | Deemed Ex Ante Team |  | 2024-02-06 15:16 | Deemed Ex Ante Team
Ex | Com | For producing Old, Ex, Rec, and New BldgVint records while post-processing building energy simulations | MBT | CZ16 | 2015 | Any | 0.506 | DEER2019 | 2019-01-01 |  | 2024-02-06 15:16 | Deemed Ex Ante Team |  | 2024-02-06 15:16 | Deemed Ex Ante Team
Ex | Com | For producing Old, Ex, Rec, and New BldgVint records while post-processing building energy simulations | MLI | CZ01 | 2003 | Any | 0.071 | DEER2019 | 2019-01-01 |  | 2024-02-06 15:16 | Deemed Ex Ante Team |  | 2024-02-06 15:16 | Deemed Ex Ante Team
Ex | Com | For producing Old, Ex, Rec, and New BldgVint records while post-processing building energy simulations | MLI | CZ01 | 2007 | Any | 0.035 | DEER2019 | 2019-01-01 |  | 2024-02-06 15:16 | Deemed Ex Ante Team |  | 2024-02-06 15:16 | Deemed Ex Ante Team
Ex | Com | For producing Old, Ex, Rec, and New BldgVint records while post-processing building energy simulations | MLI | CZ01 | 2011 | Any | 0.035 | DEER2019 | 2019-01-01 |  | 2024-02-06 15:16 | Deemed Ex Ante Team |  | 2024-02-06 15:16 | Deemed Ex Ante Team
Ex | Com | For producing Old, Ex, Rec, and New BldgVint records while post-processing building energy simulations | MLI | CZ01 | 2015 | Any | 0.026 | DEER2019 | 2019-01-01 |  | 2024-02-06 15:16 | Deemed Ex Ante Team |  | 2024-02-06 15:16 | Deemed Ex Ante Team
Ex | Com | For producing Old, Ex, Rec, and New BldgVint records while post-processing building energy simulations | MLI | CZ02 | 2003 | Any | 0.597 | DEER2019 | 2019-01-01 |  | 2024-02-06 15:16 | Deemed Ex Ante Team |  | 2024-02-06 15:16 | Deemed Ex Ante Team
Ex | Com | For producing Old, Ex, Rec, and New BldgVint records while post-processing building energy simulations | MLI | CZ02 | 2007 | Any | 0.269 | DEER2019 | 2019-01-01 |  | 2024-02-06 15:16 | Deemed Ex Ante Team |  | 2024-02-06 15:16 | Deemed Ex Ante Team
Ex | Com | For producing Old, Ex, Rec, and New BldgVint records while post-processing building energy simulations | MLI | CZ02 | 2011 | Any | 0.269 | DEER2019 | 2019-01-01 |  | 2024-02-06 15:16 | Deemed Ex Ante Team |  | 2024-02-06 15:16 | Deemed Ex Ante Team
Ex | Com | For producing Old, Ex, Rec, and New BldgVint records while post-processing building energy simulations | MLI | CZ02 | 2015 | Any | 0.202 | DEER2019 | 2019-01-01 |  | 2024-02-06 15:16 | Deemed Ex Ante Team |  | 2024-02-06 15:16 | Deemed Ex Ante Team
Ex | Com | For producing Old, Ex, Rec, and New BldgVint records while post-processing building energy simulations | MLI | CZ03 | 2003 | Any | 3.032 | DEER2019 | 2019-01-01 |  | 2024-02-06 15:16 | Deemed Ex Ante Team |  | 2024-02-06 15:16 | Deemed Ex Ante Team
Ex | Com | For producing Old, Ex, Rec, and New BldgVint records while post-processing building energy simulations | MLI | CZ03 | 2007 | Any | 1.046 | DEER2019 | 2019-01-01 |  | 2024-02-06 15:16 | Deemed Ex Ante Team |  | 2024-02-06 15:16 | Deemed Ex Ante Team
Ex | Com | For producing Old, Ex, Rec, and New BldgVint records while post-processing building energy simulations | MLI | CZ03 | 2011 | Any | 1.046 | DEER2019 | 2019-01-01 |  | 2024-02-06 15:16 | Deemed Ex Ante Team |  | 2024-02-06 15:16 | Deemed Ex Ante Team
Ex | Com | For producing Old, Ex, Rec, and New BldgVint records while post-processing building energy simulations | MLI | CZ03 | 2015 | Any | 0.784 | DEER2019 | 2019-01-01 |  | 2024-02-06 15:16 | Deemed Ex Ante Team |  | 2024-02-06 15:16 | Deemed Ex Ante Team
Ex | Com | For producing Old, Ex, Rec, and New BldgVint records while post-processing building energy simulations | MLI | CZ04 | 2003 | Any | 1.566 | DEER2019 | 2019-01-01 |  | 2024-02-06 15:16 | Deemed Ex Ante Team |  | 2024-02-06 15:16 | Deemed Ex Ante Team
Ex | Com | For producing Old, Ex, Rec, and New BldgVint records while post-processing building energy simulations | MLI | CZ04 | 2007 | Any | 0.795 | DEER2019 | 2019-01-01 |  | 2024-02-06 15:16 | Deemed Ex Ante Team |  | 2024-02-06 15:16 | Deemed Ex Ante Team
Ex | Com | For producing Old, Ex, Rec, and New BldgVint records while post-processing building energy simulations | MLI | CZ04 | 2011 | Any | 0.795 | DEER2019 | 2019-01-01 |  | 2024-02-06 15:16 | Deemed Ex Ante Team |  | 2024-02-06 15:16 | Deemed Ex Ante Team
Ex | Com | For producing Old, Ex, Rec, and New BldgVint records while post-processing building energy simulations | MLI | CZ04 | 2015 | Any | 0.597 | DEER2019 | 2019-01-01 |  | 2024-02-06 15:16 | Deemed Ex Ante Team |  | 2024-02-06 15:16 | Deemed Ex Ante Team
Ex | Com | For producing Old, Ex, Rec, and New BldgVint records while post-processing building energy simulations | MLI | CZ05 | 2003 | Any | 0.243 | DEER2019 | 2019-01-01 |  | 2024-02-06 15:16 | Deemed Ex Ante Team |  | 2024-02-06 15:16 | Deemed Ex Ante Team
Ex | Com | For producing Old, Ex, Rec, and New BldgVint records while post-processing building energy simulations | MLI | CZ05 | 2007 | Any | 0.131 | DEER2019 | 2019-01-01 |  | 2024-02-06 15:16 | Deemed Ex Ante Team |  | 2024-02-06 15:16 | Deemed Ex Ante Team
Ex | Com | For producing Old, Ex, Rec, and New BldgVint records while post-processing building energy simulations | MLI | CZ05 | 2011 | Any | 0.131 | DEER2019 | 2019-01-01 |  | 2024-02-06 15:16 | Deemed Ex Ante Team |  | 2024-02-06 15:16 | Deemed Ex Ante Team
Ex | Com | For producing Old, Ex, Rec, and New BldgVint records while post-processing building energy simulations | MLI | CZ05 | 2015 | Any | 0.097 | DEER2019 | 2019-01-01 |  | 2024-02-06 15:16 | Deemed Ex Ante Team |  | 2024-02-06 15:16 | Deemed Ex Ante Team
Ex | Com | For producing Old, Ex, Rec, and New BldgVint records while post-processing building energy simulations | MLI | CZ06 | 2003 | Any | 4.977 | DEER2019 | 2019-01-01 |  | 2024-02-06 15:16 | Deemed Ex Ante Team |  | 2024-02-06 15:16 | Deemed Ex Ante Team
Ex | Com | For producing Old, Ex, Rec, and New BldgVint records while post-processing building energy simulations | MLI | CZ06 | 2007 | Any | 3.124 | DEER2019 | 2019-01-01 |  | 2024-02-06 15:16 | Deemed Ex Ante Team |  | 2024-02-06 15:16 | Deemed Ex Ante Team
Ex | Com | For producing Old, Ex, Rec, and New BldgVint records while post-processing building energy simulations | MLI | CZ06 | 2011 | Any | 3.124 | DEER2019 | 2019-01-01 |  | 2024-02-06 15:16 | Deemed Ex Ante Team |  | 2024-02-06 15:16 | Deemed Ex Ante Team
Ex | Com | For producing Old, Ex, Rec, and New BldgVint records while post-processing building energy simulations | MLI | CZ06 | 2015 | Any | 2.342 | DEER2019 | 2019-01-01 |  | 2024-02-06 15:16 | Deemed Ex Ante Team |  | 2024-02-06 15:16 | Deemed Ex Ante Team
Ex | Com | For producing Old, Ex, Rec, and New BldgVint records while post-processing building energy simulations | MLI | CZ07 | 2003 | Any | 1.935 | DEER2019 | 2019-01-01 |  | 2024-02-06 15:16 | Deemed Ex Ante Team |  | 2024-02-06 15:16 | Deemed Ex Ante Team
Ex | Com | For producing Old, Ex, Rec, and New BldgVint records while post-processing building energy simulations | MLI | CZ07 | 2007 | Any | 1.142 | DEER2019 | 2019-01-01 |  | 2024-02-06 15:16 | Deemed Ex Ante Team |  | 2024-02-06 15:16 | Deemed Ex Ante Team
Ex | Com | For producing Old, Ex, Rec, and New BldgVint records while post-processing building energy simulations | MLI | CZ07 | 2011 | Any | 1.142 | DEER2019 | 2019-01-01 |  | 2024-02-06 15:16 | Deemed Ex Ante Team |  | 2024-02-06 15:16 | Deemed Ex Ante Team
Ex | Com | For producing Old, Ex, Rec, and New BldgVint records while post-processing building energy simulations | MLI | CZ07 | 2015 | Any | 0.856 | DEER2019 | 2019-01-01 |  | 2024-02-06 15:16 | Deemed Ex Ante Team |  | 2024-02-06 15:16 | Deemed Ex Ante Team
Ex | Com | For producing Old, Ex, Rec, and New BldgVint records while post-processing building energy simulations | MLI | CZ08 | 2003 | Any | 7.329 | DEER2019 | 2019-01-01 |  | 2024-02-06 15:16 | Deemed Ex Ante Team |  | 2024-02-06 15:16 | Deemed Ex Ante Team
Ex | Com | For producing Old, Ex, Rec, and New BldgVint records while post-processing building energy simulations | MLI | CZ08 | 2007 | Any | 4.568 | DEER2019 | 2019-01-01 |  | 2024-02-06 15:16 | Deemed Ex Ante Team |  | 2024-02-06 15:16 | Deemed Ex Ante Team
Ex | Com | For producing Old, Ex, Rec, and New BldgVint records while post-processing building energy simulations | MLI | CZ08 | 2011 | Any | 4.568 | DEER2019 | 2019-01-01 |  | 2024-02-06 15:16 | Deemed Ex Ante Team |  | 2024-02-06 15:16 | Deemed Ex Ante Team
Ex | Com | For producing Old, Ex, Rec, and New BldgVint records while post-processing building energy simulations | MLI | CZ08 | 2015 | Any | 3.426 | DEER2019 | 2019-01-01 |  | 2024-02-06 15:16 | Deemed Ex Ante Team |  | 2024-02-06 15:16 | Deemed Ex Ante Team
Ex | Com | For producing Old, Ex, Rec, and New BldgVint records while post-processing building energy simulations | MLI | CZ09 | 2003 | Any | 5.205 | DEER2019 | 2019-01-01 |  | 2024-02-06 15:16 | Deemed Ex Ante Team |  | 2024-02-06 15:16 | Deemed Ex Ante Team
Ex | Com | For producing Old, Ex, Rec, and New BldgVint records while post-processing building energy simulations | MLI | CZ09 | 2007 | Any | 2.956 | DEER2019 | 2019-01-01 |  | 2024-02-06 15:16 | Deemed Ex Ante Team |  | 2024-02-06 15:16 | Deemed Ex Ante Team
Ex | Com | For producing Old, Ex, Rec, and New BldgVint records while post-processing building energy simulations | MLI | CZ09 | 2011 | Any | 2.956 | DEER2019 | 2019-01-01 |  | 2024-02-06 15:16 | Deemed Ex Ante Team |  | 2024-02-06 15:16 | Deemed Ex Ante Team
Ex | Com | For producing Old, Ex, Rec, and New BldgVint records while post-processing building energy simulations | MLI | CZ09 | 2015 | Any | 2.218 | DEER2019 | 2019-01-01 |  | 2024-02-06 15:16 | Deemed Ex Ante Team |  | 2024-02-06 15:16 | Deemed Ex Ante Team
Ex | Com | For producing Old, Ex, Rec, and New BldgVint records while post-processing building energy simulations | MLI | CZ10 | 2003 | Any | 11.506 | DEER2019 | 2019-01-01 |  | 2024-02-06 15:16 | Deemed Ex Ante Team |  | 2024-02-06 15:16 | Deemed Ex Ante Team
Ex | Com | For producing Old, Ex, Rec, and New BldgVint records while post-processing building energy simulations | MLI | CZ10 | 2007 | Any | 6.425 | DEER2019 | 2019-01-01 |  | 2024-02-06 15:16 | Deemed Ex Ante Team |  | 2024-02-06 15:16 | Deemed Ex Ante Team
Ex | Com | For producing Old, Ex, Rec, and New BldgVint records while post-processing building energy simulations | MLI | CZ10 | 2011 | Any | 6.425 | DEER2019 | 2019-01-01 |  | 2024-02-06 15:16 | Deemed Ex Ante Team |  | 2024-02-06 15:16 | Deemed Ex Ante Team
Ex | Com | For producing Old, Ex, Rec, and New BldgVint records while post-processing building energy simulations | MLI | CZ10 | 2015 | Any | 4.82 | DEER2019 | 2019-01-01 |  | 2024-02-06 15:16 | Deemed Ex Ante Team |  | 2024-02-06 15:16 | Deemed Ex Ante Team
Ex | Com | For producing Old, Ex, Rec, and New BldgVint records while post-processing building energy simulations | MLI | CZ11 | 2003 | Any | 0.582 | DEER2019 | 2019-01-01 |  | 2024-02-06 15:16 | Deemed Ex Ante Team |  | 2024-02-06 15:16 | Deemed Ex Ante Team
Ex | Com | For producing Old, Ex, Rec, and New BldgVint records while post-processing building energy simulations | MLI | CZ11 | 2007 | Any | 0.324 | DEER2019 | 2019-01-01 |  | 2024-02-06 15:16 | Deemed Ex Ante Team |  | 2024-02-06 15:16 | Deemed Ex Ante Team
Ex | Com | For producing Old, Ex, Rec, and New BldgVint records while post-processing building energy simulations | MLI | CZ11 | 2011 | Any | 0.324 | DEER2019 | 2019-01-01 |  | 2024-02-06 15:16 | Deemed Ex Ante Team |  | 2024-02-06 15:16 | Deemed Ex Ante Team
Ex | Com | For producing Old, Ex, Rec, and New BldgVint records while post-processing building energy simulations | MLI | CZ11 | 2015 | Any | 0.243 | DEER2019 | 2019-01-01 |  | 2024-02-06 15:16 | Deemed Ex Ante Team |  | 2024-02-06 15:16 | Deemed Ex Ante Team
Ex | Com | For producing Old, Ex, Rec, and New BldgVint records while post-processing building energy simulations | MLI | CZ12 | 2003 | Any | 2.069 | DEER2019 | 2019-01-01 |  | 2024-02-06 15:16 | Deemed Ex Ante Team |  | 2024-02-06 15:16 | Deemed Ex Ante Team
Ex | Com | For producing Old, Ex, Rec, and New BldgVint records while post-processing building energy simulations | MLI | CZ12 | 2007 | Any | 1.04 | DEER2019 | 2019-01-01 |  | 2024-02-06 15:16 | Deemed Ex Ante Team |  | 2024-02-06 15:16 | Deemed Ex Ante Team
Ex | Com | For producing Old, Ex, Rec, and New BldgVint records while post-processing building energy simulations | MLI | CZ12 | 2011 | Any | 1.04 | DEER2019 | 2019-01-01 |  | 2024-02-06 15:16 | Deemed Ex Ante Team |  | 2024-02-06 15:16 | Deemed Ex Ante Team
Ex | Com | For producing Old, Ex, Rec, and New BldgVint records while post-processing building energy simulations | MLI | CZ12 | 2015 | Any | 0.78 | DEER2019 | 2019-01-01 |  | 2024-02-06 15:16 | Deemed Ex Ante Team |  | 2024-02-06 15:16 | Deemed Ex Ante Team
Ex | Com | For producing Old, Ex, Rec, and New BldgVint records while post-processing building energy simulations | MLI | CZ13 | 2003 | Any | 1.92 | DEER2019 | 2019-01-01 |  | 2024-02-06 15:16 | Deemed Ex Ante Team |  | 2024-02-06 15:16 | Deemed Ex Ante Team
Ex | Com | For producing Old, Ex, Rec, and New BldgVint records while post-processing building energy simulations | MLI | CZ13 | 2007 | Any | 1.213 | DEER2019 | 2019-01-01 |  | 2024-02-06 15:16 | Deemed Ex Ante Team |  | 2024-02-06 15:16 | Deemed Ex Ante Team
Ex | Com | For producing Old, Ex, Rec, and New BldgVint records while post-processing building energy simulations | MLI | CZ13 | 2011 | Any | 1.213 | DEER2019 | 2019-01-01 |  | 2024-02-06 15:16 | Deemed Ex Ante Team |  | 2024-02-06 15:16 | Deemed Ex Ante Team
Ex | Com | For producing Old, Ex, Rec, and New BldgVint records while post-processing building energy simulations | MLI | CZ13 | 2015 | Any | 0.909 | DEER2019 | 2019-01-01 |  | 2024-02-06 15:16 | Deemed Ex Ante Team |  | 2024-02-06 15:16 | Deemed Ex Ante Team
Ex | Com | For producing Old, Ex, Rec, and New BldgVint records while post-processing building energy simulations | MLI | CZ14 | 2003 | Any | 1.783 | DEER2019 | 2019-01-01 |  | 2024-02-06 15:16 | Deemed Ex Ante Team |  | 2024-02-06 15:16 | Deemed Ex Ante Team
Ex | Com | For producing Old, Ex, Rec, and New BldgVint records while post-processing building energy simulations | MLI | CZ14 | 2007 | Any | 0.989 | DEER2019 | 2019-01-01 |  | 2024-02-06 15:16 | Deemed Ex Ante Team |  | 2024-02-06 15:16 | Deemed Ex Ante Team
Ex | Com | For producing Old, Ex, Rec, and New BldgVint records while post-processing building energy simulations | MLI | CZ14 | 2011 | Any | 0.989 | DEER2019 | 2019-01-01 |  | 2024-02-06 15:16 | Deemed Ex Ante Team |  | 2024-02-06 15:16 | Deemed Ex Ante Team
Ex | Com | For producing Old, Ex, Rec, and New BldgVint records while post-processing building energy simulations | MLI | CZ14 | 2015 | Any | 0.741 | DEER2019 | 2019-01-01 |  | 2024-02-06 15:16 | Deemed Ex Ante Team |  | 2024-02-06 15:16 | Deemed Ex Ante Team
Ex | Com | For producing Old, Ex, Rec, and New BldgVint records while post-processing building energy simulations | MLI | CZ15 | 2003 | Any | 3.838 | DEER2019 | 2019-01-01 |  | 2024-02-06 15:16 | Deemed Ex Ante Team |  | 2024-02-06 15:16 | Deemed Ex Ante Team
Ex | Com | For producing Old, Ex, Rec, and New BldgVint records while post-processing building energy simulations | MLI | CZ15 | 2007 | Any | 2.134 | DEER2019 | 2019-01-01 |  | 2024-02-06 15:16 | Deemed Ex Ante Team |  | 2024-02-06 15:16 | Deemed Ex Ante Team
Ex | Com | For producing Old, Ex, Rec, and New BldgVint records while post-processing building energy simulations | MLI | CZ15 | 2011 | Any | 2.134 | DEER2019 | 2019-01-01 |  | 2024-02-06 15:16 | Deemed Ex Ante Team |  | 2024-02-06 15:16 | Deemed Ex Ante Team
Ex | Com | For producing Old, Ex, Rec, and New BldgVint records while post-processing building energy simulations | MLI | CZ15 | 2015 | Any | 1.6 | DEER2019 | 2019-01-01 |  | 2024-02-06 15:16 | Deemed Ex Ante Team |  | 2024-02-06 15:16 | Deemed Ex Ante Team
Ex | Com | For producing Old, Ex, Rec, and New BldgVint records while post-processing building energy simulations | MLI | CZ16 | 2003 | Any | 1.186 | DEER2019 | 2019-01-01 |  | 2024-02-06 15:16 | Deemed Ex Ante Team |  | 2024-02-06 15:16 | Deemed Ex Ante Team
Ex | Com | For producing Old, Ex, Rec, and New BldgVint records while post-processing building energy simulations | MLI | CZ16 | 2007 | Any | 0.674 | DEER2019 | 2019-01-01 |  | 2024-02-06 15:16 | Deemed Ex Ante Team |  | 2024-02-06 15:16 | Deemed Ex Ante Team
Ex | Com | For producing Old, Ex, Rec, and New BldgVint records while post-processing building energy simulations | MLI | CZ16 | 2011 | Any | 0.674 | DEER2019 | 2019-01-01 |  | 2024-02-06 15:16 | Deemed Ex Ante Team |  | 2024-02-06 15:16 | Deemed Ex Ante Team
Ex | Com | For producing Old, Ex, Rec, and New BldgVint records while post-processing building energy simulations | MLI | CZ16 | 2015 | Any | 0.506 | DEER2019 | 2019-01-01 |  | 2024-02-06 15:16 | Deemed Ex Ante Team |  | 2024-02-06 15:16 | Deemed Ex Ante Team
Ex | Com | For producing Old, Ex, Rec, and New BldgVint records while post-processing building energy simulations | Mtl | CZ01 | 2003 | Any | 0.119 | DEER2019 | 2019-01-01 |  | 2024-02-06 15:16 | Deemed Ex Ante Team |  | 2024-02-06 15:16 | Deemed Ex Ante Team
Ex | Com | For producing Old, Ex, Rec, and New BldgVint records while post-processing building energy simulations | Mtl | CZ01 | 2007 | Any | 0.038 | DEER2019 | 2019-01-01 |  | 2024-02-06 15:16 | Deemed Ex Ante Team |  | 2024-02-06 15:16 | Deemed Ex Ante Team
Ex | Com | For producing Old, Ex, Rec, and New BldgVint records while post-processing building energy simulations | Mtl | CZ01 | 2011 | Any | 0.038 | DEER2019 | 2019-01-01 |  | 2024-02-06 15:16 | Deemed Ex Ante Team |  | 2024-02-06 15:16 | Deemed Ex Ante Team
Ex | Com | For producing Old, Ex, Rec, and New BldgVint records while post-processing building energy simulations | Mtl | CZ01 | 2015 | Any | 0.029 | DEER2019 | 2019-01-01 |  | 2024-02-06 15:16 | Deemed Ex Ante Team |  | 2024-02-06 15:16 | Deemed Ex Ante Team
Ex | Com | For producing Old, Ex, Rec, and New BldgVint records while post-processing building energy simulations | Mtl | CZ02 | 2003 | Any | 0.362 | DEER2019 | 2019-01-01 |  | 2024-02-06 15:16 | Deemed Ex Ante Team |  | 2024-02-06 15:16 | Deemed Ex Ante Team
Ex | Com | For producing Old, Ex, Rec, and New BldgVint records while post-processing building energy simulations | Mtl | CZ02 | 2007 | Any | 0.168 | DEER2019 | 2019-01-01 |  | 2024-02-06 15:16 | Deemed Ex Ante Team |  | 2024-02-06 15:16 | Deemed Ex Ante Team
Ex | Com | For producing Old, Ex, Rec, and New BldgVint records while post-processing building energy simulations | Mtl | CZ02 | 2011 | Any | 0.168 | DEER2019 | 2019-01-01 |  | 2024-02-06 15:16 | Deemed Ex Ante Team |  | 2024-02-06 15:16 | Deemed Ex Ante Team
Ex | Com | For producing Old, Ex, Rec, and New BldgVint records while post-processing building energy simulations | Mtl | CZ02 | 2015 | Any | 0.126 | DEER2019 | 2019-01-01 |  | 2024-02-06 15:16 | Deemed Ex Ante Team |  | 2024-02-06 15:16 | Deemed Ex Ante Team
Ex | Com | For producing Old, Ex, Rec, and New BldgVint records while post-processing building energy simulations | Mtl | CZ03 | 2003 | Any | 1.994 | DEER2019 | 2019-01-01 |  | 2024-02-06 15:16 | Deemed Ex Ante Team |  | 2024-02-06 15:16 | Deemed Ex Ante Team
Ex | Com | For producing Old, Ex, Rec, and New BldgVint records while post-processing building energy simulations | Mtl | CZ03 | 2007 | Any | 0.502 | DEER2019 | 2019-01-01 |  | 2024-02-06 15:16 | Deemed Ex Ante Team |  | 2024-02-06 15:16 | Deemed Ex Ante Team
Ex | Com | For producing Old, Ex, Rec, and New BldgVint records while post-processing building energy simulations | Mtl | CZ03 | 2011 | Any | 0.502 | DEER2019 | 2019-01-01 |  | 2024-02-06 15:16 | Deemed Ex Ante Team |  | 2024-02-06 15:16 | Deemed Ex Ante Team
Ex | Com | For producing Old, Ex, Rec, and New BldgVint records while post-processing building energy simulations | Mtl | CZ03 | 2015 | Any | 0.376 | DEER2019 | 2019-01-01 |  | 2024-02-06 15:16 | Deemed Ex Ante Team |  | 2024-02-06 15:16 | Deemed Ex Ante Team
Ex | Com | For producing Old, Ex, Rec, and New BldgVint records while post-processing building energy simulations | Mtl | CZ04 | 2003 | Any | 0.699 | DEER2019 | 2019-01-01 |  | 2024-02-06 15:16 | Deemed Ex Ante Team |  | 2024-02-06 15:16 | Deemed Ex Ante Team
Ex | Com | For producing Old, Ex, Rec, and New BldgVint records while post-processing building energy simulations | Mtl | CZ04 | 2007 | Any | 0.372 | DEER2019 | 2019-01-01 |  | 2024-02-06 15:16 | Deemed Ex Ante Team |  | 2024-02-06 15:16 | Deemed Ex Ante Team
Ex | Com | For producing Old, Ex, Rec, and New BldgVint records while post-processing building energy simulations | Mtl | CZ04 | 2011 | Any | 0.372 | DEER2019 | 2019-01-01 |  | 2024-02-06 15:16 | Deemed Ex Ante Team |  | 2024-02-06 15:16 | Deemed Ex Ante Team
Ex | Com | For producing Old, Ex, Rec, and New BldgVint records while post-processing building energy simulations | Mtl | CZ04 | 2015 | Any | 0.279 | DEER2019 | 2019-01-01 |  | 2024-02-06 15:16 | Deemed Ex Ante Team |  | 2024-02-06 15:16 | Deemed Ex Ante Team
Ex | Com | For producing Old, Ex, Rec, and New BldgVint records while post-processing building energy simulations | Mtl | CZ05 | 2003 | Any | 0.312 | DEER2019 | 2019-01-01 |  | 2024-02-06 15:16 | Deemed Ex Ante Team |  | 2024-02-06 15:16 | Deemed Ex Ante Team
Ex | Com | For producing Old, Ex, Rec, and New BldgVint records while post-processing building energy simulations | Mtl | CZ05 | 2007 | Any | 0.164 | DEER2019 | 2019-01-01 |  | 2024-02-06 15:16 | Deemed Ex Ante Team |  | 2024-02-06 15:16 | Deemed Ex Ante Team
Ex | Com | For producing Old, Ex, Rec, and New BldgVint records while post-processing building energy simulations | Mtl | CZ05 | 2011 | Any | 0.164 | DEER2019 | 2019-01-01 |  | 2024-02-06 15:16 | Deemed Ex Ante Team |  | 2024-02-06 15:16 | Deemed Ex Ante Team
Ex | Com | For producing Old, Ex, Rec, and New BldgVint records while post-processing building energy simulations | Mtl | CZ05 | 2015 | Any | 0.123 | DEER2019 | 2019-01-01 |  | 2024-02-06 15:16 | Deemed Ex Ante Team |  | 2024-02-06 15:16 | Deemed Ex Ante Team
Ex | Com | For producing Old, Ex, Rec, and New BldgVint records while post-processing building energy simulations | Mtl | CZ06 | 2003 | Any | 2.504 | DEER2019 | 2019-01-01 |  | 2024-02-06 15:16 | Deemed Ex Ante Team |  | 2024-02-06 15:16 | Deemed Ex Ante Team
Ex | Com | For producing Old, Ex, Rec, and New BldgVint records while post-processing building energy simulations | Mtl | CZ06 | 2007 | Any | 1.119 | DEER2019 | 2019-01-01 |  | 2024-02-06 15:16 | Deemed Ex Ante Team |  | 2024-02-06 15:16 | Deemed Ex Ante Team
Ex | Com | For producing Old, Ex, Rec, and New BldgVint records while post-processing building energy simulations | Mtl | CZ06 | 2011 | Any | 1.119 | DEER2019 | 2019-01-01 |  | 2024-02-06 15:16 | Deemed Ex Ante Team |  | 2024-02-06 15:16 | Deemed Ex Ante Team
Ex | Com | For producing Old, Ex, Rec, and New BldgVint records while post-processing building energy simulations | Mtl | CZ06 | 2015 | Any | 0.839 | DEER2019 | 2019-01-01 |  | 2024-02-06 15:16 | Deemed Ex Ante Team |  | 2024-02-06 15:16 | Deemed Ex Ante Team
Ex | Com | For producing Old, Ex, Rec, and New BldgVint records while post-processing building energy simulations | Mtl | CZ07 | 2003 | Any | 2.344 | DEER2019 | 2019-01-01 |  | 2024-02-06 15:16 | Deemed Ex Ante Team |  | 2024-02-06 15:16 | Deemed Ex Ante Team
Ex | Com | For producing Old, Ex, Rec, and New BldgVint records while post-processing building energy simulations | Mtl | CZ07 | 2007 | Any | 1.292 | DEER2019 | 2019-01-01 |  | 2024-02-06 15:16 | Deemed Ex Ante Team |  | 2024-02-06 15:16 | Deemed Ex Ante Team
Ex | Com | For producing Old, Ex, Rec, and New BldgVint records while post-processing building energy simulations | Mtl | CZ07 | 2011 | Any | 1.292 | DEER2019 | 2019-01-01 |  | 2024-02-06 15:16 | Deemed Ex Ante Team |  | 2024-02-06 15:16 | Deemed Ex Ante Team
Ex | Com | For producing Old, Ex, Rec, and New BldgVint records while post-processing building energy simulations | Mtl | CZ07 | 2015 | Any | 0.969 | DEER2019 | 2019-01-01 |  | 2024-02-06 15:16 | Deemed Ex Ante Team |  | 2024-02-06 15:16 | Deemed Ex Ante Team
Ex | Com | For producing Old, Ex, Rec, and New BldgVint records while post-processing building energy simulations | Mtl | CZ08 | 2003 | Any | 1.656 | DEER2019 | 2019-01-01 |  | 2024-02-06 15:16 | Deemed Ex Ante Team |  | 2024-02-06 15:16 | Deemed Ex Ante Team
Ex | Com | For producing Old, Ex, Rec, and New BldgVint records while post-processing building energy simulations | Mtl | CZ08 | 2007 | Any | 0.781 | DEER2019 | 2019-01-01 |  | 2024-02-06 15:16 | Deemed Ex Ante Team |  | 2024-02-06 15:16 | Deemed Ex Ante Team
Ex | Com | For producing Old, Ex, Rec, and New BldgVint records while post-processing building energy simulations | Mtl | CZ08 | 2011 | Any | 0.781 | DEER2019 | 2019-01-01 |  | 2024-02-06 15:16 | Deemed Ex Ante Team |  | 2024-02-06 15:16 | Deemed Ex Ante Team
Ex | Com | For producing Old, Ex, Rec, and New BldgVint records while post-processing building energy simulations | Mtl | CZ08 | 2015 | Any | 0.586 | DEER2019 | 2019-01-01 |  | 2024-02-06 15:16 | Deemed Ex Ante Team |  | 2024-02-06 15:16 | Deemed Ex Ante Team
Ex | Com | For producing Old, Ex, Rec, and New BldgVint records while post-processing building energy simulations | Mtl | CZ09 | 2003 | Any | 1.51 | DEER2019 | 2019-01-01 |  | 2024-02-06 15:16 | Deemed Ex Ante Team |  | 2024-02-06 15:16 | Deemed Ex Ante Team
Ex | Com | For producing Old, Ex, Rec, and New BldgVint records while post-processing building energy simulations | Mtl | CZ09 | 2007 | Any | 1.162 | DEER2019 | 2019-01-01 |  | 2024-02-06 15:16 | Deemed Ex Ante Team |  | 2024-02-06 15:16 | Deemed Ex Ante Team
Ex | Com | For producing Old, Ex, Rec, and New BldgVint records while post-processing building energy simulations | Mtl | CZ09 | 2011 | Any | 1.162 | DEER2019 | 2019-01-01 |  | 2024-02-06 15:16 | Deemed Ex Ante Team |  | 2024-02-06 15:16 | Deemed Ex Ante Team
Ex | Com | For producing Old, Ex, Rec, and New BldgVint records while post-processing building energy simulations | Mtl | CZ09 | 2015 | Any | 0.872 | DEER2019 | 2019-01-01 |  | 2024-02-06 15:16 | Deemed Ex Ante Team |  | 2024-02-06 15:16 | Deemed Ex Ante Team
Ex | Com | For producing Old, Ex, Rec, and New BldgVint records while post-processing building energy simulations | Mtl | CZ10 | 2003 | Any | 1.056 | DEER2019 | 2019-01-01 |  | 2024-02-06 15:16 | Deemed Ex Ante Team |  | 2024-02-06 15:16 | Deemed Ex Ante Team
Ex | Com | For producing Old, Ex, Rec, and New BldgVint records while post-processing building energy simulations | Mtl | CZ10 | 2007 | Any | 0.577 | DEER2019 | 2019-01-01 |  | 2024-02-06 15:16 | Deemed Ex Ante Team |  | 2024-02-06 15:16 | Deemed Ex Ante Team
Ex | Com | For producing Old, Ex, Rec, and New BldgVint records while post-processing building energy simulations | Mtl | CZ10 | 2011 | Any | 0.577 | DEER2019 | 2019-01-01 |  | 2024-02-06 15:16 | Deemed Ex Ante Team |  | 2024-02-06 15:16 | Deemed Ex Ante Team
Ex | Com | For producing Old, Ex, Rec, and New BldgVint records while post-processing building energy simulations | Mtl | CZ10 | 2015 | Any | 0.432 | DEER2019 | 2019-01-01 |  | 2024-02-06 15:16 | Deemed Ex Ante Team |  | 2024-02-06 15:16 | Deemed Ex Ante Team
Ex | Com | For producing Old, Ex, Rec, and New BldgVint records while post-processing building energy simulations | Mtl | CZ11 | 2003 | Any | 0.206 | DEER2019 | 2019-01-01 |  | 2024-02-06 15:16 | Deemed Ex Ante Team |  | 2024-02-06 15:16 | Deemed Ex Ante Team
Ex | Com | For producing Old, Ex, Rec, and New BldgVint records while post-processing building energy simulations | Mtl | CZ11 | 2007 | Any | 0.11 | DEER2019 | 2019-01-01 |  | 2024-02-06 15:16 | Deemed Ex Ante Team |  | 2024-02-06 15:16 | Deemed Ex Ante Team
Ex | Com | For producing Old, Ex, Rec, and New BldgVint records while post-processing building energy simulations | Mtl | CZ11 | 2011 | Any | 0.11 | DEER2019 | 2019-01-01 |  | 2024-02-06 15:16 | Deemed Ex Ante Team |  | 2024-02-06 15:16 | Deemed Ex Ante Team
Ex | Com | For producing Old, Ex, Rec, and New BldgVint records while post-processing building energy simulations | Mtl | CZ11 | 2015 | Any | 0.082 | DEER2019 | 2019-01-01 |  | 2024-02-06 15:16 | Deemed Ex Ante Team |  | 2024-02-06 15:16 | Deemed Ex Ante Team
Ex | Com | For producing Old, Ex, Rec, and New BldgVint records while post-processing building energy simulations | Mtl | CZ12 | 2003 | Any | 0.754 | DEER2019 | 2019-01-01 |  | 2024-02-06 15:16 | Deemed Ex Ante Team |  | 2024-02-06 15:16 | Deemed Ex Ante Team
Ex | Com | For producing Old, Ex, Rec, and New BldgVint records while post-processing building energy simulations | Mtl | CZ12 | 2007 | Any | 0.422 | DEER2019 | 2019-01-01 |  | 2024-02-06 15:16 | Deemed Ex Ante Team |  | 2024-02-06 15:16 | Deemed Ex Ante Team
Ex | Com | For producing Old, Ex, Rec, and New BldgVint records while post-processing building energy simulations | Mtl | CZ12 | 2011 | Any | 0.422 | DEER2019 | 2019-01-01 |  | 2024-02-06 15:16 | Deemed Ex Ante Team |  | 2024-02-06 15:16 | Deemed Ex Ante Team
Ex | Com | For producing Old, Ex, Rec, and New BldgVint records while post-processing building energy simulations | Mtl | CZ12 | 2015 | Any | 0.316 | DEER2019 | 2019-01-01 |  | 2024-02-06 15:16 | Deemed Ex Ante Team |  | 2024-02-06 15:16 | Deemed Ex Ante Team
Ex | Com | For producing Old, Ex, Rec, and New BldgVint records while post-processing building energy simulations | Mtl | CZ13 | 2003 | Any | 0.479 | DEER2019 | 2019-01-01 |  | 2024-02-06 15:16 | Deemed Ex Ante Team |  | 2024-02-06 15:16 | Deemed Ex Ante Team
Ex | Com | For producing Old, Ex, Rec, and New BldgVint records while post-processing building energy simulations | Mtl | CZ13 | 2007 | Any | 0.291 | DEER2019 | 2019-01-01 |  | 2024-02-06 15:16 | Deemed Ex Ante Team |  | 2024-02-06 15:16 | Deemed Ex Ante Team
Ex | Com | For producing Old, Ex, Rec, and New BldgVint records while post-processing building energy simulations | Mtl | CZ13 | 2011 | Any | 0.291 | DEER2019 | 2019-01-01 |  | 2024-02-06 15:16 | Deemed Ex Ante Team |  | 2024-02-06 15:16 | Deemed Ex Ante Team
Ex | Com | For producing Old, Ex, Rec, and New BldgVint records while post-processing building energy simulations | Mtl | CZ13 | 2015 | Any | 0.217 | DEER2019 | 2019-01-01 |  | 2024-02-06 15:16 | Deemed Ex Ante Team |  | 2024-02-06 15:16 | Deemed Ex Ante Team
Ex | Com | For producing Old, Ex, Rec, and New BldgVint records while post-processing building energy simulations | Mtl | CZ14 | 2003 | Any | 0.303 | DEER2019 | 2019-01-01 |  | 2024-02-06 15:16 | Deemed Ex Ante Team |  | 2024-02-06 15:16 | Deemed Ex Ante Team
Ex | Com | For producing Old, Ex, Rec, and New BldgVint records while post-processing building energy simulations | Mtl | CZ14 | 2007 | Any | 0.209 | DEER2019 | 2019-01-01 |  | 2024-02-06 15:16 | Deemed Ex Ante Team |  | 2024-02-06 15:16 | Deemed Ex Ante Team
Ex | Com | For producing Old, Ex, Rec, and New BldgVint records while post-processing building energy simulations | Mtl | CZ14 | 2011 | Any | 0.209 | DEER2019 | 2019-01-01 |  | 2024-02-06 15:16 | Deemed Ex Ante Team |  | 2024-02-06 15:16 | Deemed Ex Ante Team
Ex | Com | For producing Old, Ex, Rec, and New BldgVint records while post-processing building energy simulations | Mtl | CZ14 | 2015 | Any | 0.157 | DEER2019 | 2019-01-01 |  | 2024-02-06 15:16 | Deemed Ex Ante Team |  | 2024-02-06 15:16 | Deemed Ex Ante Team
Ex | Com | For producing Old, Ex, Rec, and New BldgVint records while post-processing building energy simulations | Mtl | CZ15 | 2003 | Any | 2.05 | DEER2019 | 2019-01-01 |  | 2024-02-06 15:16 | Deemed Ex Ante Team |  | 2024-02-06 15:16 | Deemed Ex Ante Team
Ex | Com | For producing Old, Ex, Rec, and New BldgVint records while post-processing building energy simulations | Mtl | CZ15 | 2007 | Any | 1.116 | DEER2019 | 2019-01-01 |  | 2024-02-06 15:16 | Deemed Ex Ante Team |  | 2024-02-06 15:16 | Deemed Ex Ante Team
Ex | Com | For producing Old, Ex, Rec, and New BldgVint records while post-processing building energy simulations | Mtl | CZ15 | 2011 | Any | 1.116 | DEER2019 | 2019-01-01 |  | 2024-02-06 15:16 | Deemed Ex Ante Team |  | 2024-02-06 15:16 | Deemed Ex Ante Team
Ex | Com | For producing Old, Ex, Rec, and New BldgVint records while post-processing building energy simulations | Mtl | CZ15 | 2015 | Any | 0.837 | DEER2019 | 2019-01-01 |  | 2024-02-06 15:16 | Deemed Ex Ante Team |  | 2024-02-06 15:16 | Deemed Ex Ante Team
Ex | Com | For producing Old, Ex, Rec, and New BldgVint records while post-processing building energy simulations | Mtl | CZ16 | 2003 | Any | 0.323 | DEER2019 | 2019-01-01 |  | 2024-02-06 15:16 | Deemed Ex Ante Team |  | 2024-02-06 15:16 | Deemed Ex Ante Team
Ex | Com | For producing Old, Ex, Rec, and New BldgVint records while post-processing building energy simulations | Mtl | CZ16 | 2007 | Any | 0.275 | DEER2019 | 2019-01-01 |  | 2024-02-06 15:16 | Deemed Ex Ante Team |  | 2024-02-06 15:16 | Deemed Ex Ante Team
Ex | Com | For producing Old, Ex, Rec, and New BldgVint records while post-processing building energy simulations | Mtl | CZ16 | 2011 | Any | 0.275 | DEER2019 | 2019-01-01 |  | 2024-02-06 15:16 | Deemed Ex Ante Team |  | 2024-02-06 15:16 | Deemed Ex Ante Team
Ex | Com | For producing Old, Ex, Rec, and New BldgVint records while post-processing building energy simulations | Mtl | CZ16 | 2015 | Any | 0.207 | DEER2019 | 2019-01-01 |  | 2024-02-06 15:16 | Deemed Ex Ante Team |  | 2024-02-06 15:16 | Deemed Ex Ante Team
Ex | Com | For producing Old, Ex, Rec, and New BldgVint records while post-processing building energy simulations | Nrs | CZ01 | 2003 | Any | 0.08 | DEER2019 | 2019-01-01 |  | 2024-02-06 15:16 | Deemed Ex Ante Team |  | 2024-02-06 15:16 | Deemed Ex Ante Team
Ex | Com | For producing Old, Ex, Rec, and New BldgVint records while post-processing building energy simulations | Nrs | CZ01 | 2007 | Any | 0.022 | DEER2019 | 2019-01-01 |  | 2024-02-06 15:16 | Deemed Ex Ante Team |  | 2024-02-06 15:16 | Deemed Ex Ante Team
Ex | Com | For producing Old, Ex, Rec, and New BldgVint records while post-processing building energy simulations | Nrs | CZ01 | 2011 | Any | 0.022 | DEER2019 | 2019-01-01 |  | 2024-02-06 15:16 | Deemed Ex Ante Team |  | 2024-02-06 15:16 | Deemed Ex Ante Team
Ex | Com | For producing Old, Ex, Rec, and New BldgVint records while post-processing building energy simulations | Nrs | CZ01 | 2015 | Any | 0.017 | DEER2019 | 2019-01-01 |  | 2024-02-06 15:16 | Deemed Ex Ante Team |  | 2024-02-06 15:16 | Deemed Ex Ante Team
Ex | Com | For producing Old, Ex, Rec, and New BldgVint records while post-processing building energy simulations | Nrs | CZ02 | 2003 | Any | 0.433 | DEER2019 | 2019-01-01 |  | 2024-02-06 15:16 | Deemed Ex Ante Team |  | 2024-02-06 15:16 | Deemed Ex Ante Team
Ex | Com | For producing Old, Ex, Rec, and New BldgVint records while post-processing building energy simulations | Nrs | CZ02 | 2007 | Any | 0.213 | DEER2019 | 2019-01-01 |  | 2024-02-06 15:16 | Deemed Ex Ante Team |  | 2024-02-06 15:16 | Deemed Ex Ante Team
Ex | Com | For producing Old, Ex, Rec, and New BldgVint records while post-processing building energy simulations | Nrs | CZ02 | 2011 | Any | 0.213 | DEER2019 | 2019-01-01 |  | 2024-02-06 15:16 | Deemed Ex Ante Team |  | 2024-02-06 15:16 | Deemed Ex Ante Team
Ex | Com | For producing Old, Ex, Rec, and New BldgVint records while post-processing building energy simulations | Nrs | CZ02 | 2015 | Any | 0.16 | DEER2019 | 2019-01-01 |  | 2024-02-06 15:16 | Deemed Ex Ante Team |  | 2024-02-06 15:16 | Deemed Ex Ante Team
Ex | Com | For producing Old, Ex, Rec, and New BldgVint records while post-processing building energy simulations | Nrs | CZ03 | 2003 | Any | 0.578 | DEER2019 | 2019-01-01 |  | 2024-02-06 15:16 | Deemed Ex Ante Team |  | 2024-02-06 15:16 | Deemed Ex Ante Team
Ex | Com | For producing Old, Ex, Rec, and New BldgVint records while post-processing building energy simulations | Nrs | CZ03 | 2007 | Any | 0.582 | DEER2019 | 2019-01-01 |  | 2024-02-06 15:16 | Deemed Ex Ante Team |  | 2024-02-06 15:16 | Deemed Ex Ante Team
Ex | Com | For producing Old, Ex, Rec, and New BldgVint records while post-processing building energy simulations | Nrs | CZ03 | 2011 | Any | 0.582 | DEER2019 | 2019-01-01 |  | 2024-02-06 15:16 | Deemed Ex Ante Team |  | 2024-02-06 15:16 | Deemed Ex Ante Team
Ex | Com | For producing Old, Ex, Rec, and New BldgVint records while post-processing building energy simulations | Nrs | CZ03 | 2015 | Any | 0.437 | DEER2019 | 2019-01-01 |  | 2024-02-06 15:16 | Deemed Ex Ante Team |  | 2024-02-06 15:16 | Deemed Ex Ante Team
Ex | Com | For producing Old, Ex, Rec, and New BldgVint records while post-processing building energy simulations | Nrs | CZ04 | 2003 | Any | 0.629 | DEER2019 | 2019-01-01 |  | 2024-02-06 15:16 | Deemed Ex Ante Team |  | 2024-02-06 15:16 | Deemed Ex Ante Team
Ex | Com | For producing Old, Ex, Rec, and New BldgVint records while post-processing building energy simulations | Nrs | CZ04 | 2007 | Any | 0.298 | DEER2019 | 2019-01-01 |  | 2024-02-06 15:16 | Deemed Ex Ante Team |  | 2024-02-06 15:16 | Deemed Ex Ante Team
Ex | Com | For producing Old, Ex, Rec, and New BldgVint records while post-processing building energy simulations | Nrs | CZ04 | 2011 | Any | 0.298 | DEER2019 | 2019-01-01 |  | 2024-02-06 15:16 | Deemed Ex Ante Team |  | 2024-02-06 15:16 | Deemed Ex Ante Team
Ex | Com | For producing Old, Ex, Rec, and New BldgVint records while post-processing building energy simulations | Nrs | CZ04 | 2015 | Any | 0.223 | DEER2019 | 2019-01-01 |  | 2024-02-06 15:16 | Deemed Ex Ante Team |  | 2024-02-06 15:16 | Deemed Ex Ante Team
Ex | Com | For producing Old, Ex, Rec, and New BldgVint records while post-processing building energy simulations | Nrs | CZ05 | 2003 | Any | 0.262 | DEER2019 | 2019-01-01 |  | 2024-02-06 15:16 | Deemed Ex Ante Team |  | 2024-02-06 15:16 | Deemed Ex Ante Team
Ex | Com | For producing Old, Ex, Rec, and New BldgVint records while post-processing building energy simulations | Nrs | CZ05 | 2007 | Any | 0.095 | DEER2019 | 2019-01-01 |  | 2024-02-06 15:16 | Deemed Ex Ante Team |  | 2024-02-06 15:16 | Deemed Ex Ante Team
Ex | Com | For producing Old, Ex, Rec, and New BldgVint records while post-processing building energy simulations | Nrs | CZ05 | 2011 | Any | 0.095 | DEER2019 | 2019-01-01 |  | 2024-02-06 15:16 | Deemed Ex Ante Team |  | 2024-02-06 15:16 | Deemed Ex Ante Team
Ex | Com | For producing Old, Ex, Rec, and New BldgVint records while post-processing building energy simulations | Nrs | CZ05 | 2015 | Any | 0.072 | DEER2019 | 2019-01-01 |  | 2024-02-06 15:16 | Deemed Ex Ante Team |  | 2024-02-06 15:16 | Deemed Ex Ante Team
Ex | Com | For producing Old, Ex, Rec, and New BldgVint records while post-processing building energy simulations | Nrs | CZ06 | 2003 | Any | 2.648 | DEER2019 | 2019-01-01 |  | 2024-02-06 15:16 | Deemed Ex Ante Team |  | 2024-02-06 15:16 | Deemed Ex Ante Team
Ex | Com | For producing Old, Ex, Rec, and New BldgVint records while post-processing building energy simulations | Nrs | CZ06 | 2007 | Any | 0.854 | DEER2019 | 2019-01-01 |  | 2024-02-06 15:16 | Deemed Ex Ante Team |  | 2024-02-06 15:16 | Deemed Ex Ante Team
Ex | Com | For producing Old, Ex, Rec, and New BldgVint records while post-processing building energy simulations | Nrs | CZ06 | 2011 | Any | 0.854 | DEER2019 | 2019-01-01 |  | 2024-02-06 15:16 | Deemed Ex Ante Team |  | 2024-02-06 15:16 | Deemed Ex Ante Team
Ex | Com | For producing Old, Ex, Rec, and New BldgVint records while post-processing building energy simulations | Nrs | CZ06 | 2015 | Any | 0.641 | DEER2019 | 2019-01-01 |  | 2024-02-06 15:16 | Deemed Ex Ante Team |  | 2024-02-06 15:16 | Deemed Ex Ante Team
Ex | Com | For producing Old, Ex, Rec, and New BldgVint records while post-processing building energy simulations | Nrs | CZ07 | 2003 | Any | 0.928 | DEER2019 | 2019-01-01 |  | 2024-02-06 15:16 | Deemed Ex Ante Team |  | 2024-02-06 15:16 | Deemed Ex Ante Team
Ex | Com | For producing Old, Ex, Rec, and New BldgVint records while post-processing building energy simulations | Nrs | CZ07 | 2007 | Any | 0.334 | DEER2019 | 2019-01-01 |  | 2024-02-06 15:16 | Deemed Ex Ante Team |  | 2024-02-06 15:16 | Deemed Ex Ante Team
Ex | Com | For producing Old, Ex, Rec, and New BldgVint records while post-processing building energy simulations | Nrs | CZ07 | 2011 | Any | 0.334 | DEER2019 | 2019-01-01 |  | 2024-02-06 15:16 | Deemed Ex Ante Team |  | 2024-02-06 15:16 | Deemed Ex Ante Team
Ex | Com | For producing Old, Ex, Rec, and New BldgVint records while post-processing building energy simulations | Nrs | CZ07 | 2015 | Any | 0.25 | DEER2019 | 2019-01-01 |  | 2024-02-06 15:16 | Deemed Ex Ante Team |  | 2024-02-06 15:16 | Deemed Ex Ante Team
Ex | Com | For producing Old, Ex, Rec, and New BldgVint records while post-processing building energy simulations | Nrs | CZ08 | 2003 | Any | 2.969 | DEER2019 | 2019-01-01 |  | 2024-02-06 15:16 | Deemed Ex Ante Team |  | 2024-02-06 15:16 | Deemed Ex Ante Team
Ex | Com | For producing Old, Ex, Rec, and New BldgVint records while post-processing building energy simulations | Nrs | CZ08 | 2007 | Any | 0.989 | DEER2019 | 2019-01-01 |  | 2024-02-06 15:16 | Deemed Ex Ante Team |  | 2024-02-06 15:16 | Deemed Ex Ante Team
Ex | Com | For producing Old, Ex, Rec, and New BldgVint records while post-processing building energy simulations | Nrs | CZ08 | 2011 | Any | 0.989 | DEER2019 | 2019-01-01 |  | 2024-02-06 15:16 | Deemed Ex Ante Team |  | 2024-02-06 15:16 | Deemed Ex Ante Team
Ex | Com | For producing Old, Ex, Rec, and New BldgVint records while post-processing building energy simulations | Nrs | CZ08 | 2015 | Any | 0.742 | DEER2019 | 2019-01-01 |  | 2024-02-06 15:16 | Deemed Ex Ante Team |  | 2024-02-06 15:16 | Deemed Ex Ante Team
Ex | Com | For producing Old, Ex, Rec, and New BldgVint records while post-processing building energy simulations | Nrs | CZ09 | 2003 | Any | 2.581 | DEER2019 | 2019-01-01 |  | 2024-02-06 15:16 | Deemed Ex Ante Team |  | 2024-02-06 15:16 | Deemed Ex Ante Team
Ex | Com | For producing Old, Ex, Rec, and New BldgVint records while post-processing building energy simulations | Nrs | CZ09 | 2007 | Any | 1.016 | DEER2019 | 2019-01-01 |  | 2024-02-06 15:16 | Deemed Ex Ante Team |  | 2024-02-06 15:16 | Deemed Ex Ante Team
Ex | Com | For producing Old, Ex, Rec, and New BldgVint records while post-processing building energy simulations | Nrs | CZ09 | 2011 | Any | 1.016 | DEER2019 | 2019-01-01 |  | 2024-02-06 15:16 | Deemed Ex Ante Team |  | 2024-02-06 15:16 | Deemed Ex Ante Team
Ex | Com | For producing Old, Ex, Rec, and New BldgVint records while post-processing building energy simulations | Nrs | CZ09 | 2015 | Any | 0.762 | DEER2019 | 2019-01-01 |  | 2024-02-06 15:16 | Deemed Ex Ante Team |  | 2024-02-06 15:16 | Deemed Ex Ante Team
Ex | Com | For producing Old, Ex, Rec, and New BldgVint records while post-processing building energy simulations | Nrs | CZ10 | 2003 | Any | 1.343 | DEER2019 | 2019-01-01 |  | 2024-02-06 15:16 | Deemed Ex Ante Team |  | 2024-02-06 15:16 | Deemed Ex Ante Team
Ex | Com | For producing Old, Ex, Rec, and New BldgVint records while post-processing building energy simulations | Nrs | CZ10 | 2007 | Any | 0.985 | DEER2019 | 2019-01-01 |  | 2024-02-06 15:16 | Deemed Ex Ante Team |  | 2024-02-06 15:16 | Deemed Ex Ante Team
Ex | Com | For producing Old, Ex, Rec, and New BldgVint records while post-processing building energy simulations | Nrs | CZ10 | 2011 | Any | 0.985 | DEER2019 | 2019-01-01 |  | 2024-02-06 15:16 | Deemed Ex Ante Team |  | 2024-02-06 15:16 | Deemed Ex Ante Team
Ex | Com | For producing Old, Ex, Rec, and New BldgVint records while post-processing building energy simulations | Nrs | CZ10 | 2015 | Any | 0.739 | DEER2019 | 2019-01-01 |  | 2024-02-06 15:16 | Deemed Ex Ante Team |  | 2024-02-06 15:16 | Deemed Ex Ante Team
Ex | Com | For producing Old, Ex, Rec, and New BldgVint records while post-processing building energy simulations | Nrs | CZ11 | 2003 | Any | 0.423 | DEER2019 | 2019-01-01 |  | 2024-02-06 15:16 | Deemed Ex Ante Team |  | 2024-02-06 15:16 | Deemed Ex Ante Team
Ex | Com | For producing Old, Ex, Rec, and New BldgVint records while post-processing building energy simulations | Nrs | CZ11 | 2007 | Any | 0.18 | DEER2019 | 2019-01-01 |  | 2024-02-06 15:16 | Deemed Ex Ante Team |  | 2024-02-06 15:16 | Deemed Ex Ante Team
Ex | Com | For producing Old, Ex, Rec, and New BldgVint records while post-processing building energy simulations | Nrs | CZ11 | 2011 | Any | 0.18 | DEER2019 | 2019-01-01 |  | 2024-02-06 15:16 | Deemed Ex Ante Team |  | 2024-02-06 15:16 | Deemed Ex Ante Team
Ex | Com | For producing Old, Ex, Rec, and New BldgVint records while post-processing building energy simulations | Nrs | CZ11 | 2015 | Any | 0.135 | DEER2019 | 2019-01-01 |  | 2024-02-06 15:16 | Deemed Ex Ante Team |  | 2024-02-06 15:16 | Deemed Ex Ante Team
Ex | Com | For producing Old, Ex, Rec, and New BldgVint records while post-processing building energy simulations | Nrs | CZ12 | 2003 | Any | 1.048 | DEER2019 | 2019-01-01 |  | 2024-02-06 15:16 | Deemed Ex Ante Team |  | 2024-02-06 15:16 | Deemed Ex Ante Team
Ex | Com | For producing Old, Ex, Rec, and New BldgVint records while post-processing building energy simulations | Nrs | CZ12 | 2007 | Any | 0.594 | DEER2019 | 2019-01-01 |  | 2024-02-06 15:16 | Deemed Ex Ante Team |  | 2024-02-06 15:16 | Deemed Ex Ante Team
Ex | Com | For producing Old, Ex, Rec, and New BldgVint records while post-processing building energy simulations | Nrs | CZ12 | 2011 | Any | 0.594 | DEER2019 | 2019-01-01 |  | 2024-02-06 15:16 | Deemed Ex Ante Team |  | 2024-02-06 15:16 | Deemed Ex Ante Team
Ex | Com | For producing Old, Ex, Rec, and New BldgVint records while post-processing building energy simulations | Nrs | CZ12 | 2015 | Any | 0.445 | DEER2019 | 2019-01-01 |  | 2024-02-06 15:16 | Deemed Ex Ante Team |  | 2024-02-06 15:16 | Deemed Ex Ante Team
Ex | Com | For producing Old, Ex, Rec, and New BldgVint records while post-processing building energy simulations | Nrs | CZ13 | 2003 | Any | 1.274 | DEER2019 | 2019-01-01 |  | 2024-02-06 15:16 | Deemed Ex Ante Team |  | 2024-02-06 15:16 | Deemed Ex Ante Team
Ex | Com | For producing Old, Ex, Rec, and New BldgVint records while post-processing building energy simulations | Nrs | CZ13 | 2007 | Any | 0.609 | DEER2019 | 2019-01-01 |  | 2024-02-06 15:16 | Deemed Ex Ante Team |  | 2024-02-06 15:16 | Deemed Ex Ante Team
Ex | Com | For producing Old, Ex, Rec, and New BldgVint records while post-processing building energy simulations | Nrs | CZ13 | 2011 | Any | 0.609 | DEER2019 | 2019-01-01 |  | 2024-02-06 15:16 | Deemed Ex Ante Team |  | 2024-02-06 15:16 | Deemed Ex Ante Team
Ex | Com | For producing Old, Ex, Rec, and New BldgVint records while post-processing building energy simulations | Nrs | CZ13 | 2015 | Any | 0.456 | DEER2019 | 2019-01-01 |  | 2024-02-06 15:16 | Deemed Ex Ante Team |  | 2024-02-06 15:16 | Deemed Ex Ante Team
Ex | Com | For producing Old, Ex, Rec, and New BldgVint records while post-processing building energy simulations | Nrs | CZ14 | 2003 | Any | 0.227 | DEER2019 | 2019-01-01 |  | 2024-02-06 15:16 | Deemed Ex Ante Team |  | 2024-02-06 15:16 | Deemed Ex Ante Team
Ex | Com | For producing Old, Ex, Rec, and New BldgVint records while post-processing building energy simulations | Nrs | CZ14 | 2007 | Any | 0.149 | DEER2019 | 2019-01-01 |  | 2024-02-06 15:16 | Deemed Ex Ante Team |  | 2024-02-06 15:16 | Deemed Ex Ante Team
Ex | Com | For producing Old, Ex, Rec, and New BldgVint records while post-processing building energy simulations | Nrs | CZ14 | 2011 | Any | 0.149 | DEER2019 | 2019-01-01 |  | 2024-02-06 15:16 | Deemed Ex Ante Team |  | 2024-02-06 15:16 | Deemed Ex Ante Team
Ex | Com | For producing Old, Ex, Rec, and New BldgVint records while post-processing building energy simulations | Nrs | CZ14 | 2015 | Any | 0.113 | DEER2019 | 2019-01-01 |  | 2024-02-06 15:16 | Deemed Ex Ante Team |  | 2024-02-06 15:16 | Deemed Ex Ante Team
Ex | Com | For producing Old, Ex, Rec, and New BldgVint records while post-processing building energy simulations | Nrs | CZ15 | 2003 | Any | 0.244 | DEER2019 | 2019-01-01 |  | 2024-02-06 15:16 | Deemed Ex Ante Team |  | 2024-02-06 15:16 | Deemed Ex Ante Team
Ex | Com | For producing Old, Ex, Rec, and New BldgVint records while post-processing building energy simulations | Nrs | CZ15 | 2007 | Any | 0.192 | DEER2019 | 2019-01-01 |  | 2024-02-06 15:16 | Deemed Ex Ante Team |  | 2024-02-06 15:16 | Deemed Ex Ante Team
Ex | Com | For producing Old, Ex, Rec, and New BldgVint records while post-processing building energy simulations | Nrs | CZ15 | 2011 | Any | 0.192 | DEER2019 | 2019-01-01 |  | 2024-02-06 15:16 | Deemed Ex Ante Team |  | 2024-02-06 15:16 | Deemed Ex Ante Team
Ex | Com | For producing Old, Ex, Rec, and New BldgVint records while post-processing building energy simulations | Nrs | CZ15 | 2015 | Any | 0.144 | DEER2019 | 2019-01-01 |  | 2024-02-06 15:16 | Deemed Ex Ante Team |  | 2024-02-06 15:16 | Deemed Ex Ante Team
Ex | Com | For producing Old, Ex, Rec, and New BldgVint records while post-processing building energy simulations | Nrs | CZ16 | 2003 | Any | 0.174 | DEER2019 | 2019-01-01 |  | 2024-02-06 15:16 | Deemed Ex Ante Team |  | 2024-02-06 15:16 | Deemed Ex Ante Team
Ex | Com | For producing Old, Ex, Rec, and New BldgVint records while post-processing building energy simulations | Nrs | CZ16 | 2007 | Any | 0.123 | DEER2019 | 2019-01-01 |  | 2024-02-06 15:16 | Deemed Ex Ante Team |  | 2024-02-06 15:16 | Deemed Ex Ante Team
Ex | Com | For producing Old, Ex, Rec, and New BldgVint records while post-processing building energy simulations | Nrs | CZ16 | 2011 | Any | 0.123 | DEER2019 | 2019-01-01 |  | 2024-02-06 15:16 | Deemed Ex Ante Team |  | 2024-02-06 15:16 | Deemed Ex Ante Team
Ex | Com | For producing Old, Ex, Rec, and New BldgVint records while post-processing building energy simulations | Nrs | CZ16 | 2015 | Any | 0.093 | DEER2019 | 2019-01-01 |  | 2024-02-06 15:16 | Deemed Ex Ante Team |  | 2024-02-06 15:16 | Deemed Ex Ante Team
Ex | Com | For producing Old, Ex, Rec, and New BldgVint records while post-processing building energy simulations | OfL | CZ01 | 2003 | Any | 0.221 | DEER2019 | 2019-01-01 |  | 2024-02-06 15:16 | Deemed Ex Ante Team |  | 2024-02-06 15:16 | Deemed Ex Ante Team
Ex | Com | For producing Old, Ex, Rec, and New BldgVint records while post-processing building energy simulations | OfL | CZ01 | 2007 | Any | 0.048 | DEER2019 | 2019-01-01 |  | 2024-02-06 15:16 | Deemed Ex Ante Team |  | 2024-02-06 15:16 | Deemed Ex Ante Team
Ex | Com | For producing Old, Ex, Rec, and New BldgVint records while post-processing building energy simulations | OfL | CZ01 | 2011 | Any | 0.048 | DEER2019 | 2019-01-01 |  | 2024-02-06 15:16 | Deemed Ex Ante Team |  | 2024-02-06 15:16 | Deemed Ex Ante Team
Ex | Com | For producing Old, Ex, Rec, and New BldgVint records while post-processing building energy simulations | OfL | CZ01 | 2015 | Any | 0.036 | DEER2019 | 2019-01-01 |  | 2024-02-06 15:16 | Deemed Ex Ante Team |  | 2024-02-06 15:16 | Deemed Ex Ante Team
Ex | Com | For producing Old, Ex, Rec, and New BldgVint records while post-processing building energy simulations | OfL | CZ02 | 2003 | Any | 1.88 | DEER2019 | 2019-01-01 |  | 2024-02-06 15:16 | Deemed Ex Ante Team |  | 2024-02-06 15:16 | Deemed Ex Ante Team
Ex | Com | For producing Old, Ex, Rec, and New BldgVint records while post-processing building energy simulations | OfL | CZ02 | 2007 | Any | 0.71 | DEER2019 | 2019-01-01 |  | 2024-02-06 15:16 | Deemed Ex Ante Team |  | 2024-02-06 15:16 | Deemed Ex Ante Team
Ex | Com | For producing Old, Ex, Rec, and New BldgVint records while post-processing building energy simulations | OfL | CZ02 | 2011 | Any | 0.71 | DEER2019 | 2019-01-01 |  | 2024-02-06 15:16 | Deemed Ex Ante Team |  | 2024-02-06 15:16 | Deemed Ex Ante Team
Ex | Com | For producing Old, Ex, Rec, and New BldgVint records while post-processing building energy simulations | OfL | CZ02 | 2015 | Any | 0.533 | DEER2019 | 2019-01-01 |  | 2024-02-06 15:16 | Deemed Ex Ante Team |  | 2024-02-06 15:16 | Deemed Ex Ante Team
Ex | Com | For producing Old, Ex, Rec, and New BldgVint records while post-processing building energy simulations | OfL | CZ03 | 2003 | Any | 16.702 | DEER2019 | 2019-01-01 |  | 2024-02-06 15:16 | Deemed Ex Ante Team |  | 2024-02-06 15:16 | Deemed Ex Ante Team
Ex | Com | For producing Old, Ex, Rec, and New BldgVint records while post-processing building energy simulations | OfL | CZ03 | 2007 | Any | 6.493 | DEER2019 | 2019-01-01 |  | 2024-02-06 15:16 | Deemed Ex Ante Team |  | 2024-02-06 15:16 | Deemed Ex Ante Team
Ex | Com | For producing Old, Ex, Rec, and New BldgVint records while post-processing building energy simulations | OfL | CZ03 | 2011 | Any | 6.493 | DEER2019 | 2019-01-01 |  | 2024-02-06 15:16 | Deemed Ex Ante Team |  | 2024-02-06 15:16 | Deemed Ex Ante Team
Ex | Com | For producing Old, Ex, Rec, and New BldgVint records while post-processing building energy simulations | OfL | CZ03 | 2015 | Any | 4.869 | DEER2019 | 2019-01-01 |  | 2024-02-06 15:16 | Deemed Ex Ante Team |  | 2024-02-06 15:16 | Deemed Ex Ante Team
Ex | Com | For producing Old, Ex, Rec, and New BldgVint records while post-processing building energy simulations | OfL | CZ04 | 2003 | Any | 9.312 | DEER2019 | 2019-01-01 |  | 2024-02-06 15:16 | Deemed Ex Ante Team |  | 2024-02-06 15:16 | Deemed Ex Ante Team
Ex | Com | For producing Old, Ex, Rec, and New BldgVint records while post-processing building energy simulations | OfL | CZ04 | 2007 | Any | 3.61 | DEER2019 | 2019-01-01 |  | 2024-02-06 15:16 | Deemed Ex Ante Team |  | 2024-02-06 15:16 | Deemed Ex Ante Team
Ex | Com | For producing Old, Ex, Rec, and New BldgVint records while post-processing building energy simulations | OfL | CZ04 | 2011 | Any | 3.61 | DEER2019 | 2019-01-01 |  | 2024-02-06 15:16 | Deemed Ex Ante Team |  | 2024-02-06 15:16 | Deemed Ex Ante Team
Ex | Com | For producing Old, Ex, Rec, and New BldgVint records while post-processing building energy simulations | OfL | CZ04 | 2015 | Any | 2.707 | DEER2019 | 2019-01-01 |  | 2024-02-06 15:16 | Deemed Ex Ante Team |  | 2024-02-06 15:16 | Deemed Ex Ante Team
Ex | Com | For producing Old, Ex, Rec, and New BldgVint records while post-processing building energy simulations | OfL | CZ05 | 2003 | Any | 0.779 | DEER2019 | 2019-01-01 |  | 2024-02-06 15:16 | Deemed Ex Ante Team |  | 2024-02-06 15:16 | Deemed Ex Ante Team
Ex | Com | For producing Old, Ex, Rec, and New BldgVint records while post-processing building energy simulations | OfL | CZ05 | 2007 | Any | 0.296 | DEER2019 | 2019-01-01 |  | 2024-02-06 15:16 | Deemed Ex Ante Team |  | 2024-02-06 15:16 | Deemed Ex Ante Team
Ex | Com | For producing Old, Ex, Rec, and New BldgVint records while post-processing building energy simulations | OfL | CZ05 | 2011 | Any | 0.296 | DEER2019 | 2019-01-01 |  | 2024-02-06 15:16 | Deemed Ex Ante Team |  | 2024-02-06 15:16 | Deemed Ex Ante Team
Ex | Com | For producing Old, Ex, Rec, and New BldgVint records while post-processing building energy simulations | OfL | CZ05 | 2015 | Any | 0.222 | DEER2019 | 2019-01-01 |  | 2024-02-06 15:16 | Deemed Ex Ante Team |  | 2024-02-06 15:16 | Deemed Ex Ante Team
Ex | Com | For producing Old, Ex, Rec, and New BldgVint records while post-processing building energy simulations | OfL | CZ06 | 2003 | Any | 11.947 | DEER2019 | 2019-01-01 |  | 2024-02-06 15:16 | Deemed Ex Ante Team |  | 2024-02-06 15:16 | Deemed Ex Ante Team
Ex | Com | For producing Old, Ex, Rec, and New BldgVint records while post-processing building energy simulations | OfL | CZ06 | 2007 | Any | 5.093 | DEER2019 | 2019-01-01 |  | 2024-02-06 15:16 | Deemed Ex Ante Team |  | 2024-02-06 15:16 | Deemed Ex Ante Team
Ex | Com | For producing Old, Ex, Rec, and New BldgVint records while post-processing building energy simulations | OfL | CZ06 | 2011 | Any | 5.093 | DEER2019 | 2019-01-01 |  | 2024-02-06 15:16 | Deemed Ex Ante Team |  | 2024-02-06 15:16 | Deemed Ex Ante Team
Ex | Com | For producing Old, Ex, Rec, and New BldgVint records while post-processing building energy simulations | OfL | CZ06 | 2015 | Any | 3.82 | DEER2019 | 2019-01-01 |  | 2024-02-06 15:16 | Deemed Ex Ante Team |  | 2024-02-06 15:16 | Deemed Ex Ante Team
Ex | Com | For producing Old, Ex, Rec, and New BldgVint records while post-processing building energy simulations | OfL | CZ07 | 2003 | Any | 7.284 | DEER2019 | 2019-01-01 |  | 2024-02-06 15:16 | Deemed Ex Ante Team |  | 2024-02-06 15:16 | Deemed Ex Ante Team
Ex | Com | For producing Old, Ex, Rec, and New BldgVint records while post-processing building energy simulations | OfL | CZ07 | 2007 | Any | 2.934 | DEER2019 | 2019-01-01 |  | 2024-02-06 15:16 | Deemed Ex Ante Team |  | 2024-02-06 15:16 | Deemed Ex Ante Team
Ex | Com | For producing Old, Ex, Rec, and New BldgVint records while post-processing building energy simulations | OfL | CZ07 | 2011 | Any | 2.934 | DEER2019 | 2019-01-01 |  | 2024-02-06 15:16 | Deemed Ex Ante Team |  | 2024-02-06 15:16 | Deemed Ex Ante Team
Ex | Com | For producing Old, Ex, Rec, and New BldgVint records while post-processing building energy simulations | OfL | CZ07 | 2015 | Any | 2.201 | DEER2019 | 2019-01-01 |  | 2024-02-06 15:16 | Deemed Ex Ante Team |  | 2024-02-06 15:16 | Deemed Ex Ante Team
Ex | Com | For producing Old, Ex, Rec, and New BldgVint records while post-processing building energy simulations | OfL | CZ08 | 2003 | Any | 14.988 | DEER2019 | 2019-01-01 |  | 2024-02-06 15:16 | Deemed Ex Ante Team |  | 2024-02-06 15:16 | Deemed Ex Ante Team
Ex | Com | For producing Old, Ex, Rec, and New BldgVint records while post-processing building energy simulations | OfL | CZ08 | 2007 | Any | 6.848 | DEER2019 | 2019-01-01 |  | 2024-02-06 15:16 | Deemed Ex Ante Team |  | 2024-02-06 15:16 | Deemed Ex Ante Team
Ex | Com | For producing Old, Ex, Rec, and New BldgVint records while post-processing building energy simulations | OfL | CZ08 | 2011 | Any | 6.848 | DEER2019 | 2019-01-01 |  | 2024-02-06 15:16 | Deemed Ex Ante Team |  | 2024-02-06 15:16 | Deemed Ex Ante Team
Ex | Com | For producing Old, Ex, Rec, and New BldgVint records while post-processing building energy simulations | OfL | CZ08 | 2015 | Any | 5.135 | DEER2019 | 2019-01-01 |  | 2024-02-06 15:16 | Deemed Ex Ante Team |  | 2024-02-06 15:16 | Deemed Ex Ante Team
Ex | Com | For producing Old, Ex, Rec, and New BldgVint records while post-processing building energy simulations | OfL | CZ09 | 2003 | Any | 12.913 | DEER2019 | 2019-01-01 |  | 2024-02-06 15:16 | Deemed Ex Ante Team |  | 2024-02-06 15:16 | Deemed Ex Ante Team
Ex | Com | For producing Old, Ex, Rec, and New BldgVint records while post-processing building energy simulations | OfL | CZ09 | 2007 | Any | 8.315 | DEER2019 | 2019-01-01 |  | 2024-02-06 15:16 | Deemed Ex Ante Team |  | 2024-02-06 15:16 | Deemed Ex Ante Team
Ex | Com | For producing Old, Ex, Rec, and New BldgVint records while post-processing building energy simulations | OfL | CZ09 | 2011 | Any | 8.315 | DEER2019 | 2019-01-01 |  | 2024-02-06 15:16 | Deemed Ex Ante Team |  | 2024-02-06 15:16 | Deemed Ex Ante Team
Ex | Com | For producing Old, Ex, Rec, and New BldgVint records while post-processing building energy simulations | OfL | CZ09 | 2015 | Any | 6.236 | DEER2019 | 2019-01-01 |  | 2024-02-06 15:16 | Deemed Ex Ante Team |  | 2024-02-06 15:16 | Deemed Ex Ante Team
Ex | Com | For producing Old, Ex, Rec, and New BldgVint records while post-processing building energy simulations | OfL | CZ10 | 2003 | Any | 10.739 | DEER2019 | 2019-01-01 |  | 2024-02-06 15:16 | Deemed Ex Ante Team |  | 2024-02-06 15:16 | Deemed Ex Ante Team
Ex | Com | For producing Old, Ex, Rec, and New BldgVint records while post-processing building energy simulations | OfL | CZ10 | 2007 | Any | 4.907 | DEER2019 | 2019-01-01 |  | 2024-02-06 15:16 | Deemed Ex Ante Team |  | 2024-02-06 15:16 | Deemed Ex Ante Team
Ex | Com | For producing Old, Ex, Rec, and New BldgVint records while post-processing building energy simulations | OfL | CZ10 | 2011 | Any | 4.907 | DEER2019 | 2019-01-01 |  | 2024-02-06 15:16 | Deemed Ex Ante Team |  | 2024-02-06 15:16 | Deemed Ex Ante Team
Ex | Com | For producing Old, Ex, Rec, and New BldgVint records while post-processing building energy simulations | OfL | CZ10 | 2015 | Any | 3.68 | DEER2019 | 2019-01-01 |  | 2024-02-06 15:16 | Deemed Ex Ante Team |  | 2024-02-06 15:16 | Deemed Ex Ante Team
Ex | Com | For producing Old, Ex, Rec, and New BldgVint records while post-processing building energy simulations | OfL | CZ11 | 2003 | Any | 0.815 | DEER2019 | 2019-01-01 |  | 2024-02-06 15:16 | Deemed Ex Ante Team |  | 2024-02-06 15:16 | Deemed Ex Ante Team
Ex | Com | For producing Old, Ex, Rec, and New BldgVint records while post-processing building energy simulations | OfL | CZ11 | 2007 | Any | 0.41 | DEER2019 | 2019-01-01 |  | 2024-02-06 15:16 | Deemed Ex Ante Team |  | 2024-02-06 15:16 | Deemed Ex Ante Team
Ex | Com | For producing Old, Ex, Rec, and New BldgVint records while post-processing building energy simulations | OfL | CZ11 | 2011 | Any | 0.41 | DEER2019 | 2019-01-01 |  | 2024-02-06 15:16 | Deemed Ex Ante Team |  | 2024-02-06 15:16 | Deemed Ex Ante Team
Ex | Com | For producing Old, Ex, Rec, and New BldgVint records while post-processing building energy simulations | OfL | CZ11 | 2015 | Any | 0.308 | DEER2019 | 2019-01-01 |  | 2024-02-06 15:16 | Deemed Ex Ante Team |  | 2024-02-06 15:16 | Deemed Ex Ante Team
Ex | Com | For producing Old, Ex, Rec, and New BldgVint records while post-processing building energy simulations | OfL | CZ12 | 2003 | Any | 8.297 | DEER2019 | 2019-01-01 |  | 2024-02-06 15:16 | Deemed Ex Ante Team |  | 2024-02-06 15:16 | Deemed Ex Ante Team
Ex | Com | For producing Old, Ex, Rec, and New BldgVint records while post-processing building energy simulations | OfL | CZ12 | 2007 | Any | 3.387 | DEER2019 | 2019-01-01 |  | 2024-02-06 15:16 | Deemed Ex Ante Team |  | 2024-02-06 15:16 | Deemed Ex Ante Team
Ex | Com | For producing Old, Ex, Rec, and New BldgVint records while post-processing building energy simulations | OfL | CZ12 | 2011 | Any | 3.387 | DEER2019 | 2019-01-01 |  | 2024-02-06 15:16 | Deemed Ex Ante Team |  | 2024-02-06 15:16 | Deemed Ex Ante Team
Ex | Com | For producing Old, Ex, Rec, and New BldgVint records while post-processing building energy simulations | OfL | CZ12 | 2015 | Any | 2.54 | DEER2019 | 2019-01-01 |  | 2024-02-06 15:16 | Deemed Ex Ante Team |  | 2024-02-06 15:16 | Deemed Ex Ante Team
Ex | Com | For producing Old, Ex, Rec, and New BldgVint records while post-processing building energy simulations | OfL | CZ13 | 2003 | Any | 2.47 | DEER2019 | 2019-01-01 |  | 2024-02-06 15:16 | Deemed Ex Ante Team |  | 2024-02-06 15:16 | Deemed Ex Ante Team
Ex | Com | For producing Old, Ex, Rec, and New BldgVint records while post-processing building energy simulations | OfL | CZ13 | 2007 | Any | 1.789 | DEER2019 | 2019-01-01 |  | 2024-02-06 15:16 | Deemed Ex Ante Team |  | 2024-02-06 15:16 | Deemed Ex Ante Team
Ex | Com | For producing Old, Ex, Rec, and New BldgVint records while post-processing building energy simulations | OfL | CZ13 | 2011 | Any | 1.789 | DEER2019 | 2019-01-01 |  | 2024-02-06 15:16 | Deemed Ex Ante Team |  | 2024-02-06 15:16 | Deemed Ex Ante Team
Ex | Com | For producing Old, Ex, Rec, and New BldgVint records while post-processing building energy simulations | OfL | CZ13 | 2015 | Any | 1.342 | DEER2019 | 2019-01-01 |  | 2024-02-06 15:16 | Deemed Ex Ante Team |  | 2024-02-06 15:16 | Deemed Ex Ante Team
Ex | Com | For producing Old, Ex, Rec, and New BldgVint records while post-processing building energy simulations | OfL | CZ14 | 2003 | Any | 1.357 | DEER2019 | 2019-01-01 |  | 2024-02-06 15:16 | Deemed Ex Ante Team |  | 2024-02-06 15:16 | Deemed Ex Ante Team
Ex | Com | For producing Old, Ex, Rec, and New BldgVint records while post-processing building energy simulations | OfL | CZ14 | 2007 | Any | 0.778 | DEER2019 | 2019-01-01 |  | 2024-02-06 15:16 | Deemed Ex Ante Team |  | 2024-02-06 15:16 | Deemed Ex Ante Team
Ex | Com | For producing Old, Ex, Rec, and New BldgVint records while post-processing building energy simulations | OfL | CZ14 | 2011 | Any | 0.778 | DEER2019 | 2019-01-01 |  | 2024-02-06 15:16 | Deemed Ex Ante Team |  | 2024-02-06 15:16 | Deemed Ex Ante Team
Ex | Com | For producing Old, Ex, Rec, and New BldgVint records while post-processing building energy simulations | OfL | CZ14 | 2015 | Any | 0.584 | DEER2019 | 2019-01-01 |  | 2024-02-06 15:16 | Deemed Ex Ante Team |  | 2024-02-06 15:16 | Deemed Ex Ante Team
Ex | Com | For producing Old, Ex, Rec, and New BldgVint records while post-processing building energy simulations | OfL | CZ15 | 2003 | Any | 2.504 | DEER2019 | 2019-01-01 |  | 2024-02-06 15:16 | Deemed Ex Ante Team |  | 2024-02-06 15:16 | Deemed Ex Ante Team
Ex | Com | For producing Old, Ex, Rec, and New BldgVint records while post-processing building energy simulations | OfL | CZ15 | 2007 | Any | 1.167 | DEER2019 | 2019-01-01 |  | 2024-02-06 15:16 | Deemed Ex Ante Team |  | 2024-02-06 15:16 | Deemed Ex Ante Team
Ex | Com | For producing Old, Ex, Rec, and New BldgVint records while post-processing building energy simulations | OfL | CZ15 | 2011 | Any | 1.167 | DEER2019 | 2019-01-01 |  | 2024-02-06 15:16 | Deemed Ex Ante Team |  | 2024-02-06 15:16 | Deemed Ex Ante Team
Ex | Com | For producing Old, Ex, Rec, and New BldgVint records while post-processing building energy simulations | OfL | CZ15 | 2015 | Any | 0.876 | DEER2019 | 2019-01-01 |  | 2024-02-06 15:16 | Deemed Ex Ante Team |  | 2024-02-06 15:16 | Deemed Ex Ante Team
Ex | Com | For producing Old, Ex, Rec, and New BldgVint records while post-processing building energy simulations | OfL | CZ16 | 2003 | Any | 0.642 | DEER2019 | 2019-01-01 |  | 2024-02-06 15:16 | Deemed Ex Ante Team |  | 2024-02-06 15:16 | Deemed Ex Ante Team
Ex | Com | For producing Old, Ex, Rec, and New BldgVint records while post-processing building energy simulations | OfL | CZ16 | 2007 | Any | 0.377 | DEER2019 | 2019-01-01 |  | 2024-02-06 15:16 | Deemed Ex Ante Team |  | 2024-02-06 15:16 | Deemed Ex Ante Team
Ex | Com | For producing Old, Ex, Rec, and New BldgVint records while post-processing building energy simulations | OfL | CZ16 | 2011 | Any | 0.377 | DEER2019 | 2019-01-01 |  | 2024-02-06 15:16 | Deemed Ex Ante Team |  | 2024-02-06 15:16 | Deemed Ex Ante Team
Ex | Com | For producing Old, Ex, Rec, and New BldgVint records while post-processing building energy simulations | OfL | CZ16 | 2015 | Any | 0.284 | DEER2019 | 2019-01-01 |  | 2024-02-06 15:16 | Deemed Ex Ante Team |  | 2024-02-06 15:16 | Deemed Ex Ante Team
Ex | Com | For producing Old, Ex, Rec, and New BldgVint records while post-processing building energy simulations | OfS | CZ01 | 2003 | Any | 0.132 | DEER2019 | 2019-01-01 |  | 2024-02-06 15:16 | Deemed Ex Ante Team |  | 2024-02-06 15:16 | Deemed Ex Ante Team
Ex | Com | For producing Old, Ex, Rec, and New BldgVint records while post-processing building energy simulations | OfS | CZ01 | 2007 | Any | 0.07 | DEER2019 | 2019-01-01 |  | 2024-02-06 15:16 | Deemed Ex Ante Team |  | 2024-02-06 15:16 | Deemed Ex Ante Team
Ex | Com | For producing Old, Ex, Rec, and New BldgVint records while post-processing building energy simulations | OfS | CZ01 | 2011 | Any | 0.07 | DEER2019 | 2019-01-01 |  | 2024-02-06 15:16 | Deemed Ex Ante Team |  | 2024-02-06 15:16 | Deemed Ex Ante Team
Ex | Com | For producing Old, Ex, Rec, and New BldgVint records while post-processing building energy simulations | OfS | CZ01 | 2015 | Any | 0.053 | DEER2019 | 2019-01-01 |  | 2024-02-06 15:16 | Deemed Ex Ante Team |  | 2024-02-06 15:16 | Deemed Ex Ante Team
Ex | Com | For producing Old, Ex, Rec, and New BldgVint records while post-processing building energy simulations | OfS | CZ02 | 2003 | Any | 0.3 | DEER2019 | 2019-01-01 |  | 2024-02-06 15:16 | Deemed Ex Ante Team |  | 2024-02-06 15:16 | Deemed Ex Ante Team
Ex | Com | For producing Old, Ex, Rec, and New BldgVint records while post-processing building energy simulations | OfS | CZ02 | 2007 | Any | 0.199 | DEER2019 | 2019-01-01 |  | 2024-02-06 15:16 | Deemed Ex Ante Team |  | 2024-02-06 15:16 | Deemed Ex Ante Team
Ex | Com | For producing Old, Ex, Rec, and New BldgVint records while post-processing building energy simulations | OfS | CZ02 | 2011 | Any | 0.199 | DEER2019 | 2019-01-01 |  | 2024-02-06 15:16 | Deemed Ex Ante Team |  | 2024-02-06 15:16 | Deemed Ex Ante Team
Ex | Com | For producing Old, Ex, Rec, and New BldgVint records while post-processing building energy simulations | OfS | CZ02 | 2015 | Any | 0.149 | DEER2019 | 2019-01-01 |  | 2024-02-06 15:16 | Deemed Ex Ante Team |  | 2024-02-06 15:16 | Deemed Ex Ante Team
Ex | Com | For producing Old, Ex, Rec, and New BldgVint records while post-processing building energy simulations | OfS | CZ03 | 2003 | Any | 1.483 | DEER2019 | 2019-01-01 |  | 2024-02-06 15:16 | Deemed Ex Ante Team |  | 2024-02-06 15:16 | Deemed Ex Ante Team
Ex | Com | For producing Old, Ex, Rec, and New BldgVint records while post-processing building energy simulations | OfS | CZ03 | 2007 | Any | 1.205 | DEER2019 | 2019-01-01 |  | 2024-02-06 15:16 | Deemed Ex Ante Team |  | 2024-02-06 15:16 | Deemed Ex Ante Team
Ex | Com | For producing Old, Ex, Rec, and New BldgVint records while post-processing building energy simulations | OfS | CZ03 | 2011 | Any | 1.205 | DEER2019 | 2019-01-01 |  | 2024-02-06 15:16 | Deemed Ex Ante Team |  | 2024-02-06 15:16 | Deemed Ex Ante Team
Ex | Com | For producing Old, Ex, Rec, and New BldgVint records while post-processing building energy simulations | OfS | CZ03 | 2015 | Any | 0.904 | DEER2019 | 2019-01-01 |  | 2024-02-06 15:16 | Deemed Ex Ante Team |  | 2024-02-06 15:16 | Deemed Ex Ante Team
Ex | Com | For producing Old, Ex, Rec, and New BldgVint records while post-processing building energy simulations | OfS | CZ04 | 2003 | Any | 1.461 | DEER2019 | 2019-01-01 |  | 2024-02-06 15:16 | Deemed Ex Ante Team |  | 2024-02-06 15:16 | Deemed Ex Ante Team
Ex | Com | For producing Old, Ex, Rec, and New BldgVint records while post-processing building energy simulations | OfS | CZ04 | 2007 | Any | 0.97 | DEER2019 | 2019-01-01 |  | 2024-02-06 15:16 | Deemed Ex Ante Team |  | 2024-02-06 15:16 | Deemed Ex Ante Team
Ex | Com | For producing Old, Ex, Rec, and New BldgVint records while post-processing building energy simulations | OfS | CZ04 | 2011 | Any | 0.97 | DEER2019 | 2019-01-01 |  | 2024-02-06 15:16 | Deemed Ex Ante Team |  | 2024-02-06 15:16 | Deemed Ex Ante Team
Ex | Com | For producing Old, Ex, Rec, and New BldgVint records while post-processing building energy simulations | OfS | CZ04 | 2015 | Any | 0.728 | DEER2019 | 2019-01-01 |  | 2024-02-06 15:16 | Deemed Ex Ante Team |  | 2024-02-06 15:16 | Deemed Ex Ante Team
Ex | Com | For producing Old, Ex, Rec, and New BldgVint records while post-processing building energy simulations | OfS | CZ05 | 2003 | Any | 0.129 | DEER2019 | 2019-01-01 |  | 2024-02-06 15:16 | Deemed Ex Ante Team |  | 2024-02-06 15:16 | Deemed Ex Ante Team
Ex | Com | For producing Old, Ex, Rec, and New BldgVint records while post-processing building energy simulations | OfS | CZ05 | 2007 | Any | 0.092 | DEER2019 | 2019-01-01 |  | 2024-02-06 15:16 | Deemed Ex Ante Team |  | 2024-02-06 15:16 | Deemed Ex Ante Team
Ex | Com | For producing Old, Ex, Rec, and New BldgVint records while post-processing building energy simulations | OfS | CZ05 | 2011 | Any | 0.092 | DEER2019 | 2019-01-01 |  | 2024-02-06 15:16 | Deemed Ex Ante Team |  | 2024-02-06 15:16 | Deemed Ex Ante Team
Ex | Com | For producing Old, Ex, Rec, and New BldgVint records while post-processing building energy simulations | OfS | CZ05 | 2015 | Any | 0.069 | DEER2019 | 2019-01-01 |  | 2024-02-06 15:16 | Deemed Ex Ante Team |  | 2024-02-06 15:16 | Deemed Ex Ante Team
Ex | Com | For producing Old, Ex, Rec, and New BldgVint records while post-processing building energy simulations | OfS | CZ06 | 2003 | Any | 2.624 | DEER2019 | 2019-01-01 |  | 2024-02-06 15:16 | Deemed Ex Ante Team |  | 2024-02-06 15:16 | Deemed Ex Ante Team
Ex | Com | For producing Old, Ex, Rec, and New BldgVint records while post-processing building energy simulations | OfS | CZ06 | 2007 | Any | 2.211 | DEER2019 | 2019-01-01 |  | 2024-02-06 15:16 | Deemed Ex Ante Team |  | 2024-02-06 15:16 | Deemed Ex Ante Team
Ex | Com | For producing Old, Ex, Rec, and New BldgVint records while post-processing building energy simulations | OfS | CZ06 | 2011 | Any | 2.211 | DEER2019 | 2019-01-01 |  | 2024-02-06 15:16 | Deemed Ex Ante Team |  | 2024-02-06 15:16 | Deemed Ex Ante Team
Ex | Com | For producing Old, Ex, Rec, and New BldgVint records while post-processing building energy simulations | OfS | CZ06 | 2015 | Any | 1.658 | DEER2019 | 2019-01-01 |  | 2024-02-06 15:16 | Deemed Ex Ante Team |  | 2024-02-06 15:16 | Deemed Ex Ante Team
Ex | Com | For producing Old, Ex, Rec, and New BldgVint records while post-processing building energy simulations | OfS | CZ07 | 2003 | Any | 2.264 | DEER2019 | 2019-01-01 |  | 2024-02-06 15:16 | Deemed Ex Ante Team |  | 2024-02-06 15:16 | Deemed Ex Ante Team
Ex | Com | For producing Old, Ex, Rec, and New BldgVint records while post-processing building energy simulations | OfS | CZ07 | 2007 | Any | 1.345 | DEER2019 | 2019-01-01 |  | 2024-02-06 15:16 | Deemed Ex Ante Team |  | 2024-02-06 15:16 | Deemed Ex Ante Team
Ex | Com | For producing Old, Ex, Rec, and New BldgVint records while post-processing building energy simulations | OfS | CZ07 | 2011 | Any | 1.345 | DEER2019 | 2019-01-01 |  | 2024-02-06 15:16 | Deemed Ex Ante Team |  | 2024-02-06 15:16 | Deemed Ex Ante Team
Ex | Com | For producing Old, Ex, Rec, and New BldgVint records while post-processing building energy simulations | OfS | CZ07 | 2015 | Any | 1.009 | DEER2019 | 2019-01-01 |  | 2024-02-06 15:16 | Deemed Ex Ante Team |  | 2024-02-06 15:16 | Deemed Ex Ante Team
Ex | Com | For producing Old, Ex, Rec, and New BldgVint records while post-processing building energy simulations | OfS | CZ08 | 2003 | Any | 3.289 | DEER2019 | 2019-01-01 |  | 2024-02-06 15:16 | Deemed Ex Ante Team |  | 2024-02-06 15:16 | Deemed Ex Ante Team
Ex | Com | For producing Old, Ex, Rec, and New BldgVint records while post-processing building energy simulations | OfS | CZ08 | 2007 | Any | 2.735 | DEER2019 | 2019-01-01 |  | 2024-02-06 15:16 | Deemed Ex Ante Team |  | 2024-02-06 15:16 | Deemed Ex Ante Team
Ex | Com | For producing Old, Ex, Rec, and New BldgVint records while post-processing building energy simulations | OfS | CZ08 | 2011 | Any | 2.735 | DEER2019 | 2019-01-01 |  | 2024-02-06 15:16 | Deemed Ex Ante Team |  | 2024-02-06 15:16 | Deemed Ex Ante Team
Ex | Com | For producing Old, Ex, Rec, and New BldgVint records while post-processing building energy simulations | OfS | CZ08 | 2015 | Any | 2.05 | DEER2019 | 2019-01-01 |  | 2024-02-06 15:16 | Deemed Ex Ante Team |  | 2024-02-06 15:16 | Deemed Ex Ante Team
Ex | Com | For producing Old, Ex, Rec, and New BldgVint records while post-processing building energy simulations | OfS | CZ09 | 2003 | Any | 3.159 | DEER2019 | 2019-01-01 |  | 2024-02-06 15:16 | Deemed Ex Ante Team |  | 2024-02-06 15:16 | Deemed Ex Ante Team
Ex | Com | For producing Old, Ex, Rec, and New BldgVint records while post-processing building energy simulations | OfS | CZ09 | 2007 | Any | 2.104 | DEER2019 | 2019-01-01 |  | 2024-02-06 15:16 | Deemed Ex Ante Team |  | 2024-02-06 15:16 | Deemed Ex Ante Team
Ex | Com | For producing Old, Ex, Rec, and New BldgVint records while post-processing building energy simulations | OfS | CZ09 | 2011 | Any | 2.104 | DEER2019 | 2019-01-01 |  | 2024-02-06 15:16 | Deemed Ex Ante Team |  | 2024-02-06 15:16 | Deemed Ex Ante Team
Ex | Com | For producing Old, Ex, Rec, and New BldgVint records while post-processing building energy simulations | OfS | CZ09 | 2015 | Any | 1.578 | DEER2019 | 2019-01-01 |  | 2024-02-06 15:16 | Deemed Ex Ante Team |  | 2024-02-06 15:16 | Deemed Ex Ante Team
Ex | Com | For producing Old, Ex, Rec, and New BldgVint records while post-processing building energy simulations | OfS | CZ10 | 2003 | Any | 6.584 | DEER2019 | 2019-01-01 |  | 2024-02-06 15:16 | Deemed Ex Ante Team |  | 2024-02-06 15:16 | Deemed Ex Ante Team
Ex | Com | For producing Old, Ex, Rec, and New BldgVint records while post-processing building energy simulations | OfS | CZ10 | 2007 | Any | 3.461 | DEER2019 | 2019-01-01 |  | 2024-02-06 15:16 | Deemed Ex Ante Team |  | 2024-02-06 15:16 | Deemed Ex Ante Team
Ex | Com | For producing Old, Ex, Rec, and New BldgVint records while post-processing building energy simulations | OfS | CZ10 | 2011 | Any | 3.461 | DEER2019 | 2019-01-01 |  | 2024-02-06 15:16 | Deemed Ex Ante Team |  | 2024-02-06 15:16 | Deemed Ex Ante Team
Ex | Com | For producing Old, Ex, Rec, and New BldgVint records while post-processing building energy simulations | OfS | CZ10 | 2015 | Any | 2.597 | DEER2019 | 2019-01-01 |  | 2024-02-06 15:16 | Deemed Ex Ante Team |  | 2024-02-06 15:16 | Deemed Ex Ante Team
Ex | Com | For producing Old, Ex, Rec, and New BldgVint records while post-processing building energy simulations | OfS | CZ11 | 2003 | Any | 0.583 | DEER2019 | 2019-01-01 |  | 2024-02-06 15:16 | Deemed Ex Ante Team |  | 2024-02-06 15:16 | Deemed Ex Ante Team
Ex | Com | For producing Old, Ex, Rec, and New BldgVint records while post-processing building energy simulations | OfS | CZ11 | 2007 | Any | 0.3 | DEER2019 | 2019-01-01 |  | 2024-02-06 15:16 | Deemed Ex Ante Team |  | 2024-02-06 15:16 | Deemed Ex Ante Team
Ex | Com | For producing Old, Ex, Rec, and New BldgVint records while post-processing building energy simulations | OfS | CZ11 | 2011 | Any | 0.3 | DEER2019 | 2019-01-01 |  | 2024-02-06 15:16 | Deemed Ex Ante Team |  | 2024-02-06 15:16 | Deemed Ex Ante Team
Ex | Com | For producing Old, Ex, Rec, and New BldgVint records while post-processing building energy simulations | OfS | CZ11 | 2015 | Any | 0.225 | DEER2019 | 2019-01-01 |  | 2024-02-06 15:16 | Deemed Ex Ante Team |  | 2024-02-06 15:16 | Deemed Ex Ante Team
Ex | Com | For producing Old, Ex, Rec, and New BldgVint records while post-processing building energy simulations | OfS | CZ12 | 2003 | Any | 2.216 | DEER2019 | 2019-01-01 |  | 2024-02-06 15:16 | Deemed Ex Ante Team |  | 2024-02-06 15:16 | Deemed Ex Ante Team
Ex | Com | For producing Old, Ex, Rec, and New BldgVint records while post-processing building energy simulations | OfS | CZ12 | 2007 | Any | 1.249 | DEER2019 | 2019-01-01 |  | 2024-02-06 15:16 | Deemed Ex Ante Team |  | 2024-02-06 15:16 | Deemed Ex Ante Team
Ex | Com | For producing Old, Ex, Rec, and New BldgVint records while post-processing building energy simulations | OfS | CZ12 | 2011 | Any | 1.249 | DEER2019 | 2019-01-01 |  | 2024-02-06 15:16 | Deemed Ex Ante Team |  | 2024-02-06 15:16 | Deemed Ex Ante Team
Ex | Com | For producing Old, Ex, Rec, and New BldgVint records while post-processing building energy simulations | OfS | CZ12 | 2015 | Any | 0.936 | DEER2019 | 2019-01-01 |  | 2024-02-06 15:16 | Deemed Ex Ante Team |  | 2024-02-06 15:16 | Deemed Ex Ante Team
Ex | Com | For producing Old, Ex, Rec, and New BldgVint records while post-processing building energy simulations | OfS | CZ13 | 2003 | Any | 2.896 | DEER2019 | 2019-01-01 |  | 2024-02-06 15:16 | Deemed Ex Ante Team |  | 2024-02-06 15:16 | Deemed Ex Ante Team
Ex | Com | For producing Old, Ex, Rec, and New BldgVint records while post-processing building energy simulations | OfS | CZ13 | 2007 | Any | 1.539 | DEER2019 | 2019-01-01 |  | 2024-02-06 15:16 | Deemed Ex Ante Team |  | 2024-02-06 15:16 | Deemed Ex Ante Team
Ex | Com | For producing Old, Ex, Rec, and New BldgVint records while post-processing building energy simulations | OfS | CZ13 | 2011 | Any | 1.539 | DEER2019 | 2019-01-01 |  | 2024-02-06 15:16 | Deemed Ex Ante Team |  | 2024-02-06 15:16 | Deemed Ex Ante Team
Ex | Com | For producing Old, Ex, Rec, and New BldgVint records while post-processing building energy simulations | OfS | CZ13 | 2015 | Any | 1.155 | DEER2019 | 2019-01-01 |  | 2024-02-06 15:16 | Deemed Ex Ante Team |  | 2024-02-06 15:16 | Deemed Ex Ante Team
Ex | Com | For producing Old, Ex, Rec, and New BldgVint records while post-processing building energy simulations | OfS | CZ14 | 2003 | Any | 0.778 | DEER2019 | 2019-01-01 |  | 2024-02-06 15:16 | Deemed Ex Ante Team |  | 2024-02-06 15:16 | Deemed Ex Ante Team
Ex | Com | For producing Old, Ex, Rec, and New BldgVint records while post-processing building energy simulations | OfS | CZ14 | 2007 | Any | 0.413 | DEER2019 | 2019-01-01 |  | 2024-02-06 15:16 | Deemed Ex Ante Team |  | 2024-02-06 15:16 | Deemed Ex Ante Team
Ex | Com | For producing Old, Ex, Rec, and New BldgVint records while post-processing building energy simulations | OfS | CZ14 | 2011 | Any | 0.413 | DEER2019 | 2019-01-01 |  | 2024-02-06 15:16 | Deemed Ex Ante Team |  | 2024-02-06 15:16 | Deemed Ex Ante Team
Ex | Com | For producing Old, Ex, Rec, and New BldgVint records while post-processing building energy simulations | OfS | CZ14 | 2015 | Any | 0.31 | DEER2019 | 2019-01-01 |  | 2024-02-06 15:16 | Deemed Ex Ante Team |  | 2024-02-06 15:16 | Deemed Ex Ante Team
Ex | Com | For producing Old, Ex, Rec, and New BldgVint records while post-processing building energy simulations | OfS | CZ15 | 2003 | Any | 1.666 | DEER2019 | 2019-01-01 |  | 2024-02-06 15:16 | Deemed Ex Ante Team |  | 2024-02-06 15:16 | Deemed Ex Ante Team
Ex | Com | For producing Old, Ex, Rec, and New BldgVint records while post-processing building energy simulations | OfS | CZ15 | 2007 | Any | 0.866 | DEER2019 | 2019-01-01 |  | 2024-02-06 15:16 | Deemed Ex Ante Team |  | 2024-02-06 15:16 | Deemed Ex Ante Team
Ex | Com | For producing Old, Ex, Rec, and New BldgVint records while post-processing building energy simulations | OfS | CZ15 | 2011 | Any | 0.866 | DEER2019 | 2019-01-01 |  | 2024-02-06 15:16 | Deemed Ex Ante Team |  | 2024-02-06 15:16 | Deemed Ex Ante Team
Ex | Com | For producing Old, Ex, Rec, and New BldgVint records while post-processing building energy simulations | OfS | CZ15 | 2015 | Any | 0.65 | DEER2019 | 2019-01-01 |  | 2024-02-06 15:16 | Deemed Ex Ante Team |  | 2024-02-06 15:16 | Deemed Ex Ante Team
Ex | Com | For producing Old, Ex, Rec, and New BldgVint records while post-processing building energy simulations | OfS | CZ16 | 2003 | Any | 0.447 | DEER2019 | 2019-01-01 |  | 2024-02-06 15:16 | Deemed Ex Ante Team |  | 2024-02-06 15:16 | Deemed Ex Ante Team
Ex | Com | For producing Old, Ex, Rec, and New BldgVint records while post-processing building energy simulations | OfS | CZ16 | 2007 | Any | 0.243 | DEER2019 | 2019-01-01 |  | 2024-02-06 15:16 | Deemed Ex Ante Team |  | 2024-02-06 15:16 | Deemed Ex Ante Team
Ex | Com | For producing Old, Ex, Rec, and New BldgVint records while post-processing building energy simulations | OfS | CZ16 | 2011 | Any | 0.243 | DEER2019 | 2019-01-01 |  | 2024-02-06 15:16 | Deemed Ex Ante Team |  | 2024-02-06 15:16 | Deemed Ex Ante Team
Ex | Com | For producing Old, Ex, Rec, and New BldgVint records while post-processing building energy simulations | OfS | CZ16 | 2015 | Any | 0.182 | DEER2019 | 2019-01-01 |  | 2024-02-06 15:16 | Deemed Ex Ante Team |  | 2024-02-06 15:16 | Deemed Ex Ante Team
Ex | Com | For producing Old, Ex, Rec, and New BldgVint records while post-processing building energy simulations | RFF | CZ01 | 2003 | Any | 0.007 | DEER2019 | 2019-01-01 |  | 2024-02-06 15:16 | Deemed Ex Ante Team |  | 2024-02-06 15:16 | Deemed Ex Ante Team
Ex | Com | For producing Old, Ex, Rec, and New BldgVint records while post-processing building energy simulations | RFF | CZ01 | 2007 | Any | 0.007 | DEER2019 | 2019-01-01 |  | 2024-02-06 15:16 | Deemed Ex Ante Team |  | 2024-02-06 15:16 | Deemed Ex Ante Team
Ex | Com | For producing Old, Ex, Rec, and New BldgVint records while post-processing building energy simulations | RFF | CZ01 | 2011 | Any | 0.007 | DEER2019 | 2019-01-01 |  | 2024-02-06 15:16 | Deemed Ex Ante Team |  | 2024-02-06 15:16 | Deemed Ex Ante Team
Ex | Com | For producing Old, Ex, Rec, and New BldgVint records while post-processing building energy simulations | RFF | CZ01 | 2015 | Any | 0.005 | DEER2019 | 2019-01-01 |  | 2024-02-06 15:16 | Deemed Ex Ante Team |  | 2024-02-06 15:16 | Deemed Ex Ante Team
Ex | Com | For producing Old, Ex, Rec, and New BldgVint records while post-processing building energy simulations | RFF | CZ02 | 2003 | Any | 0.058 | DEER2019 | 2019-01-01 |  | 2024-02-06 15:16 | Deemed Ex Ante Team |  | 2024-02-06 15:16 | Deemed Ex Ante Team
Ex | Com | For producing Old, Ex, Rec, and New BldgVint records while post-processing building energy simulations | RFF | CZ02 | 2007 | Any | 0.038 | DEER2019 | 2019-01-01 |  | 2024-02-06 15:16 | Deemed Ex Ante Team |  | 2024-02-06 15:16 | Deemed Ex Ante Team
Ex | Com | For producing Old, Ex, Rec, and New BldgVint records while post-processing building energy simulations | RFF | CZ02 | 2011 | Any | 0.038 | DEER2019 | 2019-01-01 |  | 2024-02-06 15:16 | Deemed Ex Ante Team |  | 2024-02-06 15:16 | Deemed Ex Ante Team
Ex | Com | For producing Old, Ex, Rec, and New BldgVint records while post-processing building energy simulations | RFF | CZ02 | 2015 | Any | 0.029 | DEER2019 | 2019-01-01 |  | 2024-02-06 15:16 | Deemed Ex Ante Team |  | 2024-02-06 15:16 | Deemed Ex Ante Team
Ex | Com | For producing Old, Ex, Rec, and New BldgVint records while post-processing building energy simulations | RFF | CZ03 | 2003 | Any | 0.246 | DEER2019 | 2019-01-01 |  | 2024-02-06 15:16 | Deemed Ex Ante Team |  | 2024-02-06 15:16 | Deemed Ex Ante Team
Ex | Com | For producing Old, Ex, Rec, and New BldgVint records while post-processing building energy simulations | RFF | CZ03 | 2007 | Any | 0.192 | DEER2019 | 2019-01-01 |  | 2024-02-06 15:16 | Deemed Ex Ante Team |  | 2024-02-06 15:16 | Deemed Ex Ante Team
Ex | Com | For producing Old, Ex, Rec, and New BldgVint records while post-processing building energy simulations | RFF | CZ03 | 2011 | Any | 0.192 | DEER2019 | 2019-01-01 |  | 2024-02-06 15:16 | Deemed Ex Ante Team |  | 2024-02-06 15:16 | Deemed Ex Ante Team
Ex | Com | For producing Old, Ex, Rec, and New BldgVint records while post-processing building energy simulations | RFF | CZ03 | 2015 | Any | 0.144 | DEER2019 | 2019-01-01 |  | 2024-02-06 15:16 | Deemed Ex Ante Team |  | 2024-02-06 15:16 | Deemed Ex Ante Team
Ex | Com | For producing Old, Ex, Rec, and New BldgVint records while post-processing building energy simulations | RFF | CZ04 | 2003 | Any | 0.131 | DEER2019 | 2019-01-01 |  | 2024-02-06 15:16 | Deemed Ex Ante Team |  | 2024-02-06 15:16 | Deemed Ex Ante Team
Ex | Com | For producing Old, Ex, Rec, and New BldgVint records while post-processing building energy simulations | RFF | CZ04 | 2007 | Any | 0.077 | DEER2019 | 2019-01-01 |  | 2024-02-06 15:16 | Deemed Ex Ante Team |  | 2024-02-06 15:16 | Deemed Ex Ante Team
Ex | Com | For producing Old, Ex, Rec, and New BldgVint records while post-processing building energy simulations | RFF | CZ04 | 2011 | Any | 0.077 | DEER2019 | 2019-01-01 |  | 2024-02-06 15:16 | Deemed Ex Ante Team |  | 2024-02-06 15:16 | Deemed Ex Ante Team
Ex | Com | For producing Old, Ex, Rec, and New BldgVint records while post-processing building energy simulations | RFF | CZ04 | 2015 | Any | 0.058 | DEER2019 | 2019-01-01 |  | 2024-02-06 15:16 | Deemed Ex Ante Team |  | 2024-02-06 15:16 | Deemed Ex Ante Team
Ex | Com | For producing Old, Ex, Rec, and New BldgVint records while post-processing building energy simulations | RFF | CZ05 | 2003 | Any | 0.042 | DEER2019 | 2019-01-01 |  | 2024-02-06 15:16 | Deemed Ex Ante Team |  | 2024-02-06 15:16 | Deemed Ex Ante Team
Ex | Com | For producing Old, Ex, Rec, and New BldgVint records while post-processing building energy simulations | RFF | CZ05 | 2007 | Any | 0.029 | DEER2019 | 2019-01-01 |  | 2024-02-06 15:16 | Deemed Ex Ante Team |  | 2024-02-06 15:16 | Deemed Ex Ante Team
Ex | Com | For producing Old, Ex, Rec, and New BldgVint records while post-processing building energy simulations | RFF | CZ05 | 2011 | Any | 0.029 | DEER2019 | 2019-01-01 |  | 2024-02-06 15:16 | Deemed Ex Ante Team |  | 2024-02-06 15:16 | Deemed Ex Ante Team
Ex | Com | For producing Old, Ex, Rec, and New BldgVint records while post-processing building energy simulations | RFF | CZ05 | 2015 | Any | 0.021 | DEER2019 | 2019-01-01 |  | 2024-02-06 15:16 | Deemed Ex Ante Team |  | 2024-02-06 15:16 | Deemed Ex Ante Team
Ex | Com | For producing Old, Ex, Rec, and New BldgVint records while post-processing building energy simulations | RFF | CZ06 | 2003 | Any | 1.199 | DEER2019 | 2019-01-01 |  | 2024-02-06 15:16 | Deemed Ex Ante Team |  | 2024-02-06 15:16 | Deemed Ex Ante Team
Ex | Com | For producing Old, Ex, Rec, and New BldgVint records while post-processing building energy simulations | RFF | CZ06 | 2007 | Any | 1.035 | DEER2019 | 2019-01-01 |  | 2024-02-06 15:16 | Deemed Ex Ante Team |  | 2024-02-06 15:16 | Deemed Ex Ante Team
Ex | Com | For producing Old, Ex, Rec, and New BldgVint records while post-processing building energy simulations | RFF | CZ06 | 2011 | Any | 1.035 | DEER2019 | 2019-01-01 |  | 2024-02-06 15:16 | Deemed Ex Ante Team |  | 2024-02-06 15:16 | Deemed Ex Ante Team
Ex | Com | For producing Old, Ex, Rec, and New BldgVint records while post-processing building energy simulations | RFF | CZ06 | 2015 | Any | 0.777 | DEER2019 | 2019-01-01 |  | 2024-02-06 15:16 | Deemed Ex Ante Team |  | 2024-02-06 15:16 | Deemed Ex Ante Team
Ex | Com | For producing Old, Ex, Rec, and New BldgVint records while post-processing building energy simulations | RFF | CZ07 | 2003 | Any | 0.296 | DEER2019 | 2019-01-01 |  | 2024-02-06 15:16 | Deemed Ex Ante Team |  | 2024-02-06 15:16 | Deemed Ex Ante Team
Ex | Com | For producing Old, Ex, Rec, and New BldgVint records while post-processing building energy simulations | RFF | CZ07 | 2007 | Any | 0.201 | DEER2019 | 2019-01-01 |  | 2024-02-06 15:16 | Deemed Ex Ante Team |  | 2024-02-06 15:16 | Deemed Ex Ante Team
Ex | Com | For producing Old, Ex, Rec, and New BldgVint records while post-processing building energy simulations | RFF | CZ07 | 2011 | Any | 0.201 | DEER2019 | 2019-01-01 |  | 2024-02-06 15:16 | Deemed Ex Ante Team |  | 2024-02-06 15:16 | Deemed Ex Ante Team
Ex | Com | For producing Old, Ex, Rec, and New BldgVint records while post-processing building energy simulations | RFF | CZ07 | 2015 | Any | 0.151 | DEER2019 | 2019-01-01 |  | 2024-02-06 15:16 | Deemed Ex Ante Team |  | 2024-02-06 15:16 | Deemed Ex Ante Team
Ex | Com | For producing Old, Ex, Rec, and New BldgVint records while post-processing building energy simulations | RFF | CZ08 | 2003 | Any | 1.474 | DEER2019 | 2019-01-01 |  | 2024-02-06 15:16 | Deemed Ex Ante Team |  | 2024-02-06 15:16 | Deemed Ex Ante Team
Ex | Com | For producing Old, Ex, Rec, and New BldgVint records while post-processing building energy simulations | RFF | CZ08 | 2007 | Any | 1.201 | DEER2019 | 2019-01-01 |  | 2024-02-06 15:16 | Deemed Ex Ante Team |  | 2024-02-06 15:16 | Deemed Ex Ante Team
Ex | Com | For producing Old, Ex, Rec, and New BldgVint records while post-processing building energy simulations | RFF | CZ08 | 2011 | Any | 1.201 | DEER2019 | 2019-01-01 |  | 2024-02-06 15:16 | Deemed Ex Ante Team |  | 2024-02-06 15:16 | Deemed Ex Ante Team
Ex | Com | For producing Old, Ex, Rec, and New BldgVint records while post-processing building energy simulations | RFF | CZ08 | 2015 | Any | 0.901 | DEER2019 | 2019-01-01 |  | 2024-02-06 15:16 | Deemed Ex Ante Team |  | 2024-02-06 15:16 | Deemed Ex Ante Team
Ex | Com | For producing Old, Ex, Rec, and New BldgVint records while post-processing building energy simulations | RFF | CZ09 | 2003 | Any | 1.495 | DEER2019 | 2019-01-01 |  | 2024-02-06 15:16 | Deemed Ex Ante Team |  | 2024-02-06 15:16 | Deemed Ex Ante Team
Ex | Com | For producing Old, Ex, Rec, and New BldgVint records while post-processing building energy simulations | RFF | CZ09 | 2007 | Any | 0.827 | DEER2019 | 2019-01-01 |  | 2024-02-06 15:16 | Deemed Ex Ante Team |  | 2024-02-06 15:16 | Deemed Ex Ante Team
Ex | Com | For producing Old, Ex, Rec, and New BldgVint records while post-processing building energy simulations | RFF | CZ09 | 2011 | Any | 0.827 | DEER2019 | 2019-01-01 |  | 2024-02-06 15:16 | Deemed Ex Ante Team |  | 2024-02-06 15:16 | Deemed Ex Ante Team
Ex | Com | For producing Old, Ex, Rec, and New BldgVint records while post-processing building energy simulations | RFF | CZ09 | 2015 | Any | 0.619 | DEER2019 | 2019-01-01 |  | 2024-02-06 15:16 | Deemed Ex Ante Team |  | 2024-02-06 15:16 | Deemed Ex Ante Team
Ex | Com | For producing Old, Ex, Rec, and New BldgVint records while post-processing building energy simulations | RFF | CZ10 | 2003 | Any | 3.877 | DEER2019 | 2019-01-01 |  | 2024-02-06 15:16 | Deemed Ex Ante Team |  | 2024-02-06 15:16 | Deemed Ex Ante Team
Ex | Com | For producing Old, Ex, Rec, and New BldgVint records while post-processing building energy simulations | RFF | CZ10 | 2007 | Any | 1.349 | DEER2019 | 2019-01-01 |  | 2024-02-06 15:16 | Deemed Ex Ante Team |  | 2024-02-06 15:16 | Deemed Ex Ante Team
Ex | Com | For producing Old, Ex, Rec, and New BldgVint records while post-processing building energy simulations | RFF | CZ10 | 2011 | Any | 1.349 | DEER2019 | 2019-01-01 |  | 2024-02-06 15:16 | Deemed Ex Ante Team |  | 2024-02-06 15:16 | Deemed Ex Ante Team
Ex | Com | For producing Old, Ex, Rec, and New BldgVint records while post-processing building energy simulations | RFF | CZ10 | 2015 | Any | 1.011 | DEER2019 | 2019-01-01 |  | 2024-02-06 15:16 | Deemed Ex Ante Team |  | 2024-02-06 15:16 | Deemed Ex Ante Team
Ex | Com | For producing Old, Ex, Rec, and New BldgVint records while post-processing building energy simulations | RFF | CZ11 | 2003 | Any | 0.072 | DEER2019 | 2019-01-01 |  | 2024-02-06 15:16 | Deemed Ex Ante Team |  | 2024-02-06 15:16 | Deemed Ex Ante Team
Ex | Com | For producing Old, Ex, Rec, and New BldgVint records while post-processing building energy simulations | RFF | CZ11 | 2007 | Any | 0.039 | DEER2019 | 2019-01-01 |  | 2024-02-06 15:16 | Deemed Ex Ante Team |  | 2024-02-06 15:16 | Deemed Ex Ante Team
Ex | Com | For producing Old, Ex, Rec, and New BldgVint records while post-processing building energy simulations | RFF | CZ11 | 2011 | Any | 0.039 | DEER2019 | 2019-01-01 |  | 2024-02-06 15:16 | Deemed Ex Ante Team |  | 2024-02-06 15:16 | Deemed Ex Ante Team
Ex | Com | For producing Old, Ex, Rec, and New BldgVint records while post-processing building energy simulations | RFF | CZ11 | 2015 | Any | 0.03 | DEER2019 | 2019-01-01 |  | 2024-02-06 15:16 | Deemed Ex Ante Team |  | 2024-02-06 15:16 | Deemed Ex Ante Team
Ex | Com | For producing Old, Ex, Rec, and New BldgVint records while post-processing building energy simulations | RFF | CZ12 | 2003 | Any | 0.277 | DEER2019 | 2019-01-01 |  | 2024-02-06 15:16 | Deemed Ex Ante Team |  | 2024-02-06 15:16 | Deemed Ex Ante Team
Ex | Com | For producing Old, Ex, Rec, and New BldgVint records while post-processing building energy simulations | RFF | CZ12 | 2007 | Any | 0.139 | DEER2019 | 2019-01-01 |  | 2024-02-06 15:16 | Deemed Ex Ante Team |  | 2024-02-06 15:16 | Deemed Ex Ante Team
Ex | Com | For producing Old, Ex, Rec, and New BldgVint records while post-processing building energy simulations | RFF | CZ12 | 2011 | Any | 0.139 | DEER2019 | 2019-01-01 |  | 2024-02-06 15:16 | Deemed Ex Ante Team |  | 2024-02-06 15:16 | Deemed Ex Ante Team
Ex | Com | For producing Old, Ex, Rec, and New BldgVint records while post-processing building energy simulations | RFF | CZ12 | 2015 | Any | 0.104 | DEER2019 | 2019-01-01 |  | 2024-02-06 15:16 | Deemed Ex Ante Team |  | 2024-02-06 15:16 | Deemed Ex Ante Team
Ex | Com | For producing Old, Ex, Rec, and New BldgVint records while post-processing building energy simulations | RFF | CZ13 | 2003 | Any | 0.347 | DEER2019 | 2019-01-01 |  | 2024-02-06 15:16 | Deemed Ex Ante Team |  | 2024-02-06 15:16 | Deemed Ex Ante Team
Ex | Com | For producing Old, Ex, Rec, and New BldgVint records while post-processing building energy simulations | RFF | CZ13 | 2007 | Any | 0.184 | DEER2019 | 2019-01-01 |  | 2024-02-06 15:16 | Deemed Ex Ante Team |  | 2024-02-06 15:16 | Deemed Ex Ante Team
Ex | Com | For producing Old, Ex, Rec, and New BldgVint records while post-processing building energy simulations | RFF | CZ13 | 2011 | Any | 0.184 | DEER2019 | 2019-01-01 |  | 2024-02-06 15:16 | Deemed Ex Ante Team |  | 2024-02-06 15:16 | Deemed Ex Ante Team
Ex | Com | For producing Old, Ex, Rec, and New BldgVint records while post-processing building energy simulations | RFF | CZ13 | 2015 | Any | 0.138 | DEER2019 | 2019-01-01 |  | 2024-02-06 15:16 | Deemed Ex Ante Team |  | 2024-02-06 15:16 | Deemed Ex Ante Team
Ex | Com | For producing Old, Ex, Rec, and New BldgVint records while post-processing building energy simulations | RFF | CZ14 | 2003 | Any | 0.697 | DEER2019 | 2019-01-01 |  | 2024-02-06 15:16 | Deemed Ex Ante Team |  | 2024-02-06 15:16 | Deemed Ex Ante Team
Ex | Com | For producing Old, Ex, Rec, and New BldgVint records while post-processing building energy simulations | RFF | CZ14 | 2007 | Any | 0.247 | DEER2019 | 2019-01-01 |  | 2024-02-06 15:16 | Deemed Ex Ante Team |  | 2024-02-06 15:16 | Deemed Ex Ante Team
Ex | Com | For producing Old, Ex, Rec, and New BldgVint records while post-processing building energy simulations | RFF | CZ14 | 2011 | Any | 0.247 | DEER2019 | 2019-01-01 |  | 2024-02-06 15:16 | Deemed Ex Ante Team |  | 2024-02-06 15:16 | Deemed Ex Ante Team
Ex | Com | For producing Old, Ex, Rec, and New BldgVint records while post-processing building energy simulations | RFF | CZ14 | 2015 | Any | 0.185 | DEER2019 | 2019-01-01 |  | 2024-02-06 15:16 | Deemed Ex Ante Team |  | 2024-02-06 15:16 | Deemed Ex Ante Team
Ex | Com | For producing Old, Ex, Rec, and New BldgVint records while post-processing building energy simulations | RFF | CZ15 | 2003 | Any | 0.741 | DEER2019 | 2019-01-01 |  | 2024-02-06 15:16 | Deemed Ex Ante Team |  | 2024-02-06 15:16 | Deemed Ex Ante Team
Ex | Com | For producing Old, Ex, Rec, and New BldgVint records while post-processing building energy simulations | RFF | CZ15 | 2007 | Any | 0.253 | DEER2019 | 2019-01-01 |  | 2024-02-06 15:16 | Deemed Ex Ante Team |  | 2024-02-06 15:16 | Deemed Ex Ante Team
Ex | Com | For producing Old, Ex, Rec, and New BldgVint records while post-processing building energy simulations | RFF | CZ15 | 2011 | Any | 0.253 | DEER2019 | 2019-01-01 |  | 2024-02-06 15:16 | Deemed Ex Ante Team |  | 2024-02-06 15:16 | Deemed Ex Ante Team
Ex | Com | For producing Old, Ex, Rec, and New BldgVint records while post-processing building energy simulations | RFF | CZ15 | 2015 | Any | 0.189 | DEER2019 | 2019-01-01 |  | 2024-02-06 15:16 | Deemed Ex Ante Team |  | 2024-02-06 15:16 | Deemed Ex Ante Team
Ex | Com | For producing Old, Ex, Rec, and New BldgVint records while post-processing building energy simulations | RFF | CZ16 | 2003 | Any | 0.266 | DEER2019 | 2019-01-01 |  | 2024-02-06 15:16 | Deemed Ex Ante Team |  | 2024-02-06 15:16 | Deemed Ex Ante Team
Ex | Com | For producing Old, Ex, Rec, and New BldgVint records while post-processing building energy simulations | RFF | CZ16 | 2007 | Any | 0.101 | DEER2019 | 2019-01-01 |  | 2024-02-06 15:16 | Deemed Ex Ante Team |  | 2024-02-06 15:16 | Deemed Ex Ante Team
Ex | Com | For producing Old, Ex, Rec, and New BldgVint records while post-processing building energy simulations | RFF | CZ16 | 2011 | Any | 0.101 | DEER2019 | 2019-01-01 |  | 2024-02-06 15:16 | Deemed Ex Ante Team |  | 2024-02-06 15:16 | Deemed Ex Ante Team
Ex | Com | For producing Old, Ex, Rec, and New BldgVint records while post-processing building energy simulations | RFF | CZ16 | 2015 | Any | 0.075 | DEER2019 | 2019-01-01 |  | 2024-02-06 15:16 | Deemed Ex Ante Team |  | 2024-02-06 15:16 | Deemed Ex Ante Team
Ex | Com | For producing Old, Ex, Rec, and New BldgVint records while post-processing building energy simulations | RSD | CZ01 | 2003 | Any | 0.007 | DEER2019 | 2019-01-01 |  | 2024-02-06 15:16 | Deemed Ex Ante Team |  | 2024-02-06 15:16 | Deemed Ex Ante Team
Ex | Com | For producing Old, Ex, Rec, and New BldgVint records while post-processing building energy simulations | RSD | CZ01 | 2007 | Any | 0.007 | DEER2019 | 2019-01-01 |  | 2024-02-06 15:16 | Deemed Ex Ante Team |  | 2024-02-06 15:16 | Deemed Ex Ante Team
Ex | Com | For producing Old, Ex, Rec, and New BldgVint records while post-processing building energy simulations | RSD | CZ01 | 2011 | Any | 0.007 | DEER2019 | 2019-01-01 |  | 2024-02-06 15:16 | Deemed Ex Ante Team |  | 2024-02-06 15:16 | Deemed Ex Ante Team
Ex | Com | For producing Old, Ex, Rec, and New BldgVint records while post-processing building energy simulations | RSD | CZ01 | 2015 | Any | 0.005 | DEER2019 | 2019-01-01 |  | 2024-02-06 15:16 | Deemed Ex Ante Team |  | 2024-02-06 15:16 | Deemed Ex Ante Team
Ex | Com | For producing Old, Ex, Rec, and New BldgVint records while post-processing building energy simulations | RSD | CZ02 | 2003 | Any | 0.058 | DEER2019 | 2019-01-01 |  | 2024-02-06 15:16 | Deemed Ex Ante Team |  | 2024-02-06 15:16 | Deemed Ex Ante Team
Ex | Com | For producing Old, Ex, Rec, and New BldgVint records while post-processing building energy simulations | RSD | CZ02 | 2007 | Any | 0.038 | DEER2019 | 2019-01-01 |  | 2024-02-06 15:16 | Deemed Ex Ante Team |  | 2024-02-06 15:16 | Deemed Ex Ante Team
Ex | Com | For producing Old, Ex, Rec, and New BldgVint records while post-processing building energy simulations | RSD | CZ02 | 2011 | Any | 0.038 | DEER2019 | 2019-01-01 |  | 2024-02-06 15:16 | Deemed Ex Ante Team |  | 2024-02-06 15:16 | Deemed Ex Ante Team
Ex | Com | For producing Old, Ex, Rec, and New BldgVint records while post-processing building energy simulations | RSD | CZ02 | 2015 | Any | 0.029 | DEER2019 | 2019-01-01 |  | 2024-02-06 15:16 | Deemed Ex Ante Team |  | 2024-02-06 15:16 | Deemed Ex Ante Team
Ex | Com | For producing Old, Ex, Rec, and New BldgVint records while post-processing building energy simulations | RSD | CZ03 | 2003 | Any | 0.246 | DEER2019 | 2019-01-01 |  | 2024-02-06 15:16 | Deemed Ex Ante Team |  | 2024-02-06 15:16 | Deemed Ex Ante Team
Ex | Com | For producing Old, Ex, Rec, and New BldgVint records while post-processing building energy simulations | RSD | CZ03 | 2007 | Any | 0.192 | DEER2019 | 2019-01-01 |  | 2024-02-06 15:16 | Deemed Ex Ante Team |  | 2024-02-06 15:16 | Deemed Ex Ante Team
Ex | Com | For producing Old, Ex, Rec, and New BldgVint records while post-processing building energy simulations | RSD | CZ03 | 2011 | Any | 0.192 | DEER2019 | 2019-01-01 |  | 2024-02-06 15:16 | Deemed Ex Ante Team |  | 2024-02-06 15:16 | Deemed Ex Ante Team
Ex | Com | For producing Old, Ex, Rec, and New BldgVint records while post-processing building energy simulations | RSD | CZ03 | 2015 | Any | 0.144 | DEER2019 | 2019-01-01 |  | 2024-02-06 15:16 | Deemed Ex Ante Team |  | 2024-02-06 15:16 | Deemed Ex Ante Team
Ex | Com | For producing Old, Ex, Rec, and New BldgVint records while post-processing building energy simulations | RSD | CZ04 | 2003 | Any | 0.131 | DEER2019 | 2019-01-01 |  | 2024-02-06 15:16 | Deemed Ex Ante Team |  | 2024-02-06 15:16 | Deemed Ex Ante Team
Ex | Com | For producing Old, Ex, Rec, and New BldgVint records while post-processing building energy simulations | RSD | CZ04 | 2007 | Any | 0.077 | DEER2019 | 2019-01-01 |  | 2024-02-06 15:16 | Deemed Ex Ante Team |  | 2024-02-06 15:16 | Deemed Ex Ante Team
Ex | Com | For producing Old, Ex, Rec, and New BldgVint records while post-processing building energy simulations | RSD | CZ04 | 2011 | Any | 0.077 | DEER2019 | 2019-01-01 |  | 2024-02-06 15:16 | Deemed Ex Ante Team |  | 2024-02-06 15:16 | Deemed Ex Ante Team
Ex | Com | For producing Old, Ex, Rec, and New BldgVint records while post-processing building energy simulations | RSD | CZ04 | 2015 | Any | 0.058 | DEER2019 | 2019-01-01 |  | 2024-02-06 15:16 | Deemed Ex Ante Team |  | 2024-02-06 15:16 | Deemed Ex Ante Team
Ex | Com | For producing Old, Ex, Rec, and New BldgVint records while post-processing building energy simulations | RSD | CZ05 | 2003 | Any | 0.042 | DEER2019 | 2019-01-01 |  | 2024-02-06 15:16 | Deemed Ex Ante Team |  | 2024-02-06 15:16 | Deemed Ex Ante Team
Ex | Com | For producing Old, Ex, Rec, and New BldgVint records while post-processing building energy simulations | RSD | CZ05 | 2007 | Any | 0.029 | DEER2019 | 2019-01-01 |  | 2024-02-06 15:16 | Deemed Ex Ante Team |  | 2024-02-06 15:16 | Deemed Ex Ante Team
Ex | Com | For producing Old, Ex, Rec, and New BldgVint records while post-processing building energy simulations | RSD | CZ05 | 2011 | Any | 0.029 | DEER2019 | 2019-01-01 |  | 2024-02-06 15:16 | Deemed Ex Ante Team |  | 2024-02-06 15:16 | Deemed Ex Ante Team
Ex | Com | For producing Old, Ex, Rec, and New BldgVint records while post-processing building energy simulations | RSD | CZ05 | 2015 | Any | 0.021 | DEER2019 | 2019-01-01 |  | 2024-02-06 15:16 | Deemed Ex Ante Team |  | 2024-02-06 15:16 | Deemed Ex Ante Team
Ex | Com | For producing Old, Ex, Rec, and New BldgVint records while post-processing building energy simulations | RSD | CZ06 | 2003 | Any | 1.199 | DEER2019 | 2019-01-01 |  | 2024-02-06 15:16 | Deemed Ex Ante Team |  | 2024-02-06 15:16 | Deemed Ex Ante Team
Ex | Com | For producing Old, Ex, Rec, and New BldgVint records while post-processing building energy simulations | RSD | CZ06 | 2007 | Any | 1.035 | DEER2019 | 2019-01-01 |  | 2024-02-06 15:16 | Deemed Ex Ante Team |  | 2024-02-06 15:16 | Deemed Ex Ante Team
Ex | Com | For producing Old, Ex, Rec, and New BldgVint records while post-processing building energy simulations | RSD | CZ06 | 2011 | Any | 1.035 | DEER2019 | 2019-01-01 |  | 2024-02-06 15:16 | Deemed Ex Ante Team |  | 2024-02-06 15:16 | Deemed Ex Ante Team
Ex | Com | For producing Old, Ex, Rec, and New BldgVint records while post-processing building energy simulations | RSD | CZ06 | 2015 | Any | 0.777 | DEER2019 | 2019-01-01 |  | 2024-02-06 15:16 | Deemed Ex Ante Team |  | 2024-02-06 15:16 | Deemed Ex Ante Team
Ex | Com | For producing Old, Ex, Rec, and New BldgVint records while post-processing building energy simulations | RSD | CZ07 | 2003 | Any | 0.296 | DEER2019 | 2019-01-01 |  | 2024-02-06 15:16 | Deemed Ex Ante Team |  | 2024-02-06 15:16 | Deemed Ex Ante Team
Ex | Com | For producing Old, Ex, Rec, and New BldgVint records while post-processing building energy simulations | RSD | CZ07 | 2007 | Any | 0.201 | DEER2019 | 2019-01-01 |  | 2024-02-06 15:16 | Deemed Ex Ante Team |  | 2024-02-06 15:16 | Deemed Ex Ante Team
Ex | Com | For producing Old, Ex, Rec, and New BldgVint records while post-processing building energy simulations | RSD | CZ07 | 2011 | Any | 0.201 | DEER2019 | 2019-01-01 |  | 2024-02-06 15:16 | Deemed Ex Ante Team |  | 2024-02-06 15:16 | Deemed Ex Ante Team
Ex | Com | For producing Old, Ex, Rec, and New BldgVint records while post-processing building energy simulations | RSD | CZ07 | 2015 | Any | 0.151 | DEER2019 | 2019-01-01 |  | 2024-02-06 15:16 | Deemed Ex Ante Team |  | 2024-02-06 15:16 | Deemed Ex Ante Team
Ex | Com | For producing Old, Ex, Rec, and New BldgVint records while post-processing building energy simulations | RSD | CZ08 | 2003 | Any | 1.474 | DEER2019 | 2019-01-01 |  | 2024-02-06 15:16 | Deemed Ex Ante Team |  | 2024-02-06 15:16 | Deemed Ex Ante Team
Ex | Com | For producing Old, Ex, Rec, and New BldgVint records while post-processing building energy simulations | RSD | CZ08 | 2007 | Any | 1.201 | DEER2019 | 2019-01-01 |  | 2024-02-06 15:16 | Deemed Ex Ante Team |  | 2024-02-06 15:16 | Deemed Ex Ante Team
Ex | Com | For producing Old, Ex, Rec, and New BldgVint records while post-processing building energy simulations | RSD | CZ08 | 2011 | Any | 1.201 | DEER2019 | 2019-01-01 |  | 2024-02-06 15:16 | Deemed Ex Ante Team |  | 2024-02-06 15:16 | Deemed Ex Ante Team
Ex | Com | For producing Old, Ex, Rec, and New BldgVint records while post-processing building energy simulations | RSD | CZ08 | 2015 | Any | 0.901 | DEER2019 | 2019-01-01 |  | 2024-02-06 15:16 | Deemed Ex Ante Team |  | 2024-02-06 15:16 | Deemed Ex Ante Team
Ex | Com | For producing Old, Ex, Rec, and New BldgVint records while post-processing building energy simulations | RSD | CZ09 | 2003 | Any | 1.495 | DEER2019 | 2019-01-01 |  | 2024-02-06 15:16 | Deemed Ex Ante Team |  | 2024-02-06 15:16 | Deemed Ex Ante Team
Ex | Com | For producing Old, Ex, Rec, and New BldgVint records while post-processing building energy simulations | RSD | CZ09 | 2007 | Any | 0.827 | DEER2019 | 2019-01-01 |  | 2024-02-06 15:16 | Deemed Ex Ante Team |  | 2024-02-06 15:16 | Deemed Ex Ante Team
Ex | Com | For producing Old, Ex, Rec, and New BldgVint records while post-processing building energy simulations | RSD | CZ09 | 2011 | Any | 0.827 | DEER2019 | 2019-01-01 |  | 2024-02-06 15:16 | Deemed Ex Ante Team |  | 2024-02-06 15:16 | Deemed Ex Ante Team
Ex | Com | For producing Old, Ex, Rec, and New BldgVint records while post-processing building energy simulations | RSD | CZ09 | 2015 | Any | 0.619 | DEER2019 | 2019-01-01 |  | 2024-02-06 15:16 | Deemed Ex Ante Team |  | 2024-02-06 15:16 | Deemed Ex Ante Team
Ex | Com | For producing Old, Ex, Rec, and New BldgVint records while post-processing building energy simulations | RSD | CZ10 | 2003 | Any | 3.877 | DEER2019 | 2019-01-01 |  | 2024-02-06 15:16 | Deemed Ex Ante Team |  | 2024-02-06 15:16 | Deemed Ex Ante Team
Ex | Com | For producing Old, Ex, Rec, and New BldgVint records while post-processing building energy simulations | RSD | CZ10 | 2007 | Any | 1.349 | DEER2019 | 2019-01-01 |  | 2024-02-06 15:16 | Deemed Ex Ante Team |  | 2024-02-06 15:16 | Deemed Ex Ante Team
Ex | Com | For producing Old, Ex, Rec, and New BldgVint records while post-processing building energy simulations | RSD | CZ10 | 2011 | Any | 1.349 | DEER2019 | 2019-01-01 |  | 2024-02-06 15:16 | Deemed Ex Ante Team |  | 2024-02-06 15:16 | Deemed Ex Ante Team
Ex | Com | For producing Old, Ex, Rec, and New BldgVint records while post-processing building energy simulations | RSD | CZ10 | 2015 | Any | 1.011 | DEER2019 | 2019-01-01 |  | 2024-02-06 15:16 | Deemed Ex Ante Team |  | 2024-02-06 15:16 | Deemed Ex Ante Team
Ex | Com | For producing Old, Ex, Rec, and New BldgVint records while post-processing building energy simulations | RSD | CZ11 | 2003 | Any | 0.072 | DEER2019 | 2019-01-01 |  | 2024-02-06 15:16 | Deemed Ex Ante Team |  | 2024-02-06 15:16 | Deemed Ex Ante Team
Ex | Com | For producing Old, Ex, Rec, and New BldgVint records while post-processing building energy simulations | RSD | CZ11 | 2007 | Any | 0.039 | DEER2019 | 2019-01-01 |  | 2024-02-06 15:16 | Deemed Ex Ante Team |  | 2024-02-06 15:16 | Deemed Ex Ante Team
Ex | Com | For producing Old, Ex, Rec, and New BldgVint records while post-processing building energy simulations | RSD | CZ11 | 2011 | Any | 0.039 | DEER2019 | 2019-01-01 |  | 2024-02-06 15:16 | Deemed Ex Ante Team |  | 2024-02-06 15:16 | Deemed Ex Ante Team
Ex | Com | For producing Old, Ex, Rec, and New BldgVint records while post-processing building energy simulations | RSD | CZ11 | 2015 | Any | 0.03 | DEER2019 | 2019-01-01 |  | 2024-02-06 15:16 | Deemed Ex Ante Team |  | 2024-02-06 15:16 | Deemed Ex Ante Team
Ex | Com | For producing Old, Ex, Rec, and New BldgVint records while post-processing building energy simulations | RSD | CZ12 | 2003 | Any | 0.277 | DEER2019 | 2019-01-01 |  | 2024-02-06 15:16 | Deemed Ex Ante Team |  | 2024-02-06 15:16 | Deemed Ex Ante Team
Ex | Com | For producing Old, Ex, Rec, and New BldgVint records while post-processing building energy simulations | RSD | CZ12 | 2007 | Any | 0.139 | DEER2019 | 2019-01-01 |  | 2024-02-06 15:16 | Deemed Ex Ante Team |  | 2024-02-06 15:16 | Deemed Ex Ante Team
Ex | Com | For producing Old, Ex, Rec, and New BldgVint records while post-processing building energy simulations | RSD | CZ12 | 2011 | Any | 0.139 | DEER2019 | 2019-01-01 |  | 2024-02-06 15:16 | Deemed Ex Ante Team |  | 2024-02-06 15:16 | Deemed Ex Ante Team
Ex | Com | For producing Old, Ex, Rec, and New BldgVint records while post-processing building energy simulations | RSD | CZ12 | 2015 | Any | 0.104 | DEER2019 | 2019-01-01 |  | 2024-02-06 15:16 | Deemed Ex Ante Team |  | 2024-02-06 15:16 | Deemed Ex Ante Team
Ex | Com | For producing Old, Ex, Rec, and New BldgVint records while post-processing building energy simulations | RSD | CZ13 | 2003 | Any | 0.347 | DEER2019 | 2019-01-01 |  | 2024-02-06 15:16 | Deemed Ex Ante Team |  | 2024-02-06 15:16 | Deemed Ex Ante Team
Ex | Com | For producing Old, Ex, Rec, and New BldgVint records while post-processing building energy simulations | RSD | CZ13 | 2007 | Any | 0.184 | DEER2019 | 2019-01-01 |  | 2024-02-06 15:16 | Deemed Ex Ante Team |  | 2024-02-06 15:16 | Deemed Ex Ante Team
Ex | Com | For producing Old, Ex, Rec, and New BldgVint records while post-processing building energy simulations | RSD | CZ13 | 2011 | Any | 0.184 | DEER2019 | 2019-01-01 |  | 2024-02-06 15:16 | Deemed Ex Ante Team |  | 2024-02-06 15:16 | Deemed Ex Ante Team
Ex | Com | For producing Old, Ex, Rec, and New BldgVint records while post-processing building energy simulations | RSD | CZ13 | 2015 | Any | 0.138 | DEER2019 | 2019-01-01 |  | 2024-02-06 15:16 | Deemed Ex Ante Team |  | 2024-02-06 15:16 | Deemed Ex Ante Team
Ex | Com | For producing Old, Ex, Rec, and New BldgVint records while post-processing building energy simulations | RSD | CZ14 | 2003 | Any | 0.697 | DEER2019 | 2019-01-01 |  | 2024-02-06 15:16 | Deemed Ex Ante Team |  | 2024-02-06 15:16 | Deemed Ex Ante Team
Ex | Com | For producing Old, Ex, Rec, and New BldgVint records while post-processing building energy simulations | RSD | CZ14 | 2007 | Any | 0.247 | DEER2019 | 2019-01-01 |  | 2024-02-06 15:16 | Deemed Ex Ante Team |  | 2024-02-06 15:16 | Deemed Ex Ante Team
Ex | Com | For producing Old, Ex, Rec, and New BldgVint records while post-processing building energy simulations | RSD | CZ14 | 2011 | Any | 0.247 | DEER2019 | 2019-01-01 |  | 2024-02-06 15:16 | Deemed Ex Ante Team |  | 2024-02-06 15:16 | Deemed Ex Ante Team
Ex | Com | For producing Old, Ex, Rec, and New BldgVint records while post-processing building energy simulations | RSD | CZ14 | 2015 | Any | 0.185 | DEER2019 | 2019-01-01 |  | 2024-02-06 15:16 | Deemed Ex Ante Team |  | 2024-02-06 15:16 | Deemed Ex Ante Team
Ex | Com | For producing Old, Ex, Rec, and New BldgVint records while post-processing building energy simulations | RSD | CZ15 | 2003 | Any | 0.741 | DEER2019 | 2019-01-01 |  | 2024-02-06 15:16 | Deemed Ex Ante Team |  | 2024-02-06 15:16 | Deemed Ex Ante Team
Ex | Com | For producing Old, Ex, Rec, and New BldgVint records while post-processing building energy simulations | RSD | CZ15 | 2007 | Any | 0.253 | DEER2019 | 2019-01-01 |  | 2024-02-06 15:16 | Deemed Ex Ante Team |  | 2024-02-06 15:16 | Deemed Ex Ante Team
Ex | Com | For producing Old, Ex, Rec, and New BldgVint records while post-processing building energy simulations | RSD | CZ15 | 2011 | Any | 0.253 | DEER2019 | 2019-01-01 |  | 2024-02-06 15:16 | Deemed Ex Ante Team |  | 2024-02-06 15:16 | Deemed Ex Ante Team
Ex | Com | For producing Old, Ex, Rec, and New BldgVint records while post-processing building energy simulations | RSD | CZ15 | 2015 | Any | 0.189 | DEER2019 | 2019-01-01 |  | 2024-02-06 15:16 | Deemed Ex Ante Team |  | 2024-02-06 15:16 | Deemed Ex Ante Team
Ex | Com | For producing Old, Ex, Rec, and New BldgVint records while post-processing building energy simulations | RSD | CZ16 | 2003 | Any | 0.266 | DEER2019 | 2019-01-01 |  | 2024-02-06 15:16 | Deemed Ex Ante Team |  | 2024-02-06 15:16 | Deemed Ex Ante Team
Ex | Com | For producing Old, Ex, Rec, and New BldgVint records while post-processing building energy simulations | RSD | CZ16 | 2007 | Any | 0.101 | DEER2019 | 2019-01-01 |  | 2024-02-06 15:16 | Deemed Ex Ante Team |  | 2024-02-06 15:16 | Deemed Ex Ante Team
Ex | Com | For producing Old, Ex, Rec, and New BldgVint records while post-processing building energy simulations | RSD | CZ16 | 2011 | Any | 0.101 | DEER2019 | 2019-01-01 |  | 2024-02-06 15:16 | Deemed Ex Ante Team |  | 2024-02-06 15:16 | Deemed Ex Ante Team
Ex | Com | For producing Old, Ex, Rec, and New BldgVint records while post-processing building energy simulations | RSD | CZ16 | 2015 | Any | 0.075 | DEER2019 | 2019-01-01 |  | 2024-02-06 15:16 | Deemed Ex Ante Team |  | 2024-02-06 15:16 | Deemed Ex Ante Team
Ex | Com | For producing Old, Ex, Rec, and New BldgVint records while post-processing building energy simulations | Rt3 | CZ01 | 2003 | Any | 0.066 | DEER2019 | 2019-01-01 |  | 2024-02-06 15:16 | Deemed Ex Ante Team |  | 2024-02-06 15:16 | Deemed Ex Ante Team
Ex | Com | For producing Old, Ex, Rec, and New BldgVint records while post-processing building energy simulations | Rt3 | CZ01 | 2007 | Any | 0.04 | DEER2019 | 2019-01-01 |  | 2024-02-06 15:16 | Deemed Ex Ante Team |  | 2024-02-06 15:16 | Deemed Ex Ante Team
Ex | Com | For producing Old, Ex, Rec, and New BldgVint records while post-processing building energy simulations | Rt3 | CZ01 | 2011 | Any | 0.04 | DEER2019 | 2019-01-01 |  | 2024-02-06 15:16 | Deemed Ex Ante Team |  | 2024-02-06 15:16 | Deemed Ex Ante Team
Ex | Com | For producing Old, Ex, Rec, and New BldgVint records while post-processing building energy simulations | Rt3 | CZ01 | 2015 | Any | 0.03 | DEER2019 | 2019-01-01 |  | 2024-02-06 15:16 | Deemed Ex Ante Team |  | 2024-02-06 15:16 | Deemed Ex Ante Team
Ex | Com | For producing Old, Ex, Rec, and New BldgVint records while post-processing building energy simulations | Rt3 | CZ02 | 2003 | Any | 0.5 | DEER2019 | 2019-01-01 |  | 2024-02-06 15:16 | Deemed Ex Ante Team |  | 2024-02-06 15:16 | Deemed Ex Ante Team
Ex | Com | For producing Old, Ex, Rec, and New BldgVint records while post-processing building energy simulations | Rt3 | CZ02 | 2007 | Any | 0.285 | DEER2019 | 2019-01-01 |  | 2024-02-06 15:16 | Deemed Ex Ante Team |  | 2024-02-06 15:16 | Deemed Ex Ante Team
Ex | Com | For producing Old, Ex, Rec, and New BldgVint records while post-processing building energy simulations | Rt3 | CZ02 | 2011 | Any | 0.285 | DEER2019 | 2019-01-01 |  | 2024-02-06 15:16 | Deemed Ex Ante Team |  | 2024-02-06 15:16 | Deemed Ex Ante Team
Ex | Com | For producing Old, Ex, Rec, and New BldgVint records while post-processing building energy simulations | Rt3 | CZ02 | 2015 | Any | 0.214 | DEER2019 | 2019-01-01 |  | 2024-02-06 15:16 | Deemed Ex Ante Team |  | 2024-02-06 15:16 | Deemed Ex Ante Team
Ex | Com | For producing Old, Ex, Rec, and New BldgVint records while post-processing building energy simulations | Rt3 | CZ03 | 2003 | Any | 1.903 | DEER2019 | 2019-01-01 |  | 2024-02-06 15:16 | Deemed Ex Ante Team |  | 2024-02-06 15:16 | Deemed Ex Ante Team
Ex | Com | For producing Old, Ex, Rec, and New BldgVint records while post-processing building energy simulations | Rt3 | CZ03 | 2007 | Any | 1.22 | DEER2019 | 2019-01-01 |  | 2024-02-06 15:16 | Deemed Ex Ante Team |  | 2024-02-06 15:16 | Deemed Ex Ante Team
Ex | Com | For producing Old, Ex, Rec, and New BldgVint records while post-processing building energy simulations | Rt3 | CZ03 | 2011 | Any | 1.22 | DEER2019 | 2019-01-01 |  | 2024-02-06 15:16 | Deemed Ex Ante Team |  | 2024-02-06 15:16 | Deemed Ex Ante Team
Ex | Com | For producing Old, Ex, Rec, and New BldgVint records while post-processing building energy simulations | Rt3 | CZ03 | 2015 | Any | 0.915 | DEER2019 | 2019-01-01 |  | 2024-02-06 15:16 | Deemed Ex Ante Team |  | 2024-02-06 15:16 | Deemed Ex Ante Team
Ex | Com | For producing Old, Ex, Rec, and New BldgVint records while post-processing building energy simulations | Rt3 | CZ04 | 2003 | Any | 1.094 | DEER2019 | 2019-01-01 |  | 2024-02-06 15:16 | Deemed Ex Ante Team |  | 2024-02-06 15:16 | Deemed Ex Ante Team
Ex | Com | For producing Old, Ex, Rec, and New BldgVint records while post-processing building energy simulations | Rt3 | CZ04 | 2007 | Any | 0.601 | DEER2019 | 2019-01-01 |  | 2024-02-06 15:16 | Deemed Ex Ante Team |  | 2024-02-06 15:16 | Deemed Ex Ante Team
Ex | Com | For producing Old, Ex, Rec, and New BldgVint records while post-processing building energy simulations | Rt3 | CZ04 | 2011 | Any | 0.601 | DEER2019 | 2019-01-01 |  | 2024-02-06 15:16 | Deemed Ex Ante Team |  | 2024-02-06 15:16 | Deemed Ex Ante Team
Ex | Com | For producing Old, Ex, Rec, and New BldgVint records while post-processing building energy simulations | Rt3 | CZ04 | 2015 | Any | 0.451 | DEER2019 | 2019-01-01 |  | 2024-02-06 15:16 | Deemed Ex Ante Team |  | 2024-02-06 15:16 | Deemed Ex Ante Team
Ex | Com | For producing Old, Ex, Rec, and New BldgVint records while post-processing building energy simulations | Rt3 | CZ05 | 2003 | Any | 0.278 | DEER2019 | 2019-01-01 |  | 2024-02-06 15:16 | Deemed Ex Ante Team |  | 2024-02-06 15:16 | Deemed Ex Ante Team
Ex | Com | For producing Old, Ex, Rec, and New BldgVint records while post-processing building energy simulations | Rt3 | CZ05 | 2007 | Any | 0.162 | DEER2019 | 2019-01-01 |  | 2024-02-06 15:16 | Deemed Ex Ante Team |  | 2024-02-06 15:16 | Deemed Ex Ante Team
Ex | Com | For producing Old, Ex, Rec, and New BldgVint records while post-processing building energy simulations | Rt3 | CZ05 | 2011 | Any | 0.162 | DEER2019 | 2019-01-01 |  | 2024-02-06 15:16 | Deemed Ex Ante Team |  | 2024-02-06 15:16 | Deemed Ex Ante Team
Ex | Com | For producing Old, Ex, Rec, and New BldgVint records while post-processing building energy simulations | Rt3 | CZ05 | 2015 | Any | 0.122 | DEER2019 | 2019-01-01 |  | 2024-02-06 15:16 | Deemed Ex Ante Team |  | 2024-02-06 15:16 | Deemed Ex Ante Team
Ex | Com | For producing Old, Ex, Rec, and New BldgVint records while post-processing building energy simulations | Rt3 | CZ06 | 2003 | Any | 5.344 | DEER2019 | 2019-01-01 |  | 2024-02-06 15:16 | Deemed Ex Ante Team |  | 2024-02-06 15:16 | Deemed Ex Ante Team
Ex | Com | For producing Old, Ex, Rec, and New BldgVint records while post-processing building energy simulations | Rt3 | CZ06 | 2007 | Any | 3.446 | DEER2019 | 2019-01-01 |  | 2024-02-06 15:16 | Deemed Ex Ante Team |  | 2024-02-06 15:16 | Deemed Ex Ante Team
Ex | Com | For producing Old, Ex, Rec, and New BldgVint records while post-processing building energy simulations | Rt3 | CZ06 | 2011 | Any | 3.446 | DEER2019 | 2019-01-01 |  | 2024-02-06 15:16 | Deemed Ex Ante Team |  | 2024-02-06 15:16 | Deemed Ex Ante Team
Ex | Com | For producing Old, Ex, Rec, and New BldgVint records while post-processing building energy simulations | Rt3 | CZ06 | 2015 | Any | 2.584 | DEER2019 | 2019-01-01 |  | 2024-02-06 15:16 | Deemed Ex Ante Team |  | 2024-02-06 15:16 | Deemed Ex Ante Team
Ex | Com | For producing Old, Ex, Rec, and New BldgVint records while post-processing building energy simulations | Rt3 | CZ07 | 2003 | Any | 1.957 | DEER2019 | 2019-01-01 |  | 2024-02-06 15:16 | Deemed Ex Ante Team |  | 2024-02-06 15:16 | Deemed Ex Ante Team
Ex | Com | For producing Old, Ex, Rec, and New BldgVint records while post-processing building energy simulations | Rt3 | CZ07 | 2007 | Any | 1.122 | DEER2019 | 2019-01-01 |  | 2024-02-06 15:16 | Deemed Ex Ante Team |  | 2024-02-06 15:16 | Deemed Ex Ante Team
Ex | Com | For producing Old, Ex, Rec, and New BldgVint records while post-processing building energy simulations | Rt3 | CZ07 | 2011 | Any | 1.122 | DEER2019 | 2019-01-01 |  | 2024-02-06 15:16 | Deemed Ex Ante Team |  | 2024-02-06 15:16 | Deemed Ex Ante Team
Ex | Com | For producing Old, Ex, Rec, and New BldgVint records while post-processing building energy simulations | Rt3 | CZ07 | 2015 | Any | 0.841 | DEER2019 | 2019-01-01 |  | 2024-02-06 15:16 | Deemed Ex Ante Team |  | 2024-02-06 15:16 | Deemed Ex Ante Team
Ex | Com | For producing Old, Ex, Rec, and New BldgVint records while post-processing building energy simulations | Rt3 | CZ08 | 2003 | Any | 6.476 | DEER2019 | 2019-01-01 |  | 2024-02-06 15:16 | Deemed Ex Ante Team |  | 2024-02-06 15:16 | Deemed Ex Ante Team
Ex | Com | For producing Old, Ex, Rec, and New BldgVint records while post-processing building energy simulations | Rt3 | CZ08 | 2007 | Any | 4.128 | DEER2019 | 2019-01-01 |  | 2024-02-06 15:16 | Deemed Ex Ante Team |  | 2024-02-06 15:16 | Deemed Ex Ante Team
Ex | Com | For producing Old, Ex, Rec, and New BldgVint records while post-processing building energy simulations | Rt3 | CZ08 | 2011 | Any | 4.128 | DEER2019 | 2019-01-01 |  | 2024-02-06 15:16 | Deemed Ex Ante Team |  | 2024-02-06 15:16 | Deemed Ex Ante Team
Ex | Com | For producing Old, Ex, Rec, and New BldgVint records while post-processing building energy simulations | Rt3 | CZ08 | 2015 | Any | 3.096 | DEER2019 | 2019-01-01 |  | 2024-02-06 15:16 | Deemed Ex Ante Team |  | 2024-02-06 15:16 | Deemed Ex Ante Team
Ex | Com | For producing Old, Ex, Rec, and New BldgVint records while post-processing building energy simulations | Rt3 | CZ09 | 2003 | Any | 5.625 | DEER2019 | 2019-01-01 |  | 2024-02-06 15:16 | Deemed Ex Ante Team |  | 2024-02-06 15:16 | Deemed Ex Ante Team
Ex | Com | For producing Old, Ex, Rec, and New BldgVint records while post-processing building energy simulations | Rt3 | CZ09 | 2007 | Any | 3.381 | DEER2019 | 2019-01-01 |  | 2024-02-06 15:16 | Deemed Ex Ante Team |  | 2024-02-06 15:16 | Deemed Ex Ante Team
Ex | Com | For producing Old, Ex, Rec, and New BldgVint records while post-processing building energy simulations | Rt3 | CZ09 | 2011 | Any | 3.381 | DEER2019 | 2019-01-01 |  | 2024-02-06 15:16 | Deemed Ex Ante Team |  | 2024-02-06 15:16 | Deemed Ex Ante Team
Ex | Com | For producing Old, Ex, Rec, and New BldgVint records while post-processing building energy simulations | Rt3 | CZ09 | 2015 | Any | 2.536 | DEER2019 | 2019-01-01 |  | 2024-02-06 15:16 | Deemed Ex Ante Team |  | 2024-02-06 15:16 | Deemed Ex Ante Team
Ex | Com | For producing Old, Ex, Rec, and New BldgVint records while post-processing building energy simulations | Rt3 | CZ10 | 2003 | Any | 11.101 | DEER2019 | 2019-01-01 |  | 2024-02-06 15:16 | Deemed Ex Ante Team |  | 2024-02-06 15:16 | Deemed Ex Ante Team
Ex | Com | For producing Old, Ex, Rec, and New BldgVint records while post-processing building energy simulations | Rt3 | CZ10 | 2007 | Any | 5.974 | DEER2019 | 2019-01-01 |  | 2024-02-06 15:16 | Deemed Ex Ante Team |  | 2024-02-06 15:16 | Deemed Ex Ante Team
Ex | Com | For producing Old, Ex, Rec, and New BldgVint records while post-processing building energy simulations | Rt3 | CZ10 | 2011 | Any | 5.974 | DEER2019 | 2019-01-01 |  | 2024-02-06 15:16 | Deemed Ex Ante Team |  | 2024-02-06 15:16 | Deemed Ex Ante Team
Ex | Com | For producing Old, Ex, Rec, and New BldgVint records while post-processing building energy simulations | Rt3 | CZ10 | 2015 | Any | 4.479 | DEER2019 | 2019-01-01 |  | 2024-02-06 15:16 | Deemed Ex Ante Team |  | 2024-02-06 15:16 | Deemed Ex Ante Team
Ex | Com | For producing Old, Ex, Rec, and New BldgVint records while post-processing building energy simulations | Rt3 | CZ11 | 2003 | Any | 0.58 | DEER2019 | 2019-01-01 |  | 2024-02-06 15:16 | Deemed Ex Ante Team |  | 2024-02-06 15:16 | Deemed Ex Ante Team
Ex | Com | For producing Old, Ex, Rec, and New BldgVint records while post-processing building energy simulations | Rt3 | CZ11 | 2007 | Any | 0.325 | DEER2019 | 2019-01-01 |  | 2024-02-06 15:16 | Deemed Ex Ante Team |  | 2024-02-06 15:16 | Deemed Ex Ante Team
Ex | Com | For producing Old, Ex, Rec, and New BldgVint records while post-processing building energy simulations | Rt3 | CZ11 | 2011 | Any | 0.325 | DEER2019 | 2019-01-01 |  | 2024-02-06 15:16 | Deemed Ex Ante Team |  | 2024-02-06 15:16 | Deemed Ex Ante Team
Ex | Com | For producing Old, Ex, Rec, and New BldgVint records while post-processing building energy simulations | Rt3 | CZ11 | 2015 | Any | 0.244 | DEER2019 | 2019-01-01 |  | 2024-02-06 15:16 | Deemed Ex Ante Team |  | 2024-02-06 15:16 | Deemed Ex Ante Team
Ex | Com | For producing Old, Ex, Rec, and New BldgVint records while post-processing building energy simulations | Rt3 | CZ12 | 2003 | Any | 2.704 | DEER2019 | 2019-01-01 |  | 2024-02-06 15:16 | Deemed Ex Ante Team |  | 2024-02-06 15:16 | Deemed Ex Ante Team
Ex | Com | For producing Old, Ex, Rec, and New BldgVint records while post-processing building energy simulations | Rt3 | CZ12 | 2007 | Any | 1.236 | DEER2019 | 2019-01-01 |  | 2024-02-06 15:16 | Deemed Ex Ante Team |  | 2024-02-06 15:16 | Deemed Ex Ante Team
Ex | Com | For producing Old, Ex, Rec, and New BldgVint records while post-processing building energy simulations | Rt3 | CZ12 | 2011 | Any | 1.236 | DEER2019 | 2019-01-01 |  | 2024-02-06 15:16 | Deemed Ex Ante Team |  | 2024-02-06 15:16 | Deemed Ex Ante Team
Ex | Com | For producing Old, Ex, Rec, and New BldgVint records while post-processing building energy simulations | Rt3 | CZ12 | 2015 | Any | 0.927 | DEER2019 | 2019-01-01 |  | 2024-02-06 15:16 | Deemed Ex Ante Team |  | 2024-02-06 15:16 | Deemed Ex Ante Team
Ex | Com | For producing Old, Ex, Rec, and New BldgVint records while post-processing building energy simulations | Rt3 | CZ13 | 2003 | Any | 2.304 | DEER2019 | 2019-01-01 |  | 2024-02-06 15:16 | Deemed Ex Ante Team |  | 2024-02-06 15:16 | Deemed Ex Ante Team
Ex | Com | For producing Old, Ex, Rec, and New BldgVint records while post-processing building energy simulations | Rt3 | CZ13 | 2007 | Any | 1.464 | DEER2019 | 2019-01-01 |  | 2024-02-06 15:16 | Deemed Ex Ante Team |  | 2024-02-06 15:16 | Deemed Ex Ante Team
Ex | Com | For producing Old, Ex, Rec, and New BldgVint records while post-processing building energy simulations | Rt3 | CZ13 | 2011 | Any | 1.464 | DEER2019 | 2019-01-01 |  | 2024-02-06 15:16 | Deemed Ex Ante Team |  | 2024-02-06 15:16 | Deemed Ex Ante Team
Ex | Com | For producing Old, Ex, Rec, and New BldgVint records while post-processing building energy simulations | Rt3 | CZ13 | 2015 | Any | 1.097 | DEER2019 | 2019-01-01 |  | 2024-02-06 15:16 | Deemed Ex Ante Team |  | 2024-02-06 15:16 | Deemed Ex Ante Team
Ex | Com | For producing Old, Ex, Rec, and New BldgVint records while post-processing building energy simulations | Rt3 | CZ14 | 2003 | Any | 1.587 | DEER2019 | 2019-01-01 |  | 2024-02-06 15:16 | Deemed Ex Ante Team |  | 2024-02-06 15:16 | Deemed Ex Ante Team
Ex | Com | For producing Old, Ex, Rec, and New BldgVint records while post-processing building energy simulations | Rt3 | CZ14 | 2007 | Any | 0.866 | DEER2019 | 2019-01-01 |  | 2024-02-06 15:16 | Deemed Ex Ante Team |  | 2024-02-06 15:16 | Deemed Ex Ante Team
Ex | Com | For producing Old, Ex, Rec, and New BldgVint records while post-processing building energy simulations | Rt3 | CZ14 | 2011 | Any | 0.866 | DEER2019 | 2019-01-01 |  | 2024-02-06 15:16 | Deemed Ex Ante Team |  | 2024-02-06 15:16 | Deemed Ex Ante Team
Ex | Com | For producing Old, Ex, Rec, and New BldgVint records while post-processing building energy simulations | Rt3 | CZ14 | 2015 | Any | 0.649 | DEER2019 | 2019-01-01 |  | 2024-02-06 15:16 | Deemed Ex Ante Team |  | 2024-02-06 15:16 | Deemed Ex Ante Team
Ex | Com | For producing Old, Ex, Rec, and New BldgVint records while post-processing building energy simulations | Rt3 | CZ15 | 2003 | Any | 1.449 | DEER2019 | 2019-01-01 |  | 2024-02-06 15:16 | Deemed Ex Ante Team |  | 2024-02-06 15:16 | Deemed Ex Ante Team
Ex | Com | For producing Old, Ex, Rec, and New BldgVint records while post-processing building energy simulations | Rt3 | CZ15 | 2007 | Any | 0.777 | DEER2019 | 2019-01-01 |  | 2024-02-06 15:16 | Deemed Ex Ante Team |  | 2024-02-06 15:16 | Deemed Ex Ante Team
Ex | Com | For producing Old, Ex, Rec, and New BldgVint records while post-processing building energy simulations | Rt3 | CZ15 | 2011 | Any | 0.777 | DEER2019 | 2019-01-01 |  | 2024-02-06 15:16 | Deemed Ex Ante Team |  | 2024-02-06 15:16 | Deemed Ex Ante Team
Ex | Com | For producing Old, Ex, Rec, and New BldgVint records while post-processing building energy simulations | Rt3 | CZ15 | 2015 | Any | 0.583 | DEER2019 | 2019-01-01 |  | 2024-02-06 15:16 | Deemed Ex Ante Team |  | 2024-02-06 15:16 | Deemed Ex Ante Team
Ex | Com | For producing Old, Ex, Rec, and New BldgVint records while post-processing building energy simulations | Rt3 | CZ16 | 2003 | Any | 0.345 | DEER2019 | 2019-01-01 |  | 2024-02-06 15:16 | Deemed Ex Ante Team |  | 2024-02-06 15:16 | Deemed Ex Ante Team
Ex | Com | For producing Old, Ex, Rec, and New BldgVint records while post-processing building energy simulations | Rt3 | CZ16 | 2007 | Any | 0.201 | DEER2019 | 2019-01-01 |  | 2024-02-06 15:16 | Deemed Ex Ante Team |  | 2024-02-06 15:16 | Deemed Ex Ante Team
Ex | Com | For producing Old, Ex, Rec, and New BldgVint records while post-processing building energy simulations | Rt3 | CZ16 | 2011 | Any | 0.201 | DEER2019 | 2019-01-01 |  | 2024-02-06 15:16 | Deemed Ex Ante Team |  | 2024-02-06 15:16 | Deemed Ex Ante Team
Ex | Com | For producing Old, Ex, Rec, and New BldgVint records while post-processing building energy simulations | Rt3 | CZ16 | 2015 | Any | 0.152 | DEER2019 | 2019-01-01 |  | 2024-02-06 15:16 | Deemed Ex Ante Team |  | 2024-02-06 15:16 | Deemed Ex Ante Team
Ex | Com | For producing Old, Ex, Rec, and New BldgVint records while post-processing building energy simulations | RtL | CZ01 | 2003 | Any | 0.066 | DEER2019 | 2019-01-01 |  | 2024-02-06 15:16 | Deemed Ex Ante Team |  | 2024-02-06 15:16 | Deemed Ex Ante Team
Ex | Com | For producing Old, Ex, Rec, and New BldgVint records while post-processing building energy simulations | RtL | CZ01 | 2007 | Any | 0.04 | DEER2019 | 2019-01-01 |  | 2024-02-06 15:16 | Deemed Ex Ante Team |  | 2024-02-06 15:16 | Deemed Ex Ante Team
Ex | Com | For producing Old, Ex, Rec, and New BldgVint records while post-processing building energy simulations | RtL | CZ01 | 2011 | Any | 0.04 | DEER2019 | 2019-01-01 |  | 2024-02-06 15:16 | Deemed Ex Ante Team |  | 2024-02-06 15:16 | Deemed Ex Ante Team
Ex | Com | For producing Old, Ex, Rec, and New BldgVint records while post-processing building energy simulations | RtL | CZ01 | 2015 | Any | 0.03 | DEER2019 | 2019-01-01 |  | 2024-02-06 15:16 | Deemed Ex Ante Team |  | 2024-02-06 15:16 | Deemed Ex Ante Team
Ex | Com | For producing Old, Ex, Rec, and New BldgVint records while post-processing building energy simulations | RtL | CZ02 | 2003 | Any | 0.5 | DEER2019 | 2019-01-01 |  | 2024-02-06 15:16 | Deemed Ex Ante Team |  | 2024-02-06 15:16 | Deemed Ex Ante Team
Ex | Com | For producing Old, Ex, Rec, and New BldgVint records while post-processing building energy simulations | RtL | CZ02 | 2007 | Any | 0.285 | DEER2019 | 2019-01-01 |  | 2024-02-06 15:16 | Deemed Ex Ante Team |  | 2024-02-06 15:16 | Deemed Ex Ante Team
Ex | Com | For producing Old, Ex, Rec, and New BldgVint records while post-processing building energy simulations | RtL | CZ02 | 2011 | Any | 0.285 | DEER2019 | 2019-01-01 |  | 2024-02-06 15:16 | Deemed Ex Ante Team |  | 2024-02-06 15:16 | Deemed Ex Ante Team
Ex | Com | For producing Old, Ex, Rec, and New BldgVint records while post-processing building energy simulations | RtL | CZ02 | 2015 | Any | 0.214 | DEER2019 | 2019-01-01 |  | 2024-02-06 15:16 | Deemed Ex Ante Team |  | 2024-02-06 15:16 | Deemed Ex Ante Team
Ex | Com | For producing Old, Ex, Rec, and New BldgVint records while post-processing building energy simulations | RtL | CZ03 | 2003 | Any | 1.903 | DEER2019 | 2019-01-01 |  | 2024-02-06 15:16 | Deemed Ex Ante Team |  | 2024-02-06 15:16 | Deemed Ex Ante Team
Ex | Com | For producing Old, Ex, Rec, and New BldgVint records while post-processing building energy simulations | RtL | CZ03 | 2007 | Any | 1.22 | DEER2019 | 2019-01-01 |  | 2024-02-06 15:16 | Deemed Ex Ante Team |  | 2024-02-06 15:16 | Deemed Ex Ante Team
Ex | Com | For producing Old, Ex, Rec, and New BldgVint records while post-processing building energy simulations | RtL | CZ03 | 2011 | Any | 1.22 | DEER2019 | 2019-01-01 |  | 2024-02-06 15:16 | Deemed Ex Ante Team |  | 2024-02-06 15:16 | Deemed Ex Ante Team
Ex | Com | For producing Old, Ex, Rec, and New BldgVint records while post-processing building energy simulations | RtL | CZ03 | 2015 | Any | 0.915 | DEER2019 | 2019-01-01 |  | 2024-02-06 15:16 | Deemed Ex Ante Team |  | 2024-02-06 15:16 | Deemed Ex Ante Team
Ex | Com | For producing Old, Ex, Rec, and New BldgVint records while post-processing building energy simulations | RtL | CZ04 | 2003 | Any | 1.094 | DEER2019 | 2019-01-01 |  | 2024-02-06 15:16 | Deemed Ex Ante Team |  | 2024-02-06 15:16 | Deemed Ex Ante Team
Ex | Com | For producing Old, Ex, Rec, and New BldgVint records while post-processing building energy simulations | RtL | CZ04 | 2007 | Any | 0.601 | DEER2019 | 2019-01-01 |  | 2024-02-06 15:16 | Deemed Ex Ante Team |  | 2024-02-06 15:16 | Deemed Ex Ante Team
Ex | Com | For producing Old, Ex, Rec, and New BldgVint records while post-processing building energy simulations | RtL | CZ04 | 2011 | Any | 0.601 | DEER2019 | 2019-01-01 |  | 2024-02-06 15:16 | Deemed Ex Ante Team |  | 2024-02-06 15:16 | Deemed Ex Ante Team
Ex | Com | For producing Old, Ex, Rec, and New BldgVint records while post-processing building energy simulations | RtL | CZ04 | 2015 | Any | 0.451 | DEER2019 | 2019-01-01 |  | 2024-02-06 15:16 | Deemed Ex Ante Team |  | 2024-02-06 15:16 | Deemed Ex Ante Team
Ex | Com | For producing Old, Ex, Rec, and New BldgVint records while post-processing building energy simulations | RtL | CZ05 | 2003 | Any | 0.278 | DEER2019 | 2019-01-01 |  | 2024-02-06 15:16 | Deemed Ex Ante Team |  | 2024-02-06 15:16 | Deemed Ex Ante Team
Ex | Com | For producing Old, Ex, Rec, and New BldgVint records while post-processing building energy simulations | RtL | CZ05 | 2007 | Any | 0.162 | DEER2019 | 2019-01-01 |  | 2024-02-06 15:16 | Deemed Ex Ante Team |  | 2024-02-06 15:16 | Deemed Ex Ante Team
Ex | Com | For producing Old, Ex, Rec, and New BldgVint records while post-processing building energy simulations | RtL | CZ05 | 2011 | Any | 0.162 | DEER2019 | 2019-01-01 |  | 2024-02-06 15:16 | Deemed Ex Ante Team |  | 2024-02-06 15:16 | Deemed Ex Ante Team
Ex | Com | For producing Old, Ex, Rec, and New BldgVint records while post-processing building energy simulations | RtL | CZ05 | 2015 | Any | 0.122 | DEER2019 | 2019-01-01 |  | 2024-02-06 15:16 | Deemed Ex Ante Team |  | 2024-02-06 15:16 | Deemed Ex Ante Team
Ex | Com | For producing Old, Ex, Rec, and New BldgVint records while post-processing building energy simulations | RtL | CZ06 | 2003 | Any | 5.344 | DEER2019 | 2019-01-01 |  | 2024-02-06 15:16 | Deemed Ex Ante Team |  | 2024-02-06 15:16 | Deemed Ex Ante Team
Ex | Com | For producing Old, Ex, Rec, and New BldgVint records while post-processing building energy simulations | RtL | CZ06 | 2007 | Any | 3.446 | DEER2019 | 2019-01-01 |  | 2024-02-06 15:16 | Deemed Ex Ante Team |  | 2024-02-06 15:16 | Deemed Ex Ante Team
Ex | Com | For producing Old, Ex, Rec, and New BldgVint records while post-processing building energy simulations | RtL | CZ06 | 2011 | Any | 3.446 | DEER2019 | 2019-01-01 |  | 2024-02-06 15:16 | Deemed Ex Ante Team |  | 2024-02-06 15:16 | Deemed Ex Ante Team
Ex | Com | For producing Old, Ex, Rec, and New BldgVint records while post-processing building energy simulations | RtL | CZ06 | 2015 | Any | 2.584 | DEER2019 | 2019-01-01 |  | 2024-02-06 15:16 | Deemed Ex Ante Team |  | 2024-02-06 15:16 | Deemed Ex Ante Team
Ex | Com | For producing Old, Ex, Rec, and New BldgVint records while post-processing building energy simulations | RtL | CZ07 | 2003 | Any | 1.957 | DEER2019 | 2019-01-01 |  | 2024-02-06 15:16 | Deemed Ex Ante Team |  | 2024-02-06 15:16 | Deemed Ex Ante Team
Ex | Com | For producing Old, Ex, Rec, and New BldgVint records while post-processing building energy simulations | RtL | CZ07 | 2007 | Any | 1.122 | DEER2019 | 2019-01-01 |  | 2024-02-06 15:16 | Deemed Ex Ante Team |  | 2024-02-06 15:16 | Deemed Ex Ante Team
Ex | Com | For producing Old, Ex, Rec, and New BldgVint records while post-processing building energy simulations | RtL | CZ07 | 2011 | Any | 1.122 | DEER2019 | 2019-01-01 |  | 2024-02-06 15:16 | Deemed Ex Ante Team |  | 2024-02-06 15:16 | Deemed Ex Ante Team
Ex | Com | For producing Old, Ex, Rec, and New BldgVint records while post-processing building energy simulations | RtL | CZ07 | 2015 | Any | 0.841 | DEER2019 | 2019-01-01 |  | 2024-02-06 15:16 | Deemed Ex Ante Team |  | 2024-02-06 15:16 | Deemed Ex Ante Team
Ex | Com | For producing Old, Ex, Rec, and New BldgVint records while post-processing building energy simulations | RtL | CZ08 | 2003 | Any | 6.476 | DEER2019 | 2019-01-01 |  | 2024-02-06 15:16 | Deemed Ex Ante Team |  | 2024-02-06 15:16 | Deemed Ex Ante Team
Ex | Com | For producing Old, Ex, Rec, and New BldgVint records while post-processing building energy simulations | RtL | CZ08 | 2007 | Any | 4.128 | DEER2019 | 2019-01-01 |  | 2024-02-06 15:16 | Deemed Ex Ante Team |  | 2024-02-06 15:16 | Deemed Ex Ante Team
Ex | Com | For producing Old, Ex, Rec, and New BldgVint records while post-processing building energy simulations | RtL | CZ08 | 2011 | Any | 4.128 | DEER2019 | 2019-01-01 |  | 2024-02-06 15:16 | Deemed Ex Ante Team |  | 2024-02-06 15:16 | Deemed Ex Ante Team
Ex | Com | For producing Old, Ex, Rec, and New BldgVint records while post-processing building energy simulations | RtL | CZ08 | 2015 | Any | 3.096 | DEER2019 | 2019-01-01 |  | 2024-02-06 15:16 | Deemed Ex Ante Team |  | 2024-02-06 15:16 | Deemed Ex Ante Team
Ex | Com | For producing Old, Ex, Rec, and New BldgVint records while post-processing building energy simulations | RtL | CZ09 | 2003 | Any | 5.625 | DEER2019 | 2019-01-01 |  | 2024-02-06 15:16 | Deemed Ex Ante Team |  | 2024-02-06 15:16 | Deemed Ex Ante Team
Ex | Com | For producing Old, Ex, Rec, and New BldgVint records while post-processing building energy simulations | RtL | CZ09 | 2007 | Any | 3.381 | DEER2019 | 2019-01-01 |  | 2024-02-06 15:16 | Deemed Ex Ante Team |  | 2024-02-06 15:16 | Deemed Ex Ante Team
Ex | Com | For producing Old, Ex, Rec, and New BldgVint records while post-processing building energy simulations | RtL | CZ09 | 2011 | Any | 3.381 | DEER2019 | 2019-01-01 |  | 2024-02-06 15:16 | Deemed Ex Ante Team |  | 2024-02-06 15:16 | Deemed Ex Ante Team
Ex | Com | For producing Old, Ex, Rec, and New BldgVint records while post-processing building energy simulations | RtL | CZ09 | 2015 | Any | 2.536 | DEER2019 | 2019-01-01 |  | 2024-02-06 15:16 | Deemed Ex Ante Team |  | 2024-02-06 15:16 | Deemed Ex Ante Team
Ex | Com | For producing Old, Ex, Rec, and New BldgVint records while post-processing building energy simulations | RtL | CZ10 | 2003 | Any | 11.101 | DEER2019 | 2019-01-01 |  | 2024-02-06 15:16 | Deemed Ex Ante Team |  | 2024-02-06 15:16 | Deemed Ex Ante Team
Ex | Com | For producing Old, Ex, Rec, and New BldgVint records while post-processing building energy simulations | RtL | CZ10 | 2007 | Any | 5.974 | DEER2019 | 2019-01-01 |  | 2024-02-06 15:16 | Deemed Ex Ante Team |  | 2024-02-06 15:16 | Deemed Ex Ante Team
Ex | Com | For producing Old, Ex, Rec, and New BldgVint records while post-processing building energy simulations | RtL | CZ10 | 2011 | Any | 5.974 | DEER2019 | 2019-01-01 |  | 2024-02-06 15:16 | Deemed Ex Ante Team |  | 2024-02-06 15:16 | Deemed Ex Ante Team
Ex | Com | For producing Old, Ex, Rec, and New BldgVint records while post-processing building energy simulations | RtL | CZ10 | 2015 | Any | 4.479 | DEER2019 | 2019-01-01 |  | 2024-02-06 15:16 | Deemed Ex Ante Team |  | 2024-02-06 15:16 | Deemed Ex Ante Team
Ex | Com | For producing Old, Ex, Rec, and New BldgVint records while post-processing building energy simulations | RtL | CZ11 | 2003 | Any | 0.58 | DEER2019 | 2019-01-01 |  | 2024-02-06 15:16 | Deemed Ex Ante Team |  | 2024-02-06 15:16 | Deemed Ex Ante Team
Ex | Com | For producing Old, Ex, Rec, and New BldgVint records while post-processing building energy simulations | RtL | CZ11 | 2007 | Any | 0.325 | DEER2019 | 2019-01-01 |  | 2024-02-06 15:16 | Deemed Ex Ante Team |  | 2024-02-06 15:16 | Deemed Ex Ante Team
Ex | Com | For producing Old, Ex, Rec, and New BldgVint records while post-processing building energy simulations | RtL | CZ11 | 2011 | Any | 0.325 | DEER2019 | 2019-01-01 |  | 2024-02-06 15:16 | Deemed Ex Ante Team |  | 2024-02-06 15:16 | Deemed Ex Ante Team
Ex | Com | For producing Old, Ex, Rec, and New BldgVint records while post-processing building energy simulations | RtL | CZ11 | 2015 | Any | 0.244 | DEER2019 | 2019-01-01 |  | 2024-02-06 15:16 | Deemed Ex Ante Team |  | 2024-02-06 15:16 | Deemed Ex Ante Team
Ex | Com | For producing Old, Ex, Rec, and New BldgVint records while post-processing building energy simulations | RtL | CZ12 | 2003 | Any | 2.704 | DEER2019 | 2019-01-01 |  | 2024-02-06 15:16 | Deemed Ex Ante Team |  | 2024-02-06 15:16 | Deemed Ex Ante Team
Ex | Com | For producing Old, Ex, Rec, and New BldgVint records while post-processing building energy simulations | RtL | CZ12 | 2007 | Any | 1.236 | DEER2019 | 2019-01-01 |  | 2024-02-06 15:16 | Deemed Ex Ante Team |  | 2024-02-06 15:16 | Deemed Ex Ante Team
Ex | Com | For producing Old, Ex, Rec, and New BldgVint records while post-processing building energy simulations | RtL | CZ12 | 2011 | Any | 1.236 | DEER2019 | 2019-01-01 |  | 2024-02-06 15:16 | Deemed Ex Ante Team |  | 2024-02-06 15:16 | Deemed Ex Ante Team
Ex | Com | For producing Old, Ex, Rec, and New BldgVint records while post-processing building energy simulations | RtL | CZ12 | 2015 | Any | 0.927 | DEER2019 | 2019-01-01 |  | 2024-02-06 15:16 | Deemed Ex Ante Team |  | 2024-02-06 15:16 | Deemed Ex Ante Team
Ex | Com | For producing Old, Ex, Rec, and New BldgVint records while post-processing building energy simulations | RtL | CZ13 | 2003 | Any | 2.304 | DEER2019 | 2019-01-01 |  | 2024-02-06 15:16 | Deemed Ex Ante Team |  | 2024-02-06 15:16 | Deemed Ex Ante Team
Ex | Com | For producing Old, Ex, Rec, and New BldgVint records while post-processing building energy simulations | RtL | CZ13 | 2007 | Any | 1.464 | DEER2019 | 2019-01-01 |  | 2024-02-06 15:16 | Deemed Ex Ante Team |  | 2024-02-06 15:16 | Deemed Ex Ante Team
Ex | Com | For producing Old, Ex, Rec, and New BldgVint records while post-processing building energy simulations | RtL | CZ13 | 2011 | Any | 1.464 | DEER2019 | 2019-01-01 |  | 2024-02-06 15:16 | Deemed Ex Ante Team |  | 2024-02-06 15:16 | Deemed Ex Ante Team
Ex | Com | For producing Old, Ex, Rec, and New BldgVint records while post-processing building energy simulations | RtL | CZ13 | 2015 | Any | 1.097 | DEER2019 | 2019-01-01 |  | 2024-02-06 15:16 | Deemed Ex Ante Team |  | 2024-02-06 15:16 | Deemed Ex Ante Team
Ex | Com | For producing Old, Ex, Rec, and New BldgVint records while post-processing building energy simulations | RtL | CZ14 | 2003 | Any | 1.587 | DEER2019 | 2019-01-01 |  | 2024-02-06 15:16 | Deemed Ex Ante Team |  | 2024-02-06 15:16 | Deemed Ex Ante Team
Ex | Com | For producing Old, Ex, Rec, and New BldgVint records while post-processing building energy simulations | RtL | CZ14 | 2007 | Any | 0.866 | DEER2019 | 2019-01-01 |  | 2024-02-06 15:16 | Deemed Ex Ante Team |  | 2024-02-06 15:16 | Deemed Ex Ante Team
Ex | Com | For producing Old, Ex, Rec, and New BldgVint records while post-processing building energy simulations | RtL | CZ14 | 2011 | Any | 0.866 | DEER2019 | 2019-01-01 |  | 2024-02-06 15:16 | Deemed Ex Ante Team |  | 2024-02-06 15:16 | Deemed Ex Ante Team
Ex | Com | For producing Old, Ex, Rec, and New BldgVint records while post-processing building energy simulations | RtL | CZ14 | 2015 | Any | 0.649 | DEER2019 | 2019-01-01 |  | 2024-02-06 15:16 | Deemed Ex Ante Team |  | 2024-02-06 15:16 | Deemed Ex Ante Team
Ex | Com | For producing Old, Ex, Rec, and New BldgVint records while post-processing building energy simulations | RtL | CZ15 | 2003 | Any | 1.449 | DEER2019 | 2019-01-01 |  | 2024-02-06 15:16 | Deemed Ex Ante Team |  | 2024-02-06 15:16 | Deemed Ex Ante Team
Ex | Com | For producing Old, Ex, Rec, and New BldgVint records while post-processing building energy simulations | RtL | CZ15 | 2007 | Any | 0.777 | DEER2019 | 2019-01-01 |  | 2024-02-06 15:16 | Deemed Ex Ante Team |  | 2024-02-06 15:16 | Deemed Ex Ante Team
Ex | Com | For producing Old, Ex, Rec, and New BldgVint records while post-processing building energy simulations | RtL | CZ15 | 2011 | Any | 0.777 | DEER2019 | 2019-01-01 |  | 2024-02-06 15:16 | Deemed Ex Ante Team |  | 2024-02-06 15:16 | Deemed Ex Ante Team
Ex | Com | For producing Old, Ex, Rec, and New BldgVint records while post-processing building energy simulations | RtL | CZ15 | 2015 | Any | 0.583 | DEER2019 | 2019-01-01 |  | 2024-02-06 15:16 | Deemed Ex Ante Team |  | 2024-02-06 15:16 | Deemed Ex Ante Team
Ex | Com | For producing Old, Ex, Rec, and New BldgVint records while post-processing building energy simulations | RtL | CZ16 | 2003 | Any | 0.345 | DEER2019 | 2019-01-01 |  | 2024-02-06 15:16 | Deemed Ex Ante Team |  | 2024-02-06 15:16 | Deemed Ex Ante Team
Ex | Com | For producing Old, Ex, Rec, and New BldgVint records while post-processing building energy simulations | RtL | CZ16 | 2007 | Any | 0.201 | DEER2019 | 2019-01-01 |  | 2024-02-06 15:16 | Deemed Ex Ante Team |  | 2024-02-06 15:16 | Deemed Ex Ante Team
Ex | Com | For producing Old, Ex, Rec, and New BldgVint records while post-processing building energy simulations | RtL | CZ16 | 2011 | Any | 0.201 | DEER2019 | 2019-01-01 |  | 2024-02-06 15:16 | Deemed Ex Ante Team |  | 2024-02-06 15:16 | Deemed Ex Ante Team
Ex | Com | For producing Old, Ex, Rec, and New BldgVint records while post-processing building energy simulations | RtL | CZ16 | 2015 | Any | 0.152 | DEER2019 | 2019-01-01 |  | 2024-02-06 15:16 | Deemed Ex Ante Team |  | 2024-02-06 15:16 | Deemed Ex Ante Team
Ex | Com | For producing Old, Ex, Rec, and New BldgVint records while post-processing building energy simulations | RtS | CZ01 | 2003 | Any | 0.066 | DEER2019 | 2019-01-01 |  | 2024-02-06 15:16 | Deemed Ex Ante Team |  | 2024-02-06 15:16 | Deemed Ex Ante Team
Ex | Com | For producing Old, Ex, Rec, and New BldgVint records while post-processing building energy simulations | RtS | CZ01 | 2007 | Any | 0.04 | DEER2019 | 2019-01-01 |  | 2024-02-06 15:16 | Deemed Ex Ante Team |  | 2024-02-06 15:16 | Deemed Ex Ante Team
Ex | Com | For producing Old, Ex, Rec, and New BldgVint records while post-processing building energy simulations | RtS | CZ01 | 2011 | Any | 0.04 | DEER2019 | 2019-01-01 |  | 2024-02-06 15:16 | Deemed Ex Ante Team |  | 2024-02-06 15:16 | Deemed Ex Ante Team
Ex | Com | For producing Old, Ex, Rec, and New BldgVint records while post-processing building energy simulations | RtS | CZ01 | 2015 | Any | 0.03 | DEER2019 | 2019-01-01 |  | 2024-02-06 15:16 | Deemed Ex Ante Team |  | 2024-02-06 15:16 | Deemed Ex Ante Team
Ex | Com | For producing Old, Ex, Rec, and New BldgVint records while post-processing building energy simulations | RtS | CZ02 | 2003 | Any | 0.5 | DEER2019 | 2019-01-01 |  | 2024-02-06 15:16 | Deemed Ex Ante Team |  | 2024-02-06 15:16 | Deemed Ex Ante Team
Ex | Com | For producing Old, Ex, Rec, and New BldgVint records while post-processing building energy simulations | RtS | CZ02 | 2007 | Any | 0.285 | DEER2019 | 2019-01-01 |  | 2024-02-06 15:16 | Deemed Ex Ante Team |  | 2024-02-06 15:16 | Deemed Ex Ante Team
Ex | Com | For producing Old, Ex, Rec, and New BldgVint records while post-processing building energy simulations | RtS | CZ02 | 2011 | Any | 0.285 | DEER2019 | 2019-01-01 |  | 2024-02-06 15:16 | Deemed Ex Ante Team |  | 2024-02-06 15:16 | Deemed Ex Ante Team
Ex | Com | For producing Old, Ex, Rec, and New BldgVint records while post-processing building energy simulations | RtS | CZ02 | 2015 | Any | 0.214 | DEER2019 | 2019-01-01 |  | 2024-02-06 15:16 | Deemed Ex Ante Team |  | 2024-02-06 15:16 | Deemed Ex Ante Team
Ex | Com | For producing Old, Ex, Rec, and New BldgVint records while post-processing building energy simulations | RtS | CZ03 | 2003 | Any | 1.903 | DEER2019 | 2019-01-01 |  | 2024-02-06 15:16 | Deemed Ex Ante Team |  | 2024-02-06 15:16 | Deemed Ex Ante Team
Ex | Com | For producing Old, Ex, Rec, and New BldgVint records while post-processing building energy simulations | RtS | CZ03 | 2007 | Any | 1.22 | DEER2019 | 2019-01-01 |  | 2024-02-06 15:16 | Deemed Ex Ante Team |  | 2024-02-06 15:16 | Deemed Ex Ante Team
Ex | Com | For producing Old, Ex, Rec, and New BldgVint records while post-processing building energy simulations | RtS | CZ03 | 2011 | Any | 1.22 | DEER2019 | 2019-01-01 |  | 2024-02-06 15:16 | Deemed Ex Ante Team |  | 2024-02-06 15:16 | Deemed Ex Ante Team
Ex | Com | For producing Old, Ex, Rec, and New BldgVint records while post-processing building energy simulations | RtS | CZ03 | 2015 | Any | 0.915 | DEER2019 | 2019-01-01 |  | 2024-02-06 15:16 | Deemed Ex Ante Team |  | 2024-02-06 15:16 | Deemed Ex Ante Team
Ex | Com | For producing Old, Ex, Rec, and New BldgVint records while post-processing building energy simulations | RtS | CZ04 | 2003 | Any | 1.094 | DEER2019 | 2019-01-01 |  | 2024-02-06 15:16 | Deemed Ex Ante Team |  | 2024-02-06 15:16 | Deemed Ex Ante Team
Ex | Com | For producing Old, Ex, Rec, and New BldgVint records while post-processing building energy simulations | RtS | CZ04 | 2007 | Any | 0.601 | DEER2019 | 2019-01-01 |  | 2024-02-06 15:16 | Deemed Ex Ante Team |  | 2024-02-06 15:16 | Deemed Ex Ante Team
Ex | Com | For producing Old, Ex, Rec, and New BldgVint records while post-processing building energy simulations | RtS | CZ04 | 2011 | Any | 0.601 | DEER2019 | 2019-01-01 |  | 2024-02-06 15:16 | Deemed Ex Ante Team |  | 2024-02-06 15:16 | Deemed Ex Ante Team
Ex | Com | For producing Old, Ex, Rec, and New BldgVint records while post-processing building energy simulations | RtS | CZ04 | 2015 | Any | 0.451 | DEER2019 | 2019-01-01 |  | 2024-02-06 15:16 | Deemed Ex Ante Team |  | 2024-02-06 15:16 | Deemed Ex Ante Team
Ex | Com | For producing Old, Ex, Rec, and New BldgVint records while post-processing building energy simulations | RtS | CZ05 | 2003 | Any | 0.278 | DEER2019 | 2019-01-01 |  | 2024-02-06 15:16 | Deemed Ex Ante Team |  | 2024-02-06 15:16 | Deemed Ex Ante Team
Ex | Com | For producing Old, Ex, Rec, and New BldgVint records while post-processing building energy simulations | RtS | CZ05 | 2007 | Any | 0.162 | DEER2019 | 2019-01-01 |  | 2024-02-06 15:16 | Deemed Ex Ante Team |  | 2024-02-06 15:16 | Deemed Ex Ante Team
Ex | Com | For producing Old, Ex, Rec, and New BldgVint records while post-processing building energy simulations | RtS | CZ05 | 2011 | Any | 0.162 | DEER2019 | 2019-01-01 |  | 2024-02-06 15:16 | Deemed Ex Ante Team |  | 2024-02-06 15:16 | Deemed Ex Ante Team
Ex | Com | For producing Old, Ex, Rec, and New BldgVint records while post-processing building energy simulations | RtS | CZ05 | 2015 | Any | 0.122 | DEER2019 | 2019-01-01 |  | 2024-02-06 15:16 | Deemed Ex Ante Team |  | 2024-02-06 15:16 | Deemed Ex Ante Team
Ex | Com | For producing Old, Ex, Rec, and New BldgVint records while post-processing building energy simulations | RtS | CZ06 | 2003 | Any | 5.344 | DEER2019 | 2019-01-01 |  | 2024-02-06 15:16 | Deemed Ex Ante Team |  | 2024-02-06 15:16 | Deemed Ex Ante Team
Ex | Com | For producing Old, Ex, Rec, and New BldgVint records while post-processing building energy simulations | RtS | CZ06 | 2007 | Any | 3.446 | DEER2019 | 2019-01-01 |  | 2024-02-06 15:16 | Deemed Ex Ante Team |  | 2024-02-06 15:16 | Deemed Ex Ante Team
Ex | Com | For producing Old, Ex, Rec, and New BldgVint records while post-processing building energy simulations | RtS | CZ06 | 2011 | Any | 3.446 | DEER2019 | 2019-01-01 |  | 2024-02-06 15:16 | Deemed Ex Ante Team |  | 2024-02-06 15:16 | Deemed Ex Ante Team
Ex | Com | For producing Old, Ex, Rec, and New BldgVint records while post-processing building energy simulations | RtS | CZ06 | 2015 | Any | 2.584 | DEER2019 | 2019-01-01 |  | 2024-02-06 15:16 | Deemed Ex Ante Team |  | 2024-02-06 15:16 | Deemed Ex Ante Team
Ex | Com | For producing Old, Ex, Rec, and New BldgVint records while post-processing building energy simulations | RtS | CZ07 | 2003 | Any | 1.957 | DEER2019 | 2019-01-01 |  | 2024-02-06 15:16 | Deemed Ex Ante Team |  | 2024-02-06 15:16 | Deemed Ex Ante Team
Ex | Com | For producing Old, Ex, Rec, and New BldgVint records while post-processing building energy simulations | RtS | CZ07 | 2007 | Any | 1.122 | DEER2019 | 2019-01-01 |  | 2024-02-06 15:16 | Deemed Ex Ante Team |  | 2024-02-06 15:16 | Deemed Ex Ante Team
Ex | Com | For producing Old, Ex, Rec, and New BldgVint records while post-processing building energy simulations | RtS | CZ07 | 2011 | Any | 1.122 | DEER2019 | 2019-01-01 |  | 2024-02-06 15:16 | Deemed Ex Ante Team |  | 2024-02-06 15:16 | Deemed Ex Ante Team
Ex | Com | For producing Old, Ex, Rec, and New BldgVint records while post-processing building energy simulations | RtS | CZ07 | 2015 | Any | 0.841 | DEER2019 | 2019-01-01 |  | 2024-02-06 15:16 | Deemed Ex Ante Team |  | 2024-02-06 15:16 | Deemed Ex Ante Team
Ex | Com | For producing Old, Ex, Rec, and New BldgVint records while post-processing building energy simulations | RtS | CZ08 | 2003 | Any | 6.476 | DEER2019 | 2019-01-01 |  | 2024-02-06 15:16 | Deemed Ex Ante Team |  | 2024-02-06 15:16 | Deemed Ex Ante Team
Ex | Com | For producing Old, Ex, Rec, and New BldgVint records while post-processing building energy simulations | RtS | CZ08 | 2007 | Any | 4.128 | DEER2019 | 2019-01-01 |  | 2024-02-06 15:16 | Deemed Ex Ante Team |  | 2024-02-06 15:16 | Deemed Ex Ante Team
Ex | Com | For producing Old, Ex, Rec, and New BldgVint records while post-processing building energy simulations | RtS | CZ08 | 2011 | Any | 4.128 | DEER2019 | 2019-01-01 |  | 2024-02-06 15:16 | Deemed Ex Ante Team |  | 2024-02-06 15:16 | Deemed Ex Ante Team
Ex | Com | For producing Old, Ex, Rec, and New BldgVint records while post-processing building energy simulations | RtS | CZ08 | 2015 | Any | 3.096 | DEER2019 | 2019-01-01 |  | 2024-02-06 15:16 | Deemed Ex Ante Team |  | 2024-02-06 15:16 | Deemed Ex Ante Team
Ex | Com | For producing Old, Ex, Rec, and New BldgVint records while post-processing building energy simulations | RtS | CZ09 | 2003 | Any | 5.625 | DEER2019 | 2019-01-01 |  | 2024-02-06 15:16 | Deemed Ex Ante Team |  | 2024-02-06 15:16 | Deemed Ex Ante Team
Ex | Com | For producing Old, Ex, Rec, and New BldgVint records while post-processing building energy simulations | RtS | CZ09 | 2007 | Any | 3.381 | DEER2019 | 2019-01-01 |  | 2024-02-06 15:16 | Deemed Ex Ante Team |  | 2024-02-06 15:16 | Deemed Ex Ante Team
Ex | Com | For producing Old, Ex, Rec, and New BldgVint records while post-processing building energy simulations | RtS | CZ09 | 2011 | Any | 3.381 | DEER2019 | 2019-01-01 |  | 2024-02-06 15:16 | Deemed Ex Ante Team |  | 2024-02-06 15:16 | Deemed Ex Ante Team
Ex | Com | For producing Old, Ex, Rec, and New BldgVint records while post-processing building energy simulations | RtS | CZ09 | 2015 | Any | 2.536 | DEER2019 | 2019-01-01 |  | 2024-02-06 15:16 | Deemed Ex Ante Team |  | 2024-02-06 15:16 | Deemed Ex Ante Team
Ex | Com | For producing Old, Ex, Rec, and New BldgVint records while post-processing building energy simulations | RtS | CZ10 | 2003 | Any | 11.101 | DEER2019 | 2019-01-01 |  | 2024-02-06 15:16 | Deemed Ex Ante Team |  | 2024-02-06 15:16 | Deemed Ex Ante Team
Ex | Com | For producing Old, Ex, Rec, and New BldgVint records while post-processing building energy simulations | RtS | CZ10 | 2007 | Any | 5.974 | DEER2019 | 2019-01-01 |  | 2024-02-06 15:16 | Deemed Ex Ante Team |  | 2024-02-06 15:16 | Deemed Ex Ante Team
Ex | Com | For producing Old, Ex, Rec, and New BldgVint records while post-processing building energy simulations | RtS | CZ10 | 2011 | Any | 5.974 | DEER2019 | 2019-01-01 |  | 2024-02-06 15:16 | Deemed Ex Ante Team |  | 2024-02-06 15:16 | Deemed Ex Ante Team
Ex | Com | For producing Old, Ex, Rec, and New BldgVint records while post-processing building energy simulations | RtS | CZ10 | 2015 | Any | 4.479 | DEER2019 | 2019-01-01 |  | 2024-02-06 15:16 | Deemed Ex Ante Team |  | 2024-02-06 15:16 | Deemed Ex Ante Team
Ex | Com | For producing Old, Ex, Rec, and New BldgVint records while post-processing building energy simulations | RtS | CZ11 | 2003 | Any | 0.58 | DEER2019 | 2019-01-01 |  | 2024-02-06 15:16 | Deemed Ex Ante Team |  | 2024-02-06 15:16 | Deemed Ex Ante Team
Ex | Com | For producing Old, Ex, Rec, and New BldgVint records while post-processing building energy simulations | RtS | CZ11 | 2007 | Any | 0.325 | DEER2019 | 2019-01-01 |  | 2024-02-06 15:16 | Deemed Ex Ante Team |  | 2024-02-06 15:16 | Deemed Ex Ante Team
Ex | Com | For producing Old, Ex, Rec, and New BldgVint records while post-processing building energy simulations | RtS | CZ11 | 2011 | Any | 0.325 | DEER2019 | 2019-01-01 |  | 2024-02-06 15:16 | Deemed Ex Ante Team |  | 2024-02-06 15:16 | Deemed Ex Ante Team
Ex | Com | For producing Old, Ex, Rec, and New BldgVint records while post-processing building energy simulations | RtS | CZ11 | 2015 | Any | 0.244 | DEER2019 | 2019-01-01 |  | 2024-02-06 15:16 | Deemed Ex Ante Team |  | 2024-02-06 15:16 | Deemed Ex Ante Team
Ex | Com | For producing Old, Ex, Rec, and New BldgVint records while post-processing building energy simulations | RtS | CZ12 | 2003 | Any | 2.704 | DEER2019 | 2019-01-01 |  | 2024-02-06 15:16 | Deemed Ex Ante Team |  | 2024-02-06 15:16 | Deemed Ex Ante Team
Ex | Com | For producing Old, Ex, Rec, and New BldgVint records while post-processing building energy simulations | RtS | CZ12 | 2007 | Any | 1.236 | DEER2019 | 2019-01-01 |  | 2024-02-06 15:16 | Deemed Ex Ante Team |  | 2024-02-06 15:16 | Deemed Ex Ante Team
Ex | Com | For producing Old, Ex, Rec, and New BldgVint records while post-processing building energy simulations | RtS | CZ12 | 2011 | Any | 1.236 | DEER2019 | 2019-01-01 |  | 2024-02-06 15:16 | Deemed Ex Ante Team |  | 2024-02-06 15:16 | Deemed Ex Ante Team
Ex | Com | For producing Old, Ex, Rec, and New BldgVint records while post-processing building energy simulations | RtS | CZ12 | 2015 | Any | 0.927 | DEER2019 | 2019-01-01 |  | 2024-02-06 15:16 | Deemed Ex Ante Team |  | 2024-02-06 15:16 | Deemed Ex Ante Team
Ex | Com | For producing Old, Ex, Rec, and New BldgVint records while post-processing building energy simulations | RtS | CZ13 | 2003 | Any | 2.304 | DEER2019 | 2019-01-01 |  | 2024-02-06 15:16 | Deemed Ex Ante Team |  | 2024-02-06 15:16 | Deemed Ex Ante Team
Ex | Com | For producing Old, Ex, Rec, and New BldgVint records while post-processing building energy simulations | RtS | CZ13 | 2007 | Any | 1.464 | DEER2019 | 2019-01-01 |  | 2024-02-06 15:16 | Deemed Ex Ante Team |  | 2024-02-06 15:16 | Deemed Ex Ante Team
Ex | Com | For producing Old, Ex, Rec, and New BldgVint records while post-processing building energy simulations | RtS | CZ13 | 2011 | Any | 1.464 | DEER2019 | 2019-01-01 |  | 2024-02-06 15:16 | Deemed Ex Ante Team |  | 2024-02-06 15:16 | Deemed Ex Ante Team
Ex | Com | For producing Old, Ex, Rec, and New BldgVint records while post-processing building energy simulations | RtS | CZ13 | 2015 | Any | 1.097 | DEER2019 | 2019-01-01 |  | 2024-02-06 15:16 | Deemed Ex Ante Team |  | 2024-02-06 15:16 | Deemed Ex Ante Team
Ex | Com | For producing Old, Ex, Rec, and New BldgVint records while post-processing building energy simulations | RtS | CZ14 | 2003 | Any | 1.587 | DEER2019 | 2019-01-01 |  | 2024-02-06 15:16 | Deemed Ex Ante Team |  | 2024-02-06 15:16 | Deemed Ex Ante Team
Ex | Com | For producing Old, Ex, Rec, and New BldgVint records while post-processing building energy simulations | RtS | CZ14 | 2007 | Any | 0.866 | DEER2019 | 2019-01-01 |  | 2024-02-06 15:16 | Deemed Ex Ante Team |  | 2024-02-06 15:16 | Deemed Ex Ante Team
Ex | Com | For producing Old, Ex, Rec, and New BldgVint records while post-processing building energy simulations | RtS | CZ14 | 2011 | Any | 0.866 | DEER2019 | 2019-01-01 |  | 2024-02-06 15:16 | Deemed Ex Ante Team |  | 2024-02-06 15:16 | Deemed Ex Ante Team
Ex | Com | For producing Old, Ex, Rec, and New BldgVint records while post-processing building energy simulations | RtS | CZ14 | 2015 | Any | 0.649 | DEER2019 | 2019-01-01 |  | 2024-02-06 15:16 | Deemed Ex Ante Team |  | 2024-02-06 15:16 | Deemed Ex Ante Team
Ex | Com | For producing Old, Ex, Rec, and New BldgVint records while post-processing building energy simulations | RtS | CZ15 | 2003 | Any | 1.449 | DEER2019 | 2019-01-01 |  | 2024-02-06 15:16 | Deemed Ex Ante Team |  | 2024-02-06 15:16 | Deemed Ex Ante Team
Ex | Com | For producing Old, Ex, Rec, and New BldgVint records while post-processing building energy simulations | RtS | CZ15 | 2007 | Any | 0.777 | DEER2019 | 2019-01-01 |  | 2024-02-06 15:16 | Deemed Ex Ante Team |  | 2024-02-06 15:16 | Deemed Ex Ante Team
Ex | Com | For producing Old, Ex, Rec, and New BldgVint records while post-processing building energy simulations | RtS | CZ15 | 2011 | Any | 0.777 | DEER2019 | 2019-01-01 |  | 2024-02-06 15:16 | Deemed Ex Ante Team |  | 2024-02-06 15:16 | Deemed Ex Ante Team
Ex | Com | For producing Old, Ex, Rec, and New BldgVint records while post-processing building energy simulations | RtS | CZ15 | 2015 | Any | 0.583 | DEER2019 | 2019-01-01 |  | 2024-02-06 15:16 | Deemed Ex Ante Team |  | 2024-02-06 15:16 | Deemed Ex Ante Team
Ex | Com | For producing Old, Ex, Rec, and New BldgVint records while post-processing building energy simulations | RtS | CZ16 | 2003 | Any | 0.345 | DEER2019 | 2019-01-01 |  | 2024-02-06 15:16 | Deemed Ex Ante Team |  | 2024-02-06 15:16 | Deemed Ex Ante Team
Ex | Com | For producing Old, Ex, Rec, and New BldgVint records while post-processing building energy simulations | RtS | CZ16 | 2007 | Any | 0.201 | DEER2019 | 2019-01-01 |  | 2024-02-06 15:16 | Deemed Ex Ante Team |  | 2024-02-06 15:16 | Deemed Ex Ante Team
Ex | Com | For producing Old, Ex, Rec, and New BldgVint records while post-processing building energy simulations | RtS | CZ16 | 2011 | Any | 0.201 | DEER2019 | 2019-01-01 |  | 2024-02-06 15:16 | Deemed Ex Ante Team |  | 2024-02-06 15:16 | Deemed Ex Ante Team
Ex | Com | For producing Old, Ex, Rec, and New BldgVint records while post-processing building energy simulations | RtS | CZ16 | 2015 | Any | 0.152 | DEER2019 | 2019-01-01 |  | 2024-02-06 15:16 | Deemed Ex Ante Team |  | 2024-02-06 15:16 | Deemed Ex Ante Team
Ex | Com | For producing Old, Ex, Rec, and New BldgVint records while post-processing building energy simulations | SCn | CZ01 | 2003 | Any | 0.211 | DEER2019 | 2019-01-01 |  | 2024-02-06 15:16 | Deemed Ex Ante Team |  | 2024-02-06 15:16 | Deemed Ex Ante Team
Ex | Com | For producing Old, Ex, Rec, and New BldgVint records while post-processing building energy simulations | SCn | CZ01 | 2007 | Any | 0.06 | DEER2019 | 2019-01-01 |  | 2024-02-06 15:16 | Deemed Ex Ante Team |  | 2024-02-06 15:16 | Deemed Ex Ante Team
Ex | Com | For producing Old, Ex, Rec, and New BldgVint records while post-processing building energy simulations | SCn | CZ01 | 2011 | Any | 0.06 | DEER2019 | 2019-01-01 |  | 2024-02-06 15:16 | Deemed Ex Ante Team |  | 2024-02-06 15:16 | Deemed Ex Ante Team
Ex | Com | For producing Old, Ex, Rec, and New BldgVint records while post-processing building energy simulations | SCn | CZ01 | 2015 | Any | 0.045 | DEER2019 | 2019-01-01 |  | 2024-02-06 15:16 | Deemed Ex Ante Team |  | 2024-02-06 15:16 | Deemed Ex Ante Team
Ex | Com | For producing Old, Ex, Rec, and New BldgVint records while post-processing building energy simulations | SCn | CZ02 | 2003 | Any | 0.81 | DEER2019 | 2019-01-01 |  | 2024-02-06 15:16 | Deemed Ex Ante Team |  | 2024-02-06 15:16 | Deemed Ex Ante Team
Ex | Com | For producing Old, Ex, Rec, and New BldgVint records while post-processing building energy simulations | SCn | CZ02 | 2007 | Any | 0.355 | DEER2019 | 2019-01-01 |  | 2024-02-06 15:16 | Deemed Ex Ante Team |  | 2024-02-06 15:16 | Deemed Ex Ante Team
Ex | Com | For producing Old, Ex, Rec, and New BldgVint records while post-processing building energy simulations | SCn | CZ02 | 2011 | Any | 0.355 | DEER2019 | 2019-01-01 |  | 2024-02-06 15:16 | Deemed Ex Ante Team |  | 2024-02-06 15:16 | Deemed Ex Ante Team
Ex | Com | For producing Old, Ex, Rec, and New BldgVint records while post-processing building energy simulations | SCn | CZ02 | 2015 | Any | 0.266 | DEER2019 | 2019-01-01 |  | 2024-02-06 15:16 | Deemed Ex Ante Team |  | 2024-02-06 15:16 | Deemed Ex Ante Team
Ex | Com | For producing Old, Ex, Rec, and New BldgVint records while post-processing building energy simulations | SCn | CZ03 | 2003 | Any | 1.803 | DEER2019 | 2019-01-01 |  | 2024-02-06 15:16 | Deemed Ex Ante Team |  | 2024-02-06 15:16 | Deemed Ex Ante Team
Ex | Com | For producing Old, Ex, Rec, and New BldgVint records while post-processing building energy simulations | SCn | CZ03 | 2007 | Any | 1.868 | DEER2019 | 2019-01-01 |  | 2024-02-06 15:16 | Deemed Ex Ante Team |  | 2024-02-06 15:16 | Deemed Ex Ante Team
Ex | Com | For producing Old, Ex, Rec, and New BldgVint records while post-processing building energy simulations | SCn | CZ03 | 2011 | Any | 1.868 | DEER2019 | 2019-01-01 |  | 2024-02-06 15:16 | Deemed Ex Ante Team |  | 2024-02-06 15:16 | Deemed Ex Ante Team
Ex | Com | For producing Old, Ex, Rec, and New BldgVint records while post-processing building energy simulations | SCn | CZ03 | 2015 | Any | 1.401 | DEER2019 | 2019-01-01 |  | 2024-02-06 15:16 | Deemed Ex Ante Team |  | 2024-02-06 15:16 | Deemed Ex Ante Team
Ex | Com | For producing Old, Ex, Rec, and New BldgVint records while post-processing building energy simulations | SCn | CZ04 | 2003 | Any | 1.577 | DEER2019 | 2019-01-01 |  | 2024-02-06 15:16 | Deemed Ex Ante Team |  | 2024-02-06 15:16 | Deemed Ex Ante Team
Ex | Com | For producing Old, Ex, Rec, and New BldgVint records while post-processing building energy simulations | SCn | CZ04 | 2007 | Any | 0.68 | DEER2019 | 2019-01-01 |  | 2024-02-06 15:16 | Deemed Ex Ante Team |  | 2024-02-06 15:16 | Deemed Ex Ante Team
Ex | Com | For producing Old, Ex, Rec, and New BldgVint records while post-processing building energy simulations | SCn | CZ04 | 2011 | Any | 0.68 | DEER2019 | 2019-01-01 |  | 2024-02-06 15:16 | Deemed Ex Ante Team |  | 2024-02-06 15:16 | Deemed Ex Ante Team
Ex | Com | For producing Old, Ex, Rec, and New BldgVint records while post-processing building energy simulations | SCn | CZ04 | 2015 | Any | 0.51 | DEER2019 | 2019-01-01 |  | 2024-02-06 15:16 | Deemed Ex Ante Team |  | 2024-02-06 15:16 | Deemed Ex Ante Team
Ex | Com | For producing Old, Ex, Rec, and New BldgVint records while post-processing building energy simulations | SCn | CZ05 | 2003 | Any | 0.128 | DEER2019 | 2019-01-01 |  | 2024-02-06 15:16 | Deemed Ex Ante Team |  | 2024-02-06 15:16 | Deemed Ex Ante Team
Ex | Com | For producing Old, Ex, Rec, and New BldgVint records while post-processing building energy simulations | SCn | CZ05 | 2007 | Any | 0.054 | DEER2019 | 2019-01-01 |  | 2024-02-06 15:16 | Deemed Ex Ante Team |  | 2024-02-06 15:16 | Deemed Ex Ante Team
Ex | Com | For producing Old, Ex, Rec, and New BldgVint records while post-processing building energy simulations | SCn | CZ05 | 2011 | Any | 0.054 | DEER2019 | 2019-01-01 |  | 2024-02-06 15:16 | Deemed Ex Ante Team |  | 2024-02-06 15:16 | Deemed Ex Ante Team
Ex | Com | For producing Old, Ex, Rec, and New BldgVint records while post-processing building energy simulations | SCn | CZ05 | 2015 | Any | 0.041 | DEER2019 | 2019-01-01 |  | 2024-02-06 15:16 | Deemed Ex Ante Team |  | 2024-02-06 15:16 | Deemed Ex Ante Team
Ex | Com | For producing Old, Ex, Rec, and New BldgVint records while post-processing building energy simulations | SCn | CZ06 | 2003 | Any | 5.344 | DEER2019 | 2019-01-01 |  | 2024-02-06 15:16 | Deemed Ex Ante Team |  | 2024-02-06 15:16 | Deemed Ex Ante Team
Ex | Com | For producing Old, Ex, Rec, and New BldgVint records while post-processing building energy simulations | SCn | CZ06 | 2007 | Any | 2.577 | DEER2019 | 2019-01-01 |  | 2024-02-06 15:16 | Deemed Ex Ante Team |  | 2024-02-06 15:16 | Deemed Ex Ante Team
Ex | Com | For producing Old, Ex, Rec, and New BldgVint records while post-processing building energy simulations | SCn | CZ06 | 2011 | Any | 2.577 | DEER2019 | 2019-01-01 |  | 2024-02-06 15:16 | Deemed Ex Ante Team |  | 2024-02-06 15:16 | Deemed Ex Ante Team
Ex | Com | For producing Old, Ex, Rec, and New BldgVint records while post-processing building energy simulations | SCn | CZ06 | 2015 | Any | 1.933 | DEER2019 | 2019-01-01 |  | 2024-02-06 15:16 | Deemed Ex Ante Team |  | 2024-02-06 15:16 | Deemed Ex Ante Team
Ex | Com | For producing Old, Ex, Rec, and New BldgVint records while post-processing building energy simulations | SCn | CZ07 | 2003 | Any | 2.377 | DEER2019 | 2019-01-01 |  | 2024-02-06 15:16 | Deemed Ex Ante Team |  | 2024-02-06 15:16 | Deemed Ex Ante Team
Ex | Com | For producing Old, Ex, Rec, and New BldgVint records while post-processing building energy simulations | SCn | CZ07 | 2007 | Any | 1.039 | DEER2019 | 2019-01-01 |  | 2024-02-06 15:16 | Deemed Ex Ante Team |  | 2024-02-06 15:16 | Deemed Ex Ante Team
Ex | Com | For producing Old, Ex, Rec, and New BldgVint records while post-processing building energy simulations | SCn | CZ07 | 2011 | Any | 1.039 | DEER2019 | 2019-01-01 |  | 2024-02-06 15:16 | Deemed Ex Ante Team |  | 2024-02-06 15:16 | Deemed Ex Ante Team
Ex | Com | For producing Old, Ex, Rec, and New BldgVint records while post-processing building energy simulations | SCn | CZ07 | 2015 | Any | 0.78 | DEER2019 | 2019-01-01 |  | 2024-02-06 15:16 | Deemed Ex Ante Team |  | 2024-02-06 15:16 | Deemed Ex Ante Team
Ex | Com | For producing Old, Ex, Rec, and New BldgVint records while post-processing building energy simulations | SCn | CZ08 | 2003 | Any | 15.08 | DEER2019 | 2019-01-01 |  | 2024-02-06 15:16 | Deemed Ex Ante Team |  | 2024-02-06 15:16 | Deemed Ex Ante Team
Ex | Com | For producing Old, Ex, Rec, and New BldgVint records while post-processing building energy simulations | SCn | CZ08 | 2007 | Any | 7.353 | DEER2019 | 2019-01-01 |  | 2024-02-06 15:16 | Deemed Ex Ante Team |  | 2024-02-06 15:16 | Deemed Ex Ante Team
Ex | Com | For producing Old, Ex, Rec, and New BldgVint records while post-processing building energy simulations | SCn | CZ08 | 2011 | Any | 7.353 | DEER2019 | 2019-01-01 |  | 2024-02-06 15:16 | Deemed Ex Ante Team |  | 2024-02-06 15:16 | Deemed Ex Ante Team
Ex | Com | For producing Old, Ex, Rec, and New BldgVint records while post-processing building energy simulations | SCn | CZ08 | 2015 | Any | 5.515 | DEER2019 | 2019-01-01 |  | 2024-02-06 15:16 | Deemed Ex Ante Team |  | 2024-02-06 15:16 | Deemed Ex Ante Team
Ex | Com | For producing Old, Ex, Rec, and New BldgVint records while post-processing building energy simulations | SCn | CZ09 | 2003 | Any | 8.917 | DEER2019 | 2019-01-01 |  | 2024-02-06 15:16 | Deemed Ex Ante Team |  | 2024-02-06 15:16 | Deemed Ex Ante Team
Ex | Com | For producing Old, Ex, Rec, and New BldgVint records while post-processing building energy simulations | SCn | CZ09 | 2007 | Any | 3.834 | DEER2019 | 2019-01-01 |  | 2024-02-06 15:16 | Deemed Ex Ante Team |  | 2024-02-06 15:16 | Deemed Ex Ante Team
Ex | Com | For producing Old, Ex, Rec, and New BldgVint records while post-processing building energy simulations | SCn | CZ09 | 2011 | Any | 3.834 | DEER2019 | 2019-01-01 |  | 2024-02-06 15:16 | Deemed Ex Ante Team |  | 2024-02-06 15:16 | Deemed Ex Ante Team
Ex | Com | For producing Old, Ex, Rec, and New BldgVint records while post-processing building energy simulations | SCn | CZ09 | 2015 | Any | 2.876 | DEER2019 | 2019-01-01 |  | 2024-02-06 15:16 | Deemed Ex Ante Team |  | 2024-02-06 15:16 | Deemed Ex Ante Team
Ex | Com | For producing Old, Ex, Rec, and New BldgVint records while post-processing building energy simulations | SCn | CZ10 | 2003 | Any | 34.723 | DEER2019 | 2019-01-01 |  | 2024-02-06 15:16 | Deemed Ex Ante Team |  | 2024-02-06 15:16 | Deemed Ex Ante Team
Ex | Com | For producing Old, Ex, Rec, and New BldgVint records while post-processing building energy simulations | SCn | CZ10 | 2007 | Any | 22.689 | DEER2019 | 2019-01-01 |  | 2024-02-06 15:16 | Deemed Ex Ante Team |  | 2024-02-06 15:16 | Deemed Ex Ante Team
Ex | Com | For producing Old, Ex, Rec, and New BldgVint records while post-processing building energy simulations | SCn | CZ10 | 2011 | Any | 22.689 | DEER2019 | 2019-01-01 |  | 2024-02-06 15:16 | Deemed Ex Ante Team |  | 2024-02-06 15:16 | Deemed Ex Ante Team
Ex | Com | For producing Old, Ex, Rec, and New BldgVint records while post-processing building energy simulations | SCn | CZ10 | 2015 | Any | 17.018 | DEER2019 | 2019-01-01 |  | 2024-02-06 15:16 | Deemed Ex Ante Team |  | 2024-02-06 15:16 | Deemed Ex Ante Team
Ex | Com | For producing Old, Ex, Rec, and New BldgVint records while post-processing building energy simulations | SCn | CZ11 | 2003 | Any | 1.529 | DEER2019 | 2019-01-01 |  | 2024-02-06 15:16 | Deemed Ex Ante Team |  | 2024-02-06 15:16 | Deemed Ex Ante Team
Ex | Com | For producing Old, Ex, Rec, and New BldgVint records while post-processing building energy simulations | SCn | CZ11 | 2007 | Any | 0.684 | DEER2019 | 2019-01-01 |  | 2024-02-06 15:16 | Deemed Ex Ante Team |  | 2024-02-06 15:16 | Deemed Ex Ante Team
Ex | Com | For producing Old, Ex, Rec, and New BldgVint records while post-processing building energy simulations | SCn | CZ11 | 2011 | Any | 0.684 | DEER2019 | 2019-01-01 |  | 2024-02-06 15:16 | Deemed Ex Ante Team |  | 2024-02-06 15:16 | Deemed Ex Ante Team
Ex | Com | For producing Old, Ex, Rec, and New BldgVint records while post-processing building energy simulations | SCn | CZ11 | 2015 | Any | 0.513 | DEER2019 | 2019-01-01 |  | 2024-02-06 15:16 | Deemed Ex Ante Team |  | 2024-02-06 15:16 | Deemed Ex Ante Team
Ex | Com | For producing Old, Ex, Rec, and New BldgVint records while post-processing building energy simulations | SCn | CZ12 | 2003 | Any | 5.1 | DEER2019 | 2019-01-01 |  | 2024-02-06 15:16 | Deemed Ex Ante Team |  | 2024-02-06 15:16 | Deemed Ex Ante Team
Ex | Com | For producing Old, Ex, Rec, and New BldgVint records while post-processing building energy simulations | SCn | CZ12 | 2007 | Any | 2.587 | DEER2019 | 2019-01-01 |  | 2024-02-06 15:16 | Deemed Ex Ante Team |  | 2024-02-06 15:16 | Deemed Ex Ante Team
Ex | Com | For producing Old, Ex, Rec, and New BldgVint records while post-processing building energy simulations | SCn | CZ12 | 2011 | Any | 2.587 | DEER2019 | 2019-01-01 |  | 2024-02-06 15:16 | Deemed Ex Ante Team |  | 2024-02-06 15:16 | Deemed Ex Ante Team
Ex | Com | For producing Old, Ex, Rec, and New BldgVint records while post-processing building energy simulations | SCn | CZ12 | 2015 | Any | 1.941 | DEER2019 | 2019-01-01 |  | 2024-02-06 15:16 | Deemed Ex Ante Team |  | 2024-02-06 15:16 | Deemed Ex Ante Team
Ex | Com | For producing Old, Ex, Rec, and New BldgVint records while post-processing building energy simulations | SCn | CZ13 | 2003 | Any | 4.884 | DEER2019 | 2019-01-01 |  | 2024-02-06 15:16 | Deemed Ex Ante Team |  | 2024-02-06 15:16 | Deemed Ex Ante Team
Ex | Com | For producing Old, Ex, Rec, and New BldgVint records while post-processing building energy simulations | SCn | CZ13 | 2007 | Any | 2.337 | DEER2019 | 2019-01-01 |  | 2024-02-06 15:16 | Deemed Ex Ante Team |  | 2024-02-06 15:16 | Deemed Ex Ante Team
Ex | Com | For producing Old, Ex, Rec, and New BldgVint records while post-processing building energy simulations | SCn | CZ13 | 2011 | Any | 2.337 | DEER2019 | 2019-01-01 |  | 2024-02-06 15:16 | Deemed Ex Ante Team |  | 2024-02-06 15:16 | Deemed Ex Ante Team
Ex | Com | For producing Old, Ex, Rec, and New BldgVint records while post-processing building energy simulations | SCn | CZ13 | 2015 | Any | 1.753 | DEER2019 | 2019-01-01 |  | 2024-02-06 15:16 | Deemed Ex Ante Team |  | 2024-02-06 15:16 | Deemed Ex Ante Team
Ex | Com | For producing Old, Ex, Rec, and New BldgVint records while post-processing building energy simulations | SCn | CZ14 | 2003 | Any | 0.685 | DEER2019 | 2019-01-01 |  | 2024-02-06 15:16 | Deemed Ex Ante Team |  | 2024-02-06 15:16 | Deemed Ex Ante Team
Ex | Com | For producing Old, Ex, Rec, and New BldgVint records while post-processing building energy simulations | SCn | CZ14 | 2007 | Any | 0.435 | DEER2019 | 2019-01-01 |  | 2024-02-06 15:16 | Deemed Ex Ante Team |  | 2024-02-06 15:16 | Deemed Ex Ante Team
Ex | Com | For producing Old, Ex, Rec, and New BldgVint records while post-processing building energy simulations | SCn | CZ14 | 2011 | Any | 0.435 | DEER2019 | 2019-01-01 |  | 2024-02-06 15:16 | Deemed Ex Ante Team |  | 2024-02-06 15:16 | Deemed Ex Ante Team
Ex | Com | For producing Old, Ex, Rec, and New BldgVint records while post-processing building energy simulations | SCn | CZ14 | 2015 | Any | 0.326 | DEER2019 | 2019-01-01 |  | 2024-02-06 15:16 | Deemed Ex Ante Team |  | 2024-02-06 15:16 | Deemed Ex Ante Team
Ex | Com | For producing Old, Ex, Rec, and New BldgVint records while post-processing building energy simulations | SCn | CZ15 | 2003 | Any | 0.623 | DEER2019 | 2019-01-01 |  | 2024-02-06 15:16 | Deemed Ex Ante Team |  | 2024-02-06 15:16 | Deemed Ex Ante Team
Ex | Com | For producing Old, Ex, Rec, and New BldgVint records while post-processing building energy simulations | SCn | CZ15 | 2007 | Any | 0.41 | DEER2019 | 2019-01-01 |  | 2024-02-06 15:16 | Deemed Ex Ante Team |  | 2024-02-06 15:16 | Deemed Ex Ante Team
Ex | Com | For producing Old, Ex, Rec, and New BldgVint records while post-processing building energy simulations | SCn | CZ15 | 2011 | Any | 0.41 | DEER2019 | 2019-01-01 |  | 2024-02-06 15:16 | Deemed Ex Ante Team |  | 2024-02-06 15:16 | Deemed Ex Ante Team
Ex | Com | For producing Old, Ex, Rec, and New BldgVint records while post-processing building energy simulations | SCn | CZ15 | 2015 | Any | 0.308 | DEER2019 | 2019-01-01 |  | 2024-02-06 15:16 | Deemed Ex Ante Team |  | 2024-02-06 15:16 | Deemed Ex Ante Team
Ex | Com | For producing Old, Ex, Rec, and New BldgVint records while post-processing building energy simulations | SCn | CZ16 | 2003 | Any | 0.803 | DEER2019 | 2019-01-01 |  | 2024-02-06 15:16 | Deemed Ex Ante Team |  | 2024-02-06 15:16 | Deemed Ex Ante Team
Ex | Com | For producing Old, Ex, Rec, and New BldgVint records while post-processing building energy simulations | SCn | CZ16 | 2007 | Any | 0.482 | DEER2019 | 2019-01-01 |  | 2024-02-06 15:16 | Deemed Ex Ante Team |  | 2024-02-06 15:16 | Deemed Ex Ante Team
Ex | Com | For producing Old, Ex, Rec, and New BldgVint records while post-processing building energy simulations | SCn | CZ16 | 2011 | Any | 0.482 | DEER2019 | 2019-01-01 |  | 2024-02-06 15:16 | Deemed Ex Ante Team |  | 2024-02-06 15:16 | Deemed Ex Ante Team
Ex | Com | For producing Old, Ex, Rec, and New BldgVint records while post-processing building energy simulations | SCn | CZ16 | 2015 | Any | 0.363 | DEER2019 | 2019-01-01 |  | 2024-02-06 15:16 | Deemed Ex Ante Team |  | 2024-02-06 15:16 | Deemed Ex Ante Team
Ex | Com | For producing Old, Ex, Rec, and New BldgVint records while post-processing building energy simulations | SUn | CZ01 | 2003 | Any | 0.211 | DEER2019 | 2019-01-01 |  | 2024-02-06 15:16 | Deemed Ex Ante Team |  | 2024-02-06 15:16 | Deemed Ex Ante Team
Ex | Com | For producing Old, Ex, Rec, and New BldgVint records while post-processing building energy simulations | SUn | CZ01 | 2007 | Any | 0.06 | DEER2019 | 2019-01-01 |  | 2024-02-06 15:16 | Deemed Ex Ante Team |  | 2024-02-06 15:16 | Deemed Ex Ante Team
Ex | Com | For producing Old, Ex, Rec, and New BldgVint records while post-processing building energy simulations | SUn | CZ01 | 2011 | Any | 0.06 | DEER2019 | 2019-01-01 |  | 2024-02-06 15:16 | Deemed Ex Ante Team |  | 2024-02-06 15:16 | Deemed Ex Ante Team
Ex | Com | For producing Old, Ex, Rec, and New BldgVint records while post-processing building energy simulations | SUn | CZ01 | 2015 | Any | 0.045 | DEER2019 | 2019-01-01 |  | 2024-02-06 15:16 | Deemed Ex Ante Team |  | 2024-02-06 15:16 | Deemed Ex Ante Team
Ex | Com | For producing Old, Ex, Rec, and New BldgVint records while post-processing building energy simulations | SUn | CZ02 | 2003 | Any | 0.81 | DEER2019 | 2019-01-01 |  | 2024-02-06 15:16 | Deemed Ex Ante Team |  | 2024-02-06 15:16 | Deemed Ex Ante Team
Ex | Com | For producing Old, Ex, Rec, and New BldgVint records while post-processing building energy simulations | SUn | CZ02 | 2007 | Any | 0.355 | DEER2019 | 2019-01-01 |  | 2024-02-06 15:16 | Deemed Ex Ante Team |  | 2024-02-06 15:16 | Deemed Ex Ante Team
Ex | Com | For producing Old, Ex, Rec, and New BldgVint records while post-processing building energy simulations | SUn | CZ02 | 2011 | Any | 0.355 | DEER2019 | 2019-01-01 |  | 2024-02-06 15:16 | Deemed Ex Ante Team |  | 2024-02-06 15:16 | Deemed Ex Ante Team
Ex | Com | For producing Old, Ex, Rec, and New BldgVint records while post-processing building energy simulations | SUn | CZ02 | 2015 | Any | 0.266 | DEER2019 | 2019-01-01 |  | 2024-02-06 15:16 | Deemed Ex Ante Team |  | 2024-02-06 15:16 | Deemed Ex Ante Team
Ex | Com | For producing Old, Ex, Rec, and New BldgVint records while post-processing building energy simulations | SUn | CZ03 | 2003 | Any | 1.803 | DEER2019 | 2019-01-01 |  | 2024-02-06 15:16 | Deemed Ex Ante Team |  | 2024-02-06 15:16 | Deemed Ex Ante Team
Ex | Com | For producing Old, Ex, Rec, and New BldgVint records while post-processing building energy simulations | SUn | CZ03 | 2007 | Any | 1.868 | DEER2019 | 2019-01-01 |  | 2024-02-06 15:16 | Deemed Ex Ante Team |  | 2024-02-06 15:16 | Deemed Ex Ante Team
Ex | Com | For producing Old, Ex, Rec, and New BldgVint records while post-processing building energy simulations | SUn | CZ03 | 2011 | Any | 1.868 | DEER2019 | 2019-01-01 |  | 2024-02-06 15:16 | Deemed Ex Ante Team |  | 2024-02-06 15:16 | Deemed Ex Ante Team
Ex | Com | For producing Old, Ex, Rec, and New BldgVint records while post-processing building energy simulations | SUn | CZ03 | 2015 | Any | 1.401 | DEER2019 | 2019-01-01 |  | 2024-02-06 15:16 | Deemed Ex Ante Team |  | 2024-02-06 15:16 | Deemed Ex Ante Team
Ex | Com | For producing Old, Ex, Rec, and New BldgVint records while post-processing building energy simulations | SUn | CZ04 | 2003 | Any | 1.577 | DEER2019 | 2019-01-01 |  | 2024-02-06 15:16 | Deemed Ex Ante Team |  | 2024-02-06 15:16 | Deemed Ex Ante Team
Ex | Com | For producing Old, Ex, Rec, and New BldgVint records while post-processing building energy simulations | SUn | CZ04 | 2007 | Any | 0.68 | DEER2019 | 2019-01-01 |  | 2024-02-06 15:16 | Deemed Ex Ante Team |  | 2024-02-06 15:16 | Deemed Ex Ante Team
Ex | Com | For producing Old, Ex, Rec, and New BldgVint records while post-processing building energy simulations | SUn | CZ04 | 2011 | Any | 0.68 | DEER2019 | 2019-01-01 |  | 2024-02-06 15:16 | Deemed Ex Ante Team |  | 2024-02-06 15:16 | Deemed Ex Ante Team
Ex | Com | For producing Old, Ex, Rec, and New BldgVint records while post-processing building energy simulations | SUn | CZ04 | 2015 | Any | 0.51 | DEER2019 | 2019-01-01 |  | 2024-02-06 15:16 | Deemed Ex Ante Team |  | 2024-02-06 15:16 | Deemed Ex Ante Team
Ex | Com | For producing Old, Ex, Rec, and New BldgVint records while post-processing building energy simulations | SUn | CZ05 | 2003 | Any | 0.128 | DEER2019 | 2019-01-01 |  | 2024-02-06 15:16 | Deemed Ex Ante Team |  | 2024-02-06 15:16 | Deemed Ex Ante Team
Ex | Com | For producing Old, Ex, Rec, and New BldgVint records while post-processing building energy simulations | SUn | CZ05 | 2007 | Any | 0.054 | DEER2019 | 2019-01-01 |  | 2024-02-06 15:16 | Deemed Ex Ante Team |  | 2024-02-06 15:16 | Deemed Ex Ante Team
Ex | Com | For producing Old, Ex, Rec, and New BldgVint records while post-processing building energy simulations | SUn | CZ05 | 2011 | Any | 0.054 | DEER2019 | 2019-01-01 |  | 2024-02-06 15:16 | Deemed Ex Ante Team |  | 2024-02-06 15:16 | Deemed Ex Ante Team
Ex | Com | For producing Old, Ex, Rec, and New BldgVint records while post-processing building energy simulations | SUn | CZ05 | 2015 | Any | 0.041 | DEER2019 | 2019-01-01 |  | 2024-02-06 15:16 | Deemed Ex Ante Team |  | 2024-02-06 15:16 | Deemed Ex Ante Team
Ex | Com | For producing Old, Ex, Rec, and New BldgVint records while post-processing building energy simulations | SUn | CZ06 | 2003 | Any | 5.344 | DEER2019 | 2019-01-01 |  | 2024-02-06 15:16 | Deemed Ex Ante Team |  | 2024-02-06 15:16 | Deemed Ex Ante Team
Ex | Com | For producing Old, Ex, Rec, and New BldgVint records while post-processing building energy simulations | SUn | CZ06 | 2007 | Any | 2.577 | DEER2019 | 2019-01-01 |  | 2024-02-06 15:16 | Deemed Ex Ante Team |  | 2024-02-06 15:16 | Deemed Ex Ante Team
Ex | Com | For producing Old, Ex, Rec, and New BldgVint records while post-processing building energy simulations | SUn | CZ06 | 2011 | Any | 2.577 | DEER2019 | 2019-01-01 |  | 2024-02-06 15:16 | Deemed Ex Ante Team |  | 2024-02-06 15:16 | Deemed Ex Ante Team
Ex | Com | For producing Old, Ex, Rec, and New BldgVint records while post-processing building energy simulations | SUn | CZ06 | 2015 | Any | 1.933 | DEER2019 | 2019-01-01 |  | 2024-02-06 15:16 | Deemed Ex Ante Team |  | 2024-02-06 15:16 | Deemed Ex Ante Team
Ex | Com | For producing Old, Ex, Rec, and New BldgVint records while post-processing building energy simulations | SUn | CZ07 | 2003 | Any | 2.377 | DEER2019 | 2019-01-01 |  | 2024-02-06 15:16 | Deemed Ex Ante Team |  | 2024-02-06 15:16 | Deemed Ex Ante Team
Ex | Com | For producing Old, Ex, Rec, and New BldgVint records while post-processing building energy simulations | SUn | CZ07 | 2007 | Any | 1.039 | DEER2019 | 2019-01-01 |  | 2024-02-06 15:16 | Deemed Ex Ante Team |  | 2024-02-06 15:16 | Deemed Ex Ante Team
Ex | Com | For producing Old, Ex, Rec, and New BldgVint records while post-processing building energy simulations | SUn | CZ07 | 2011 | Any | 1.039 | DEER2019 | 2019-01-01 |  | 2024-02-06 15:16 | Deemed Ex Ante Team |  | 2024-02-06 15:16 | Deemed Ex Ante Team
Ex | Com | For producing Old, Ex, Rec, and New BldgVint records while post-processing building energy simulations | SUn | CZ07 | 2015 | Any | 0.78 | DEER2019 | 2019-01-01 |  | 2024-02-06 15:16 | Deemed Ex Ante Team |  | 2024-02-06 15:16 | Deemed Ex Ante Team
Ex | Com | For producing Old, Ex, Rec, and New BldgVint records while post-processing building energy simulations | SUn | CZ08 | 2003 | Any | 15.08 | DEER2019 | 2019-01-01 |  | 2024-02-06 15:16 | Deemed Ex Ante Team |  | 2024-02-06 15:16 | Deemed Ex Ante Team
Ex | Com | For producing Old, Ex, Rec, and New BldgVint records while post-processing building energy simulations | SUn | CZ08 | 2007 | Any | 7.353 | DEER2019 | 2019-01-01 |  | 2024-02-06 15:16 | Deemed Ex Ante Team |  | 2024-02-06 15:16 | Deemed Ex Ante Team
Ex | Com | For producing Old, Ex, Rec, and New BldgVint records while post-processing building energy simulations | SUn | CZ08 | 2011 | Any | 7.353 | DEER2019 | 2019-01-01 |  | 2024-02-06 15:16 | Deemed Ex Ante Team |  | 2024-02-06 15:16 | Deemed Ex Ante Team
Ex | Com | For producing Old, Ex, Rec, and New BldgVint records while post-processing building energy simulations | SUn | CZ08 | 2015 | Any | 5.515 | DEER2019 | 2019-01-01 |  | 2024-02-06 15:16 | Deemed Ex Ante Team |  | 2024-02-06 15:16 | Deemed Ex Ante Team
Ex | Com | For producing Old, Ex, Rec, and New BldgVint records while post-processing building energy simulations | SUn | CZ09 | 2003 | Any | 8.917 | DEER2019 | 2019-01-01 |  | 2024-02-06 15:16 | Deemed Ex Ante Team |  | 2024-02-06 15:16 | Deemed Ex Ante Team
Ex | Com | For producing Old, Ex, Rec, and New BldgVint records while post-processing building energy simulations | SUn | CZ09 | 2007 | Any | 3.834 | DEER2019 | 2019-01-01 |  | 2024-02-06 15:16 | Deemed Ex Ante Team |  | 2024-02-06 15:16 | Deemed Ex Ante Team
Ex | Com | For producing Old, Ex, Rec, and New BldgVint records while post-processing building energy simulations | SUn | CZ09 | 2011 | Any | 3.834 | DEER2019 | 2019-01-01 |  | 2024-02-06 15:16 | Deemed Ex Ante Team |  | 2024-02-06 15:16 | Deemed Ex Ante Team
Ex | Com | For producing Old, Ex, Rec, and New BldgVint records while post-processing building energy simulations | SUn | CZ09 | 2015 | Any | 2.876 | DEER2019 | 2019-01-01 |  | 2024-02-06 15:16 | Deemed Ex Ante Team |  | 2024-02-06 15:16 | Deemed Ex Ante Team
Ex | Com | For producing Old, Ex, Rec, and New BldgVint records while post-processing building energy simulations | SUn | CZ10 | 2003 | Any | 34.723 | DEER2019 | 2019-01-01 |  | 2024-02-06 15:16 | Deemed Ex Ante Team |  | 2024-02-06 15:16 | Deemed Ex Ante Team
Ex | Com | For producing Old, Ex, Rec, and New BldgVint records while post-processing building energy simulations | SUn | CZ10 | 2007 | Any | 22.689 | DEER2019 | 2019-01-01 |  | 2024-02-06 15:16 | Deemed Ex Ante Team |  | 2024-02-06 15:16 | Deemed Ex Ante Team
Ex | Com | For producing Old, Ex, Rec, and New BldgVint records while post-processing building energy simulations | SUn | CZ10 | 2011 | Any | 22.689 | DEER2019 | 2019-01-01 |  | 2024-02-06 15:16 | Deemed Ex Ante Team |  | 2024-02-06 15:16 | Deemed Ex Ante Team
Ex | Com | For producing Old, Ex, Rec, and New BldgVint records while post-processing building energy simulations | SUn | CZ10 | 2015 | Any | 17.018 | DEER2019 | 2019-01-01 |  | 2024-02-06 15:16 | Deemed Ex Ante Team |  | 2024-02-06 15:16 | Deemed Ex Ante Team
Ex | Com | For producing Old, Ex, Rec, and New BldgVint records while post-processing building energy simulations | SUn | CZ11 | 2003 | Any | 1.529 | DEER2019 | 2019-01-01 |  | 2024-02-06 15:16 | Deemed Ex Ante Team |  | 2024-02-06 15:16 | Deemed Ex Ante Team
Ex | Com | For producing Old, Ex, Rec, and New BldgVint records while post-processing building energy simulations | SUn | CZ11 | 2007 | Any | 0.684 | DEER2019 | 2019-01-01 |  | 2024-02-06 15:16 | Deemed Ex Ante Team |  | 2024-02-06 15:16 | Deemed Ex Ante Team
Ex | Com | For producing Old, Ex, Rec, and New BldgVint records while post-processing building energy simulations | SUn | CZ11 | 2011 | Any | 0.684 | DEER2019 | 2019-01-01 |  | 2024-02-06 15:16 | Deemed Ex Ante Team |  | 2024-02-06 15:16 | Deemed Ex Ante Team
Ex | Com | For producing Old, Ex, Rec, and New BldgVint records while post-processing building energy simulations | SUn | CZ11 | 2015 | Any | 0.513 | DEER2019 | 2019-01-01 |  | 2024-02-06 15:16 | Deemed Ex Ante Team |  | 2024-02-06 15:16 | Deemed Ex Ante Team
Ex | Com | For producing Old, Ex, Rec, and New BldgVint records while post-processing building energy simulations | SUn | CZ12 | 2003 | Any | 5.1 | DEER2019 | 2019-01-01 |  | 2024-02-06 15:16 | Deemed Ex Ante Team |  | 2024-02-06 15:16 | Deemed Ex Ante Team
Ex | Com | For producing Old, Ex, Rec, and New BldgVint records while post-processing building energy simulations | SUn | CZ12 | 2007 | Any | 2.587 | DEER2019 | 2019-01-01 |  | 2024-02-06 15:16 | Deemed Ex Ante Team |  | 2024-02-06 15:16 | Deemed Ex Ante Team
Ex | Com | For producing Old, Ex, Rec, and New BldgVint records while post-processing building energy simulations | SUn | CZ12 | 2011 | Any | 2.587 | DEER2019 | 2019-01-01 |  | 2024-02-06 15:16 | Deemed Ex Ante Team |  | 2024-02-06 15:16 | Deemed Ex Ante Team
Ex | Com | For producing Old, Ex, Rec, and New BldgVint records while post-processing building energy simulations | SUn | CZ12 | 2015 | Any | 1.941 | DEER2019 | 2019-01-01 |  | 2024-02-06 15:16 | Deemed Ex Ante Team |  | 2024-02-06 15:16 | Deemed Ex Ante Team
Ex | Com | For producing Old, Ex, Rec, and New BldgVint records while post-processing building energy simulations | SUn | CZ13 | 2003 | Any | 4.884 | DEER2019 | 2019-01-01 |  | 2024-02-06 15:16 | Deemed Ex Ante Team |  | 2024-02-06 15:16 | Deemed Ex Ante Team
Ex | Com | For producing Old, Ex, Rec, and New BldgVint records while post-processing building energy simulations | SUn | CZ13 | 2007 | Any | 2.337 | DEER2019 | 2019-01-01 |  | 2024-02-06 15:16 | Deemed Ex Ante Team |  | 2024-02-06 15:16 | Deemed Ex Ante Team
Ex | Com | For producing Old, Ex, Rec, and New BldgVint records while post-processing building energy simulations | SUn | CZ13 | 2011 | Any | 2.337 | DEER2019 | 2019-01-01 |  | 2024-02-06 15:16 | Deemed Ex Ante Team |  | 2024-02-06 15:16 | Deemed Ex Ante Team
Ex | Com | For producing Old, Ex, Rec, and New BldgVint records while post-processing building energy simulations | SUn | CZ13 | 2015 | Any | 1.753 | DEER2019 | 2019-01-01 |  | 2024-02-06 15:16 | Deemed Ex Ante Team |  | 2024-02-06 15:16 | Deemed Ex Ante Team
Ex | Com | For producing Old, Ex, Rec, and New BldgVint records while post-processing building energy simulations | SUn | CZ14 | 2003 | Any | 0.685 | DEER2019 | 2019-01-01 |  | 2024-02-06 15:16 | Deemed Ex Ante Team |  | 2024-02-06 15:16 | Deemed Ex Ante Team
Ex | Com | For producing Old, Ex, Rec, and New BldgVint records while post-processing building energy simulations | SUn | CZ14 | 2007 | Any | 0.435 | DEER2019 | 2019-01-01 |  | 2024-02-06 15:16 | Deemed Ex Ante Team |  | 2024-02-06 15:16 | Deemed Ex Ante Team
Ex | Com | For producing Old, Ex, Rec, and New BldgVint records while post-processing building energy simulations | SUn | CZ14 | 2011 | Any | 0.435 | DEER2019 | 2019-01-01 |  | 2024-02-06 15:16 | Deemed Ex Ante Team |  | 2024-02-06 15:16 | Deemed Ex Ante Team
Ex | Com | For producing Old, Ex, Rec, and New BldgVint records while post-processing building energy simulations | SUn | CZ14 | 2015 | Any | 0.326 | DEER2019 | 2019-01-01 |  | 2024-02-06 15:16 | Deemed Ex Ante Team |  | 2024-02-06 15:16 | Deemed Ex Ante Team
Ex | Com | For producing Old, Ex, Rec, and New BldgVint records while post-processing building energy simulations | SUn | CZ15 | 2003 | Any | 0.623 | DEER2019 | 2019-01-01 |  | 2024-02-06 15:16 | Deemed Ex Ante Team |  | 2024-02-06 15:16 | Deemed Ex Ante Team
Ex | Com | For producing Old, Ex, Rec, and New BldgVint records while post-processing building energy simulations | SUn | CZ15 | 2007 | Any | 0.41 | DEER2019 | 2019-01-01 |  | 2024-02-06 15:16 | Deemed Ex Ante Team |  | 2024-02-06 15:16 | Deemed Ex Ante Team
Ex | Com | For producing Old, Ex, Rec, and New BldgVint records while post-processing building energy simulations | SUn | CZ15 | 2011 | Any | 0.41 | DEER2019 | 2019-01-01 |  | 2024-02-06 15:16 | Deemed Ex Ante Team |  | 2024-02-06 15:16 | Deemed Ex Ante Team
Ex | Com | For producing Old, Ex, Rec, and New BldgVint records while post-processing building energy simulations | SUn | CZ15 | 2015 | Any | 0.308 | DEER2019 | 2019-01-01 |  | 2024-02-06 15:16 | Deemed Ex Ante Team |  | 2024-02-06 15:16 | Deemed Ex Ante Team
Ex | Com | For producing Old, Ex, Rec, and New BldgVint records while post-processing building energy simulations | SUn | CZ16 | 2003 | Any | 0.803 | DEER2019 | 2019-01-01 |  | 2024-02-06 15:16 | Deemed Ex Ante Team |  | 2024-02-06 15:16 | Deemed Ex Ante Team
Ex | Com | For producing Old, Ex, Rec, and New BldgVint records while post-processing building energy simulations | SUn | CZ16 | 2007 | Any | 0.482 | DEER2019 | 2019-01-01 |  | 2024-02-06 15:16 | Deemed Ex Ante Team |  | 2024-02-06 15:16 | Deemed Ex Ante Team
Ex | Com | For producing Old, Ex, Rec, and New BldgVint records while post-processing building energy simulations | SUn | CZ16 | 2011 | Any | 0.482 | DEER2019 | 2019-01-01 |  | 2024-02-06 15:16 | Deemed Ex Ante Team |  | 2024-02-06 15:16 | Deemed Ex Ante Team
Ex | Com | For producing Old, Ex, Rec, and New BldgVint records while post-processing building energy simulations | SUn | CZ16 | 2015 | Any | 0.363 | DEER2019 | 2019-01-01 |  | 2024-02-06 15:16 | Deemed Ex Ante Team |  | 2024-02-06 15:16 | Deemed Ex Ante Team
Ex | Com | For producing Old, Ex, Rec, and New BldgVint records while post-processing building energy simulations | WRf | CZ01 | 2003 | Any | 0.027 | DEER2019 | 2019-01-01 |  | 2024-02-06 15:16 | Deemed Ex Ante Team |  | 2024-02-06 15:16 | Deemed Ex Ante Team
Ex | Com | For producing Old, Ex, Rec, and New BldgVint records while post-processing building energy simulations | WRf | CZ01 | 2007 | Any | 0.006 | DEER2019 | 2019-01-01 |  | 2024-02-06 15:16 | Deemed Ex Ante Team |  | 2024-02-06 15:16 | Deemed Ex Ante Team
Ex | Com | For producing Old, Ex, Rec, and New BldgVint records while post-processing building energy simulations | WRf | CZ01 | 2011 | Any | 0.006 | DEER2019 | 2019-01-01 |  | 2024-02-06 15:16 | Deemed Ex Ante Team |  | 2024-02-06 15:16 | Deemed Ex Ante Team
Ex | Com | For producing Old, Ex, Rec, and New BldgVint records while post-processing building energy simulations | WRf | CZ01 | 2015 | Any | 0.005 | DEER2019 | 2019-01-01 |  | 2024-02-06 15:16 | Deemed Ex Ante Team |  | 2024-02-06 15:16 | Deemed Ex Ante Team
Ex | Com | For producing Old, Ex, Rec, and New BldgVint records while post-processing building energy simulations | WRf | CZ02 | 2003 | Any | 0.074 | DEER2019 | 2019-01-01 |  | 2024-02-06 15:16 | Deemed Ex Ante Team |  | 2024-02-06 15:16 | Deemed Ex Ante Team
Ex | Com | For producing Old, Ex, Rec, and New BldgVint records while post-processing building energy simulations | WRf | CZ02 | 2007 | Any | 0.034 | DEER2019 | 2019-01-01 |  | 2024-02-06 15:16 | Deemed Ex Ante Team |  | 2024-02-06 15:16 | Deemed Ex Ante Team
Ex | Com | For producing Old, Ex, Rec, and New BldgVint records while post-processing building energy simulations | WRf | CZ02 | 2011 | Any | 0.034 | DEER2019 | 2019-01-01 |  | 2024-02-06 15:16 | Deemed Ex Ante Team |  | 2024-02-06 15:16 | Deemed Ex Ante Team
Ex | Com | For producing Old, Ex, Rec, and New BldgVint records while post-processing building energy simulations | WRf | CZ02 | 2015 | Any | 0.026 | DEER2019 | 2019-01-01 |  | 2024-02-06 15:16 | Deemed Ex Ante Team |  | 2024-02-06 15:16 | Deemed Ex Ante Team
Ex | Com | For producing Old, Ex, Rec, and New BldgVint records while post-processing building energy simulations | WRf | CZ03 | 2003 | Any | 0.388 | DEER2019 | 2019-01-01 |  | 2024-02-06 15:16 | Deemed Ex Ante Team |  | 2024-02-06 15:16 | Deemed Ex Ante Team
Ex | Com | For producing Old, Ex, Rec, and New BldgVint records while post-processing building energy simulations | WRf | CZ03 | 2007 | Any | 0.368 | DEER2019 | 2019-01-01 |  | 2024-02-06 15:16 | Deemed Ex Ante Team |  | 2024-02-06 15:16 | Deemed Ex Ante Team
Ex | Com | For producing Old, Ex, Rec, and New BldgVint records while post-processing building energy simulations | WRf | CZ03 | 2011 | Any | 0.368 | DEER2019 | 2019-01-01 |  | 2024-02-06 15:16 | Deemed Ex Ante Team |  | 2024-02-06 15:16 | Deemed Ex Ante Team
Ex | Com | For producing Old, Ex, Rec, and New BldgVint records while post-processing building energy simulations | WRf | CZ03 | 2015 | Any | 0.276 | DEER2019 | 2019-01-01 |  | 2024-02-06 15:16 | Deemed Ex Ante Team |  | 2024-02-06 15:16 | Deemed Ex Ante Team
Ex | Com | For producing Old, Ex, Rec, and New BldgVint records while post-processing building energy simulations | WRf | CZ04 | 2003 | Any | 0.122 | DEER2019 | 2019-01-01 |  | 2024-02-06 15:16 | Deemed Ex Ante Team |  | 2024-02-06 15:16 | Deemed Ex Ante Team
Ex | Com | For producing Old, Ex, Rec, and New BldgVint records while post-processing building energy simulations | WRf | CZ04 | 2007 | Any | 0.067 | DEER2019 | 2019-01-01 |  | 2024-02-06 15:16 | Deemed Ex Ante Team |  | 2024-02-06 15:16 | Deemed Ex Ante Team
Ex | Com | For producing Old, Ex, Rec, and New BldgVint records while post-processing building energy simulations | WRf | CZ04 | 2011 | Any | 0.067 | DEER2019 | 2019-01-01 |  | 2024-02-06 15:16 | Deemed Ex Ante Team |  | 2024-02-06 15:16 | Deemed Ex Ante Team
Ex | Com | For producing Old, Ex, Rec, and New BldgVint records while post-processing building energy simulations | WRf | CZ04 | 2015 | Any | 0.05 | DEER2019 | 2019-01-01 |  | 2024-02-06 15:16 | Deemed Ex Ante Team |  | 2024-02-06 15:16 | Deemed Ex Ante Team
Ex | Com | For producing Old, Ex, Rec, and New BldgVint records while post-processing building energy simulations | WRf | CZ05 | 2003 | Any | 0.072 | DEER2019 | 2019-01-01 |  | 2024-02-06 15:16 | Deemed Ex Ante Team |  | 2024-02-06 15:16 | Deemed Ex Ante Team
Ex | Com | For producing Old, Ex, Rec, and New BldgVint records while post-processing building energy simulations | WRf | CZ05 | 2007 | Any | 0.039 | DEER2019 | 2019-01-01 |  | 2024-02-06 15:16 | Deemed Ex Ante Team |  | 2024-02-06 15:16 | Deemed Ex Ante Team
Ex | Com | For producing Old, Ex, Rec, and New BldgVint records while post-processing building energy simulations | WRf | CZ05 | 2011 | Any | 0.039 | DEER2019 | 2019-01-01 |  | 2024-02-06 15:16 | Deemed Ex Ante Team |  | 2024-02-06 15:16 | Deemed Ex Ante Team
Ex | Com | For producing Old, Ex, Rec, and New BldgVint records while post-processing building energy simulations | WRf | CZ05 | 2015 | Any | 0.03 | DEER2019 | 2019-01-01 |  | 2024-02-06 15:16 | Deemed Ex Ante Team |  | 2024-02-06 15:16 | Deemed Ex Ante Team
Ex | Com | For producing Old, Ex, Rec, and New BldgVint records while post-processing building energy simulations | WRf | CZ06 | 2003 | Any | 0.72 | DEER2019 | 2019-01-01 |  | 2024-02-06 15:16 | Deemed Ex Ante Team |  | 2024-02-06 15:16 | Deemed Ex Ante Team
Ex | Com | For producing Old, Ex, Rec, and New BldgVint records while post-processing building energy simulations | WRf | CZ06 | 2007 | Any | 0.447 | DEER2019 | 2019-01-01 |  | 2024-02-06 15:16 | Deemed Ex Ante Team |  | 2024-02-06 15:16 | Deemed Ex Ante Team
Ex | Com | For producing Old, Ex, Rec, and New BldgVint records while post-processing building energy simulations | WRf | CZ06 | 2011 | Any | 0.447 | DEER2019 | 2019-01-01 |  | 2024-02-06 15:16 | Deemed Ex Ante Team |  | 2024-02-06 15:16 | Deemed Ex Ante Team
Ex | Com | For producing Old, Ex, Rec, and New BldgVint records while post-processing building energy simulations | WRf | CZ06 | 2015 | Any | 0.336 | DEER2019 | 2019-01-01 |  | 2024-02-06 15:16 | Deemed Ex Ante Team |  | 2024-02-06 15:16 | Deemed Ex Ante Team
Ex | Com | For producing Old, Ex, Rec, and New BldgVint records while post-processing building energy simulations | WRf | CZ07 | 2003 | Any | 0.028 | DEER2019 | 2019-01-01 |  | 2024-02-06 15:16 | Deemed Ex Ante Team |  | 2024-02-06 15:16 | Deemed Ex Ante Team
Ex | Com | For producing Old, Ex, Rec, and New BldgVint records while post-processing building energy simulations | WRf | CZ07 | 2007 | Any | 0.03 | DEER2019 | 2019-01-01 |  | 2024-02-06 15:16 | Deemed Ex Ante Team |  | 2024-02-06 15:16 | Deemed Ex Ante Team
Ex | Com | For producing Old, Ex, Rec, and New BldgVint records while post-processing building energy simulations | WRf | CZ07 | 2011 | Any | 0.03 | DEER2019 | 2019-01-01 |  | 2024-02-06 15:16 | Deemed Ex Ante Team |  | 2024-02-06 15:16 | Deemed Ex Ante Team
Ex | Com | For producing Old, Ex, Rec, and New BldgVint records while post-processing building energy simulations | WRf | CZ07 | 2015 | Any | 0.022 | DEER2019 | 2019-01-01 |  | 2024-02-06 15:16 | Deemed Ex Ante Team |  | 2024-02-06 15:16 | Deemed Ex Ante Team
Ex | Com | For producing Old, Ex, Rec, and New BldgVint records while post-processing building energy simulations | WRf | CZ08 | 2003 | Any | 0.994 | DEER2019 | 2019-01-01 |  | 2024-02-06 15:16 | Deemed Ex Ante Team |  | 2024-02-06 15:16 | Deemed Ex Ante Team
Ex | Com | For producing Old, Ex, Rec, and New BldgVint records while post-processing building energy simulations | WRf | CZ08 | 2007 | Any | 0.61 | DEER2019 | 2019-01-01 |  | 2024-02-06 15:16 | Deemed Ex Ante Team |  | 2024-02-06 15:16 | Deemed Ex Ante Team
Ex | Com | For producing Old, Ex, Rec, and New BldgVint records while post-processing building energy simulations | WRf | CZ08 | 2011 | Any | 0.61 | DEER2019 | 2019-01-01 |  | 2024-02-06 15:16 | Deemed Ex Ante Team |  | 2024-02-06 15:16 | Deemed Ex Ante Team
Ex | Com | For producing Old, Ex, Rec, and New BldgVint records while post-processing building energy simulations | WRf | CZ08 | 2015 | Any | 0.458 | DEER2019 | 2019-01-01 |  | 2024-02-06 15:16 | Deemed Ex Ante Team |  | 2024-02-06 15:16 | Deemed Ex Ante Team
Ex | Com | For producing Old, Ex, Rec, and New BldgVint records while post-processing building energy simulations | WRf | CZ09 | 2003 | Any | 0.656 | DEER2019 | 2019-01-01 |  | 2024-02-06 15:16 | Deemed Ex Ante Team |  | 2024-02-06 15:16 | Deemed Ex Ante Team
Ex | Com | For producing Old, Ex, Rec, and New BldgVint records while post-processing building energy simulations | WRf | CZ09 | 2007 | Any | 0.329 | DEER2019 | 2019-01-01 |  | 2024-02-06 15:16 | Deemed Ex Ante Team |  | 2024-02-06 15:16 | Deemed Ex Ante Team
Ex | Com | For producing Old, Ex, Rec, and New BldgVint records while post-processing building energy simulations | WRf | CZ09 | 2011 | Any | 0.329 | DEER2019 | 2019-01-01 |  | 2024-02-06 15:16 | Deemed Ex Ante Team |  | 2024-02-06 15:16 | Deemed Ex Ante Team
Ex | Com | For producing Old, Ex, Rec, and New BldgVint records while post-processing building energy simulations | WRf | CZ09 | 2015 | Any | 0.247 | DEER2019 | 2019-01-01 |  | 2024-02-06 15:16 | Deemed Ex Ante Team |  | 2024-02-06 15:16 | Deemed Ex Ante Team
Ex | Com | For producing Old, Ex, Rec, and New BldgVint records while post-processing building energy simulations | WRf | CZ10 | 2003 | Any | 0.47 | DEER2019 | 2019-01-01 |  | 2024-02-06 15:16 | Deemed Ex Ante Team |  | 2024-02-06 15:16 | Deemed Ex Ante Team
Ex | Com | For producing Old, Ex, Rec, and New BldgVint records while post-processing building energy simulations | WRf | CZ10 | 2007 | Any | 0.449 | DEER2019 | 2019-01-01 |  | 2024-02-06 15:16 | Deemed Ex Ante Team |  | 2024-02-06 15:16 | Deemed Ex Ante Team
Ex | Com | For producing Old, Ex, Rec, and New BldgVint records while post-processing building energy simulations | WRf | CZ10 | 2011 | Any | 0.449 | DEER2019 | 2019-01-01 |  | 2024-02-06 15:16 | Deemed Ex Ante Team |  | 2024-02-06 15:16 | Deemed Ex Ante Team
Ex | Com | For producing Old, Ex, Rec, and New BldgVint records while post-processing building energy simulations | WRf | CZ10 | 2015 | Any | 0.336 | DEER2019 | 2019-01-01 |  | 2024-02-06 15:16 | Deemed Ex Ante Team |  | 2024-02-06 15:16 | Deemed Ex Ante Team
Ex | Com | For producing Old, Ex, Rec, and New BldgVint records while post-processing building energy simulations | WRf | CZ11 | 2003 | Any | 0.136 | DEER2019 | 2019-01-01 |  | 2024-02-06 15:16 | Deemed Ex Ante Team |  | 2024-02-06 15:16 | Deemed Ex Ante Team
Ex | Com | For producing Old, Ex, Rec, and New BldgVint records while post-processing building energy simulations | WRf | CZ11 | 2007 | Any | 0.091 | DEER2019 | 2019-01-01 |  | 2024-02-06 15:16 | Deemed Ex Ante Team |  | 2024-02-06 15:16 | Deemed Ex Ante Team
Ex | Com | For producing Old, Ex, Rec, and New BldgVint records while post-processing building energy simulations | WRf | CZ11 | 2011 | Any | 0.091 | DEER2019 | 2019-01-01 |  | 2024-02-06 15:16 | Deemed Ex Ante Team |  | 2024-02-06 15:16 | Deemed Ex Ante Team
Ex | Com | For producing Old, Ex, Rec, and New BldgVint records while post-processing building energy simulations | WRf | CZ11 | 2015 | Any | 0.068 | DEER2019 | 2019-01-01 |  | 2024-02-06 15:16 | Deemed Ex Ante Team |  | 2024-02-06 15:16 | Deemed Ex Ante Team
Ex | Com | For producing Old, Ex, Rec, and New BldgVint records while post-processing building energy simulations | WRf | CZ12 | 2003 | Any | 0.513 | DEER2019 | 2019-01-01 |  | 2024-02-06 15:16 | Deemed Ex Ante Team |  | 2024-02-06 15:16 | Deemed Ex Ante Team
Ex | Com | For producing Old, Ex, Rec, and New BldgVint records while post-processing building energy simulations | WRf | CZ12 | 2007 | Any | 0.528 | DEER2019 | 2019-01-01 |  | 2024-02-06 15:16 | Deemed Ex Ante Team |  | 2024-02-06 15:16 | Deemed Ex Ante Team
Ex | Com | For producing Old, Ex, Rec, and New BldgVint records while post-processing building energy simulations | WRf | CZ12 | 2011 | Any | 0.528 | DEER2019 | 2019-01-01 |  | 2024-02-06 15:16 | Deemed Ex Ante Team |  | 2024-02-06 15:16 | Deemed Ex Ante Team
Ex | Com | For producing Old, Ex, Rec, and New BldgVint records while post-processing building energy simulations | WRf | CZ12 | 2015 | Any | 0.396 | DEER2019 | 2019-01-01 |  | 2024-02-06 15:16 | Deemed Ex Ante Team |  | 2024-02-06 15:16 | Deemed Ex Ante Team
Ex | Com | For producing Old, Ex, Rec, and New BldgVint records while post-processing building energy simulations | WRf | CZ13 | 2003 | Any | 1.349 | DEER2019 | 2019-01-01 |  | 2024-02-06 15:16 | Deemed Ex Ante Team |  | 2024-02-06 15:16 | Deemed Ex Ante Team
Ex | Com | For producing Old, Ex, Rec, and New BldgVint records while post-processing building energy simulations | WRf | CZ13 | 2007 | Any | 1.149 | DEER2019 | 2019-01-01 |  | 2024-02-06 15:16 | Deemed Ex Ante Team |  | 2024-02-06 15:16 | Deemed Ex Ante Team
Ex | Com | For producing Old, Ex, Rec, and New BldgVint records while post-processing building energy simulations | WRf | CZ13 | 2011 | Any | 1.149 | DEER2019 | 2019-01-01 |  | 2024-02-06 15:16 | Deemed Ex Ante Team |  | 2024-02-06 15:16 | Deemed Ex Ante Team
Ex | Com | For producing Old, Ex, Rec, and New BldgVint records while post-processing building energy simulations | WRf | CZ13 | 2015 | Any | 0.863 | DEER2019 | 2019-01-01 |  | 2024-02-06 15:16 | Deemed Ex Ante Team |  | 2024-02-06 15:16 | Deemed Ex Ante Team
Ex | Com | For producing Old, Ex, Rec, and New BldgVint records while post-processing building energy simulations | WRf | CZ14 | 2003 | Any | 0.006 | DEER2019 | 2019-01-01 |  | 2024-02-06 15:16 | Deemed Ex Ante Team |  | 2024-02-06 15:16 | Deemed Ex Ante Team
Ex | Com | For producing Old, Ex, Rec, and New BldgVint records while post-processing building energy simulations | WRf | CZ14 | 2007 | Any | 0.006 | DEER2019 | 2019-01-01 |  | 2024-02-06 15:16 | Deemed Ex Ante Team |  | 2024-02-06 15:16 | Deemed Ex Ante Team
Ex | Com | For producing Old, Ex, Rec, and New BldgVint records while post-processing building energy simulations | WRf | CZ14 | 2011 | Any | 0.006 | DEER2019 | 2019-01-01 |  | 2024-02-06 15:16 | Deemed Ex Ante Team |  | 2024-02-06 15:16 | Deemed Ex Ante Team
Ex | Com | For producing Old, Ex, Rec, and New BldgVint records while post-processing building energy simulations | WRf | CZ14 | 2015 | Any | 0.004 | DEER2019 | 2019-01-01 |  | 2024-02-06 15:16 | Deemed Ex Ante Team |  | 2024-02-06 15:16 | Deemed Ex Ante Team
Ex | Com | For producing Old, Ex, Rec, and New BldgVint records while post-processing building energy simulations | WRf | CZ15 | 2003 | Any | 0.03 | DEER2019 | 2019-01-01 |  | 2024-02-06 15:16 | Deemed Ex Ante Team |  | 2024-02-06 15:16 | Deemed Ex Ante Team
Ex | Com | For producing Old, Ex, Rec, and New BldgVint records while post-processing building energy simulations | WRf | CZ15 | 2007 | Any | 0.028 | DEER2019 | 2019-01-01 |  | 2024-02-06 15:16 | Deemed Ex Ante Team |  | 2024-02-06 15:16 | Deemed Ex Ante Team
Ex | Com | For producing Old, Ex, Rec, and New BldgVint records while post-processing building energy simulations | WRf | CZ15 | 2011 | Any | 0.028 | DEER2019 | 2019-01-01 |  | 2024-02-06 15:16 | Deemed Ex Ante Team |  | 2024-02-06 15:16 | Deemed Ex Ante Team
Ex | Com | For producing Old, Ex, Rec, and New BldgVint records while post-processing building energy simulations | WRf | CZ15 | 2015 | Any | 0.022 | DEER2019 | 2019-01-01 |  | 2024-02-06 15:16 | Deemed Ex Ante Team |  | 2024-02-06 15:16 | Deemed Ex Ante Team
Ex | Com | For producing Old, Ex, Rec, and New BldgVint records while post-processing building energy simulations | WRf | CZ16 | 2003 | Any | 0.011 | DEER2019 | 2019-01-01 |  | 2024-02-06 15:16 | Deemed Ex Ante Team |  | 2024-02-06 15:16 | Deemed Ex Ante Team
Ex | Com | For producing Old, Ex, Rec, and New BldgVint records while post-processing building energy simulations | WRf | CZ16 | 2007 | Any | 0.013 | DEER2019 | 2019-01-01 |  | 2024-02-06 15:16 | Deemed Ex Ante Team |  | 2024-02-06 15:16 | Deemed Ex Ante Team
Ex | Com | For producing Old, Ex, Rec, and New BldgVint records while post-processing building energy simulations | WRf | CZ16 | 2011 | Any | 0.013 | DEER2019 | 2019-01-01 |  | 2024-02-06 15:16 | Deemed Ex Ante Team |  | 2024-02-06 15:16 | Deemed Ex Ante Team
Ex | Com | For producing Old, Ex, Rec, and New BldgVint records while post-processing building energy simulations | WRf | CZ16 | 2015 | Any | 0.011 | DEER2019 | 2019-01-01 |  | 2024-02-06 15:16 | Deemed Ex Ante Team |  | 2024-02-06 15:16 | Deemed Ex Ante Team
FS-rImputedDX | Res | Proportion of homes with existing gas heating and partial or central cooling assumed for Standard Practice baseline of fuel-substitution measures that provide heat pumps | Any | Any | Any | rDXGF | 0.866 | DEER2024 | 2024-01-01 |  | 2024-01-04 14:32 | Deemed Ex Ante Team | Extrapolated from 2019 RASS proportions using difference between 2019 RASS proportions and 2009 RASS proportions, California Energy Commission | 2024-01-04 14:32 | Deemed Ex Ante Team
FS-rImputedDX | Res | Proportion of homes with existing gas heating and partial or central cooling assumed for Standard Practice baseline of fuel-substitution measures that provide heat pumps | Any | CZ01 | Any | rDXGF | 0.61 | DEER2024 | 2024-01-01 |  | 2024-01-04 14:32 | Deemed Ex Ante Team | Extrapolated from 2019 RASS proportions using difference between 2019 RASS proportions and 2009 RASS proportions, California Energy Commission | 2024-01-04 14:32 | Deemed Ex Ante Team
FS-rImputedDX | Res | Proportion of homes with existing gas heating and partial or central cooling assumed for Standard Practice baseline of fuel-substitution measures that provide heat pumps | Any | CZ02 | Any | rDXGF | 0.601 | DEER2024 | 2024-01-01 |  | 2024-01-04 14:32 | Deemed Ex Ante Team | Extrapolated from 2019 RASS proportions using difference between 2019 RASS proportions and 2009 RASS proportions, California Energy Commission | 2024-01-04 14:32 | Deemed Ex Ante Team
FS-rImputedDX | Res | Proportion of homes with existing gas heating and partial or central cooling assumed for Standard Practice baseline of fuel-substitution measures that provide heat pumps | Any | CZ03 | Any | rDXGF | 0.392 | DEER2024 | 2024-01-01 |  | 2024-01-04 14:32 | Deemed Ex Ante Team | Extrapolated from 2019 RASS proportions using difference between 2019 RASS proportions and 2009 RASS proportions, California Energy Commission | 2024-01-04 14:32 | Deemed Ex Ante Team
FS-rImputedDX | Res | Proportion of homes with existing gas heating and partial or central cooling assumed for Standard Practice baseline of fuel-substitution measures that provide heat pumps | Any | CZ04 | Any | rDXGF | 0.807 | DEER2024 | 2024-01-01 |  | 2024-01-04 14:32 | Deemed Ex Ante Team | Extrapolated from 2019 RASS proportions using difference between 2019 RASS proportions and 2009 RASS proportions, California Energy Commission | 2024-01-04 14:32 | Deemed Ex Ante Team
FS-rImputedDX | Res | Proportion of homes with existing gas heating and partial or central cooling assumed for Standard Practice baseline of fuel-substitution measures that provide heat pumps | Any | CZ05 | Any | rDXGF | 0.174 | DEER2024 | 2024-01-01 |  | 2024-01-04 14:32 | Deemed Ex Ante Team | Extrapolated from 2019 RASS proportions using difference between 2019 RASS proportions and 2009 RASS proportions, California Energy Commission | 2024-01-04 14:32 | Deemed Ex Ante Team
FS-rImputedDX | Res | Proportion of homes with existing gas heating and partial or central cooling assumed for Standard Practice baseline of fuel-substitution measures that provide heat pumps | Any | CZ06 | Any | rDXGF | 0.719 | DEER2024 | 2024-01-01 |  | 2024-01-04 14:32 | Deemed Ex Ante Team | Extrapolated from 2019 RASS proportions using difference between 2019 RASS proportions and 2009 RASS proportions, California Energy Commission | 2024-01-04 14:32 | Deemed Ex Ante Team
FS-rImputedDX | Res | Proportion of homes with existing gas heating and partial or central cooling assumed for Standard Practice baseline of fuel-substitution measures that provide heat pumps | Any | CZ07 | Any | rDXGF | 0.767 | DEER2024 | 2024-01-01 |  | 2024-01-04 14:32 | Deemed Ex Ante Team | Extrapolated from 2019 RASS proportions using difference between 2019 RASS proportions and 2009 RASS proportions, California Energy Commission | 2024-01-04 14:32 | Deemed Ex Ante Team
FS-rImputedDX | Res | Proportion of homes with existing gas heating and partial or central cooling assumed for Standard Practice baseline of fuel-substitution measures that provide heat pumps | Any | CZ08 | Any | rDXGF | 0.994 | DEER2024 | 2024-01-01 |  | 2024-01-04 14:32 | Deemed Ex Ante Team | Extrapolated from 2019 RASS proportions using difference between 2019 RASS proportions and 2009 RASS proportions, California Energy Commission | 2024-01-04 14:32 | Deemed Ex Ante Team
FS-rImputedDX | Res | Proportion of homes with existing gas heating and partial or central cooling assumed for Standard Practice baseline of fuel-substitution measures that provide heat pumps | Any | CZ09 | Any | rDXGF | 0.975 | DEER2024 | 2024-01-01 |  | 2024-01-04 14:32 | Deemed Ex Ante Team | Extrapolated from 2019 RASS proportions using difference between 2019 RASS proportions and 2009 RASS proportions, California Energy Commission | 2024-01-04 14:32 | Deemed Ex Ante Team
FS-rImputedDX | Res | Proportion of homes with existing gas heating and partial or central cooling assumed for Standard Practice baseline of fuel-substitution measures that provide heat pumps | Any | CZ10 | Any | rDXGF | 0.991 | DEER2024 | 2024-01-01 |  | 2024-01-04 14:32 | Deemed Ex Ante Team | Extrapolated from 2019 RASS proportions using difference between 2019 RASS proportions and 2009 RASS proportions, California Energy Commission | 2024-01-04 14:32 | Deemed Ex Ante Team
FS-rImputedDX | Res | Proportion of homes with existing gas heating and partial or central cooling assumed for Standard Practice baseline of fuel-substitution measures that provide heat pumps | Any | CZ11 | Any | rDXGF | 0.943 | DEER2024 | 2024-01-01 |  | 2024-01-04 14:32 | Deemed Ex Ante Team | Extrapolated from 2019 RASS proportions using difference between 2019 RASS proportions and 2009 RASS proportions, California Energy Commission | 2024-01-04 14:32 | Deemed Ex Ante Team
FS-rImputedDX | Res | Proportion of homes with existing gas heating and partial or central cooling assumed for Standard Practice baseline of fuel-substitution measures that provide heat pumps | Any | CZ12 | Any | rDXGF | 0.995 | DEER2024 | 2024-01-01 |  | 2024-01-04 14:32 | Deemed Ex Ante Team | Extrapolated from 2019 RASS proportions using difference between 2019 RASS proportions and 2009 RASS proportions, California Energy Commission | 2024-01-04 14:32 | Deemed Ex Ante Team
FS-rImputedDX | Res | Proportion of homes with existing gas heating and partial or central cooling assumed for Standard Practice baseline of fuel-substitution measures that provide heat pumps | Any | CZ13 | Any | rDXGF | 0.957 | DEER2024 | 2024-01-01 |  | 2024-01-04 14:32 | Deemed Ex Ante Team | Extrapolated from 2019 RASS proportions using difference between 2019 RASS proportions and 2009 RASS proportions, California Energy Commission | 2024-01-04 14:32 | Deemed Ex Ante Team
FS-rImputedDX | Res | Proportion of homes with existing gas heating and partial or central cooling assumed for Standard Practice baseline of fuel-substitution measures that provide heat pumps | Any | CZ14 | Any | rDXGF | 0.956 | DEER2024 | 2024-01-01 |  | 2024-01-04 14:32 | Deemed Ex Ante Team | Extrapolated from 2019 RASS proportions using difference between 2019 RASS proportions and 2009 RASS proportions, California Energy Commission | 2024-01-04 14:32 | Deemed Ex Ante Team
FS-rImputedDX | Res | Proportion of homes with existing gas heating and partial or central cooling assumed for Standard Practice baseline of fuel-substitution measures that provide heat pumps | Any | CZ15 | Any | rDXGF | 1 | DEER2024 | 2024-01-01 |  | 2024-01-04 14:32 | Deemed Ex Ante Team | Extrapolated from 2019 RASS proportions using difference between 2019 RASS proportions and 2009 RASS proportions, California Energy Commission | 2024-01-04 14:32 | Deemed Ex Ante Team
FS-rImputedDX | Res | Proportion of homes with existing gas heating and partial or central cooling assumed for Standard Practice baseline of fuel-substitution measures that provide heat pumps | Any | CZ16 | Any | rDXGF | 1 | DEER2024 | 2024-01-01 |  | 2024-01-04 14:32 | Deemed Ex Ante Team | Extrapolated from 2019 RASS proportions using difference between 2019 RASS proportions and 2009 RASS proportions, California Energy Commission | 2024-01-04 14:32 | Deemed Ex Ante Team
New | Com | For producing Old, Ex, Rec, and New BldgVint records while post-processing building energy simulations | Asm | CZ01 | 2023 | Any | 0.009 | DEER2023 | 2023-01-01 |  | 2024-02-06 15:16 | Deemed Ex Ante Team |  | 2024-02-06 15:16 | Deemed Ex Ante Team
New | Com | For producing Old, Ex, Rec, and New BldgVint records while post-processing building energy simulations | Asm | CZ02 | 2023 | Any | 0.067 | DEER2023 | 2023-01-01 |  | 2024-02-06 15:16 | Deemed Ex Ante Team |  | 2024-02-06 15:16 | Deemed Ex Ante Team
New | Com | For producing Old, Ex, Rec, and New BldgVint records while post-processing building energy simulations | Asm | CZ03 | 2023 | Any | 0.261 | DEER2023 | 2023-01-01 |  | 2024-02-06 15:16 | Deemed Ex Ante Team |  | 2024-02-06 15:16 | Deemed Ex Ante Team
New | Com | For producing Old, Ex, Rec, and New BldgVint records while post-processing building energy simulations | Asm | CZ04 | 2023 | Any | 0.199 | DEER2023 | 2023-01-01 |  | 2024-02-06 15:16 | Deemed Ex Ante Team |  | 2024-02-06 15:16 | Deemed Ex Ante Team
New | Com | For producing Old, Ex, Rec, and New BldgVint records while post-processing building energy simulations | Asm | CZ05 | 2023 | Any | 0.032 | DEER2023 | 2023-01-01 |  | 2024-02-06 15:16 | Deemed Ex Ante Team |  | 2024-02-06 15:16 | Deemed Ex Ante Team
New | Com | For producing Old, Ex, Rec, and New BldgVint records while post-processing building energy simulations | Asm | CZ06 | 2023 | Any | 0.781 | DEER2023 | 2023-01-01 |  | 2024-02-06 15:16 | Deemed Ex Ante Team |  | 2024-02-06 15:16 | Deemed Ex Ante Team
New | Com | For producing Old, Ex, Rec, and New BldgVint records while post-processing building energy simulations | Asm | CZ07 | 2023 | Any | 0.286 | DEER2023 | 2023-01-01 |  | 2024-02-06 15:16 | Deemed Ex Ante Team |  | 2024-02-06 15:16 | Deemed Ex Ante Team
New | Com | For producing Old, Ex, Rec, and New BldgVint records while post-processing building energy simulations | Asm | CZ08 | 2023 | Any | 1.142 | DEER2023 | 2023-01-01 |  | 2024-02-06 15:16 | Deemed Ex Ante Team |  | 2024-02-06 15:16 | Deemed Ex Ante Team
New | Com | For producing Old, Ex, Rec, and New BldgVint records while post-processing building energy simulations | Asm | CZ09 | 2023 | Any | 0.74 | DEER2023 | 2023-01-01 |  | 2024-02-06 15:16 | Deemed Ex Ante Team |  | 2024-02-06 15:16 | Deemed Ex Ante Team
New | Com | For producing Old, Ex, Rec, and New BldgVint records while post-processing building energy simulations | Asm | CZ10 | 2023 | Any | 1.607 | DEER2023 | 2023-01-01 |  | 2024-02-06 15:16 | Deemed Ex Ante Team |  | 2024-02-06 15:16 | Deemed Ex Ante Team
New | Com | For producing Old, Ex, Rec, and New BldgVint records while post-processing building energy simulations | Asm | CZ11 | 2023 | Any | 0.081 | DEER2023 | 2023-01-01 |  | 2024-02-06 15:16 | Deemed Ex Ante Team |  | 2024-02-06 15:16 | Deemed Ex Ante Team
New | Com | For producing Old, Ex, Rec, and New BldgVint records while post-processing building energy simulations | Asm | CZ12 | 2023 | Any | 0.26 | DEER2023 | 2023-01-01 |  | 2024-02-06 15:16 | Deemed Ex Ante Team |  | 2024-02-06 15:16 | Deemed Ex Ante Team
New | Com | For producing Old, Ex, Rec, and New BldgVint records while post-processing building energy simulations | Asm | CZ13 | 2023 | Any | 0.304 | DEER2023 | 2023-01-01 |  | 2024-02-06 15:16 | Deemed Ex Ante Team |  | 2024-02-06 15:16 | Deemed Ex Ante Team
New | Com | For producing Old, Ex, Rec, and New BldgVint records while post-processing building energy simulations | Asm | CZ14 | 2023 | Any | 0.248 | DEER2023 | 2023-01-01 |  | 2024-02-06 15:16 | Deemed Ex Ante Team |  | 2024-02-06 15:16 | Deemed Ex Ante Team
New | Com | For producing Old, Ex, Rec, and New BldgVint records while post-processing building energy simulations | Asm | CZ15 | 2023 | Any | 0.533 | DEER2023 | 2023-01-01 |  | 2024-02-06 15:16 | Deemed Ex Ante Team |  | 2024-02-06 15:16 | Deemed Ex Ante Team
New | Com | For producing Old, Ex, Rec, and New BldgVint records while post-processing building energy simulations | Asm | CZ16 | 2023 | Any | 0.169 | DEER2023 | 2023-01-01 |  | 2024-02-06 15:16 | Deemed Ex Ante Team |  | 2024-02-06 15:16 | Deemed Ex Ante Team
New | Com | For producing Old, Ex, Rec, and New BldgVint records while post-processing building energy simulations | ECC | CZ01 | 2023 | Any | 0.008 | DEER2023 | 2023-01-01 |  | 2024-02-06 15:16 | Deemed Ex Ante Team |  | 2024-02-06 15:16 | Deemed Ex Ante Team
New | Com | For producing Old, Ex, Rec, and New BldgVint records while post-processing building energy simulations | ECC | CZ02 | 2023 | Any | 0.038 | DEER2023 | 2023-01-01 |  | 2024-02-06 15:16 | Deemed Ex Ante Team |  | 2024-02-06 15:16 | Deemed Ex Ante Team
New | Com | For producing Old, Ex, Rec, and New BldgVint records while post-processing building energy simulations | ECC | CZ03 | 2023 | Any | 0.143 | DEER2023 | 2023-01-01 |  | 2024-02-06 15:16 | Deemed Ex Ante Team |  | 2024-02-06 15:16 | Deemed Ex Ante Team
New | Com | For producing Old, Ex, Rec, and New BldgVint records while post-processing building energy simulations | ECC | CZ04 | 2023 | Any | 0.051 | DEER2023 | 2023-01-01 |  | 2024-02-06 15:16 | Deemed Ex Ante Team |  | 2024-02-06 15:16 | Deemed Ex Ante Team
New | Com | For producing Old, Ex, Rec, and New BldgVint records while post-processing building energy simulations | ECC | CZ05 | 2023 | Any | 0.04 | DEER2023 | 2023-01-01 |  | 2024-02-06 15:16 | Deemed Ex Ante Team |  | 2024-02-06 15:16 | Deemed Ex Ante Team
New | Com | For producing Old, Ex, Rec, and New BldgVint records while post-processing building energy simulations | ECC | CZ06 | 2023 | Any | 0.228 | DEER2023 | 2023-01-01 |  | 2024-02-06 15:16 | Deemed Ex Ante Team |  | 2024-02-06 15:16 | Deemed Ex Ante Team
New | Com | For producing Old, Ex, Rec, and New BldgVint records while post-processing building energy simulations | ECC | CZ07 | 2023 | Any | 0.118 | DEER2023 | 2023-01-01 |  | 2024-02-06 15:16 | Deemed Ex Ante Team |  | 2024-02-06 15:16 | Deemed Ex Ante Team
New | Com | For producing Old, Ex, Rec, and New BldgVint records while post-processing building energy simulations | ECC | CZ08 | 2023 | Any | 0.363 | DEER2023 | 2023-01-01 |  | 2024-02-06 15:16 | Deemed Ex Ante Team |  | 2024-02-06 15:16 | Deemed Ex Ante Team
New | Com | For producing Old, Ex, Rec, and New BldgVint records while post-processing building energy simulations | ECC | CZ09 | 2023 | Any | 0.163 | DEER2023 | 2023-01-01 |  | 2024-02-06 15:16 | Deemed Ex Ante Team |  | 2024-02-06 15:16 | Deemed Ex Ante Team
New | Com | For producing Old, Ex, Rec, and New BldgVint records while post-processing building energy simulations | ECC | CZ10 | 2023 | Any | 0.247 | DEER2023 | 2023-01-01 |  | 2024-02-06 15:16 | Deemed Ex Ante Team |  | 2024-02-06 15:16 | Deemed Ex Ante Team
New | Com | For producing Old, Ex, Rec, and New BldgVint records while post-processing building energy simulations | ECC | CZ11 | 2023 | Any | 0.058 | DEER2023 | 2023-01-01 |  | 2024-02-06 15:16 | Deemed Ex Ante Team |  | 2024-02-06 15:16 | Deemed Ex Ante Team
New | Com | For producing Old, Ex, Rec, and New BldgVint records while post-processing building energy simulations | ECC | CZ12 | 2023 | Any | 0.08 | DEER2023 | 2023-01-01 |  | 2024-02-06 15:16 | Deemed Ex Ante Team |  | 2024-02-06 15:16 | Deemed Ex Ante Team
New | Com | For producing Old, Ex, Rec, and New BldgVint records while post-processing building energy simulations | ECC | CZ13 | 2023 | Any | 0.144 | DEER2023 | 2023-01-01 |  | 2024-02-06 15:16 | Deemed Ex Ante Team |  | 2024-02-06 15:16 | Deemed Ex Ante Team
New | Com | For producing Old, Ex, Rec, and New BldgVint records while post-processing building energy simulations | ECC | CZ14 | 2023 | Any | 0.071 | DEER2023 | 2023-01-01 |  | 2024-02-06 15:16 | Deemed Ex Ante Team |  | 2024-02-06 15:16 | Deemed Ex Ante Team
New | Com | For producing Old, Ex, Rec, and New BldgVint records while post-processing building energy simulations | ECC | CZ15 | 2023 | Any | 0.062 | DEER2023 | 2023-01-01 |  | 2024-02-06 15:16 | Deemed Ex Ante Team |  | 2024-02-06 15:16 | Deemed Ex Ante Team
New | Com | For producing Old, Ex, Rec, and New BldgVint records while post-processing building energy simulations | ECC | CZ16 | 2023 | Any | 0.139 | DEER2023 | 2023-01-01 |  | 2024-02-06 15:16 | Deemed Ex Ante Team |  | 2024-02-06 15:16 | Deemed Ex Ante Team
New | Com | For producing Old, Ex, Rec, and New BldgVint records while post-processing building energy simulations | EPr | CZ01 | 2023 | Any | 0.004 | DEER2023 | 2023-01-01 |  | 2024-02-06 15:16 | Deemed Ex Ante Team |  | 2024-02-06 15:16 | Deemed Ex Ante Team
New | Com | For producing Old, Ex, Rec, and New BldgVint records while post-processing building energy simulations | EPr | CZ02 | 2023 | Any | 0.026 | DEER2023 | 2023-01-01 |  | 2024-02-06 15:16 | Deemed Ex Ante Team |  | 2024-02-06 15:16 | Deemed Ex Ante Team
New | Com | For producing Old, Ex, Rec, and New BldgVint records while post-processing building energy simulations | EPr | CZ03 | 2023 | Any | 0.078 | DEER2023 | 2023-01-01 |  | 2024-02-06 15:16 | Deemed Ex Ante Team |  | 2024-02-06 15:16 | Deemed Ex Ante Team
New | Com | For producing Old, Ex, Rec, and New BldgVint records while post-processing building energy simulations | EPr | CZ04 | 2023 | Any | 0.053 | DEER2023 | 2023-01-01 |  | 2024-02-06 15:16 | Deemed Ex Ante Team |  | 2024-02-06 15:16 | Deemed Ex Ante Team
New | Com | For producing Old, Ex, Rec, and New BldgVint records while post-processing building energy simulations | EPr | CZ05 | 2023 | Any | 0.009 | DEER2023 | 2023-01-01 |  | 2024-02-06 15:16 | Deemed Ex Ante Team |  | 2024-02-06 15:16 | Deemed Ex Ante Team
New | Com | For producing Old, Ex, Rec, and New BldgVint records while post-processing building energy simulations | EPr | CZ06 | 2023 | Any | 0.111 | DEER2023 | 2023-01-01 |  | 2024-02-06 15:16 | Deemed Ex Ante Team |  | 2024-02-06 15:16 | Deemed Ex Ante Team
New | Com | For producing Old, Ex, Rec, and New BldgVint records while post-processing building energy simulations | EPr | CZ07 | 2023 | Any | 0.048 | DEER2023 | 2023-01-01 |  | 2024-02-06 15:16 | Deemed Ex Ante Team |  | 2024-02-06 15:16 | Deemed Ex Ante Team
New | Com | For producing Old, Ex, Rec, and New BldgVint records while post-processing building energy simulations | EPr | CZ08 | 2023 | Any | 0.197 | DEER2023 | 2023-01-01 |  | 2024-02-06 15:16 | Deemed Ex Ante Team |  | 2024-02-06 15:16 | Deemed Ex Ante Team
New | Com | For producing Old, Ex, Rec, and New BldgVint records while post-processing building energy simulations | EPr | CZ09 | 2023 | Any | 0.14 | DEER2023 | 2023-01-01 |  | 2024-02-06 15:16 | Deemed Ex Ante Team |  | 2024-02-06 15:16 | Deemed Ex Ante Team
New | Com | For producing Old, Ex, Rec, and New BldgVint records while post-processing building energy simulations | EPr | CZ10 | 2023 | Any | 0.312 | DEER2023 | 2023-01-01 |  | 2024-02-06 15:16 | Deemed Ex Ante Team |  | 2024-02-06 15:16 | Deemed Ex Ante Team
New | Com | For producing Old, Ex, Rec, and New BldgVint records while post-processing building energy simulations | EPr | CZ11 | 2023 | Any | 0.044 | DEER2023 | 2023-01-01 |  | 2024-02-06 15:16 | Deemed Ex Ante Team |  | 2024-02-06 15:16 | Deemed Ex Ante Team
New | Com | For producing Old, Ex, Rec, and New BldgVint records while post-processing building energy simulations | EPr | CZ12 | 2023 | Any | 0.134 | DEER2023 | 2023-01-01 |  | 2024-02-06 15:16 | Deemed Ex Ante Team |  | 2024-02-06 15:16 | Deemed Ex Ante Team
New | Com | For producing Old, Ex, Rec, and New BldgVint records while post-processing building energy simulations | EPr | CZ13 | 2023 | Any | 0.167 | DEER2023 | 2023-01-01 |  | 2024-02-06 15:16 | Deemed Ex Ante Team |  | 2024-02-06 15:16 | Deemed Ex Ante Team
New | Com | For producing Old, Ex, Rec, and New BldgVint records while post-processing building energy simulations | EPr | CZ14 | 2023 | Any | 0.065 | DEER2023 | 2023-01-01 |  | 2024-02-06 15:16 | Deemed Ex Ante Team |  | 2024-02-06 15:16 | Deemed Ex Ante Team
New | Com | For producing Old, Ex, Rec, and New BldgVint records while post-processing building energy simulations | EPr | CZ15 | 2023 | Any | 0.027 | DEER2023 | 2023-01-01 |  | 2024-02-06 15:16 | Deemed Ex Ante Team |  | 2024-02-06 15:16 | Deemed Ex Ante Team
New | Com | For producing Old, Ex, Rec, and New BldgVint records while post-processing building energy simulations | EPr | CZ16 | 2023 | Any | 0.04 | DEER2023 | 2023-01-01 |  | 2024-02-06 15:16 | Deemed Ex Ante Team |  | 2024-02-06 15:16 | Deemed Ex Ante Team
New | Com | For producing Old, Ex, Rec, and New BldgVint records while post-processing building energy simulations | ERC | CZ01 | 2023 | Any | 0.004 | DEER2023 | 2023-01-01 |  | 2024-02-06 15:16 | Deemed Ex Ante Team |  | 2024-02-06 15:16 | Deemed Ex Ante Team
New | Com | For producing Old, Ex, Rec, and New BldgVint records while post-processing building energy simulations | ERC | CZ02 | 2023 | Any | 0.026 | DEER2023 | 2023-01-01 |  | 2024-02-06 15:16 | Deemed Ex Ante Team |  | 2024-02-06 15:16 | Deemed Ex Ante Team
New | Com | For producing Old, Ex, Rec, and New BldgVint records while post-processing building energy simulations | ERC | CZ03 | 2023 | Any | 0.078 | DEER2023 | 2023-01-01 |  | 2024-02-06 15:16 | Deemed Ex Ante Team |  | 2024-02-06 15:16 | Deemed Ex Ante Team
New | Com | For producing Old, Ex, Rec, and New BldgVint records while post-processing building energy simulations | ERC | CZ04 | 2023 | Any | 0.053 | DEER2023 | 2023-01-01 |  | 2024-02-06 15:16 | Deemed Ex Ante Team |  | 2024-02-06 15:16 | Deemed Ex Ante Team
New | Com | For producing Old, Ex, Rec, and New BldgVint records while post-processing building energy simulations | ERC | CZ05 | 2023 | Any | 0.009 | DEER2023 | 2023-01-01 |  | 2024-02-06 15:16 | Deemed Ex Ante Team |  | 2024-02-06 15:16 | Deemed Ex Ante Team
New | Com | For producing Old, Ex, Rec, and New BldgVint records while post-processing building energy simulations | ERC | CZ06 | 2023 | Any | 0.111 | DEER2023 | 2023-01-01 |  | 2024-02-06 15:16 | Deemed Ex Ante Team |  | 2024-02-06 15:16 | Deemed Ex Ante Team
New | Com | For producing Old, Ex, Rec, and New BldgVint records while post-processing building energy simulations | ERC | CZ07 | 2023 | Any | 0.048 | DEER2023 | 2023-01-01 |  | 2024-02-06 15:16 | Deemed Ex Ante Team |  | 2024-02-06 15:16 | Deemed Ex Ante Team
New | Com | For producing Old, Ex, Rec, and New BldgVint records while post-processing building energy simulations | ERC | CZ08 | 2023 | Any | 0.197 | DEER2023 | 2023-01-01 |  | 2024-02-06 15:16 | Deemed Ex Ante Team |  | 2024-02-06 15:16 | Deemed Ex Ante Team
New | Com | For producing Old, Ex, Rec, and New BldgVint records while post-processing building energy simulations | ERC | CZ09 | 2023 | Any | 0.14 | DEER2023 | 2023-01-01 |  | 2024-02-06 15:16 | Deemed Ex Ante Team |  | 2024-02-06 15:16 | Deemed Ex Ante Team
New | Com | For producing Old, Ex, Rec, and New BldgVint records while post-processing building energy simulations | ERC | CZ10 | 2023 | Any | 0.312 | DEER2023 | 2023-01-01 |  | 2024-02-06 15:16 | Deemed Ex Ante Team |  | 2024-02-06 15:16 | Deemed Ex Ante Team
New | Com | For producing Old, Ex, Rec, and New BldgVint records while post-processing building energy simulations | ERC | CZ11 | 2023 | Any | 0.044 | DEER2023 | 2023-01-01 |  | 2024-02-06 15:16 | Deemed Ex Ante Team |  | 2024-02-06 15:16 | Deemed Ex Ante Team
New | Com | For producing Old, Ex, Rec, and New BldgVint records while post-processing building energy simulations | ERC | CZ12 | 2023 | Any | 0.134 | DEER2023 | 2023-01-01 |  | 2024-02-06 15:16 | Deemed Ex Ante Team |  | 2024-02-06 15:16 | Deemed Ex Ante Team
New | Com | For producing Old, Ex, Rec, and New BldgVint records while post-processing building energy simulations | ERC | CZ13 | 2023 | Any | 0.167 | DEER2023 | 2023-01-01 |  | 2024-02-06 15:16 | Deemed Ex Ante Team |  | 2024-02-06 15:16 | Deemed Ex Ante Team
New | Com | For producing Old, Ex, Rec, and New BldgVint records while post-processing building energy simulations | ERC | CZ14 | 2023 | Any | 0.065 | DEER2023 | 2023-01-01 |  | 2024-02-06 15:16 | Deemed Ex Ante Team |  | 2024-02-06 15:16 | Deemed Ex Ante Team
New | Com | For producing Old, Ex, Rec, and New BldgVint records while post-processing building energy simulations | ERC | CZ15 | 2023 | Any | 0.027 | DEER2023 | 2023-01-01 |  | 2024-02-06 15:16 | Deemed Ex Ante Team |  | 2024-02-06 15:16 | Deemed Ex Ante Team
New | Com | For producing Old, Ex, Rec, and New BldgVint records while post-processing building energy simulations | ERC | CZ16 | 2023 | Any | 0.04 | DEER2023 | 2023-01-01 |  | 2024-02-06 15:16 | Deemed Ex Ante Team |  | 2024-02-06 15:16 | Deemed Ex Ante Team
New | Com | For producing Old, Ex, Rec, and New BldgVint records while post-processing building energy simulations | ESe | CZ01 | 2023 | Any | 0.004 | DEER2023 | 2023-01-01 |  | 2024-02-06 15:16 | Deemed Ex Ante Team |  | 2024-02-06 15:16 | Deemed Ex Ante Team
New | Com | For producing Old, Ex, Rec, and New BldgVint records while post-processing building energy simulations | ESe | CZ02 | 2023 | Any | 0.026 | DEER2023 | 2023-01-01 |  | 2024-02-06 15:16 | Deemed Ex Ante Team |  | 2024-02-06 15:16 | Deemed Ex Ante Team
New | Com | For producing Old, Ex, Rec, and New BldgVint records while post-processing building energy simulations | ESe | CZ03 | 2023 | Any | 0.078 | DEER2023 | 2023-01-01 |  | 2024-02-06 15:16 | Deemed Ex Ante Team |  | 2024-02-06 15:16 | Deemed Ex Ante Team
New | Com | For producing Old, Ex, Rec, and New BldgVint records while post-processing building energy simulations | ESe | CZ04 | 2023 | Any | 0.053 | DEER2023 | 2023-01-01 |  | 2024-02-06 15:16 | Deemed Ex Ante Team |  | 2024-02-06 15:16 | Deemed Ex Ante Team
New | Com | For producing Old, Ex, Rec, and New BldgVint records while post-processing building energy simulations | ESe | CZ05 | 2023 | Any | 0.009 | DEER2023 | 2023-01-01 |  | 2024-02-06 15:16 | Deemed Ex Ante Team |  | 2024-02-06 15:16 | Deemed Ex Ante Team
New | Com | For producing Old, Ex, Rec, and New BldgVint records while post-processing building energy simulations | ESe | CZ06 | 2023 | Any | 0.111 | DEER2023 | 2023-01-01 |  | 2024-02-06 15:16 | Deemed Ex Ante Team |  | 2024-02-06 15:16 | Deemed Ex Ante Team
New | Com | For producing Old, Ex, Rec, and New BldgVint records while post-processing building energy simulations | ESe | CZ07 | 2023 | Any | 0.048 | DEER2023 | 2023-01-01 |  | 2024-02-06 15:16 | Deemed Ex Ante Team |  | 2024-02-06 15:16 | Deemed Ex Ante Team
New | Com | For producing Old, Ex, Rec, and New BldgVint records while post-processing building energy simulations | ESe | CZ08 | 2023 | Any | 0.197 | DEER2023 | 2023-01-01 |  | 2024-02-06 15:16 | Deemed Ex Ante Team |  | 2024-02-06 15:16 | Deemed Ex Ante Team
New | Com | For producing Old, Ex, Rec, and New BldgVint records while post-processing building energy simulations | ESe | CZ09 | 2023 | Any | 0.14 | DEER2023 | 2023-01-01 |  | 2024-02-06 15:16 | Deemed Ex Ante Team |  | 2024-02-06 15:16 | Deemed Ex Ante Team
New | Com | For producing Old, Ex, Rec, and New BldgVint records while post-processing building energy simulations | ESe | CZ10 | 2023 | Any | 0.312 | DEER2023 | 2023-01-01 |  | 2024-02-06 15:16 | Deemed Ex Ante Team |  | 2024-02-06 15:16 | Deemed Ex Ante Team
New | Com | For producing Old, Ex, Rec, and New BldgVint records while post-processing building energy simulations | ESe | CZ11 | 2023 | Any | 0.044 | DEER2023 | 2023-01-01 |  | 2024-02-06 15:16 | Deemed Ex Ante Team |  | 2024-02-06 15:16 | Deemed Ex Ante Team
New | Com | For producing Old, Ex, Rec, and New BldgVint records while post-processing building energy simulations | ESe | CZ12 | 2023 | Any | 0.134 | DEER2023 | 2023-01-01 |  | 2024-02-06 15:16 | Deemed Ex Ante Team |  | 2024-02-06 15:16 | Deemed Ex Ante Team
New | Com | For producing Old, Ex, Rec, and New BldgVint records while post-processing building energy simulations | ESe | CZ13 | 2023 | Any | 0.167 | DEER2023 | 2023-01-01 |  | 2024-02-06 15:16 | Deemed Ex Ante Team |  | 2024-02-06 15:16 | Deemed Ex Ante Team
New | Com | For producing Old, Ex, Rec, and New BldgVint records while post-processing building energy simulations | ESe | CZ14 | 2023 | Any | 0.065 | DEER2023 | 2023-01-01 |  | 2024-02-06 15:16 | Deemed Ex Ante Team |  | 2024-02-06 15:16 | Deemed Ex Ante Team
New | Com | For producing Old, Ex, Rec, and New BldgVint records while post-processing building energy simulations | ESe | CZ15 | 2023 | Any | 0.027 | DEER2023 | 2023-01-01 |  | 2024-02-06 15:16 | Deemed Ex Ante Team |  | 2024-02-06 15:16 | Deemed Ex Ante Team
New | Com | For producing Old, Ex, Rec, and New BldgVint records while post-processing building energy simulations | ESe | CZ16 | 2023 | Any | 0.04 | DEER2023 | 2023-01-01 |  | 2024-02-06 15:16 | Deemed Ex Ante Team |  | 2024-02-06 15:16 | Deemed Ex Ante Team
New | Com | For producing Old, Ex, Rec, and New BldgVint records while post-processing building energy simulations | EUD | CZ01 | 2023 | Any | 0.008 | DEER2023 | 2023-01-01 |  | 2024-02-06 15:16 | Deemed Ex Ante Team |  | 2024-02-06 15:16 | Deemed Ex Ante Team
New | Com | For producing Old, Ex, Rec, and New BldgVint records while post-processing building energy simulations | EUD | CZ02 | 2023 | Any | 0.038 | DEER2023 | 2023-01-01 |  | 2024-02-06 15:16 | Deemed Ex Ante Team |  | 2024-02-06 15:16 | Deemed Ex Ante Team
New | Com | For producing Old, Ex, Rec, and New BldgVint records while post-processing building energy simulations | EUD | CZ03 | 2023 | Any | 0.143 | DEER2023 | 2023-01-01 |  | 2024-02-06 15:16 | Deemed Ex Ante Team |  | 2024-02-06 15:16 | Deemed Ex Ante Team
New | Com | For producing Old, Ex, Rec, and New BldgVint records while post-processing building energy simulations | EUD | CZ04 | 2023 | Any | 0.051 | DEER2023 | 2023-01-01 |  | 2024-02-06 15:16 | Deemed Ex Ante Team |  | 2024-02-06 15:16 | Deemed Ex Ante Team
New | Com | For producing Old, Ex, Rec, and New BldgVint records while post-processing building energy simulations | EUD | CZ05 | 2023 | Any | 0.04 | DEER2023 | 2023-01-01 |  | 2024-02-06 15:16 | Deemed Ex Ante Team |  | 2024-02-06 15:16 | Deemed Ex Ante Team
New | Com | For producing Old, Ex, Rec, and New BldgVint records while post-processing building energy simulations | EUD | CZ06 | 2023 | Any | 0.228 | DEER2023 | 2023-01-01 |  | 2024-02-06 15:16 | Deemed Ex Ante Team |  | 2024-02-06 15:16 | Deemed Ex Ante Team
New | Com | For producing Old, Ex, Rec, and New BldgVint records while post-processing building energy simulations | EUD | CZ07 | 2023 | Any | 0.118 | DEER2023 | 2023-01-01 |  | 2024-02-06 15:16 | Deemed Ex Ante Team |  | 2024-02-06 15:16 | Deemed Ex Ante Team
New | Com | For producing Old, Ex, Rec, and New BldgVint records while post-processing building energy simulations | EUD | CZ08 | 2023 | Any | 0.363 | DEER2023 | 2023-01-01 |  | 2024-02-06 15:16 | Deemed Ex Ante Team |  | 2024-02-06 15:16 | Deemed Ex Ante Team
New | Com | For producing Old, Ex, Rec, and New BldgVint records while post-processing building energy simulations | EUD | CZ09 | 2023 | Any | 0.163 | DEER2023 | 2023-01-01 |  | 2024-02-06 15:16 | Deemed Ex Ante Team |  | 2024-02-06 15:16 | Deemed Ex Ante Team
New | Com | For producing Old, Ex, Rec, and New BldgVint records while post-processing building energy simulations | EUD | CZ10 | 2023 | Any | 0.247 | DEER2023 | 2023-01-01 |  | 2024-02-06 15:16 | Deemed Ex Ante Team |  | 2024-02-06 15:16 | Deemed Ex Ante Team
New | Com | For producing Old, Ex, Rec, and New BldgVint records while post-processing building energy simulations | EUD | CZ11 | 2023 | Any | 0.058 | DEER2023 | 2023-01-01 |  | 2024-02-06 15:16 | Deemed Ex Ante Team |  | 2024-02-06 15:16 | Deemed Ex Ante Team
New | Com | For producing Old, Ex, Rec, and New BldgVint records while post-processing building energy simulations | EUD | CZ12 | 2023 | Any | 0.08 | DEER2023 | 2023-01-01 |  | 2024-02-06 15:16 | Deemed Ex Ante Team |  | 2024-02-06 15:16 | Deemed Ex Ante Team
New | Com | For producing Old, Ex, Rec, and New BldgVint records while post-processing building energy simulations | EUD | CZ13 | 2023 | Any | 0.144 | DEER2023 | 2023-01-01 |  | 2024-02-06 15:16 | Deemed Ex Ante Team |  | 2024-02-06 15:16 | Deemed Ex Ante Team
New | Com | For producing Old, Ex, Rec, and New BldgVint records while post-processing building energy simulations | EUD | CZ14 | 2023 | Any | 0.071 | DEER2023 | 2023-01-01 |  | 2024-02-06 15:16 | Deemed Ex Ante Team |  | 2024-02-06 15:16 | Deemed Ex Ante Team
New | Com | For producing Old, Ex, Rec, and New BldgVint records while post-processing building energy simulations | EUD | CZ15 | 2023 | Any | 0.062 | DEER2023 | 2023-01-01 |  | 2024-02-06 15:16 | Deemed Ex Ante Team |  | 2024-02-06 15:16 | Deemed Ex Ante Team
New | Com | For producing Old, Ex, Rec, and New BldgVint records while post-processing building energy simulations | EUD | CZ16 | 2023 | Any | 0.139 | DEER2023 | 2023-01-01 |  | 2024-02-06 15:16 | Deemed Ex Ante Team |  | 2024-02-06 15:16 | Deemed Ex Ante Team
New | Com | For producing Old, Ex, Rec, and New BldgVint records while post-processing building energy simulations | EUn | CZ01 | 2023 | Any | 0.008 | DEER2023 | 2023-01-01 |  | 2024-02-06 15:16 | Deemed Ex Ante Team |  | 2024-02-06 15:16 | Deemed Ex Ante Team
New | Com | For producing Old, Ex, Rec, and New BldgVint records while post-processing building energy simulations | EUn | CZ02 | 2023 | Any | 0.038 | DEER2023 | 2023-01-01 |  | 2024-02-06 15:16 | Deemed Ex Ante Team |  | 2024-02-06 15:16 | Deemed Ex Ante Team
New | Com | For producing Old, Ex, Rec, and New BldgVint records while post-processing building energy simulations | EUn | CZ03 | 2023 | Any | 0.143 | DEER2023 | 2023-01-01 |  | 2024-02-06 15:16 | Deemed Ex Ante Team |  | 2024-02-06 15:16 | Deemed Ex Ante Team
New | Com | For producing Old, Ex, Rec, and New BldgVint records while post-processing building energy simulations | EUn | CZ04 | 2023 | Any | 0.051 | DEER2023 | 2023-01-01 |  | 2024-02-06 15:16 | Deemed Ex Ante Team |  | 2024-02-06 15:16 | Deemed Ex Ante Team
New | Com | For producing Old, Ex, Rec, and New BldgVint records while post-processing building energy simulations | EUn | CZ05 | 2023 | Any | 0.04 | DEER2023 | 2023-01-01 |  | 2024-02-06 15:16 | Deemed Ex Ante Team |  | 2024-02-06 15:16 | Deemed Ex Ante Team
New | Com | For producing Old, Ex, Rec, and New BldgVint records while post-processing building energy simulations | EUn | CZ06 | 2023 | Any | 0.228 | DEER2023 | 2023-01-01 |  | 2024-02-06 15:16 | Deemed Ex Ante Team |  | 2024-02-06 15:16 | Deemed Ex Ante Team
New | Com | For producing Old, Ex, Rec, and New BldgVint records while post-processing building energy simulations | EUn | CZ07 | 2023 | Any | 0.118 | DEER2023 | 2023-01-01 |  | 2024-02-06 15:16 | Deemed Ex Ante Team |  | 2024-02-06 15:16 | Deemed Ex Ante Team
New | Com | For producing Old, Ex, Rec, and New BldgVint records while post-processing building energy simulations | EUn | CZ08 | 2023 | Any | 0.363 | DEER2023 | 2023-01-01 |  | 2024-02-06 15:16 | Deemed Ex Ante Team |  | 2024-02-06 15:16 | Deemed Ex Ante Team
New | Com | For producing Old, Ex, Rec, and New BldgVint records while post-processing building energy simulations | EUn | CZ09 | 2023 | Any | 0.163 | DEER2023 | 2023-01-01 |  | 2024-02-06 15:16 | Deemed Ex Ante Team |  | 2024-02-06 15:16 | Deemed Ex Ante Team
New | Com | For producing Old, Ex, Rec, and New BldgVint records while post-processing building energy simulations | EUn | CZ10 | 2023 | Any | 0.247 | DEER2023 | 2023-01-01 |  | 2024-02-06 15:16 | Deemed Ex Ante Team |  | 2024-02-06 15:16 | Deemed Ex Ante Team
New | Com | For producing Old, Ex, Rec, and New BldgVint records while post-processing building energy simulations | EUn | CZ11 | 2023 | Any | 0.058 | DEER2023 | 2023-01-01 |  | 2024-02-06 15:16 | Deemed Ex Ante Team |  | 2024-02-06 15:16 | Deemed Ex Ante Team
New | Com | For producing Old, Ex, Rec, and New BldgVint records while post-processing building energy simulations | EUn | CZ12 | 2023 | Any | 0.08 | DEER2023 | 2023-01-01 |  | 2024-02-06 15:16 | Deemed Ex Ante Team |  | 2024-02-06 15:16 | Deemed Ex Ante Team
New | Com | For producing Old, Ex, Rec, and New BldgVint records while post-processing building energy simulations | EUn | CZ13 | 2023 | Any | 0.144 | DEER2023 | 2023-01-01 |  | 2024-02-06 15:16 | Deemed Ex Ante Team |  | 2024-02-06 15:16 | Deemed Ex Ante Team
New | Com | For producing Old, Ex, Rec, and New BldgVint records while post-processing building energy simulations | EUn | CZ14 | 2023 | Any | 0.071 | DEER2023 | 2023-01-01 |  | 2024-02-06 15:16 | Deemed Ex Ante Team |  | 2024-02-06 15:16 | Deemed Ex Ante Team
New | Com | For producing Old, Ex, Rec, and New BldgVint records while post-processing building energy simulations | EUn | CZ15 | 2023 | Any | 0.062 | DEER2023 | 2023-01-01 |  | 2024-02-06 15:16 | Deemed Ex Ante Team |  | 2024-02-06 15:16 | Deemed Ex Ante Team
New | Com | For producing Old, Ex, Rec, and New BldgVint records while post-processing building energy simulations | EUn | CZ16 | 2023 | Any | 0.139 | DEER2023 | 2023-01-01 |  | 2024-02-06 15:16 | Deemed Ex Ante Team |  | 2024-02-06 15:16 | Deemed Ex Ante Team
New | Com | For producing Old, Ex, Rec, and New BldgVint records while post-processing building energy simulations | Gro | CZ01 | 2023 | Any | 0.009 | DEER2023 | 2023-01-01 |  | 2024-02-06 15:16 | Deemed Ex Ante Team |  | 2024-02-06 15:16 | Deemed Ex Ante Team
New | Com | For producing Old, Ex, Rec, and New BldgVint records while post-processing building energy simulations | Gro | CZ02 | 2023 | Any | 0.068 | DEER2023 | 2023-01-01 |  | 2024-02-06 15:16 | Deemed Ex Ante Team |  | 2024-02-06 15:16 | Deemed Ex Ante Team
New | Com | For producing Old, Ex, Rec, and New BldgVint records while post-processing building energy simulations | Gro | CZ03 | 2023 | Any | 0.218 | DEER2023 | 2023-01-01 |  | 2024-02-06 15:16 | Deemed Ex Ante Team |  | 2024-02-06 15:16 | Deemed Ex Ante Team
New | Com | For producing Old, Ex, Rec, and New BldgVint records while post-processing building energy simulations | Gro | CZ04 | 2023 | Any | 0.11 | DEER2023 | 2023-01-01 |  | 2024-02-06 15:16 | Deemed Ex Ante Team |  | 2024-02-06 15:16 | Deemed Ex Ante Team
New | Com | For producing Old, Ex, Rec, and New BldgVint records while post-processing building energy simulations | Gro | CZ05 | 2023 | Any | 0.035 | DEER2023 | 2023-01-01 |  | 2024-02-06 15:16 | Deemed Ex Ante Team |  | 2024-02-06 15:16 | Deemed Ex Ante Team
New | Com | For producing Old, Ex, Rec, and New BldgVint records while post-processing building energy simulations | Gro | CZ06 | 2023 | Any | 0.558 | DEER2023 | 2023-01-01 |  | 2024-02-06 15:16 | Deemed Ex Ante Team |  | 2024-02-06 15:16 | Deemed Ex Ante Team
New | Com | For producing Old, Ex, Rec, and New BldgVint records while post-processing building energy simulations | Gro | CZ07 | 2023 | Any | 0.288 | DEER2023 | 2023-01-01 |  | 2024-02-06 15:16 | Deemed Ex Ante Team |  | 2024-02-06 15:16 | Deemed Ex Ante Team
New | Com | For producing Old, Ex, Rec, and New BldgVint records while post-processing building energy simulations | Gro | CZ08 | 2023 | Any | 0.809 | DEER2023 | 2023-01-01 |  | 2024-02-06 15:16 | Deemed Ex Ante Team |  | 2024-02-06 15:16 | Deemed Ex Ante Team
New | Com | For producing Old, Ex, Rec, and New BldgVint records while post-processing building energy simulations | Gro | CZ09 | 2023 | Any | 0.59 | DEER2023 | 2023-01-01 |  | 2024-02-06 15:16 | Deemed Ex Ante Team |  | 2024-02-06 15:16 | Deemed Ex Ante Team
New | Com | For producing Old, Ex, Rec, and New BldgVint records while post-processing building energy simulations | Gro | CZ10 | 2023 | Any | 1.122 | DEER2023 | 2023-01-01 |  | 2024-02-06 15:16 | Deemed Ex Ante Team |  | 2024-02-06 15:16 | Deemed Ex Ante Team
New | Com | For producing Old, Ex, Rec, and New BldgVint records while post-processing building energy simulations | Gro | CZ11 | 2023 | Any | 0.095 | DEER2023 | 2023-01-01 |  | 2024-02-06 15:16 | Deemed Ex Ante Team |  | 2024-02-06 15:16 | Deemed Ex Ante Team
New | Com | For producing Old, Ex, Rec, and New BldgVint records while post-processing building energy simulations | Gro | CZ12 | 2023 | Any | 0.271 | DEER2023 | 2023-01-01 |  | 2024-02-06 15:16 | Deemed Ex Ante Team |  | 2024-02-06 15:16 | Deemed Ex Ante Team
New | Com | For producing Old, Ex, Rec, and New BldgVint records while post-processing building energy simulations | Gro | CZ13 | 2023 | Any | 0.345 | DEER2023 | 2023-01-01 |  | 2024-02-06 15:16 | Deemed Ex Ante Team |  | 2024-02-06 15:16 | Deemed Ex Ante Team
New | Com | For producing Old, Ex, Rec, and New BldgVint records while post-processing building energy simulations | Gro | CZ14 | 2023 | Any | 0.222 | DEER2023 | 2023-01-01 |  | 2024-02-06 15:16 | Deemed Ex Ante Team |  | 2024-02-06 15:16 | Deemed Ex Ante Team
New | Com | For producing Old, Ex, Rec, and New BldgVint records while post-processing building energy simulations | Gro | CZ15 | 2023 | Any | 0.141 | DEER2023 | 2023-01-01 |  | 2024-02-06 15:16 | Deemed Ex Ante Team |  | 2024-02-06 15:16 | Deemed Ex Ante Team
New | Com | For producing Old, Ex, Rec, and New BldgVint records while post-processing building energy simulations | Gro | CZ16 | 2023 | Any | 0.102 | DEER2023 | 2023-01-01 |  | 2024-02-06 15:16 | Deemed Ex Ante Team |  | 2024-02-06 15:16 | Deemed Ex Ante Team
New | Com | For producing Old, Ex, Rec, and New BldgVint records while post-processing building energy simulations | HGR | CZ01 | 2023 | Any | 0.01 | DEER2023 | 2023-01-01 |  | 2024-02-06 15:16 | Deemed Ex Ante Team |  | 2024-02-06 15:16 | Deemed Ex Ante Team
New | Com | For producing Old, Ex, Rec, and New BldgVint records while post-processing building energy simulations | HGR | CZ02 | 2023 | Any | 0.042 | DEER2023 | 2023-01-01 |  | 2024-02-06 15:16 | Deemed Ex Ante Team |  | 2024-02-06 15:16 | Deemed Ex Ante Team
New | Com | For producing Old, Ex, Rec, and New BldgVint records while post-processing building energy simulations | HGR | CZ03 | 2023 | Any | 0.125 | DEER2023 | 2023-01-01 |  | 2024-02-06 15:16 | Deemed Ex Ante Team |  | 2024-02-06 15:16 | Deemed Ex Ante Team
New | Com | For producing Old, Ex, Rec, and New BldgVint records while post-processing building energy simulations | HGR | CZ04 | 2023 | Any | 0.093 | DEER2023 | 2023-01-01 |  | 2024-02-06 15:16 | Deemed Ex Ante Team |  | 2024-02-06 15:16 | Deemed Ex Ante Team
New | Com | For producing Old, Ex, Rec, and New BldgVint records while post-processing building energy simulations | HGR | CZ05 | 2023 | Any | 0.041 | DEER2023 | 2023-01-01 |  | 2024-02-06 15:16 | Deemed Ex Ante Team |  | 2024-02-06 15:16 | Deemed Ex Ante Team
New | Com | For producing Old, Ex, Rec, and New BldgVint records while post-processing building energy simulations | HGR | CZ06 | 2023 | Any | 0.28 | DEER2023 | 2023-01-01 |  | 2024-02-06 15:16 | Deemed Ex Ante Team |  | 2024-02-06 15:16 | Deemed Ex Ante Team
New | Com | For producing Old, Ex, Rec, and New BldgVint records while post-processing building energy simulations | HGR | CZ07 | 2023 | Any | 0.323 | DEER2023 | 2023-01-01 |  | 2024-02-06 15:16 | Deemed Ex Ante Team |  | 2024-02-06 15:16 | Deemed Ex Ante Team
New | Com | For producing Old, Ex, Rec, and New BldgVint records while post-processing building energy simulations | HGR | CZ08 | 2023 | Any | 0.195 | DEER2023 | 2023-01-01 |  | 2024-02-06 15:16 | Deemed Ex Ante Team |  | 2024-02-06 15:16 | Deemed Ex Ante Team
New | Com | For producing Old, Ex, Rec, and New BldgVint records while post-processing building energy simulations | HGR | CZ09 | 2023 | Any | 0.29 | DEER2023 | 2023-01-01 |  | 2024-02-06 15:16 | Deemed Ex Ante Team |  | 2024-02-06 15:16 | Deemed Ex Ante Team
New | Com | For producing Old, Ex, Rec, and New BldgVint records while post-processing building energy simulations | HGR | CZ10 | 2023 | Any | 0.145 | DEER2023 | 2023-01-01 |  | 2024-02-06 15:16 | Deemed Ex Ante Team |  | 2024-02-06 15:16 | Deemed Ex Ante Team
New | Com | For producing Old, Ex, Rec, and New BldgVint records while post-processing building energy simulations | HGR | CZ11 | 2023 | Any | 0.027 | DEER2023 | 2023-01-01 |  | 2024-02-06 15:16 | Deemed Ex Ante Team |  | 2024-02-06 15:16 | Deemed Ex Ante Team
New | Com | For producing Old, Ex, Rec, and New BldgVint records while post-processing building energy simulations | HGR | CZ12 | 2023 | Any | 0.105 | DEER2023 | 2023-01-01 |  | 2024-02-06 15:16 | Deemed Ex Ante Team |  | 2024-02-06 15:16 | Deemed Ex Ante Team
New | Com | For producing Old, Ex, Rec, and New BldgVint records while post-processing building energy simulations | HGR | CZ13 | 2023 | Any | 0.074 | DEER2023 | 2023-01-01 |  | 2024-02-06 15:16 | Deemed Ex Ante Team |  | 2024-02-06 15:16 | Deemed Ex Ante Team
New | Com | For producing Old, Ex, Rec, and New BldgVint records while post-processing building energy simulations | HGR | CZ14 | 2023 | Any | 0.052 | DEER2023 | 2023-01-01 |  | 2024-02-06 15:16 | Deemed Ex Ante Team |  | 2024-02-06 15:16 | Deemed Ex Ante Team
New | Com | For producing Old, Ex, Rec, and New BldgVint records while post-processing building energy simulations | HGR | CZ15 | 2023 | Any | 0.278 | DEER2023 | 2023-01-01 |  | 2024-02-06 15:16 | Deemed Ex Ante Team |  | 2024-02-06 15:16 | Deemed Ex Ante Team
New | Com | For producing Old, Ex, Rec, and New BldgVint records while post-processing building energy simulations | HGR | CZ16 | 2023 | Any | 0.069 | DEER2023 | 2023-01-01 |  | 2024-02-06 15:16 | Deemed Ex Ante Team |  | 2024-02-06 15:16 | Deemed Ex Ante Team
New | Com | For producing Old, Ex, Rec, and New BldgVint records while post-processing building energy simulations | Hsp | CZ01 | 2023 | Any | 0.006 | DEER2023 | 2023-01-01 |  | 2024-02-06 15:16 | Deemed Ex Ante Team |  | 2024-02-06 15:16 | Deemed Ex Ante Team
New | Com | For producing Old, Ex, Rec, and New BldgVint records while post-processing building energy simulations | Hsp | CZ02 | 2023 | Any | 0.053 | DEER2023 | 2023-01-01 |  | 2024-02-06 15:16 | Deemed Ex Ante Team |  | 2024-02-06 15:16 | Deemed Ex Ante Team
New | Com | For producing Old, Ex, Rec, and New BldgVint records while post-processing building energy simulations | Hsp | CZ03 | 2023 | Any | 0.146 | DEER2023 | 2023-01-01 |  | 2024-02-06 15:16 | Deemed Ex Ante Team |  | 2024-02-06 15:16 | Deemed Ex Ante Team
New | Com | For producing Old, Ex, Rec, and New BldgVint records while post-processing building energy simulations | Hsp | CZ04 | 2023 | Any | 0.075 | DEER2023 | 2023-01-01 |  | 2024-02-06 15:16 | Deemed Ex Ante Team |  | 2024-02-06 15:16 | Deemed Ex Ante Team
New | Com | For producing Old, Ex, Rec, and New BldgVint records while post-processing building energy simulations | Hsp | CZ05 | 2023 | Any | 0.023 | DEER2023 | 2023-01-01 |  | 2024-02-06 15:16 | Deemed Ex Ante Team |  | 2024-02-06 15:16 | Deemed Ex Ante Team
New | Com | For producing Old, Ex, Rec, and New BldgVint records while post-processing building energy simulations | Hsp | CZ06 | 2023 | Any | 0.214 | DEER2023 | 2023-01-01 |  | 2024-02-06 15:16 | Deemed Ex Ante Team |  | 2024-02-06 15:16 | Deemed Ex Ante Team
New | Com | For producing Old, Ex, Rec, and New BldgVint records while post-processing building energy simulations | Hsp | CZ07 | 2023 | Any | 0.083 | DEER2023 | 2023-01-01 |  | 2024-02-06 15:16 | Deemed Ex Ante Team |  | 2024-02-06 15:16 | Deemed Ex Ante Team
New | Com | For producing Old, Ex, Rec, and New BldgVint records while post-processing building energy simulations | Hsp | CZ08 | 2023 | Any | 0.247 | DEER2023 | 2023-01-01 |  | 2024-02-06 15:16 | Deemed Ex Ante Team |  | 2024-02-06 15:16 | Deemed Ex Ante Team
New | Com | For producing Old, Ex, Rec, and New BldgVint records while post-processing building energy simulations | Hsp | CZ09 | 2023 | Any | 0.255 | DEER2023 | 2023-01-01 |  | 2024-02-06 15:16 | Deemed Ex Ante Team |  | 2024-02-06 15:16 | Deemed Ex Ante Team
New | Com | For producing Old, Ex, Rec, and New BldgVint records while post-processing building energy simulations | Hsp | CZ10 | 2023 | Any | 0.247 | DEER2023 | 2023-01-01 |  | 2024-02-06 15:16 | Deemed Ex Ante Team |  | 2024-02-06 15:16 | Deemed Ex Ante Team
New | Com | For producing Old, Ex, Rec, and New BldgVint records while post-processing building energy simulations | Hsp | CZ11 | 2023 | Any | 0.045 | DEER2023 | 2023-01-01 |  | 2024-02-06 15:16 | Deemed Ex Ante Team |  | 2024-02-06 15:16 | Deemed Ex Ante Team
New | Com | For producing Old, Ex, Rec, and New BldgVint records while post-processing building energy simulations | Hsp | CZ12 | 2023 | Any | 0.148 | DEER2023 | 2023-01-01 |  | 2024-02-06 15:16 | Deemed Ex Ante Team |  | 2024-02-06 15:16 | Deemed Ex Ante Team
New | Com | For producing Old, Ex, Rec, and New BldgVint records while post-processing building energy simulations | Hsp | CZ13 | 2023 | Any | 0.153 | DEER2023 | 2023-01-01 |  | 2024-02-06 15:16 | Deemed Ex Ante Team |  | 2024-02-06 15:16 | Deemed Ex Ante Team
New | Com | For producing Old, Ex, Rec, and New BldgVint records while post-processing building energy simulations | Hsp | CZ14 | 2023 | Any | 0.039 | DEER2023 | 2023-01-01 |  | 2024-02-06 15:16 | Deemed Ex Ante Team |  | 2024-02-06 15:16 | Deemed Ex Ante Team
New | Com | For producing Old, Ex, Rec, and New BldgVint records while post-processing building energy simulations | Hsp | CZ15 | 2023 | Any | 0.048 | DEER2023 | 2023-01-01 |  | 2024-02-06 15:16 | Deemed Ex Ante Team |  | 2024-02-06 15:16 | Deemed Ex Ante Team
New | Com | For producing Old, Ex, Rec, and New BldgVint records while post-processing building energy simulations | Hsp | CZ16 | 2023 | Any | 0.03 | DEER2023 | 2023-01-01 |  | 2024-02-06 15:16 | Deemed Ex Ante Team |  | 2024-02-06 15:16 | Deemed Ex Ante Team
New | Com | For producing Old, Ex, Rec, and New BldgVint records while post-processing building energy simulations | Htl | CZ01 | 2023 | Any | 0.01 | DEER2023 | 2023-01-01 |  | 2024-02-06 15:16 | Deemed Ex Ante Team |  | 2024-02-06 15:16 | Deemed Ex Ante Team
New | Com | For producing Old, Ex, Rec, and New BldgVint records while post-processing building energy simulations | Htl | CZ02 | 2023 | Any | 0.042 | DEER2023 | 2023-01-01 |  | 2024-02-06 15:16 | Deemed Ex Ante Team |  | 2024-02-06 15:16 | Deemed Ex Ante Team
New | Com | For producing Old, Ex, Rec, and New BldgVint records while post-processing building energy simulations | Htl | CZ03 | 2023 | Any | 0.125 | DEER2023 | 2023-01-01 |  | 2024-02-06 15:16 | Deemed Ex Ante Team |  | 2024-02-06 15:16 | Deemed Ex Ante Team
New | Com | For producing Old, Ex, Rec, and New BldgVint records while post-processing building energy simulations | Htl | CZ04 | 2023 | Any | 0.093 | DEER2023 | 2023-01-01 |  | 2024-02-06 15:16 | Deemed Ex Ante Team |  | 2024-02-06 15:16 | Deemed Ex Ante Team
New | Com | For producing Old, Ex, Rec, and New BldgVint records while post-processing building energy simulations | Htl | CZ05 | 2023 | Any | 0.041 | DEER2023 | 2023-01-01 |  | 2024-02-06 15:16 | Deemed Ex Ante Team |  | 2024-02-06 15:16 | Deemed Ex Ante Team
New | Com | For producing Old, Ex, Rec, and New BldgVint records while post-processing building energy simulations | Htl | CZ06 | 2023 | Any | 0.28 | DEER2023 | 2023-01-01 |  | 2024-02-06 15:16 | Deemed Ex Ante Team |  | 2024-02-06 15:16 | Deemed Ex Ante Team
New | Com | For producing Old, Ex, Rec, and New BldgVint records while post-processing building energy simulations | Htl | CZ07 | 2023 | Any | 0.323 | DEER2023 | 2023-01-01 |  | 2024-02-06 15:16 | Deemed Ex Ante Team |  | 2024-02-06 15:16 | Deemed Ex Ante Team
New | Com | For producing Old, Ex, Rec, and New BldgVint records while post-processing building energy simulations | Htl | CZ08 | 2023 | Any | 0.195 | DEER2023 | 2023-01-01 |  | 2024-02-06 15:16 | Deemed Ex Ante Team |  | 2024-02-06 15:16 | Deemed Ex Ante Team
New | Com | For producing Old, Ex, Rec, and New BldgVint records while post-processing building energy simulations | Htl | CZ09 | 2023 | Any | 0.29 | DEER2023 | 2023-01-01 |  | 2024-02-06 15:16 | Deemed Ex Ante Team |  | 2024-02-06 15:16 | Deemed Ex Ante Team
New | Com | For producing Old, Ex, Rec, and New BldgVint records while post-processing building energy simulations | Htl | CZ10 | 2023 | Any | 0.145 | DEER2023 | 2023-01-01 |  | 2024-02-06 15:16 | Deemed Ex Ante Team |  | 2024-02-06 15:16 | Deemed Ex Ante Team
New | Com | For producing Old, Ex, Rec, and New BldgVint records while post-processing building energy simulations | Htl | CZ11 | 2023 | Any | 0.027 | DEER2023 | 2023-01-01 |  | 2024-02-06 15:16 | Deemed Ex Ante Team |  | 2024-02-06 15:16 | Deemed Ex Ante Team
New | Com | For producing Old, Ex, Rec, and New BldgVint records while post-processing building energy simulations | Htl | CZ12 | 2023 | Any | 0.105 | DEER2023 | 2023-01-01 |  | 2024-02-06 15:16 | Deemed Ex Ante Team |  | 2024-02-06 15:16 | Deemed Ex Ante Team
New | Com | For producing Old, Ex, Rec, and New BldgVint records while post-processing building energy simulations | Htl | CZ13 | 2023 | Any | 0.074 | DEER2023 | 2023-01-01 |  | 2024-02-06 15:16 | Deemed Ex Ante Team |  | 2024-02-06 15:16 | Deemed Ex Ante Team
New | Com | For producing Old, Ex, Rec, and New BldgVint records while post-processing building energy simulations | Htl | CZ14 | 2023 | Any | 0.052 | DEER2023 | 2023-01-01 |  | 2024-02-06 15:16 | Deemed Ex Ante Team |  | 2024-02-06 15:16 | Deemed Ex Ante Team
New | Com | For producing Old, Ex, Rec, and New BldgVint records while post-processing building energy simulations | Htl | CZ15 | 2023 | Any | 0.278 | DEER2023 | 2023-01-01 |  | 2024-02-06 15:16 | Deemed Ex Ante Team |  | 2024-02-06 15:16 | Deemed Ex Ante Team
New | Com | For producing Old, Ex, Rec, and New BldgVint records while post-processing building energy simulations | Htl | CZ16 | 2023 | Any | 0.069 | DEER2023 | 2023-01-01 |  | 2024-02-06 15:16 | Deemed Ex Ante Team |  | 2024-02-06 15:16 | Deemed Ex Ante Team
New | Com | For producing Old, Ex, Rec, and New BldgVint records while post-processing building energy simulations | MBT | CZ01 | 2023 | Any | 0.009 | DEER2023 | 2023-01-01 |  | 2024-02-06 15:16 | Deemed Ex Ante Team |  | 2024-02-06 15:16 | Deemed Ex Ante Team
New | Com | For producing Old, Ex, Rec, and New BldgVint records while post-processing building energy simulations | MBT | CZ02 | 2023 | Any | 0.067 | DEER2023 | 2023-01-01 |  | 2024-02-06 15:16 | Deemed Ex Ante Team |  | 2024-02-06 15:16 | Deemed Ex Ante Team
New | Com | For producing Old, Ex, Rec, and New BldgVint records while post-processing building energy simulations | MBT | CZ03 | 2023 | Any | 0.261 | DEER2023 | 2023-01-01 |  | 2024-02-06 15:16 | Deemed Ex Ante Team |  | 2024-02-06 15:16 | Deemed Ex Ante Team
New | Com | For producing Old, Ex, Rec, and New BldgVint records while post-processing building energy simulations | MBT | CZ04 | 2023 | Any | 0.199 | DEER2023 | 2023-01-01 |  | 2024-02-06 15:16 | Deemed Ex Ante Team |  | 2024-02-06 15:16 | Deemed Ex Ante Team
New | Com | For producing Old, Ex, Rec, and New BldgVint records while post-processing building energy simulations | MBT | CZ05 | 2023 | Any | 0.032 | DEER2023 | 2023-01-01 |  | 2024-02-06 15:16 | Deemed Ex Ante Team |  | 2024-02-06 15:16 | Deemed Ex Ante Team
New | Com | For producing Old, Ex, Rec, and New BldgVint records while post-processing building energy simulations | MBT | CZ06 | 2023 | Any | 0.781 | DEER2023 | 2023-01-01 |  | 2024-02-06 15:16 | Deemed Ex Ante Team |  | 2024-02-06 15:16 | Deemed Ex Ante Team
New | Com | For producing Old, Ex, Rec, and New BldgVint records while post-processing building energy simulations | MBT | CZ07 | 2023 | Any | 0.286 | DEER2023 | 2023-01-01 |  | 2024-02-06 15:16 | Deemed Ex Ante Team |  | 2024-02-06 15:16 | Deemed Ex Ante Team
New | Com | For producing Old, Ex, Rec, and New BldgVint records while post-processing building energy simulations | MBT | CZ08 | 2023 | Any | 1.142 | DEER2023 | 2023-01-01 |  | 2024-02-06 15:16 | Deemed Ex Ante Team |  | 2024-02-06 15:16 | Deemed Ex Ante Team
New | Com | For producing Old, Ex, Rec, and New BldgVint records while post-processing building energy simulations | MBT | CZ09 | 2023 | Any | 0.74 | DEER2023 | 2023-01-01 |  | 2024-02-06 15:16 | Deemed Ex Ante Team |  | 2024-02-06 15:16 | Deemed Ex Ante Team
New | Com | For producing Old, Ex, Rec, and New BldgVint records while post-processing building energy simulations | MBT | CZ10 | 2023 | Any | 1.607 | DEER2023 | 2023-01-01 |  | 2024-02-06 15:16 | Deemed Ex Ante Team |  | 2024-02-06 15:16 | Deemed Ex Ante Team
New | Com | For producing Old, Ex, Rec, and New BldgVint records while post-processing building energy simulations | MBT | CZ11 | 2023 | Any | 0.081 | DEER2023 | 2023-01-01 |  | 2024-02-06 15:16 | Deemed Ex Ante Team |  | 2024-02-06 15:16 | Deemed Ex Ante Team
New | Com | For producing Old, Ex, Rec, and New BldgVint records while post-processing building energy simulations | MBT | CZ12 | 2023 | Any | 0.26 | DEER2023 | 2023-01-01 |  | 2024-02-06 15:16 | Deemed Ex Ante Team |  | 2024-02-06 15:16 | Deemed Ex Ante Team
New | Com | For producing Old, Ex, Rec, and New BldgVint records while post-processing building energy simulations | MBT | CZ13 | 2023 | Any | 0.304 | DEER2023 | 2023-01-01 |  | 2024-02-06 15:16 | Deemed Ex Ante Team |  | 2024-02-06 15:16 | Deemed Ex Ante Team
New | Com | For producing Old, Ex, Rec, and New BldgVint records while post-processing building energy simulations | MBT | CZ14 | 2023 | Any | 0.248 | DEER2023 | 2023-01-01 |  | 2024-02-06 15:16 | Deemed Ex Ante Team |  | 2024-02-06 15:16 | Deemed Ex Ante Team
New | Com | For producing Old, Ex, Rec, and New BldgVint records while post-processing building energy simulations | MBT | CZ15 | 2023 | Any | 0.533 | DEER2023 | 2023-01-01 |  | 2024-02-06 15:16 | Deemed Ex Ante Team |  | 2024-02-06 15:16 | Deemed Ex Ante Team
New | Com | For producing Old, Ex, Rec, and New BldgVint records while post-processing building energy simulations | MBT | CZ16 | 2023 | Any | 0.169 | DEER2023 | 2023-01-01 |  | 2024-02-06 15:16 | Deemed Ex Ante Team |  | 2024-02-06 15:16 | Deemed Ex Ante Team
New | Com | For producing Old, Ex, Rec, and New BldgVint records while post-processing building energy simulations | MLI | CZ01 | 2023 | Any | 0.009 | DEER2023 | 2023-01-01 |  | 2024-02-06 15:16 | Deemed Ex Ante Team |  | 2024-02-06 15:16 | Deemed Ex Ante Team
New | Com | For producing Old, Ex, Rec, and New BldgVint records while post-processing building energy simulations | MLI | CZ02 | 2023 | Any | 0.067 | DEER2023 | 2023-01-01 |  | 2024-02-06 15:16 | Deemed Ex Ante Team |  | 2024-02-06 15:16 | Deemed Ex Ante Team
New | Com | For producing Old, Ex, Rec, and New BldgVint records while post-processing building energy simulations | MLI | CZ03 | 2023 | Any | 0.261 | DEER2023 | 2023-01-01 |  | 2024-02-06 15:16 | Deemed Ex Ante Team |  | 2024-02-06 15:16 | Deemed Ex Ante Team
New | Com | For producing Old, Ex, Rec, and New BldgVint records while post-processing building energy simulations | MLI | CZ04 | 2023 | Any | 0.199 | DEER2023 | 2023-01-01 |  | 2024-02-06 15:16 | Deemed Ex Ante Team |  | 2024-02-06 15:16 | Deemed Ex Ante Team
New | Com | For producing Old, Ex, Rec, and New BldgVint records while post-processing building energy simulations | MLI | CZ05 | 2023 | Any | 0.032 | DEER2023 | 2023-01-01 |  | 2024-02-06 15:16 | Deemed Ex Ante Team |  | 2024-02-06 15:16 | Deemed Ex Ante Team
New | Com | For producing Old, Ex, Rec, and New BldgVint records while post-processing building energy simulations | MLI | CZ06 | 2023 | Any | 0.781 | DEER2023 | 2023-01-01 |  | 2024-02-06 15:16 | Deemed Ex Ante Team |  | 2024-02-06 15:16 | Deemed Ex Ante Team
New | Com | For producing Old, Ex, Rec, and New BldgVint records while post-processing building energy simulations | MLI | CZ07 | 2023 | Any | 0.286 | DEER2023 | 2023-01-01 |  | 2024-02-06 15:16 | Deemed Ex Ante Team |  | 2024-02-06 15:16 | Deemed Ex Ante Team
New | Com | For producing Old, Ex, Rec, and New BldgVint records while post-processing building energy simulations | MLI | CZ08 | 2023 | Any | 1.142 | DEER2023 | 2023-01-01 |  | 2024-02-06 15:16 | Deemed Ex Ante Team |  | 2024-02-06 15:16 | Deemed Ex Ante Team
New | Com | For producing Old, Ex, Rec, and New BldgVint records while post-processing building energy simulations | MLI | CZ09 | 2023 | Any | 0.74 | DEER2023 | 2023-01-01 |  | 2024-02-06 15:16 | Deemed Ex Ante Team |  | 2024-02-06 15:16 | Deemed Ex Ante Team
New | Com | For producing Old, Ex, Rec, and New BldgVint records while post-processing building energy simulations | MLI | CZ10 | 2023 | Any | 1.607 | DEER2023 | 2023-01-01 |  | 2024-02-06 15:16 | Deemed Ex Ante Team |  | 2024-02-06 15:16 | Deemed Ex Ante Team
New | Com | For producing Old, Ex, Rec, and New BldgVint records while post-processing building energy simulations | MLI | CZ11 | 2023 | Any | 0.081 | DEER2023 | 2023-01-01 |  | 2024-02-06 15:16 | Deemed Ex Ante Team |  | 2024-02-06 15:16 | Deemed Ex Ante Team
New | Com | For producing Old, Ex, Rec, and New BldgVint records while post-processing building energy simulations | MLI | CZ12 | 2023 | Any | 0.26 | DEER2023 | 2023-01-01 |  | 2024-02-06 15:16 | Deemed Ex Ante Team |  | 2024-02-06 15:16 | Deemed Ex Ante Team
New | Com | For producing Old, Ex, Rec, and New BldgVint records while post-processing building energy simulations | MLI | CZ13 | 2023 | Any | 0.304 | DEER2023 | 2023-01-01 |  | 2024-02-06 15:16 | Deemed Ex Ante Team |  | 2024-02-06 15:16 | Deemed Ex Ante Team
New | Com | For producing Old, Ex, Rec, and New BldgVint records while post-processing building energy simulations | MLI | CZ14 | 2023 | Any | 0.248 | DEER2023 | 2023-01-01 |  | 2024-02-06 15:16 | Deemed Ex Ante Team |  | 2024-02-06 15:16 | Deemed Ex Ante Team
New | Com | For producing Old, Ex, Rec, and New BldgVint records while post-processing building energy simulations | MLI | CZ15 | 2023 | Any | 0.533 | DEER2023 | 2023-01-01 |  | 2024-02-06 15:16 | Deemed Ex Ante Team |  | 2024-02-06 15:16 | Deemed Ex Ante Team
New | Com | For producing Old, Ex, Rec, and New BldgVint records while post-processing building energy simulations | MLI | CZ16 | 2023 | Any | 0.169 | DEER2023 | 2023-01-01 |  | 2024-02-06 15:16 | Deemed Ex Ante Team |  | 2024-02-06 15:16 | Deemed Ex Ante Team
New | Com | For producing Old, Ex, Rec, and New BldgVint records while post-processing building energy simulations | Mtl | CZ01 | 2023 | Any | 0.01 | DEER2023 | 2023-01-01 |  | 2024-02-06 15:16 | Deemed Ex Ante Team |  | 2024-02-06 15:16 | Deemed Ex Ante Team
New | Com | For producing Old, Ex, Rec, and New BldgVint records while post-processing building energy simulations | Mtl | CZ02 | 2023 | Any | 0.042 | DEER2023 | 2023-01-01 |  | 2024-02-06 15:16 | Deemed Ex Ante Team |  | 2024-02-06 15:16 | Deemed Ex Ante Team
New | Com | For producing Old, Ex, Rec, and New BldgVint records while post-processing building energy simulations | Mtl | CZ03 | 2023 | Any | 0.125 | DEER2023 | 2023-01-01 |  | 2024-02-06 15:16 | Deemed Ex Ante Team |  | 2024-02-06 15:16 | Deemed Ex Ante Team
New | Com | For producing Old, Ex, Rec, and New BldgVint records while post-processing building energy simulations | Mtl | CZ04 | 2023 | Any | 0.093 | DEER2023 | 2023-01-01 |  | 2024-02-06 15:16 | Deemed Ex Ante Team |  | 2024-02-06 15:16 | Deemed Ex Ante Team
New | Com | For producing Old, Ex, Rec, and New BldgVint records while post-processing building energy simulations | Mtl | CZ05 | 2023 | Any | 0.041 | DEER2023 | 2023-01-01 |  | 2024-02-06 15:16 | Deemed Ex Ante Team |  | 2024-02-06 15:16 | Deemed Ex Ante Team
New | Com | For producing Old, Ex, Rec, and New BldgVint records while post-processing building energy simulations | Mtl | CZ06 | 2023 | Any | 0.28 | DEER2023 | 2023-01-01 |  | 2024-02-06 15:16 | Deemed Ex Ante Team |  | 2024-02-06 15:16 | Deemed Ex Ante Team
New | Com | For producing Old, Ex, Rec, and New BldgVint records while post-processing building energy simulations | Mtl | CZ07 | 2023 | Any | 0.323 | DEER2023 | 2023-01-01 |  | 2024-02-06 15:16 | Deemed Ex Ante Team |  | 2024-02-06 15:16 | Deemed Ex Ante Team
New | Com | For producing Old, Ex, Rec, and New BldgVint records while post-processing building energy simulations | Mtl | CZ08 | 2023 | Any | 0.195 | DEER2023 | 2023-01-01 |  | 2024-02-06 15:16 | Deemed Ex Ante Team |  | 2024-02-06 15:16 | Deemed Ex Ante Team
New | Com | For producing Old, Ex, Rec, and New BldgVint records while post-processing building energy simulations | Mtl | CZ09 | 2023 | Any | 0.29 | DEER2023 | 2023-01-01 |  | 2024-02-06 15:16 | Deemed Ex Ante Team |  | 2024-02-06 15:16 | Deemed Ex Ante Team
New | Com | For producing Old, Ex, Rec, and New BldgVint records while post-processing building energy simulations | Mtl | CZ10 | 2023 | Any | 0.145 | DEER2023 | 2023-01-01 |  | 2024-02-06 15:16 | Deemed Ex Ante Team |  | 2024-02-06 15:16 | Deemed Ex Ante Team
New | Com | For producing Old, Ex, Rec, and New BldgVint records while post-processing building energy simulations | Mtl | CZ11 | 2023 | Any | 0.027 | DEER2023 | 2023-01-01 |  | 2024-02-06 15:16 | Deemed Ex Ante Team |  | 2024-02-06 15:16 | Deemed Ex Ante Team
New | Com | For producing Old, Ex, Rec, and New BldgVint records while post-processing building energy simulations | Mtl | CZ12 | 2023 | Any | 0.105 | DEER2023 | 2023-01-01 |  | 2024-02-06 15:16 | Deemed Ex Ante Team |  | 2024-02-06 15:16 | Deemed Ex Ante Team
New | Com | For producing Old, Ex, Rec, and New BldgVint records while post-processing building energy simulations | Mtl | CZ13 | 2023 | Any | 0.074 | DEER2023 | 2023-01-01 |  | 2024-02-06 15:16 | Deemed Ex Ante Team |  | 2024-02-06 15:16 | Deemed Ex Ante Team
New | Com | For producing Old, Ex, Rec, and New BldgVint records while post-processing building energy simulations | Mtl | CZ14 | 2023 | Any | 0.052 | DEER2023 | 2023-01-01 |  | 2024-02-06 15:16 | Deemed Ex Ante Team |  | 2024-02-06 15:16 | Deemed Ex Ante Team
New | Com | For producing Old, Ex, Rec, and New BldgVint records while post-processing building energy simulations | Mtl | CZ15 | 2023 | Any | 0.278 | DEER2023 | 2023-01-01 |  | 2024-02-06 15:16 | Deemed Ex Ante Team |  | 2024-02-06 15:16 | Deemed Ex Ante Team
New | Com | For producing Old, Ex, Rec, and New BldgVint records while post-processing building energy simulations | Mtl | CZ16 | 2023 | Any | 0.069 | DEER2023 | 2023-01-01 |  | 2024-02-06 15:16 | Deemed Ex Ante Team |  | 2024-02-06 15:16 | Deemed Ex Ante Team
New | Com | For producing Old, Ex, Rec, and New BldgVint records while post-processing building energy simulations | Nrs | CZ01 | 2023 | Any | 0.006 | DEER2023 | 2023-01-01 |  | 2024-02-06 15:16 | Deemed Ex Ante Team |  | 2024-02-06 15:16 | Deemed Ex Ante Team
New | Com | For producing Old, Ex, Rec, and New BldgVint records while post-processing building energy simulations | Nrs | CZ02 | 2023 | Any | 0.053 | DEER2023 | 2023-01-01 |  | 2024-02-06 15:16 | Deemed Ex Ante Team |  | 2024-02-06 15:16 | Deemed Ex Ante Team
New | Com | For producing Old, Ex, Rec, and New BldgVint records while post-processing building energy simulations | Nrs | CZ03 | 2023 | Any | 0.146 | DEER2023 | 2023-01-01 |  | 2024-02-06 15:16 | Deemed Ex Ante Team |  | 2024-02-06 15:16 | Deemed Ex Ante Team
New | Com | For producing Old, Ex, Rec, and New BldgVint records while post-processing building energy simulations | Nrs | CZ04 | 2023 | Any | 0.075 | DEER2023 | 2023-01-01 |  | 2024-02-06 15:16 | Deemed Ex Ante Team |  | 2024-02-06 15:16 | Deemed Ex Ante Team
New | Com | For producing Old, Ex, Rec, and New BldgVint records while post-processing building energy simulations | Nrs | CZ05 | 2023 | Any | 0.023 | DEER2023 | 2023-01-01 |  | 2024-02-06 15:16 | Deemed Ex Ante Team |  | 2024-02-06 15:16 | Deemed Ex Ante Team
New | Com | For producing Old, Ex, Rec, and New BldgVint records while post-processing building energy simulations | Nrs | CZ06 | 2023 | Any | 0.214 | DEER2023 | 2023-01-01 |  | 2024-02-06 15:16 | Deemed Ex Ante Team |  | 2024-02-06 15:16 | Deemed Ex Ante Team
New | Com | For producing Old, Ex, Rec, and New BldgVint records while post-processing building energy simulations | Nrs | CZ07 | 2023 | Any | 0.083 | DEER2023 | 2023-01-01 |  | 2024-02-06 15:16 | Deemed Ex Ante Team |  | 2024-02-06 15:16 | Deemed Ex Ante Team
New | Com | For producing Old, Ex, Rec, and New BldgVint records while post-processing building energy simulations | Nrs | CZ08 | 2023 | Any | 0.247 | DEER2023 | 2023-01-01 |  | 2024-02-06 15:16 | Deemed Ex Ante Team |  | 2024-02-06 15:16 | Deemed Ex Ante Team
New | Com | For producing Old, Ex, Rec, and New BldgVint records while post-processing building energy simulations | Nrs | CZ09 | 2023 | Any | 0.255 | DEER2023 | 2023-01-01 |  | 2024-02-06 15:16 | Deemed Ex Ante Team |  | 2024-02-06 15:16 | Deemed Ex Ante Team
New | Com | For producing Old, Ex, Rec, and New BldgVint records while post-processing building energy simulations | Nrs | CZ10 | 2023 | Any | 0.247 | DEER2023 | 2023-01-01 |  | 2024-02-06 15:16 | Deemed Ex Ante Team |  | 2024-02-06 15:16 | Deemed Ex Ante Team
New | Com | For producing Old, Ex, Rec, and New BldgVint records while post-processing building energy simulations | Nrs | CZ11 | 2023 | Any | 0.045 | DEER2023 | 2023-01-01 |  | 2024-02-06 15:16 | Deemed Ex Ante Team |  | 2024-02-06 15:16 | Deemed Ex Ante Team
New | Com | For producing Old, Ex, Rec, and New BldgVint records while post-processing building energy simulations | Nrs | CZ12 | 2023 | Any | 0.148 | DEER2023 | 2023-01-01 |  | 2024-02-06 15:16 | Deemed Ex Ante Team |  | 2024-02-06 15:16 | Deemed Ex Ante Team
New | Com | For producing Old, Ex, Rec, and New BldgVint records while post-processing building energy simulations | Nrs | CZ13 | 2023 | Any | 0.153 | DEER2023 | 2023-01-01 |  | 2024-02-06 15:16 | Deemed Ex Ante Team |  | 2024-02-06 15:16 | Deemed Ex Ante Team
New | Com | For producing Old, Ex, Rec, and New BldgVint records while post-processing building energy simulations | Nrs | CZ14 | 2023 | Any | 0.039 | DEER2023 | 2023-01-01 |  | 2024-02-06 15:16 | Deemed Ex Ante Team |  | 2024-02-06 15:16 | Deemed Ex Ante Team
New | Com | For producing Old, Ex, Rec, and New BldgVint records while post-processing building energy simulations | Nrs | CZ15 | 2023 | Any | 0.048 | DEER2023 | 2023-01-01 |  | 2024-02-06 15:16 | Deemed Ex Ante Team |  | 2024-02-06 15:16 | Deemed Ex Ante Team
New | Com | For producing Old, Ex, Rec, and New BldgVint records while post-processing building energy simulations | Nrs | CZ16 | 2023 | Any | 0.03 | DEER2023 | 2023-01-01 |  | 2024-02-06 15:16 | Deemed Ex Ante Team |  | 2024-02-06 15:16 | Deemed Ex Ante Team
New | Com | For producing Old, Ex, Rec, and New BldgVint records while post-processing building energy simulations | OfL | CZ01 | 2023 | Any | 0.012 | DEER2023 | 2023-01-01 |  | 2024-02-06 15:16 | Deemed Ex Ante Team |  | 2024-02-06 15:16 | Deemed Ex Ante Team
New | Com | For producing Old, Ex, Rec, and New BldgVint records while post-processing building energy simulations | OfL | CZ02 | 2023 | Any | 0.178 | DEER2023 | 2023-01-01 |  | 2024-02-06 15:16 | Deemed Ex Ante Team |  | 2024-02-06 15:16 | Deemed Ex Ante Team
New | Com | For producing Old, Ex, Rec, and New BldgVint records while post-processing building energy simulations | OfL | CZ03 | 2023 | Any | 1.623 | DEER2023 | 2023-01-01 |  | 2024-02-06 15:16 | Deemed Ex Ante Team |  | 2024-02-06 15:16 | Deemed Ex Ante Team
New | Com | For producing Old, Ex, Rec, and New BldgVint records while post-processing building energy simulations | OfL | CZ04 | 2023 | Any | 0.903 | DEER2023 | 2023-01-01 |  | 2024-02-06 15:16 | Deemed Ex Ante Team |  | 2024-02-06 15:16 | Deemed Ex Ante Team
New | Com | For producing Old, Ex, Rec, and New BldgVint records while post-processing building energy simulations | OfL | CZ05 | 2023 | Any | 0.074 | DEER2023 | 2023-01-01 |  | 2024-02-06 15:16 | Deemed Ex Ante Team |  | 2024-02-06 15:16 | Deemed Ex Ante Team
New | Com | For producing Old, Ex, Rec, and New BldgVint records while post-processing building energy simulations | OfL | CZ06 | 2023 | Any | 1.273 | DEER2023 | 2023-01-01 |  | 2024-02-06 15:16 | Deemed Ex Ante Team |  | 2024-02-06 15:16 | Deemed Ex Ante Team
New | Com | For producing Old, Ex, Rec, and New BldgVint records while post-processing building energy simulations | OfL | CZ07 | 2023 | Any | 0.734 | DEER2023 | 2023-01-01 |  | 2024-02-06 15:16 | Deemed Ex Ante Team |  | 2024-02-06 15:16 | Deemed Ex Ante Team
New | Com | For producing Old, Ex, Rec, and New BldgVint records while post-processing building energy simulations | OfL | CZ08 | 2023 | Any | 1.712 | DEER2023 | 2023-01-01 |  | 2024-02-06 15:16 | Deemed Ex Ante Team |  | 2024-02-06 15:16 | Deemed Ex Ante Team
New | Com | For producing Old, Ex, Rec, and New BldgVint records while post-processing building energy simulations | OfL | CZ09 | 2023 | Any | 2.078 | DEER2023 | 2023-01-01 |  | 2024-02-06 15:16 | Deemed Ex Ante Team |  | 2024-02-06 15:16 | Deemed Ex Ante Team
New | Com | For producing Old, Ex, Rec, and New BldgVint records while post-processing building energy simulations | OfL | CZ10 | 2023 | Any | 1.227 | DEER2023 | 2023-01-01 |  | 2024-02-06 15:16 | Deemed Ex Ante Team |  | 2024-02-06 15:16 | Deemed Ex Ante Team
New | Com | For producing Old, Ex, Rec, and New BldgVint records while post-processing building energy simulations | OfL | CZ11 | 2023 | Any | 0.103 | DEER2023 | 2023-01-01 |  | 2024-02-06 15:16 | Deemed Ex Ante Team |  | 2024-02-06 15:16 | Deemed Ex Ante Team
New | Com | For producing Old, Ex, Rec, and New BldgVint records while post-processing building energy simulations | OfL | CZ12 | 2023 | Any | 0.847 | DEER2023 | 2023-01-01 |  | 2024-02-06 15:16 | Deemed Ex Ante Team |  | 2024-02-06 15:16 | Deemed Ex Ante Team
New | Com | For producing Old, Ex, Rec, and New BldgVint records while post-processing building energy simulations | OfL | CZ13 | 2023 | Any | 0.447 | DEER2023 | 2023-01-01 |  | 2024-02-06 15:16 | Deemed Ex Ante Team |  | 2024-02-06 15:16 | Deemed Ex Ante Team
New | Com | For producing Old, Ex, Rec, and New BldgVint records while post-processing building energy simulations | OfL | CZ14 | 2023 | Any | 0.194 | DEER2023 | 2023-01-01 |  | 2024-02-06 15:16 | Deemed Ex Ante Team |  | 2024-02-06 15:16 | Deemed Ex Ante Team
New | Com | For producing Old, Ex, Rec, and New BldgVint records while post-processing building energy simulations | OfL | CZ15 | 2023 | Any | 0.291 | DEER2023 | 2023-01-01 |  | 2024-02-06 15:16 | Deemed Ex Ante Team |  | 2024-02-06 15:16 | Deemed Ex Ante Team
New | Com | For producing Old, Ex, Rec, and New BldgVint records while post-processing building energy simulations | OfL | CZ16 | 2023 | Any | 0.095 | DEER2023 | 2023-01-01 |  | 2024-02-06 15:16 | Deemed Ex Ante Team |  | 2024-02-06 15:16 | Deemed Ex Ante Team
New | Com | For producing Old, Ex, Rec, and New BldgVint records while post-processing building energy simulations | OfS | CZ01 | 2023 | Any | 0.018 | DEER2023 | 2023-01-01 |  | 2024-02-06 15:16 | Deemed Ex Ante Team |  | 2024-02-06 15:16 | Deemed Ex Ante Team
New | Com | For producing Old, Ex, Rec, and New BldgVint records while post-processing building energy simulations | OfS | CZ02 | 2023 | Any | 0.05 | DEER2023 | 2023-01-01 |  | 2024-02-06 15:16 | Deemed Ex Ante Team |  | 2024-02-06 15:16 | Deemed Ex Ante Team
New | Com | For producing Old, Ex, Rec, and New BldgVint records while post-processing building energy simulations | OfS | CZ03 | 2023 | Any | 0.301 | DEER2023 | 2023-01-01 |  | 2024-02-06 15:16 | Deemed Ex Ante Team |  | 2024-02-06 15:16 | Deemed Ex Ante Team
New | Com | For producing Old, Ex, Rec, and New BldgVint records while post-processing building energy simulations | OfS | CZ04 | 2023 | Any | 0.243 | DEER2023 | 2023-01-01 |  | 2024-02-06 15:16 | Deemed Ex Ante Team |  | 2024-02-06 15:16 | Deemed Ex Ante Team
New | Com | For producing Old, Ex, Rec, and New BldgVint records while post-processing building energy simulations | OfS | CZ05 | 2023 | Any | 0.023 | DEER2023 | 2023-01-01 |  | 2024-02-06 15:16 | Deemed Ex Ante Team |  | 2024-02-06 15:16 | Deemed Ex Ante Team
New | Com | For producing Old, Ex, Rec, and New BldgVint records while post-processing building energy simulations | OfS | CZ06 | 2023 | Any | 0.553 | DEER2023 | 2023-01-01 |  | 2024-02-06 15:16 | Deemed Ex Ante Team |  | 2024-02-06 15:16 | Deemed Ex Ante Team
New | Com | For producing Old, Ex, Rec, and New BldgVint records while post-processing building energy simulations | OfS | CZ07 | 2023 | Any | 0.336 | DEER2023 | 2023-01-01 |  | 2024-02-06 15:16 | Deemed Ex Ante Team |  | 2024-02-06 15:16 | Deemed Ex Ante Team
New | Com | For producing Old, Ex, Rec, and New BldgVint records while post-processing building energy simulations | OfS | CZ08 | 2023 | Any | 0.685 | DEER2023 | 2023-01-01 |  | 2024-02-06 15:16 | Deemed Ex Ante Team |  | 2024-02-06 15:16 | Deemed Ex Ante Team
New | Com | For producing Old, Ex, Rec, and New BldgVint records while post-processing building energy simulations | OfS | CZ09 | 2023 | Any | 0.526 | DEER2023 | 2023-01-01 |  | 2024-02-06 15:16 | Deemed Ex Ante Team |  | 2024-02-06 15:16 | Deemed Ex Ante Team
New | Com | For producing Old, Ex, Rec, and New BldgVint records while post-processing building energy simulations | OfS | CZ10 | 2023 | Any | 0.865 | DEER2023 | 2023-01-01 |  | 2024-02-06 15:16 | Deemed Ex Ante Team |  | 2024-02-06 15:16 | Deemed Ex Ante Team
New | Com | For producing Old, Ex, Rec, and New BldgVint records while post-processing building energy simulations | OfS | CZ11 | 2023 | Any | 0.075 | DEER2023 | 2023-01-01 |  | 2024-02-06 15:16 | Deemed Ex Ante Team |  | 2024-02-06 15:16 | Deemed Ex Ante Team
New | Com | For producing Old, Ex, Rec, and New BldgVint records while post-processing building energy simulations | OfS | CZ12 | 2023 | Any | 0.312 | DEER2023 | 2023-01-01 |  | 2024-02-06 15:16 | Deemed Ex Ante Team |  | 2024-02-06 15:16 | Deemed Ex Ante Team
New | Com | For producing Old, Ex, Rec, and New BldgVint records while post-processing building energy simulations | OfS | CZ13 | 2023 | Any | 0.384 | DEER2023 | 2023-01-01 |  | 2024-02-06 15:16 | Deemed Ex Ante Team |  | 2024-02-06 15:16 | Deemed Ex Ante Team
New | Com | For producing Old, Ex, Rec, and New BldgVint records while post-processing building energy simulations | OfS | CZ14 | 2023 | Any | 0.104 | DEER2023 | 2023-01-01 |  | 2024-02-06 15:16 | Deemed Ex Ante Team |  | 2024-02-06 15:16 | Deemed Ex Ante Team
New | Com | For producing Old, Ex, Rec, and New BldgVint records while post-processing building energy simulations | OfS | CZ15 | 2023 | Any | 0.217 | DEER2023 | 2023-01-01 |  | 2024-02-06 15:16 | Deemed Ex Ante Team |  | 2024-02-06 15:16 | Deemed Ex Ante Team
New | Com | For producing Old, Ex, Rec, and New BldgVint records while post-processing building energy simulations | OfS | CZ16 | 2023 | Any | 0.061 | DEER2023 | 2023-01-01 |  | 2024-02-06 15:16 | Deemed Ex Ante Team |  | 2024-02-06 15:16 | Deemed Ex Ante Team
New | Com | For producing Old, Ex, Rec, and New BldgVint records while post-processing building energy simulations | RFF | CZ01 | 2023 | Any | 0.002 | DEER2023 | 2023-01-01 |  | 2024-02-06 15:16 | Deemed Ex Ante Team |  | 2024-02-06 15:16 | Deemed Ex Ante Team
New | Com | For producing Old, Ex, Rec, and New BldgVint records while post-processing building energy simulations | RFF | CZ02 | 2023 | Any | 0.01 | DEER2023 | 2023-01-01 |  | 2024-02-06 15:16 | Deemed Ex Ante Team |  | 2024-02-06 15:16 | Deemed Ex Ante Team
New | Com | For producing Old, Ex, Rec, and New BldgVint records while post-processing building energy simulations | RFF | CZ03 | 2023 | Any | 0.048 | DEER2023 | 2023-01-01 |  | 2024-02-06 15:16 | Deemed Ex Ante Team |  | 2024-02-06 15:16 | Deemed Ex Ante Team
New | Com | For producing Old, Ex, Rec, and New BldgVint records while post-processing building energy simulations | RFF | CZ04 | 2023 | Any | 0.019 | DEER2023 | 2023-01-01 |  | 2024-02-06 15:16 | Deemed Ex Ante Team |  | 2024-02-06 15:16 | Deemed Ex Ante Team
New | Com | For producing Old, Ex, Rec, and New BldgVint records while post-processing building energy simulations | RFF | CZ05 | 2023 | Any | 0.008 | DEER2023 | 2023-01-01 |  | 2024-02-06 15:16 | Deemed Ex Ante Team |  | 2024-02-06 15:16 | Deemed Ex Ante Team
New | Com | For producing Old, Ex, Rec, and New BldgVint records while post-processing building energy simulations | RFF | CZ06 | 2023 | Any | 0.258 | DEER2023 | 2023-01-01 |  | 2024-02-06 15:16 | Deemed Ex Ante Team |  | 2024-02-06 15:16 | Deemed Ex Ante Team
New | Com | For producing Old, Ex, Rec, and New BldgVint records while post-processing building energy simulations | RFF | CZ07 | 2023 | Any | 0.05 | DEER2023 | 2023-01-01 |  | 2024-02-06 15:16 | Deemed Ex Ante Team |  | 2024-02-06 15:16 | Deemed Ex Ante Team
New | Com | For producing Old, Ex, Rec, and New BldgVint records while post-processing building energy simulations | RFF | CZ08 | 2023 | Any | 0.3 | DEER2023 | 2023-01-01 |  | 2024-02-06 15:16 | Deemed Ex Ante Team |  | 2024-02-06 15:16 | Deemed Ex Ante Team
New | Com | For producing Old, Ex, Rec, and New BldgVint records while post-processing building energy simulations | RFF | CZ09 | 2023 | Any | 0.207 | DEER2023 | 2023-01-01 |  | 2024-02-06 15:16 | Deemed Ex Ante Team |  | 2024-02-06 15:16 | Deemed Ex Ante Team
New | Com | For producing Old, Ex, Rec, and New BldgVint records while post-processing building energy simulations | RFF | CZ10 | 2023 | Any | 0.338 | DEER2023 | 2023-01-01 |  | 2024-02-06 15:16 | Deemed Ex Ante Team |  | 2024-02-06 15:16 | Deemed Ex Ante Team
New | Com | For producing Old, Ex, Rec, and New BldgVint records while post-processing building energy simulations | RFF | CZ11 | 2023 | Any | 0.01 | DEER2023 | 2023-01-01 |  | 2024-02-06 15:16 | Deemed Ex Ante Team |  | 2024-02-06 15:16 | Deemed Ex Ante Team
New | Com | For producing Old, Ex, Rec, and New BldgVint records while post-processing building energy simulations | RFF | CZ12 | 2023 | Any | 0.035 | DEER2023 | 2023-01-01 |  | 2024-02-06 15:16 | Deemed Ex Ante Team |  | 2024-02-06 15:16 | Deemed Ex Ante Team
New | Com | For producing Old, Ex, Rec, and New BldgVint records while post-processing building energy simulations | RFF | CZ13 | 2023 | Any | 0.046 | DEER2023 | 2023-01-01 |  | 2024-02-06 15:16 | Deemed Ex Ante Team |  | 2024-02-06 15:16 | Deemed Ex Ante Team
New | Com | For producing Old, Ex, Rec, and New BldgVint records while post-processing building energy simulations | RFF | CZ14 | 2023 | Any | 0.063 | DEER2023 | 2023-01-01 |  | 2024-02-06 15:16 | Deemed Ex Ante Team |  | 2024-02-06 15:16 | Deemed Ex Ante Team
New | Com | For producing Old, Ex, Rec, and New BldgVint records while post-processing building energy simulations | RFF | CZ15 | 2023 | Any | 0.063 | DEER2023 | 2023-01-01 |  | 2024-02-06 15:16 | Deemed Ex Ante Team |  | 2024-02-06 15:16 | Deemed Ex Ante Team
New | Com | For producing Old, Ex, Rec, and New BldgVint records while post-processing building energy simulations | RFF | CZ16 | 2023 | Any | 0.026 | DEER2023 | 2023-01-01 |  | 2024-02-06 15:16 | Deemed Ex Ante Team |  | 2024-02-06 15:16 | Deemed Ex Ante Team
New | Com | For producing Old, Ex, Rec, and New BldgVint records while post-processing building energy simulations | RSD | CZ01 | 2023 | Any | 0.002 | DEER2023 | 2023-01-01 |  | 2024-02-06 15:16 | Deemed Ex Ante Team |  | 2024-02-06 15:16 | Deemed Ex Ante Team
New | Com | For producing Old, Ex, Rec, and New BldgVint records while post-processing building energy simulations | RSD | CZ02 | 2023 | Any | 0.01 | DEER2023 | 2023-01-01 |  | 2024-02-06 15:16 | Deemed Ex Ante Team |  | 2024-02-06 15:16 | Deemed Ex Ante Team
New | Com | For producing Old, Ex, Rec, and New BldgVint records while post-processing building energy simulations | RSD | CZ03 | 2023 | Any | 0.048 | DEER2023 | 2023-01-01 |  | 2024-02-06 15:16 | Deemed Ex Ante Team |  | 2024-02-06 15:16 | Deemed Ex Ante Team
New | Com | For producing Old, Ex, Rec, and New BldgVint records while post-processing building energy simulations | RSD | CZ04 | 2023 | Any | 0.019 | DEER2023 | 2023-01-01 |  | 2024-02-06 15:16 | Deemed Ex Ante Team |  | 2024-02-06 15:16 | Deemed Ex Ante Team
New | Com | For producing Old, Ex, Rec, and New BldgVint records while post-processing building energy simulations | RSD | CZ05 | 2023 | Any | 0.008 | DEER2023 | 2023-01-01 |  | 2024-02-06 15:16 | Deemed Ex Ante Team |  | 2024-02-06 15:16 | Deemed Ex Ante Team
New | Com | For producing Old, Ex, Rec, and New BldgVint records while post-processing building energy simulations | RSD | CZ06 | 2023 | Any | 0.258 | DEER2023 | 2023-01-01 |  | 2024-02-06 15:16 | Deemed Ex Ante Team |  | 2024-02-06 15:16 | Deemed Ex Ante Team
New | Com | For producing Old, Ex, Rec, and New BldgVint records while post-processing building energy simulations | RSD | CZ07 | 2023 | Any | 0.05 | DEER2023 | 2023-01-01 |  | 2024-02-06 15:16 | Deemed Ex Ante Team |  | 2024-02-06 15:16 | Deemed Ex Ante Team
New | Com | For producing Old, Ex, Rec, and New BldgVint records while post-processing building energy simulations | RSD | CZ08 | 2023 | Any | 0.3 | DEER2023 | 2023-01-01 |  | 2024-02-06 15:16 | Deemed Ex Ante Team |  | 2024-02-06 15:16 | Deemed Ex Ante Team
New | Com | For producing Old, Ex, Rec, and New BldgVint records while post-processing building energy simulations | RSD | CZ09 | 2023 | Any | 0.207 | DEER2023 | 2023-01-01 |  | 2024-02-06 15:16 | Deemed Ex Ante Team |  | 2024-02-06 15:16 | Deemed Ex Ante Team
New | Com | For producing Old, Ex, Rec, and New BldgVint records while post-processing building energy simulations | RSD | CZ10 | 2023 | Any | 0.338 | DEER2023 | 2023-01-01 |  | 2024-02-06 15:16 | Deemed Ex Ante Team |  | 2024-02-06 15:16 | Deemed Ex Ante Team
New | Com | For producing Old, Ex, Rec, and New BldgVint records while post-processing building energy simulations | RSD | CZ11 | 2023 | Any | 0.01 | DEER2023 | 2023-01-01 |  | 2024-02-06 15:16 | Deemed Ex Ante Team |  | 2024-02-06 15:16 | Deemed Ex Ante Team
New | Com | For producing Old, Ex, Rec, and New BldgVint records while post-processing building energy simulations | RSD | CZ12 | 2023 | Any | 0.035 | DEER2023 | 2023-01-01 |  | 2024-02-06 15:16 | Deemed Ex Ante Team |  | 2024-02-06 15:16 | Deemed Ex Ante Team
New | Com | For producing Old, Ex, Rec, and New BldgVint records while post-processing building energy simulations | RSD | CZ13 | 2023 | Any | 0.046 | DEER2023 | 2023-01-01 |  | 2024-02-06 15:16 | Deemed Ex Ante Team |  | 2024-02-06 15:16 | Deemed Ex Ante Team
New | Com | For producing Old, Ex, Rec, and New BldgVint records while post-processing building energy simulations | RSD | CZ14 | 2023 | Any | 0.063 | DEER2023 | 2023-01-01 |  | 2024-02-06 15:16 | Deemed Ex Ante Team |  | 2024-02-06 15:16 | Deemed Ex Ante Team
New | Com | For producing Old, Ex, Rec, and New BldgVint records while post-processing building energy simulations | RSD | CZ15 | 2023 | Any | 0.063 | DEER2023 | 2023-01-01 |  | 2024-02-06 15:16 | Deemed Ex Ante Team |  | 2024-02-06 15:16 | Deemed Ex Ante Team
New | Com | For producing Old, Ex, Rec, and New BldgVint records while post-processing building energy simulations | RSD | CZ16 | 2023 | Any | 0.026 | DEER2023 | 2023-01-01 |  | 2024-02-06 15:16 | Deemed Ex Ante Team |  | 2024-02-06 15:16 | Deemed Ex Ante Team
New | Com | For producing Old, Ex, Rec, and New BldgVint records while post-processing building energy simulations | Rt3 | CZ01 | 2023 | Any | 0.01 | DEER2023 | 2023-01-01 |  | 2024-02-06 15:16 | Deemed Ex Ante Team |  | 2024-02-06 15:16 | Deemed Ex Ante Team
New | Com | For producing Old, Ex, Rec, and New BldgVint records while post-processing building energy simulations | Rt3 | CZ02 | 2023 | Any | 0.071 | DEER2023 | 2023-01-01 |  | 2024-02-06 15:16 | Deemed Ex Ante Team |  | 2024-02-06 15:16 | Deemed Ex Ante Team
New | Com | For producing Old, Ex, Rec, and New BldgVint records while post-processing building energy simulations | Rt3 | CZ03 | 2023 | Any | 0.305 | DEER2023 | 2023-01-01 |  | 2024-02-06 15:16 | Deemed Ex Ante Team |  | 2024-02-06 15:16 | Deemed Ex Ante Team
New | Com | For producing Old, Ex, Rec, and New BldgVint records while post-processing building energy simulations | Rt3 | CZ04 | 2023 | Any | 0.15 | DEER2023 | 2023-01-01 |  | 2024-02-06 15:16 | Deemed Ex Ante Team |  | 2024-02-06 15:16 | Deemed Ex Ante Team
New | Com | For producing Old, Ex, Rec, and New BldgVint records while post-processing building energy simulations | Rt3 | CZ05 | 2023 | Any | 0.04 | DEER2023 | 2023-01-01 |  | 2024-02-06 15:16 | Deemed Ex Ante Team |  | 2024-02-06 15:16 | Deemed Ex Ante Team
New | Com | For producing Old, Ex, Rec, and New BldgVint records while post-processing building energy simulations | Rt3 | CZ06 | 2023 | Any | 0.861 | DEER2023 | 2023-01-01 |  | 2024-02-06 15:16 | Deemed Ex Ante Team |  | 2024-02-06 15:16 | Deemed Ex Ante Team
New | Com | For producing Old, Ex, Rec, and New BldgVint records while post-processing building energy simulations | Rt3 | CZ07 | 2023 | Any | 0.281 | DEER2023 | 2023-01-01 |  | 2024-02-06 15:16 | Deemed Ex Ante Team |  | 2024-02-06 15:16 | Deemed Ex Ante Team
New | Com | For producing Old, Ex, Rec, and New BldgVint records while post-processing building energy simulations | Rt3 | CZ08 | 2023 | Any | 1.032 | DEER2023 | 2023-01-01 |  | 2024-02-06 15:16 | Deemed Ex Ante Team |  | 2024-02-06 15:16 | Deemed Ex Ante Team
New | Com | For producing Old, Ex, Rec, and New BldgVint records while post-processing building energy simulations | Rt3 | CZ09 | 2023 | Any | 0.845 | DEER2023 | 2023-01-01 |  | 2024-02-06 15:16 | Deemed Ex Ante Team |  | 2024-02-06 15:16 | Deemed Ex Ante Team
New | Com | For producing Old, Ex, Rec, and New BldgVint records while post-processing building energy simulations | Rt3 | CZ10 | 2023 | Any | 1.493 | DEER2023 | 2023-01-01 |  | 2024-02-06 15:16 | Deemed Ex Ante Team |  | 2024-02-06 15:16 | Deemed Ex Ante Team
New | Com | For producing Old, Ex, Rec, and New BldgVint records while post-processing building energy simulations | Rt3 | CZ11 | 2023 | Any | 0.081 | DEER2023 | 2023-01-01 |  | 2024-02-06 15:16 | Deemed Ex Ante Team |  | 2024-02-06 15:16 | Deemed Ex Ante Team
New | Com | For producing Old, Ex, Rec, and New BldgVint records while post-processing building energy simulations | Rt3 | CZ12 | 2023 | Any | 0.309 | DEER2023 | 2023-01-01 |  | 2024-02-06 15:16 | Deemed Ex Ante Team |  | 2024-02-06 15:16 | Deemed Ex Ante Team
New | Com | For producing Old, Ex, Rec, and New BldgVint records while post-processing building energy simulations | Rt3 | CZ13 | 2023 | Any | 0.365 | DEER2023 | 2023-01-01 |  | 2024-02-06 15:16 | Deemed Ex Ante Team |  | 2024-02-06 15:16 | Deemed Ex Ante Team
New | Com | For producing Old, Ex, Rec, and New BldgVint records while post-processing building energy simulations | Rt3 | CZ14 | 2023 | Any | 0.217 | DEER2023 | 2023-01-01 |  | 2024-02-06 15:16 | Deemed Ex Ante Team |  | 2024-02-06 15:16 | Deemed Ex Ante Team
New | Com | For producing Old, Ex, Rec, and New BldgVint records while post-processing building energy simulations | Rt3 | CZ15 | 2023 | Any | 0.195 | DEER2023 | 2023-01-01 |  | 2024-02-06 15:16 | Deemed Ex Ante Team |  | 2024-02-06 15:16 | Deemed Ex Ante Team
New | Com | For producing Old, Ex, Rec, and New BldgVint records while post-processing building energy simulations | Rt3 | CZ16 | 2023 | Any | 0.05 | DEER2023 | 2023-01-01 |  | 2024-02-06 15:16 | Deemed Ex Ante Team |  | 2024-02-06 15:16 | Deemed Ex Ante Team
New | Com | For producing Old, Ex, Rec, and New BldgVint records while post-processing building energy simulations | RtL | CZ01 | 2023 | Any | 0.01 | DEER2023 | 2023-01-01 |  | 2024-02-06 15:16 | Deemed Ex Ante Team |  | 2024-02-06 15:16 | Deemed Ex Ante Team
New | Com | For producing Old, Ex, Rec, and New BldgVint records while post-processing building energy simulations | RtL | CZ02 | 2023 | Any | 0.071 | DEER2023 | 2023-01-01 |  | 2024-02-06 15:16 | Deemed Ex Ante Team |  | 2024-02-06 15:16 | Deemed Ex Ante Team
New | Com | For producing Old, Ex, Rec, and New BldgVint records while post-processing building energy simulations | RtL | CZ03 | 2023 | Any | 0.305 | DEER2023 | 2023-01-01 |  | 2024-02-06 15:16 | Deemed Ex Ante Team |  | 2024-02-06 15:16 | Deemed Ex Ante Team
New | Com | For producing Old, Ex, Rec, and New BldgVint records while post-processing building energy simulations | RtL | CZ04 | 2023 | Any | 0.15 | DEER2023 | 2023-01-01 |  | 2024-02-06 15:16 | Deemed Ex Ante Team |  | 2024-02-06 15:16 | Deemed Ex Ante Team
New | Com | For producing Old, Ex, Rec, and New BldgVint records while post-processing building energy simulations | RtL | CZ05 | 2023 | Any | 0.04 | DEER2023 | 2023-01-01 |  | 2024-02-06 15:16 | Deemed Ex Ante Team |  | 2024-02-06 15:16 | Deemed Ex Ante Team
New | Com | For producing Old, Ex, Rec, and New BldgVint records while post-processing building energy simulations | RtL | CZ06 | 2023 | Any | 0.861 | DEER2023 | 2023-01-01 |  | 2024-02-06 15:16 | Deemed Ex Ante Team |  | 2024-02-06 15:16 | Deemed Ex Ante Team
New | Com | For producing Old, Ex, Rec, and New BldgVint records while post-processing building energy simulations | RtL | CZ07 | 2023 | Any | 0.281 | DEER2023 | 2023-01-01 |  | 2024-02-06 15:16 | Deemed Ex Ante Team |  | 2024-02-06 15:16 | Deemed Ex Ante Team
New | Com | For producing Old, Ex, Rec, and New BldgVint records while post-processing building energy simulations | RtL | CZ08 | 2023 | Any | 1.032 | DEER2023 | 2023-01-01 |  | 2024-02-06 15:16 | Deemed Ex Ante Team |  | 2024-02-06 15:16 | Deemed Ex Ante Team
New | Com | For producing Old, Ex, Rec, and New BldgVint records while post-processing building energy simulations | RtL | CZ09 | 2023 | Any | 0.845 | DEER2023 | 2023-01-01 |  | 2024-02-06 15:16 | Deemed Ex Ante Team |  | 2024-02-06 15:16 | Deemed Ex Ante Team
New | Com | For producing Old, Ex, Rec, and New BldgVint records while post-processing building energy simulations | RtL | CZ10 | 2023 | Any | 1.493 | DEER2023 | 2023-01-01 |  | 2024-02-06 15:16 | Deemed Ex Ante Team |  | 2024-02-06 15:16 | Deemed Ex Ante Team
New | Com | For producing Old, Ex, Rec, and New BldgVint records while post-processing building energy simulations | RtL | CZ11 | 2023 | Any | 0.081 | DEER2023 | 2023-01-01 |  | 2024-02-06 15:16 | Deemed Ex Ante Team |  | 2024-02-06 15:16 | Deemed Ex Ante Team
New | Com | For producing Old, Ex, Rec, and New BldgVint records while post-processing building energy simulations | RtL | CZ12 | 2023 | Any | 0.309 | DEER2023 | 2023-01-01 |  | 2024-02-06 15:16 | Deemed Ex Ante Team |  | 2024-02-06 15:16 | Deemed Ex Ante Team
New | Com | For producing Old, Ex, Rec, and New BldgVint records while post-processing building energy simulations | RtL | CZ13 | 2023 | Any | 0.365 | DEER2023 | 2023-01-01 |  | 2024-02-06 15:16 | Deemed Ex Ante Team |  | 2024-02-06 15:16 | Deemed Ex Ante Team
New | Com | For producing Old, Ex, Rec, and New BldgVint records while post-processing building energy simulations | RtL | CZ14 | 2023 | Any | 0.217 | DEER2023 | 2023-01-01 |  | 2024-02-06 15:16 | Deemed Ex Ante Team |  | 2024-02-06 15:16 | Deemed Ex Ante Team
New | Com | For producing Old, Ex, Rec, and New BldgVint records while post-processing building energy simulations | RtL | CZ15 | 2023 | Any | 0.195 | DEER2023 | 2023-01-01 |  | 2024-02-06 15:16 | Deemed Ex Ante Team |  | 2024-02-06 15:16 | Deemed Ex Ante Team
New | Com | For producing Old, Ex, Rec, and New BldgVint records while post-processing building energy simulations | RtL | CZ16 | 2023 | Any | 0.05 | DEER2023 | 2023-01-01 |  | 2024-02-06 15:16 | Deemed Ex Ante Team |  | 2024-02-06 15:16 | Deemed Ex Ante Team
New | Com | For producing Old, Ex, Rec, and New BldgVint records while post-processing building energy simulations | RtS | CZ01 | 2023 | Any | 0.01 | DEER2023 | 2023-01-01 |  | 2024-02-06 15:16 | Deemed Ex Ante Team |  | 2024-02-06 15:16 | Deemed Ex Ante Team
New | Com | For producing Old, Ex, Rec, and New BldgVint records while post-processing building energy simulations | RtS | CZ02 | 2023 | Any | 0.071 | DEER2023 | 2023-01-01 |  | 2024-02-06 15:16 | Deemed Ex Ante Team |  | 2024-02-06 15:16 | Deemed Ex Ante Team
New | Com | For producing Old, Ex, Rec, and New BldgVint records while post-processing building energy simulations | RtS | CZ03 | 2023 | Any | 0.305 | DEER2023 | 2023-01-01 |  | 2024-02-06 15:16 | Deemed Ex Ante Team |  | 2024-02-06 15:16 | Deemed Ex Ante Team
New | Com | For producing Old, Ex, Rec, and New BldgVint records while post-processing building energy simulations | RtS | CZ04 | 2023 | Any | 0.15 | DEER2023 | 2023-01-01 |  | 2024-02-06 15:16 | Deemed Ex Ante Team |  | 2024-02-06 15:16 | Deemed Ex Ante Team
New | Com | For producing Old, Ex, Rec, and New BldgVint records while post-processing building energy simulations | RtS | CZ05 | 2023 | Any | 0.04 | DEER2023 | 2023-01-01 |  | 2024-02-06 15:16 | Deemed Ex Ante Team |  | 2024-02-06 15:16 | Deemed Ex Ante Team
New | Com | For producing Old, Ex, Rec, and New BldgVint records while post-processing building energy simulations | RtS | CZ06 | 2023 | Any | 0.861 | DEER2023 | 2023-01-01 |  | 2024-02-06 15:16 | Deemed Ex Ante Team |  | 2024-02-06 15:16 | Deemed Ex Ante Team
New | Com | For producing Old, Ex, Rec, and New BldgVint records while post-processing building energy simulations | RtS | CZ07 | 2023 | Any | 0.281 | DEER2023 | 2023-01-01 |  | 2024-02-06 15:16 | Deemed Ex Ante Team |  | 2024-02-06 15:16 | Deemed Ex Ante Team
New | Com | For producing Old, Ex, Rec, and New BldgVint records while post-processing building energy simulations | RtS | CZ08 | 2023 | Any | 1.032 | DEER2023 | 2023-01-01 |  | 2024-02-06 15:16 | Deemed Ex Ante Team |  | 2024-02-06 15:16 | Deemed Ex Ante Team
New | Com | For producing Old, Ex, Rec, and New BldgVint records while post-processing building energy simulations | RtS | CZ09 | 2023 | Any | 0.845 | DEER2023 | 2023-01-01 |  | 2024-02-06 15:16 | Deemed Ex Ante Team |  | 2024-02-06 15:16 | Deemed Ex Ante Team
New | Com | For producing Old, Ex, Rec, and New BldgVint records while post-processing building energy simulations | RtS | CZ10 | 2023 | Any | 1.493 | DEER2023 | 2023-01-01 |  | 2024-02-06 15:16 | Deemed Ex Ante Team |  | 2024-02-06 15:16 | Deemed Ex Ante Team
New | Com | For producing Old, Ex, Rec, and New BldgVint records while post-processing building energy simulations | RtS | CZ11 | 2023 | Any | 0.081 | DEER2023 | 2023-01-01 |  | 2024-02-06 15:16 | Deemed Ex Ante Team |  | 2024-02-06 15:16 | Deemed Ex Ante Team
New | Com | For producing Old, Ex, Rec, and New BldgVint records while post-processing building energy simulations | RtS | CZ12 | 2023 | Any | 0.309 | DEER2023 | 2023-01-01 |  | 2024-02-06 15:16 | Deemed Ex Ante Team |  | 2024-02-06 15:16 | Deemed Ex Ante Team
New | Com | For producing Old, Ex, Rec, and New BldgVint records while post-processing building energy simulations | RtS | CZ13 | 2023 | Any | 0.365 | DEER2023 | 2023-01-01 |  | 2024-02-06 15:16 | Deemed Ex Ante Team |  | 2024-02-06 15:16 | Deemed Ex Ante Team
New | Com | For producing Old, Ex, Rec, and New BldgVint records while post-processing building energy simulations | RtS | CZ14 | 2023 | Any | 0.217 | DEER2023 | 2023-01-01 |  | 2024-02-06 15:16 | Deemed Ex Ante Team |  | 2024-02-06 15:16 | Deemed Ex Ante Team
New | Com | For producing Old, Ex, Rec, and New BldgVint records while post-processing building energy simulations | RtS | CZ15 | 2023 | Any | 0.195 | DEER2023 | 2023-01-01 |  | 2024-02-06 15:16 | Deemed Ex Ante Team |  | 2024-02-06 15:16 | Deemed Ex Ante Team
New | Com | For producing Old, Ex, Rec, and New BldgVint records while post-processing building energy simulations | RtS | CZ16 | 2023 | Any | 0.05 | DEER2023 | 2023-01-01 |  | 2024-02-06 15:16 | Deemed Ex Ante Team |  | 2024-02-06 15:16 | Deemed Ex Ante Team
New | Com | For producing Old, Ex, Rec, and New BldgVint records while post-processing building energy simulations | SCn | CZ01 | 2023 | Any | 0.015 | DEER2023 | 2023-01-01 |  | 2024-02-06 15:16 | Deemed Ex Ante Team |  | 2024-02-06 15:16 | Deemed Ex Ante Team
New | Com | For producing Old, Ex, Rec, and New BldgVint records while post-processing building energy simulations | SCn | CZ02 | 2023 | Any | 0.089 | DEER2023 | 2023-01-01 |  | 2024-02-06 15:16 | Deemed Ex Ante Team |  | 2024-02-06 15:16 | Deemed Ex Ante Team
New | Com | For producing Old, Ex, Rec, and New BldgVint records while post-processing building energy simulations | SCn | CZ03 | 2023 | Any | 0.467 | DEER2023 | 2023-01-01 |  | 2024-02-06 15:16 | Deemed Ex Ante Team |  | 2024-02-06 15:16 | Deemed Ex Ante Team
New | Com | For producing Old, Ex, Rec, and New BldgVint records while post-processing building energy simulations | SCn | CZ04 | 2023 | Any | 0.17 | DEER2023 | 2023-01-01 |  | 2024-02-06 15:16 | Deemed Ex Ante Team |  | 2024-02-06 15:16 | Deemed Ex Ante Team
New | Com | For producing Old, Ex, Rec, and New BldgVint records while post-processing building energy simulations | SCn | CZ05 | 2023 | Any | 0.015 | DEER2023 | 2023-01-01 |  | 2024-02-06 15:16 | Deemed Ex Ante Team |  | 2024-02-06 15:16 | Deemed Ex Ante Team
New | Com | For producing Old, Ex, Rec, and New BldgVint records while post-processing building energy simulations | SCn | CZ06 | 2023 | Any | 0.645 | DEER2023 | 2023-01-01 |  | 2024-02-06 15:16 | Deemed Ex Ante Team |  | 2024-02-06 15:16 | Deemed Ex Ante Team
New | Com | For producing Old, Ex, Rec, and New BldgVint records while post-processing building energy simulations | SCn | CZ07 | 2023 | Any | 0.26 | DEER2023 | 2023-01-01 |  | 2024-02-06 15:16 | Deemed Ex Ante Team |  | 2024-02-06 15:16 | Deemed Ex Ante Team
New | Com | For producing Old, Ex, Rec, and New BldgVint records while post-processing building energy simulations | SCn | CZ08 | 2023 | Any | 1.838 | DEER2023 | 2023-01-01 |  | 2024-02-06 15:16 | Deemed Ex Ante Team |  | 2024-02-06 15:16 | Deemed Ex Ante Team
New | Com | For producing Old, Ex, Rec, and New BldgVint records while post-processing building energy simulations | SCn | CZ09 | 2023 | Any | 0.959 | DEER2023 | 2023-01-01 |  | 2024-02-06 15:16 | Deemed Ex Ante Team |  | 2024-02-06 15:16 | Deemed Ex Ante Team
New | Com | For producing Old, Ex, Rec, and New BldgVint records while post-processing building energy simulations | SCn | CZ10 | 2023 | Any | 5.673 | DEER2023 | 2023-01-01 |  | 2024-02-06 15:16 | Deemed Ex Ante Team |  | 2024-02-06 15:16 | Deemed Ex Ante Team
New | Com | For producing Old, Ex, Rec, and New BldgVint records while post-processing building energy simulations | SCn | CZ11 | 2023 | Any | 0.171 | DEER2023 | 2023-01-01 |  | 2024-02-06 15:16 | Deemed Ex Ante Team |  | 2024-02-06 15:16 | Deemed Ex Ante Team
New | Com | For producing Old, Ex, Rec, and New BldgVint records while post-processing building energy simulations | SCn | CZ12 | 2023 | Any | 0.647 | DEER2023 | 2023-01-01 |  | 2024-02-06 15:16 | Deemed Ex Ante Team |  | 2024-02-06 15:16 | Deemed Ex Ante Team
New | Com | For producing Old, Ex, Rec, and New BldgVint records while post-processing building energy simulations | SCn | CZ13 | 2023 | Any | 0.584 | DEER2023 | 2023-01-01 |  | 2024-02-06 15:16 | Deemed Ex Ante Team |  | 2024-02-06 15:16 | Deemed Ex Ante Team
New | Com | For producing Old, Ex, Rec, and New BldgVint records while post-processing building energy simulations | SCn | CZ14 | 2023 | Any | 0.109 | DEER2023 | 2023-01-01 |  | 2024-02-06 15:16 | Deemed Ex Ante Team |  | 2024-02-06 15:16 | Deemed Ex Ante Team
New | Com | For producing Old, Ex, Rec, and New BldgVint records while post-processing building energy simulations | SCn | CZ15 | 2023 | Any | 0.103 | DEER2023 | 2023-01-01 |  | 2024-02-06 15:16 | Deemed Ex Ante Team |  | 2024-02-06 15:16 | Deemed Ex Ante Team
New | Com | For producing Old, Ex, Rec, and New BldgVint records while post-processing building energy simulations | SCn | CZ16 | 2023 | Any | 0.122 | DEER2023 | 2023-01-01 |  | 2024-02-06 15:16 | Deemed Ex Ante Team |  | 2024-02-06 15:16 | Deemed Ex Ante Team
New | Com | For producing Old, Ex, Rec, and New BldgVint records while post-processing building energy simulations | SUn | CZ01 | 2023 | Any | 0.015 | DEER2023 | 2023-01-01 |  | 2024-02-06 15:16 | Deemed Ex Ante Team |  | 2024-02-06 15:16 | Deemed Ex Ante Team
New | Com | For producing Old, Ex, Rec, and New BldgVint records while post-processing building energy simulations | SUn | CZ02 | 2023 | Any | 0.089 | DEER2023 | 2023-01-01 |  | 2024-02-06 15:16 | Deemed Ex Ante Team |  | 2024-02-06 15:16 | Deemed Ex Ante Team
New | Com | For producing Old, Ex, Rec, and New BldgVint records while post-processing building energy simulations | SUn | CZ03 | 2023 | Any | 0.467 | DEER2023 | 2023-01-01 |  | 2024-02-06 15:16 | Deemed Ex Ante Team |  | 2024-02-06 15:16 | Deemed Ex Ante Team
New | Com | For producing Old, Ex, Rec, and New BldgVint records while post-processing building energy simulations | SUn | CZ04 | 2023 | Any | 0.17 | DEER2023 | 2023-01-01 |  | 2024-02-06 15:16 | Deemed Ex Ante Team |  | 2024-02-06 15:16 | Deemed Ex Ante Team
New | Com | For producing Old, Ex, Rec, and New BldgVint records while post-processing building energy simulations | SUn | CZ05 | 2023 | Any | 0.015 | DEER2023 | 2023-01-01 |  | 2024-02-06 15:16 | Deemed Ex Ante Team |  | 2024-02-06 15:16 | Deemed Ex Ante Team
New | Com | For producing Old, Ex, Rec, and New BldgVint records while post-processing building energy simulations | SUn | CZ06 | 2023 | Any | 0.645 | DEER2023 | 2023-01-01 |  | 2024-02-06 15:16 | Deemed Ex Ante Team |  | 2024-02-06 15:16 | Deemed Ex Ante Team
New | Com | For producing Old, Ex, Rec, and New BldgVint records while post-processing building energy simulations | SUn | CZ07 | 2023 | Any | 0.26 | DEER2023 | 2023-01-01 |  | 2024-02-06 15:16 | Deemed Ex Ante Team |  | 2024-02-06 15:16 | Deemed Ex Ante Team
New | Com | For producing Old, Ex, Rec, and New BldgVint records while post-processing building energy simulations | SUn | CZ08 | 2023 | Any | 1.838 | DEER2023 | 2023-01-01 |  | 2024-02-06 15:16 | Deemed Ex Ante Team |  | 2024-02-06 15:16 | Deemed Ex Ante Team
New | Com | For producing Old, Ex, Rec, and New BldgVint records while post-processing building energy simulations | SUn | CZ09 | 2023 | Any | 0.959 | DEER2023 | 2023-01-01 |  | 2024-02-06 15:16 | Deemed Ex Ante Team |  | 2024-02-06 15:16 | Deemed Ex Ante Team
New | Com | For producing Old, Ex, Rec, and New BldgVint records while post-processing building energy simulations | SUn | CZ10 | 2023 | Any | 5.673 | DEER2023 | 2023-01-01 |  | 2024-02-06 15:16 | Deemed Ex Ante Team |  | 2024-02-06 15:16 | Deemed Ex Ante Team
New | Com | For producing Old, Ex, Rec, and New BldgVint records while post-processing building energy simulations | SUn | CZ11 | 2023 | Any | 0.171 | DEER2023 | 2023-01-01 |  | 2024-02-06 15:16 | Deemed Ex Ante Team |  | 2024-02-06 15:16 | Deemed Ex Ante Team
New | Com | For producing Old, Ex, Rec, and New BldgVint records while post-processing building energy simulations | SUn | CZ12 | 2023 | Any | 0.647 | DEER2023 | 2023-01-01 |  | 2024-02-06 15:16 | Deemed Ex Ante Team |  | 2024-02-06 15:16 | Deemed Ex Ante Team
New | Com | For producing Old, Ex, Rec, and New BldgVint records while post-processing building energy simulations | SUn | CZ13 | 2023 | Any | 0.584 | DEER2023 | 2023-01-01 |  | 2024-02-06 15:16 | Deemed Ex Ante Team |  | 2024-02-06 15:16 | Deemed Ex Ante Team
New | Com | For producing Old, Ex, Rec, and New BldgVint records while post-processing building energy simulations | SUn | CZ14 | 2023 | Any | 0.109 | DEER2023 | 2023-01-01 |  | 2024-02-06 15:16 | Deemed Ex Ante Team |  | 2024-02-06 15:16 | Deemed Ex Ante Team
New | Com | For producing Old, Ex, Rec, and New BldgVint records while post-processing building energy simulations | SUn | CZ15 | 2023 | Any | 0.103 | DEER2023 | 2023-01-01 |  | 2024-02-06 15:16 | Deemed Ex Ante Team |  | 2024-02-06 15:16 | Deemed Ex Ante Team
New | Com | For producing Old, Ex, Rec, and New BldgVint records while post-processing building energy simulations | SUn | CZ16 | 2023 | Any | 0.122 | DEER2023 | 2023-01-01 |  | 2024-02-06 15:16 | Deemed Ex Ante Team |  | 2024-02-06 15:16 | Deemed Ex Ante Team
New | Com | For producing Old, Ex, Rec, and New BldgVint records while post-processing building energy simulations | WRf | CZ01 | 2023 | Any | 0.002 | DEER2023 | 2023-01-01 |  | 2024-02-06 15:16 | Deemed Ex Ante Team |  | 2024-02-06 15:16 | Deemed Ex Ante Team
New | Com | For producing Old, Ex, Rec, and New BldgVint records while post-processing building energy simulations | WRf | CZ02 | 2023 | Any | 0.009 | DEER2023 | 2023-01-01 |  | 2024-02-06 15:16 | Deemed Ex Ante Team |  | 2024-02-06 15:16 | Deemed Ex Ante Team
New | Com | For producing Old, Ex, Rec, and New BldgVint records while post-processing building energy simulations | WRf | CZ03 | 2023 | Any | 0.092 | DEER2023 | 2023-01-01 |  | 2024-02-06 15:16 | Deemed Ex Ante Team |  | 2024-02-06 15:16 | Deemed Ex Ante Team
New | Com | For producing Old, Ex, Rec, and New BldgVint records while post-processing building energy simulations | WRf | CZ04 | 2023 | Any | 0.017 | DEER2023 | 2023-01-01 |  | 2024-02-06 15:16 | Deemed Ex Ante Team |  | 2024-02-06 15:16 | Deemed Ex Ante Team
New | Com | For producing Old, Ex, Rec, and New BldgVint records while post-processing building energy simulations | WRf | CZ05 | 2023 | Any | 0.01 | DEER2023 | 2023-01-01 |  | 2024-02-06 15:16 | Deemed Ex Ante Team |  | 2024-02-06 15:16 | Deemed Ex Ante Team
New | Com | For producing Old, Ex, Rec, and New BldgVint records while post-processing building energy simulations | WRf | CZ06 | 2023 | Any | 0.112 | DEER2023 | 2023-01-01 |  | 2024-02-06 15:16 | Deemed Ex Ante Team |  | 2024-02-06 15:16 | Deemed Ex Ante Team
New | Com | For producing Old, Ex, Rec, and New BldgVint records while post-processing building energy simulations | WRf | CZ07 | 2023 | Any | 0.008 | DEER2023 | 2023-01-01 |  | 2024-02-06 15:16 | Deemed Ex Ante Team |  | 2024-02-06 15:16 | Deemed Ex Ante Team
New | Com | For producing Old, Ex, Rec, and New BldgVint records while post-processing building energy simulations | WRf | CZ08 | 2023 | Any | 0.152 | DEER2023 | 2023-01-01 |  | 2024-02-06 15:16 | Deemed Ex Ante Team |  | 2024-02-06 15:16 | Deemed Ex Ante Team
New | Com | For producing Old, Ex, Rec, and New BldgVint records while post-processing building energy simulations | WRf | CZ09 | 2023 | Any | 0.082 | DEER2023 | 2023-01-01 |  | 2024-02-06 15:16 | Deemed Ex Ante Team |  | 2024-02-06 15:16 | Deemed Ex Ante Team
New | Com | For producing Old, Ex, Rec, and New BldgVint records while post-processing building energy simulations | WRf | CZ10 | 2023 | Any | 0.112 | DEER2023 | 2023-01-01 |  | 2024-02-06 15:16 | Deemed Ex Ante Team |  | 2024-02-06 15:16 | Deemed Ex Ante Team
New | Com | For producing Old, Ex, Rec, and New BldgVint records while post-processing building energy simulations | WRf | CZ11 | 2023 | Any | 0.023 | DEER2023 | 2023-01-01 |  | 2024-02-06 15:16 | Deemed Ex Ante Team |  | 2024-02-06 15:16 | Deemed Ex Ante Team
New | Com | For producing Old, Ex, Rec, and New BldgVint records while post-processing building energy simulations | WRf | CZ12 | 2023 | Any | 0.132 | DEER2023 | 2023-01-01 |  | 2024-02-06 15:16 | Deemed Ex Ante Team |  | 2024-02-06 15:16 | Deemed Ex Ante Team
New | Com | For producing Old, Ex, Rec, and New BldgVint records while post-processing building energy simulations | WRf | CZ13 | 2023 | Any | 0.288 | DEER2023 | 2023-01-01 |  | 2024-02-06 15:16 | Deemed Ex Ante Team |  | 2024-02-06 15:16 | Deemed Ex Ante Team
New | Com | For producing Old, Ex, Rec, and New BldgVint records while post-processing building energy simulations | WRf | CZ14 | 2023 | Any | 0.002 | DEER2023 | 2023-01-01 |  | 2024-02-06 15:16 | Deemed Ex Ante Team |  | 2024-02-06 15:16 | Deemed Ex Ante Team
New | Com | For producing Old, Ex, Rec, and New BldgVint records while post-processing building energy simulations | WRf | CZ15 | 2023 | Any | 0.008 | DEER2023 | 2023-01-01 |  | 2024-02-06 15:16 | Deemed Ex Ante Team |  | 2024-02-06 15:16 | Deemed Ex Ante Team
New | Com | For producing Old, Ex, Rec, and New BldgVint records while post-processing building energy simulations | WRf | CZ16 | 2023 | Any | 0.005 | DEER2023 | 2023-01-01 |  | 2024-02-06 15:16 | Deemed Ex Ante Team |  | 2024-02-06 15:16 | Deemed Ex Ante Team
Old | Com | For producing Old, Ex, Rec, and New BldgVint records while post-processing building energy simulations | Asm | CZ01 | 1975 | Any | 0.491 | DEER2019 | 2019-01-01 |  | 2024-02-06 15:16 | Deemed Ex Ante Team |  | 2024-02-06 15:16 | Deemed Ex Ante Team
Old | Com | For producing Old, Ex, Rec, and New BldgVint records while post-processing building energy simulations | Asm | CZ01 | 1985 | Any | 0.233 | DEER2019 | 2019-01-01 |  | 2024-02-06 15:16 | Deemed Ex Ante Team |  | 2024-02-06 15:16 | Deemed Ex Ante Team
Old | Com | For producing Old, Ex, Rec, and New BldgVint records while post-processing building energy simulations | Asm | CZ01 | 1996 | Any | 0.158 | DEER2019 | 2019-01-01 |  | 2024-02-06 15:16 | Deemed Ex Ante Team |  | 2024-02-06 15:16 | Deemed Ex Ante Team
Old | Com | For producing Old, Ex, Rec, and New BldgVint records while post-processing building energy simulations | Asm | CZ02 | 1975 | Any | 5.202 | DEER2019 | 2019-01-01 |  | 2024-02-06 15:16 | Deemed Ex Ante Team |  | 2024-02-06 15:16 | Deemed Ex Ante Team
Old | Com | For producing Old, Ex, Rec, and New BldgVint records while post-processing building energy simulations | Asm | CZ02 | 1985 | Any | 2.346 | DEER2019 | 2019-01-01 |  | 2024-02-06 15:16 | Deemed Ex Ante Team |  | 2024-02-06 15:16 | Deemed Ex Ante Team
Old | Com | For producing Old, Ex, Rec, and New BldgVint records while post-processing building energy simulations | Asm | CZ02 | 1996 | Any | 1.186 | DEER2019 | 2019-01-01 |  | 2024-02-06 15:16 | Deemed Ex Ante Team |  | 2024-02-06 15:16 | Deemed Ex Ante Team
Old | Com | For producing Old, Ex, Rec, and New BldgVint records while post-processing building energy simulations | Asm | CZ03 | 1975 | Any | 29.94 | DEER2019 | 2019-01-01 |  | 2024-02-06 15:16 | Deemed Ex Ante Team |  | 2024-02-06 15:16 | Deemed Ex Ante Team
Old | Com | For producing Old, Ex, Rec, and New BldgVint records while post-processing building energy simulations | Asm | CZ03 | 1985 | Any | 8.93 | DEER2019 | 2019-01-01 |  | 2024-02-06 15:16 | Deemed Ex Ante Team |  | 2024-02-06 15:16 | Deemed Ex Ante Team
Old | Com | For producing Old, Ex, Rec, and New BldgVint records while post-processing building energy simulations | Asm | CZ03 | 1996 | Any | 5.631 | DEER2019 | 2019-01-01 |  | 2024-02-06 15:16 | Deemed Ex Ante Team |  | 2024-02-06 15:16 | Deemed Ex Ante Team
Old | Com | For producing Old, Ex, Rec, and New BldgVint records while post-processing building energy simulations | Asm | CZ04 | 1975 | Any | 13.005 | DEER2019 | 2019-01-01 |  | 2024-02-06 15:16 | Deemed Ex Ante Team |  | 2024-02-06 15:16 | Deemed Ex Ante Team
Old | Com | For producing Old, Ex, Rec, and New BldgVint records while post-processing building energy simulations | Asm | CZ04 | 1985 | Any | 7.296 | DEER2019 | 2019-01-01 |  | 2024-02-06 15:16 | Deemed Ex Ante Team |  | 2024-02-06 15:16 | Deemed Ex Ante Team
Old | Com | For producing Old, Ex, Rec, and New BldgVint records while post-processing building energy simulations | Asm | CZ04 | 1996 | Any | 3.172 | DEER2019 | 2019-01-01 |  | 2024-02-06 15:16 | Deemed Ex Ante Team |  | 2024-02-06 15:16 | Deemed Ex Ante Team
Old | Com | For producing Old, Ex, Rec, and New BldgVint records while post-processing building energy simulations | Asm | CZ05 | 1975 | Any | 1.983 | DEER2019 | 2019-01-01 |  | 2024-02-06 15:16 | Deemed Ex Ante Team |  | 2024-02-06 15:16 | Deemed Ex Ante Team
Old | Com | For producing Old, Ex, Rec, and New BldgVint records while post-processing building energy simulations | Asm | CZ05 | 1985 | Any | 1.102 | DEER2019 | 2019-01-01 |  | 2024-02-06 15:16 | Deemed Ex Ante Team |  | 2024-02-06 15:16 | Deemed Ex Ante Team
Old | Com | For producing Old, Ex, Rec, and New BldgVint records while post-processing building energy simulations | Asm | CZ05 | 1996 | Any | 0.491 | DEER2019 | 2019-01-01 |  | 2024-02-06 15:16 | Deemed Ex Ante Team |  | 2024-02-06 15:16 | Deemed Ex Ante Team
Old | Com | For producing Old, Ex, Rec, and New BldgVint records while post-processing building energy simulations | Asm | CZ06 | 1975 | Any | 38.308 | DEER2019 | 2019-01-01 |  | 2024-02-06 15:16 | Deemed Ex Ante Team |  | 2024-02-06 15:16 | Deemed Ex Ante Team
Old | Com | For producing Old, Ex, Rec, and New BldgVint records while post-processing building energy simulations | Asm | CZ06 | 1985 | Any | 20.363 | DEER2019 | 2019-01-01 |  | 2024-02-06 15:16 | Deemed Ex Ante Team |  | 2024-02-06 15:16 | Deemed Ex Ante Team
Old | Com | For producing Old, Ex, Rec, and New BldgVint records while post-processing building energy simulations | Asm | CZ06 | 1996 | Any | 10.073 | DEER2019 | 2019-01-01 |  | 2024-02-06 15:16 | Deemed Ex Ante Team |  | 2024-02-06 15:16 | Deemed Ex Ante Team
Old | Com | For producing Old, Ex, Rec, and New BldgVint records while post-processing building energy simulations | Asm | CZ07 | 1975 | Any | 3.896 | DEER2019 | 2019-01-01 |  | 2024-02-06 15:16 | Deemed Ex Ante Team |  | 2024-02-06 15:16 | Deemed Ex Ante Team
Old | Com | For producing Old, Ex, Rec, and New BldgVint records while post-processing building energy simulations | Asm | CZ07 | 1985 | Any | 5.952 | DEER2019 | 2019-01-01 |  | 2024-02-06 15:16 | Deemed Ex Ante Team |  | 2024-02-06 15:16 | Deemed Ex Ante Team
Old | Com | For producing Old, Ex, Rec, and New BldgVint records while post-processing building energy simulations | Asm | CZ07 | 1996 | Any | 3.888 | DEER2019 | 2019-01-01 |  | 2024-02-06 15:16 | Deemed Ex Ante Team |  | 2024-02-06 15:16 | Deemed Ex Ante Team
Old | Com | For producing Old, Ex, Rec, and New BldgVint records while post-processing building energy simulations | Asm | CZ08 | 1975 | Any | 56.735 | DEER2019 | 2019-01-01 |  | 2024-02-06 15:16 | Deemed Ex Ante Team |  | 2024-02-06 15:16 | Deemed Ex Ante Team
Old | Com | For producing Old, Ex, Rec, and New BldgVint records while post-processing building energy simulations | Asm | CZ08 | 1985 | Any | 29.819 | DEER2019 | 2019-01-01 |  | 2024-02-06 15:16 | Deemed Ex Ante Team |  | 2024-02-06 15:16 | Deemed Ex Ante Team
Old | Com | For producing Old, Ex, Rec, and New BldgVint records while post-processing building energy simulations | Asm | CZ08 | 1996 | Any | 14.824 | DEER2019 | 2019-01-01 |  | 2024-02-06 15:16 | Deemed Ex Ante Team |  | 2024-02-06 15:16 | Deemed Ex Ante Team
Old | Com | For producing Old, Ex, Rec, and New BldgVint records while post-processing building energy simulations | Asm | CZ09 | 1975 | Any | 38.377 | DEER2019 | 2019-01-01 |  | 2024-02-06 15:16 | Deemed Ex Ante Team |  | 2024-02-06 15:16 | Deemed Ex Ante Team
Old | Com | For producing Old, Ex, Rec, and New BldgVint records while post-processing building energy simulations | Asm | CZ09 | 1985 | Any | 18.807 | DEER2019 | 2019-01-01 |  | 2024-02-06 15:16 | Deemed Ex Ante Team |  | 2024-02-06 15:16 | Deemed Ex Ante Team
Old | Com | For producing Old, Ex, Rec, and New BldgVint records while post-processing building energy simulations | Asm | CZ09 | 1996 | Any | 10.565 | DEER2019 | 2019-01-01 |  | 2024-02-06 15:16 | Deemed Ex Ante Team |  | 2024-02-06 15:16 | Deemed Ex Ante Team
Old | Com | For producing Old, Ex, Rec, and New BldgVint records while post-processing building energy simulations | Asm | CZ10 | 1975 | Any | 9.86 | DEER2019 | 2019-01-01 |  | 2024-02-06 15:16 | Deemed Ex Ante Team |  | 2024-02-06 15:16 | Deemed Ex Ante Team
Old | Com | For producing Old, Ex, Rec, and New BldgVint records while post-processing building energy simulations | Asm | CZ10 | 1985 | Any | 21.472 | DEER2019 | 2019-01-01 |  | 2024-02-06 15:16 | Deemed Ex Ante Team |  | 2024-02-06 15:16 | Deemed Ex Ante Team
Old | Com | For producing Old, Ex, Rec, and New BldgVint records while post-processing building energy simulations | Asm | CZ10 | 1996 | Any | 13.2 | DEER2019 | 2019-01-01 |  | 2024-02-06 15:16 | Deemed Ex Ante Team |  | 2024-02-06 15:16 | Deemed Ex Ante Team
Old | Com | For producing Old, Ex, Rec, and New BldgVint records while post-processing building energy simulations | Asm | CZ11 | 1975 | Any | 2.968 | DEER2019 | 2019-01-01 |  | 2024-02-06 15:16 | Deemed Ex Ante Team |  | 2024-02-06 15:16 | Deemed Ex Ante Team
Old | Com | For producing Old, Ex, Rec, and New BldgVint records while post-processing building energy simulations | Asm | CZ11 | 1985 | Any | 1.919 | DEER2019 | 2019-01-01 |  | 2024-02-06 15:16 | Deemed Ex Ante Team |  | 2024-02-06 15:16 | Deemed Ex Ante Team
Old | Com | For producing Old, Ex, Rec, and New BldgVint records while post-processing building energy simulations | Asm | CZ11 | 1996 | Any | 1.142 | DEER2019 | 2019-01-01 |  | 2024-02-06 15:16 | Deemed Ex Ante Team |  | 2024-02-06 15:16 | Deemed Ex Ante Team
Old | Com | For producing Old, Ex, Rec, and New BldgVint records while post-processing building energy simulations | Asm | CZ12 | 1975 | Any | 12.779 | DEER2019 | 2019-01-01 |  | 2024-02-06 15:16 | Deemed Ex Ante Team |  | 2024-02-06 15:16 | Deemed Ex Ante Team
Old | Com | For producing Old, Ex, Rec, and New BldgVint records while post-processing building energy simulations | Asm | CZ12 | 1985 | Any | 7.629 | DEER2019 | 2019-01-01 |  | 2024-02-06 15:16 | Deemed Ex Ante Team |  | 2024-02-06 15:16 | Deemed Ex Ante Team
Old | Com | For producing Old, Ex, Rec, and New BldgVint records while post-processing building energy simulations | Asm | CZ12 | 1996 | Any | 3.643 | DEER2019 | 2019-01-01 |  | 2024-02-06 15:16 | Deemed Ex Ante Team |  | 2024-02-06 15:16 | Deemed Ex Ante Team
Old | Com | For producing Old, Ex, Rec, and New BldgVint records while post-processing building energy simulations | Asm | CZ13 | 1975 | Any | 9.221 | DEER2019 | 2019-01-01 |  | 2024-02-06 15:16 | Deemed Ex Ante Team |  | 2024-02-06 15:16 | Deemed Ex Ante Team
Old | Com | For producing Old, Ex, Rec, and New BldgVint records while post-processing building energy simulations | Asm | CZ13 | 1985 | Any | 6.92 | DEER2019 | 2019-01-01 |  | 2024-02-06 15:16 | Deemed Ex Ante Team |  | 2024-02-06 15:16 | Deemed Ex Ante Team
Old | Com | For producing Old, Ex, Rec, and New BldgVint records while post-processing building energy simulations | Asm | CZ13 | 1996 | Any | 4.829 | DEER2019 | 2019-01-01 |  | 2024-02-06 15:16 | Deemed Ex Ante Team |  | 2024-02-06 15:16 | Deemed Ex Ante Team
Old | Com | For producing Old, Ex, Rec, and New BldgVint records while post-processing building energy simulations | Asm | CZ14 | 1975 | Any | 3.815 | DEER2019 | 2019-01-01 |  | 2024-02-06 15:16 | Deemed Ex Ante Team |  | 2024-02-06 15:16 | Deemed Ex Ante Team
Old | Com | For producing Old, Ex, Rec, and New BldgVint records while post-processing building energy simulations | Asm | CZ14 | 1985 | Any | 3.922 | DEER2019 | 2019-01-01 |  | 2024-02-06 15:16 | Deemed Ex Ante Team |  | 2024-02-06 15:16 | Deemed Ex Ante Team
Old | Com | For producing Old, Ex, Rec, and New BldgVint records while post-processing building energy simulations | Asm | CZ14 | 1996 | Any | 2.363 | DEER2019 | 2019-01-01 |  | 2024-02-06 15:16 | Deemed Ex Ante Team |  | 2024-02-06 15:16 | Deemed Ex Ante Team
Old | Com | For producing Old, Ex, Rec, and New BldgVint records while post-processing building energy simulations | Asm | CZ15 | 1975 | Any | 2.911 | DEER2019 | 2019-01-01 |  | 2024-02-06 15:16 | Deemed Ex Ante Team |  | 2024-02-06 15:16 | Deemed Ex Ante Team
Old | Com | For producing Old, Ex, Rec, and New BldgVint records while post-processing building energy simulations | Asm | CZ15 | 1985 | Any | 6.767 | DEER2019 | 2019-01-01 |  | 2024-02-06 15:16 | Deemed Ex Ante Team |  | 2024-02-06 15:16 | Deemed Ex Ante Team
Old | Com | For producing Old, Ex, Rec, and New BldgVint records while post-processing building energy simulations | Asm | CZ15 | 1996 | Any | 4.121 | DEER2019 | 2019-01-01 |  | 2024-02-06 15:16 | Deemed Ex Ante Team |  | 2024-02-06 15:16 | Deemed Ex Ante Team
Old | Com | For producing Old, Ex, Rec, and New BldgVint records while post-processing building energy simulations | Asm | CZ16 | 1975 | Any | 2.49 | DEER2019 | 2019-01-01 |  | 2024-02-06 15:16 | Deemed Ex Ante Team |  | 2024-02-06 15:16 | Deemed Ex Ante Team
Old | Com | For producing Old, Ex, Rec, and New BldgVint records while post-processing building energy simulations | Asm | CZ16 | 1985 | Any | 2.732 | DEER2019 | 2019-01-01 |  | 2024-02-06 15:16 | Deemed Ex Ante Team |  | 2024-02-06 15:16 | Deemed Ex Ante Team
Old | Com | For producing Old, Ex, Rec, and New BldgVint records while post-processing building energy simulations | Asm | CZ16 | 1996 | Any | 1.827 | DEER2019 | 2019-01-01 |  | 2024-02-06 15:16 | Deemed Ex Ante Team |  | 2024-02-06 15:16 | Deemed Ex Ante Team
Old | Com | For producing Old, Ex, Rec, and New BldgVint records while post-processing building energy simulations | ECC | CZ01 | 1975 | Any | 1.298 | DEER2019 | 2019-01-01 |  | 2024-02-06 15:16 | Deemed Ex Ante Team |  | 2024-02-06 15:16 | Deemed Ex Ante Team
Old | Com | For producing Old, Ex, Rec, and New BldgVint records while post-processing building energy simulations | ECC | CZ01 | 1985 | Any | 0.236 | DEER2019 | 2019-01-01 |  | 2024-02-06 15:16 | Deemed Ex Ante Team |  | 2024-02-06 15:16 | Deemed Ex Ante Team
Old | Com | For producing Old, Ex, Rec, and New BldgVint records while post-processing building energy simulations | ECC | CZ01 | 1996 | Any | 0.119 | DEER2019 | 2019-01-01 |  | 2024-02-06 15:16 | Deemed Ex Ante Team |  | 2024-02-06 15:16 | Deemed Ex Ante Team
Old | Com | For producing Old, Ex, Rec, and New BldgVint records while post-processing building energy simulations | ECC | CZ02 | 1975 | Any | 2.853 | DEER2019 | 2019-01-01 |  | 2024-02-06 15:16 | Deemed Ex Ante Team |  | 2024-02-06 15:16 | Deemed Ex Ante Team
Old | Com | For producing Old, Ex, Rec, and New BldgVint records while post-processing building energy simulations | ECC | CZ02 | 1985 | Any | 0.685 | DEER2019 | 2019-01-01 |  | 2024-02-06 15:16 | Deemed Ex Ante Team |  | 2024-02-06 15:16 | Deemed Ex Ante Team
Old | Com | For producing Old, Ex, Rec, and New BldgVint records while post-processing building energy simulations | ECC | CZ02 | 1996 | Any | 0.397 | DEER2019 | 2019-01-01 |  | 2024-02-06 15:16 | Deemed Ex Ante Team |  | 2024-02-06 15:16 | Deemed Ex Ante Team
Old | Com | For producing Old, Ex, Rec, and New BldgVint records while post-processing building energy simulations | ECC | CZ03 | 1975 | Any | 15.601 | DEER2019 | 2019-01-01 |  | 2024-02-06 15:16 | Deemed Ex Ante Team |  | 2024-02-06 15:16 | Deemed Ex Ante Team
Old | Com | For producing Old, Ex, Rec, and New BldgVint records while post-processing building energy simulations | ECC | CZ03 | 1985 | Any | 2.662 | DEER2019 | 2019-01-01 |  | 2024-02-06 15:16 | Deemed Ex Ante Team |  | 2024-02-06 15:16 | Deemed Ex Ante Team
Old | Com | For producing Old, Ex, Rec, and New BldgVint records while post-processing building energy simulations | ECC | CZ03 | 1996 | Any | 2.083 | DEER2019 | 2019-01-01 |  | 2024-02-06 15:16 | Deemed Ex Ante Team |  | 2024-02-06 15:16 | Deemed Ex Ante Team
Old | Com | For producing Old, Ex, Rec, and New BldgVint records while post-processing building energy simulations | ECC | CZ04 | 1975 | Any | 3.418 | DEER2019 | 2019-01-01 |  | 2024-02-06 15:16 | Deemed Ex Ante Team |  | 2024-02-06 15:16 | Deemed Ex Ante Team
Old | Com | For producing Old, Ex, Rec, and New BldgVint records while post-processing building energy simulations | ECC | CZ04 | 1985 | Any | 0.886 | DEER2019 | 2019-01-01 |  | 2024-02-06 15:16 | Deemed Ex Ante Team |  | 2024-02-06 15:16 | Deemed Ex Ante Team
Old | Com | For producing Old, Ex, Rec, and New BldgVint records while post-processing building energy simulations | ECC | CZ04 | 1996 | Any | 0.501 | DEER2019 | 2019-01-01 |  | 2024-02-06 15:16 | Deemed Ex Ante Team |  | 2024-02-06 15:16 | Deemed Ex Ante Team
Old | Com | For producing Old, Ex, Rec, and New BldgVint records while post-processing building energy simulations | ECC | CZ05 | 1975 | Any | 2.602 | DEER2019 | 2019-01-01 |  | 2024-02-06 15:16 | Deemed Ex Ante Team |  | 2024-02-06 15:16 | Deemed Ex Ante Team
Old | Com | For producing Old, Ex, Rec, and New BldgVint records while post-processing building energy simulations | ECC | CZ05 | 1985 | Any | 0.676 | DEER2019 | 2019-01-01 |  | 2024-02-06 15:16 | Deemed Ex Ante Team |  | 2024-02-06 15:16 | Deemed Ex Ante Team
Old | Com | For producing Old, Ex, Rec, and New BldgVint records while post-processing building energy simulations | ECC | CZ05 | 1996 | Any | 0.383 | DEER2019 | 2019-01-01 |  | 2024-02-06 15:16 | Deemed Ex Ante Team |  | 2024-02-06 15:16 | Deemed Ex Ante Team
Old | Com | For producing Old, Ex, Rec, and New BldgVint records while post-processing building energy simulations | ECC | CZ06 | 1975 | Any | 16.178 | DEER2019 | 2019-01-01 |  | 2024-02-06 15:16 | Deemed Ex Ante Team |  | 2024-02-06 15:16 | Deemed Ex Ante Team
Old | Com | For producing Old, Ex, Rec, and New BldgVint records while post-processing building energy simulations | ECC | CZ06 | 1985 | Any | 5.165 | DEER2019 | 2019-01-01 |  | 2024-02-06 15:16 | Deemed Ex Ante Team |  | 2024-02-06 15:16 | Deemed Ex Ante Team
Old | Com | For producing Old, Ex, Rec, and New BldgVint records while post-processing building energy simulations | ECC | CZ06 | 1996 | Any | 3.507 | DEER2019 | 2019-01-01 |  | 2024-02-06 15:16 | Deemed Ex Ante Team |  | 2024-02-06 15:16 | Deemed Ex Ante Team
Old | Com | For producing Old, Ex, Rec, and New BldgVint records while post-processing building energy simulations | ECC | CZ07 | 1975 | Any | 3.617 | DEER2019 | 2019-01-01 |  | 2024-02-06 15:16 | Deemed Ex Ante Team |  | 2024-02-06 15:16 | Deemed Ex Ante Team
Old | Com | For producing Old, Ex, Rec, and New BldgVint records while post-processing building energy simulations | ECC | CZ07 | 1985 | Any | 3.151 | DEER2019 | 2019-01-01 |  | 2024-02-06 15:16 | Deemed Ex Ante Team |  | 2024-02-06 15:16 | Deemed Ex Ante Team
Old | Com | For producing Old, Ex, Rec, and New BldgVint records while post-processing building energy simulations | ECC | CZ07 | 1996 | Any | 1.792 | DEER2019 | 2019-01-01 |  | 2024-02-06 15:16 | Deemed Ex Ante Team |  | 2024-02-06 15:16 | Deemed Ex Ante Team
Old | Com | For producing Old, Ex, Rec, and New BldgVint records while post-processing building energy simulations | ECC | CZ08 | 1975 | Any | 27.006 | DEER2019 | 2019-01-01 |  | 2024-02-06 15:16 | Deemed Ex Ante Team |  | 2024-02-06 15:16 | Deemed Ex Ante Team
Old | Com | For producing Old, Ex, Rec, and New BldgVint records while post-processing building energy simulations | ECC | CZ08 | 1985 | Any | 8.47 | DEER2019 | 2019-01-01 |  | 2024-02-06 15:16 | Deemed Ex Ante Team |  | 2024-02-06 15:16 | Deemed Ex Ante Team
Old | Com | For producing Old, Ex, Rec, and New BldgVint records while post-processing building energy simulations | ECC | CZ08 | 1996 | Any | 5.616 | DEER2019 | 2019-01-01 |  | 2024-02-06 15:16 | Deemed Ex Ante Team |  | 2024-02-06 15:16 | Deemed Ex Ante Team
Old | Com | For producing Old, Ex, Rec, and New BldgVint records while post-processing building energy simulations | ECC | CZ09 | 1975 | Any | 17.811 | DEER2019 | 2019-01-01 |  | 2024-02-06 15:16 | Deemed Ex Ante Team |  | 2024-02-06 15:16 | Deemed Ex Ante Team
Old | Com | For producing Old, Ex, Rec, and New BldgVint records while post-processing building energy simulations | ECC | CZ09 | 1985 | Any | 3.101 | DEER2019 | 2019-01-01 |  | 2024-02-06 15:16 | Deemed Ex Ante Team |  | 2024-02-06 15:16 | Deemed Ex Ante Team
Old | Com | For producing Old, Ex, Rec, and New BldgVint records while post-processing building energy simulations | ECC | CZ09 | 1996 | Any | 2.599 | DEER2019 | 2019-01-01 |  | 2024-02-06 15:16 | Deemed Ex Ante Team |  | 2024-02-06 15:16 | Deemed Ex Ante Team
Old | Com | For producing Old, Ex, Rec, and New BldgVint records while post-processing building energy simulations | ECC | CZ10 | 1975 | Any | 5.578 | DEER2019 | 2019-01-01 |  | 2024-02-06 15:16 | Deemed Ex Ante Team |  | 2024-02-06 15:16 | Deemed Ex Ante Team
Old | Com | For producing Old, Ex, Rec, and New BldgVint records while post-processing building energy simulations | ECC | CZ10 | 1985 | Any | 3.689 | DEER2019 | 2019-01-01 |  | 2024-02-06 15:16 | Deemed Ex Ante Team |  | 2024-02-06 15:16 | Deemed Ex Ante Team
Old | Com | For producing Old, Ex, Rec, and New BldgVint records while post-processing building energy simulations | ECC | CZ10 | 1996 | Any | 2.433 | DEER2019 | 2019-01-01 |  | 2024-02-06 15:16 | Deemed Ex Ante Team |  | 2024-02-06 15:16 | Deemed Ex Ante Team
Old | Com | For producing Old, Ex, Rec, and New BldgVint records while post-processing building energy simulations | ECC | CZ11 | 1975 | Any | 3.496 | DEER2019 | 2019-01-01 |  | 2024-02-06 15:16 | Deemed Ex Ante Team |  | 2024-02-06 15:16 | Deemed Ex Ante Team
Old | Com | For producing Old, Ex, Rec, and New BldgVint records while post-processing building energy simulations | ECC | CZ11 | 1985 | Any | 0.564 | DEER2019 | 2019-01-01 |  | 2024-02-06 15:16 | Deemed Ex Ante Team |  | 2024-02-06 15:16 | Deemed Ex Ante Team
Old | Com | For producing Old, Ex, Rec, and New BldgVint records while post-processing building energy simulations | ECC | CZ11 | 1996 | Any | 0.579 | DEER2019 | 2019-01-01 |  | 2024-02-06 15:16 | Deemed Ex Ante Team |  | 2024-02-06 15:16 | Deemed Ex Ante Team
Old | Com | For producing Old, Ex, Rec, and New BldgVint records while post-processing building energy simulations | ECC | CZ12 | 1975 | Any | 4.858 | DEER2019 | 2019-01-01 |  | 2024-02-06 15:16 | Deemed Ex Ante Team |  | 2024-02-06 15:16 | Deemed Ex Ante Team
Old | Com | For producing Old, Ex, Rec, and New BldgVint records while post-processing building energy simulations | ECC | CZ12 | 1985 | Any | 0.977 | DEER2019 | 2019-01-01 |  | 2024-02-06 15:16 | Deemed Ex Ante Team |  | 2024-02-06 15:16 | Deemed Ex Ante Team
Old | Com | For producing Old, Ex, Rec, and New BldgVint records while post-processing building energy simulations | ECC | CZ12 | 1996 | Any | 0.778 | DEER2019 | 2019-01-01 |  | 2024-02-06 15:16 | Deemed Ex Ante Team |  | 2024-02-06 15:16 | Deemed Ex Ante Team
Old | Com | For producing Old, Ex, Rec, and New BldgVint records while post-processing building energy simulations | ECC | CZ13 | 1975 | Any | 6.142 | DEER2019 | 2019-01-01 |  | 2024-02-06 15:16 | Deemed Ex Ante Team |  | 2024-02-06 15:16 | Deemed Ex Ante Team
Old | Com | For producing Old, Ex, Rec, and New BldgVint records while post-processing building energy simulations | ECC | CZ13 | 1985 | Any | 1.406 | DEER2019 | 2019-01-01 |  | 2024-02-06 15:16 | Deemed Ex Ante Team |  | 2024-02-06 15:16 | Deemed Ex Ante Team
Old | Com | For producing Old, Ex, Rec, and New BldgVint records while post-processing building energy simulations | ECC | CZ13 | 1996 | Any | 1.246 | DEER2019 | 2019-01-01 |  | 2024-02-06 15:16 | Deemed Ex Ante Team |  | 2024-02-06 15:16 | Deemed Ex Ante Team
Old | Com | For producing Old, Ex, Rec, and New BldgVint records while post-processing building energy simulations | ECC | CZ14 | 1975 | Any | 1.671 | DEER2019 | 2019-01-01 |  | 2024-02-06 15:16 | Deemed Ex Ante Team |  | 2024-02-06 15:16 | Deemed Ex Ante Team
Old | Com | For producing Old, Ex, Rec, and New BldgVint records while post-processing building energy simulations | ECC | CZ14 | 1985 | Any | 0.952 | DEER2019 | 2019-01-01 |  | 2024-02-06 15:16 | Deemed Ex Ante Team |  | 2024-02-06 15:16 | Deemed Ex Ante Team
Old | Com | For producing Old, Ex, Rec, and New BldgVint records while post-processing building energy simulations | ECC | CZ14 | 1996 | Any | 0.671 | DEER2019 | 2019-01-01 |  | 2024-02-06 15:16 | Deemed Ex Ante Team |  | 2024-02-06 15:16 | Deemed Ex Ante Team
Old | Com | For producing Old, Ex, Rec, and New BldgVint records while post-processing building energy simulations | ECC | CZ15 | 1975 | Any | 1.292 | DEER2019 | 2019-01-01 |  | 2024-02-06 15:16 | Deemed Ex Ante Team |  | 2024-02-06 15:16 | Deemed Ex Ante Team
Old | Com | For producing Old, Ex, Rec, and New BldgVint records while post-processing building energy simulations | ECC | CZ15 | 1985 | Any | 0.784 | DEER2019 | 2019-01-01 |  | 2024-02-06 15:16 | Deemed Ex Ante Team |  | 2024-02-06 15:16 | Deemed Ex Ante Team
Old | Com | For producing Old, Ex, Rec, and New BldgVint records while post-processing building energy simulations | ECC | CZ15 | 1996 | Any | 0.544 | DEER2019 | 2019-01-01 |  | 2024-02-06 15:16 | Deemed Ex Ante Team |  | 2024-02-06 15:16 | Deemed Ex Ante Team
Old | Com | For producing Old, Ex, Rec, and New BldgVint records while post-processing building energy simulations | ECC | CZ16 | 1975 | Any | 3.014 | DEER2019 | 2019-01-01 |  | 2024-02-06 15:16 | Deemed Ex Ante Team |  | 2024-02-06 15:16 | Deemed Ex Ante Team
Old | Com | For producing Old, Ex, Rec, and New BldgVint records while post-processing building energy simulations | ECC | CZ16 | 1985 | Any | 1.764 | DEER2019 | 2019-01-01 |  | 2024-02-06 15:16 | Deemed Ex Ante Team |  | 2024-02-06 15:16 | Deemed Ex Ante Team
Old | Com | For producing Old, Ex, Rec, and New BldgVint records while post-processing building energy simulations | ECC | CZ16 | 1996 | Any | 1.229 | DEER2019 | 2019-01-01 |  | 2024-02-06 15:16 | Deemed Ex Ante Team |  | 2024-02-06 15:16 | Deemed Ex Ante Team
Old | Com | For producing Old, Ex, Rec, and New BldgVint records while post-processing building energy simulations | EPr | CZ01 | 1975 | Any | 0.431 | DEER2019 | 2019-01-01 |  | 2024-02-06 15:16 | Deemed Ex Ante Team |  | 2024-02-06 15:16 | Deemed Ex Ante Team
Old | Com | For producing Old, Ex, Rec, and New BldgVint records while post-processing building energy simulations | EPr | CZ01 | 1985 | Any | 0.113 | DEER2019 | 2019-01-01 |  | 2024-02-06 15:16 | Deemed Ex Ante Team |  | 2024-02-06 15:16 | Deemed Ex Ante Team
Old | Com | For producing Old, Ex, Rec, and New BldgVint records while post-processing building energy simulations | EPr | CZ01 | 1996 | Any | 0.058 | DEER2019 | 2019-01-01 |  | 2024-02-06 15:16 | Deemed Ex Ante Team |  | 2024-02-06 15:16 | Deemed Ex Ante Team
Old | Com | For producing Old, Ex, Rec, and New BldgVint records while post-processing building energy simulations | EPr | CZ02 | 1975 | Any | 3.55 | DEER2019 | 2019-01-01 |  | 2024-02-06 15:16 | Deemed Ex Ante Team |  | 2024-02-06 15:16 | Deemed Ex Ante Team
Old | Com | For producing Old, Ex, Rec, and New BldgVint records while post-processing building energy simulations | EPr | CZ02 | 1985 | Any | 0.451 | DEER2019 | 2019-01-01 |  | 2024-02-06 15:16 | Deemed Ex Ante Team |  | 2024-02-06 15:16 | Deemed Ex Ante Team
Old | Com | For producing Old, Ex, Rec, and New BldgVint records while post-processing building energy simulations | EPr | CZ02 | 1996 | Any | 0.514 | DEER2019 | 2019-01-01 |  | 2024-02-06 15:16 | Deemed Ex Ante Team |  | 2024-02-06 15:16 | Deemed Ex Ante Team
Old | Com | For producing Old, Ex, Rec, and New BldgVint records while post-processing building energy simulations | EPr | CZ03 | 1975 | Any | 15.07 | DEER2019 | 2019-01-01 |  | 2024-02-06 15:16 | Deemed Ex Ante Team |  | 2024-02-06 15:16 | Deemed Ex Ante Team
Old | Com | For producing Old, Ex, Rec, and New BldgVint records while post-processing building energy simulations | EPr | CZ03 | 1985 | Any | 1.104 | DEER2019 | 2019-01-01 |  | 2024-02-06 15:16 | Deemed Ex Ante Team |  | 2024-02-06 15:16 | Deemed Ex Ante Team
Old | Com | For producing Old, Ex, Rec, and New BldgVint records while post-processing building energy simulations | EPr | CZ03 | 1996 | Any | 1.609 | DEER2019 | 2019-01-01 |  | 2024-02-06 15:16 | Deemed Ex Ante Team |  | 2024-02-06 15:16 | Deemed Ex Ante Team
Old | Com | For producing Old, Ex, Rec, and New BldgVint records while post-processing building energy simulations | EPr | CZ04 | 1975 | Any | 6.786 | DEER2019 | 2019-01-01 |  | 2024-02-06 15:16 | Deemed Ex Ante Team |  | 2024-02-06 15:16 | Deemed Ex Ante Team
Old | Com | For producing Old, Ex, Rec, and New BldgVint records while post-processing building energy simulations | EPr | CZ04 | 1985 | Any | 0.813 | DEER2019 | 2019-01-01 |  | 2024-02-06 15:16 | Deemed Ex Ante Team |  | 2024-02-06 15:16 | Deemed Ex Ante Team
Old | Com | For producing Old, Ex, Rec, and New BldgVint records while post-processing building energy simulations | EPr | CZ04 | 1996 | Any | 1.141 | DEER2019 | 2019-01-01 |  | 2024-02-06 15:16 | Deemed Ex Ante Team |  | 2024-02-06 15:16 | Deemed Ex Ante Team
Old | Com | For producing Old, Ex, Rec, and New BldgVint records while post-processing building energy simulations | EPr | CZ05 | 1975 | Any | 1.039 | DEER2019 | 2019-01-01 |  | 2024-02-06 15:16 | Deemed Ex Ante Team |  | 2024-02-06 15:16 | Deemed Ex Ante Team
Old | Com | For producing Old, Ex, Rec, and New BldgVint records while post-processing building energy simulations | EPr | CZ05 | 1985 | Any | 0.125 | DEER2019 | 2019-01-01 |  | 2024-02-06 15:16 | Deemed Ex Ante Team |  | 2024-02-06 15:16 | Deemed Ex Ante Team
Old | Com | For producing Old, Ex, Rec, and New BldgVint records while post-processing building energy simulations | EPr | CZ05 | 1996 | Any | 0.169 | DEER2019 | 2019-01-01 |  | 2024-02-06 15:16 | Deemed Ex Ante Team |  | 2024-02-06 15:16 | Deemed Ex Ante Team
Old | Com | For producing Old, Ex, Rec, and New BldgVint records while post-processing building energy simulations | EPr | CZ06 | 1975 | Any | 19.661 | DEER2019 | 2019-01-01 |  | 2024-02-06 15:16 | Deemed Ex Ante Team |  | 2024-02-06 15:16 | Deemed Ex Ante Team
Old | Com | For producing Old, Ex, Rec, and New BldgVint records while post-processing building energy simulations | EPr | CZ06 | 1985 | Any | 2.199 | DEER2019 | 2019-01-01 |  | 2024-02-06 15:16 | Deemed Ex Ante Team |  | 2024-02-06 15:16 | Deemed Ex Ante Team
Old | Com | For producing Old, Ex, Rec, and New BldgVint records while post-processing building energy simulations | EPr | CZ06 | 1996 | Any | 1.942 | DEER2019 | 2019-01-01 |  | 2024-02-06 15:16 | Deemed Ex Ante Team |  | 2024-02-06 15:16 | Deemed Ex Ante Team
Old | Com | For producing Old, Ex, Rec, and New BldgVint records while post-processing building energy simulations | EPr | CZ07 | 1975 | Any | 4.474 | DEER2019 | 2019-01-01 |  | 2024-02-06 15:16 | Deemed Ex Ante Team |  | 2024-02-06 15:16 | Deemed Ex Ante Team
Old | Com | For producing Old, Ex, Rec, and New BldgVint records while post-processing building energy simulations | EPr | CZ07 | 1985 | Any | 1.161 | DEER2019 | 2019-01-01 |  | 2024-02-06 15:16 | Deemed Ex Ante Team |  | 2024-02-06 15:16 | Deemed Ex Ante Team
Old | Com | For producing Old, Ex, Rec, and New BldgVint records while post-processing building energy simulations | EPr | CZ07 | 1996 | Any | 1.194 | DEER2019 | 2019-01-01 |  | 2024-02-06 15:16 | Deemed Ex Ante Team |  | 2024-02-06 15:16 | Deemed Ex Ante Team
Old | Com | For producing Old, Ex, Rec, and New BldgVint records while post-processing building energy simulations | EPr | CZ08 | 1975 | Any | 34.216 | DEER2019 | 2019-01-01 |  | 2024-02-06 15:16 | Deemed Ex Ante Team |  | 2024-02-06 15:16 | Deemed Ex Ante Team
Old | Com | For producing Old, Ex, Rec, and New BldgVint records while post-processing building energy simulations | EPr | CZ08 | 1985 | Any | 3.773 | DEER2019 | 2019-01-01 |  | 2024-02-06 15:16 | Deemed Ex Ante Team |  | 2024-02-06 15:16 | Deemed Ex Ante Team
Old | Com | For producing Old, Ex, Rec, and New BldgVint records while post-processing building energy simulations | EPr | CZ08 | 1996 | Any | 3.354 | DEER2019 | 2019-01-01 |  | 2024-02-06 15:16 | Deemed Ex Ante Team |  | 2024-02-06 15:16 | Deemed Ex Ante Team
Old | Com | For producing Old, Ex, Rec, and New BldgVint records while post-processing building energy simulations | EPr | CZ09 | 1975 | Any | 25.511 | DEER2019 | 2019-01-01 |  | 2024-02-06 15:16 | Deemed Ex Ante Team |  | 2024-02-06 15:16 | Deemed Ex Ante Team
Old | Com | For producing Old, Ex, Rec, and New BldgVint records while post-processing building energy simulations | EPr | CZ09 | 1985 | Any | 2.328 | DEER2019 | 2019-01-01 |  | 2024-02-06 15:16 | Deemed Ex Ante Team |  | 2024-02-06 15:16 | Deemed Ex Ante Team
Old | Com | For producing Old, Ex, Rec, and New BldgVint records while post-processing building energy simulations | EPr | CZ09 | 1996 | Any | 2.25 | DEER2019 | 2019-01-01 |  | 2024-02-06 15:16 | Deemed Ex Ante Team |  | 2024-02-06 15:16 | Deemed Ex Ante Team
Old | Com | For producing Old, Ex, Rec, and New BldgVint records while post-processing building energy simulations | EPr | CZ10 | 1975 | Any | 13.802 | DEER2019 | 2019-01-01 |  | 2024-02-06 15:16 | Deemed Ex Ante Team |  | 2024-02-06 15:16 | Deemed Ex Ante Team
Old | Com | For producing Old, Ex, Rec, and New BldgVint records while post-processing building energy simulations | EPr | CZ10 | 1985 | Any | 5.472 | DEER2019 | 2019-01-01 |  | 2024-02-06 15:16 | Deemed Ex Ante Team |  | 2024-02-06 15:16 | Deemed Ex Ante Team
Old | Com | For producing Old, Ex, Rec, and New BldgVint records while post-processing building energy simulations | EPr | CZ10 | 1996 | Any | 5.56 | DEER2019 | 2019-01-01 |  | 2024-02-06 15:16 | Deemed Ex Ante Team |  | 2024-02-06 15:16 | Deemed Ex Ante Team
Old | Com | For producing Old, Ex, Rec, and New BldgVint records while post-processing building energy simulations | EPr | CZ11 | 1975 | Any | 2.407 | DEER2019 | 2019-01-01 |  | 2024-02-06 15:16 | Deemed Ex Ante Team |  | 2024-02-06 15:16 | Deemed Ex Ante Team
Old | Com | For producing Old, Ex, Rec, and New BldgVint records while post-processing building energy simulations | EPr | CZ11 | 1985 | Any | 0.528 | DEER2019 | 2019-01-01 |  | 2024-02-06 15:16 | Deemed Ex Ante Team |  | 2024-02-06 15:16 | Deemed Ex Ante Team
Old | Com | For producing Old, Ex, Rec, and New BldgVint records while post-processing building energy simulations | EPr | CZ11 | 1996 | Any | 0.592 | DEER2019 | 2019-01-01 |  | 2024-02-06 15:16 | Deemed Ex Ante Team |  | 2024-02-06 15:16 | Deemed Ex Ante Team
Old | Com | For producing Old, Ex, Rec, and New BldgVint records while post-processing building energy simulations | EPr | CZ12 | 1975 | Any | 9.141 | DEER2019 | 2019-01-01 |  | 2024-02-06 15:16 | Deemed Ex Ante Team |  | 2024-02-06 15:16 | Deemed Ex Ante Team
Old | Com | For producing Old, Ex, Rec, and New BldgVint records while post-processing building energy simulations | EPr | CZ12 | 1985 | Any | 1.544 | DEER2019 | 2019-01-01 |  | 2024-02-06 15:16 | Deemed Ex Ante Team |  | 2024-02-06 15:16 | Deemed Ex Ante Team
Old | Com | For producing Old, Ex, Rec, and New BldgVint records while post-processing building energy simulations | EPr | CZ12 | 1996 | Any | 1.833 | DEER2019 | 2019-01-01 |  | 2024-02-06 15:16 | Deemed Ex Ante Team |  | 2024-02-06 15:16 | Deemed Ex Ante Team
Old | Com | For producing Old, Ex, Rec, and New BldgVint records while post-processing building energy simulations | EPr | CZ13 | 1975 | Any | 9.557 | DEER2019 | 2019-01-01 |  | 2024-02-06 15:16 | Deemed Ex Ante Team |  | 2024-02-06 15:16 | Deemed Ex Ante Team
Old | Com | For producing Old, Ex, Rec, and New BldgVint records while post-processing building energy simulations | EPr | CZ13 | 1985 | Any | 2.008 | DEER2019 | 2019-01-01 |  | 2024-02-06 15:16 | Deemed Ex Ante Team |  | 2024-02-06 15:16 | Deemed Ex Ante Team
Old | Com | For producing Old, Ex, Rec, and New BldgVint records while post-processing building energy simulations | EPr | CZ13 | 1996 | Any | 2.746 | DEER2019 | 2019-01-01 |  | 2024-02-06 15:16 | Deemed Ex Ante Team |  | 2024-02-06 15:16 | Deemed Ex Ante Team
Old | Com | For producing Old, Ex, Rec, and New BldgVint records while post-processing building energy simulations | EPr | CZ14 | 1975 | Any | 3.661 | DEER2019 | 2019-01-01 |  | 2024-02-06 15:16 | Deemed Ex Ante Team |  | 2024-02-06 15:16 | Deemed Ex Ante Team
Old | Com | For producing Old, Ex, Rec, and New BldgVint records while post-processing building energy simulations | EPr | CZ14 | 1985 | Any | 1.075 | DEER2019 | 2019-01-01 |  | 2024-02-06 15:16 | Deemed Ex Ante Team |  | 2024-02-06 15:16 | Deemed Ex Ante Team
Old | Com | For producing Old, Ex, Rec, and New BldgVint records while post-processing building energy simulations | EPr | CZ14 | 1996 | Any | 1.093 | DEER2019 | 2019-01-01 |  | 2024-02-06 15:16 | Deemed Ex Ante Team |  | 2024-02-06 15:16 | Deemed Ex Ante Team
Old | Com | For producing Old, Ex, Rec, and New BldgVint records while post-processing building energy simulations | EPr | CZ15 | 1975 | Any | 1.017 | DEER2019 | 2019-01-01 |  | 2024-02-06 15:16 | Deemed Ex Ante Team |  | 2024-02-06 15:16 | Deemed Ex Ante Team
Old | Com | For producing Old, Ex, Rec, and New BldgVint records while post-processing building energy simulations | EPr | CZ15 | 1985 | Any | 0.433 | DEER2019 | 2019-01-01 |  | 2024-02-06 15:16 | Deemed Ex Ante Team |  | 2024-02-06 15:16 | Deemed Ex Ante Team
Old | Com | For producing Old, Ex, Rec, and New BldgVint records while post-processing building energy simulations | EPr | CZ15 | 1996 | Any | 0.439 | DEER2019 | 2019-01-01 |  | 2024-02-06 15:16 | Deemed Ex Ante Team |  | 2024-02-06 15:16 | Deemed Ex Ante Team
Old | Com | For producing Old, Ex, Rec, and New BldgVint records while post-processing building energy simulations | EPr | CZ16 | 1975 | Any | 1.931 | DEER2019 | 2019-01-01 |  | 2024-02-06 15:16 | Deemed Ex Ante Team |  | 2024-02-06 15:16 | Deemed Ex Ante Team
Old | Com | For producing Old, Ex, Rec, and New BldgVint records while post-processing building energy simulations | EPr | CZ16 | 1985 | Any | 0.611 | DEER2019 | 2019-01-01 |  | 2024-02-06 15:16 | Deemed Ex Ante Team |  | 2024-02-06 15:16 | Deemed Ex Ante Team
Old | Com | For producing Old, Ex, Rec, and New BldgVint records while post-processing building energy simulations | EPr | CZ16 | 1996 | Any | 0.632 | DEER2019 | 2019-01-01 |  | 2024-02-06 15:16 | Deemed Ex Ante Team |  | 2024-02-06 15:16 | Deemed Ex Ante Team
Old | Com | For producing Old, Ex, Rec, and New BldgVint records while post-processing building energy simulations | ERC | CZ01 | 1975 | Any | 0.431 | DEER2019 | 2019-01-01 |  | 2024-02-06 15:16 | Deemed Ex Ante Team |  | 2024-02-06 15:16 | Deemed Ex Ante Team
Old | Com | For producing Old, Ex, Rec, and New BldgVint records while post-processing building energy simulations | ERC | CZ01 | 1985 | Any | 0.113 | DEER2019 | 2019-01-01 |  | 2024-02-06 15:16 | Deemed Ex Ante Team |  | 2024-02-06 15:16 | Deemed Ex Ante Team
Old | Com | For producing Old, Ex, Rec, and New BldgVint records while post-processing building energy simulations | ERC | CZ01 | 1996 | Any | 0.058 | DEER2019 | 2019-01-01 |  | 2024-02-06 15:16 | Deemed Ex Ante Team |  | 2024-02-06 15:16 | Deemed Ex Ante Team
Old | Com | For producing Old, Ex, Rec, and New BldgVint records while post-processing building energy simulations | ERC | CZ02 | 1975 | Any | 3.55 | DEER2019 | 2019-01-01 |  | 2024-02-06 15:16 | Deemed Ex Ante Team |  | 2024-02-06 15:16 | Deemed Ex Ante Team
Old | Com | For producing Old, Ex, Rec, and New BldgVint records while post-processing building energy simulations | ERC | CZ02 | 1985 | Any | 0.451 | DEER2019 | 2019-01-01 |  | 2024-02-06 15:16 | Deemed Ex Ante Team |  | 2024-02-06 15:16 | Deemed Ex Ante Team
Old | Com | For producing Old, Ex, Rec, and New BldgVint records while post-processing building energy simulations | ERC | CZ02 | 1996 | Any | 0.514 | DEER2019 | 2019-01-01 |  | 2024-02-06 15:16 | Deemed Ex Ante Team |  | 2024-02-06 15:16 | Deemed Ex Ante Team
Old | Com | For producing Old, Ex, Rec, and New BldgVint records while post-processing building energy simulations | ERC | CZ03 | 1975 | Any | 15.07 | DEER2019 | 2019-01-01 |  | 2024-02-06 15:16 | Deemed Ex Ante Team |  | 2024-02-06 15:16 | Deemed Ex Ante Team
Old | Com | For producing Old, Ex, Rec, and New BldgVint records while post-processing building energy simulations | ERC | CZ03 | 1985 | Any | 1.104 | DEER2019 | 2019-01-01 |  | 2024-02-06 15:16 | Deemed Ex Ante Team |  | 2024-02-06 15:16 | Deemed Ex Ante Team
Old | Com | For producing Old, Ex, Rec, and New BldgVint records while post-processing building energy simulations | ERC | CZ03 | 1996 | Any | 1.609 | DEER2019 | 2019-01-01 |  | 2024-02-06 15:16 | Deemed Ex Ante Team |  | 2024-02-06 15:16 | Deemed Ex Ante Team
Old | Com | For producing Old, Ex, Rec, and New BldgVint records while post-processing building energy simulations | ERC | CZ04 | 1975 | Any | 6.786 | DEER2019 | 2019-01-01 |  | 2024-02-06 15:16 | Deemed Ex Ante Team |  | 2024-02-06 15:16 | Deemed Ex Ante Team
Old | Com | For producing Old, Ex, Rec, and New BldgVint records while post-processing building energy simulations | ERC | CZ04 | 1985 | Any | 0.813 | DEER2019 | 2019-01-01 |  | 2024-02-06 15:16 | Deemed Ex Ante Team |  | 2024-02-06 15:16 | Deemed Ex Ante Team
Old | Com | For producing Old, Ex, Rec, and New BldgVint records while post-processing building energy simulations | ERC | CZ04 | 1996 | Any | 1.141 | DEER2019 | 2019-01-01 |  | 2024-02-06 15:16 | Deemed Ex Ante Team |  | 2024-02-06 15:16 | Deemed Ex Ante Team
Old | Com | For producing Old, Ex, Rec, and New BldgVint records while post-processing building energy simulations | ERC | CZ05 | 1975 | Any | 1.039 | DEER2019 | 2019-01-01 |  | 2024-02-06 15:16 | Deemed Ex Ante Team |  | 2024-02-06 15:16 | Deemed Ex Ante Team
Old | Com | For producing Old, Ex, Rec, and New BldgVint records while post-processing building energy simulations | ERC | CZ05 | 1985 | Any | 0.125 | DEER2019 | 2019-01-01 |  | 2024-02-06 15:16 | Deemed Ex Ante Team |  | 2024-02-06 15:16 | Deemed Ex Ante Team
Old | Com | For producing Old, Ex, Rec, and New BldgVint records while post-processing building energy simulations | ERC | CZ05 | 1996 | Any | 0.169 | DEER2019 | 2019-01-01 |  | 2024-02-06 15:16 | Deemed Ex Ante Team |  | 2024-02-06 15:16 | Deemed Ex Ante Team
Old | Com | For producing Old, Ex, Rec, and New BldgVint records while post-processing building energy simulations | ERC | CZ06 | 1975 | Any | 19.661 | DEER2019 | 2019-01-01 |  | 2024-02-06 15:16 | Deemed Ex Ante Team |  | 2024-02-06 15:16 | Deemed Ex Ante Team
Old | Com | For producing Old, Ex, Rec, and New BldgVint records while post-processing building energy simulations | ERC | CZ06 | 1985 | Any | 2.199 | DEER2019 | 2019-01-01 |  | 2024-02-06 15:16 | Deemed Ex Ante Team |  | 2024-02-06 15:16 | Deemed Ex Ante Team
Old | Com | For producing Old, Ex, Rec, and New BldgVint records while post-processing building energy simulations | ERC | CZ06 | 1996 | Any | 1.942 | DEER2019 | 2019-01-01 |  | 2024-02-06 15:16 | Deemed Ex Ante Team |  | 2024-02-06 15:16 | Deemed Ex Ante Team
Old | Com | For producing Old, Ex, Rec, and New BldgVint records while post-processing building energy simulations | ERC | CZ07 | 1975 | Any | 4.474 | DEER2019 | 2019-01-01 |  | 2024-02-06 15:16 | Deemed Ex Ante Team |  | 2024-02-06 15:16 | Deemed Ex Ante Team
Old | Com | For producing Old, Ex, Rec, and New BldgVint records while post-processing building energy simulations | ERC | CZ07 | 1985 | Any | 1.161 | DEER2019 | 2019-01-01 |  | 2024-02-06 15:16 | Deemed Ex Ante Team |  | 2024-02-06 15:16 | Deemed Ex Ante Team
Old | Com | For producing Old, Ex, Rec, and New BldgVint records while post-processing building energy simulations | ERC | CZ07 | 1996 | Any | 1.194 | DEER2019 | 2019-01-01 |  | 2024-02-06 15:16 | Deemed Ex Ante Team |  | 2024-02-06 15:16 | Deemed Ex Ante Team
Old | Com | For producing Old, Ex, Rec, and New BldgVint records while post-processing building energy simulations | ERC | CZ08 | 1975 | Any | 34.216 | DEER2019 | 2019-01-01 |  | 2024-02-06 15:16 | Deemed Ex Ante Team |  | 2024-02-06 15:16 | Deemed Ex Ante Team
Old | Com | For producing Old, Ex, Rec, and New BldgVint records while post-processing building energy simulations | ERC | CZ08 | 1985 | Any | 3.773 | DEER2019 | 2019-01-01 |  | 2024-02-06 15:16 | Deemed Ex Ante Team |  | 2024-02-06 15:16 | Deemed Ex Ante Team
Old | Com | For producing Old, Ex, Rec, and New BldgVint records while post-processing building energy simulations | ERC | CZ08 | 1996 | Any | 3.354 | DEER2019 | 2019-01-01 |  | 2024-02-06 15:16 | Deemed Ex Ante Team |  | 2024-02-06 15:16 | Deemed Ex Ante Team
Old | Com | For producing Old, Ex, Rec, and New BldgVint records while post-processing building energy simulations | ERC | CZ09 | 1975 | Any | 25.511 | DEER2019 | 2019-01-01 |  | 2024-02-06 15:16 | Deemed Ex Ante Team |  | 2024-02-06 15:16 | Deemed Ex Ante Team
Old | Com | For producing Old, Ex, Rec, and New BldgVint records while post-processing building energy simulations | ERC | CZ09 | 1985 | Any | 2.328 | DEER2019 | 2019-01-01 |  | 2024-02-06 15:16 | Deemed Ex Ante Team |  | 2024-02-06 15:16 | Deemed Ex Ante Team
Old | Com | For producing Old, Ex, Rec, and New BldgVint records while post-processing building energy simulations | ERC | CZ09 | 1996 | Any | 2.25 | DEER2019 | 2019-01-01 |  | 2024-02-06 15:16 | Deemed Ex Ante Team |  | 2024-02-06 15:16 | Deemed Ex Ante Team
Old | Com | For producing Old, Ex, Rec, and New BldgVint records while post-processing building energy simulations | ERC | CZ10 | 1975 | Any | 13.802 | DEER2019 | 2019-01-01 |  | 2024-02-06 15:16 | Deemed Ex Ante Team |  | 2024-02-06 15:16 | Deemed Ex Ante Team
Old | Com | For producing Old, Ex, Rec, and New BldgVint records while post-processing building energy simulations | ERC | CZ10 | 1985 | Any | 5.472 | DEER2019 | 2019-01-01 |  | 2024-02-06 15:16 | Deemed Ex Ante Team |  | 2024-02-06 15:16 | Deemed Ex Ante Team
Old | Com | For producing Old, Ex, Rec, and New BldgVint records while post-processing building energy simulations | ERC | CZ10 | 1996 | Any | 5.56 | DEER2019 | 2019-01-01 |  | 2024-02-06 15:16 | Deemed Ex Ante Team |  | 2024-02-06 15:16 | Deemed Ex Ante Team
Old | Com | For producing Old, Ex, Rec, and New BldgVint records while post-processing building energy simulations | ERC | CZ11 | 1975 | Any | 2.407 | DEER2019 | 2019-01-01 |  | 2024-02-06 15:16 | Deemed Ex Ante Team |  | 2024-02-06 15:16 | Deemed Ex Ante Team
Old | Com | For producing Old, Ex, Rec, and New BldgVint records while post-processing building energy simulations | ERC | CZ11 | 1985 | Any | 0.528 | DEER2019 | 2019-01-01 |  | 2024-02-06 15:16 | Deemed Ex Ante Team |  | 2024-02-06 15:16 | Deemed Ex Ante Team
Old | Com | For producing Old, Ex, Rec, and New BldgVint records while post-processing building energy simulations | ERC | CZ11 | 1996 | Any | 0.592 | DEER2019 | 2019-01-01 |  | 2024-02-06 15:16 | Deemed Ex Ante Team |  | 2024-02-06 15:16 | Deemed Ex Ante Team
Old | Com | For producing Old, Ex, Rec, and New BldgVint records while post-processing building energy simulations | ERC | CZ12 | 1975 | Any | 9.141 | DEER2019 | 2019-01-01 |  | 2024-02-06 15:16 | Deemed Ex Ante Team |  | 2024-02-06 15:16 | Deemed Ex Ante Team
Old | Com | For producing Old, Ex, Rec, and New BldgVint records while post-processing building energy simulations | ERC | CZ12 | 1985 | Any | 1.544 | DEER2019 | 2019-01-01 |  | 2024-02-06 15:16 | Deemed Ex Ante Team |  | 2024-02-06 15:16 | Deemed Ex Ante Team
Old | Com | For producing Old, Ex, Rec, and New BldgVint records while post-processing building energy simulations | ERC | CZ12 | 1996 | Any | 1.833 | DEER2019 | 2019-01-01 |  | 2024-02-06 15:16 | Deemed Ex Ante Team |  | 2024-02-06 15:16 | Deemed Ex Ante Team
Old | Com | For producing Old, Ex, Rec, and New BldgVint records while post-processing building energy simulations | ERC | CZ13 | 1975 | Any | 9.557 | DEER2019 | 2019-01-01 |  | 2024-02-06 15:16 | Deemed Ex Ante Team |  | 2024-02-06 15:16 | Deemed Ex Ante Team
Old | Com | For producing Old, Ex, Rec, and New BldgVint records while post-processing building energy simulations | ERC | CZ13 | 1985 | Any | 2.008 | DEER2019 | 2019-01-01 |  | 2024-02-06 15:16 | Deemed Ex Ante Team |  | 2024-02-06 15:16 | Deemed Ex Ante Team
Old | Com | For producing Old, Ex, Rec, and New BldgVint records while post-processing building energy simulations | ERC | CZ13 | 1996 | Any | 2.746 | DEER2019 | 2019-01-01 |  | 2024-02-06 15:16 | Deemed Ex Ante Team |  | 2024-02-06 15:16 | Deemed Ex Ante Team
Old | Com | For producing Old, Ex, Rec, and New BldgVint records while post-processing building energy simulations | ERC | CZ14 | 1975 | Any | 3.661 | DEER2019 | 2019-01-01 |  | 2024-02-06 15:16 | Deemed Ex Ante Team |  | 2024-02-06 15:16 | Deemed Ex Ante Team
Old | Com | For producing Old, Ex, Rec, and New BldgVint records while post-processing building energy simulations | ERC | CZ14 | 1985 | Any | 1.075 | DEER2019 | 2019-01-01 |  | 2024-02-06 15:16 | Deemed Ex Ante Team |  | 2024-02-06 15:16 | Deemed Ex Ante Team
Old | Com | For producing Old, Ex, Rec, and New BldgVint records while post-processing building energy simulations | ERC | CZ14 | 1996 | Any | 1.093 | DEER2019 | 2019-01-01 |  | 2024-02-06 15:16 | Deemed Ex Ante Team |  | 2024-02-06 15:16 | Deemed Ex Ante Team
Old | Com | For producing Old, Ex, Rec, and New BldgVint records while post-processing building energy simulations | ERC | CZ15 | 1975 | Any | 1.017 | DEER2019 | 2019-01-01 |  | 2024-02-06 15:16 | Deemed Ex Ante Team |  | 2024-02-06 15:16 | Deemed Ex Ante Team
Old | Com | For producing Old, Ex, Rec, and New BldgVint records while post-processing building energy simulations | ERC | CZ15 | 1985 | Any | 0.433 | DEER2019 | 2019-01-01 |  | 2024-02-06 15:16 | Deemed Ex Ante Team |  | 2024-02-06 15:16 | Deemed Ex Ante Team
Old | Com | For producing Old, Ex, Rec, and New BldgVint records while post-processing building energy simulations | ERC | CZ15 | 1996 | Any | 0.439 | DEER2019 | 2019-01-01 |  | 2024-02-06 15:16 | Deemed Ex Ante Team |  | 2024-02-06 15:16 | Deemed Ex Ante Team
Old | Com | For producing Old, Ex, Rec, and New BldgVint records while post-processing building energy simulations | ERC | CZ16 | 1975 | Any | 1.931 | DEER2019 | 2019-01-01 |  | 2024-02-06 15:16 | Deemed Ex Ante Team |  | 2024-02-06 15:16 | Deemed Ex Ante Team
Old | Com | For producing Old, Ex, Rec, and New BldgVint records while post-processing building energy simulations | ERC | CZ16 | 1985 | Any | 0.611 | DEER2019 | 2019-01-01 |  | 2024-02-06 15:16 | Deemed Ex Ante Team |  | 2024-02-06 15:16 | Deemed Ex Ante Team
Old | Com | For producing Old, Ex, Rec, and New BldgVint records while post-processing building energy simulations | ERC | CZ16 | 1996 | Any | 0.632 | DEER2019 | 2019-01-01 |  | 2024-02-06 15:16 | Deemed Ex Ante Team |  | 2024-02-06 15:16 | Deemed Ex Ante Team
Old | Com | For producing Old, Ex, Rec, and New BldgVint records while post-processing building energy simulations | ESe | CZ01 | 1975 | Any | 0.431 | DEER2019 | 2019-01-01 |  | 2024-02-06 15:16 | Deemed Ex Ante Team |  | 2024-02-06 15:16 | Deemed Ex Ante Team
Old | Com | For producing Old, Ex, Rec, and New BldgVint records while post-processing building energy simulations | ESe | CZ01 | 1985 | Any | 0.113 | DEER2019 | 2019-01-01 |  | 2024-02-06 15:16 | Deemed Ex Ante Team |  | 2024-02-06 15:16 | Deemed Ex Ante Team
Old | Com | For producing Old, Ex, Rec, and New BldgVint records while post-processing building energy simulations | ESe | CZ01 | 1996 | Any | 0.058 | DEER2019 | 2019-01-01 |  | 2024-02-06 15:16 | Deemed Ex Ante Team |  | 2024-02-06 15:16 | Deemed Ex Ante Team
Old | Com | For producing Old, Ex, Rec, and New BldgVint records while post-processing building energy simulations | ESe | CZ02 | 1975 | Any | 3.55 | DEER2019 | 2019-01-01 |  | 2024-02-06 15:16 | Deemed Ex Ante Team |  | 2024-02-06 15:16 | Deemed Ex Ante Team
Old | Com | For producing Old, Ex, Rec, and New BldgVint records while post-processing building energy simulations | ESe | CZ02 | 1985 | Any | 0.451 | DEER2019 | 2019-01-01 |  | 2024-02-06 15:16 | Deemed Ex Ante Team |  | 2024-02-06 15:16 | Deemed Ex Ante Team
Old | Com | For producing Old, Ex, Rec, and New BldgVint records while post-processing building energy simulations | ESe | CZ02 | 1996 | Any | 0.514 | DEER2019 | 2019-01-01 |  | 2024-02-06 15:16 | Deemed Ex Ante Team |  | 2024-02-06 15:16 | Deemed Ex Ante Team
Old | Com | For producing Old, Ex, Rec, and New BldgVint records while post-processing building energy simulations | ESe | CZ03 | 1975 | Any | 15.07 | DEER2019 | 2019-01-01 |  | 2024-02-06 15:16 | Deemed Ex Ante Team |  | 2024-02-06 15:16 | Deemed Ex Ante Team
Old | Com | For producing Old, Ex, Rec, and New BldgVint records while post-processing building energy simulations | ESe | CZ03 | 1985 | Any | 1.104 | DEER2019 | 2019-01-01 |  | 2024-02-06 15:16 | Deemed Ex Ante Team |  | 2024-02-06 15:16 | Deemed Ex Ante Team
Old | Com | For producing Old, Ex, Rec, and New BldgVint records while post-processing building energy simulations | ESe | CZ03 | 1996 | Any | 1.609 | DEER2019 | 2019-01-01 |  | 2024-02-06 15:16 | Deemed Ex Ante Team |  | 2024-02-06 15:16 | Deemed Ex Ante Team
Old | Com | For producing Old, Ex, Rec, and New BldgVint records while post-processing building energy simulations | ESe | CZ04 | 1975 | Any | 6.786 | DEER2019 | 2019-01-01 |  | 2024-02-06 15:16 | Deemed Ex Ante Team |  | 2024-02-06 15:16 | Deemed Ex Ante Team
Old | Com | For producing Old, Ex, Rec, and New BldgVint records while post-processing building energy simulations | ESe | CZ04 | 1985 | Any | 0.813 | DEER2019 | 2019-01-01 |  | 2024-02-06 15:16 | Deemed Ex Ante Team |  | 2024-02-06 15:16 | Deemed Ex Ante Team
Old | Com | For producing Old, Ex, Rec, and New BldgVint records while post-processing building energy simulations | ESe | CZ04 | 1996 | Any | 1.141 | DEER2019 | 2019-01-01 |  | 2024-02-06 15:16 | Deemed Ex Ante Team |  | 2024-02-06 15:16 | Deemed Ex Ante Team
Old | Com | For producing Old, Ex, Rec, and New BldgVint records while post-processing building energy simulations | ESe | CZ05 | 1975 | Any | 1.039 | DEER2019 | 2019-01-01 |  | 2024-02-06 15:16 | Deemed Ex Ante Team |  | 2024-02-06 15:16 | Deemed Ex Ante Team
Old | Com | For producing Old, Ex, Rec, and New BldgVint records while post-processing building energy simulations | ESe | CZ05 | 1985 | Any | 0.125 | DEER2019 | 2019-01-01 |  | 2024-02-06 15:16 | Deemed Ex Ante Team |  | 2024-02-06 15:16 | Deemed Ex Ante Team
Old | Com | For producing Old, Ex, Rec, and New BldgVint records while post-processing building energy simulations | ESe | CZ05 | 1996 | Any | 0.169 | DEER2019 | 2019-01-01 |  | 2024-02-06 15:16 | Deemed Ex Ante Team |  | 2024-02-06 15:16 | Deemed Ex Ante Team
Old | Com | For producing Old, Ex, Rec, and New BldgVint records while post-processing building energy simulations | ESe | CZ06 | 1975 | Any | 19.661 | DEER2019 | 2019-01-01 |  | 2024-02-06 15:16 | Deemed Ex Ante Team |  | 2024-02-06 15:16 | Deemed Ex Ante Team
Old | Com | For producing Old, Ex, Rec, and New BldgVint records while post-processing building energy simulations | ESe | CZ06 | 1985 | Any | 2.199 | DEER2019 | 2019-01-01 |  | 2024-02-06 15:16 | Deemed Ex Ante Team |  | 2024-02-06 15:16 | Deemed Ex Ante Team
Old | Com | For producing Old, Ex, Rec, and New BldgVint records while post-processing building energy simulations | ESe | CZ06 | 1996 | Any | 1.942 | DEER2019 | 2019-01-01 |  | 2024-02-06 15:16 | Deemed Ex Ante Team |  | 2024-02-06 15:16 | Deemed Ex Ante Team
Old | Com | For producing Old, Ex, Rec, and New BldgVint records while post-processing building energy simulations | ESe | CZ07 | 1975 | Any | 4.474 | DEER2019 | 2019-01-01 |  | 2024-02-06 15:16 | Deemed Ex Ante Team |  | 2024-02-06 15:16 | Deemed Ex Ante Team
Old | Com | For producing Old, Ex, Rec, and New BldgVint records while post-processing building energy simulations | ESe | CZ07 | 1985 | Any | 1.161 | DEER2019 | 2019-01-01 |  | 2024-02-06 15:16 | Deemed Ex Ante Team |  | 2024-02-06 15:16 | Deemed Ex Ante Team
Old | Com | For producing Old, Ex, Rec, and New BldgVint records while post-processing building energy simulations | ESe | CZ07 | 1996 | Any | 1.194 | DEER2019 | 2019-01-01 |  | 2024-02-06 15:16 | Deemed Ex Ante Team |  | 2024-02-06 15:16 | Deemed Ex Ante Team
Old | Com | For producing Old, Ex, Rec, and New BldgVint records while post-processing building energy simulations | ESe | CZ08 | 1975 | Any | 34.216 | DEER2019 | 2019-01-01 |  | 2024-02-06 15:16 | Deemed Ex Ante Team |  | 2024-02-06 15:16 | Deemed Ex Ante Team
Old | Com | For producing Old, Ex, Rec, and New BldgVint records while post-processing building energy simulations | ESe | CZ08 | 1985 | Any | 3.773 | DEER2019 | 2019-01-01 |  | 2024-02-06 15:16 | Deemed Ex Ante Team |  | 2024-02-06 15:16 | Deemed Ex Ante Team
Old | Com | For producing Old, Ex, Rec, and New BldgVint records while post-processing building energy simulations | ESe | CZ08 | 1996 | Any | 3.354 | DEER2019 | 2019-01-01 |  | 2024-02-06 15:16 | Deemed Ex Ante Team |  | 2024-02-06 15:16 | Deemed Ex Ante Team
Old | Com | For producing Old, Ex, Rec, and New BldgVint records while post-processing building energy simulations | ESe | CZ09 | 1975 | Any | 25.511 | DEER2019 | 2019-01-01 |  | 2024-02-06 15:16 | Deemed Ex Ante Team |  | 2024-02-06 15:16 | Deemed Ex Ante Team
Old | Com | For producing Old, Ex, Rec, and New BldgVint records while post-processing building energy simulations | ESe | CZ09 | 1985 | Any | 2.328 | DEER2019 | 2019-01-01 |  | 2024-02-06 15:16 | Deemed Ex Ante Team |  | 2024-02-06 15:16 | Deemed Ex Ante Team
Old | Com | For producing Old, Ex, Rec, and New BldgVint records while post-processing building energy simulations | ESe | CZ09 | 1996 | Any | 2.25 | DEER2019 | 2019-01-01 |  | 2024-02-06 15:16 | Deemed Ex Ante Team |  | 2024-02-06 15:16 | Deemed Ex Ante Team
Old | Com | For producing Old, Ex, Rec, and New BldgVint records while post-processing building energy simulations | ESe | CZ10 | 1975 | Any | 13.802 | DEER2019 | 2019-01-01 |  | 2024-02-06 15:16 | Deemed Ex Ante Team |  | 2024-02-06 15:16 | Deemed Ex Ante Team
Old | Com | For producing Old, Ex, Rec, and New BldgVint records while post-processing building energy simulations | ESe | CZ10 | 1985 | Any | 5.472 | DEER2019 | 2019-01-01 |  | 2024-02-06 15:16 | Deemed Ex Ante Team |  | 2024-02-06 15:16 | Deemed Ex Ante Team
Old | Com | For producing Old, Ex, Rec, and New BldgVint records while post-processing building energy simulations | ESe | CZ10 | 1996 | Any | 5.56 | DEER2019 | 2019-01-01 |  | 2024-02-06 15:16 | Deemed Ex Ante Team |  | 2024-02-06 15:16 | Deemed Ex Ante Team
Old | Com | For producing Old, Ex, Rec, and New BldgVint records while post-processing building energy simulations | ESe | CZ11 | 1975 | Any | 2.407 | DEER2019 | 2019-01-01 |  | 2024-02-06 15:16 | Deemed Ex Ante Team |  | 2024-02-06 15:16 | Deemed Ex Ante Team
Old | Com | For producing Old, Ex, Rec, and New BldgVint records while post-processing building energy simulations | ESe | CZ11 | 1985 | Any | 0.528 | DEER2019 | 2019-01-01 |  | 2024-02-06 15:16 | Deemed Ex Ante Team |  | 2024-02-06 15:16 | Deemed Ex Ante Team
Old | Com | For producing Old, Ex, Rec, and New BldgVint records while post-processing building energy simulations | ESe | CZ11 | 1996 | Any | 0.592 | DEER2019 | 2019-01-01 |  | 2024-02-06 15:16 | Deemed Ex Ante Team |  | 2024-02-06 15:16 | Deemed Ex Ante Team
Old | Com | For producing Old, Ex, Rec, and New BldgVint records while post-processing building energy simulations | ESe | CZ12 | 1975 | Any | 9.141 | DEER2019 | 2019-01-01 |  | 2024-02-06 15:16 | Deemed Ex Ante Team |  | 2024-02-06 15:16 | Deemed Ex Ante Team
Old | Com | For producing Old, Ex, Rec, and New BldgVint records while post-processing building energy simulations | ESe | CZ12 | 1985 | Any | 1.544 | DEER2019 | 2019-01-01 |  | 2024-02-06 15:16 | Deemed Ex Ante Team |  | 2024-02-06 15:16 | Deemed Ex Ante Team
Old | Com | For producing Old, Ex, Rec, and New BldgVint records while post-processing building energy simulations | ESe | CZ12 | 1996 | Any | 1.833 | DEER2019 | 2019-01-01 |  | 2024-02-06 15:16 | Deemed Ex Ante Team |  | 2024-02-06 15:16 | Deemed Ex Ante Team
Old | Com | For producing Old, Ex, Rec, and New BldgVint records while post-processing building energy simulations | ESe | CZ13 | 1975 | Any | 9.557 | DEER2019 | 2019-01-01 |  | 2024-02-06 15:16 | Deemed Ex Ante Team |  | 2024-02-06 15:16 | Deemed Ex Ante Team
Old | Com | For producing Old, Ex, Rec, and New BldgVint records while post-processing building energy simulations | ESe | CZ13 | 1985 | Any | 2.008 | DEER2019 | 2019-01-01 |  | 2024-02-06 15:16 | Deemed Ex Ante Team |  | 2024-02-06 15:16 | Deemed Ex Ante Team
Old | Com | For producing Old, Ex, Rec, and New BldgVint records while post-processing building energy simulations | ESe | CZ13 | 1996 | Any | 2.746 | DEER2019 | 2019-01-01 |  | 2024-02-06 15:16 | Deemed Ex Ante Team |  | 2024-02-06 15:16 | Deemed Ex Ante Team
Old | Com | For producing Old, Ex, Rec, and New BldgVint records while post-processing building energy simulations | ESe | CZ14 | 1975 | Any | 3.661 | DEER2019 | 2019-01-01 |  | 2024-02-06 15:16 | Deemed Ex Ante Team |  | 2024-02-06 15:16 | Deemed Ex Ante Team
Old | Com | For producing Old, Ex, Rec, and New BldgVint records while post-processing building energy simulations | ESe | CZ14 | 1985 | Any | 1.075 | DEER2019 | 2019-01-01 |  | 2024-02-06 15:16 | Deemed Ex Ante Team |  | 2024-02-06 15:16 | Deemed Ex Ante Team
Old | Com | For producing Old, Ex, Rec, and New BldgVint records while post-processing building energy simulations | ESe | CZ14 | 1996 | Any | 1.093 | DEER2019 | 2019-01-01 |  | 2024-02-06 15:16 | Deemed Ex Ante Team |  | 2024-02-06 15:16 | Deemed Ex Ante Team
Old | Com | For producing Old, Ex, Rec, and New BldgVint records while post-processing building energy simulations | ESe | CZ15 | 1975 | Any | 1.017 | DEER2019 | 2019-01-01 |  | 2024-02-06 15:16 | Deemed Ex Ante Team |  | 2024-02-06 15:16 | Deemed Ex Ante Team
Old | Com | For producing Old, Ex, Rec, and New BldgVint records while post-processing building energy simulations | ESe | CZ15 | 1985 | Any | 0.433 | DEER2019 | 2019-01-01 |  | 2024-02-06 15:16 | Deemed Ex Ante Team |  | 2024-02-06 15:16 | Deemed Ex Ante Team
Old | Com | For producing Old, Ex, Rec, and New BldgVint records while post-processing building energy simulations | ESe | CZ15 | 1996 | Any | 0.439 | DEER2019 | 2019-01-01 |  | 2024-02-06 15:16 | Deemed Ex Ante Team |  | 2024-02-06 15:16 | Deemed Ex Ante Team
Old | Com | For producing Old, Ex, Rec, and New BldgVint records while post-processing building energy simulations | ESe | CZ16 | 1975 | Any | 1.931 | DEER2019 | 2019-01-01 |  | 2024-02-06 15:16 | Deemed Ex Ante Team |  | 2024-02-06 15:16 | Deemed Ex Ante Team
Old | Com | For producing Old, Ex, Rec, and New BldgVint records while post-processing building energy simulations | ESe | CZ16 | 1985 | Any | 0.611 | DEER2019 | 2019-01-01 |  | 2024-02-06 15:16 | Deemed Ex Ante Team |  | 2024-02-06 15:16 | Deemed Ex Ante Team
Old | Com | For producing Old, Ex, Rec, and New BldgVint records while post-processing building energy simulations | ESe | CZ16 | 1996 | Any | 0.632 | DEER2019 | 2019-01-01 |  | 2024-02-06 15:16 | Deemed Ex Ante Team |  | 2024-02-06 15:16 | Deemed Ex Ante Team
Old | Com | For producing Old, Ex, Rec, and New BldgVint records while post-processing building energy simulations | EUD | CZ01 | 1975 | Any | 1.298 | DEER2019 | 2019-01-01 |  | 2024-02-06 15:16 | Deemed Ex Ante Team |  | 2024-02-06 15:16 | Deemed Ex Ante Team
Old | Com | For producing Old, Ex, Rec, and New BldgVint records while post-processing building energy simulations | EUD | CZ01 | 1985 | Any | 0.236 | DEER2019 | 2019-01-01 |  | 2024-02-06 15:16 | Deemed Ex Ante Team |  | 2024-02-06 15:16 | Deemed Ex Ante Team
Old | Com | For producing Old, Ex, Rec, and New BldgVint records while post-processing building energy simulations | EUD | CZ01 | 1996 | Any | 0.119 | DEER2019 | 2019-01-01 |  | 2024-02-06 15:16 | Deemed Ex Ante Team |  | 2024-02-06 15:16 | Deemed Ex Ante Team
Old | Com | For producing Old, Ex, Rec, and New BldgVint records while post-processing building energy simulations | EUD | CZ02 | 1975 | Any | 2.853 | DEER2019 | 2019-01-01 |  | 2024-02-06 15:16 | Deemed Ex Ante Team |  | 2024-02-06 15:16 | Deemed Ex Ante Team
Old | Com | For producing Old, Ex, Rec, and New BldgVint records while post-processing building energy simulations | EUD | CZ02 | 1985 | Any | 0.685 | DEER2019 | 2019-01-01 |  | 2024-02-06 15:16 | Deemed Ex Ante Team |  | 2024-02-06 15:16 | Deemed Ex Ante Team
Old | Com | For producing Old, Ex, Rec, and New BldgVint records while post-processing building energy simulations | EUD | CZ02 | 1996 | Any | 0.397 | DEER2019 | 2019-01-01 |  | 2024-02-06 15:16 | Deemed Ex Ante Team |  | 2024-02-06 15:16 | Deemed Ex Ante Team
Old | Com | For producing Old, Ex, Rec, and New BldgVint records while post-processing building energy simulations | EUD | CZ03 | 1975 | Any | 15.601 | DEER2019 | 2019-01-01 |  | 2024-02-06 15:16 | Deemed Ex Ante Team |  | 2024-02-06 15:16 | Deemed Ex Ante Team
Old | Com | For producing Old, Ex, Rec, and New BldgVint records while post-processing building energy simulations | EUD | CZ03 | 1985 | Any | 2.662 | DEER2019 | 2019-01-01 |  | 2024-02-06 15:16 | Deemed Ex Ante Team |  | 2024-02-06 15:16 | Deemed Ex Ante Team
Old | Com | For producing Old, Ex, Rec, and New BldgVint records while post-processing building energy simulations | EUD | CZ03 | 1996 | Any | 2.083 | DEER2019 | 2019-01-01 |  | 2024-02-06 15:16 | Deemed Ex Ante Team |  | 2024-02-06 15:16 | Deemed Ex Ante Team
Old | Com | For producing Old, Ex, Rec, and New BldgVint records while post-processing building energy simulations | EUD | CZ04 | 1975 | Any | 3.418 | DEER2019 | 2019-01-01 |  | 2024-02-06 15:16 | Deemed Ex Ante Team |  | 2024-02-06 15:16 | Deemed Ex Ante Team
Old | Com | For producing Old, Ex, Rec, and New BldgVint records while post-processing building energy simulations | EUD | CZ04 | 1985 | Any | 0.886 | DEER2019 | 2019-01-01 |  | 2024-02-06 15:16 | Deemed Ex Ante Team |  | 2024-02-06 15:16 | Deemed Ex Ante Team
Old | Com | For producing Old, Ex, Rec, and New BldgVint records while post-processing building energy simulations | EUD | CZ04 | 1996 | Any | 0.501 | DEER2019 | 2019-01-01 |  | 2024-02-06 15:16 | Deemed Ex Ante Team |  | 2024-02-06 15:16 | Deemed Ex Ante Team
Old | Com | For producing Old, Ex, Rec, and New BldgVint records while post-processing building energy simulations | EUD | CZ05 | 1975 | Any | 2.602 | DEER2019 | 2019-01-01 |  | 2024-02-06 15:16 | Deemed Ex Ante Team |  | 2024-02-06 15:16 | Deemed Ex Ante Team
Old | Com | For producing Old, Ex, Rec, and New BldgVint records while post-processing building energy simulations | EUD | CZ05 | 1985 | Any | 0.676 | DEER2019 | 2019-01-01 |  | 2024-02-06 15:16 | Deemed Ex Ante Team |  | 2024-02-06 15:16 | Deemed Ex Ante Team
Old | Com | For producing Old, Ex, Rec, and New BldgVint records while post-processing building energy simulations | EUD | CZ05 | 1996 | Any | 0.383 | DEER2019 | 2019-01-01 |  | 2024-02-06 15:16 | Deemed Ex Ante Team |  | 2024-02-06 15:16 | Deemed Ex Ante Team
Old | Com | For producing Old, Ex, Rec, and New BldgVint records while post-processing building energy simulations | EUD | CZ06 | 1975 | Any | 16.178 | DEER2019 | 2019-01-01 |  | 2024-02-06 15:16 | Deemed Ex Ante Team |  | 2024-02-06 15:16 | Deemed Ex Ante Team
Old | Com | For producing Old, Ex, Rec, and New BldgVint records while post-processing building energy simulations | EUD | CZ06 | 1985 | Any | 5.165 | DEER2019 | 2019-01-01 |  | 2024-02-06 15:16 | Deemed Ex Ante Team |  | 2024-02-06 15:16 | Deemed Ex Ante Team
Old | Com | For producing Old, Ex, Rec, and New BldgVint records while post-processing building energy simulations | EUD | CZ06 | 1996 | Any | 3.507 | DEER2019 | 2019-01-01 |  | 2024-02-06 15:16 | Deemed Ex Ante Team |  | 2024-02-06 15:16 | Deemed Ex Ante Team
Old | Com | For producing Old, Ex, Rec, and New BldgVint records while post-processing building energy simulations | EUD | CZ07 | 1975 | Any | 3.617 | DEER2019 | 2019-01-01 |  | 2024-02-06 15:16 | Deemed Ex Ante Team |  | 2024-02-06 15:16 | Deemed Ex Ante Team
Old | Com | For producing Old, Ex, Rec, and New BldgVint records while post-processing building energy simulations | EUD | CZ07 | 1985 | Any | 3.151 | DEER2019 | 2019-01-01 |  | 2024-02-06 15:16 | Deemed Ex Ante Team |  | 2024-02-06 15:16 | Deemed Ex Ante Team
Old | Com | For producing Old, Ex, Rec, and New BldgVint records while post-processing building energy simulations | EUD | CZ07 | 1996 | Any | 1.792 | DEER2019 | 2019-01-01 |  | 2024-02-06 15:16 | Deemed Ex Ante Team |  | 2024-02-06 15:16 | Deemed Ex Ante Team
Old | Com | For producing Old, Ex, Rec, and New BldgVint records while post-processing building energy simulations | EUD | CZ08 | 1975 | Any | 27.006 | DEER2019 | 2019-01-01 |  | 2024-02-06 15:16 | Deemed Ex Ante Team |  | 2024-02-06 15:16 | Deemed Ex Ante Team
Old | Com | For producing Old, Ex, Rec, and New BldgVint records while post-processing building energy simulations | EUD | CZ08 | 1985 | Any | 8.47 | DEER2019 | 2019-01-01 |  | 2024-02-06 15:16 | Deemed Ex Ante Team |  | 2024-02-06 15:16 | Deemed Ex Ante Team
Old | Com | For producing Old, Ex, Rec, and New BldgVint records while post-processing building energy simulations | EUD | CZ08 | 1996 | Any | 5.616 | DEER2019 | 2019-01-01 |  | 2024-02-06 15:16 | Deemed Ex Ante Team |  | 2024-02-06 15:16 | Deemed Ex Ante Team
Old | Com | For producing Old, Ex, Rec, and New BldgVint records while post-processing building energy simulations | EUD | CZ09 | 1975 | Any | 17.811 | DEER2019 | 2019-01-01 |  | 2024-02-06 15:16 | Deemed Ex Ante Team |  | 2024-02-06 15:16 | Deemed Ex Ante Team
Old | Com | For producing Old, Ex, Rec, and New BldgVint records while post-processing building energy simulations | EUD | CZ09 | 1985 | Any | 3.101 | DEER2019 | 2019-01-01 |  | 2024-02-06 15:16 | Deemed Ex Ante Team |  | 2024-02-06 15:16 | Deemed Ex Ante Team
Old | Com | For producing Old, Ex, Rec, and New BldgVint records while post-processing building energy simulations | EUD | CZ09 | 1996 | Any | 2.599 | DEER2019 | 2019-01-01 |  | 2024-02-06 15:16 | Deemed Ex Ante Team |  | 2024-02-06 15:16 | Deemed Ex Ante Team
Old | Com | For producing Old, Ex, Rec, and New BldgVint records while post-processing building energy simulations | EUD | CZ10 | 1975 | Any | 5.578 | DEER2019 | 2019-01-01 |  | 2024-02-06 15:16 | Deemed Ex Ante Team |  | 2024-02-06 15:16 | Deemed Ex Ante Team
Old | Com | For producing Old, Ex, Rec, and New BldgVint records while post-processing building energy simulations | EUD | CZ10 | 1985 | Any | 3.689 | DEER2019 | 2019-01-01 |  | 2024-02-06 15:16 | Deemed Ex Ante Team |  | 2024-02-06 15:16 | Deemed Ex Ante Team
Old | Com | For producing Old, Ex, Rec, and New BldgVint records while post-processing building energy simulations | EUD | CZ10 | 1996 | Any | 2.433 | DEER2019 | 2019-01-01 |  | 2024-02-06 15:16 | Deemed Ex Ante Team |  | 2024-02-06 15:16 | Deemed Ex Ante Team
Old | Com | For producing Old, Ex, Rec, and New BldgVint records while post-processing building energy simulations | EUD | CZ11 | 1975 | Any | 3.496 | DEER2019 | 2019-01-01 |  | 2024-02-06 15:16 | Deemed Ex Ante Team |  | 2024-02-06 15:16 | Deemed Ex Ante Team
Old | Com | For producing Old, Ex, Rec, and New BldgVint records while post-processing building energy simulations | EUD | CZ11 | 1985 | Any | 0.564 | DEER2019 | 2019-01-01 |  | 2024-02-06 15:16 | Deemed Ex Ante Team |  | 2024-02-06 15:16 | Deemed Ex Ante Team
Old | Com | For producing Old, Ex, Rec, and New BldgVint records while post-processing building energy simulations | EUD | CZ11 | 1996 | Any | 0.579 | DEER2019 | 2019-01-01 |  | 2024-02-06 15:16 | Deemed Ex Ante Team |  | 2024-02-06 15:16 | Deemed Ex Ante Team
Old | Com | For producing Old, Ex, Rec, and New BldgVint records while post-processing building energy simulations | EUD | CZ12 | 1975 | Any | 4.858 | DEER2019 | 2019-01-01 |  | 2024-02-06 15:16 | Deemed Ex Ante Team |  | 2024-02-06 15:16 | Deemed Ex Ante Team
Old | Com | For producing Old, Ex, Rec, and New BldgVint records while post-processing building energy simulations | EUD | CZ12 | 1985 | Any | 0.977 | DEER2019 | 2019-01-01 |  | 2024-02-06 15:16 | Deemed Ex Ante Team |  | 2024-02-06 15:16 | Deemed Ex Ante Team
Old | Com | For producing Old, Ex, Rec, and New BldgVint records while post-processing building energy simulations | EUD | CZ12 | 1996 | Any | 0.778 | DEER2019 | 2019-01-01 |  | 2024-02-06 15:16 | Deemed Ex Ante Team |  | 2024-02-06 15:16 | Deemed Ex Ante Team
Old | Com | For producing Old, Ex, Rec, and New BldgVint records while post-processing building energy simulations | EUD | CZ13 | 1975 | Any | 6.142 | DEER2019 | 2019-01-01 |  | 2024-02-06 15:16 | Deemed Ex Ante Team |  | 2024-02-06 15:16 | Deemed Ex Ante Team
Old | Com | For producing Old, Ex, Rec, and New BldgVint records while post-processing building energy simulations | EUD | CZ13 | 1985 | Any | 1.406 | DEER2019 | 2019-01-01 |  | 2024-02-06 15:16 | Deemed Ex Ante Team |  | 2024-02-06 15:16 | Deemed Ex Ante Team
Old | Com | For producing Old, Ex, Rec, and New BldgVint records while post-processing building energy simulations | EUD | CZ13 | 1996 | Any | 1.246 | DEER2019 | 2019-01-01 |  | 2024-02-06 15:16 | Deemed Ex Ante Team |  | 2024-02-06 15:16 | Deemed Ex Ante Team
Old | Com | For producing Old, Ex, Rec, and New BldgVint records while post-processing building energy simulations | EUD | CZ14 | 1975 | Any | 1.671 | DEER2019 | 2019-01-01 |  | 2024-02-06 15:16 | Deemed Ex Ante Team |  | 2024-02-06 15:16 | Deemed Ex Ante Team
Old | Com | For producing Old, Ex, Rec, and New BldgVint records while post-processing building energy simulations | EUD | CZ14 | 1985 | Any | 0.952 | DEER2019 | 2019-01-01 |  | 2024-02-06 15:16 | Deemed Ex Ante Team |  | 2024-02-06 15:16 | Deemed Ex Ante Team
Old | Com | For producing Old, Ex, Rec, and New BldgVint records while post-processing building energy simulations | EUD | CZ14 | 1996 | Any | 0.671 | DEER2019 | 2019-01-01 |  | 2024-02-06 15:16 | Deemed Ex Ante Team |  | 2024-02-06 15:16 | Deemed Ex Ante Team
Old | Com | For producing Old, Ex, Rec, and New BldgVint records while post-processing building energy simulations | EUD | CZ15 | 1975 | Any | 1.292 | DEER2019 | 2019-01-01 |  | 2024-02-06 15:16 | Deemed Ex Ante Team |  | 2024-02-06 15:16 | Deemed Ex Ante Team
Old | Com | For producing Old, Ex, Rec, and New BldgVint records while post-processing building energy simulations | EUD | CZ15 | 1985 | Any | 0.784 | DEER2019 | 2019-01-01 |  | 2024-02-06 15:16 | Deemed Ex Ante Team |  | 2024-02-06 15:16 | Deemed Ex Ante Team
Old | Com | For producing Old, Ex, Rec, and New BldgVint records while post-processing building energy simulations | EUD | CZ15 | 1996 | Any | 0.544 | DEER2019 | 2019-01-01 |  | 2024-02-06 15:16 | Deemed Ex Ante Team |  | 2024-02-06 15:16 | Deemed Ex Ante Team
Old | Com | For producing Old, Ex, Rec, and New BldgVint records while post-processing building energy simulations | EUD | CZ16 | 1975 | Any | 3.014 | DEER2019 | 2019-01-01 |  | 2024-02-06 15:16 | Deemed Ex Ante Team |  | 2024-02-06 15:16 | Deemed Ex Ante Team
Old | Com | For producing Old, Ex, Rec, and New BldgVint records while post-processing building energy simulations | EUD | CZ16 | 1985 | Any | 1.764 | DEER2019 | 2019-01-01 |  | 2024-02-06 15:16 | Deemed Ex Ante Team |  | 2024-02-06 15:16 | Deemed Ex Ante Team
Old | Com | For producing Old, Ex, Rec, and New BldgVint records while post-processing building energy simulations | EUD | CZ16 | 1996 | Any | 1.229 | DEER2019 | 2019-01-01 |  | 2024-02-06 15:16 | Deemed Ex Ante Team |  | 2024-02-06 15:16 | Deemed Ex Ante Team
Old | Com | For producing Old, Ex, Rec, and New BldgVint records while post-processing building energy simulations | EUn | CZ01 | 1975 | Any | 1.298 | DEER2019 | 2019-01-01 |  | 2024-02-06 15:16 | Deemed Ex Ante Team |  | 2024-02-06 15:16 | Deemed Ex Ante Team
Old | Com | For producing Old, Ex, Rec, and New BldgVint records while post-processing building energy simulations | EUn | CZ01 | 1985 | Any | 0.236 | DEER2019 | 2019-01-01 |  | 2024-02-06 15:16 | Deemed Ex Ante Team |  | 2024-02-06 15:16 | Deemed Ex Ante Team
Old | Com | For producing Old, Ex, Rec, and New BldgVint records while post-processing building energy simulations | EUn | CZ01 | 1996 | Any | 0.119 | DEER2019 | 2019-01-01 |  | 2024-02-06 15:16 | Deemed Ex Ante Team |  | 2024-02-06 15:16 | Deemed Ex Ante Team
Old | Com | For producing Old, Ex, Rec, and New BldgVint records while post-processing building energy simulations | EUn | CZ02 | 1975 | Any | 2.853 | DEER2019 | 2019-01-01 |  | 2024-02-06 15:16 | Deemed Ex Ante Team |  | 2024-02-06 15:16 | Deemed Ex Ante Team
Old | Com | For producing Old, Ex, Rec, and New BldgVint records while post-processing building energy simulations | EUn | CZ02 | 1985 | Any | 0.685 | DEER2019 | 2019-01-01 |  | 2024-02-06 15:16 | Deemed Ex Ante Team |  | 2024-02-06 15:16 | Deemed Ex Ante Team
Old | Com | For producing Old, Ex, Rec, and New BldgVint records while post-processing building energy simulations | EUn | CZ02 | 1996 | Any | 0.397 | DEER2019 | 2019-01-01 |  | 2024-02-06 15:16 | Deemed Ex Ante Team |  | 2024-02-06 15:16 | Deemed Ex Ante Team
Old | Com | For producing Old, Ex, Rec, and New BldgVint records while post-processing building energy simulations | EUn | CZ03 | 1975 | Any | 15.601 | DEER2019 | 2019-01-01 |  | 2024-02-06 15:16 | Deemed Ex Ante Team |  | 2024-02-06 15:16 | Deemed Ex Ante Team
Old | Com | For producing Old, Ex, Rec, and New BldgVint records while post-processing building energy simulations | EUn | CZ03 | 1985 | Any | 2.662 | DEER2019 | 2019-01-01 |  | 2024-02-06 15:16 | Deemed Ex Ante Team |  | 2024-02-06 15:16 | Deemed Ex Ante Team
Old | Com | For producing Old, Ex, Rec, and New BldgVint records while post-processing building energy simulations | EUn | CZ03 | 1996 | Any | 2.083 | DEER2019 | 2019-01-01 |  | 2024-02-06 15:16 | Deemed Ex Ante Team |  | 2024-02-06 15:16 | Deemed Ex Ante Team
Old | Com | For producing Old, Ex, Rec, and New BldgVint records while post-processing building energy simulations | EUn | CZ04 | 1975 | Any | 3.418 | DEER2019 | 2019-01-01 |  | 2024-02-06 15:16 | Deemed Ex Ante Team |  | 2024-02-06 15:16 | Deemed Ex Ante Team
Old | Com | For producing Old, Ex, Rec, and New BldgVint records while post-processing building energy simulations | EUn | CZ04 | 1985 | Any | 0.886 | DEER2019 | 2019-01-01 |  | 2024-02-06 15:16 | Deemed Ex Ante Team |  | 2024-02-06 15:16 | Deemed Ex Ante Team
Old | Com | For producing Old, Ex, Rec, and New BldgVint records while post-processing building energy simulations | EUn | CZ04 | 1996 | Any | 0.501 | DEER2019 | 2019-01-01 |  | 2024-02-06 15:16 | Deemed Ex Ante Team |  | 2024-02-06 15:16 | Deemed Ex Ante Team
Old | Com | For producing Old, Ex, Rec, and New BldgVint records while post-processing building energy simulations | EUn | CZ05 | 1975 | Any | 2.602 | DEER2019 | 2019-01-01 |  | 2024-02-06 15:16 | Deemed Ex Ante Team |  | 2024-02-06 15:16 | Deemed Ex Ante Team
Old | Com | For producing Old, Ex, Rec, and New BldgVint records while post-processing building energy simulations | EUn | CZ05 | 1985 | Any | 0.676 | DEER2019 | 2019-01-01 |  | 2024-02-06 15:16 | Deemed Ex Ante Team |  | 2024-02-06 15:16 | Deemed Ex Ante Team
Old | Com | For producing Old, Ex, Rec, and New BldgVint records while post-processing building energy simulations | EUn | CZ05 | 1996 | Any | 0.383 | DEER2019 | 2019-01-01 |  | 2024-02-06 15:16 | Deemed Ex Ante Team |  | 2024-02-06 15:16 | Deemed Ex Ante Team
Old | Com | For producing Old, Ex, Rec, and New BldgVint records while post-processing building energy simulations | EUn | CZ06 | 1975 | Any | 16.178 | DEER2019 | 2019-01-01 |  | 2024-02-06 15:16 | Deemed Ex Ante Team |  | 2024-02-06 15:16 | Deemed Ex Ante Team
Old | Com | For producing Old, Ex, Rec, and New BldgVint records while post-processing building energy simulations | EUn | CZ06 | 1985 | Any | 5.165 | DEER2019 | 2019-01-01 |  | 2024-02-06 15:16 | Deemed Ex Ante Team |  | 2024-02-06 15:16 | Deemed Ex Ante Team
Old | Com | For producing Old, Ex, Rec, and New BldgVint records while post-processing building energy simulations | EUn | CZ06 | 1996 | Any | 3.507 | DEER2019 | 2019-01-01 |  | 2024-02-06 15:16 | Deemed Ex Ante Team |  | 2024-02-06 15:16 | Deemed Ex Ante Team
Old | Com | For producing Old, Ex, Rec, and New BldgVint records while post-processing building energy simulations | EUn | CZ07 | 1975 | Any | 3.617 | DEER2019 | 2019-01-01 |  | 2024-02-06 15:16 | Deemed Ex Ante Team |  | 2024-02-06 15:16 | Deemed Ex Ante Team
Old | Com | For producing Old, Ex, Rec, and New BldgVint records while post-processing building energy simulations | EUn | CZ07 | 1985 | Any | 3.151 | DEER2019 | 2019-01-01 |  | 2024-02-06 15:16 | Deemed Ex Ante Team |  | 2024-02-06 15:16 | Deemed Ex Ante Team
Old | Com | For producing Old, Ex, Rec, and New BldgVint records while post-processing building energy simulations | EUn | CZ07 | 1996 | Any | 1.792 | DEER2019 | 2019-01-01 |  | 2024-02-06 15:16 | Deemed Ex Ante Team |  | 2024-02-06 15:16 | Deemed Ex Ante Team
Old | Com | For producing Old, Ex, Rec, and New BldgVint records while post-processing building energy simulations | EUn | CZ08 | 1975 | Any | 27.006 | DEER2019 | 2019-01-01 |  | 2024-02-06 15:16 | Deemed Ex Ante Team |  | 2024-02-06 15:16 | Deemed Ex Ante Team
Old | Com | For producing Old, Ex, Rec, and New BldgVint records while post-processing building energy simulations | EUn | CZ08 | 1985 | Any | 8.47 | DEER2019 | 2019-01-01 |  | 2024-02-06 15:16 | Deemed Ex Ante Team |  | 2024-02-06 15:16 | Deemed Ex Ante Team
Old | Com | For producing Old, Ex, Rec, and New BldgVint records while post-processing building energy simulations | EUn | CZ08 | 1996 | Any | 5.616 | DEER2019 | 2019-01-01 |  | 2024-02-06 15:16 | Deemed Ex Ante Team |  | 2024-02-06 15:16 | Deemed Ex Ante Team
Old | Com | For producing Old, Ex, Rec, and New BldgVint records while post-processing building energy simulations | EUn | CZ09 | 1975 | Any | 17.811 | DEER2019 | 2019-01-01 |  | 2024-02-06 15:16 | Deemed Ex Ante Team |  | 2024-02-06 15:16 | Deemed Ex Ante Team
Old | Com | For producing Old, Ex, Rec, and New BldgVint records while post-processing building energy simulations | EUn | CZ09 | 1985 | Any | 3.101 | DEER2019 | 2019-01-01 |  | 2024-02-06 15:16 | Deemed Ex Ante Team |  | 2024-02-06 15:16 | Deemed Ex Ante Team
Old | Com | For producing Old, Ex, Rec, and New BldgVint records while post-processing building energy simulations | EUn | CZ09 | 1996 | Any | 2.599 | DEER2019 | 2019-01-01 |  | 2024-02-06 15:16 | Deemed Ex Ante Team |  | 2024-02-06 15:16 | Deemed Ex Ante Team
Old | Com | For producing Old, Ex, Rec, and New BldgVint records while post-processing building energy simulations | EUn | CZ10 | 1975 | Any | 5.578 | DEER2019 | 2019-01-01 |  | 2024-02-06 15:16 | Deemed Ex Ante Team |  | 2024-02-06 15:16 | Deemed Ex Ante Team
Old | Com | For producing Old, Ex, Rec, and New BldgVint records while post-processing building energy simulations | EUn | CZ10 | 1985 | Any | 3.689 | DEER2019 | 2019-01-01 |  | 2024-02-06 15:16 | Deemed Ex Ante Team |  | 2024-02-06 15:16 | Deemed Ex Ante Team
Old | Com | For producing Old, Ex, Rec, and New BldgVint records while post-processing building energy simulations | EUn | CZ10 | 1996 | Any | 2.433 | DEER2019 | 2019-01-01 |  | 2024-02-06 15:16 | Deemed Ex Ante Team |  | 2024-02-06 15:16 | Deemed Ex Ante Team
Old | Com | For producing Old, Ex, Rec, and New BldgVint records while post-processing building energy simulations | EUn | CZ11 | 1975 | Any | 3.496 | DEER2019 | 2019-01-01 |  | 2024-02-06 15:16 | Deemed Ex Ante Team |  | 2024-02-06 15:16 | Deemed Ex Ante Team
Old | Com | For producing Old, Ex, Rec, and New BldgVint records while post-processing building energy simulations | EUn | CZ11 | 1985 | Any | 0.564 | DEER2019 | 2019-01-01 |  | 2024-02-06 15:16 | Deemed Ex Ante Team |  | 2024-02-06 15:16 | Deemed Ex Ante Team
Old | Com | For producing Old, Ex, Rec, and New BldgVint records while post-processing building energy simulations | EUn | CZ11 | 1996 | Any | 0.579 | DEER2019 | 2019-01-01 |  | 2024-02-06 15:16 | Deemed Ex Ante Team |  | 2024-02-06 15:16 | Deemed Ex Ante Team
Old | Com | For producing Old, Ex, Rec, and New BldgVint records while post-processing building energy simulations | EUn | CZ12 | 1975 | Any | 4.858 | DEER2019 | 2019-01-01 |  | 2024-02-06 15:16 | Deemed Ex Ante Team |  | 2024-02-06 15:16 | Deemed Ex Ante Team
Old | Com | For producing Old, Ex, Rec, and New BldgVint records while post-processing building energy simulations | EUn | CZ12 | 1985 | Any | 0.977 | DEER2019 | 2019-01-01 |  | 2024-02-06 15:16 | Deemed Ex Ante Team |  | 2024-02-06 15:16 | Deemed Ex Ante Team
Old | Com | For producing Old, Ex, Rec, and New BldgVint records while post-processing building energy simulations | EUn | CZ12 | 1996 | Any | 0.778 | DEER2019 | 2019-01-01 |  | 2024-02-06 15:16 | Deemed Ex Ante Team |  | 2024-02-06 15:16 | Deemed Ex Ante Team
Old | Com | For producing Old, Ex, Rec, and New BldgVint records while post-processing building energy simulations | EUn | CZ13 | 1975 | Any | 6.142 | DEER2019 | 2019-01-01 |  | 2024-02-06 15:16 | Deemed Ex Ante Team |  | 2024-02-06 15:16 | Deemed Ex Ante Team
Old | Com | For producing Old, Ex, Rec, and New BldgVint records while post-processing building energy simulations | EUn | CZ13 | 1985 | Any | 1.406 | DEER2019 | 2019-01-01 |  | 2024-02-06 15:16 | Deemed Ex Ante Team |  | 2024-02-06 15:16 | Deemed Ex Ante Team
Old | Com | For producing Old, Ex, Rec, and New BldgVint records while post-processing building energy simulations | EUn | CZ13 | 1996 | Any | 1.246 | DEER2019 | 2019-01-01 |  | 2024-02-06 15:16 | Deemed Ex Ante Team |  | 2024-02-06 15:16 | Deemed Ex Ante Team
Old | Com | For producing Old, Ex, Rec, and New BldgVint records while post-processing building energy simulations | EUn | CZ14 | 1975 | Any | 1.671 | DEER2019 | 2019-01-01 |  | 2024-02-06 15:16 | Deemed Ex Ante Team |  | 2024-02-06 15:16 | Deemed Ex Ante Team
Old | Com | For producing Old, Ex, Rec, and New BldgVint records while post-processing building energy simulations | EUn | CZ14 | 1985 | Any | 0.952 | DEER2019 | 2019-01-01 |  | 2024-02-06 15:16 | Deemed Ex Ante Team |  | 2024-02-06 15:16 | Deemed Ex Ante Team
Old | Com | For producing Old, Ex, Rec, and New BldgVint records while post-processing building energy simulations | EUn | CZ14 | 1996 | Any | 0.671 | DEER2019 | 2019-01-01 |  | 2024-02-06 15:16 | Deemed Ex Ante Team |  | 2024-02-06 15:16 | Deemed Ex Ante Team
Old | Com | For producing Old, Ex, Rec, and New BldgVint records while post-processing building energy simulations | EUn | CZ15 | 1975 | Any | 1.292 | DEER2019 | 2019-01-01 |  | 2024-02-06 15:16 | Deemed Ex Ante Team |  | 2024-02-06 15:16 | Deemed Ex Ante Team
Old | Com | For producing Old, Ex, Rec, and New BldgVint records while post-processing building energy simulations | EUn | CZ15 | 1985 | Any | 0.784 | DEER2019 | 2019-01-01 |  | 2024-02-06 15:16 | Deemed Ex Ante Team |  | 2024-02-06 15:16 | Deemed Ex Ante Team
Old | Com | For producing Old, Ex, Rec, and New BldgVint records while post-processing building energy simulations | EUn | CZ15 | 1996 | Any | 0.544 | DEER2019 | 2019-01-01 |  | 2024-02-06 15:16 | Deemed Ex Ante Team |  | 2024-02-06 15:16 | Deemed Ex Ante Team
Old | Com | For producing Old, Ex, Rec, and New BldgVint records while post-processing building energy simulations | EUn | CZ16 | 1975 | Any | 3.014 | DEER2019 | 2019-01-01 |  | 2024-02-06 15:16 | Deemed Ex Ante Team |  | 2024-02-06 15:16 | Deemed Ex Ante Team
Old | Com | For producing Old, Ex, Rec, and New BldgVint records while post-processing building energy simulations | EUn | CZ16 | 1985 | Any | 1.764 | DEER2019 | 2019-01-01 |  | 2024-02-06 15:16 | Deemed Ex Ante Team |  | 2024-02-06 15:16 | Deemed Ex Ante Team
Old | Com | For producing Old, Ex, Rec, and New BldgVint records while post-processing building energy simulations | EUn | CZ16 | 1996 | Any | 1.229 | DEER2019 | 2019-01-01 |  | 2024-02-06 15:16 | Deemed Ex Ante Team |  | 2024-02-06 15:16 | Deemed Ex Ante Team
Old | Com | For producing Old, Ex, Rec, and New BldgVint records while post-processing building energy simulations | Gro | CZ01 | 1975 | Any | 0.518 | DEER2019 | 2019-01-01 |  | 2024-02-06 15:16 | Deemed Ex Ante Team |  | 2024-02-06 15:16 | Deemed Ex Ante Team
Old | Com | For producing Old, Ex, Rec, and New BldgVint records while post-processing building energy simulations | Gro | CZ01 | 1985 | Any | 0.348 | DEER2019 | 2019-01-01 |  | 2024-02-06 15:16 | Deemed Ex Ante Team |  | 2024-02-06 15:16 | Deemed Ex Ante Team
Old | Com | For producing Old, Ex, Rec, and New BldgVint records while post-processing building energy simulations | Gro | CZ01 | 1996 | Any | 0.13 | DEER2019 | 2019-01-01 |  | 2024-02-06 15:16 | Deemed Ex Ante Team |  | 2024-02-06 15:16 | Deemed Ex Ante Team
Old | Com | For producing Old, Ex, Rec, and New BldgVint records while post-processing building energy simulations | Gro | CZ02 | 1975 | Any | 3.952 | DEER2019 | 2019-01-01 |  | 2024-02-06 15:16 | Deemed Ex Ante Team |  | 2024-02-06 15:16 | Deemed Ex Ante Team
Old | Com | For producing Old, Ex, Rec, and New BldgVint records while post-processing building energy simulations | Gro | CZ02 | 1985 | Any | 2.033 | DEER2019 | 2019-01-01 |  | 2024-02-06 15:16 | Deemed Ex Ante Team |  | 2024-02-06 15:16 | Deemed Ex Ante Team
Old | Com | For producing Old, Ex, Rec, and New BldgVint records while post-processing building energy simulations | Gro | CZ02 | 1996 | Any | 1.168 | DEER2019 | 2019-01-01 |  | 2024-02-06 15:16 | Deemed Ex Ante Team |  | 2024-02-06 15:16 | Deemed Ex Ante Team
Old | Com | For producing Old, Ex, Rec, and New BldgVint records while post-processing building energy simulations | Gro | CZ03 | 1975 | Any | 16.08 | DEER2019 | 2019-01-01 |  | 2024-02-06 15:16 | Deemed Ex Ante Team |  | 2024-02-06 15:16 | Deemed Ex Ante Team
Old | Com | For producing Old, Ex, Rec, and New BldgVint records while post-processing building energy simulations | Gro | CZ03 | 1985 | Any | 5.953 | DEER2019 | 2019-01-01 |  | 2024-02-06 15:16 | Deemed Ex Ante Team |  | 2024-02-06 15:16 | Deemed Ex Ante Team
Old | Com | For producing Old, Ex, Rec, and New BldgVint records while post-processing building energy simulations | Gro | CZ03 | 1996 | Any | 3.421 | DEER2019 | 2019-01-01 |  | 2024-02-06 15:16 | Deemed Ex Ante Team |  | 2024-02-06 15:16 | Deemed Ex Ante Team
Old | Com | For producing Old, Ex, Rec, and New BldgVint records while post-processing building energy simulations | Gro | CZ04 | 1975 | Any | 5.925 | DEER2019 | 2019-01-01 |  | 2024-02-06 15:16 | Deemed Ex Ante Team |  | 2024-02-06 15:16 | Deemed Ex Ante Team
Old | Com | For producing Old, Ex, Rec, and New BldgVint records while post-processing building energy simulations | Gro | CZ04 | 1985 | Any | 3.178 | DEER2019 | 2019-01-01 |  | 2024-02-06 15:16 | Deemed Ex Ante Team |  | 2024-02-06 15:16 | Deemed Ex Ante Team
Old | Com | For producing Old, Ex, Rec, and New BldgVint records while post-processing building energy simulations | Gro | CZ04 | 1996 | Any | 1.957 | DEER2019 | 2019-01-01 |  | 2024-02-06 15:16 | Deemed Ex Ante Team |  | 2024-02-06 15:16 | Deemed Ex Ante Team
Old | Com | For producing Old, Ex, Rec, and New BldgVint records while post-processing building energy simulations | Gro | CZ05 | 1975 | Any | 1.752 | DEER2019 | 2019-01-01 |  | 2024-02-06 15:16 | Deemed Ex Ante Team |  | 2024-02-06 15:16 | Deemed Ex Ante Team
Old | Com | For producing Old, Ex, Rec, and New BldgVint records while post-processing building energy simulations | Gro | CZ05 | 1985 | Any | 0.975 | DEER2019 | 2019-01-01 |  | 2024-02-06 15:16 | Deemed Ex Ante Team |  | 2024-02-06 15:16 | Deemed Ex Ante Team
Old | Com | For producing Old, Ex, Rec, and New BldgVint records while post-processing building energy simulations | Gro | CZ05 | 1996 | Any | 0.588 | DEER2019 | 2019-01-01 |  | 2024-02-06 15:16 | Deemed Ex Ante Team |  | 2024-02-06 15:16 | Deemed Ex Ante Team
Old | Com | For producing Old, Ex, Rec, and New BldgVint records while post-processing building energy simulations | Gro | CZ06 | 1975 | Any | 22.015 | DEER2019 | 2019-01-01 |  | 2024-02-06 15:16 | Deemed Ex Ante Team |  | 2024-02-06 15:16 | Deemed Ex Ante Team
Old | Com | For producing Old, Ex, Rec, and New BldgVint records while post-processing building energy simulations | Gro | CZ06 | 1985 | Any | 14.153 | DEER2019 | 2019-01-01 |  | 2024-02-06 15:16 | Deemed Ex Ante Team |  | 2024-02-06 15:16 | Deemed Ex Ante Team
Old | Com | For producing Old, Ex, Rec, and New BldgVint records while post-processing building energy simulations | Gro | CZ06 | 1996 | Any | 7.925 | DEER2019 | 2019-01-01 |  | 2024-02-06 15:16 | Deemed Ex Ante Team |  | 2024-02-06 15:16 | Deemed Ex Ante Team
Old | Com | For producing Old, Ex, Rec, and New BldgVint records while post-processing building energy simulations | Gro | CZ07 | 1975 | Any | 3.364 | DEER2019 | 2019-01-01 |  | 2024-02-06 15:16 | Deemed Ex Ante Team |  | 2024-02-06 15:16 | Deemed Ex Ante Team
Old | Com | For producing Old, Ex, Rec, and New BldgVint records while post-processing building energy simulations | Gro | CZ07 | 1985 | Any | 8.306 | DEER2019 | 2019-01-01 |  | 2024-02-06 15:16 | Deemed Ex Ante Team |  | 2024-02-06 15:16 | Deemed Ex Ante Team
Old | Com | For producing Old, Ex, Rec, and New BldgVint records while post-processing building energy simulations | Gro | CZ07 | 1996 | Any | 3.977 | DEER2019 | 2019-01-01 |  | 2024-02-06 15:16 | Deemed Ex Ante Team |  | 2024-02-06 15:16 | Deemed Ex Ante Team
Old | Com | For producing Old, Ex, Rec, and New BldgVint records while post-processing building energy simulations | Gro | CZ08 | 1975 | Any | 32.502 | DEER2019 | 2019-01-01 |  | 2024-02-06 15:16 | Deemed Ex Ante Team |  | 2024-02-06 15:16 | Deemed Ex Ante Team
Old | Com | For producing Old, Ex, Rec, and New BldgVint records while post-processing building energy simulations | Gro | CZ08 | 1985 | Any | 20.394 | DEER2019 | 2019-01-01 |  | 2024-02-06 15:16 | Deemed Ex Ante Team |  | 2024-02-06 15:16 | Deemed Ex Ante Team
Old | Com | For producing Old, Ex, Rec, and New BldgVint records while post-processing building energy simulations | Gro | CZ08 | 1996 | Any | 11.422 | DEER2019 | 2019-01-01 |  | 2024-02-06 15:16 | Deemed Ex Ante Team |  | 2024-02-06 15:16 | Deemed Ex Ante Team
Old | Com | For producing Old, Ex, Rec, and New BldgVint records while post-processing building energy simulations | Gro | CZ09 | 1975 | Any | 22.373 | DEER2019 | 2019-01-01 |  | 2024-02-06 15:16 | Deemed Ex Ante Team |  | 2024-02-06 15:16 | Deemed Ex Ante Team
Old | Com | For producing Old, Ex, Rec, and New BldgVint records while post-processing building energy simulations | Gro | CZ09 | 1985 | Any | 14.452 | DEER2019 | 2019-01-01 |  | 2024-02-06 15:16 | Deemed Ex Ante Team |  | 2024-02-06 15:16 | Deemed Ex Ante Team
Old | Com | For producing Old, Ex, Rec, and New BldgVint records while post-processing building energy simulations | Gro | CZ09 | 1996 | Any | 8.024 | DEER2019 | 2019-01-01 |  | 2024-02-06 15:16 | Deemed Ex Ante Team |  | 2024-02-06 15:16 | Deemed Ex Ante Team
Old | Com | For producing Old, Ex, Rec, and New BldgVint records while post-processing building energy simulations | Gro | CZ10 | 1975 | Any | 12.101 | DEER2019 | 2019-01-01 |  | 2024-02-06 15:16 | Deemed Ex Ante Team |  | 2024-02-06 15:16 | Deemed Ex Ante Team
Old | Com | For producing Old, Ex, Rec, and New BldgVint records while post-processing building energy simulations | Gro | CZ10 | 1985 | Any | 20.865 | DEER2019 | 2019-01-01 |  | 2024-02-06 15:16 | Deemed Ex Ante Team |  | 2024-02-06 15:16 | Deemed Ex Ante Team
Old | Com | For producing Old, Ex, Rec, and New BldgVint records while post-processing building energy simulations | Gro | CZ10 | 1996 | Any | 10.754 | DEER2019 | 2019-01-01 |  | 2024-02-06 15:16 | Deemed Ex Ante Team |  | 2024-02-06 15:16 | Deemed Ex Ante Team
Old | Com | For producing Old, Ex, Rec, and New BldgVint records while post-processing building energy simulations | Gro | CZ11 | 1975 | Any | 2.704 | DEER2019 | 2019-01-01 |  | 2024-02-06 15:16 | Deemed Ex Ante Team |  | 2024-02-06 15:16 | Deemed Ex Ante Team
Old | Com | For producing Old, Ex, Rec, and New BldgVint records while post-processing building energy simulations | Gro | CZ11 | 1985 | Any | 2.188 | DEER2019 | 2019-01-01 |  | 2024-02-06 15:16 | Deemed Ex Ante Team |  | 2024-02-06 15:16 | Deemed Ex Ante Team
Old | Com | For producing Old, Ex, Rec, and New BldgVint records while post-processing building energy simulations | Gro | CZ11 | 1996 | Any | 1.225 | DEER2019 | 2019-01-01 |  | 2024-02-06 15:16 | Deemed Ex Ante Team |  | 2024-02-06 15:16 | Deemed Ex Ante Team
Old | Com | For producing Old, Ex, Rec, and New BldgVint records while post-processing building energy simulations | Gro | CZ12 | 1975 | Any | 9.44 | DEER2019 | 2019-01-01 |  | 2024-02-06 15:16 | Deemed Ex Ante Team |  | 2024-02-06 15:16 | Deemed Ex Ante Team
Old | Com | For producing Old, Ex, Rec, and New BldgVint records while post-processing building energy simulations | Gro | CZ12 | 1985 | Any | 6.199 | DEER2019 | 2019-01-01 |  | 2024-02-06 15:16 | Deemed Ex Ante Team |  | 2024-02-06 15:16 | Deemed Ex Ante Team
Old | Com | For producing Old, Ex, Rec, and New BldgVint records while post-processing building energy simulations | Gro | CZ12 | 1996 | Any | 4.228 | DEER2019 | 2019-01-01 |  | 2024-02-06 15:16 | Deemed Ex Ante Team |  | 2024-02-06 15:16 | Deemed Ex Ante Team
Old | Com | For producing Old, Ex, Rec, and New BldgVint records while post-processing building energy simulations | Gro | CZ13 | 1975 | Any | 8.885 | DEER2019 | 2019-01-01 |  | 2024-02-06 15:16 | Deemed Ex Ante Team |  | 2024-02-06 15:16 | Deemed Ex Ante Team
Old | Com | For producing Old, Ex, Rec, and New BldgVint records while post-processing building energy simulations | Gro | CZ13 | 1985 | Any | 6.821 | DEER2019 | 2019-01-01 |  | 2024-02-06 15:16 | Deemed Ex Ante Team |  | 2024-02-06 15:16 | Deemed Ex Ante Team
Old | Com | For producing Old, Ex, Rec, and New BldgVint records while post-processing building energy simulations | Gro | CZ13 | 1996 | Any | 3.997 | DEER2019 | 2019-01-01 |  | 2024-02-06 15:16 | Deemed Ex Ante Team |  | 2024-02-06 15:16 | Deemed Ex Ante Team
Old | Com | For producing Old, Ex, Rec, and New BldgVint records while post-processing building energy simulations | Gro | CZ14 | 1975 | Any | 3.082 | DEER2019 | 2019-01-01 |  | 2024-02-06 15:16 | Deemed Ex Ante Team |  | 2024-02-06 15:16 | Deemed Ex Ante Team
Old | Com | For producing Old, Ex, Rec, and New BldgVint records while post-processing building energy simulations | Gro | CZ14 | 1985 | Any | 4.011 | DEER2019 | 2019-01-01 |  | 2024-02-06 15:16 | Deemed Ex Ante Team |  | 2024-02-06 15:16 | Deemed Ex Ante Team
Old | Com | For producing Old, Ex, Rec, and New BldgVint records while post-processing building energy simulations | Gro | CZ14 | 1996 | Any | 2.144 | DEER2019 | 2019-01-01 |  | 2024-02-06 15:16 | Deemed Ex Ante Team |  | 2024-02-06 15:16 | Deemed Ex Ante Team
Old | Com | For producing Old, Ex, Rec, and New BldgVint records while post-processing building energy simulations | Gro | CZ15 | 1975 | Any | 1.508 | DEER2019 | 2019-01-01 |  | 2024-02-06 15:16 | Deemed Ex Ante Team |  | 2024-02-06 15:16 | Deemed Ex Ante Team
Old | Com | For producing Old, Ex, Rec, and New BldgVint records while post-processing building energy simulations | Gro | CZ15 | 1985 | Any | 2.454 | DEER2019 | 2019-01-01 |  | 2024-02-06 15:16 | Deemed Ex Ante Team |  | 2024-02-06 15:16 | Deemed Ex Ante Team
Old | Com | For producing Old, Ex, Rec, and New BldgVint records while post-processing building energy simulations | Gro | CZ15 | 1996 | Any | 1.283 | DEER2019 | 2019-01-01 |  | 2024-02-06 15:16 | Deemed Ex Ante Team |  | 2024-02-06 15:16 | Deemed Ex Ante Team
Old | Com | For producing Old, Ex, Rec, and New BldgVint records while post-processing building energy simulations | Gro | CZ16 | 1975 | Any | 1.842 | DEER2019 | 2019-01-01 |  | 2024-02-06 15:16 | Deemed Ex Ante Team |  | 2024-02-06 15:16 | Deemed Ex Ante Team
Old | Com | For producing Old, Ex, Rec, and New BldgVint records while post-processing building energy simulations | Gro | CZ16 | 1985 | Any | 1.827 | DEER2019 | 2019-01-01 |  | 2024-02-06 15:16 | Deemed Ex Ante Team |  | 2024-02-06 15:16 | Deemed Ex Ante Team
Old | Com | For producing Old, Ex, Rec, and New BldgVint records while post-processing building energy simulations | Gro | CZ16 | 1996 | Any | 1.059 | DEER2019 | 2019-01-01 |  | 2024-02-06 15:16 | Deemed Ex Ante Team |  | 2024-02-06 15:16 | Deemed Ex Ante Team
Old | Com | For producing Old, Ex, Rec, and New BldgVint records while post-processing building energy simulations | HGR | CZ01 | 1975 | Any | 0.321 | DEER2019 | 2019-01-01 |  | 2024-02-06 15:16 | Deemed Ex Ante Team |  | 2024-02-06 15:16 | Deemed Ex Ante Team
Old | Com | For producing Old, Ex, Rec, and New BldgVint records while post-processing building energy simulations | HGR | CZ01 | 1985 | Any | 0.298 | DEER2019 | 2019-01-01 |  | 2024-02-06 15:16 | Deemed Ex Ante Team |  | 2024-02-06 15:16 | Deemed Ex Ante Team
Old | Com | For producing Old, Ex, Rec, and New BldgVint records while post-processing building energy simulations | HGR | CZ01 | 1996 | Any | 0.086 | DEER2019 | 2019-01-01 |  | 2024-02-06 15:16 | Deemed Ex Ante Team |  | 2024-02-06 15:16 | Deemed Ex Ante Team
Old | Com | For producing Old, Ex, Rec, and New BldgVint records while post-processing building energy simulations | HGR | CZ02 | 1975 | Any | 1.545 | DEER2019 | 2019-01-01 |  | 2024-02-06 15:16 | Deemed Ex Ante Team |  | 2024-02-06 15:16 | Deemed Ex Ante Team
Old | Com | For producing Old, Ex, Rec, and New BldgVint records while post-processing building energy simulations | HGR | CZ02 | 1985 | Any | 1.332 | DEER2019 | 2019-01-01 |  | 2024-02-06 15:16 | Deemed Ex Ante Team |  | 2024-02-06 15:16 | Deemed Ex Ante Team
Old | Com | For producing Old, Ex, Rec, and New BldgVint records while post-processing building energy simulations | HGR | CZ02 | 1996 | Any | 0.612 | DEER2019 | 2019-01-01 |  | 2024-02-06 15:16 | Deemed Ex Ante Team |  | 2024-02-06 15:16 | Deemed Ex Ante Team
Old | Com | For producing Old, Ex, Rec, and New BldgVint records while post-processing building energy simulations | HGR | CZ03 | 1975 | Any | 11.887 | DEER2019 | 2019-01-01 |  | 2024-02-06 15:16 | Deemed Ex Ante Team |  | 2024-02-06 15:16 | Deemed Ex Ante Team
Old | Com | For producing Old, Ex, Rec, and New BldgVint records while post-processing building energy simulations | HGR | CZ03 | 1985 | Any | 7.67 | DEER2019 | 2019-01-01 |  | 2024-02-06 15:16 | Deemed Ex Ante Team |  | 2024-02-06 15:16 | Deemed Ex Ante Team
Old | Com | For producing Old, Ex, Rec, and New BldgVint records while post-processing building energy simulations | HGR | CZ03 | 1996 | Any | 3.548 | DEER2019 | 2019-01-01 |  | 2024-02-06 15:16 | Deemed Ex Ante Team |  | 2024-02-06 15:16 | Deemed Ex Ante Team
Old | Com | For producing Old, Ex, Rec, and New BldgVint records while post-processing building energy simulations | HGR | CZ04 | 1975 | Any | 3.175 | DEER2019 | 2019-01-01 |  | 2024-02-06 15:16 | Deemed Ex Ante Team |  | 2024-02-06 15:16 | Deemed Ex Ante Team
Old | Com | For producing Old, Ex, Rec, and New BldgVint records while post-processing building energy simulations | HGR | CZ04 | 1985 | Any | 2.811 | DEER2019 | 2019-01-01 |  | 2024-02-06 15:16 | Deemed Ex Ante Team |  | 2024-02-06 15:16 | Deemed Ex Ante Team
Old | Com | For producing Old, Ex, Rec, and New BldgVint records while post-processing building energy simulations | HGR | CZ04 | 1996 | Any | 1.38 | DEER2019 | 2019-01-01 |  | 2024-02-06 15:16 | Deemed Ex Ante Team |  | 2024-02-06 15:16 | Deemed Ex Ante Team
Old | Com | For producing Old, Ex, Rec, and New BldgVint records while post-processing building energy simulations | HGR | CZ05 | 1975 | Any | 1.427 | DEER2019 | 2019-01-01 |  | 2024-02-06 15:16 | Deemed Ex Ante Team |  | 2024-02-06 15:16 | Deemed Ex Ante Team
Old | Com | For producing Old, Ex, Rec, and New BldgVint records while post-processing building energy simulations | HGR | CZ05 | 1985 | Any | 1.308 | DEER2019 | 2019-01-01 |  | 2024-02-06 15:16 | Deemed Ex Ante Team |  | 2024-02-06 15:16 | Deemed Ex Ante Team
Old | Com | For producing Old, Ex, Rec, and New BldgVint records while post-processing building energy simulations | HGR | CZ05 | 1996 | Any | 0.613 | DEER2019 | 2019-01-01 |  | 2024-02-06 15:16 | Deemed Ex Ante Team |  | 2024-02-06 15:16 | Deemed Ex Ante Team
Old | Com | For producing Old, Ex, Rec, and New BldgVint records while post-processing building energy simulations | HGR | CZ06 | 1975 | Any | 13.032 | DEER2019 | 2019-01-01 |  | 2024-02-06 15:16 | Deemed Ex Ante Team |  | 2024-02-06 15:16 | Deemed Ex Ante Team
Old | Com | For producing Old, Ex, Rec, and New BldgVint records while post-processing building energy simulations | HGR | CZ06 | 1985 | Any | 16.783 | DEER2019 | 2019-01-01 |  | 2024-02-06 15:16 | Deemed Ex Ante Team |  | 2024-02-06 15:16 | Deemed Ex Ante Team
Old | Com | For producing Old, Ex, Rec, and New BldgVint records while post-processing building energy simulations | HGR | CZ06 | 1996 | Any | 4.515 | DEER2019 | 2019-01-01 |  | 2024-02-06 15:16 | Deemed Ex Ante Team |  | 2024-02-06 15:16 | Deemed Ex Ante Team
Old | Com | For producing Old, Ex, Rec, and New BldgVint records while post-processing building energy simulations | HGR | CZ07 | 1975 | Any | 3.981 | DEER2019 | 2019-01-01 |  | 2024-02-06 15:16 | Deemed Ex Ante Team |  | 2024-02-06 15:16 | Deemed Ex Ante Team
Old | Com | For producing Old, Ex, Rec, and New BldgVint records while post-processing building energy simulations | HGR | CZ07 | 1985 | Any | 7.554 | DEER2019 | 2019-01-01 |  | 2024-02-06 15:16 | Deemed Ex Ante Team |  | 2024-02-06 15:16 | Deemed Ex Ante Team
Old | Com | For producing Old, Ex, Rec, and New BldgVint records while post-processing building energy simulations | HGR | CZ07 | 1996 | Any | 1.63 | DEER2019 | 2019-01-01 |  | 2024-02-06 15:16 | Deemed Ex Ante Team |  | 2024-02-06 15:16 | Deemed Ex Ante Team
Old | Com | For producing Old, Ex, Rec, and New BldgVint records while post-processing building energy simulations | HGR | CZ08 | 1975 | Any | 9.31 | DEER2019 | 2019-01-01 |  | 2024-02-06 15:16 | Deemed Ex Ante Team |  | 2024-02-06 15:16 | Deemed Ex Ante Team
Old | Com | For producing Old, Ex, Rec, and New BldgVint records while post-processing building energy simulations | HGR | CZ08 | 1985 | Any | 11.38 | DEER2019 | 2019-01-01 |  | 2024-02-06 15:16 | Deemed Ex Ante Team |  | 2024-02-06 15:16 | Deemed Ex Ante Team
Old | Com | For producing Old, Ex, Rec, and New BldgVint records while post-processing building energy simulations | HGR | CZ08 | 1996 | Any | 3.123 | DEER2019 | 2019-01-01 |  | 2024-02-06 15:16 | Deemed Ex Ante Team |  | 2024-02-06 15:16 | Deemed Ex Ante Team
Old | Com | For producing Old, Ex, Rec, and New BldgVint records while post-processing building energy simulations | HGR | CZ09 | 1975 | Any | 10.942 | DEER2019 | 2019-01-01 |  | 2024-02-06 15:16 | Deemed Ex Ante Team |  | 2024-02-06 15:16 | Deemed Ex Ante Team
Old | Com | For producing Old, Ex, Rec, and New BldgVint records while post-processing building energy simulations | HGR | CZ09 | 1985 | Any | 11.953 | DEER2019 | 2019-01-01 |  | 2024-02-06 15:16 | Deemed Ex Ante Team |  | 2024-02-06 15:16 | Deemed Ex Ante Team
Old | Com | For producing Old, Ex, Rec, and New BldgVint records while post-processing building energy simulations | HGR | CZ09 | 1996 | Any | 3.416 | DEER2019 | 2019-01-01 |  | 2024-02-06 15:16 | Deemed Ex Ante Team |  | 2024-02-06 15:16 | Deemed Ex Ante Team
Old | Com | For producing Old, Ex, Rec, and New BldgVint records while post-processing building energy simulations | HGR | CZ10 | 1975 | Any | 1.419 | DEER2019 | 2019-01-01 |  | 2024-02-06 15:16 | Deemed Ex Ante Team |  | 2024-02-06 15:16 | Deemed Ex Ante Team
Old | Com | For producing Old, Ex, Rec, and New BldgVint records while post-processing building energy simulations | HGR | CZ10 | 1985 | Any | 3.739 | DEER2019 | 2019-01-01 |  | 2024-02-06 15:16 | Deemed Ex Ante Team |  | 2024-02-06 15:16 | Deemed Ex Ante Team
Old | Com | For producing Old, Ex, Rec, and New BldgVint records while post-processing building energy simulations | HGR | CZ10 | 1996 | Any | 0.685 | DEER2019 | 2019-01-01 |  | 2024-02-06 15:16 | Deemed Ex Ante Team |  | 2024-02-06 15:16 | Deemed Ex Ante Team
Old | Com | For producing Old, Ex, Rec, and New BldgVint records while post-processing building energy simulations | HGR | CZ11 | 1975 | Any | 1.044 | DEER2019 | 2019-01-01 |  | 2024-02-06 15:16 | Deemed Ex Ante Team |  | 2024-02-06 15:16 | Deemed Ex Ante Team
Old | Com | For producing Old, Ex, Rec, and New BldgVint records while post-processing building energy simulations | HGR | CZ11 | 1985 | Any | 0.65 | DEER2019 | 2019-01-01 |  | 2024-02-06 15:16 | Deemed Ex Ante Team |  | 2024-02-06 15:16 | Deemed Ex Ante Team
Old | Com | For producing Old, Ex, Rec, and New BldgVint records while post-processing building energy simulations | HGR | CZ11 | 1996 | Any | 0.23 | DEER2019 | 2019-01-01 |  | 2024-02-06 15:16 | Deemed Ex Ante Team |  | 2024-02-06 15:16 | Deemed Ex Ante Team
Old | Com | For producing Old, Ex, Rec, and New BldgVint records while post-processing building energy simulations | HGR | CZ12 | 1975 | Any | 3.052 | DEER2019 | 2019-01-01 |  | 2024-02-06 15:16 | Deemed Ex Ante Team |  | 2024-02-06 15:16 | Deemed Ex Ante Team
Old | Com | For producing Old, Ex, Rec, and New BldgVint records while post-processing building energy simulations | HGR | CZ12 | 1985 | Any | 2.133 | DEER2019 | 2019-01-01 |  | 2024-02-06 15:16 | Deemed Ex Ante Team |  | 2024-02-06 15:16 | Deemed Ex Ante Team
Old | Com | For producing Old, Ex, Rec, and New BldgVint records while post-processing building energy simulations | HGR | CZ12 | 1996 | Any | 1.252 | DEER2019 | 2019-01-01 |  | 2024-02-06 15:16 | Deemed Ex Ante Team |  | 2024-02-06 15:16 | Deemed Ex Ante Team
Old | Com | For producing Old, Ex, Rec, and New BldgVint records while post-processing building energy simulations | HGR | CZ13 | 1975 | Any | 2.667 | DEER2019 | 2019-01-01 |  | 2024-02-06 15:16 | Deemed Ex Ante Team |  | 2024-02-06 15:16 | Deemed Ex Ante Team
Old | Com | For producing Old, Ex, Rec, and New BldgVint records while post-processing building energy simulations | HGR | CZ13 | 1985 | Any | 1.861 | DEER2019 | 2019-01-01 |  | 2024-02-06 15:16 | Deemed Ex Ante Team |  | 2024-02-06 15:16 | Deemed Ex Ante Team
Old | Com | For producing Old, Ex, Rec, and New BldgVint records while post-processing building energy simulations | HGR | CZ13 | 1996 | Any | 0.673 | DEER2019 | 2019-01-01 |  | 2024-02-06 15:16 | Deemed Ex Ante Team |  | 2024-02-06 15:16 | Deemed Ex Ante Team
Old | Com | For producing Old, Ex, Rec, and New BldgVint records while post-processing building energy simulations | HGR | CZ14 | 1975 | Any | 0.685 | DEER2019 | 2019-01-01 |  | 2024-02-06 15:16 | Deemed Ex Ante Team |  | 2024-02-06 15:16 | Deemed Ex Ante Team
Old | Com | For producing Old, Ex, Rec, and New BldgVint records while post-processing building energy simulations | HGR | CZ14 | 1985 | Any | 1.427 | DEER2019 | 2019-01-01 |  | 2024-02-06 15:16 | Deemed Ex Ante Team |  | 2024-02-06 15:16 | Deemed Ex Ante Team
Old | Com | For producing Old, Ex, Rec, and New BldgVint records while post-processing building energy simulations | HGR | CZ14 | 1996 | Any | 0.31 | DEER2019 | 2019-01-01 |  | 2024-02-06 15:16 | Deemed Ex Ante Team |  | 2024-02-06 15:16 | Deemed Ex Ante Team
Old | Com | For producing Old, Ex, Rec, and New BldgVint records while post-processing building energy simulations | HGR | CZ15 | 1975 | Any | 2.531 | DEER2019 | 2019-01-01 |  | 2024-02-06 15:16 | Deemed Ex Ante Team |  | 2024-02-06 15:16 | Deemed Ex Ante Team
Old | Com | For producing Old, Ex, Rec, and New BldgVint records while post-processing building energy simulations | HGR | CZ15 | 1985 | Any | 7.475 | DEER2019 | 2019-01-01 |  | 2024-02-06 15:16 | Deemed Ex Ante Team |  | 2024-02-06 15:16 | Deemed Ex Ante Team
Old | Com | For producing Old, Ex, Rec, and New BldgVint records while post-processing building energy simulations | HGR | CZ15 | 1996 | Any | 1.3 | DEER2019 | 2019-01-01 |  | 2024-02-06 15:16 | Deemed Ex Ante Team |  | 2024-02-06 15:16 | Deemed Ex Ante Team
Old | Com | For producing Old, Ex, Rec, and New BldgVint records while post-processing building energy simulations | HGR | CZ16 | 1975 | Any | 1.514 | DEER2019 | 2019-01-01 |  | 2024-02-06 15:16 | Deemed Ex Ante Team |  | 2024-02-06 15:16 | Deemed Ex Ante Team
Old | Com | For producing Old, Ex, Rec, and New BldgVint records while post-processing building energy simulations | HGR | CZ16 | 1985 | Any | 1.965 | DEER2019 | 2019-01-01 |  | 2024-02-06 15:16 | Deemed Ex Ante Team |  | 2024-02-06 15:16 | Deemed Ex Ante Team
Old | Com | For producing Old, Ex, Rec, and New BldgVint records while post-processing building energy simulations | HGR | CZ16 | 1996 | Any | 0.607 | DEER2019 | 2019-01-01 |  | 2024-02-06 15:16 | Deemed Ex Ante Team |  | 2024-02-06 15:16 | Deemed Ex Ante Team
Old | Com | For producing Old, Ex, Rec, and New BldgVint records while post-processing building energy simulations | Hsp | CZ01 | 1975 | Any | 0.388 | DEER2019 | 2019-01-01 |  | 2024-02-06 15:16 | Deemed Ex Ante Team |  | 2024-02-06 15:16 | Deemed Ex Ante Team
Old | Com | For producing Old, Ex, Rec, and New BldgVint records while post-processing building energy simulations | Hsp | CZ01 | 1985 | Any | 0.124 | DEER2019 | 2019-01-01 |  | 2024-02-06 15:16 | Deemed Ex Ante Team |  | 2024-02-06 15:16 | Deemed Ex Ante Team
Old | Com | For producing Old, Ex, Rec, and New BldgVint records while post-processing building energy simulations | Hsp | CZ01 | 1996 | Any | 0.102 | DEER2019 | 2019-01-01 |  | 2024-02-06 15:16 | Deemed Ex Ante Team |  | 2024-02-06 15:16 | Deemed Ex Ante Team
Old | Com | For producing Old, Ex, Rec, and New BldgVint records while post-processing building energy simulations | Hsp | CZ02 | 1975 | Any | 2.857 | DEER2019 | 2019-01-01 |  | 2024-02-06 15:16 | Deemed Ex Ante Team |  | 2024-02-06 15:16 | Deemed Ex Ante Team
Old | Com | For producing Old, Ex, Rec, and New BldgVint records while post-processing building energy simulations | Hsp | CZ02 | 1985 | Any | 1.531 | DEER2019 | 2019-01-01 |  | 2024-02-06 15:16 | Deemed Ex Ante Team |  | 2024-02-06 15:16 | Deemed Ex Ante Team
Old | Com | For producing Old, Ex, Rec, and New BldgVint records while post-processing building energy simulations | Hsp | CZ02 | 1996 | Any | 0.901 | DEER2019 | 2019-01-01 |  | 2024-02-06 15:16 | Deemed Ex Ante Team |  | 2024-02-06 15:16 | Deemed Ex Ante Team
Old | Com | For producing Old, Ex, Rec, and New BldgVint records while post-processing building energy simulations | Hsp | CZ03 | 1975 | Any | 9.813 | DEER2019 | 2019-01-01 |  | 2024-02-06 15:16 | Deemed Ex Ante Team |  | 2024-02-06 15:16 | Deemed Ex Ante Team
Old | Com | For producing Old, Ex, Rec, and New BldgVint records while post-processing building energy simulations | Hsp | CZ03 | 1985 | Any | 4.185 | DEER2019 | 2019-01-01 |  | 2024-02-06 15:16 | Deemed Ex Ante Team |  | 2024-02-06 15:16 | Deemed Ex Ante Team
Old | Com | For producing Old, Ex, Rec, and New BldgVint records while post-processing building energy simulations | Hsp | CZ03 | 1996 | Any | 2.546 | DEER2019 | 2019-01-01 |  | 2024-02-06 15:16 | Deemed Ex Ante Team |  | 2024-02-06 15:16 | Deemed Ex Ante Team
Old | Com | For producing Old, Ex, Rec, and New BldgVint records while post-processing building energy simulations | Hsp | CZ04 | 1975 | Any | 3.687 | DEER2019 | 2019-01-01 |  | 2024-02-06 15:16 | Deemed Ex Ante Team |  | 2024-02-06 15:16 | Deemed Ex Ante Team
Old | Com | For producing Old, Ex, Rec, and New BldgVint records while post-processing building energy simulations | Hsp | CZ04 | 1985 | Any | 2.173 | DEER2019 | 2019-01-01 |  | 2024-02-06 15:16 | Deemed Ex Ante Team |  | 2024-02-06 15:16 | Deemed Ex Ante Team
Old | Com | For producing Old, Ex, Rec, and New BldgVint records while post-processing building energy simulations | Hsp | CZ04 | 1996 | Any | 1.239 | DEER2019 | 2019-01-01 |  | 2024-02-06 15:16 | Deemed Ex Ante Team |  | 2024-02-06 15:16 | Deemed Ex Ante Team
Old | Com | For producing Old, Ex, Rec, and New BldgVint records while post-processing building energy simulations | Hsp | CZ05 | 1975 | Any | 1.459 | DEER2019 | 2019-01-01 |  | 2024-02-06 15:16 | Deemed Ex Ante Team |  | 2024-02-06 15:16 | Deemed Ex Ante Team
Old | Com | For producing Old, Ex, Rec, and New BldgVint records while post-processing building energy simulations | Hsp | CZ05 | 1985 | Any | 0.943 | DEER2019 | 2019-01-01 |  | 2024-02-06 15:16 | Deemed Ex Ante Team |  | 2024-02-06 15:16 | Deemed Ex Ante Team
Old | Com | For producing Old, Ex, Rec, and New BldgVint records while post-processing building energy simulations | Hsp | CZ05 | 1996 | Any | 0.371 | DEER2019 | 2019-01-01 |  | 2024-02-06 15:16 | Deemed Ex Ante Team |  | 2024-02-06 15:16 | Deemed Ex Ante Team
Old | Com | For producing Old, Ex, Rec, and New BldgVint records while post-processing building energy simulations | Hsp | CZ06 | 1975 | Any | 14.659 | DEER2019 | 2019-01-01 |  | 2024-02-06 15:16 | Deemed Ex Ante Team |  | 2024-02-06 15:16 | Deemed Ex Ante Team
Old | Com | For producing Old, Ex, Rec, and New BldgVint records while post-processing building energy simulations | Hsp | CZ06 | 1985 | Any | 9.513 | DEER2019 | 2019-01-01 |  | 2024-02-06 15:16 | Deemed Ex Ante Team |  | 2024-02-06 15:16 | Deemed Ex Ante Team
Old | Com | For producing Old, Ex, Rec, and New BldgVint records while post-processing building energy simulations | Hsp | CZ06 | 1996 | Any | 2.893 | DEER2019 | 2019-01-01 |  | 2024-02-06 15:16 | Deemed Ex Ante Team |  | 2024-02-06 15:16 | Deemed Ex Ante Team
Old | Com | For producing Old, Ex, Rec, and New BldgVint records while post-processing building energy simulations | Hsp | CZ07 | 1975 | Any | 4.645 | DEER2019 | 2019-01-01 |  | 2024-02-06 15:16 | Deemed Ex Ante Team |  | 2024-02-06 15:16 | Deemed Ex Ante Team
Old | Com | For producing Old, Ex, Rec, and New BldgVint records while post-processing building energy simulations | Hsp | CZ07 | 1985 | Any | 4.609 | DEER2019 | 2019-01-01 |  | 2024-02-06 15:16 | Deemed Ex Ante Team |  | 2024-02-06 15:16 | Deemed Ex Ante Team
Old | Com | For producing Old, Ex, Rec, and New BldgVint records while post-processing building energy simulations | Hsp | CZ07 | 1996 | Any | 1.501 | DEER2019 | 2019-01-01 |  | 2024-02-06 15:16 | Deemed Ex Ante Team |  | 2024-02-06 15:16 | Deemed Ex Ante Team
Old | Com | For producing Old, Ex, Rec, and New BldgVint records while post-processing building energy simulations | Hsp | CZ08 | 1975 | Any | 16.721 | DEER2019 | 2019-01-01 |  | 2024-02-06 15:16 | Deemed Ex Ante Team |  | 2024-02-06 15:16 | Deemed Ex Ante Team
Old | Com | For producing Old, Ex, Rec, and New BldgVint records while post-processing building energy simulations | Hsp | CZ08 | 1985 | Any | 10.594 | DEER2019 | 2019-01-01 |  | 2024-02-06 15:16 | Deemed Ex Ante Team |  | 2024-02-06 15:16 | Deemed Ex Ante Team
Old | Com | For producing Old, Ex, Rec, and New BldgVint records while post-processing building energy simulations | Hsp | CZ08 | 1996 | Any | 3.237 | DEER2019 | 2019-01-01 |  | 2024-02-06 15:16 | Deemed Ex Ante Team |  | 2024-02-06 15:16 | Deemed Ex Ante Team
Old | Com | For producing Old, Ex, Rec, and New BldgVint records while post-processing building energy simulations | Hsp | CZ09 | 1975 | Any | 15.122 | DEER2019 | 2019-01-01 |  | 2024-02-06 15:16 | Deemed Ex Ante Team |  | 2024-02-06 15:16 | Deemed Ex Ante Team
Old | Com | For producing Old, Ex, Rec, and New BldgVint records while post-processing building energy simulations | Hsp | CZ09 | 1985 | Any | 7.876 | DEER2019 | 2019-01-01 |  | 2024-02-06 15:16 | Deemed Ex Ante Team |  | 2024-02-06 15:16 | Deemed Ex Ante Team
Old | Com | For producing Old, Ex, Rec, and New BldgVint records while post-processing building energy simulations | Hsp | CZ09 | 1996 | Any | 2.653 | DEER2019 | 2019-01-01 |  | 2024-02-06 15:16 | Deemed Ex Ante Team |  | 2024-02-06 15:16 | Deemed Ex Ante Team
Old | Com | For producing Old, Ex, Rec, and New BldgVint records while post-processing building energy simulations | Hsp | CZ10 | 1975 | Any | 5.588 | DEER2019 | 2019-01-01 |  | 2024-02-06 15:16 | Deemed Ex Ante Team |  | 2024-02-06 15:16 | Deemed Ex Ante Team
Old | Com | For producing Old, Ex, Rec, and New BldgVint records while post-processing building energy simulations | Hsp | CZ10 | 1985 | Any | 6.451 | DEER2019 | 2019-01-01 |  | 2024-02-06 15:16 | Deemed Ex Ante Team |  | 2024-02-06 15:16 | Deemed Ex Ante Team
Old | Com | For producing Old, Ex, Rec, and New BldgVint records while post-processing building energy simulations | Hsp | CZ10 | 1996 | Any | 3.581 | DEER2019 | 2019-01-01 |  | 2024-02-06 15:16 | Deemed Ex Ante Team |  | 2024-02-06 15:16 | Deemed Ex Ante Team
Old | Com | For producing Old, Ex, Rec, and New BldgVint records while post-processing building energy simulations | Hsp | CZ11 | 1975 | Any | 1.73 | DEER2019 | 2019-01-01 |  | 2024-02-06 15:16 | Deemed Ex Ante Team |  | 2024-02-06 15:16 | Deemed Ex Ante Team
Old | Com | For producing Old, Ex, Rec, and New BldgVint records while post-processing building energy simulations | Hsp | CZ11 | 1985 | Any | 1.066 | DEER2019 | 2019-01-01 |  | 2024-02-06 15:16 | Deemed Ex Ante Team |  | 2024-02-06 15:16 | Deemed Ex Ante Team
Old | Com | For producing Old, Ex, Rec, and New BldgVint records while post-processing building energy simulations | Hsp | CZ11 | 1996 | Any | 0.653 | DEER2019 | 2019-01-01 |  | 2024-02-06 15:16 | Deemed Ex Ante Team |  | 2024-02-06 15:16 | Deemed Ex Ante Team
Old | Com | For producing Old, Ex, Rec, and New BldgVint records while post-processing building energy simulations | Hsp | CZ12 | 1975 | Any | 5.792 | DEER2019 | 2019-01-01 |  | 2024-02-06 15:16 | Deemed Ex Ante Team |  | 2024-02-06 15:16 | Deemed Ex Ante Team
Old | Com | For producing Old, Ex, Rec, and New BldgVint records while post-processing building energy simulations | Hsp | CZ12 | 1985 | Any | 3.537 | DEER2019 | 2019-01-01 |  | 2024-02-06 15:16 | Deemed Ex Ante Team |  | 2024-02-06 15:16 | Deemed Ex Ante Team
Old | Com | For producing Old, Ex, Rec, and New BldgVint records while post-processing building energy simulations | Hsp | CZ12 | 1996 | Any | 2.33 | DEER2019 | 2019-01-01 |  | 2024-02-06 15:16 | Deemed Ex Ante Team |  | 2024-02-06 15:16 | Deemed Ex Ante Team
Old | Com | For producing Old, Ex, Rec, and New BldgVint records while post-processing building energy simulations | Hsp | CZ13 | 1975 | Any | 5.138 | DEER2019 | 2019-01-01 |  | 2024-02-06 15:16 | Deemed Ex Ante Team |  | 2024-02-06 15:16 | Deemed Ex Ante Team
Old | Com | For producing Old, Ex, Rec, and New BldgVint records while post-processing building energy simulations | Hsp | CZ13 | 1985 | Any | 3.902 | DEER2019 | 2019-01-01 |  | 2024-02-06 15:16 | Deemed Ex Ante Team |  | 2024-02-06 15:16 | Deemed Ex Ante Team
Old | Com | For producing Old, Ex, Rec, and New BldgVint records while post-processing building energy simulations | Hsp | CZ13 | 1996 | Any | 2.475 | DEER2019 | 2019-01-01 |  | 2024-02-06 15:16 | Deemed Ex Ante Team |  | 2024-02-06 15:16 | Deemed Ex Ante Team
Old | Com | For producing Old, Ex, Rec, and New BldgVint records while post-processing building energy simulations | Hsp | CZ14 | 1975 | Any | 1.048 | DEER2019 | 2019-01-01 |  | 2024-02-06 15:16 | Deemed Ex Ante Team |  | 2024-02-06 15:16 | Deemed Ex Ante Team
Old | Com | For producing Old, Ex, Rec, and New BldgVint records while post-processing building energy simulations | Hsp | CZ14 | 1985 | Any | 0.93 | DEER2019 | 2019-01-01 |  | 2024-02-06 15:16 | Deemed Ex Ante Team |  | 2024-02-06 15:16 | Deemed Ex Ante Team
Old | Com | For producing Old, Ex, Rec, and New BldgVint records while post-processing building energy simulations | Hsp | CZ14 | 1996 | Any | 0.493 | DEER2019 | 2019-01-01 |  | 2024-02-06 15:16 | Deemed Ex Ante Team |  | 2024-02-06 15:16 | Deemed Ex Ante Team
Old | Com | For producing Old, Ex, Rec, and New BldgVint records while post-processing building energy simulations | Hsp | CZ15 | 1975 | Any | 0.986 | DEER2019 | 2019-01-01 |  | 2024-02-06 15:16 | Deemed Ex Ante Team |  | 2024-02-06 15:16 | Deemed Ex Ante Team
Old | Com | For producing Old, Ex, Rec, and New BldgVint records while post-processing building energy simulations | Hsp | CZ15 | 1985 | Any | 1.166 | DEER2019 | 2019-01-01 |  | 2024-02-06 15:16 | Deemed Ex Ante Team |  | 2024-02-06 15:16 | Deemed Ex Ante Team
Old | Com | For producing Old, Ex, Rec, and New BldgVint records while post-processing building energy simulations | Hsp | CZ15 | 1996 | Any | 0.686 | DEER2019 | 2019-01-01 |  | 2024-02-06 15:16 | Deemed Ex Ante Team |  | 2024-02-06 15:16 | Deemed Ex Ante Team
Old | Com | For producing Old, Ex, Rec, and New BldgVint records while post-processing building energy simulations | Hsp | CZ16 | 1975 | Any | 0.771 | DEER2019 | 2019-01-01 |  | 2024-02-06 15:16 | Deemed Ex Ante Team |  | 2024-02-06 15:16 | Deemed Ex Ante Team
Old | Com | For producing Old, Ex, Rec, and New BldgVint records while post-processing building energy simulations | Hsp | CZ16 | 1985 | Any | 0.774 | DEER2019 | 2019-01-01 |  | 2024-02-06 15:16 | Deemed Ex Ante Team |  | 2024-02-06 15:16 | Deemed Ex Ante Team
Old | Com | For producing Old, Ex, Rec, and New BldgVint records while post-processing building energy simulations | Hsp | CZ16 | 1996 | Any | 0.483 | DEER2019 | 2019-01-01 |  | 2024-02-06 15:16 | Deemed Ex Ante Team |  | 2024-02-06 15:16 | Deemed Ex Ante Team
Old | Com | For producing Old, Ex, Rec, and New BldgVint records while post-processing building energy simulations | Htl | CZ01 | 1975 | Any | 0.321 | DEER2019 | 2019-01-01 |  | 2024-02-06 15:16 | Deemed Ex Ante Team |  | 2024-02-06 15:16 | Deemed Ex Ante Team
Old | Com | For producing Old, Ex, Rec, and New BldgVint records while post-processing building energy simulations | Htl | CZ01 | 1985 | Any | 0.298 | DEER2019 | 2019-01-01 |  | 2024-02-06 15:16 | Deemed Ex Ante Team |  | 2024-02-06 15:16 | Deemed Ex Ante Team
Old | Com | For producing Old, Ex, Rec, and New BldgVint records while post-processing building energy simulations | Htl | CZ01 | 1996 | Any | 0.086 | DEER2019 | 2019-01-01 |  | 2024-02-06 15:16 | Deemed Ex Ante Team |  | 2024-02-06 15:16 | Deemed Ex Ante Team
Old | Com | For producing Old, Ex, Rec, and New BldgVint records while post-processing building energy simulations | Htl | CZ02 | 1975 | Any | 1.545 | DEER2019 | 2019-01-01 |  | 2024-02-06 15:16 | Deemed Ex Ante Team |  | 2024-02-06 15:16 | Deemed Ex Ante Team
Old | Com | For producing Old, Ex, Rec, and New BldgVint records while post-processing building energy simulations | Htl | CZ02 | 1985 | Any | 1.332 | DEER2019 | 2019-01-01 |  | 2024-02-06 15:16 | Deemed Ex Ante Team |  | 2024-02-06 15:16 | Deemed Ex Ante Team
Old | Com | For producing Old, Ex, Rec, and New BldgVint records while post-processing building energy simulations | Htl | CZ02 | 1996 | Any | 0.612 | DEER2019 | 2019-01-01 |  | 2024-02-06 15:16 | Deemed Ex Ante Team |  | 2024-02-06 15:16 | Deemed Ex Ante Team
Old | Com | For producing Old, Ex, Rec, and New BldgVint records while post-processing building energy simulations | Htl | CZ03 | 1975 | Any | 11.887 | DEER2019 | 2019-01-01 |  | 2024-02-06 15:16 | Deemed Ex Ante Team |  | 2024-02-06 15:16 | Deemed Ex Ante Team
Old | Com | For producing Old, Ex, Rec, and New BldgVint records while post-processing building energy simulations | Htl | CZ03 | 1985 | Any | 7.67 | DEER2019 | 2019-01-01 |  | 2024-02-06 15:16 | Deemed Ex Ante Team |  | 2024-02-06 15:16 | Deemed Ex Ante Team
Old | Com | For producing Old, Ex, Rec, and New BldgVint records while post-processing building energy simulations | Htl | CZ03 | 1996 | Any | 3.548 | DEER2019 | 2019-01-01 |  | 2024-02-06 15:16 | Deemed Ex Ante Team |  | 2024-02-06 15:16 | Deemed Ex Ante Team
Old | Com | For producing Old, Ex, Rec, and New BldgVint records while post-processing building energy simulations | Htl | CZ04 | 1975 | Any | 3.175 | DEER2019 | 2019-01-01 |  | 2024-02-06 15:16 | Deemed Ex Ante Team |  | 2024-02-06 15:16 | Deemed Ex Ante Team
Old | Com | For producing Old, Ex, Rec, and New BldgVint records while post-processing building energy simulations | Htl | CZ04 | 1985 | Any | 2.811 | DEER2019 | 2019-01-01 |  | 2024-02-06 15:16 | Deemed Ex Ante Team |  | 2024-02-06 15:16 | Deemed Ex Ante Team
Old | Com | For producing Old, Ex, Rec, and New BldgVint records while post-processing building energy simulations | Htl | CZ04 | 1996 | Any | 1.38 | DEER2019 | 2019-01-01 |  | 2024-02-06 15:16 | Deemed Ex Ante Team |  | 2024-02-06 15:16 | Deemed Ex Ante Team
Old | Com | For producing Old, Ex, Rec, and New BldgVint records while post-processing building energy simulations | Htl | CZ05 | 1975 | Any | 1.427 | DEER2019 | 2019-01-01 |  | 2024-02-06 15:16 | Deemed Ex Ante Team |  | 2024-02-06 15:16 | Deemed Ex Ante Team
Old | Com | For producing Old, Ex, Rec, and New BldgVint records while post-processing building energy simulations | Htl | CZ05 | 1985 | Any | 1.308 | DEER2019 | 2019-01-01 |  | 2024-02-06 15:16 | Deemed Ex Ante Team |  | 2024-02-06 15:16 | Deemed Ex Ante Team
Old | Com | For producing Old, Ex, Rec, and New BldgVint records while post-processing building energy simulations | Htl | CZ05 | 1996 | Any | 0.613 | DEER2019 | 2019-01-01 |  | 2024-02-06 15:16 | Deemed Ex Ante Team |  | 2024-02-06 15:16 | Deemed Ex Ante Team
Old | Com | For producing Old, Ex, Rec, and New BldgVint records while post-processing building energy simulations | Htl | CZ06 | 1975 | Any | 13.032 | DEER2019 | 2019-01-01 |  | 2024-02-06 15:16 | Deemed Ex Ante Team |  | 2024-02-06 15:16 | Deemed Ex Ante Team
Old | Com | For producing Old, Ex, Rec, and New BldgVint records while post-processing building energy simulations | Htl | CZ06 | 1985 | Any | 16.783 | DEER2019 | 2019-01-01 |  | 2024-02-06 15:16 | Deemed Ex Ante Team |  | 2024-02-06 15:16 | Deemed Ex Ante Team
Old | Com | For producing Old, Ex, Rec, and New BldgVint records while post-processing building energy simulations | Htl | CZ06 | 1996 | Any | 4.515 | DEER2019 | 2019-01-01 |  | 2024-02-06 15:16 | Deemed Ex Ante Team |  | 2024-02-06 15:16 | Deemed Ex Ante Team
Old | Com | For producing Old, Ex, Rec, and New BldgVint records while post-processing building energy simulations | Htl | CZ07 | 1975 | Any | 3.981 | DEER2019 | 2019-01-01 |  | 2024-02-06 15:16 | Deemed Ex Ante Team |  | 2024-02-06 15:16 | Deemed Ex Ante Team
Old | Com | For producing Old, Ex, Rec, and New BldgVint records while post-processing building energy simulations | Htl | CZ07 | 1985 | Any | 7.554 | DEER2019 | 2019-01-01 |  | 2024-02-06 15:16 | Deemed Ex Ante Team |  | 2024-02-06 15:16 | Deemed Ex Ante Team
Old | Com | For producing Old, Ex, Rec, and New BldgVint records while post-processing building energy simulations | Htl | CZ07 | 1996 | Any | 1.63 | DEER2019 | 2019-01-01 |  | 2024-02-06 15:16 | Deemed Ex Ante Team |  | 2024-02-06 15:16 | Deemed Ex Ante Team
Old | Com | For producing Old, Ex, Rec, and New BldgVint records while post-processing building energy simulations | Htl | CZ08 | 1975 | Any | 9.31 | DEER2019 | 2019-01-01 |  | 2024-02-06 15:16 | Deemed Ex Ante Team |  | 2024-02-06 15:16 | Deemed Ex Ante Team
Old | Com | For producing Old, Ex, Rec, and New BldgVint records while post-processing building energy simulations | Htl | CZ08 | 1985 | Any | 11.38 | DEER2019 | 2019-01-01 |  | 2024-02-06 15:16 | Deemed Ex Ante Team |  | 2024-02-06 15:16 | Deemed Ex Ante Team
Old | Com | For producing Old, Ex, Rec, and New BldgVint records while post-processing building energy simulations | Htl | CZ08 | 1996 | Any | 3.123 | DEER2019 | 2019-01-01 |  | 2024-02-06 15:16 | Deemed Ex Ante Team |  | 2024-02-06 15:16 | Deemed Ex Ante Team
Old | Com | For producing Old, Ex, Rec, and New BldgVint records while post-processing building energy simulations | Htl | CZ09 | 1975 | Any | 10.942 | DEER2019 | 2019-01-01 |  | 2024-02-06 15:16 | Deemed Ex Ante Team |  | 2024-02-06 15:16 | Deemed Ex Ante Team
Old | Com | For producing Old, Ex, Rec, and New BldgVint records while post-processing building energy simulations | Htl | CZ09 | 1985 | Any | 11.953 | DEER2019 | 2019-01-01 |  | 2024-02-06 15:16 | Deemed Ex Ante Team |  | 2024-02-06 15:16 | Deemed Ex Ante Team
Old | Com | For producing Old, Ex, Rec, and New BldgVint records while post-processing building energy simulations | Htl | CZ09 | 1996 | Any | 3.416 | DEER2019 | 2019-01-01 |  | 2024-02-06 15:16 | Deemed Ex Ante Team |  | 2024-02-06 15:16 | Deemed Ex Ante Team
Old | Com | For producing Old, Ex, Rec, and New BldgVint records while post-processing building energy simulations | Htl | CZ10 | 1975 | Any | 1.419 | DEER2019 | 2019-01-01 |  | 2024-02-06 15:16 | Deemed Ex Ante Team |  | 2024-02-06 15:16 | Deemed Ex Ante Team
Old | Com | For producing Old, Ex, Rec, and New BldgVint records while post-processing building energy simulations | Htl | CZ10 | 1985 | Any | 3.739 | DEER2019 | 2019-01-01 |  | 2024-02-06 15:16 | Deemed Ex Ante Team |  | 2024-02-06 15:16 | Deemed Ex Ante Team
Old | Com | For producing Old, Ex, Rec, and New BldgVint records while post-processing building energy simulations | Htl | CZ10 | 1996 | Any | 0.685 | DEER2019 | 2019-01-01 |  | 2024-02-06 15:16 | Deemed Ex Ante Team |  | 2024-02-06 15:16 | Deemed Ex Ante Team
Old | Com | For producing Old, Ex, Rec, and New BldgVint records while post-processing building energy simulations | Htl | CZ11 | 1975 | Any | 1.044 | DEER2019 | 2019-01-01 |  | 2024-02-06 15:16 | Deemed Ex Ante Team |  | 2024-02-06 15:16 | Deemed Ex Ante Team
Old | Com | For producing Old, Ex, Rec, and New BldgVint records while post-processing building energy simulations | Htl | CZ11 | 1985 | Any | 0.65 | DEER2019 | 2019-01-01 |  | 2024-02-06 15:16 | Deemed Ex Ante Team |  | 2024-02-06 15:16 | Deemed Ex Ante Team
Old | Com | For producing Old, Ex, Rec, and New BldgVint records while post-processing building energy simulations | Htl | CZ11 | 1996 | Any | 0.23 | DEER2019 | 2019-01-01 |  | 2024-02-06 15:16 | Deemed Ex Ante Team |  | 2024-02-06 15:16 | Deemed Ex Ante Team
Old | Com | For producing Old, Ex, Rec, and New BldgVint records while post-processing building energy simulations | Htl | CZ12 | 1975 | Any | 3.052 | DEER2019 | 2019-01-01 |  | 2024-02-06 15:16 | Deemed Ex Ante Team |  | 2024-02-06 15:16 | Deemed Ex Ante Team
Old | Com | For producing Old, Ex, Rec, and New BldgVint records while post-processing building energy simulations | Htl | CZ12 | 1985 | Any | 2.133 | DEER2019 | 2019-01-01 |  | 2024-02-06 15:16 | Deemed Ex Ante Team |  | 2024-02-06 15:16 | Deemed Ex Ante Team
Old | Com | For producing Old, Ex, Rec, and New BldgVint records while post-processing building energy simulations | Htl | CZ12 | 1996 | Any | 1.252 | DEER2019 | 2019-01-01 |  | 2024-02-06 15:16 | Deemed Ex Ante Team |  | 2024-02-06 15:16 | Deemed Ex Ante Team
Old | Com | For producing Old, Ex, Rec, and New BldgVint records while post-processing building energy simulations | Htl | CZ13 | 1975 | Any | 2.667 | DEER2019 | 2019-01-01 |  | 2024-02-06 15:16 | Deemed Ex Ante Team |  | 2024-02-06 15:16 | Deemed Ex Ante Team
Old | Com | For producing Old, Ex, Rec, and New BldgVint records while post-processing building energy simulations | Htl | CZ13 | 1985 | Any | 1.861 | DEER2019 | 2019-01-01 |  | 2024-02-06 15:16 | Deemed Ex Ante Team |  | 2024-02-06 15:16 | Deemed Ex Ante Team
Old | Com | For producing Old, Ex, Rec, and New BldgVint records while post-processing building energy simulations | Htl | CZ13 | 1996 | Any | 0.673 | DEER2019 | 2019-01-01 |  | 2024-02-06 15:16 | Deemed Ex Ante Team |  | 2024-02-06 15:16 | Deemed Ex Ante Team
Old | Com | For producing Old, Ex, Rec, and New BldgVint records while post-processing building energy simulations | Htl | CZ14 | 1975 | Any | 0.685 | DEER2019 | 2019-01-01 |  | 2024-02-06 15:16 | Deemed Ex Ante Team |  | 2024-02-06 15:16 | Deemed Ex Ante Team
Old | Com | For producing Old, Ex, Rec, and New BldgVint records while post-processing building energy simulations | Htl | CZ14 | 1985 | Any | 1.427 | DEER2019 | 2019-01-01 |  | 2024-02-06 15:16 | Deemed Ex Ante Team |  | 2024-02-06 15:16 | Deemed Ex Ante Team
Old | Com | For producing Old, Ex, Rec, and New BldgVint records while post-processing building energy simulations | Htl | CZ14 | 1996 | Any | 0.31 | DEER2019 | 2019-01-01 |  | 2024-02-06 15:16 | Deemed Ex Ante Team |  | 2024-02-06 15:16 | Deemed Ex Ante Team
Old | Com | For producing Old, Ex, Rec, and New BldgVint records while post-processing building energy simulations | Htl | CZ15 | 1975 | Any | 2.531 | DEER2019 | 2019-01-01 |  | 2024-02-06 15:16 | Deemed Ex Ante Team |  | 2024-02-06 15:16 | Deemed Ex Ante Team
Old | Com | For producing Old, Ex, Rec, and New BldgVint records while post-processing building energy simulations | Htl | CZ15 | 1985 | Any | 7.475 | DEER2019 | 2019-01-01 |  | 2024-02-06 15:16 | Deemed Ex Ante Team |  | 2024-02-06 15:16 | Deemed Ex Ante Team
Old | Com | For producing Old, Ex, Rec, and New BldgVint records while post-processing building energy simulations | Htl | CZ15 | 1996 | Any | 1.3 | DEER2019 | 2019-01-01 |  | 2024-02-06 15:16 | Deemed Ex Ante Team |  | 2024-02-06 15:16 | Deemed Ex Ante Team
Old | Com | For producing Old, Ex, Rec, and New BldgVint records while post-processing building energy simulations | Htl | CZ16 | 1975 | Any | 1.514 | DEER2019 | 2019-01-01 |  | 2024-02-06 15:16 | Deemed Ex Ante Team |  | 2024-02-06 15:16 | Deemed Ex Ante Team
Old | Com | For producing Old, Ex, Rec, and New BldgVint records while post-processing building energy simulations | Htl | CZ16 | 1985 | Any | 1.965 | DEER2019 | 2019-01-01 |  | 2024-02-06 15:16 | Deemed Ex Ante Team |  | 2024-02-06 15:16 | Deemed Ex Ante Team
Old | Com | For producing Old, Ex, Rec, and New BldgVint records while post-processing building energy simulations | Htl | CZ16 | 1996 | Any | 0.607 | DEER2019 | 2019-01-01 |  | 2024-02-06 15:16 | Deemed Ex Ante Team |  | 2024-02-06 15:16 | Deemed Ex Ante Team
Old | Com | For producing Old, Ex, Rec, and New BldgVint records while post-processing building energy simulations | MBT | CZ01 | 1975 | Any | 0.491 | DEER2019 | 2019-01-01 |  | 2024-02-06 15:16 | Deemed Ex Ante Team |  | 2024-02-06 15:16 | Deemed Ex Ante Team
Old | Com | For producing Old, Ex, Rec, and New BldgVint records while post-processing building energy simulations | MBT | CZ01 | 1985 | Any | 0.233 | DEER2019 | 2019-01-01 |  | 2024-02-06 15:16 | Deemed Ex Ante Team |  | 2024-02-06 15:16 | Deemed Ex Ante Team
Old | Com | For producing Old, Ex, Rec, and New BldgVint records while post-processing building energy simulations | MBT | CZ01 | 1996 | Any | 0.158 | DEER2019 | 2019-01-01 |  | 2024-02-06 15:16 | Deemed Ex Ante Team |  | 2024-02-06 15:16 | Deemed Ex Ante Team
Old | Com | For producing Old, Ex, Rec, and New BldgVint records while post-processing building energy simulations | MBT | CZ02 | 1975 | Any | 5.202 | DEER2019 | 2019-01-01 |  | 2024-02-06 15:16 | Deemed Ex Ante Team |  | 2024-02-06 15:16 | Deemed Ex Ante Team
Old | Com | For producing Old, Ex, Rec, and New BldgVint records while post-processing building energy simulations | MBT | CZ02 | 1985 | Any | 2.346 | DEER2019 | 2019-01-01 |  | 2024-02-06 15:16 | Deemed Ex Ante Team |  | 2024-02-06 15:16 | Deemed Ex Ante Team
Old | Com | For producing Old, Ex, Rec, and New BldgVint records while post-processing building energy simulations | MBT | CZ02 | 1996 | Any | 1.186 | DEER2019 | 2019-01-01 |  | 2024-02-06 15:16 | Deemed Ex Ante Team |  | 2024-02-06 15:16 | Deemed Ex Ante Team
Old | Com | For producing Old, Ex, Rec, and New BldgVint records while post-processing building energy simulations | MBT | CZ03 | 1975 | Any | 29.94 | DEER2019 | 2019-01-01 |  | 2024-02-06 15:16 | Deemed Ex Ante Team |  | 2024-02-06 15:16 | Deemed Ex Ante Team
Old | Com | For producing Old, Ex, Rec, and New BldgVint records while post-processing building energy simulations | MBT | CZ03 | 1985 | Any | 8.93 | DEER2019 | 2019-01-01 |  | 2024-02-06 15:16 | Deemed Ex Ante Team |  | 2024-02-06 15:16 | Deemed Ex Ante Team
Old | Com | For producing Old, Ex, Rec, and New BldgVint records while post-processing building energy simulations | MBT | CZ03 | 1996 | Any | 5.631 | DEER2019 | 2019-01-01 |  | 2024-02-06 15:16 | Deemed Ex Ante Team |  | 2024-02-06 15:16 | Deemed Ex Ante Team
Old | Com | For producing Old, Ex, Rec, and New BldgVint records while post-processing building energy simulations | MBT | CZ04 | 1975 | Any | 13.005 | DEER2019 | 2019-01-01 |  | 2024-02-06 15:16 | Deemed Ex Ante Team |  | 2024-02-06 15:16 | Deemed Ex Ante Team
Old | Com | For producing Old, Ex, Rec, and New BldgVint records while post-processing building energy simulations | MBT | CZ04 | 1985 | Any | 7.296 | DEER2019 | 2019-01-01 |  | 2024-02-06 15:16 | Deemed Ex Ante Team |  | 2024-02-06 15:16 | Deemed Ex Ante Team
Old | Com | For producing Old, Ex, Rec, and New BldgVint records while post-processing building energy simulations | MBT | CZ04 | 1996 | Any | 3.172 | DEER2019 | 2019-01-01 |  | 2024-02-06 15:16 | Deemed Ex Ante Team |  | 2024-02-06 15:16 | Deemed Ex Ante Team
Old | Com | For producing Old, Ex, Rec, and New BldgVint records while post-processing building energy simulations | MBT | CZ05 | 1975 | Any | 1.983 | DEER2019 | 2019-01-01 |  | 2024-02-06 15:16 | Deemed Ex Ante Team |  | 2024-02-06 15:16 | Deemed Ex Ante Team
Old | Com | For producing Old, Ex, Rec, and New BldgVint records while post-processing building energy simulations | MBT | CZ05 | 1985 | Any | 1.102 | DEER2019 | 2019-01-01 |  | 2024-02-06 15:16 | Deemed Ex Ante Team |  | 2024-02-06 15:16 | Deemed Ex Ante Team
Old | Com | For producing Old, Ex, Rec, and New BldgVint records while post-processing building energy simulations | MBT | CZ05 | 1996 | Any | 0.491 | DEER2019 | 2019-01-01 |  | 2024-02-06 15:16 | Deemed Ex Ante Team |  | 2024-02-06 15:16 | Deemed Ex Ante Team
Old | Com | For producing Old, Ex, Rec, and New BldgVint records while post-processing building energy simulations | MBT | CZ06 | 1975 | Any | 38.308 | DEER2019 | 2019-01-01 |  | 2024-02-06 15:16 | Deemed Ex Ante Team |  | 2024-02-06 15:16 | Deemed Ex Ante Team
Old | Com | For producing Old, Ex, Rec, and New BldgVint records while post-processing building energy simulations | MBT | CZ06 | 1985 | Any | 20.363 | DEER2019 | 2019-01-01 |  | 2024-02-06 15:16 | Deemed Ex Ante Team |  | 2024-02-06 15:16 | Deemed Ex Ante Team
Old | Com | For producing Old, Ex, Rec, and New BldgVint records while post-processing building energy simulations | MBT | CZ06 | 1996 | Any | 10.073 | DEER2019 | 2019-01-01 |  | 2024-02-06 15:16 | Deemed Ex Ante Team |  | 2024-02-06 15:16 | Deemed Ex Ante Team
Old | Com | For producing Old, Ex, Rec, and New BldgVint records while post-processing building energy simulations | MBT | CZ07 | 1975 | Any | 3.896 | DEER2019 | 2019-01-01 |  | 2024-02-06 15:16 | Deemed Ex Ante Team |  | 2024-02-06 15:16 | Deemed Ex Ante Team
Old | Com | For producing Old, Ex, Rec, and New BldgVint records while post-processing building energy simulations | MBT | CZ07 | 1985 | Any | 5.952 | DEER2019 | 2019-01-01 |  | 2024-02-06 15:16 | Deemed Ex Ante Team |  | 2024-02-06 15:16 | Deemed Ex Ante Team
Old | Com | For producing Old, Ex, Rec, and New BldgVint records while post-processing building energy simulations | MBT | CZ07 | 1996 | Any | 3.888 | DEER2019 | 2019-01-01 |  | 2024-02-06 15:16 | Deemed Ex Ante Team |  | 2024-02-06 15:16 | Deemed Ex Ante Team
Old | Com | For producing Old, Ex, Rec, and New BldgVint records while post-processing building energy simulations | MBT | CZ08 | 1975 | Any | 56.735 | DEER2019 | 2019-01-01 |  | 2024-02-06 15:16 | Deemed Ex Ante Team |  | 2024-02-06 15:16 | Deemed Ex Ante Team
Old | Com | For producing Old, Ex, Rec, and New BldgVint records while post-processing building energy simulations | MBT | CZ08 | 1985 | Any | 29.819 | DEER2019 | 2019-01-01 |  | 2024-02-06 15:16 | Deemed Ex Ante Team |  | 2024-02-06 15:16 | Deemed Ex Ante Team
Old | Com | For producing Old, Ex, Rec, and New BldgVint records while post-processing building energy simulations | MBT | CZ08 | 1996 | Any | 14.824 | DEER2019 | 2019-01-01 |  | 2024-02-06 15:16 | Deemed Ex Ante Team |  | 2024-02-06 15:16 | Deemed Ex Ante Team
Old | Com | For producing Old, Ex, Rec, and New BldgVint records while post-processing building energy simulations | MBT | CZ09 | 1975 | Any | 38.377 | DEER2019 | 2019-01-01 |  | 2024-02-06 15:16 | Deemed Ex Ante Team |  | 2024-02-06 15:16 | Deemed Ex Ante Team
Old | Com | For producing Old, Ex, Rec, and New BldgVint records while post-processing building energy simulations | MBT | CZ09 | 1985 | Any | 18.807 | DEER2019 | 2019-01-01 |  | 2024-02-06 15:16 | Deemed Ex Ante Team |  | 2024-02-06 15:16 | Deemed Ex Ante Team
Old | Com | For producing Old, Ex, Rec, and New BldgVint records while post-processing building energy simulations | MBT | CZ09 | 1996 | Any | 10.565 | DEER2019 | 2019-01-01 |  | 2024-02-06 15:16 | Deemed Ex Ante Team |  | 2024-02-06 15:16 | Deemed Ex Ante Team
Old | Com | For producing Old, Ex, Rec, and New BldgVint records while post-processing building energy simulations | MBT | CZ10 | 1975 | Any | 9.86 | DEER2019 | 2019-01-01 |  | 2024-02-06 15:16 | Deemed Ex Ante Team |  | 2024-02-06 15:16 | Deemed Ex Ante Team
Old | Com | For producing Old, Ex, Rec, and New BldgVint records while post-processing building energy simulations | MBT | CZ10 | 1985 | Any | 21.472 | DEER2019 | 2019-01-01 |  | 2024-02-06 15:16 | Deemed Ex Ante Team |  | 2024-02-06 15:16 | Deemed Ex Ante Team
Old | Com | For producing Old, Ex, Rec, and New BldgVint records while post-processing building energy simulations | MBT | CZ10 | 1996 | Any | 13.2 | DEER2019 | 2019-01-01 |  | 2024-02-06 15:16 | Deemed Ex Ante Team |  | 2024-02-06 15:16 | Deemed Ex Ante Team
Old | Com | For producing Old, Ex, Rec, and New BldgVint records while post-processing building energy simulations | MBT | CZ11 | 1975 | Any | 2.968 | DEER2019 | 2019-01-01 |  | 2024-02-06 15:16 | Deemed Ex Ante Team |  | 2024-02-06 15:16 | Deemed Ex Ante Team
Old | Com | For producing Old, Ex, Rec, and New BldgVint records while post-processing building energy simulations | MBT | CZ11 | 1985 | Any | 1.919 | DEER2019 | 2019-01-01 |  | 2024-02-06 15:16 | Deemed Ex Ante Team |  | 2024-02-06 15:16 | Deemed Ex Ante Team
Old | Com | For producing Old, Ex, Rec, and New BldgVint records while post-processing building energy simulations | MBT | CZ11 | 1996 | Any | 1.142 | DEER2019 | 2019-01-01 |  | 2024-02-06 15:16 | Deemed Ex Ante Team |  | 2024-02-06 15:16 | Deemed Ex Ante Team
Old | Com | For producing Old, Ex, Rec, and New BldgVint records while post-processing building energy simulations | MBT | CZ12 | 1975 | Any | 12.779 | DEER2019 | 2019-01-01 |  | 2024-02-06 15:16 | Deemed Ex Ante Team |  | 2024-02-06 15:16 | Deemed Ex Ante Team
Old | Com | For producing Old, Ex, Rec, and New BldgVint records while post-processing building energy simulations | MBT | CZ12 | 1985 | Any | 7.629 | DEER2019 | 2019-01-01 |  | 2024-02-06 15:16 | Deemed Ex Ante Team |  | 2024-02-06 15:16 | Deemed Ex Ante Team
Old | Com | For producing Old, Ex, Rec, and New BldgVint records while post-processing building energy simulations | MBT | CZ12 | 1996 | Any | 3.643 | DEER2019 | 2019-01-01 |  | 2024-02-06 15:16 | Deemed Ex Ante Team |  | 2024-02-06 15:16 | Deemed Ex Ante Team
Old | Com | For producing Old, Ex, Rec, and New BldgVint records while post-processing building energy simulations | MBT | CZ13 | 1975 | Any | 9.221 | DEER2019 | 2019-01-01 |  | 2024-02-06 15:16 | Deemed Ex Ante Team |  | 2024-02-06 15:16 | Deemed Ex Ante Team
Old | Com | For producing Old, Ex, Rec, and New BldgVint records while post-processing building energy simulations | MBT | CZ13 | 1985 | Any | 6.92 | DEER2019 | 2019-01-01 |  | 2024-02-06 15:16 | Deemed Ex Ante Team |  | 2024-02-06 15:16 | Deemed Ex Ante Team
Old | Com | For producing Old, Ex, Rec, and New BldgVint records while post-processing building energy simulations | MBT | CZ13 | 1996 | Any | 4.829 | DEER2019 | 2019-01-01 |  | 2024-02-06 15:16 | Deemed Ex Ante Team |  | 2024-02-06 15:16 | Deemed Ex Ante Team
Old | Com | For producing Old, Ex, Rec, and New BldgVint records while post-processing building energy simulations | MBT | CZ14 | 1975 | Any | 3.815 | DEER2019 | 2019-01-01 |  | 2024-02-06 15:16 | Deemed Ex Ante Team |  | 2024-02-06 15:16 | Deemed Ex Ante Team
Old | Com | For producing Old, Ex, Rec, and New BldgVint records while post-processing building energy simulations | MBT | CZ14 | 1985 | Any | 3.922 | DEER2019 | 2019-01-01 |  | 2024-02-06 15:16 | Deemed Ex Ante Team |  | 2024-02-06 15:16 | Deemed Ex Ante Team
Old | Com | For producing Old, Ex, Rec, and New BldgVint records while post-processing building energy simulations | MBT | CZ14 | 1996 | Any | 2.363 | DEER2019 | 2019-01-01 |  | 2024-02-06 15:16 | Deemed Ex Ante Team |  | 2024-02-06 15:16 | Deemed Ex Ante Team
Old | Com | For producing Old, Ex, Rec, and New BldgVint records while post-processing building energy simulations | MBT | CZ15 | 1975 | Any | 2.911 | DEER2019 | 2019-01-01 |  | 2024-02-06 15:16 | Deemed Ex Ante Team |  | 2024-02-06 15:16 | Deemed Ex Ante Team
Old | Com | For producing Old, Ex, Rec, and New BldgVint records while post-processing building energy simulations | MBT | CZ15 | 1985 | Any | 6.767 | DEER2019 | 2019-01-01 |  | 2024-02-06 15:16 | Deemed Ex Ante Team |  | 2024-02-06 15:16 | Deemed Ex Ante Team
Old | Com | For producing Old, Ex, Rec, and New BldgVint records while post-processing building energy simulations | MBT | CZ15 | 1996 | Any | 4.121 | DEER2019 | 2019-01-01 |  | 2024-02-06 15:16 | Deemed Ex Ante Team |  | 2024-02-06 15:16 | Deemed Ex Ante Team
Old | Com | For producing Old, Ex, Rec, and New BldgVint records while post-processing building energy simulations | MBT | CZ16 | 1975 | Any | 2.49 | DEER2019 | 2019-01-01 |  | 2024-02-06 15:16 | Deemed Ex Ante Team |  | 2024-02-06 15:16 | Deemed Ex Ante Team
Old | Com | For producing Old, Ex, Rec, and New BldgVint records while post-processing building energy simulations | MBT | CZ16 | 1985 | Any | 2.732 | DEER2019 | 2019-01-01 |  | 2024-02-06 15:16 | Deemed Ex Ante Team |  | 2024-02-06 15:16 | Deemed Ex Ante Team
Old | Com | For producing Old, Ex, Rec, and New BldgVint records while post-processing building energy simulations | MBT | CZ16 | 1996 | Any | 1.827 | DEER2019 | 2019-01-01 |  | 2024-02-06 15:16 | Deemed Ex Ante Team |  | 2024-02-06 15:16 | Deemed Ex Ante Team
Old | Com | For producing Old, Ex, Rec, and New BldgVint records while post-processing building energy simulations | MLI | CZ01 | 1975 | Any | 0.491 | DEER2019 | 2019-01-01 |  | 2024-02-06 15:16 | Deemed Ex Ante Team |  | 2024-02-06 15:16 | Deemed Ex Ante Team
Old | Com | For producing Old, Ex, Rec, and New BldgVint records while post-processing building energy simulations | MLI | CZ01 | 1985 | Any | 0.233 | DEER2019 | 2019-01-01 |  | 2024-02-06 15:16 | Deemed Ex Ante Team |  | 2024-02-06 15:16 | Deemed Ex Ante Team
Old | Com | For producing Old, Ex, Rec, and New BldgVint records while post-processing building energy simulations | MLI | CZ01 | 1996 | Any | 0.158 | DEER2019 | 2019-01-01 |  | 2024-02-06 15:16 | Deemed Ex Ante Team |  | 2024-02-06 15:16 | Deemed Ex Ante Team
Old | Com | For producing Old, Ex, Rec, and New BldgVint records while post-processing building energy simulations | MLI | CZ02 | 1975 | Any | 5.202 | DEER2019 | 2019-01-01 |  | 2024-02-06 15:16 | Deemed Ex Ante Team |  | 2024-02-06 15:16 | Deemed Ex Ante Team
Old | Com | For producing Old, Ex, Rec, and New BldgVint records while post-processing building energy simulations | MLI | CZ02 | 1985 | Any | 2.346 | DEER2019 | 2019-01-01 |  | 2024-02-06 15:16 | Deemed Ex Ante Team |  | 2024-02-06 15:16 | Deemed Ex Ante Team
Old | Com | For producing Old, Ex, Rec, and New BldgVint records while post-processing building energy simulations | MLI | CZ02 | 1996 | Any | 1.186 | DEER2019 | 2019-01-01 |  | 2024-02-06 15:16 | Deemed Ex Ante Team |  | 2024-02-06 15:16 | Deemed Ex Ante Team
Old | Com | For producing Old, Ex, Rec, and New BldgVint records while post-processing building energy simulations | MLI | CZ03 | 1975 | Any | 29.94 | DEER2019 | 2019-01-01 |  | 2024-02-06 15:16 | Deemed Ex Ante Team |  | 2024-02-06 15:16 | Deemed Ex Ante Team
Old | Com | For producing Old, Ex, Rec, and New BldgVint records while post-processing building energy simulations | MLI | CZ03 | 1985 | Any | 8.93 | DEER2019 | 2019-01-01 |  | 2024-02-06 15:16 | Deemed Ex Ante Team |  | 2024-02-06 15:16 | Deemed Ex Ante Team
Old | Com | For producing Old, Ex, Rec, and New BldgVint records while post-processing building energy simulations | MLI | CZ03 | 1996 | Any | 5.631 | DEER2019 | 2019-01-01 |  | 2024-02-06 15:16 | Deemed Ex Ante Team |  | 2024-02-06 15:16 | Deemed Ex Ante Team
Old | Com | For producing Old, Ex, Rec, and New BldgVint records while post-processing building energy simulations | MLI | CZ04 | 1975 | Any | 13.005 | DEER2019 | 2019-01-01 |  | 2024-02-06 15:16 | Deemed Ex Ante Team |  | 2024-02-06 15:16 | Deemed Ex Ante Team
Old | Com | For producing Old, Ex, Rec, and New BldgVint records while post-processing building energy simulations | MLI | CZ04 | 1985 | Any | 7.296 | DEER2019 | 2019-01-01 |  | 2024-02-06 15:16 | Deemed Ex Ante Team |  | 2024-02-06 15:16 | Deemed Ex Ante Team
Old | Com | For producing Old, Ex, Rec, and New BldgVint records while post-processing building energy simulations | MLI | CZ04 | 1996 | Any | 3.172 | DEER2019 | 2019-01-01 |  | 2024-02-06 15:16 | Deemed Ex Ante Team |  | 2024-02-06 15:16 | Deemed Ex Ante Team
Old | Com | For producing Old, Ex, Rec, and New BldgVint records while post-processing building energy simulations | MLI | CZ05 | 1975 | Any | 1.983 | DEER2019 | 2019-01-01 |  | 2024-02-06 15:16 | Deemed Ex Ante Team |  | 2024-02-06 15:16 | Deemed Ex Ante Team
Old | Com | For producing Old, Ex, Rec, and New BldgVint records while post-processing building energy simulations | MLI | CZ05 | 1985 | Any | 1.102 | DEER2019 | 2019-01-01 |  | 2024-02-06 15:16 | Deemed Ex Ante Team |  | 2024-02-06 15:16 | Deemed Ex Ante Team
Old | Com | For producing Old, Ex, Rec, and New BldgVint records while post-processing building energy simulations | MLI | CZ05 | 1996 | Any | 0.491 | DEER2019 | 2019-01-01 |  | 2024-02-06 15:16 | Deemed Ex Ante Team |  | 2024-02-06 15:16 | Deemed Ex Ante Team
Old | Com | For producing Old, Ex, Rec, and New BldgVint records while post-processing building energy simulations | MLI | CZ06 | 1975 | Any | 38.308 | DEER2019 | 2019-01-01 |  | 2024-02-06 15:16 | Deemed Ex Ante Team |  | 2024-02-06 15:16 | Deemed Ex Ante Team
Old | Com | For producing Old, Ex, Rec, and New BldgVint records while post-processing building energy simulations | MLI | CZ06 | 1985 | Any | 20.363 | DEER2019 | 2019-01-01 |  | 2024-02-06 15:16 | Deemed Ex Ante Team |  | 2024-02-06 15:16 | Deemed Ex Ante Team
Old | Com | For producing Old, Ex, Rec, and New BldgVint records while post-processing building energy simulations | MLI | CZ06 | 1996 | Any | 10.073 | DEER2019 | 2019-01-01 |  | 2024-02-06 15:16 | Deemed Ex Ante Team |  | 2024-02-06 15:16 | Deemed Ex Ante Team
Old | Com | For producing Old, Ex, Rec, and New BldgVint records while post-processing building energy simulations | MLI | CZ07 | 1975 | Any | 3.896 | DEER2019 | 2019-01-01 |  | 2024-02-06 15:16 | Deemed Ex Ante Team |  | 2024-02-06 15:16 | Deemed Ex Ante Team
Old | Com | For producing Old, Ex, Rec, and New BldgVint records while post-processing building energy simulations | MLI | CZ07 | 1985 | Any | 5.952 | DEER2019 | 2019-01-01 |  | 2024-02-06 15:16 | Deemed Ex Ante Team |  | 2024-02-06 15:16 | Deemed Ex Ante Team
Old | Com | For producing Old, Ex, Rec, and New BldgVint records while post-processing building energy simulations | MLI | CZ07 | 1996 | Any | 3.888 | DEER2019 | 2019-01-01 |  | 2024-02-06 15:16 | Deemed Ex Ante Team |  | 2024-02-06 15:16 | Deemed Ex Ante Team
Old | Com | For producing Old, Ex, Rec, and New BldgVint records while post-processing building energy simulations | MLI | CZ08 | 1975 | Any | 56.735 | DEER2019 | 2019-01-01 |  | 2024-02-06 15:16 | Deemed Ex Ante Team |  | 2024-02-06 15:16 | Deemed Ex Ante Team
Old | Com | For producing Old, Ex, Rec, and New BldgVint records while post-processing building energy simulations | MLI | CZ08 | 1985 | Any | 29.819 | DEER2019 | 2019-01-01 |  | 2024-02-06 15:16 | Deemed Ex Ante Team |  | 2024-02-06 15:16 | Deemed Ex Ante Team
Old | Com | For producing Old, Ex, Rec, and New BldgVint records while post-processing building energy simulations | MLI | CZ08 | 1996 | Any | 14.824 | DEER2019 | 2019-01-01 |  | 2024-02-06 15:16 | Deemed Ex Ante Team |  | 2024-02-06 15:16 | Deemed Ex Ante Team
Old | Com | For producing Old, Ex, Rec, and New BldgVint records while post-processing building energy simulations | MLI | CZ09 | 1975 | Any | 38.377 | DEER2019 | 2019-01-01 |  | 2024-02-06 15:16 | Deemed Ex Ante Team |  | 2024-02-06 15:16 | Deemed Ex Ante Team
Old | Com | For producing Old, Ex, Rec, and New BldgVint records while post-processing building energy simulations | MLI | CZ09 | 1985 | Any | 18.807 | DEER2019 | 2019-01-01 |  | 2024-02-06 15:16 | Deemed Ex Ante Team |  | 2024-02-06 15:16 | Deemed Ex Ante Team
Old | Com | For producing Old, Ex, Rec, and New BldgVint records while post-processing building energy simulations | MLI | CZ09 | 1996 | Any | 10.565 | DEER2019 | 2019-01-01 |  | 2024-02-06 15:16 | Deemed Ex Ante Team |  | 2024-02-06 15:16 | Deemed Ex Ante Team
Old | Com | For producing Old, Ex, Rec, and New BldgVint records while post-processing building energy simulations | MLI | CZ10 | 1975 | Any | 9.86 | DEER2019 | 2019-01-01 |  | 2024-02-06 15:16 | Deemed Ex Ante Team |  | 2024-02-06 15:16 | Deemed Ex Ante Team
Old | Com | For producing Old, Ex, Rec, and New BldgVint records while post-processing building energy simulations | MLI | CZ10 | 1985 | Any | 21.472 | DEER2019 | 2019-01-01 |  | 2024-02-06 15:16 | Deemed Ex Ante Team |  | 2024-02-06 15:16 | Deemed Ex Ante Team
Old | Com | For producing Old, Ex, Rec, and New BldgVint records while post-processing building energy simulations | MLI | CZ10 | 1996 | Any | 13.2 | DEER2019 | 2019-01-01 |  | 2024-02-06 15:16 | Deemed Ex Ante Team |  | 2024-02-06 15:16 | Deemed Ex Ante Team
Old | Com | For producing Old, Ex, Rec, and New BldgVint records while post-processing building energy simulations | MLI | CZ11 | 1975 | Any | 2.968 | DEER2019 | 2019-01-01 |  | 2024-02-06 15:16 | Deemed Ex Ante Team |  | 2024-02-06 15:16 | Deemed Ex Ante Team
Old | Com | For producing Old, Ex, Rec, and New BldgVint records while post-processing building energy simulations | MLI | CZ11 | 1985 | Any | 1.919 | DEER2019 | 2019-01-01 |  | 2024-02-06 15:16 | Deemed Ex Ante Team |  | 2024-02-06 15:16 | Deemed Ex Ante Team
Old | Com | For producing Old, Ex, Rec, and New BldgVint records while post-processing building energy simulations | MLI | CZ11 | 1996 | Any | 1.142 | DEER2019 | 2019-01-01 |  | 2024-02-06 15:16 | Deemed Ex Ante Team |  | 2024-02-06 15:16 | Deemed Ex Ante Team
Old | Com | For producing Old, Ex, Rec, and New BldgVint records while post-processing building energy simulations | MLI | CZ12 | 1975 | Any | 12.779 | DEER2019 | 2019-01-01 |  | 2024-02-06 15:16 | Deemed Ex Ante Team |  | 2024-02-06 15:16 | Deemed Ex Ante Team
Old | Com | For producing Old, Ex, Rec, and New BldgVint records while post-processing building energy simulations | MLI | CZ12 | 1985 | Any | 7.629 | DEER2019 | 2019-01-01 |  | 2024-02-06 15:16 | Deemed Ex Ante Team |  | 2024-02-06 15:16 | Deemed Ex Ante Team
Old | Com | For producing Old, Ex, Rec, and New BldgVint records while post-processing building energy simulations | MLI | CZ12 | 1996 | Any | 3.643 | DEER2019 | 2019-01-01 |  | 2024-02-06 15:16 | Deemed Ex Ante Team |  | 2024-02-06 15:16 | Deemed Ex Ante Team
Old | Com | For producing Old, Ex, Rec, and New BldgVint records while post-processing building energy simulations | MLI | CZ13 | 1975 | Any | 9.221 | DEER2019 | 2019-01-01 |  | 2024-02-06 15:16 | Deemed Ex Ante Team |  | 2024-02-06 15:16 | Deemed Ex Ante Team
Old | Com | For producing Old, Ex, Rec, and New BldgVint records while post-processing building energy simulations | MLI | CZ13 | 1985 | Any | 6.92 | DEER2019 | 2019-01-01 |  | 2024-02-06 15:16 | Deemed Ex Ante Team |  | 2024-02-06 15:16 | Deemed Ex Ante Team
Old | Com | For producing Old, Ex, Rec, and New BldgVint records while post-processing building energy simulations | MLI | CZ13 | 1996 | Any | 4.829 | DEER2019 | 2019-01-01 |  | 2024-02-06 15:16 | Deemed Ex Ante Team |  | 2024-02-06 15:16 | Deemed Ex Ante Team
Old | Com | For producing Old, Ex, Rec, and New BldgVint records while post-processing building energy simulations | MLI | CZ14 | 1975 | Any | 3.815 | DEER2019 | 2019-01-01 |  | 2024-02-06 15:16 | Deemed Ex Ante Team |  | 2024-02-06 15:16 | Deemed Ex Ante Team
Old | Com | For producing Old, Ex, Rec, and New BldgVint records while post-processing building energy simulations | MLI | CZ14 | 1985 | Any | 3.922 | DEER2019 | 2019-01-01 |  | 2024-02-06 15:16 | Deemed Ex Ante Team |  | 2024-02-06 15:16 | Deemed Ex Ante Team
Old | Com | For producing Old, Ex, Rec, and New BldgVint records while post-processing building energy simulations | MLI | CZ14 | 1996 | Any | 2.363 | DEER2019 | 2019-01-01 |  | 2024-02-06 15:16 | Deemed Ex Ante Team |  | 2024-02-06 15:16 | Deemed Ex Ante Team
Old | Com | For producing Old, Ex, Rec, and New BldgVint records while post-processing building energy simulations | MLI | CZ15 | 1975 | Any | 2.911 | DEER2019 | 2019-01-01 |  | 2024-02-06 15:16 | Deemed Ex Ante Team |  | 2024-02-06 15:16 | Deemed Ex Ante Team
Old | Com | For producing Old, Ex, Rec, and New BldgVint records while post-processing building energy simulations | MLI | CZ15 | 1985 | Any | 6.767 | DEER2019 | 2019-01-01 |  | 2024-02-06 15:16 | Deemed Ex Ante Team |  | 2024-02-06 15:16 | Deemed Ex Ante Team
Old | Com | For producing Old, Ex, Rec, and New BldgVint records while post-processing building energy simulations | MLI | CZ15 | 1996 | Any | 4.121 | DEER2019 | 2019-01-01 |  | 2024-02-06 15:16 | Deemed Ex Ante Team |  | 2024-02-06 15:16 | Deemed Ex Ante Team
Old | Com | For producing Old, Ex, Rec, and New BldgVint records while post-processing building energy simulations | MLI | CZ16 | 1975 | Any | 2.49 | DEER2019 | 2019-01-01 |  | 2024-02-06 15:16 | Deemed Ex Ante Team |  | 2024-02-06 15:16 | Deemed Ex Ante Team
Old | Com | For producing Old, Ex, Rec, and New BldgVint records while post-processing building energy simulations | MLI | CZ16 | 1985 | Any | 2.732 | DEER2019 | 2019-01-01 |  | 2024-02-06 15:16 | Deemed Ex Ante Team |  | 2024-02-06 15:16 | Deemed Ex Ante Team
Old | Com | For producing Old, Ex, Rec, and New BldgVint records while post-processing building energy simulations | MLI | CZ16 | 1996 | Any | 1.827 | DEER2019 | 2019-01-01 |  | 2024-02-06 15:16 | Deemed Ex Ante Team |  | 2024-02-06 15:16 | Deemed Ex Ante Team
Old | Com | For producing Old, Ex, Rec, and New BldgVint records while post-processing building energy simulations | Mtl | CZ01 | 1975 | Any | 0.321 | DEER2019 | 2019-01-01 |  | 2024-02-06 15:16 | Deemed Ex Ante Team |  | 2024-02-06 15:16 | Deemed Ex Ante Team
Old | Com | For producing Old, Ex, Rec, and New BldgVint records while post-processing building energy simulations | Mtl | CZ01 | 1985 | Any | 0.298 | DEER2019 | 2019-01-01 |  | 2024-02-06 15:16 | Deemed Ex Ante Team |  | 2024-02-06 15:16 | Deemed Ex Ante Team
Old | Com | For producing Old, Ex, Rec, and New BldgVint records while post-processing building energy simulations | Mtl | CZ01 | 1996 | Any | 0.086 | DEER2019 | 2019-01-01 |  | 2024-02-06 15:16 | Deemed Ex Ante Team |  | 2024-02-06 15:16 | Deemed Ex Ante Team
Old | Com | For producing Old, Ex, Rec, and New BldgVint records while post-processing building energy simulations | Mtl | CZ02 | 1975 | Any | 1.545 | DEER2019 | 2019-01-01 |  | 2024-02-06 15:16 | Deemed Ex Ante Team |  | 2024-02-06 15:16 | Deemed Ex Ante Team
Old | Com | For producing Old, Ex, Rec, and New BldgVint records while post-processing building energy simulations | Mtl | CZ02 | 1985 | Any | 1.332 | DEER2019 | 2019-01-01 |  | 2024-02-06 15:16 | Deemed Ex Ante Team |  | 2024-02-06 15:16 | Deemed Ex Ante Team
Old | Com | For producing Old, Ex, Rec, and New BldgVint records while post-processing building energy simulations | Mtl | CZ02 | 1996 | Any | 0.612 | DEER2019 | 2019-01-01 |  | 2024-02-06 15:16 | Deemed Ex Ante Team |  | 2024-02-06 15:16 | Deemed Ex Ante Team
Old | Com | For producing Old, Ex, Rec, and New BldgVint records while post-processing building energy simulations | Mtl | CZ03 | 1975 | Any | 11.887 | DEER2019 | 2019-01-01 |  | 2024-02-06 15:16 | Deemed Ex Ante Team |  | 2024-02-06 15:16 | Deemed Ex Ante Team
Old | Com | For producing Old, Ex, Rec, and New BldgVint records while post-processing building energy simulations | Mtl | CZ03 | 1985 | Any | 7.67 | DEER2019 | 2019-01-01 |  | 2024-02-06 15:16 | Deemed Ex Ante Team |  | 2024-02-06 15:16 | Deemed Ex Ante Team
Old | Com | For producing Old, Ex, Rec, and New BldgVint records while post-processing building energy simulations | Mtl | CZ03 | 1996 | Any | 3.548 | DEER2019 | 2019-01-01 |  | 2024-02-06 15:16 | Deemed Ex Ante Team |  | 2024-02-06 15:16 | Deemed Ex Ante Team
Old | Com | For producing Old, Ex, Rec, and New BldgVint records while post-processing building energy simulations | Mtl | CZ04 | 1975 | Any | 3.175 | DEER2019 | 2019-01-01 |  | 2024-02-06 15:16 | Deemed Ex Ante Team |  | 2024-02-06 15:16 | Deemed Ex Ante Team
Old | Com | For producing Old, Ex, Rec, and New BldgVint records while post-processing building energy simulations | Mtl | CZ04 | 1985 | Any | 2.811 | DEER2019 | 2019-01-01 |  | 2024-02-06 15:16 | Deemed Ex Ante Team |  | 2024-02-06 15:16 | Deemed Ex Ante Team
Old | Com | For producing Old, Ex, Rec, and New BldgVint records while post-processing building energy simulations | Mtl | CZ04 | 1996 | Any | 1.38 | DEER2019 | 2019-01-01 |  | 2024-02-06 15:16 | Deemed Ex Ante Team |  | 2024-02-06 15:16 | Deemed Ex Ante Team
Old | Com | For producing Old, Ex, Rec, and New BldgVint records while post-processing building energy simulations | Mtl | CZ05 | 1975 | Any | 1.427 | DEER2019 | 2019-01-01 |  | 2024-02-06 15:16 | Deemed Ex Ante Team |  | 2024-02-06 15:16 | Deemed Ex Ante Team
Old | Com | For producing Old, Ex, Rec, and New BldgVint records while post-processing building energy simulations | Mtl | CZ05 | 1985 | Any | 1.308 | DEER2019 | 2019-01-01 |  | 2024-02-06 15:16 | Deemed Ex Ante Team |  | 2024-02-06 15:16 | Deemed Ex Ante Team
Old | Com | For producing Old, Ex, Rec, and New BldgVint records while post-processing building energy simulations | Mtl | CZ05 | 1996 | Any | 0.613 | DEER2019 | 2019-01-01 |  | 2024-02-06 15:16 | Deemed Ex Ante Team |  | 2024-02-06 15:16 | Deemed Ex Ante Team
Old | Com | For producing Old, Ex, Rec, and New BldgVint records while post-processing building energy simulations | Mtl | CZ06 | 1975 | Any | 13.032 | DEER2019 | 2019-01-01 |  | 2024-02-06 15:16 | Deemed Ex Ante Team |  | 2024-02-06 15:16 | Deemed Ex Ante Team
Old | Com | For producing Old, Ex, Rec, and New BldgVint records while post-processing building energy simulations | Mtl | CZ06 | 1985 | Any | 16.783 | DEER2019 | 2019-01-01 |  | 2024-02-06 15:16 | Deemed Ex Ante Team |  | 2024-02-06 15:16 | Deemed Ex Ante Team
Old | Com | For producing Old, Ex, Rec, and New BldgVint records while post-processing building energy simulations | Mtl | CZ06 | 1996 | Any | 4.515 | DEER2019 | 2019-01-01 |  | 2024-02-06 15:16 | Deemed Ex Ante Team |  | 2024-02-06 15:16 | Deemed Ex Ante Team
Old | Com | For producing Old, Ex, Rec, and New BldgVint records while post-processing building energy simulations | Mtl | CZ07 | 1975 | Any | 3.981 | DEER2019 | 2019-01-01 |  | 2024-02-06 15:16 | Deemed Ex Ante Team |  | 2024-02-06 15:16 | Deemed Ex Ante Team
Old | Com | For producing Old, Ex, Rec, and New BldgVint records while post-processing building energy simulations | Mtl | CZ07 | 1985 | Any | 7.554 | DEER2019 | 2019-01-01 |  | 2024-02-06 15:16 | Deemed Ex Ante Team |  | 2024-02-06 15:16 | Deemed Ex Ante Team
Old | Com | For producing Old, Ex, Rec, and New BldgVint records while post-processing building energy simulations | Mtl | CZ07 | 1996 | Any | 1.63 | DEER2019 | 2019-01-01 |  | 2024-02-06 15:16 | Deemed Ex Ante Team |  | 2024-02-06 15:16 | Deemed Ex Ante Team
Old | Com | For producing Old, Ex, Rec, and New BldgVint records while post-processing building energy simulations | Mtl | CZ08 | 1975 | Any | 9.31 | DEER2019 | 2019-01-01 |  | 2024-02-06 15:16 | Deemed Ex Ante Team |  | 2024-02-06 15:16 | Deemed Ex Ante Team
Old | Com | For producing Old, Ex, Rec, and New BldgVint records while post-processing building energy simulations | Mtl | CZ08 | 1985 | Any | 11.38 | DEER2019 | 2019-01-01 |  | 2024-02-06 15:16 | Deemed Ex Ante Team |  | 2024-02-06 15:16 | Deemed Ex Ante Team
Old | Com | For producing Old, Ex, Rec, and New BldgVint records while post-processing building energy simulations | Mtl | CZ08 | 1996 | Any | 3.123 | DEER2019 | 2019-01-01 |  | 2024-02-06 15:16 | Deemed Ex Ante Team |  | 2024-02-06 15:16 | Deemed Ex Ante Team
Old | Com | For producing Old, Ex, Rec, and New BldgVint records while post-processing building energy simulations | Mtl | CZ09 | 1975 | Any | 10.942 | DEER2019 | 2019-01-01 |  | 2024-02-06 15:16 | Deemed Ex Ante Team |  | 2024-02-06 15:16 | Deemed Ex Ante Team
Old | Com | For producing Old, Ex, Rec, and New BldgVint records while post-processing building energy simulations | Mtl | CZ09 | 1985 | Any | 11.953 | DEER2019 | 2019-01-01 |  | 2024-02-06 15:16 | Deemed Ex Ante Team |  | 2024-02-06 15:16 | Deemed Ex Ante Team
Old | Com | For producing Old, Ex, Rec, and New BldgVint records while post-processing building energy simulations | Mtl | CZ09 | 1996 | Any | 3.416 | DEER2019 | 2019-01-01 |  | 2024-02-06 15:16 | Deemed Ex Ante Team |  | 2024-02-06 15:16 | Deemed Ex Ante Team
Old | Com | For producing Old, Ex, Rec, and New BldgVint records while post-processing building energy simulations | Mtl | CZ10 | 1975 | Any | 1.419 | DEER2019 | 2019-01-01 |  | 2024-02-06 15:16 | Deemed Ex Ante Team |  | 2024-02-06 15:16 | Deemed Ex Ante Team
Old | Com | For producing Old, Ex, Rec, and New BldgVint records while post-processing building energy simulations | Mtl | CZ10 | 1985 | Any | 3.739 | DEER2019 | 2019-01-01 |  | 2024-02-06 15:16 | Deemed Ex Ante Team |  | 2024-02-06 15:16 | Deemed Ex Ante Team
Old | Com | For producing Old, Ex, Rec, and New BldgVint records while post-processing building energy simulations | Mtl | CZ10 | 1996 | Any | 0.685 | DEER2019 | 2019-01-01 |  | 2024-02-06 15:16 | Deemed Ex Ante Team |  | 2024-02-06 15:16 | Deemed Ex Ante Team
Old | Com | For producing Old, Ex, Rec, and New BldgVint records while post-processing building energy simulations | Mtl | CZ11 | 1975 | Any | 1.044 | DEER2019 | 2019-01-01 |  | 2024-02-06 15:16 | Deemed Ex Ante Team |  | 2024-02-06 15:16 | Deemed Ex Ante Team
Old | Com | For producing Old, Ex, Rec, and New BldgVint records while post-processing building energy simulations | Mtl | CZ11 | 1985 | Any | 0.65 | DEER2019 | 2019-01-01 |  | 2024-02-06 15:16 | Deemed Ex Ante Team |  | 2024-02-06 15:16 | Deemed Ex Ante Team
Old | Com | For producing Old, Ex, Rec, and New BldgVint records while post-processing building energy simulations | Mtl | CZ11 | 1996 | Any | 0.23 | DEER2019 | 2019-01-01 |  | 2024-02-06 15:16 | Deemed Ex Ante Team |  | 2024-02-06 15:16 | Deemed Ex Ante Team
Old | Com | For producing Old, Ex, Rec, and New BldgVint records while post-processing building energy simulations | Mtl | CZ12 | 1975 | Any | 3.052 | DEER2019 | 2019-01-01 |  | 2024-02-06 15:16 | Deemed Ex Ante Team |  | 2024-02-06 15:16 | Deemed Ex Ante Team
Old | Com | For producing Old, Ex, Rec, and New BldgVint records while post-processing building energy simulations | Mtl | CZ12 | 1985 | Any | 2.133 | DEER2019 | 2019-01-01 |  | 2024-02-06 15:16 | Deemed Ex Ante Team |  | 2024-02-06 15:16 | Deemed Ex Ante Team
Old | Com | For producing Old, Ex, Rec, and New BldgVint records while post-processing building energy simulations | Mtl | CZ12 | 1996 | Any | 1.252 | DEER2019 | 2019-01-01 |  | 2024-02-06 15:16 | Deemed Ex Ante Team |  | 2024-02-06 15:16 | Deemed Ex Ante Team
Old | Com | For producing Old, Ex, Rec, and New BldgVint records while post-processing building energy simulations | Mtl | CZ13 | 1975 | Any | 2.667 | DEER2019 | 2019-01-01 |  | 2024-02-06 15:16 | Deemed Ex Ante Team |  | 2024-02-06 15:16 | Deemed Ex Ante Team
Old | Com | For producing Old, Ex, Rec, and New BldgVint records while post-processing building energy simulations | Mtl | CZ13 | 1985 | Any | 1.861 | DEER2019 | 2019-01-01 |  | 2024-02-06 15:16 | Deemed Ex Ante Team |  | 2024-02-06 15:16 | Deemed Ex Ante Team
Old | Com | For producing Old, Ex, Rec, and New BldgVint records while post-processing building energy simulations | Mtl | CZ13 | 1996 | Any | 0.673 | DEER2019 | 2019-01-01 |  | 2024-02-06 15:16 | Deemed Ex Ante Team |  | 2024-02-06 15:16 | Deemed Ex Ante Team
Old | Com | For producing Old, Ex, Rec, and New BldgVint records while post-processing building energy simulations | Mtl | CZ14 | 1975 | Any | 0.685 | DEER2019 | 2019-01-01 |  | 2024-02-06 15:16 | Deemed Ex Ante Team |  | 2024-02-06 15:16 | Deemed Ex Ante Team
Old | Com | For producing Old, Ex, Rec, and New BldgVint records while post-processing building energy simulations | Mtl | CZ14 | 1985 | Any | 1.427 | DEER2019 | 2019-01-01 |  | 2024-02-06 15:16 | Deemed Ex Ante Team |  | 2024-02-06 15:16 | Deemed Ex Ante Team
Old | Com | For producing Old, Ex, Rec, and New BldgVint records while post-processing building energy simulations | Mtl | CZ14 | 1996 | Any | 0.31 | DEER2019 | 2019-01-01 |  | 2024-02-06 15:16 | Deemed Ex Ante Team |  | 2024-02-06 15:16 | Deemed Ex Ante Team
Old | Com | For producing Old, Ex, Rec, and New BldgVint records while post-processing building energy simulations | Mtl | CZ15 | 1975 | Any | 2.531 | DEER2019 | 2019-01-01 |  | 2024-02-06 15:16 | Deemed Ex Ante Team |  | 2024-02-06 15:16 | Deemed Ex Ante Team
Old | Com | For producing Old, Ex, Rec, and New BldgVint records while post-processing building energy simulations | Mtl | CZ15 | 1985 | Any | 7.475 | DEER2019 | 2019-01-01 |  | 2024-02-06 15:16 | Deemed Ex Ante Team |  | 2024-02-06 15:16 | Deemed Ex Ante Team
Old | Com | For producing Old, Ex, Rec, and New BldgVint records while post-processing building energy simulations | Mtl | CZ15 | 1996 | Any | 1.3 | DEER2019 | 2019-01-01 |  | 2024-02-06 15:16 | Deemed Ex Ante Team |  | 2024-02-06 15:16 | Deemed Ex Ante Team
Old | Com | For producing Old, Ex, Rec, and New BldgVint records while post-processing building energy simulations | Mtl | CZ16 | 1975 | Any | 1.514 | DEER2019 | 2019-01-01 |  | 2024-02-06 15:16 | Deemed Ex Ante Team |  | 2024-02-06 15:16 | Deemed Ex Ante Team
Old | Com | For producing Old, Ex, Rec, and New BldgVint records while post-processing building energy simulations | Mtl | CZ16 | 1985 | Any | 1.965 | DEER2019 | 2019-01-01 |  | 2024-02-06 15:16 | Deemed Ex Ante Team |  | 2024-02-06 15:16 | Deemed Ex Ante Team
Old | Com | For producing Old, Ex, Rec, and New BldgVint records while post-processing building energy simulations | Mtl | CZ16 | 1996 | Any | 0.607 | DEER2019 | 2019-01-01 |  | 2024-02-06 15:16 | Deemed Ex Ante Team |  | 2024-02-06 15:16 | Deemed Ex Ante Team
Old | Com | For producing Old, Ex, Rec, and New BldgVint records while post-processing building energy simulations | Nrs | CZ01 | 1975 | Any | 0.388 | DEER2019 | 2019-01-01 |  | 2024-02-06 15:16 | Deemed Ex Ante Team |  | 2024-02-06 15:16 | Deemed Ex Ante Team
Old | Com | For producing Old, Ex, Rec, and New BldgVint records while post-processing building energy simulations | Nrs | CZ01 | 1985 | Any | 0.124 | DEER2019 | 2019-01-01 |  | 2024-02-06 15:16 | Deemed Ex Ante Team |  | 2024-02-06 15:16 | Deemed Ex Ante Team
Old | Com | For producing Old, Ex, Rec, and New BldgVint records while post-processing building energy simulations | Nrs | CZ01 | 1996 | Any | 0.102 | DEER2019 | 2019-01-01 |  | 2024-02-06 15:16 | Deemed Ex Ante Team |  | 2024-02-06 15:16 | Deemed Ex Ante Team
Old | Com | For producing Old, Ex, Rec, and New BldgVint records while post-processing building energy simulations | Nrs | CZ02 | 1975 | Any | 2.857 | DEER2019 | 2019-01-01 |  | 2024-02-06 15:16 | Deemed Ex Ante Team |  | 2024-02-06 15:16 | Deemed Ex Ante Team
Old | Com | For producing Old, Ex, Rec, and New BldgVint records while post-processing building energy simulations | Nrs | CZ02 | 1985 | Any | 1.531 | DEER2019 | 2019-01-01 |  | 2024-02-06 15:16 | Deemed Ex Ante Team |  | 2024-02-06 15:16 | Deemed Ex Ante Team
Old | Com | For producing Old, Ex, Rec, and New BldgVint records while post-processing building energy simulations | Nrs | CZ02 | 1996 | Any | 0.901 | DEER2019 | 2019-01-01 |  | 2024-02-06 15:16 | Deemed Ex Ante Team |  | 2024-02-06 15:16 | Deemed Ex Ante Team
Old | Com | For producing Old, Ex, Rec, and New BldgVint records while post-processing building energy simulations | Nrs | CZ03 | 1975 | Any | 9.813 | DEER2019 | 2019-01-01 |  | 2024-02-06 15:16 | Deemed Ex Ante Team |  | 2024-02-06 15:16 | Deemed Ex Ante Team
Old | Com | For producing Old, Ex, Rec, and New BldgVint records while post-processing building energy simulations | Nrs | CZ03 | 1985 | Any | 4.185 | DEER2019 | 2019-01-01 |  | 2024-02-06 15:16 | Deemed Ex Ante Team |  | 2024-02-06 15:16 | Deemed Ex Ante Team
Old | Com | For producing Old, Ex, Rec, and New BldgVint records while post-processing building energy simulations | Nrs | CZ03 | 1996 | Any | 2.546 | DEER2019 | 2019-01-01 |  | 2024-02-06 15:16 | Deemed Ex Ante Team |  | 2024-02-06 15:16 | Deemed Ex Ante Team
Old | Com | For producing Old, Ex, Rec, and New BldgVint records while post-processing building energy simulations | Nrs | CZ04 | 1975 | Any | 3.687 | DEER2019 | 2019-01-01 |  | 2024-02-06 15:16 | Deemed Ex Ante Team |  | 2024-02-06 15:16 | Deemed Ex Ante Team
Old | Com | For producing Old, Ex, Rec, and New BldgVint records while post-processing building energy simulations | Nrs | CZ04 | 1985 | Any | 2.173 | DEER2019 | 2019-01-01 |  | 2024-02-06 15:16 | Deemed Ex Ante Team |  | 2024-02-06 15:16 | Deemed Ex Ante Team
Old | Com | For producing Old, Ex, Rec, and New BldgVint records while post-processing building energy simulations | Nrs | CZ04 | 1996 | Any | 1.239 | DEER2019 | 2019-01-01 |  | 2024-02-06 15:16 | Deemed Ex Ante Team |  | 2024-02-06 15:16 | Deemed Ex Ante Team
Old | Com | For producing Old, Ex, Rec, and New BldgVint records while post-processing building energy simulations | Nrs | CZ05 | 1975 | Any | 1.459 | DEER2019 | 2019-01-01 |  | 2024-02-06 15:16 | Deemed Ex Ante Team |  | 2024-02-06 15:16 | Deemed Ex Ante Team
Old | Com | For producing Old, Ex, Rec, and New BldgVint records while post-processing building energy simulations | Nrs | CZ05 | 1985 | Any | 0.943 | DEER2019 | 2019-01-01 |  | 2024-02-06 15:16 | Deemed Ex Ante Team |  | 2024-02-06 15:16 | Deemed Ex Ante Team
Old | Com | For producing Old, Ex, Rec, and New BldgVint records while post-processing building energy simulations | Nrs | CZ05 | 1996 | Any | 0.371 | DEER2019 | 2019-01-01 |  | 2024-02-06 15:16 | Deemed Ex Ante Team |  | 2024-02-06 15:16 | Deemed Ex Ante Team
Old | Com | For producing Old, Ex, Rec, and New BldgVint records while post-processing building energy simulations | Nrs | CZ06 | 1975 | Any | 14.659 | DEER2019 | 2019-01-01 |  | 2024-02-06 15:16 | Deemed Ex Ante Team |  | 2024-02-06 15:16 | Deemed Ex Ante Team
Old | Com | For producing Old, Ex, Rec, and New BldgVint records while post-processing building energy simulations | Nrs | CZ06 | 1985 | Any | 9.513 | DEER2019 | 2019-01-01 |  | 2024-02-06 15:16 | Deemed Ex Ante Team |  | 2024-02-06 15:16 | Deemed Ex Ante Team
Old | Com | For producing Old, Ex, Rec, and New BldgVint records while post-processing building energy simulations | Nrs | CZ06 | 1996 | Any | 2.893 | DEER2019 | 2019-01-01 |  | 2024-02-06 15:16 | Deemed Ex Ante Team |  | 2024-02-06 15:16 | Deemed Ex Ante Team
Old | Com | For producing Old, Ex, Rec, and New BldgVint records while post-processing building energy simulations | Nrs | CZ07 | 1975 | Any | 4.645 | DEER2019 | 2019-01-01 |  | 2024-02-06 15:16 | Deemed Ex Ante Team |  | 2024-02-06 15:16 | Deemed Ex Ante Team
Old | Com | For producing Old, Ex, Rec, and New BldgVint records while post-processing building energy simulations | Nrs | CZ07 | 1985 | Any | 4.609 | DEER2019 | 2019-01-01 |  | 2024-02-06 15:16 | Deemed Ex Ante Team |  | 2024-02-06 15:16 | Deemed Ex Ante Team
Old | Com | For producing Old, Ex, Rec, and New BldgVint records while post-processing building energy simulations | Nrs | CZ07 | 1996 | Any | 1.501 | DEER2019 | 2019-01-01 |  | 2024-02-06 15:16 | Deemed Ex Ante Team |  | 2024-02-06 15:16 | Deemed Ex Ante Team
Old | Com | For producing Old, Ex, Rec, and New BldgVint records while post-processing building energy simulations | Nrs | CZ08 | 1975 | Any | 16.721 | DEER2019 | 2019-01-01 |  | 2024-02-06 15:16 | Deemed Ex Ante Team |  | 2024-02-06 15:16 | Deemed Ex Ante Team
Old | Com | For producing Old, Ex, Rec, and New BldgVint records while post-processing building energy simulations | Nrs | CZ08 | 1985 | Any | 10.594 | DEER2019 | 2019-01-01 |  | 2024-02-06 15:16 | Deemed Ex Ante Team |  | 2024-02-06 15:16 | Deemed Ex Ante Team
Old | Com | For producing Old, Ex, Rec, and New BldgVint records while post-processing building energy simulations | Nrs | CZ08 | 1996 | Any | 3.237 | DEER2019 | 2019-01-01 |  | 2024-02-06 15:16 | Deemed Ex Ante Team |  | 2024-02-06 15:16 | Deemed Ex Ante Team
Old | Com | For producing Old, Ex, Rec, and New BldgVint records while post-processing building energy simulations | Nrs | CZ09 | 1975 | Any | 15.122 | DEER2019 | 2019-01-01 |  | 2024-02-06 15:16 | Deemed Ex Ante Team |  | 2024-02-06 15:16 | Deemed Ex Ante Team
Old | Com | For producing Old, Ex, Rec, and New BldgVint records while post-processing building energy simulations | Nrs | CZ09 | 1985 | Any | 7.876 | DEER2019 | 2019-01-01 |  | 2024-02-06 15:16 | Deemed Ex Ante Team |  | 2024-02-06 15:16 | Deemed Ex Ante Team
Old | Com | For producing Old, Ex, Rec, and New BldgVint records while post-processing building energy simulations | Nrs | CZ09 | 1996 | Any | 2.653 | DEER2019 | 2019-01-01 |  | 2024-02-06 15:16 | Deemed Ex Ante Team |  | 2024-02-06 15:16 | Deemed Ex Ante Team
Old | Com | For producing Old, Ex, Rec, and New BldgVint records while post-processing building energy simulations | Nrs | CZ10 | 1975 | Any | 5.588 | DEER2019 | 2019-01-01 |  | 2024-02-06 15:16 | Deemed Ex Ante Team |  | 2024-02-06 15:16 | Deemed Ex Ante Team
Old | Com | For producing Old, Ex, Rec, and New BldgVint records while post-processing building energy simulations | Nrs | CZ10 | 1985 | Any | 6.451 | DEER2019 | 2019-01-01 |  | 2024-02-06 15:16 | Deemed Ex Ante Team |  | 2024-02-06 15:16 | Deemed Ex Ante Team
Old | Com | For producing Old, Ex, Rec, and New BldgVint records while post-processing building energy simulations | Nrs | CZ10 | 1996 | Any | 3.581 | DEER2019 | 2019-01-01 |  | 2024-02-06 15:16 | Deemed Ex Ante Team |  | 2024-02-06 15:16 | Deemed Ex Ante Team
Old | Com | For producing Old, Ex, Rec, and New BldgVint records while post-processing building energy simulations | Nrs | CZ11 | 1975 | Any | 1.73 | DEER2019 | 2019-01-01 |  | 2024-02-06 15:16 | Deemed Ex Ante Team |  | 2024-02-06 15:16 | Deemed Ex Ante Team
Old | Com | For producing Old, Ex, Rec, and New BldgVint records while post-processing building energy simulations | Nrs | CZ11 | 1985 | Any | 1.066 | DEER2019 | 2019-01-01 |  | 2024-02-06 15:16 | Deemed Ex Ante Team |  | 2024-02-06 15:16 | Deemed Ex Ante Team
Old | Com | For producing Old, Ex, Rec, and New BldgVint records while post-processing building energy simulations | Nrs | CZ11 | 1996 | Any | 0.653 | DEER2019 | 2019-01-01 |  | 2024-02-06 15:16 | Deemed Ex Ante Team |  | 2024-02-06 15:16 | Deemed Ex Ante Team
Old | Com | For producing Old, Ex, Rec, and New BldgVint records while post-processing building energy simulations | Nrs | CZ12 | 1975 | Any | 5.792 | DEER2019 | 2019-01-01 |  | 2024-02-06 15:16 | Deemed Ex Ante Team |  | 2024-02-06 15:16 | Deemed Ex Ante Team
Old | Com | For producing Old, Ex, Rec, and New BldgVint records while post-processing building energy simulations | Nrs | CZ12 | 1985 | Any | 3.537 | DEER2019 | 2019-01-01 |  | 2024-02-06 15:16 | Deemed Ex Ante Team |  | 2024-02-06 15:16 | Deemed Ex Ante Team
Old | Com | For producing Old, Ex, Rec, and New BldgVint records while post-processing building energy simulations | Nrs | CZ12 | 1996 | Any | 2.33 | DEER2019 | 2019-01-01 |  | 2024-02-06 15:16 | Deemed Ex Ante Team |  | 2024-02-06 15:16 | Deemed Ex Ante Team
Old | Com | For producing Old, Ex, Rec, and New BldgVint records while post-processing building energy simulations | Nrs | CZ13 | 1975 | Any | 5.138 | DEER2019 | 2019-01-01 |  | 2024-02-06 15:16 | Deemed Ex Ante Team |  | 2024-02-06 15:16 | Deemed Ex Ante Team
Old | Com | For producing Old, Ex, Rec, and New BldgVint records while post-processing building energy simulations | Nrs | CZ13 | 1985 | Any | 3.902 | DEER2019 | 2019-01-01 |  | 2024-02-06 15:16 | Deemed Ex Ante Team |  | 2024-02-06 15:16 | Deemed Ex Ante Team
Old | Com | For producing Old, Ex, Rec, and New BldgVint records while post-processing building energy simulations | Nrs | CZ13 | 1996 | Any | 2.475 | DEER2019 | 2019-01-01 |  | 2024-02-06 15:16 | Deemed Ex Ante Team |  | 2024-02-06 15:16 | Deemed Ex Ante Team
Old | Com | For producing Old, Ex, Rec, and New BldgVint records while post-processing building energy simulations | Nrs | CZ14 | 1975 | Any | 1.048 | DEER2019 | 2019-01-01 |  | 2024-02-06 15:16 | Deemed Ex Ante Team |  | 2024-02-06 15:16 | Deemed Ex Ante Team
Old | Com | For producing Old, Ex, Rec, and New BldgVint records while post-processing building energy simulations | Nrs | CZ14 | 1985 | Any | 0.93 | DEER2019 | 2019-01-01 |  | 2024-02-06 15:16 | Deemed Ex Ante Team |  | 2024-02-06 15:16 | Deemed Ex Ante Team
Old | Com | For producing Old, Ex, Rec, and New BldgVint records while post-processing building energy simulations | Nrs | CZ14 | 1996 | Any | 0.493 | DEER2019 | 2019-01-01 |  | 2024-02-06 15:16 | Deemed Ex Ante Team |  | 2024-02-06 15:16 | Deemed Ex Ante Team
Old | Com | For producing Old, Ex, Rec, and New BldgVint records while post-processing building energy simulations | Nrs | CZ15 | 1975 | Any | 0.986 | DEER2019 | 2019-01-01 |  | 2024-02-06 15:16 | Deemed Ex Ante Team |  | 2024-02-06 15:16 | Deemed Ex Ante Team
Old | Com | For producing Old, Ex, Rec, and New BldgVint records while post-processing building energy simulations | Nrs | CZ15 | 1985 | Any | 1.166 | DEER2019 | 2019-01-01 |  | 2024-02-06 15:16 | Deemed Ex Ante Team |  | 2024-02-06 15:16 | Deemed Ex Ante Team
Old | Com | For producing Old, Ex, Rec, and New BldgVint records while post-processing building energy simulations | Nrs | CZ15 | 1996 | Any | 0.686 | DEER2019 | 2019-01-01 |  | 2024-02-06 15:16 | Deemed Ex Ante Team |  | 2024-02-06 15:16 | Deemed Ex Ante Team
Old | Com | For producing Old, Ex, Rec, and New BldgVint records while post-processing building energy simulations | Nrs | CZ16 | 1975 | Any | 0.771 | DEER2019 | 2019-01-01 |  | 2024-02-06 15:16 | Deemed Ex Ante Team |  | 2024-02-06 15:16 | Deemed Ex Ante Team
Old | Com | For producing Old, Ex, Rec, and New BldgVint records while post-processing building energy simulations | Nrs | CZ16 | 1985 | Any | 0.774 | DEER2019 | 2019-01-01 |  | 2024-02-06 15:16 | Deemed Ex Ante Team |  | 2024-02-06 15:16 | Deemed Ex Ante Team
Old | Com | For producing Old, Ex, Rec, and New BldgVint records while post-processing building energy simulations | Nrs | CZ16 | 1996 | Any | 0.483 | DEER2019 | 2019-01-01 |  | 2024-02-06 15:16 | Deemed Ex Ante Team |  | 2024-02-06 15:16 | Deemed Ex Ante Team
Old | Com | For producing Old, Ex, Rec, and New BldgVint records while post-processing building energy simulations | OfL | CZ01 | 1975 | Any | 0.882 | DEER2019 | 2019-01-01 |  | 2024-02-06 15:16 | Deemed Ex Ante Team |  | 2024-02-06 15:16 | Deemed Ex Ante Team
Old | Com | For producing Old, Ex, Rec, and New BldgVint records while post-processing building energy simulations | OfL | CZ01 | 1985 | Any | 0.311 | DEER2019 | 2019-01-01 |  | 2024-02-06 15:16 | Deemed Ex Ante Team |  | 2024-02-06 15:16 | Deemed Ex Ante Team
Old | Com | For producing Old, Ex, Rec, and New BldgVint records while post-processing building energy simulations | OfL | CZ01 | 1996 | Any | 0.129 | DEER2019 | 2019-01-01 |  | 2024-02-06 15:16 | Deemed Ex Ante Team |  | 2024-02-06 15:16 | Deemed Ex Ante Team
Old | Com | For producing Old, Ex, Rec, and New BldgVint records while post-processing building energy simulations | OfL | CZ02 | 1975 | Any | 6.779 | DEER2019 | 2019-01-01 |  | 2024-02-06 15:16 | Deemed Ex Ante Team |  | 2024-02-06 15:16 | Deemed Ex Ante Team
Old | Com | For producing Old, Ex, Rec, and New BldgVint records while post-processing building energy simulations | OfL | CZ02 | 1985 | Any | 6.175 | DEER2019 | 2019-01-01 |  | 2024-02-06 15:16 | Deemed Ex Ante Team |  | 2024-02-06 15:16 | Deemed Ex Ante Team
Old | Com | For producing Old, Ex, Rec, and New BldgVint records while post-processing building energy simulations | OfL | CZ02 | 1996 | Any | 2.891 | DEER2019 | 2019-01-01 |  | 2024-02-06 15:16 | Deemed Ex Ante Team |  | 2024-02-06 15:16 | Deemed Ex Ante Team
Old | Com | For producing Old, Ex, Rec, and New BldgVint records while post-processing building energy simulations | OfL | CZ03 | 1975 | Any | 77.24 | DEER2019 | 2019-01-01 |  | 2024-02-06 15:16 | Deemed Ex Ante Team |  | 2024-02-06 15:16 | Deemed Ex Ante Team
Old | Com | For producing Old, Ex, Rec, and New BldgVint records while post-processing building energy simulations | OfL | CZ03 | 1985 | Any | 69.197 | DEER2019 | 2019-01-01 |  | 2024-02-06 15:16 | Deemed Ex Ante Team |  | 2024-02-06 15:16 | Deemed Ex Ante Team
Old | Com | For producing Old, Ex, Rec, and New BldgVint records while post-processing building energy simulations | OfL | CZ03 | 1996 | Any | 28.211 | DEER2019 | 2019-01-01 |  | 2024-02-06 15:16 | Deemed Ex Ante Team |  | 2024-02-06 15:16 | Deemed Ex Ante Team
Old | Com | For producing Old, Ex, Rec, and New BldgVint records while post-processing building energy simulations | OfL | CZ04 | 1975 | Any | 27.42 | DEER2019 | 2019-01-01 |  | 2024-02-06 15:16 | Deemed Ex Ante Team |  | 2024-02-06 15:16 | Deemed Ex Ante Team
Old | Com | For producing Old, Ex, Rec, and New BldgVint records while post-processing building energy simulations | OfL | CZ04 | 1985 | Any | 27.53 | DEER2019 | 2019-01-01 |  | 2024-02-06 15:16 | Deemed Ex Ante Team |  | 2024-02-06 15:16 | Deemed Ex Ante Team
Old | Com | For producing Old, Ex, Rec, and New BldgVint records while post-processing building energy simulations | OfL | CZ04 | 1996 | Any | 14.391 | DEER2019 | 2019-01-01 |  | 2024-02-06 15:16 | Deemed Ex Ante Team |  | 2024-02-06 15:16 | Deemed Ex Ante Team
Old | Com | For producing Old, Ex, Rec, and New BldgVint records while post-processing building energy simulations | OfL | CZ05 | 1975 | Any | 2.904 | DEER2019 | 2019-01-01 |  | 2024-02-06 15:16 | Deemed Ex Ante Team |  | 2024-02-06 15:16 | Deemed Ex Ante Team
Old | Com | For producing Old, Ex, Rec, and New BldgVint records while post-processing building energy simulations | OfL | CZ05 | 1985 | Any | 3.166 | DEER2019 | 2019-01-01 |  | 2024-02-06 15:16 | Deemed Ex Ante Team |  | 2024-02-06 15:16 | Deemed Ex Ante Team
Old | Com | For producing Old, Ex, Rec, and New BldgVint records while post-processing building energy simulations | OfL | CZ05 | 1996 | Any | 1.245 | DEER2019 | 2019-01-01 |  | 2024-02-06 15:16 | Deemed Ex Ante Team |  | 2024-02-06 15:16 | Deemed Ex Ante Team
Old | Com | For producing Old, Ex, Rec, and New BldgVint records while post-processing building energy simulations | OfL | CZ06 | 1975 | Any | 98.619 | DEER2019 | 2019-01-01 |  | 2024-02-06 15:16 | Deemed Ex Ante Team |  | 2024-02-06 15:16 | Deemed Ex Ante Team
Old | Com | For producing Old, Ex, Rec, and New BldgVint records while post-processing building energy simulations | OfL | CZ06 | 1985 | Any | 118.956 | DEER2019 | 2019-01-01 |  | 2024-02-06 15:16 | Deemed Ex Ante Team |  | 2024-02-06 15:16 | Deemed Ex Ante Team
Old | Com | For producing Old, Ex, Rec, and New BldgVint records while post-processing building energy simulations | OfL | CZ06 | 1996 | Any | 22.11 | DEER2019 | 2019-01-01 |  | 2024-02-06 15:16 | Deemed Ex Ante Team |  | 2024-02-06 15:16 | Deemed Ex Ante Team
Old | Com | For producing Old, Ex, Rec, and New BldgVint records while post-processing building energy simulations | OfL | CZ07 | 1975 | Any | 8.368 | DEER2019 | 2019-01-01 |  | 2024-02-06 15:16 | Deemed Ex Ante Team |  | 2024-02-06 15:16 | Deemed Ex Ante Team
Old | Com | For producing Old, Ex, Rec, and New BldgVint records while post-processing building energy simulations | OfL | CZ07 | 1985 | Any | 45.981 | DEER2019 | 2019-01-01 |  | 2024-02-06 15:16 | Deemed Ex Ante Team |  | 2024-02-06 15:16 | Deemed Ex Ante Team
Old | Com | For producing Old, Ex, Rec, and New BldgVint records while post-processing building energy simulations | OfL | CZ07 | 1996 | Any | 12.559 | DEER2019 | 2019-01-01 |  | 2024-02-06 15:16 | Deemed Ex Ante Team |  | 2024-02-06 15:16 | Deemed Ex Ante Team
Old | Com | For producing Old, Ex, Rec, and New BldgVint records while post-processing building energy simulations | OfL | CZ08 | 1975 | Any | 128.042 | DEER2019 | 2019-01-01 |  | 2024-02-06 15:16 | Deemed Ex Ante Team |  | 2024-02-06 15:16 | Deemed Ex Ante Team
Old | Com | For producing Old, Ex, Rec, and New BldgVint records while post-processing building energy simulations | OfL | CZ08 | 1985 | Any | 149.955 | DEER2019 | 2019-01-01 |  | 2024-02-06 15:16 | Deemed Ex Ante Team |  | 2024-02-06 15:16 | Deemed Ex Ante Team
Old | Com | For producing Old, Ex, Rec, and New BldgVint records while post-processing building energy simulations | OfL | CZ08 | 1996 | Any | 27.699 | DEER2019 | 2019-01-01 |  | 2024-02-06 15:16 | Deemed Ex Ante Team |  | 2024-02-06 15:16 | Deemed Ex Ante Team
Old | Com | For producing Old, Ex, Rec, and New BldgVint records while post-processing building energy simulations | OfL | CZ09 | 1975 | Any | 144.387 | DEER2019 | 2019-01-01 |  | 2024-02-06 15:16 | Deemed Ex Ante Team |  | 2024-02-06 15:16 | Deemed Ex Ante Team
Old | Com | For producing Old, Ex, Rec, and New BldgVint records while post-processing building energy simulations | OfL | CZ09 | 1985 | Any | 135.762 | DEER2019 | 2019-01-01 |  | 2024-02-06 15:16 | Deemed Ex Ante Team |  | 2024-02-06 15:16 | Deemed Ex Ante Team
Old | Com | For producing Old, Ex, Rec, and New BldgVint records while post-processing building energy simulations | OfL | CZ09 | 1996 | Any | 22.433 | DEER2019 | 2019-01-01 |  | 2024-02-06 15:16 | Deemed Ex Ante Team |  | 2024-02-06 15:16 | Deemed Ex Ante Team
Old | Com | For producing Old, Ex, Rec, and New BldgVint records while post-processing building energy simulations | OfL | CZ10 | 1975 | Any | 18.875 | DEER2019 | 2019-01-01 |  | 2024-02-06 15:16 | Deemed Ex Ante Team |  | 2024-02-06 15:16 | Deemed Ex Ante Team
Old | Com | For producing Old, Ex, Rec, and New BldgVint records while post-processing building energy simulations | OfL | CZ10 | 1985 | Any | 37.143 | DEER2019 | 2019-01-01 |  | 2024-02-06 15:16 | Deemed Ex Ante Team |  | 2024-02-06 15:16 | Deemed Ex Ante Team
Old | Com | For producing Old, Ex, Rec, and New BldgVint records while post-processing building energy simulations | OfL | CZ10 | 1996 | Any | 9.942 | DEER2019 | 2019-01-01 |  | 2024-02-06 15:16 | Deemed Ex Ante Team |  | 2024-02-06 15:16 | Deemed Ex Ante Team
Old | Com | For producing Old, Ex, Rec, and New BldgVint records while post-processing building energy simulations | OfL | CZ11 | 1975 | Any | 2.907 | DEER2019 | 2019-01-01 |  | 2024-02-06 15:16 | Deemed Ex Ante Team |  | 2024-02-06 15:16 | Deemed Ex Ante Team
Old | Com | For producing Old, Ex, Rec, and New BldgVint records while post-processing building energy simulations | OfL | CZ11 | 1985 | Any | 2.003 | DEER2019 | 2019-01-01 |  | 2024-02-06 15:16 | Deemed Ex Ante Team |  | 2024-02-06 15:16 | Deemed Ex Ante Team
Old | Com | For producing Old, Ex, Rec, and New BldgVint records while post-processing building energy simulations | OfL | CZ11 | 1996 | Any | 0.833 | DEER2019 | 2019-01-01 |  | 2024-02-06 15:16 | Deemed Ex Ante Team |  | 2024-02-06 15:16 | Deemed Ex Ante Team
Old | Com | For producing Old, Ex, Rec, and New BldgVint records while post-processing building energy simulations | OfL | CZ12 | 1975 | Any | 19.449 | DEER2019 | 2019-01-01 |  | 2024-02-06 15:16 | Deemed Ex Ante Team |  | 2024-02-06 15:16 | Deemed Ex Ante Team
Old | Com | For producing Old, Ex, Rec, and New BldgVint records while post-processing building energy simulations | OfL | CZ12 | 1985 | Any | 17.363 | DEER2019 | 2019-01-01 |  | 2024-02-06 15:16 | Deemed Ex Ante Team |  | 2024-02-06 15:16 | Deemed Ex Ante Team
Old | Com | For producing Old, Ex, Rec, and New BldgVint records while post-processing building energy simulations | OfL | CZ12 | 1996 | Any | 11.029 | DEER2019 | 2019-01-01 |  | 2024-02-06 15:16 | Deemed Ex Ante Team |  | 2024-02-06 15:16 | Deemed Ex Ante Team
Old | Com | For producing Old, Ex, Rec, and New BldgVint records while post-processing building energy simulations | OfL | CZ13 | 1975 | Any | 13.073 | DEER2019 | 2019-01-01 |  | 2024-02-06 15:16 | Deemed Ex Ante Team |  | 2024-02-06 15:16 | Deemed Ex Ante Team
Old | Com | For producing Old, Ex, Rec, and New BldgVint records while post-processing building energy simulations | OfL | CZ13 | 1985 | Any | 11.336 | DEER2019 | 2019-01-01 |  | 2024-02-06 15:16 | Deemed Ex Ante Team |  | 2024-02-06 15:16 | Deemed Ex Ante Team
Old | Com | For producing Old, Ex, Rec, and New BldgVint records while post-processing building energy simulations | OfL | CZ13 | 1996 | Any | 3.185 | DEER2019 | 2019-01-01 |  | 2024-02-06 15:16 | Deemed Ex Ante Team |  | 2024-02-06 15:16 | Deemed Ex Ante Team
Old | Com | For producing Old, Ex, Rec, and New BldgVint records while post-processing building energy simulations | OfL | CZ14 | 1975 | Any | 4.953 | DEER2019 | 2019-01-01 |  | 2024-02-06 15:16 | Deemed Ex Ante Team |  | 2024-02-06 15:16 | Deemed Ex Ante Team
Old | Com | For producing Old, Ex, Rec, and New BldgVint records while post-processing building energy simulations | OfL | CZ14 | 1985 | Any | 6.908 | DEER2019 | 2019-01-01 |  | 2024-02-06 15:16 | Deemed Ex Ante Team |  | 2024-02-06 15:16 | Deemed Ex Ante Team
Old | Com | For producing Old, Ex, Rec, and New BldgVint records while post-processing building energy simulations | OfL | CZ14 | 1996 | Any | 1.396 | DEER2019 | 2019-01-01 |  | 2024-02-06 15:16 | Deemed Ex Ante Team |  | 2024-02-06 15:16 | Deemed Ex Ante Team
Old | Com | For producing Old, Ex, Rec, and New BldgVint records while post-processing building energy simulations | OfL | CZ15 | 1975 | Any | 4.662 | DEER2019 | 2019-01-01 |  | 2024-02-06 15:16 | Deemed Ex Ante Team |  | 2024-02-06 15:16 | Deemed Ex Ante Team
Old | Com | For producing Old, Ex, Rec, and New BldgVint records while post-processing building energy simulations | OfL | CZ15 | 1985 | Any | 7.431 | DEER2019 | 2019-01-01 |  | 2024-02-06 15:16 | Deemed Ex Ante Team |  | 2024-02-06 15:16 | Deemed Ex Ante Team
Old | Com | For producing Old, Ex, Rec, and New BldgVint records while post-processing building energy simulations | OfL | CZ15 | 1996 | Any | 1.973 | DEER2019 | 2019-01-01 |  | 2024-02-06 15:16 | Deemed Ex Ante Team |  | 2024-02-06 15:16 | Deemed Ex Ante Team
Old | Com | For producing Old, Ex, Rec, and New BldgVint records while post-processing building energy simulations | OfL | CZ16 | 1975 | Any | 2.77 | DEER2019 | 2019-01-01 |  | 2024-02-06 15:16 | Deemed Ex Ante Team |  | 2024-02-06 15:16 | Deemed Ex Ante Team
Old | Com | For producing Old, Ex, Rec, and New BldgVint records while post-processing building energy simulations | OfL | CZ16 | 1985 | Any | 3.245 | DEER2019 | 2019-01-01 |  | 2024-02-06 15:16 | Deemed Ex Ante Team |  | 2024-02-06 15:16 | Deemed Ex Ante Team
Old | Com | For producing Old, Ex, Rec, and New BldgVint records while post-processing building energy simulations | OfL | CZ16 | 1996 | Any | 0.682 | DEER2019 | 2019-01-01 |  | 2024-02-06 15:16 | Deemed Ex Ante Team |  | 2024-02-06 15:16 | Deemed Ex Ante Team
Old | Com | For producing Old, Ex, Rec, and New BldgVint records while post-processing building energy simulations | OfS | CZ01 | 1975 | Any | 1.123 | DEER2019 | 2019-01-01 |  | 2024-02-06 15:16 | Deemed Ex Ante Team |  | 2024-02-06 15:16 | Deemed Ex Ante Team
Old | Com | For producing Old, Ex, Rec, and New BldgVint records while post-processing building energy simulations | OfS | CZ01 | 1985 | Any | 0.446 | DEER2019 | 2019-01-01 |  | 2024-02-06 15:16 | Deemed Ex Ante Team |  | 2024-02-06 15:16 | Deemed Ex Ante Team
Old | Com | For producing Old, Ex, Rec, and New BldgVint records while post-processing building energy simulations | OfS | CZ01 | 1996 | Any | 0.329 | DEER2019 | 2019-01-01 |  | 2024-02-06 15:16 | Deemed Ex Ante Team |  | 2024-02-06 15:16 | Deemed Ex Ante Team
Old | Com | For producing Old, Ex, Rec, and New BldgVint records while post-processing building energy simulations | OfS | CZ02 | 1975 | Any | 2.173 | DEER2019 | 2019-01-01 |  | 2024-02-06 15:16 | Deemed Ex Ante Team |  | 2024-02-06 15:16 | Deemed Ex Ante Team
Old | Com | For producing Old, Ex, Rec, and New BldgVint records while post-processing building energy simulations | OfS | CZ02 | 1985 | Any | 1.635 | DEER2019 | 2019-01-01 |  | 2024-02-06 15:16 | Deemed Ex Ante Team |  | 2024-02-06 15:16 | Deemed Ex Ante Team
Old | Com | For producing Old, Ex, Rec, and New BldgVint records while post-processing building energy simulations | OfS | CZ02 | 1996 | Any | 0.764 | DEER2019 | 2019-01-01 |  | 2024-02-06 15:16 | Deemed Ex Ante Team |  | 2024-02-06 15:16 | Deemed Ex Ante Team
Old | Com | For producing Old, Ex, Rec, and New BldgVint records while post-processing building energy simulations | OfS | CZ03 | 1975 | Any | 12.46 | DEER2019 | 2019-01-01 |  | 2024-02-06 15:16 | Deemed Ex Ante Team |  | 2024-02-06 15:16 | Deemed Ex Ante Team
Old | Com | For producing Old, Ex, Rec, and New BldgVint records while post-processing building energy simulations | OfS | CZ03 | 1985 | Any | 10.827 | DEER2019 | 2019-01-01 |  | 2024-02-06 15:16 | Deemed Ex Ante Team |  | 2024-02-06 15:16 | Deemed Ex Ante Team
Old | Com | For producing Old, Ex, Rec, and New BldgVint records while post-processing building energy simulations | OfS | CZ03 | 1996 | Any | 4.222 | DEER2019 | 2019-01-01 |  | 2024-02-06 15:16 | Deemed Ex Ante Team |  | 2024-02-06 15:16 | Deemed Ex Ante Team
Old | Com | For producing Old, Ex, Rec, and New BldgVint records while post-processing building energy simulations | OfS | CZ04 | 1975 | Any | 9.283 | DEER2019 | 2019-01-01 |  | 2024-02-06 15:16 | Deemed Ex Ante Team |  | 2024-02-06 15:16 | Deemed Ex Ante Team
Old | Com | For producing Old, Ex, Rec, and New BldgVint records while post-processing building energy simulations | OfS | CZ04 | 1985 | Any | 8.247 | DEER2019 | 2019-01-01 |  | 2024-02-06 15:16 | Deemed Ex Ante Team |  | 2024-02-06 15:16 | Deemed Ex Ante Team
Old | Com | For producing Old, Ex, Rec, and New BldgVint records while post-processing building energy simulations | OfS | CZ04 | 1996 | Any | 3.606 | DEER2019 | 2019-01-01 |  | 2024-02-06 15:16 | Deemed Ex Ante Team |  | 2024-02-06 15:16 | Deemed Ex Ante Team
Old | Com | For producing Old, Ex, Rec, and New BldgVint records while post-processing building energy simulations | OfS | CZ05 | 1975 | Any | 0.975 | DEER2019 | 2019-01-01 |  | 2024-02-06 15:16 | Deemed Ex Ante Team |  | 2024-02-06 15:16 | Deemed Ex Ante Team
Old | Com | For producing Old, Ex, Rec, and New BldgVint records while post-processing building energy simulations | OfS | CZ05 | 1985 | Any | 0.761 | DEER2019 | 2019-01-01 |  | 2024-02-06 15:16 | Deemed Ex Ante Team |  | 2024-02-06 15:16 | Deemed Ex Ante Team
Old | Com | For producing Old, Ex, Rec, and New BldgVint records while post-processing building energy simulations | OfS | CZ05 | 1996 | Any | 0.322 | DEER2019 | 2019-01-01 |  | 2024-02-06 15:16 | Deemed Ex Ante Team |  | 2024-02-06 15:16 | Deemed Ex Ante Team
Old | Com | For producing Old, Ex, Rec, and New BldgVint records while post-processing building energy simulations | OfS | CZ06 | 1975 | Any | 30.594 | DEER2019 | 2019-01-01 |  | 2024-02-06 15:16 | Deemed Ex Ante Team |  | 2024-02-06 15:16 | Deemed Ex Ante Team
Old | Com | For producing Old, Ex, Rec, and New BldgVint records while post-processing building energy simulations | OfS | CZ06 | 1985 | Any | 16.441 | DEER2019 | 2019-01-01 |  | 2024-02-06 15:16 | Deemed Ex Ante Team |  | 2024-02-06 15:16 | Deemed Ex Ante Team
Old | Com | For producing Old, Ex, Rec, and New BldgVint records while post-processing building energy simulations | OfS | CZ06 | 1996 | Any | 6.412 | DEER2019 | 2019-01-01 |  | 2024-02-06 15:16 | Deemed Ex Ante Team |  | 2024-02-06 15:16 | Deemed Ex Ante Team
Old | Com | For producing Old, Ex, Rec, and New BldgVint records while post-processing building energy simulations | OfS | CZ07 | 1975 | Any | 23.568 | DEER2019 | 2019-01-01 |  | 2024-02-06 15:16 | Deemed Ex Ante Team |  | 2024-02-06 15:16 | Deemed Ex Ante Team
Old | Com | For producing Old, Ex, Rec, and New BldgVint records while post-processing building energy simulations | OfS | CZ07 | 1985 | Any | 9.098 | DEER2019 | 2019-01-01 |  | 2024-02-06 15:16 | Deemed Ex Ante Team |  | 2024-02-06 15:16 | Deemed Ex Ante Team
Old | Com | For producing Old, Ex, Rec, and New BldgVint records while post-processing building energy simulations | OfS | CZ07 | 1996 | Any | 4.797 | DEER2019 | 2019-01-01 |  | 2024-02-06 15:16 | Deemed Ex Ante Team |  | 2024-02-06 15:16 | Deemed Ex Ante Team
Old | Com | For producing Old, Ex, Rec, and New BldgVint records while post-processing building energy simulations | OfS | CZ08 | 1975 | Any | 38.424 | DEER2019 | 2019-01-01 |  | 2024-02-06 15:16 | Deemed Ex Ante Team |  | 2024-02-06 15:16 | Deemed Ex Ante Team
Old | Com | For producing Old, Ex, Rec, and New BldgVint records while post-processing building energy simulations | OfS | CZ08 | 1985 | Any | 20.297 | DEER2019 | 2019-01-01 |  | 2024-02-06 15:16 | Deemed Ex Ante Team |  | 2024-02-06 15:16 | Deemed Ex Ante Team
Old | Com | For producing Old, Ex, Rec, and New BldgVint records while post-processing building energy simulations | OfS | CZ08 | 1996 | Any | 7.979 | DEER2019 | 2019-01-01 |  | 2024-02-06 15:16 | Deemed Ex Ante Team |  | 2024-02-06 15:16 | Deemed Ex Ante Team
Old | Com | For producing Old, Ex, Rec, and New BldgVint records while post-processing building energy simulations | OfS | CZ09 | 1975 | Any | 32.608 | DEER2019 | 2019-01-01 |  | 2024-02-06 15:16 | Deemed Ex Ante Team |  | 2024-02-06 15:16 | Deemed Ex Ante Team
Old | Com | For producing Old, Ex, Rec, and New BldgVint records while post-processing building energy simulations | OfS | CZ09 | 1985 | Any | 15.143 | DEER2019 | 2019-01-01 |  | 2024-02-06 15:16 | Deemed Ex Ante Team |  | 2024-02-06 15:16 | Deemed Ex Ante Team
Old | Com | For producing Old, Ex, Rec, and New BldgVint records while post-processing building energy simulations | OfS | CZ09 | 1996 | Any | 6.921 | DEER2019 | 2019-01-01 |  | 2024-02-06 15:16 | Deemed Ex Ante Team |  | 2024-02-06 15:16 | Deemed Ex Ante Team
Old | Com | For producing Old, Ex, Rec, and New BldgVint records while post-processing building energy simulations | OfS | CZ10 | 1975 | Any | 21.874 | DEER2019 | 2019-01-01 |  | 2024-02-06 15:16 | Deemed Ex Ante Team |  | 2024-02-06 15:16 | Deemed Ex Ante Team
Old | Com | For producing Old, Ex, Rec, and New BldgVint records while post-processing building energy simulations | OfS | CZ10 | 1985 | Any | 17.587 | DEER2019 | 2019-01-01 |  | 2024-02-06 15:16 | Deemed Ex Ante Team |  | 2024-02-06 15:16 | Deemed Ex Ante Team
Old | Com | For producing Old, Ex, Rec, and New BldgVint records while post-processing building energy simulations | OfS | CZ10 | 1996 | Any | 9.366 | DEER2019 | 2019-01-01 |  | 2024-02-06 15:16 | Deemed Ex Ante Team |  | 2024-02-06 15:16 | Deemed Ex Ante Team
Old | Com | For producing Old, Ex, Rec, and New BldgVint records while post-processing building energy simulations | OfS | CZ11 | 1975 | Any | 3.394 | DEER2019 | 2019-01-01 |  | 2024-02-06 15:16 | Deemed Ex Ante Team |  | 2024-02-06 15:16 | Deemed Ex Ante Team
Old | Com | For producing Old, Ex, Rec, and New BldgVint records while post-processing building energy simulations | OfS | CZ11 | 1985 | Any | 2.103 | DEER2019 | 2019-01-01 |  | 2024-02-06 15:16 | Deemed Ex Ante Team |  | 2024-02-06 15:16 | Deemed Ex Ante Team
Old | Com | For producing Old, Ex, Rec, and New BldgVint records while post-processing building energy simulations | OfS | CZ11 | 1996 | Any | 1.09 | DEER2019 | 2019-01-01 |  | 2024-02-06 15:16 | Deemed Ex Ante Team |  | 2024-02-06 15:16 | Deemed Ex Ante Team
Old | Com | For producing Old, Ex, Rec, and New BldgVint records while post-processing building energy simulations | OfS | CZ12 | 1975 | Any | 13.11 | DEER2019 | 2019-01-01 |  | 2024-02-06 15:16 | Deemed Ex Ante Team |  | 2024-02-06 15:16 | Deemed Ex Ante Team
Old | Com | For producing Old, Ex, Rec, and New BldgVint records while post-processing building energy simulations | OfS | CZ12 | 1985 | Any | 8.258 | DEER2019 | 2019-01-01 |  | 2024-02-06 15:16 | Deemed Ex Ante Team |  | 2024-02-06 15:16 | Deemed Ex Ante Team
Old | Com | For producing Old, Ex, Rec, and New BldgVint records while post-processing building energy simulations | OfS | CZ12 | 1996 | Any | 4.435 | DEER2019 | 2019-01-01 |  | 2024-02-06 15:16 | Deemed Ex Ante Team |  | 2024-02-06 15:16 | Deemed Ex Ante Team
Old | Com | For producing Old, Ex, Rec, and New BldgVint records while post-processing building energy simulations | OfS | CZ13 | 1975 | Any | 16.443 | DEER2019 | 2019-01-01 |  | 2024-02-06 15:16 | Deemed Ex Ante Team |  | 2024-02-06 15:16 | Deemed Ex Ante Team
Old | Com | For producing Old, Ex, Rec, and New BldgVint records while post-processing building energy simulations | OfS | CZ13 | 1985 | Any | 11.169 | DEER2019 | 2019-01-01 |  | 2024-02-06 15:16 | Deemed Ex Ante Team |  | 2024-02-06 15:16 | Deemed Ex Ante Team
Old | Com | For producing Old, Ex, Rec, and New BldgVint records while post-processing building energy simulations | OfS | CZ13 | 1996 | Any | 5.394 | DEER2019 | 2019-01-01 |  | 2024-02-06 15:16 | Deemed Ex Ante Team |  | 2024-02-06 15:16 | Deemed Ex Ante Team
Old | Com | For producing Old, Ex, Rec, and New BldgVint records while post-processing building energy simulations | OfS | CZ14 | 1975 | Any | 2.775 | DEER2019 | 2019-01-01 |  | 2024-02-06 15:16 | Deemed Ex Ante Team |  | 2024-02-06 15:16 | Deemed Ex Ante Team
Old | Com | For producing Old, Ex, Rec, and New BldgVint records while post-processing building energy simulations | OfS | CZ14 | 1985 | Any | 2.181 | DEER2019 | 2019-01-01 |  | 2024-02-06 15:16 | Deemed Ex Ante Team |  | 2024-02-06 15:16 | Deemed Ex Ante Team
Old | Com | For producing Old, Ex, Rec, and New BldgVint records while post-processing building energy simulations | OfS | CZ14 | 1996 | Any | 1.156 | DEER2019 | 2019-01-01 |  | 2024-02-06 15:16 | Deemed Ex Ante Team |  | 2024-02-06 15:16 | Deemed Ex Ante Team
Old | Com | For producing Old, Ex, Rec, and New BldgVint records while post-processing building energy simulations | OfS | CZ15 | 1975 | Any | 4.583 | DEER2019 | 2019-01-01 |  | 2024-02-06 15:16 | Deemed Ex Ante Team |  | 2024-02-06 15:16 | Deemed Ex Ante Team
Old | Com | For producing Old, Ex, Rec, and New BldgVint records while post-processing building energy simulations | OfS | CZ15 | 1985 | Any | 4.267 | DEER2019 | 2019-01-01 |  | 2024-02-06 15:16 | Deemed Ex Ante Team |  | 2024-02-06 15:16 | Deemed Ex Ante Team
Old | Com | For producing Old, Ex, Rec, and New BldgVint records while post-processing building energy simulations | OfS | CZ15 | 1996 | Any | 2.276 | DEER2019 | 2019-01-01 |  | 2024-02-06 15:16 | Deemed Ex Ante Team |  | 2024-02-06 15:16 | Deemed Ex Ante Team
Old | Com | For producing Old, Ex, Rec, and New BldgVint records while post-processing building energy simulations | OfS | CZ16 | 1975 | Any | 2.21 | DEER2019 | 2019-01-01 |  | 2024-02-06 15:16 | Deemed Ex Ante Team |  | 2024-02-06 15:16 | Deemed Ex Ante Team
Old | Com | For producing Old, Ex, Rec, and New BldgVint records while post-processing building energy simulations | OfS | CZ16 | 1985 | Any | 1.398 | DEER2019 | 2019-01-01 |  | 2024-02-06 15:16 | Deemed Ex Ante Team |  | 2024-02-06 15:16 | Deemed Ex Ante Team
Old | Com | For producing Old, Ex, Rec, and New BldgVint records while post-processing building energy simulations | OfS | CZ16 | 1996 | Any | 0.787 | DEER2019 | 2019-01-01 |  | 2024-02-06 15:16 | Deemed Ex Ante Team |  | 2024-02-06 15:16 | Deemed Ex Ante Team
Old | Com | For producing Old, Ex, Rec, and New BldgVint records while post-processing building energy simulations | RFF | CZ01 | 1975 | Any | 0.29 | DEER2019 | 2019-01-01 |  | 2024-02-06 15:16 | Deemed Ex Ante Team |  | 2024-02-06 15:16 | Deemed Ex Ante Team
Old | Com | For producing Old, Ex, Rec, and New BldgVint records while post-processing building energy simulations | RFF | CZ01 | 1985 | Any | 0.042 | DEER2019 | 2019-01-01 |  | 2024-02-06 15:16 | Deemed Ex Ante Team |  | 2024-02-06 15:16 | Deemed Ex Ante Team
Old | Com | For producing Old, Ex, Rec, and New BldgVint records while post-processing building energy simulations | RFF | CZ01 | 1996 | Any | 0.023 | DEER2019 | 2019-01-01 |  | 2024-02-06 15:16 | Deemed Ex Ante Team |  | 2024-02-06 15:16 | Deemed Ex Ante Team
Old | Com | For producing Old, Ex, Rec, and New BldgVint records while post-processing building energy simulations | RFF | CZ02 | 1975 | Any | 1.122 | DEER2019 | 2019-01-01 |  | 2024-02-06 15:16 | Deemed Ex Ante Team |  | 2024-02-06 15:16 | Deemed Ex Ante Team
Old | Com | For producing Old, Ex, Rec, and New BldgVint records while post-processing building energy simulations | RFF | CZ02 | 1985 | Any | 0.277 | DEER2019 | 2019-01-01 |  | 2024-02-06 15:16 | Deemed Ex Ante Team |  | 2024-02-06 15:16 | Deemed Ex Ante Team
Old | Com | For producing Old, Ex, Rec, and New BldgVint records while post-processing building energy simulations | RFF | CZ02 | 1996 | Any | 0.175 | DEER2019 | 2019-01-01 |  | 2024-02-06 15:16 | Deemed Ex Ante Team |  | 2024-02-06 15:16 | Deemed Ex Ante Team
Old | Com | For producing Old, Ex, Rec, and New BldgVint records while post-processing building energy simulations | RFF | CZ03 | 1975 | Any | 5.141 | DEER2019 | 2019-01-01 |  | 2024-02-06 15:16 | Deemed Ex Ante Team |  | 2024-02-06 15:16 | Deemed Ex Ante Team
Old | Com | For producing Old, Ex, Rec, and New BldgVint records while post-processing building energy simulations | RFF | CZ03 | 1985 | Any | 1.244 | DEER2019 | 2019-01-01 |  | 2024-02-06 15:16 | Deemed Ex Ante Team |  | 2024-02-06 15:16 | Deemed Ex Ante Team
Old | Com | For producing Old, Ex, Rec, and New BldgVint records while post-processing building energy simulations | RFF | CZ03 | 1996 | Any | 0.803 | DEER2019 | 2019-01-01 |  | 2024-02-06 15:16 | Deemed Ex Ante Team |  | 2024-02-06 15:16 | Deemed Ex Ante Team
Old | Com | For producing Old, Ex, Rec, and New BldgVint records while post-processing building energy simulations | RFF | CZ04 | 1975 | Any | 2.173 | DEER2019 | 2019-01-01 |  | 2024-02-06 15:16 | Deemed Ex Ante Team |  | 2024-02-06 15:16 | Deemed Ex Ante Team
Old | Com | For producing Old, Ex, Rec, and New BldgVint records while post-processing building energy simulations | RFF | CZ04 | 1985 | Any | 0.596 | DEER2019 | 2019-01-01 |  | 2024-02-06 15:16 | Deemed Ex Ante Team |  | 2024-02-06 15:16 | Deemed Ex Ante Team
Old | Com | For producing Old, Ex, Rec, and New BldgVint records while post-processing building energy simulations | RFF | CZ04 | 1996 | Any | 0.378 | DEER2019 | 2019-01-01 |  | 2024-02-06 15:16 | Deemed Ex Ante Team |  | 2024-02-06 15:16 | Deemed Ex Ante Team
Old | Com | For producing Old, Ex, Rec, and New BldgVint records while post-processing building energy simulations | RFF | CZ05 | 1975 | Any | 0.529 | DEER2019 | 2019-01-01 |  | 2024-02-06 15:16 | Deemed Ex Ante Team |  | 2024-02-06 15:16 | Deemed Ex Ante Team
Old | Com | For producing Old, Ex, Rec, and New BldgVint records while post-processing building energy simulations | RFF | CZ05 | 1985 | Any | 0.213 | DEER2019 | 2019-01-01 |  | 2024-02-06 15:16 | Deemed Ex Ante Team |  | 2024-02-06 15:16 | Deemed Ex Ante Team
Old | Com | For producing Old, Ex, Rec, and New BldgVint records while post-processing building energy simulations | RFF | CZ05 | 1996 | Any | 0.112 | DEER2019 | 2019-01-01 |  | 2024-02-06 15:16 | Deemed Ex Ante Team |  | 2024-02-06 15:16 | Deemed Ex Ante Team
Old | Com | For producing Old, Ex, Rec, and New BldgVint records while post-processing building energy simulations | RFF | CZ06 | 1975 | Any | 7.778 | DEER2019 | 2019-01-01 |  | 2024-02-06 15:16 | Deemed Ex Ante Team |  | 2024-02-06 15:16 | Deemed Ex Ante Team
Old | Com | For producing Old, Ex, Rec, and New BldgVint records while post-processing building energy simulations | RFF | CZ06 | 1985 | Any | 6.96 | DEER2019 | 2019-01-01 |  | 2024-02-06 15:16 | Deemed Ex Ante Team |  | 2024-02-06 15:16 | Deemed Ex Ante Team
Old | Com | For producing Old, Ex, Rec, and New BldgVint records while post-processing building energy simulations | RFF | CZ06 | 1996 | Any | 2.741 | DEER2019 | 2019-01-01 |  | 2024-02-06 15:16 | Deemed Ex Ante Team |  | 2024-02-06 15:16 | Deemed Ex Ante Team
Old | Com | For producing Old, Ex, Rec, and New BldgVint records while post-processing building energy simulations | RFF | CZ07 | 1975 | Any | 2.854 | DEER2019 | 2019-01-01 |  | 2024-02-06 15:16 | Deemed Ex Ante Team |  | 2024-02-06 15:16 | Deemed Ex Ante Team
Old | Com | For producing Old, Ex, Rec, and New BldgVint records while post-processing building energy simulations | RFF | CZ07 | 1985 | Any | 1.125 | DEER2019 | 2019-01-01 |  | 2024-02-06 15:16 | Deemed Ex Ante Team |  | 2024-02-06 15:16 | Deemed Ex Ante Team
Old | Com | For producing Old, Ex, Rec, and New BldgVint records while post-processing building energy simulations | RFF | CZ07 | 1996 | Any | 0.738 | DEER2019 | 2019-01-01 |  | 2024-02-06 15:16 | Deemed Ex Ante Team |  | 2024-02-06 15:16 | Deemed Ex Ante Team
Old | Com | For producing Old, Ex, Rec, and New BldgVint records while post-processing building energy simulations | RFF | CZ08 | 1975 | Any | 9.318 | DEER2019 | 2019-01-01 |  | 2024-02-06 15:16 | Deemed Ex Ante Team |  | 2024-02-06 15:16 | Deemed Ex Ante Team
Old | Com | For producing Old, Ex, Rec, and New BldgVint records while post-processing building energy simulations | RFF | CZ08 | 1985 | Any | 8.221 | DEER2019 | 2019-01-01 |  | 2024-02-06 15:16 | Deemed Ex Ante Team |  | 2024-02-06 15:16 | Deemed Ex Ante Team
Old | Com | For producing Old, Ex, Rec, and New BldgVint records while post-processing building energy simulations | RFF | CZ08 | 1996 | Any | 3.199 | DEER2019 | 2019-01-01 |  | 2024-02-06 15:16 | Deemed Ex Ante Team |  | 2024-02-06 15:16 | Deemed Ex Ante Team
Old | Com | For producing Old, Ex, Rec, and New BldgVint records while post-processing building energy simulations | RFF | CZ09 | 1975 | Any | 8.46 | DEER2019 | 2019-01-01 |  | 2024-02-06 15:16 | Deemed Ex Ante Team |  | 2024-02-06 15:16 | Deemed Ex Ante Team
Old | Com | For producing Old, Ex, Rec, and New BldgVint records while post-processing building energy simulations | RFF | CZ09 | 1985 | Any | 6.684 | DEER2019 | 2019-01-01 |  | 2024-02-06 15:16 | Deemed Ex Ante Team |  | 2024-02-06 15:16 | Deemed Ex Ante Team
Old | Com | For producing Old, Ex, Rec, and New BldgVint records while post-processing building energy simulations | RFF | CZ09 | 1996 | Any | 2.514 | DEER2019 | 2019-01-01 |  | 2024-02-06 15:16 | Deemed Ex Ante Team |  | 2024-02-06 15:16 | Deemed Ex Ante Team
Old | Com | For producing Old, Ex, Rec, and New BldgVint records while post-processing building energy simulations | RFF | CZ10 | 1975 | Any | 4.258 | DEER2019 | 2019-01-01 |  | 2024-02-06 15:16 | Deemed Ex Ante Team |  | 2024-02-06 15:16 | Deemed Ex Ante Team
Old | Com | For producing Old, Ex, Rec, and New BldgVint records while post-processing building energy simulations | RFF | CZ10 | 1985 | Any | 6.662 | DEER2019 | 2019-01-01 |  | 2024-02-06 15:16 | Deemed Ex Ante Team |  | 2024-02-06 15:16 | Deemed Ex Ante Team
Old | Com | For producing Old, Ex, Rec, and New BldgVint records while post-processing building energy simulations | RFF | CZ10 | 1996 | Any | 3.683 | DEER2019 | 2019-01-01 |  | 2024-02-06 15:16 | Deemed Ex Ante Team |  | 2024-02-06 15:16 | Deemed Ex Ante Team
Old | Com | For producing Old, Ex, Rec, and New BldgVint records while post-processing building energy simulations | RFF | CZ11 | 1975 | Any | 0.948 | DEER2019 | 2019-01-01 |  | 2024-02-06 15:16 | Deemed Ex Ante Team |  | 2024-02-06 15:16 | Deemed Ex Ante Team
Old | Com | For producing Old, Ex, Rec, and New BldgVint records while post-processing building energy simulations | RFF | CZ11 | 1985 | Any | 0.254 | DEER2019 | 2019-01-01 |  | 2024-02-06 15:16 | Deemed Ex Ante Team |  | 2024-02-06 15:16 | Deemed Ex Ante Team
Old | Com | For producing Old, Ex, Rec, and New BldgVint records while post-processing building energy simulations | RFF | CZ11 | 1996 | Any | 0.172 | DEER2019 | 2019-01-01 |  | 2024-02-06 15:16 | Deemed Ex Ante Team |  | 2024-02-06 15:16 | Deemed Ex Ante Team
Old | Com | For producing Old, Ex, Rec, and New BldgVint records while post-processing building energy simulations | RFF | CZ12 | 1975 | Any | 3.261 | DEER2019 | 2019-01-01 |  | 2024-02-06 15:16 | Deemed Ex Ante Team |  | 2024-02-06 15:16 | Deemed Ex Ante Team
Old | Com | For producing Old, Ex, Rec, and New BldgVint records while post-processing building energy simulations | RFF | CZ12 | 1985 | Any | 0.857 | DEER2019 | 2019-01-01 |  | 2024-02-06 15:16 | Deemed Ex Ante Team |  | 2024-02-06 15:16 | Deemed Ex Ante Team
Old | Com | For producing Old, Ex, Rec, and New BldgVint records while post-processing building energy simulations | RFF | CZ12 | 1996 | Any | 0.599 | DEER2019 | 2019-01-01 |  | 2024-02-06 15:16 | Deemed Ex Ante Team |  | 2024-02-06 15:16 | Deemed Ex Ante Team
Old | Com | For producing Old, Ex, Rec, and New BldgVint records while post-processing building energy simulations | RFF | CZ13 | 1975 | Any | 2.596 | DEER2019 | 2019-01-01 |  | 2024-02-06 15:16 | Deemed Ex Ante Team |  | 2024-02-06 15:16 | Deemed Ex Ante Team
Old | Com | For producing Old, Ex, Rec, and New BldgVint records while post-processing building energy simulations | RFF | CZ13 | 1985 | Any | 1.132 | DEER2019 | 2019-01-01 |  | 2024-02-06 15:16 | Deemed Ex Ante Team |  | 2024-02-06 15:16 | Deemed Ex Ante Team
Old | Com | For producing Old, Ex, Rec, and New BldgVint records while post-processing building energy simulations | RFF | CZ13 | 1996 | Any | 0.799 | DEER2019 | 2019-01-01 |  | 2024-02-06 15:16 | Deemed Ex Ante Team |  | 2024-02-06 15:16 | Deemed Ex Ante Team
Old | Com | For producing Old, Ex, Rec, and New BldgVint records while post-processing building energy simulations | RFF | CZ14 | 1975 | Any | 0.875 | DEER2019 | 2019-01-01 |  | 2024-02-06 15:16 | Deemed Ex Ante Team |  | 2024-02-06 15:16 | Deemed Ex Ante Team
Old | Com | For producing Old, Ex, Rec, and New BldgVint records while post-processing building energy simulations | RFF | CZ14 | 1985 | Any | 1.321 | DEER2019 | 2019-01-01 |  | 2024-02-06 15:16 | Deemed Ex Ante Team |  | 2024-02-06 15:16 | Deemed Ex Ante Team
Old | Com | For producing Old, Ex, Rec, and New BldgVint records while post-processing building energy simulations | RFF | CZ14 | 1996 | Any | 0.692 | DEER2019 | 2019-01-01 |  | 2024-02-06 15:16 | Deemed Ex Ante Team |  | 2024-02-06 15:16 | Deemed Ex Ante Team
Old | Com | For producing Old, Ex, Rec, and New BldgVint records while post-processing building energy simulations | RFF | CZ15 | 1975 | Any | 0.662 | DEER2019 | 2019-01-01 |  | 2024-02-06 15:16 | Deemed Ex Ante Team |  | 2024-02-06 15:16 | Deemed Ex Ante Team
Old | Com | For producing Old, Ex, Rec, and New BldgVint records while post-processing building energy simulations | RFF | CZ15 | 1985 | Any | 1.236 | DEER2019 | 2019-01-01 |  | 2024-02-06 15:16 | Deemed Ex Ante Team |  | 2024-02-06 15:16 | Deemed Ex Ante Team
Old | Com | For producing Old, Ex, Rec, and New BldgVint records while post-processing building energy simulations | RFF | CZ15 | 1996 | Any | 0.677 | DEER2019 | 2019-01-01 |  | 2024-02-06 15:16 | Deemed Ex Ante Team |  | 2024-02-06 15:16 | Deemed Ex Ante Team
Old | Com | For producing Old, Ex, Rec, and New BldgVint records while post-processing building energy simulations | RFF | CZ16 | 1975 | Any | 0.554 | DEER2019 | 2019-01-01 |  | 2024-02-06 15:16 | Deemed Ex Ante Team |  | 2024-02-06 15:16 | Deemed Ex Ante Team
Old | Com | For producing Old, Ex, Rec, and New BldgVint records while post-processing building energy simulations | RFF | CZ16 | 1985 | Any | 0.542 | DEER2019 | 2019-01-01 |  | 2024-02-06 15:16 | Deemed Ex Ante Team |  | 2024-02-06 15:16 | Deemed Ex Ante Team
Old | Com | For producing Old, Ex, Rec, and New BldgVint records while post-processing building energy simulations | RFF | CZ16 | 1996 | Any | 0.314 | DEER2019 | 2019-01-01 |  | 2024-02-06 15:16 | Deemed Ex Ante Team |  | 2024-02-06 15:16 | Deemed Ex Ante Team
Old | Com | For producing Old, Ex, Rec, and New BldgVint records while post-processing building energy simulations | RSD | CZ01 | 1975 | Any | 0.29 | DEER2019 | 2019-01-01 |  | 2024-02-06 15:16 | Deemed Ex Ante Team |  | 2024-02-06 15:16 | Deemed Ex Ante Team
Old | Com | For producing Old, Ex, Rec, and New BldgVint records while post-processing building energy simulations | RSD | CZ01 | 1985 | Any | 0.042 | DEER2019 | 2019-01-01 |  | 2024-02-06 15:16 | Deemed Ex Ante Team |  | 2024-02-06 15:16 | Deemed Ex Ante Team
Old | Com | For producing Old, Ex, Rec, and New BldgVint records while post-processing building energy simulations | RSD | CZ01 | 1996 | Any | 0.023 | DEER2019 | 2019-01-01 |  | 2024-02-06 15:16 | Deemed Ex Ante Team |  | 2024-02-06 15:16 | Deemed Ex Ante Team
Old | Com | For producing Old, Ex, Rec, and New BldgVint records while post-processing building energy simulations | RSD | CZ02 | 1975 | Any | 1.122 | DEER2019 | 2019-01-01 |  | 2024-02-06 15:16 | Deemed Ex Ante Team |  | 2024-02-06 15:16 | Deemed Ex Ante Team
Old | Com | For producing Old, Ex, Rec, and New BldgVint records while post-processing building energy simulations | RSD | CZ02 | 1985 | Any | 0.277 | DEER2019 | 2019-01-01 |  | 2024-02-06 15:16 | Deemed Ex Ante Team |  | 2024-02-06 15:16 | Deemed Ex Ante Team
Old | Com | For producing Old, Ex, Rec, and New BldgVint records while post-processing building energy simulations | RSD | CZ02 | 1996 | Any | 0.175 | DEER2019 | 2019-01-01 |  | 2024-02-06 15:16 | Deemed Ex Ante Team |  | 2024-02-06 15:16 | Deemed Ex Ante Team
Old | Com | For producing Old, Ex, Rec, and New BldgVint records while post-processing building energy simulations | RSD | CZ03 | 1975 | Any | 5.141 | DEER2019 | 2019-01-01 |  | 2024-02-06 15:16 | Deemed Ex Ante Team |  | 2024-02-06 15:16 | Deemed Ex Ante Team
Old | Com | For producing Old, Ex, Rec, and New BldgVint records while post-processing building energy simulations | RSD | CZ03 | 1985 | Any | 1.244 | DEER2019 | 2019-01-01 |  | 2024-02-06 15:16 | Deemed Ex Ante Team |  | 2024-02-06 15:16 | Deemed Ex Ante Team
Old | Com | For producing Old, Ex, Rec, and New BldgVint records while post-processing building energy simulations | RSD | CZ03 | 1996 | Any | 0.803 | DEER2019 | 2019-01-01 |  | 2024-02-06 15:16 | Deemed Ex Ante Team |  | 2024-02-06 15:16 | Deemed Ex Ante Team
Old | Com | For producing Old, Ex, Rec, and New BldgVint records while post-processing building energy simulations | RSD | CZ04 | 1975 | Any | 2.173 | DEER2019 | 2019-01-01 |  | 2024-02-06 15:16 | Deemed Ex Ante Team |  | 2024-02-06 15:16 | Deemed Ex Ante Team
Old | Com | For producing Old, Ex, Rec, and New BldgVint records while post-processing building energy simulations | RSD | CZ04 | 1985 | Any | 0.596 | DEER2019 | 2019-01-01 |  | 2024-02-06 15:16 | Deemed Ex Ante Team |  | 2024-02-06 15:16 | Deemed Ex Ante Team
Old | Com | For producing Old, Ex, Rec, and New BldgVint records while post-processing building energy simulations | RSD | CZ04 | 1996 | Any | 0.378 | DEER2019 | 2019-01-01 |  | 2024-02-06 15:16 | Deemed Ex Ante Team |  | 2024-02-06 15:16 | Deemed Ex Ante Team
Old | Com | For producing Old, Ex, Rec, and New BldgVint records while post-processing building energy simulations | RSD | CZ05 | 1975 | Any | 0.529 | DEER2019 | 2019-01-01 |  | 2024-02-06 15:16 | Deemed Ex Ante Team |  | 2024-02-06 15:16 | Deemed Ex Ante Team
Old | Com | For producing Old, Ex, Rec, and New BldgVint records while post-processing building energy simulations | RSD | CZ05 | 1985 | Any | 0.213 | DEER2019 | 2019-01-01 |  | 2024-02-06 15:16 | Deemed Ex Ante Team |  | 2024-02-06 15:16 | Deemed Ex Ante Team
Old | Com | For producing Old, Ex, Rec, and New BldgVint records while post-processing building energy simulations | RSD | CZ05 | 1996 | Any | 0.112 | DEER2019 | 2019-01-01 |  | 2024-02-06 15:16 | Deemed Ex Ante Team |  | 2024-02-06 15:16 | Deemed Ex Ante Team
Old | Com | For producing Old, Ex, Rec, and New BldgVint records while post-processing building energy simulations | RSD | CZ06 | 1975 | Any | 7.778 | DEER2019 | 2019-01-01 |  | 2024-02-06 15:16 | Deemed Ex Ante Team |  | 2024-02-06 15:16 | Deemed Ex Ante Team
Old | Com | For producing Old, Ex, Rec, and New BldgVint records while post-processing building energy simulations | RSD | CZ06 | 1985 | Any | 6.96 | DEER2019 | 2019-01-01 |  | 2024-02-06 15:16 | Deemed Ex Ante Team |  | 2024-02-06 15:16 | Deemed Ex Ante Team
Old | Com | For producing Old, Ex, Rec, and New BldgVint records while post-processing building energy simulations | RSD | CZ06 | 1996 | Any | 2.741 | DEER2019 | 2019-01-01 |  | 2024-02-06 15:16 | Deemed Ex Ante Team |  | 2024-02-06 15:16 | Deemed Ex Ante Team
Old | Com | For producing Old, Ex, Rec, and New BldgVint records while post-processing building energy simulations | RSD | CZ07 | 1975 | Any | 2.854 | DEER2019 | 2019-01-01 |  | 2024-02-06 15:16 | Deemed Ex Ante Team |  | 2024-02-06 15:16 | Deemed Ex Ante Team
Old | Com | For producing Old, Ex, Rec, and New BldgVint records while post-processing building energy simulations | RSD | CZ07 | 1985 | Any | 1.125 | DEER2019 | 2019-01-01 |  | 2024-02-06 15:16 | Deemed Ex Ante Team |  | 2024-02-06 15:16 | Deemed Ex Ante Team
Old | Com | For producing Old, Ex, Rec, and New BldgVint records while post-processing building energy simulations | RSD | CZ07 | 1996 | Any | 0.738 | DEER2019 | 2019-01-01 |  | 2024-02-06 15:16 | Deemed Ex Ante Team |  | 2024-02-06 15:16 | Deemed Ex Ante Team
Old | Com | For producing Old, Ex, Rec, and New BldgVint records while post-processing building energy simulations | RSD | CZ08 | 1975 | Any | 9.318 | DEER2019 | 2019-01-01 |  | 2024-02-06 15:16 | Deemed Ex Ante Team |  | 2024-02-06 15:16 | Deemed Ex Ante Team
Old | Com | For producing Old, Ex, Rec, and New BldgVint records while post-processing building energy simulations | RSD | CZ08 | 1985 | Any | 8.221 | DEER2019 | 2019-01-01 |  | 2024-02-06 15:16 | Deemed Ex Ante Team |  | 2024-02-06 15:16 | Deemed Ex Ante Team
Old | Com | For producing Old, Ex, Rec, and New BldgVint records while post-processing building energy simulations | RSD | CZ08 | 1996 | Any | 3.199 | DEER2019 | 2019-01-01 |  | 2024-02-06 15:16 | Deemed Ex Ante Team |  | 2024-02-06 15:16 | Deemed Ex Ante Team
Old | Com | For producing Old, Ex, Rec, and New BldgVint records while post-processing building energy simulations | RSD | CZ09 | 1975 | Any | 8.46 | DEER2019 | 2019-01-01 |  | 2024-02-06 15:16 | Deemed Ex Ante Team |  | 2024-02-06 15:16 | Deemed Ex Ante Team
Old | Com | For producing Old, Ex, Rec, and New BldgVint records while post-processing building energy simulations | RSD | CZ09 | 1985 | Any | 6.684 | DEER2019 | 2019-01-01 |  | 2024-02-06 15:16 | Deemed Ex Ante Team |  | 2024-02-06 15:16 | Deemed Ex Ante Team
Old | Com | For producing Old, Ex, Rec, and New BldgVint records while post-processing building energy simulations | RSD | CZ09 | 1996 | Any | 2.514 | DEER2019 | 2019-01-01 |  | 2024-02-06 15:16 | Deemed Ex Ante Team |  | 2024-02-06 15:16 | Deemed Ex Ante Team
Old | Com | For producing Old, Ex, Rec, and New BldgVint records while post-processing building energy simulations | RSD | CZ10 | 1975 | Any | 4.258 | DEER2019 | 2019-01-01 |  | 2024-02-06 15:16 | Deemed Ex Ante Team |  | 2024-02-06 15:16 | Deemed Ex Ante Team
Old | Com | For producing Old, Ex, Rec, and New BldgVint records while post-processing building energy simulations | RSD | CZ10 | 1985 | Any | 6.662 | DEER2019 | 2019-01-01 |  | 2024-02-06 15:16 | Deemed Ex Ante Team |  | 2024-02-06 15:16 | Deemed Ex Ante Team
Old | Com | For producing Old, Ex, Rec, and New BldgVint records while post-processing building energy simulations | RSD | CZ10 | 1996 | Any | 3.683 | DEER2019 | 2019-01-01 |  | 2024-02-06 15:16 | Deemed Ex Ante Team |  | 2024-02-06 15:16 | Deemed Ex Ante Team
Old | Com | For producing Old, Ex, Rec, and New BldgVint records while post-processing building energy simulations | RSD | CZ11 | 1975 | Any | 0.948 | DEER2019 | 2019-01-01 |  | 2024-02-06 15:16 | Deemed Ex Ante Team |  | 2024-02-06 15:16 | Deemed Ex Ante Team
Old | Com | For producing Old, Ex, Rec, and New BldgVint records while post-processing building energy simulations | RSD | CZ11 | 1985 | Any | 0.254 | DEER2019 | 2019-01-01 |  | 2024-02-06 15:16 | Deemed Ex Ante Team |  | 2024-02-06 15:16 | Deemed Ex Ante Team
Old | Com | For producing Old, Ex, Rec, and New BldgVint records while post-processing building energy simulations | RSD | CZ11 | 1996 | Any | 0.172 | DEER2019 | 2019-01-01 |  | 2024-02-06 15:16 | Deemed Ex Ante Team |  | 2024-02-06 15:16 | Deemed Ex Ante Team
Old | Com | For producing Old, Ex, Rec, and New BldgVint records while post-processing building energy simulations | RSD | CZ12 | 1975 | Any | 3.261 | DEER2019 | 2019-01-01 |  | 2024-02-06 15:16 | Deemed Ex Ante Team |  | 2024-02-06 15:16 | Deemed Ex Ante Team
Old | Com | For producing Old, Ex, Rec, and New BldgVint records while post-processing building energy simulations | RSD | CZ12 | 1985 | Any | 0.857 | DEER2019 | 2019-01-01 |  | 2024-02-06 15:16 | Deemed Ex Ante Team |  | 2024-02-06 15:16 | Deemed Ex Ante Team
Old | Com | For producing Old, Ex, Rec, and New BldgVint records while post-processing building energy simulations | RSD | CZ12 | 1996 | Any | 0.599 | DEER2019 | 2019-01-01 |  | 2024-02-06 15:16 | Deemed Ex Ante Team |  | 2024-02-06 15:16 | Deemed Ex Ante Team
Old | Com | For producing Old, Ex, Rec, and New BldgVint records while post-processing building energy simulations | RSD | CZ13 | 1975 | Any | 2.596 | DEER2019 | 2019-01-01 |  | 2024-02-06 15:16 | Deemed Ex Ante Team |  | 2024-02-06 15:16 | Deemed Ex Ante Team
Old | Com | For producing Old, Ex, Rec, and New BldgVint records while post-processing building energy simulations | RSD | CZ13 | 1985 | Any | 1.132 | DEER2019 | 2019-01-01 |  | 2024-02-06 15:16 | Deemed Ex Ante Team |  | 2024-02-06 15:16 | Deemed Ex Ante Team
Old | Com | For producing Old, Ex, Rec, and New BldgVint records while post-processing building energy simulations | RSD | CZ13 | 1996 | Any | 0.799 | DEER2019 | 2019-01-01 |  | 2024-02-06 15:16 | Deemed Ex Ante Team |  | 2024-02-06 15:16 | Deemed Ex Ante Team
Old | Com | For producing Old, Ex, Rec, and New BldgVint records while post-processing building energy simulations | RSD | CZ14 | 1975 | Any | 0.875 | DEER2019 | 2019-01-01 |  | 2024-02-06 15:16 | Deemed Ex Ante Team |  | 2024-02-06 15:16 | Deemed Ex Ante Team
Old | Com | For producing Old, Ex, Rec, and New BldgVint records while post-processing building energy simulations | RSD | CZ14 | 1985 | Any | 1.321 | DEER2019 | 2019-01-01 |  | 2024-02-06 15:16 | Deemed Ex Ante Team |  | 2024-02-06 15:16 | Deemed Ex Ante Team
Old | Com | For producing Old, Ex, Rec, and New BldgVint records while post-processing building energy simulations | RSD | CZ14 | 1996 | Any | 0.692 | DEER2019 | 2019-01-01 |  | 2024-02-06 15:16 | Deemed Ex Ante Team |  | 2024-02-06 15:16 | Deemed Ex Ante Team
Old | Com | For producing Old, Ex, Rec, and New BldgVint records while post-processing building energy simulations | RSD | CZ15 | 1975 | Any | 0.662 | DEER2019 | 2019-01-01 |  | 2024-02-06 15:16 | Deemed Ex Ante Team |  | 2024-02-06 15:16 | Deemed Ex Ante Team
Old | Com | For producing Old, Ex, Rec, and New BldgVint records while post-processing building energy simulations | RSD | CZ15 | 1985 | Any | 1.236 | DEER2019 | 2019-01-01 |  | 2024-02-06 15:16 | Deemed Ex Ante Team |  | 2024-02-06 15:16 | Deemed Ex Ante Team
Old | Com | For producing Old, Ex, Rec, and New BldgVint records while post-processing building energy simulations | RSD | CZ15 | 1996 | Any | 0.677 | DEER2019 | 2019-01-01 |  | 2024-02-06 15:16 | Deemed Ex Ante Team |  | 2024-02-06 15:16 | Deemed Ex Ante Team
Old | Com | For producing Old, Ex, Rec, and New BldgVint records while post-processing building energy simulations | RSD | CZ16 | 1975 | Any | 0.554 | DEER2019 | 2019-01-01 |  | 2024-02-06 15:16 | Deemed Ex Ante Team |  | 2024-02-06 15:16 | Deemed Ex Ante Team
Old | Com | For producing Old, Ex, Rec, and New BldgVint records while post-processing building energy simulations | RSD | CZ16 | 1985 | Any | 0.542 | DEER2019 | 2019-01-01 |  | 2024-02-06 15:16 | Deemed Ex Ante Team |  | 2024-02-06 15:16 | Deemed Ex Ante Team
Old | Com | For producing Old, Ex, Rec, and New BldgVint records while post-processing building energy simulations | RSD | CZ16 | 1996 | Any | 0.314 | DEER2019 | 2019-01-01 |  | 2024-02-06 15:16 | Deemed Ex Ante Team |  | 2024-02-06 15:16 | Deemed Ex Ante Team
Old | Com | For producing Old, Ex, Rec, and New BldgVint records while post-processing building energy simulations | Rt3 | CZ01 | 1975 | Any | 0.591 | DEER2019 | 2019-01-01 |  | 2024-02-06 15:16 | Deemed Ex Ante Team |  | 2024-02-06 15:16 | Deemed Ex Ante Team
Old | Com | For producing Old, Ex, Rec, and New BldgVint records while post-processing building energy simulations | Rt3 | CZ01 | 1985 | Any | 0.397 | DEER2019 | 2019-01-01 |  | 2024-02-06 15:16 | Deemed Ex Ante Team |  | 2024-02-06 15:16 | Deemed Ex Ante Team
Old | Com | For producing Old, Ex, Rec, and New BldgVint records while post-processing building energy simulations | Rt3 | CZ01 | 1996 | Any | 0.148 | DEER2019 | 2019-01-01 |  | 2024-02-06 15:16 | Deemed Ex Ante Team |  | 2024-02-06 15:16 | Deemed Ex Ante Team
Old | Com | For producing Old, Ex, Rec, and New BldgVint records while post-processing building energy simulations | Rt3 | CZ02 | 1975 | Any | 4.226 | DEER2019 | 2019-01-01 |  | 2024-02-06 15:16 | Deemed Ex Ante Team |  | 2024-02-06 15:16 | Deemed Ex Ante Team
Old | Com | For producing Old, Ex, Rec, and New BldgVint records while post-processing building energy simulations | Rt3 | CZ02 | 1985 | Any | 2.089 | DEER2019 | 2019-01-01 |  | 2024-02-06 15:16 | Deemed Ex Ante Team |  | 2024-02-06 15:16 | Deemed Ex Ante Team
Old | Com | For producing Old, Ex, Rec, and New BldgVint records while post-processing building energy simulations | Rt3 | CZ02 | 1996 | Any | 1.222 | DEER2019 | 2019-01-01 |  | 2024-02-06 15:16 | Deemed Ex Ante Team |  | 2024-02-06 15:16 | Deemed Ex Ante Team
Old | Com | For producing Old, Ex, Rec, and New BldgVint records while post-processing building energy simulations | Rt3 | CZ03 | 1975 | Any | 22.644 | DEER2019 | 2019-01-01 |  | 2024-02-06 15:16 | Deemed Ex Ante Team |  | 2024-02-06 15:16 | Deemed Ex Ante Team
Old | Com | For producing Old, Ex, Rec, and New BldgVint records while post-processing building energy simulations | Rt3 | CZ03 | 1985 | Any | 8.299 | DEER2019 | 2019-01-01 |  | 2024-02-06 15:16 | Deemed Ex Ante Team |  | 2024-02-06 15:16 | Deemed Ex Ante Team
Old | Com | For producing Old, Ex, Rec, and New BldgVint records while post-processing building energy simulations | Rt3 | CZ03 | 1996 | Any | 4.758 | DEER2019 | 2019-01-01 |  | 2024-02-06 15:16 | Deemed Ex Ante Team |  | 2024-02-06 15:16 | Deemed Ex Ante Team
Old | Com | For producing Old, Ex, Rec, and New BldgVint records while post-processing building energy simulations | Rt3 | CZ04 | 1975 | Any | 8.189 | DEER2019 | 2019-01-01 |  | 2024-02-06 15:16 | Deemed Ex Ante Team |  | 2024-02-06 15:16 | Deemed Ex Ante Team
Old | Com | For producing Old, Ex, Rec, and New BldgVint records while post-processing building energy simulations | Rt3 | CZ04 | 1985 | Any | 4.354 | DEER2019 | 2019-01-01 |  | 2024-02-06 15:16 | Deemed Ex Ante Team |  | 2024-02-06 15:16 | Deemed Ex Ante Team
Old | Com | For producing Old, Ex, Rec, and New BldgVint records while post-processing building energy simulations | Rt3 | CZ04 | 1996 | Any | 2.678 | DEER2019 | 2019-01-01 |  | 2024-02-06 15:16 | Deemed Ex Ante Team |  | 2024-02-06 15:16 | Deemed Ex Ante Team
Old | Com | For producing Old, Ex, Rec, and New BldgVint records while post-processing building energy simulations | Rt3 | CZ05 | 1975 | Any | 1.912 | DEER2019 | 2019-01-01 |  | 2024-02-06 15:16 | Deemed Ex Ante Team |  | 2024-02-06 15:16 | Deemed Ex Ante Team
Old | Com | For producing Old, Ex, Rec, and New BldgVint records while post-processing building energy simulations | Rt3 | CZ05 | 1985 | Any | 1.151 | DEER2019 | 2019-01-01 |  | 2024-02-06 15:16 | Deemed Ex Ante Team |  | 2024-02-06 15:16 | Deemed Ex Ante Team
Old | Com | For producing Old, Ex, Rec, and New BldgVint records while post-processing building energy simulations | Rt3 | CZ05 | 1996 | Any | 0.668 | DEER2019 | 2019-01-01 |  | 2024-02-06 15:16 | Deemed Ex Ante Team |  | 2024-02-06 15:16 | Deemed Ex Ante Team
Old | Com | For producing Old, Ex, Rec, and New BldgVint records while post-processing building energy simulations | Rt3 | CZ06 | 1975 | Any | 30.359 | DEER2019 | 2019-01-01 |  | 2024-02-06 15:16 | Deemed Ex Ante Team |  | 2024-02-06 15:16 | Deemed Ex Ante Team
Old | Com | For producing Old, Ex, Rec, and New BldgVint records while post-processing building energy simulations | Rt3 | CZ06 | 1985 | Any | 23.6 | DEER2019 | 2019-01-01 |  | 2024-02-06 15:16 | Deemed Ex Ante Team |  | 2024-02-06 15:16 | Deemed Ex Ante Team
Old | Com | For producing Old, Ex, Rec, and New BldgVint records while post-processing building energy simulations | Rt3 | CZ06 | 1996 | Any | 11.995 | DEER2019 | 2019-01-01 |  | 2024-02-06 15:16 | Deemed Ex Ante Team |  | 2024-02-06 15:16 | Deemed Ex Ante Team
Old | Com | For producing Old, Ex, Rec, and New BldgVint records while post-processing building energy simulations | Rt3 | CZ07 | 1975 | Any | 6.4 | DEER2019 | 2019-01-01 |  | 2024-02-06 15:16 | Deemed Ex Ante Team |  | 2024-02-06 15:16 | Deemed Ex Ante Team
Old | Com | For producing Old, Ex, Rec, and New BldgVint records while post-processing building energy simulations | Rt3 | CZ07 | 1985 | Any | 8.036 | DEER2019 | 2019-01-01 |  | 2024-02-06 15:16 | Deemed Ex Ante Team |  | 2024-02-06 15:16 | Deemed Ex Ante Team
Old | Com | For producing Old, Ex, Rec, and New BldgVint records while post-processing building energy simulations | Rt3 | CZ07 | 1996 | Any | 4.075 | DEER2019 | 2019-01-01 |  | 2024-02-06 15:16 | Deemed Ex Ante Team |  | 2024-02-06 15:16 | Deemed Ex Ante Team
Old | Com | For producing Old, Ex, Rec, and New BldgVint records while post-processing building energy simulations | Rt3 | CZ08 | 1975 | Any | 35.823 | DEER2019 | 2019-01-01 |  | 2024-02-06 15:16 | Deemed Ex Ante Team |  | 2024-02-06 15:16 | Deemed Ex Ante Team
Old | Com | For producing Old, Ex, Rec, and New BldgVint records while post-processing building energy simulations | Rt3 | CZ08 | 1985 | Any | 28.036 | DEER2019 | 2019-01-01 |  | 2024-02-06 15:16 | Deemed Ex Ante Team |  | 2024-02-06 15:16 | Deemed Ex Ante Team
Old | Com | For producing Old, Ex, Rec, and New BldgVint records while post-processing building energy simulations | Rt3 | CZ08 | 1996 | Any | 14.163 | DEER2019 | 2019-01-01 |  | 2024-02-06 15:16 | Deemed Ex Ante Team |  | 2024-02-06 15:16 | Deemed Ex Ante Team
Old | Com | For producing Old, Ex, Rec, and New BldgVint records while post-processing building energy simulations | Rt3 | CZ09 | 1975 | Any | 28.11 | DEER2019 | 2019-01-01 |  | 2024-02-06 15:16 | Deemed Ex Ante Team |  | 2024-02-06 15:16 | Deemed Ex Ante Team
Old | Com | For producing Old, Ex, Rec, and New BldgVint records while post-processing building energy simulations | Rt3 | CZ09 | 1985 | Any | 21.926 | DEER2019 | 2019-01-01 |  | 2024-02-06 15:16 | Deemed Ex Ante Team |  | 2024-02-06 15:16 | Deemed Ex Ante Team
Old | Com | For producing Old, Ex, Rec, and New BldgVint records while post-processing building energy simulations | Rt3 | CZ09 | 1996 | Any | 11.159 | DEER2019 | 2019-01-01 |  | 2024-02-06 15:16 | Deemed Ex Ante Team |  | 2024-02-06 15:16 | Deemed Ex Ante Team
Old | Com | For producing Old, Ex, Rec, and New BldgVint records while post-processing building energy simulations | Rt3 | CZ10 | 1975 | Any | 12.807 | DEER2019 | 2019-01-01 |  | 2024-02-06 15:16 | Deemed Ex Ante Team |  | 2024-02-06 15:16 | Deemed Ex Ante Team
Old | Com | For producing Old, Ex, Rec, and New BldgVint records while post-processing building energy simulations | Rt3 | CZ10 | 1985 | Any | 26.527 | DEER2019 | 2019-01-01 |  | 2024-02-06 15:16 | Deemed Ex Ante Team |  | 2024-02-06 15:16 | Deemed Ex Ante Team
Old | Com | For producing Old, Ex, Rec, and New BldgVint records while post-processing building energy simulations | Rt3 | CZ10 | 1996 | Any | 13.442 | DEER2019 | 2019-01-01 |  | 2024-02-06 15:16 | Deemed Ex Ante Team |  | 2024-02-06 15:16 | Deemed Ex Ante Team
Old | Com | For producing Old, Ex, Rec, and New BldgVint records while post-processing building energy simulations | Rt3 | CZ11 | 1975 | Any | 2.568 | DEER2019 | 2019-01-01 |  | 2024-02-06 15:16 | Deemed Ex Ante Team |  | 2024-02-06 15:16 | Deemed Ex Ante Team
Old | Com | For producing Old, Ex, Rec, and New BldgVint records while post-processing building energy simulations | Rt3 | CZ11 | 1985 | Any | 2.058 | DEER2019 | 2019-01-01 |  | 2024-02-06 15:16 | Deemed Ex Ante Team |  | 2024-02-06 15:16 | Deemed Ex Ante Team
Old | Com | For producing Old, Ex, Rec, and New BldgVint records while post-processing building energy simulations | Rt3 | CZ11 | 1996 | Any | 1.098 | DEER2019 | 2019-01-01 |  | 2024-02-06 15:16 | Deemed Ex Ante Team |  | 2024-02-06 15:16 | Deemed Ex Ante Team
Old | Com | For producing Old, Ex, Rec, and New BldgVint records while post-processing building energy simulations | Rt3 | CZ12 | 1975 | Any | 11.684 | DEER2019 | 2019-01-01 |  | 2024-02-06 15:16 | Deemed Ex Ante Team |  | 2024-02-06 15:16 | Deemed Ex Ante Team
Old | Com | For producing Old, Ex, Rec, and New BldgVint records while post-processing building energy simulations | Rt3 | CZ12 | 1985 | Any | 7.36 | DEER2019 | 2019-01-01 |  | 2024-02-06 15:16 | Deemed Ex Ante Team |  | 2024-02-06 15:16 | Deemed Ex Ante Team
Old | Com | For producing Old, Ex, Rec, and New BldgVint records while post-processing building energy simulations | Rt3 | CZ12 | 1996 | Any | 5.008 | DEER2019 | 2019-01-01 |  | 2024-02-06 15:16 | Deemed Ex Ante Team |  | 2024-02-06 15:16 | Deemed Ex Ante Team
Old | Com | For producing Old, Ex, Rec, and New BldgVint records while post-processing building energy simulations | Rt3 | CZ13 | 1975 | Any | 9.345 | DEER2019 | 2019-01-01 |  | 2024-02-06 15:16 | Deemed Ex Ante Team |  | 2024-02-06 15:16 | Deemed Ex Ante Team
Old | Com | For producing Old, Ex, Rec, and New BldgVint records while post-processing building energy simulations | Rt3 | CZ13 | 1985 | Any | 7.417 | DEER2019 | 2019-01-01 |  | 2024-02-06 15:16 | Deemed Ex Ante Team |  | 2024-02-06 15:16 | Deemed Ex Ante Team
Old | Com | For producing Old, Ex, Rec, and New BldgVint records while post-processing building energy simulations | Rt3 | CZ13 | 1996 | Any | 4.459 | DEER2019 | 2019-01-01 |  | 2024-02-06 15:16 | Deemed Ex Ante Team |  | 2024-02-06 15:16 | Deemed Ex Ante Team
Old | Com | For producing Old, Ex, Rec, and New BldgVint records while post-processing building energy simulations | Rt3 | CZ14 | 1975 | Any | 2.919 | DEER2019 | 2019-01-01 |  | 2024-02-06 15:16 | Deemed Ex Ante Team |  | 2024-02-06 15:16 | Deemed Ex Ante Team
Old | Com | For producing Old, Ex, Rec, and New BldgVint records while post-processing building energy simulations | Rt3 | CZ14 | 1985 | Any | 4.175 | DEER2019 | 2019-01-01 |  | 2024-02-06 15:16 | Deemed Ex Ante Team |  | 2024-02-06 15:16 | Deemed Ex Ante Team
Old | Com | For producing Old, Ex, Rec, and New BldgVint records while post-processing building energy simulations | Rt3 | CZ14 | 1996 | Any | 2.1 | DEER2019 | 2019-01-01 |  | 2024-02-06 15:16 | Deemed Ex Ante Team |  | 2024-02-06 15:16 | Deemed Ex Ante Team
Old | Com | For producing Old, Ex, Rec, and New BldgVint records while post-processing building energy simulations | Rt3 | CZ15 | 1975 | Any | 1.459 | DEER2019 | 2019-01-01 |  | 2024-02-06 15:16 | Deemed Ex Ante Team |  | 2024-02-06 15:16 | Deemed Ex Ante Team
Old | Com | For producing Old, Ex, Rec, and New BldgVint records while post-processing building energy simulations | Rt3 | CZ15 | 1985 | Any | 3.29 | DEER2019 | 2019-01-01 |  | 2024-02-06 15:16 | Deemed Ex Ante Team |  | 2024-02-06 15:16 | Deemed Ex Ante Team
Old | Com | For producing Old, Ex, Rec, and New BldgVint records while post-processing building energy simulations | Rt3 | CZ15 | 1996 | Any | 1.668 | DEER2019 | 2019-01-01 |  | 2024-02-06 15:16 | Deemed Ex Ante Team |  | 2024-02-06 15:16 | Deemed Ex Ante Team
Old | Com | For producing Old, Ex, Rec, and New BldgVint records while post-processing building energy simulations | Rt3 | CZ16 | 1975 | Any | 0.838 | DEER2019 | 2019-01-01 |  | 2024-02-06 15:16 | Deemed Ex Ante Team |  | 2024-02-06 15:16 | Deemed Ex Ante Team
Old | Com | For producing Old, Ex, Rec, and New BldgVint records while post-processing building energy simulations | Rt3 | CZ16 | 1985 | Any | 0.87 | DEER2019 | 2019-01-01 |  | 2024-02-06 15:16 | Deemed Ex Ante Team |  | 2024-02-06 15:16 | Deemed Ex Ante Team
Old | Com | For producing Old, Ex, Rec, and New BldgVint records while post-processing building energy simulations | Rt3 | CZ16 | 1996 | Any | 0.522 | DEER2019 | 2019-01-01 |  | 2024-02-06 15:16 | Deemed Ex Ante Team |  | 2024-02-06 15:16 | Deemed Ex Ante Team
Old | Com | For producing Old, Ex, Rec, and New BldgVint records while post-processing building energy simulations | RtL | CZ01 | 1975 | Any | 0.591 | DEER2019 | 2019-01-01 |  | 2024-02-06 15:16 | Deemed Ex Ante Team |  | 2024-02-06 15:16 | Deemed Ex Ante Team
Old | Com | For producing Old, Ex, Rec, and New BldgVint records while post-processing building energy simulations | RtL | CZ01 | 1985 | Any | 0.397 | DEER2019 | 2019-01-01 |  | 2024-02-06 15:16 | Deemed Ex Ante Team |  | 2024-02-06 15:16 | Deemed Ex Ante Team
Old | Com | For producing Old, Ex, Rec, and New BldgVint records while post-processing building energy simulations | RtL | CZ01 | 1996 | Any | 0.148 | DEER2019 | 2019-01-01 |  | 2024-02-06 15:16 | Deemed Ex Ante Team |  | 2024-02-06 15:16 | Deemed Ex Ante Team
Old | Com | For producing Old, Ex, Rec, and New BldgVint records while post-processing building energy simulations | RtL | CZ02 | 1975 | Any | 4.226 | DEER2019 | 2019-01-01 |  | 2024-02-06 15:16 | Deemed Ex Ante Team |  | 2024-02-06 15:16 | Deemed Ex Ante Team
Old | Com | For producing Old, Ex, Rec, and New BldgVint records while post-processing building energy simulations | RtL | CZ02 | 1985 | Any | 2.089 | DEER2019 | 2019-01-01 |  | 2024-02-06 15:16 | Deemed Ex Ante Team |  | 2024-02-06 15:16 | Deemed Ex Ante Team
Old | Com | For producing Old, Ex, Rec, and New BldgVint records while post-processing building energy simulations | RtL | CZ02 | 1996 | Any | 1.222 | DEER2019 | 2019-01-01 |  | 2024-02-06 15:16 | Deemed Ex Ante Team |  | 2024-02-06 15:16 | Deemed Ex Ante Team
Old | Com | For producing Old, Ex, Rec, and New BldgVint records while post-processing building energy simulations | RtL | CZ03 | 1975 | Any | 22.644 | DEER2019 | 2019-01-01 |  | 2024-02-06 15:16 | Deemed Ex Ante Team |  | 2024-02-06 15:16 | Deemed Ex Ante Team
Old | Com | For producing Old, Ex, Rec, and New BldgVint records while post-processing building energy simulations | RtL | CZ03 | 1985 | Any | 8.299 | DEER2019 | 2019-01-01 |  | 2024-02-06 15:16 | Deemed Ex Ante Team |  | 2024-02-06 15:16 | Deemed Ex Ante Team
Old | Com | For producing Old, Ex, Rec, and New BldgVint records while post-processing building energy simulations | RtL | CZ03 | 1996 | Any | 4.758 | DEER2019 | 2019-01-01 |  | 2024-02-06 15:16 | Deemed Ex Ante Team |  | 2024-02-06 15:16 | Deemed Ex Ante Team
Old | Com | For producing Old, Ex, Rec, and New BldgVint records while post-processing building energy simulations | RtL | CZ04 | 1975 | Any | 8.189 | DEER2019 | 2019-01-01 |  | 2024-02-06 15:16 | Deemed Ex Ante Team |  | 2024-02-06 15:16 | Deemed Ex Ante Team
Old | Com | For producing Old, Ex, Rec, and New BldgVint records while post-processing building energy simulations | RtL | CZ04 | 1985 | Any | 4.354 | DEER2019 | 2019-01-01 |  | 2024-02-06 15:16 | Deemed Ex Ante Team |  | 2024-02-06 15:16 | Deemed Ex Ante Team
Old | Com | For producing Old, Ex, Rec, and New BldgVint records while post-processing building energy simulations | RtL | CZ04 | 1996 | Any | 2.678 | DEER2019 | 2019-01-01 |  | 2024-02-06 15:16 | Deemed Ex Ante Team |  | 2024-02-06 15:16 | Deemed Ex Ante Team
Old | Com | For producing Old, Ex, Rec, and New BldgVint records while post-processing building energy simulations | RtL | CZ05 | 1975 | Any | 1.912 | DEER2019 | 2019-01-01 |  | 2024-02-06 15:16 | Deemed Ex Ante Team |  | 2024-02-06 15:16 | Deemed Ex Ante Team
Old | Com | For producing Old, Ex, Rec, and New BldgVint records while post-processing building energy simulations | RtL | CZ05 | 1985 | Any | 1.151 | DEER2019 | 2019-01-01 |  | 2024-02-06 15:16 | Deemed Ex Ante Team |  | 2024-02-06 15:16 | Deemed Ex Ante Team
Old | Com | For producing Old, Ex, Rec, and New BldgVint records while post-processing building energy simulations | RtL | CZ05 | 1996 | Any | 0.668 | DEER2019 | 2019-01-01 |  | 2024-02-06 15:16 | Deemed Ex Ante Team |  | 2024-02-06 15:16 | Deemed Ex Ante Team
Old | Com | For producing Old, Ex, Rec, and New BldgVint records while post-processing building energy simulations | RtL | CZ06 | 1975 | Any | 30.359 | DEER2019 | 2019-01-01 |  | 2024-02-06 15:16 | Deemed Ex Ante Team |  | 2024-02-06 15:16 | Deemed Ex Ante Team
Old | Com | For producing Old, Ex, Rec, and New BldgVint records while post-processing building energy simulations | RtL | CZ06 | 1985 | Any | 23.6 | DEER2019 | 2019-01-01 |  | 2024-02-06 15:16 | Deemed Ex Ante Team |  | 2024-02-06 15:16 | Deemed Ex Ante Team
Old | Com | For producing Old, Ex, Rec, and New BldgVint records while post-processing building energy simulations | RtL | CZ06 | 1996 | Any | 11.995 | DEER2019 | 2019-01-01 |  | 2024-02-06 15:16 | Deemed Ex Ante Team |  | 2024-02-06 15:16 | Deemed Ex Ante Team
Old | Com | For producing Old, Ex, Rec, and New BldgVint records while post-processing building energy simulations | RtL | CZ07 | 1975 | Any | 6.4 | DEER2019 | 2019-01-01 |  | 2024-02-06 15:16 | Deemed Ex Ante Team |  | 2024-02-06 15:16 | Deemed Ex Ante Team
Old | Com | For producing Old, Ex, Rec, and New BldgVint records while post-processing building energy simulations | RtL | CZ07 | 1985 | Any | 8.036 | DEER2019 | 2019-01-01 |  | 2024-02-06 15:16 | Deemed Ex Ante Team |  | 2024-02-06 15:16 | Deemed Ex Ante Team
Old | Com | For producing Old, Ex, Rec, and New BldgVint records while post-processing building energy simulations | RtL | CZ07 | 1996 | Any | 4.075 | DEER2019 | 2019-01-01 |  | 2024-02-06 15:16 | Deemed Ex Ante Team |  | 2024-02-06 15:16 | Deemed Ex Ante Team
Old | Com | For producing Old, Ex, Rec, and New BldgVint records while post-processing building energy simulations | RtL | CZ08 | 1975 | Any | 35.823 | DEER2019 | 2019-01-01 |  | 2024-02-06 15:16 | Deemed Ex Ante Team |  | 2024-02-06 15:16 | Deemed Ex Ante Team
Old | Com | For producing Old, Ex, Rec, and New BldgVint records while post-processing building energy simulations | RtL | CZ08 | 1985 | Any | 28.036 | DEER2019 | 2019-01-01 |  | 2024-02-06 15:16 | Deemed Ex Ante Team |  | 2024-02-06 15:16 | Deemed Ex Ante Team
Old | Com | For producing Old, Ex, Rec, and New BldgVint records while post-processing building energy simulations | RtL | CZ08 | 1996 | Any | 14.163 | DEER2019 | 2019-01-01 |  | 2024-02-06 15:16 | Deemed Ex Ante Team |  | 2024-02-06 15:16 | Deemed Ex Ante Team
Old | Com | For producing Old, Ex, Rec, and New BldgVint records while post-processing building energy simulations | RtL | CZ09 | 1975 | Any | 28.11 | DEER2019 | 2019-01-01 |  | 2024-02-06 15:16 | Deemed Ex Ante Team |  | 2024-02-06 15:16 | Deemed Ex Ante Team
Old | Com | For producing Old, Ex, Rec, and New BldgVint records while post-processing building energy simulations | RtL | CZ09 | 1985 | Any | 21.926 | DEER2019 | 2019-01-01 |  | 2024-02-06 15:16 | Deemed Ex Ante Team |  | 2024-02-06 15:16 | Deemed Ex Ante Team
Old | Com | For producing Old, Ex, Rec, and New BldgVint records while post-processing building energy simulations | RtL | CZ09 | 1996 | Any | 11.159 | DEER2019 | 2019-01-01 |  | 2024-02-06 15:16 | Deemed Ex Ante Team |  | 2024-02-06 15:16 | Deemed Ex Ante Team
Old | Com | For producing Old, Ex, Rec, and New BldgVint records while post-processing building energy simulations | RtL | CZ10 | 1975 | Any | 12.807 | DEER2019 | 2019-01-01 |  | 2024-02-06 15:16 | Deemed Ex Ante Team |  | 2024-02-06 15:16 | Deemed Ex Ante Team
Old | Com | For producing Old, Ex, Rec, and New BldgVint records while post-processing building energy simulations | RtL | CZ10 | 1985 | Any | 26.527 | DEER2019 | 2019-01-01 |  | 2024-02-06 15:16 | Deemed Ex Ante Team |  | 2024-02-06 15:16 | Deemed Ex Ante Team
Old | Com | For producing Old, Ex, Rec, and New BldgVint records while post-processing building energy simulations | RtL | CZ10 | 1996 | Any | 13.442 | DEER2019 | 2019-01-01 |  | 2024-02-06 15:16 | Deemed Ex Ante Team |  | 2024-02-06 15:16 | Deemed Ex Ante Team
Old | Com | For producing Old, Ex, Rec, and New BldgVint records while post-processing building energy simulations | RtL | CZ11 | 1975 | Any | 2.568 | DEER2019 | 2019-01-01 |  | 2024-02-06 15:16 | Deemed Ex Ante Team |  | 2024-02-06 15:16 | Deemed Ex Ante Team
Old | Com | For producing Old, Ex, Rec, and New BldgVint records while post-processing building energy simulations | RtL | CZ11 | 1985 | Any | 2.058 | DEER2019 | 2019-01-01 |  | 2024-02-06 15:16 | Deemed Ex Ante Team |  | 2024-02-06 15:16 | Deemed Ex Ante Team
Old | Com | For producing Old, Ex, Rec, and New BldgVint records while post-processing building energy simulations | RtL | CZ11 | 1996 | Any | 1.098 | DEER2019 | 2019-01-01 |  | 2024-02-06 15:16 | Deemed Ex Ante Team |  | 2024-02-06 15:16 | Deemed Ex Ante Team
Old | Com | For producing Old, Ex, Rec, and New BldgVint records while post-processing building energy simulations | RtL | CZ12 | 1975 | Any | 11.684 | DEER2019 | 2019-01-01 |  | 2024-02-06 15:16 | Deemed Ex Ante Team |  | 2024-02-06 15:16 | Deemed Ex Ante Team
Old | Com | For producing Old, Ex, Rec, and New BldgVint records while post-processing building energy simulations | RtL | CZ12 | 1985 | Any | 7.36 | DEER2019 | 2019-01-01 |  | 2024-02-06 15:16 | Deemed Ex Ante Team |  | 2024-02-06 15:16 | Deemed Ex Ante Team
Old | Com | For producing Old, Ex, Rec, and New BldgVint records while post-processing building energy simulations | RtL | CZ12 | 1996 | Any | 5.008 | DEER2019 | 2019-01-01 |  | 2024-02-06 15:16 | Deemed Ex Ante Team |  | 2024-02-06 15:16 | Deemed Ex Ante Team
Old | Com | For producing Old, Ex, Rec, and New BldgVint records while post-processing building energy simulations | RtL | CZ13 | 1975 | Any | 9.345 | DEER2019 | 2019-01-01 |  | 2024-02-06 15:16 | Deemed Ex Ante Team |  | 2024-02-06 15:16 | Deemed Ex Ante Team
Old | Com | For producing Old, Ex, Rec, and New BldgVint records while post-processing building energy simulations | RtL | CZ13 | 1985 | Any | 7.417 | DEER2019 | 2019-01-01 |  | 2024-02-06 15:16 | Deemed Ex Ante Team |  | 2024-02-06 15:16 | Deemed Ex Ante Team
Old | Com | For producing Old, Ex, Rec, and New BldgVint records while post-processing building energy simulations | RtL | CZ13 | 1996 | Any | 4.459 | DEER2019 | 2019-01-01 |  | 2024-02-06 15:16 | Deemed Ex Ante Team |  | 2024-02-06 15:16 | Deemed Ex Ante Team
Old | Com | For producing Old, Ex, Rec, and New BldgVint records while post-processing building energy simulations | RtL | CZ14 | 1975 | Any | 2.919 | DEER2019 | 2019-01-01 |  | 2024-02-06 15:16 | Deemed Ex Ante Team |  | 2024-02-06 15:16 | Deemed Ex Ante Team
Old | Com | For producing Old, Ex, Rec, and New BldgVint records while post-processing building energy simulations | RtL | CZ14 | 1985 | Any | 4.175 | DEER2019 | 2019-01-01 |  | 2024-02-06 15:16 | Deemed Ex Ante Team |  | 2024-02-06 15:16 | Deemed Ex Ante Team
Old | Com | For producing Old, Ex, Rec, and New BldgVint records while post-processing building energy simulations | RtL | CZ14 | 1996 | Any | 2.1 | DEER2019 | 2019-01-01 |  | 2024-02-06 15:16 | Deemed Ex Ante Team |  | 2024-02-06 15:16 | Deemed Ex Ante Team
Old | Com | For producing Old, Ex, Rec, and New BldgVint records while post-processing building energy simulations | RtL | CZ15 | 1975 | Any | 1.459 | DEER2019 | 2019-01-01 |  | 2024-02-06 15:16 | Deemed Ex Ante Team |  | 2024-02-06 15:16 | Deemed Ex Ante Team
Old | Com | For producing Old, Ex, Rec, and New BldgVint records while post-processing building energy simulations | RtL | CZ15 | 1985 | Any | 3.29 | DEER2019 | 2019-01-01 |  | 2024-02-06 15:16 | Deemed Ex Ante Team |  | 2024-02-06 15:16 | Deemed Ex Ante Team
Old | Com | For producing Old, Ex, Rec, and New BldgVint records while post-processing building energy simulations | RtL | CZ15 | 1996 | Any | 1.668 | DEER2019 | 2019-01-01 |  | 2024-02-06 15:16 | Deemed Ex Ante Team |  | 2024-02-06 15:16 | Deemed Ex Ante Team
Old | Com | For producing Old, Ex, Rec, and New BldgVint records while post-processing building energy simulations | RtL | CZ16 | 1975 | Any | 0.838 | DEER2019 | 2019-01-01 |  | 2024-02-06 15:16 | Deemed Ex Ante Team |  | 2024-02-06 15:16 | Deemed Ex Ante Team
Old | Com | For producing Old, Ex, Rec, and New BldgVint records while post-processing building energy simulations | RtL | CZ16 | 1985 | Any | 0.87 | DEER2019 | 2019-01-01 |  | 2024-02-06 15:16 | Deemed Ex Ante Team |  | 2024-02-06 15:16 | Deemed Ex Ante Team
Old | Com | For producing Old, Ex, Rec, and New BldgVint records while post-processing building energy simulations | RtL | CZ16 | 1996 | Any | 0.522 | DEER2019 | 2019-01-01 |  | 2024-02-06 15:16 | Deemed Ex Ante Team |  | 2024-02-06 15:16 | Deemed Ex Ante Team
Old | Com | For producing Old, Ex, Rec, and New BldgVint records while post-processing building energy simulations | RtS | CZ01 | 1975 | Any | 0.591 | DEER2019 | 2019-01-01 |  | 2024-02-06 15:16 | Deemed Ex Ante Team |  | 2024-02-06 15:16 | Deemed Ex Ante Team
Old | Com | For producing Old, Ex, Rec, and New BldgVint records while post-processing building energy simulations | RtS | CZ01 | 1985 | Any | 0.397 | DEER2019 | 2019-01-01 |  | 2024-02-06 15:16 | Deemed Ex Ante Team |  | 2024-02-06 15:16 | Deemed Ex Ante Team
Old | Com | For producing Old, Ex, Rec, and New BldgVint records while post-processing building energy simulations | RtS | CZ01 | 1996 | Any | 0.148 | DEER2019 | 2019-01-01 |  | 2024-02-06 15:16 | Deemed Ex Ante Team |  | 2024-02-06 15:16 | Deemed Ex Ante Team
Old | Com | For producing Old, Ex, Rec, and New BldgVint records while post-processing building energy simulations | RtS | CZ02 | 1975 | Any | 4.226 | DEER2019 | 2019-01-01 |  | 2024-02-06 15:16 | Deemed Ex Ante Team |  | 2024-02-06 15:16 | Deemed Ex Ante Team
Old | Com | For producing Old, Ex, Rec, and New BldgVint records while post-processing building energy simulations | RtS | CZ02 | 1985 | Any | 2.089 | DEER2019 | 2019-01-01 |  | 2024-02-06 15:16 | Deemed Ex Ante Team |  | 2024-02-06 15:16 | Deemed Ex Ante Team
Old | Com | For producing Old, Ex, Rec, and New BldgVint records while post-processing building energy simulations | RtS | CZ02 | 1996 | Any | 1.222 | DEER2019 | 2019-01-01 |  | 2024-02-06 15:16 | Deemed Ex Ante Team |  | 2024-02-06 15:16 | Deemed Ex Ante Team
Old | Com | For producing Old, Ex, Rec, and New BldgVint records while post-processing building energy simulations | RtS | CZ03 | 1975 | Any | 22.644 | DEER2019 | 2019-01-01 |  | 2024-02-06 15:16 | Deemed Ex Ante Team |  | 2024-02-06 15:16 | Deemed Ex Ante Team
Old | Com | For producing Old, Ex, Rec, and New BldgVint records while post-processing building energy simulations | RtS | CZ03 | 1985 | Any | 8.299 | DEER2019 | 2019-01-01 |  | 2024-02-06 15:16 | Deemed Ex Ante Team |  | 2024-02-06 15:16 | Deemed Ex Ante Team
Old | Com | For producing Old, Ex, Rec, and New BldgVint records while post-processing building energy simulations | RtS | CZ03 | 1996 | Any | 4.758 | DEER2019 | 2019-01-01 |  | 2024-02-06 15:16 | Deemed Ex Ante Team |  | 2024-02-06 15:16 | Deemed Ex Ante Team
Old | Com | For producing Old, Ex, Rec, and New BldgVint records while post-processing building energy simulations | RtS | CZ04 | 1975 | Any | 8.189 | DEER2019 | 2019-01-01 |  | 2024-02-06 15:16 | Deemed Ex Ante Team |  | 2024-02-06 15:16 | Deemed Ex Ante Team
Old | Com | For producing Old, Ex, Rec, and New BldgVint records while post-processing building energy simulations | RtS | CZ04 | 1985 | Any | 4.354 | DEER2019 | 2019-01-01 |  | 2024-02-06 15:16 | Deemed Ex Ante Team |  | 2024-02-06 15:16 | Deemed Ex Ante Team
Old | Com | For producing Old, Ex, Rec, and New BldgVint records while post-processing building energy simulations | RtS | CZ04 | 1996 | Any | 2.678 | DEER2019 | 2019-01-01 |  | 2024-02-06 15:16 | Deemed Ex Ante Team |  | 2024-02-06 15:16 | Deemed Ex Ante Team
Old | Com | For producing Old, Ex, Rec, and New BldgVint records while post-processing building energy simulations | RtS | CZ05 | 1975 | Any | 1.912 | DEER2019 | 2019-01-01 |  | 2024-02-06 15:16 | Deemed Ex Ante Team |  | 2024-02-06 15:16 | Deemed Ex Ante Team
Old | Com | For producing Old, Ex, Rec, and New BldgVint records while post-processing building energy simulations | RtS | CZ05 | 1985 | Any | 1.151 | DEER2019 | 2019-01-01 |  | 2024-02-06 15:16 | Deemed Ex Ante Team |  | 2024-02-06 15:16 | Deemed Ex Ante Team
Old | Com | For producing Old, Ex, Rec, and New BldgVint records while post-processing building energy simulations | RtS | CZ05 | 1996 | Any | 0.668 | DEER2019 | 2019-01-01 |  | 2024-02-06 15:16 | Deemed Ex Ante Team |  | 2024-02-06 15:16 | Deemed Ex Ante Team
Old | Com | For producing Old, Ex, Rec, and New BldgVint records while post-processing building energy simulations | RtS | CZ06 | 1975 | Any | 30.359 | DEER2019 | 2019-01-01 |  | 2024-02-06 15:16 | Deemed Ex Ante Team |  | 2024-02-06 15:16 | Deemed Ex Ante Team
Old | Com | For producing Old, Ex, Rec, and New BldgVint records while post-processing building energy simulations | RtS | CZ06 | 1985 | Any | 23.6 | DEER2019 | 2019-01-01 |  | 2024-02-06 15:16 | Deemed Ex Ante Team |  | 2024-02-06 15:16 | Deemed Ex Ante Team
Old | Com | For producing Old, Ex, Rec, and New BldgVint records while post-processing building energy simulations | RtS | CZ06 | 1996 | Any | 11.995 | DEER2019 | 2019-01-01 |  | 2024-02-06 15:16 | Deemed Ex Ante Team |  | 2024-02-06 15:16 | Deemed Ex Ante Team
Old | Com | For producing Old, Ex, Rec, and New BldgVint records while post-processing building energy simulations | RtS | CZ07 | 1975 | Any | 6.4 | DEER2019 | 2019-01-01 |  | 2024-02-06 15:16 | Deemed Ex Ante Team |  | 2024-02-06 15:16 | Deemed Ex Ante Team
Old | Com | For producing Old, Ex, Rec, and New BldgVint records while post-processing building energy simulations | RtS | CZ07 | 1985 | Any | 8.036 | DEER2019 | 2019-01-01 |  | 2024-02-06 15:16 | Deemed Ex Ante Team |  | 2024-02-06 15:16 | Deemed Ex Ante Team
Old | Com | For producing Old, Ex, Rec, and New BldgVint records while post-processing building energy simulations | RtS | CZ07 | 1996 | Any | 4.075 | DEER2019 | 2019-01-01 |  | 2024-02-06 15:16 | Deemed Ex Ante Team |  | 2024-02-06 15:16 | Deemed Ex Ante Team
Old | Com | For producing Old, Ex, Rec, and New BldgVint records while post-processing building energy simulations | RtS | CZ08 | 1975 | Any | 35.823 | DEER2019 | 2019-01-01 |  | 2024-02-06 15:16 | Deemed Ex Ante Team |  | 2024-02-06 15:16 | Deemed Ex Ante Team
Old | Com | For producing Old, Ex, Rec, and New BldgVint records while post-processing building energy simulations | RtS | CZ08 | 1985 | Any | 28.036 | DEER2019 | 2019-01-01 |  | 2024-02-06 15:16 | Deemed Ex Ante Team |  | 2024-02-06 15:16 | Deemed Ex Ante Team
Old | Com | For producing Old, Ex, Rec, and New BldgVint records while post-processing building energy simulations | RtS | CZ08 | 1996 | Any | 14.163 | DEER2019 | 2019-01-01 |  | 2024-02-06 15:16 | Deemed Ex Ante Team |  | 2024-02-06 15:16 | Deemed Ex Ante Team
Old | Com | For producing Old, Ex, Rec, and New BldgVint records while post-processing building energy simulations | RtS | CZ09 | 1975 | Any | 28.11 | DEER2019 | 2019-01-01 |  | 2024-02-06 15:16 | Deemed Ex Ante Team |  | 2024-02-06 15:16 | Deemed Ex Ante Team
Old | Com | For producing Old, Ex, Rec, and New BldgVint records while post-processing building energy simulations | RtS | CZ09 | 1985 | Any | 21.926 | DEER2019 | 2019-01-01 |  | 2024-02-06 15:16 | Deemed Ex Ante Team |  | 2024-02-06 15:16 | Deemed Ex Ante Team
Old | Com | For producing Old, Ex, Rec, and New BldgVint records while post-processing building energy simulations | RtS | CZ09 | 1996 | Any | 11.159 | DEER2019 | 2019-01-01 |  | 2024-02-06 15:16 | Deemed Ex Ante Team |  | 2024-02-06 15:16 | Deemed Ex Ante Team
Old | Com | For producing Old, Ex, Rec, and New BldgVint records while post-processing building energy simulations | RtS | CZ10 | 1975 | Any | 12.807 | DEER2019 | 2019-01-01 |  | 2024-02-06 15:16 | Deemed Ex Ante Team |  | 2024-02-06 15:16 | Deemed Ex Ante Team
Old | Com | For producing Old, Ex, Rec, and New BldgVint records while post-processing building energy simulations | RtS | CZ10 | 1985 | Any | 26.527 | DEER2019 | 2019-01-01 |  | 2024-02-06 15:16 | Deemed Ex Ante Team |  | 2024-02-06 15:16 | Deemed Ex Ante Team
Old | Com | For producing Old, Ex, Rec, and New BldgVint records while post-processing building energy simulations | RtS | CZ10 | 1996 | Any | 13.442 | DEER2019 | 2019-01-01 |  | 2024-02-06 15:16 | Deemed Ex Ante Team |  | 2024-02-06 15:16 | Deemed Ex Ante Team
Old | Com | For producing Old, Ex, Rec, and New BldgVint records while post-processing building energy simulations | RtS | CZ11 | 1975 | Any | 2.568 | DEER2019 | 2019-01-01 |  | 2024-02-06 15:16 | Deemed Ex Ante Team |  | 2024-02-06 15:16 | Deemed Ex Ante Team
Old | Com | For producing Old, Ex, Rec, and New BldgVint records while post-processing building energy simulations | RtS | CZ11 | 1985 | Any | 2.058 | DEER2019 | 2019-01-01 |  | 2024-02-06 15:16 | Deemed Ex Ante Team |  | 2024-02-06 15:16 | Deemed Ex Ante Team
Old | Com | For producing Old, Ex, Rec, and New BldgVint records while post-processing building energy simulations | RtS | CZ11 | 1996 | Any | 1.098 | DEER2019 | 2019-01-01 |  | 2024-02-06 15:16 | Deemed Ex Ante Team |  | 2024-02-06 15:16 | Deemed Ex Ante Team
Old | Com | For producing Old, Ex, Rec, and New BldgVint records while post-processing building energy simulations | RtS | CZ12 | 1975 | Any | 11.684 | DEER2019 | 2019-01-01 |  | 2024-02-06 15:16 | Deemed Ex Ante Team |  | 2024-02-06 15:16 | Deemed Ex Ante Team
Old | Com | For producing Old, Ex, Rec, and New BldgVint records while post-processing building energy simulations | RtS | CZ12 | 1985 | Any | 7.36 | DEER2019 | 2019-01-01 |  | 2024-02-06 15:16 | Deemed Ex Ante Team |  | 2024-02-06 15:16 | Deemed Ex Ante Team
Old | Com | For producing Old, Ex, Rec, and New BldgVint records while post-processing building energy simulations | RtS | CZ12 | 1996 | Any | 5.008 | DEER2019 | 2019-01-01 |  | 2024-02-06 15:16 | Deemed Ex Ante Team |  | 2024-02-06 15:16 | Deemed Ex Ante Team
Old | Com | For producing Old, Ex, Rec, and New BldgVint records while post-processing building energy simulations | RtS | CZ13 | 1975 | Any | 9.345 | DEER2019 | 2019-01-01 |  | 2024-02-06 15:16 | Deemed Ex Ante Team |  | 2024-02-06 15:16 | Deemed Ex Ante Team
Old | Com | For producing Old, Ex, Rec, and New BldgVint records while post-processing building energy simulations | RtS | CZ13 | 1985 | Any | 7.417 | DEER2019 | 2019-01-01 |  | 2024-02-06 15:16 | Deemed Ex Ante Team |  | 2024-02-06 15:16 | Deemed Ex Ante Team
Old | Com | For producing Old, Ex, Rec, and New BldgVint records while post-processing building energy simulations | RtS | CZ13 | 1996 | Any | 4.459 | DEER2019 | 2019-01-01 |  | 2024-02-06 15:16 | Deemed Ex Ante Team |  | 2024-02-06 15:16 | Deemed Ex Ante Team
Old | Com | For producing Old, Ex, Rec, and New BldgVint records while post-processing building energy simulations | RtS | CZ14 | 1975 | Any | 2.919 | DEER2019 | 2019-01-01 |  | 2024-02-06 15:16 | Deemed Ex Ante Team |  | 2024-02-06 15:16 | Deemed Ex Ante Team
Old | Com | For producing Old, Ex, Rec, and New BldgVint records while post-processing building energy simulations | RtS | CZ14 | 1985 | Any | 4.175 | DEER2019 | 2019-01-01 |  | 2024-02-06 15:16 | Deemed Ex Ante Team |  | 2024-02-06 15:16 | Deemed Ex Ante Team
Old | Com | For producing Old, Ex, Rec, and New BldgVint records while post-processing building energy simulations | RtS | CZ14 | 1996 | Any | 2.1 | DEER2019 | 2019-01-01 |  | 2024-02-06 15:16 | Deemed Ex Ante Team |  | 2024-02-06 15:16 | Deemed Ex Ante Team
Old | Com | For producing Old, Ex, Rec, and New BldgVint records while post-processing building energy simulations | RtS | CZ15 | 1975 | Any | 1.459 | DEER2019 | 2019-01-01 |  | 2024-02-06 15:16 | Deemed Ex Ante Team |  | 2024-02-06 15:16 | Deemed Ex Ante Team
Old | Com | For producing Old, Ex, Rec, and New BldgVint records while post-processing building energy simulations | RtS | CZ15 | 1985 | Any | 3.29 | DEER2019 | 2019-01-01 |  | 2024-02-06 15:16 | Deemed Ex Ante Team |  | 2024-02-06 15:16 | Deemed Ex Ante Team
Old | Com | For producing Old, Ex, Rec, and New BldgVint records while post-processing building energy simulations | RtS | CZ15 | 1996 | Any | 1.668 | DEER2019 | 2019-01-01 |  | 2024-02-06 15:16 | Deemed Ex Ante Team |  | 2024-02-06 15:16 | Deemed Ex Ante Team
Old | Com | For producing Old, Ex, Rec, and New BldgVint records while post-processing building energy simulations | RtS | CZ16 | 1975 | Any | 0.838 | DEER2019 | 2019-01-01 |  | 2024-02-06 15:16 | Deemed Ex Ante Team |  | 2024-02-06 15:16 | Deemed Ex Ante Team
Old | Com | For producing Old, Ex, Rec, and New BldgVint records while post-processing building energy simulations | RtS | CZ16 | 1985 | Any | 0.87 | DEER2019 | 2019-01-01 |  | 2024-02-06 15:16 | Deemed Ex Ante Team |  | 2024-02-06 15:16 | Deemed Ex Ante Team
Old | Com | For producing Old, Ex, Rec, and New BldgVint records while post-processing building energy simulations | RtS | CZ16 | 1996 | Any | 0.522 | DEER2019 | 2019-01-01 |  | 2024-02-06 15:16 | Deemed Ex Ante Team |  | 2024-02-06 15:16 | Deemed Ex Ante Team
Old | Com | For producing Old, Ex, Rec, and New BldgVint records while post-processing building energy simulations | SCn | CZ01 | 1975 | Any | 0.392 | DEER2019 | 2019-01-01 |  | 2024-02-06 15:16 | Deemed Ex Ante Team |  | 2024-02-06 15:16 | Deemed Ex Ante Team
Old | Com | For producing Old, Ex, Rec, and New BldgVint records while post-processing building energy simulations | SCn | CZ01 | 1985 | Any | 0.363 | DEER2019 | 2019-01-01 |  | 2024-02-06 15:16 | Deemed Ex Ante Team |  | 2024-02-06 15:16 | Deemed Ex Ante Team
Old | Com | For producing Old, Ex, Rec, and New BldgVint records while post-processing building energy simulations | SCn | CZ01 | 1996 | Any | 0.256 | DEER2019 | 2019-01-01 |  | 2024-02-06 15:16 | Deemed Ex Ante Team |  | 2024-02-06 15:16 | Deemed Ex Ante Team
Old | Com | For producing Old, Ex, Rec, and New BldgVint records while post-processing building energy simulations | SCn | CZ02 | 1975 | Any | 2.685 | DEER2019 | 2019-01-01 |  | 2024-02-06 15:16 | Deemed Ex Ante Team |  | 2024-02-06 15:16 | Deemed Ex Ante Team
Old | Com | For producing Old, Ex, Rec, and New BldgVint records while post-processing building energy simulations | SCn | CZ02 | 1985 | Any | 4.274 | DEER2019 | 2019-01-01 |  | 2024-02-06 15:16 | Deemed Ex Ante Team |  | 2024-02-06 15:16 | Deemed Ex Ante Team
Old | Com | For producing Old, Ex, Rec, and New BldgVint records while post-processing building energy simulations | SCn | CZ02 | 1996 | Any | 1.793 | DEER2019 | 2019-01-01 |  | 2024-02-06 15:16 | Deemed Ex Ante Team |  | 2024-02-06 15:16 | Deemed Ex Ante Team
Old | Com | For producing Old, Ex, Rec, and New BldgVint records while post-processing building energy simulations | SCn | CZ03 | 1975 | Any | 23.411 | DEER2019 | 2019-01-01 |  | 2024-02-06 15:16 | Deemed Ex Ante Team |  | 2024-02-06 15:16 | Deemed Ex Ante Team
Old | Com | For producing Old, Ex, Rec, and New BldgVint records while post-processing building energy simulations | SCn | CZ03 | 1985 | Any | 19.498 | DEER2019 | 2019-01-01 |  | 2024-02-06 15:16 | Deemed Ex Ante Team |  | 2024-02-06 15:16 | Deemed Ex Ante Team
Old | Com | For producing Old, Ex, Rec, and New BldgVint records while post-processing building energy simulations | SCn | CZ03 | 1996 | Any | 6.232 | DEER2019 | 2019-01-01 |  | 2024-02-06 15:16 | Deemed Ex Ante Team |  | 2024-02-06 15:16 | Deemed Ex Ante Team
Old | Com | For producing Old, Ex, Rec, and New BldgVint records while post-processing building energy simulations | SCn | CZ04 | 1975 | Any | 4.828 | DEER2019 | 2019-01-01 |  | 2024-02-06 15:16 | Deemed Ex Ante Team |  | 2024-02-06 15:16 | Deemed Ex Ante Team
Old | Com | For producing Old, Ex, Rec, and New BldgVint records while post-processing building energy simulations | SCn | CZ04 | 1985 | Any | 8.688 | DEER2019 | 2019-01-01 |  | 2024-02-06 15:16 | Deemed Ex Ante Team |  | 2024-02-06 15:16 | Deemed Ex Ante Team
Old | Com | For producing Old, Ex, Rec, and New BldgVint records while post-processing building energy simulations | SCn | CZ04 | 1996 | Any | 3.619 | DEER2019 | 2019-01-01 |  | 2024-02-06 15:16 | Deemed Ex Ante Team |  | 2024-02-06 15:16 | Deemed Ex Ante Team
Old | Com | For producing Old, Ex, Rec, and New BldgVint records while post-processing building energy simulations | SCn | CZ05 | 1975 | Any | 0.387 | DEER2019 | 2019-01-01 |  | 2024-02-06 15:16 | Deemed Ex Ante Team |  | 2024-02-06 15:16 | Deemed Ex Ante Team
Old | Com | For producing Old, Ex, Rec, and New BldgVint records while post-processing building energy simulations | SCn | CZ05 | 1985 | Any | 0.683 | DEER2019 | 2019-01-01 |  | 2024-02-06 15:16 | Deemed Ex Ante Team |  | 2024-02-06 15:16 | Deemed Ex Ante Team
Old | Com | For producing Old, Ex, Rec, and New BldgVint records while post-processing building energy simulations | SCn | CZ05 | 1996 | Any | 0.288 | DEER2019 | 2019-01-01 |  | 2024-02-06 15:16 | Deemed Ex Ante Team |  | 2024-02-06 15:16 | Deemed Ex Ante Team
Old | Com | For producing Old, Ex, Rec, and New BldgVint records while post-processing building energy simulations | SCn | CZ06 | 1975 | Any | 26.308 | DEER2019 | 2019-01-01 |  | 2024-02-06 15:16 | Deemed Ex Ante Team |  | 2024-02-06 15:16 | Deemed Ex Ante Team
Old | Com | For producing Old, Ex, Rec, and New BldgVint records while post-processing building energy simulations | SCn | CZ06 | 1985 | Any | 18.864 | DEER2019 | 2019-01-01 |  | 2024-02-06 15:16 | Deemed Ex Ante Team |  | 2024-02-06 15:16 | Deemed Ex Ante Team
Old | Com | For producing Old, Ex, Rec, and New BldgVint records while post-processing building energy simulations | SCn | CZ06 | 1996 | Any | 8.806 | DEER2019 | 2019-01-01 |  | 2024-02-06 15:16 | Deemed Ex Ante Team |  | 2024-02-06 15:16 | Deemed Ex Ante Team
Old | Com | For producing Old, Ex, Rec, and New BldgVint records while post-processing building energy simulations | SCn | CZ07 | 1975 | Any | 4.264 | DEER2019 | 2019-01-01 |  | 2024-02-06 15:16 | Deemed Ex Ante Team |  | 2024-02-06 15:16 | Deemed Ex Ante Team
Old | Com | For producing Old, Ex, Rec, and New BldgVint records while post-processing building energy simulations | SCn | CZ07 | 1985 | Any | 9.927 | DEER2019 | 2019-01-01 |  | 2024-02-06 15:16 | Deemed Ex Ante Team |  | 2024-02-06 15:16 | Deemed Ex Ante Team
Old | Com | For producing Old, Ex, Rec, and New BldgVint records while post-processing building energy simulations | SCn | CZ07 | 1996 | Any | 4.314 | DEER2019 | 2019-01-01 |  | 2024-02-06 15:16 | Deemed Ex Ante Team |  | 2024-02-06 15:16 | Deemed Ex Ante Team
Old | Com | For producing Old, Ex, Rec, and New BldgVint records while post-processing building energy simulations | SCn | CZ08 | 1975 | Any | 77.32 | DEER2019 | 2019-01-01 |  | 2024-02-06 15:16 | Deemed Ex Ante Team |  | 2024-02-06 15:16 | Deemed Ex Ante Team
Old | Com | For producing Old, Ex, Rec, and New BldgVint records while post-processing building energy simulations | SCn | CZ08 | 1985 | Any | 54.498 | DEER2019 | 2019-01-01 |  | 2024-02-06 15:16 | Deemed Ex Ante Team |  | 2024-02-06 15:16 | Deemed Ex Ante Team
Old | Com | For producing Old, Ex, Rec, and New BldgVint records while post-processing building energy simulations | SCn | CZ08 | 1996 | Any | 25.638 | DEER2019 | 2019-01-01 |  | 2024-02-06 15:16 | Deemed Ex Ante Team |  | 2024-02-06 15:16 | Deemed Ex Ante Team
Old | Com | For producing Old, Ex, Rec, and New BldgVint records while post-processing building energy simulations | SCn | CZ09 | 1975 | Any | 33.64 | DEER2019 | 2019-01-01 |  | 2024-02-06 15:16 | Deemed Ex Ante Team |  | 2024-02-06 15:16 | Deemed Ex Ante Team
Old | Com | For producing Old, Ex, Rec, and New BldgVint records while post-processing building energy simulations | SCn | CZ09 | 1985 | Any | 25.602 | DEER2019 | 2019-01-01 |  | 2024-02-06 15:16 | Deemed Ex Ante Team |  | 2024-02-06 15:16 | Deemed Ex Ante Team
Old | Com | For producing Old, Ex, Rec, and New BldgVint records while post-processing building energy simulations | SCn | CZ09 | 1996 | Any | 11.598 | DEER2019 | 2019-01-01 |  | 2024-02-06 15:16 | Deemed Ex Ante Team |  | 2024-02-06 15:16 | Deemed Ex Ante Team
Old | Com | For producing Old, Ex, Rec, and New BldgVint records while post-processing building energy simulations | SCn | CZ10 | 1975 | Any | 11.421 | DEER2019 | 2019-01-01 |  | 2024-02-06 15:16 | Deemed Ex Ante Team |  | 2024-02-06 15:16 | Deemed Ex Ante Team
Old | Com | For producing Old, Ex, Rec, and New BldgVint records while post-processing building energy simulations | SCn | CZ10 | 1985 | Any | 50.325 | DEER2019 | 2019-01-01 |  | 2024-02-06 15:16 | Deemed Ex Ante Team |  | 2024-02-06 15:16 | Deemed Ex Ante Team
Old | Com | For producing Old, Ex, Rec, and New BldgVint records while post-processing building energy simulations | SCn | CZ10 | 1996 | Any | 26.63 | DEER2019 | 2019-01-01 |  | 2024-02-06 15:16 | Deemed Ex Ante Team |  | 2024-02-06 15:16 | Deemed Ex Ante Team
Old | Com | For producing Old, Ex, Rec, and New BldgVint records while post-processing building energy simulations | SCn | CZ11 | 1975 | Any | 1.678 | DEER2019 | 2019-01-01 |  | 2024-02-06 15:16 | Deemed Ex Ante Team |  | 2024-02-06 15:16 | Deemed Ex Ante Team
Old | Com | For producing Old, Ex, Rec, and New BldgVint records while post-processing building energy simulations | SCn | CZ11 | 1985 | Any | 2.957 | DEER2019 | 2019-01-01 |  | 2024-02-06 15:16 | Deemed Ex Ante Team |  | 2024-02-06 15:16 | Deemed Ex Ante Team
Old | Com | For producing Old, Ex, Rec, and New BldgVint records while post-processing building energy simulations | SCn | CZ11 | 1996 | Any | 2.16 | DEER2019 | 2019-01-01 |  | 2024-02-06 15:16 | Deemed Ex Ante Team |  | 2024-02-06 15:16 | Deemed Ex Ante Team
Old | Com | For producing Old, Ex, Rec, and New BldgVint records while post-processing building energy simulations | SCn | CZ12 | 1975 | Any | 5.924 | DEER2019 | 2019-01-01 |  | 2024-02-06 15:16 | Deemed Ex Ante Team |  | 2024-02-06 15:16 | Deemed Ex Ante Team
Old | Com | For producing Old, Ex, Rec, and New BldgVint records while post-processing building energy simulations | SCn | CZ12 | 1985 | Any | 13.121 | DEER2019 | 2019-01-01 |  | 2024-02-06 15:16 | Deemed Ex Ante Team |  | 2024-02-06 15:16 | Deemed Ex Ante Team
Old | Com | For producing Old, Ex, Rec, and New BldgVint records while post-processing building energy simulations | SCn | CZ12 | 1996 | Any | 9.539 | DEER2019 | 2019-01-01 |  | 2024-02-06 15:16 | Deemed Ex Ante Team |  | 2024-02-06 15:16 | Deemed Ex Ante Team
Old | Com | For producing Old, Ex, Rec, and New BldgVint records while post-processing building energy simulations | SCn | CZ13 | 1975 | Any | 5.757 | DEER2019 | 2019-01-01 |  | 2024-02-06 15:16 | Deemed Ex Ante Team |  | 2024-02-06 15:16 | Deemed Ex Ante Team
Old | Com | For producing Old, Ex, Rec, and New BldgVint records while post-processing building energy simulations | SCn | CZ13 | 1985 | Any | 9.455 | DEER2019 | 2019-01-01 |  | 2024-02-06 15:16 | Deemed Ex Ante Team |  | 2024-02-06 15:16 | Deemed Ex Ante Team
Old | Com | For producing Old, Ex, Rec, and New BldgVint records while post-processing building energy simulations | SCn | CZ13 | 1996 | Any | 6.793 | DEER2019 | 2019-01-01 |  | 2024-02-06 15:16 | Deemed Ex Ante Team |  | 2024-02-06 15:16 | Deemed Ex Ante Team
Old | Com | For producing Old, Ex, Rec, and New BldgVint records while post-processing building energy simulations | SCn | CZ14 | 1975 | Any | 0.499 | DEER2019 | 2019-01-01 |  | 2024-02-06 15:16 | Deemed Ex Ante Team |  | 2024-02-06 15:16 | Deemed Ex Ante Team
Old | Com | For producing Old, Ex, Rec, and New BldgVint records while post-processing building energy simulations | SCn | CZ14 | 1985 | Any | 1.088 | DEER2019 | 2019-01-01 |  | 2024-02-06 15:16 | Deemed Ex Ante Team |  | 2024-02-06 15:16 | Deemed Ex Ante Team
Old | Com | For producing Old, Ex, Rec, and New BldgVint records while post-processing building energy simulations | SCn | CZ14 | 1996 | Any | 0.653 | DEER2019 | 2019-01-01 |  | 2024-02-06 15:16 | Deemed Ex Ante Team |  | 2024-02-06 15:16 | Deemed Ex Ante Team
Old | Com | For producing Old, Ex, Rec, and New BldgVint records while post-processing building energy simulations | SCn | CZ15 | 1975 | Any | 0.183 | DEER2019 | 2019-01-01 |  | 2024-02-06 15:16 | Deemed Ex Ante Team |  | 2024-02-06 15:16 | Deemed Ex Ante Team
Old | Com | For producing Old, Ex, Rec, and New BldgVint records while post-processing building energy simulations | SCn | CZ15 | 1985 | Any | 0.863 | DEER2019 | 2019-01-01 |  | 2024-02-06 15:16 | Deemed Ex Ante Team |  | 2024-02-06 15:16 | Deemed Ex Ante Team
Old | Com | For producing Old, Ex, Rec, and New BldgVint records while post-processing building energy simulations | SCn | CZ15 | 1996 | Any | 0.463 | DEER2019 | 2019-01-01 |  | 2024-02-06 15:16 | Deemed Ex Ante Team |  | 2024-02-06 15:16 | Deemed Ex Ante Team
Old | Com | For producing Old, Ex, Rec, and New BldgVint records while post-processing building energy simulations | SCn | CZ16 | 1975 | Any | 0.471 | DEER2019 | 2019-01-01 |  | 2024-02-06 15:16 | Deemed Ex Ante Team |  | 2024-02-06 15:16 | Deemed Ex Ante Team
Old | Com | For producing Old, Ex, Rec, and New BldgVint records while post-processing building energy simulations | SCn | CZ16 | 1985 | Any | 1.236 | DEER2019 | 2019-01-01 |  | 2024-02-06 15:16 | Deemed Ex Ante Team |  | 2024-02-06 15:16 | Deemed Ex Ante Team
Old | Com | For producing Old, Ex, Rec, and New BldgVint records while post-processing building energy simulations | SCn | CZ16 | 1996 | Any | 0.747 | DEER2019 | 2019-01-01 |  | 2024-02-06 15:16 | Deemed Ex Ante Team |  | 2024-02-06 15:16 | Deemed Ex Ante Team
Old | Com | For producing Old, Ex, Rec, and New BldgVint records while post-processing building energy simulations | SUn | CZ01 | 1975 | Any | 0.392 | DEER2019 | 2019-01-01 |  | 2024-02-06 15:16 | Deemed Ex Ante Team |  | 2024-02-06 15:16 | Deemed Ex Ante Team
Old | Com | For producing Old, Ex, Rec, and New BldgVint records while post-processing building energy simulations | SUn | CZ01 | 1985 | Any | 0.363 | DEER2019 | 2019-01-01 |  | 2024-02-06 15:16 | Deemed Ex Ante Team |  | 2024-02-06 15:16 | Deemed Ex Ante Team
Old | Com | For producing Old, Ex, Rec, and New BldgVint records while post-processing building energy simulations | SUn | CZ01 | 1996 | Any | 0.256 | DEER2019 | 2019-01-01 |  | 2024-02-06 15:16 | Deemed Ex Ante Team |  | 2024-02-06 15:16 | Deemed Ex Ante Team
Old | Com | For producing Old, Ex, Rec, and New BldgVint records while post-processing building energy simulations | SUn | CZ02 | 1975 | Any | 2.685 | DEER2019 | 2019-01-01 |  | 2024-02-06 15:16 | Deemed Ex Ante Team |  | 2024-02-06 15:16 | Deemed Ex Ante Team
Old | Com | For producing Old, Ex, Rec, and New BldgVint records while post-processing building energy simulations | SUn | CZ02 | 1985 | Any | 4.274 | DEER2019 | 2019-01-01 |  | 2024-02-06 15:16 | Deemed Ex Ante Team |  | 2024-02-06 15:16 | Deemed Ex Ante Team
Old | Com | For producing Old, Ex, Rec, and New BldgVint records while post-processing building energy simulations | SUn | CZ02 | 1996 | Any | 1.793 | DEER2019 | 2019-01-01 |  | 2024-02-06 15:16 | Deemed Ex Ante Team |  | 2024-02-06 15:16 | Deemed Ex Ante Team
Old | Com | For producing Old, Ex, Rec, and New BldgVint records while post-processing building energy simulations | SUn | CZ03 | 1975 | Any | 23.411 | DEER2019 | 2019-01-01 |  | 2024-02-06 15:16 | Deemed Ex Ante Team |  | 2024-02-06 15:16 | Deemed Ex Ante Team
Old | Com | For producing Old, Ex, Rec, and New BldgVint records while post-processing building energy simulations | SUn | CZ03 | 1985 | Any | 19.498 | DEER2019 | 2019-01-01 |  | 2024-02-06 15:16 | Deemed Ex Ante Team |  | 2024-02-06 15:16 | Deemed Ex Ante Team
Old | Com | For producing Old, Ex, Rec, and New BldgVint records while post-processing building energy simulations | SUn | CZ03 | 1996 | Any | 6.232 | DEER2019 | 2019-01-01 |  | 2024-02-06 15:16 | Deemed Ex Ante Team |  | 2024-02-06 15:16 | Deemed Ex Ante Team
Old | Com | For producing Old, Ex, Rec, and New BldgVint records while post-processing building energy simulations | SUn | CZ04 | 1975 | Any | 4.828 | DEER2019 | 2019-01-01 |  | 2024-02-06 15:16 | Deemed Ex Ante Team |  | 2024-02-06 15:16 | Deemed Ex Ante Team
Old | Com | For producing Old, Ex, Rec, and New BldgVint records while post-processing building energy simulations | SUn | CZ04 | 1985 | Any | 8.688 | DEER2019 | 2019-01-01 |  | 2024-02-06 15:16 | Deemed Ex Ante Team |  | 2024-02-06 15:16 | Deemed Ex Ante Team
Old | Com | For producing Old, Ex, Rec, and New BldgVint records while post-processing building energy simulations | SUn | CZ04 | 1996 | Any | 3.619 | DEER2019 | 2019-01-01 |  | 2024-02-06 15:16 | Deemed Ex Ante Team |  | 2024-02-06 15:16 | Deemed Ex Ante Team
Old | Com | For producing Old, Ex, Rec, and New BldgVint records while post-processing building energy simulations | SUn | CZ05 | 1975 | Any | 0.387 | DEER2019 | 2019-01-01 |  | 2024-02-06 15:16 | Deemed Ex Ante Team |  | 2024-02-06 15:16 | Deemed Ex Ante Team
Old | Com | For producing Old, Ex, Rec, and New BldgVint records while post-processing building energy simulations | SUn | CZ05 | 1985 | Any | 0.683 | DEER2019 | 2019-01-01 |  | 2024-02-06 15:16 | Deemed Ex Ante Team |  | 2024-02-06 15:16 | Deemed Ex Ante Team
Old | Com | For producing Old, Ex, Rec, and New BldgVint records while post-processing building energy simulations | SUn | CZ05 | 1996 | Any | 0.288 | DEER2019 | 2019-01-01 |  | 2024-02-06 15:16 | Deemed Ex Ante Team |  | 2024-02-06 15:16 | Deemed Ex Ante Team
Old | Com | For producing Old, Ex, Rec, and New BldgVint records while post-processing building energy simulations | SUn | CZ06 | 1975 | Any | 26.308 | DEER2019 | 2019-01-01 |  | 2024-02-06 15:16 | Deemed Ex Ante Team |  | 2024-02-06 15:16 | Deemed Ex Ante Team
Old | Com | For producing Old, Ex, Rec, and New BldgVint records while post-processing building energy simulations | SUn | CZ06 | 1985 | Any | 18.864 | DEER2019 | 2019-01-01 |  | 2024-02-06 15:16 | Deemed Ex Ante Team |  | 2024-02-06 15:16 | Deemed Ex Ante Team
Old | Com | For producing Old, Ex, Rec, and New BldgVint records while post-processing building energy simulations | SUn | CZ06 | 1996 | Any | 8.806 | DEER2019 | 2019-01-01 |  | 2024-02-06 15:16 | Deemed Ex Ante Team |  | 2024-02-06 15:16 | Deemed Ex Ante Team
Old | Com | For producing Old, Ex, Rec, and New BldgVint records while post-processing building energy simulations | SUn | CZ07 | 1975 | Any | 4.264 | DEER2019 | 2019-01-01 |  | 2024-02-06 15:16 | Deemed Ex Ante Team |  | 2024-02-06 15:16 | Deemed Ex Ante Team
Old | Com | For producing Old, Ex, Rec, and New BldgVint records while post-processing building energy simulations | SUn | CZ07 | 1985 | Any | 9.927 | DEER2019 | 2019-01-01 |  | 2024-02-06 15:16 | Deemed Ex Ante Team |  | 2024-02-06 15:16 | Deemed Ex Ante Team
Old | Com | For producing Old, Ex, Rec, and New BldgVint records while post-processing building energy simulations | SUn | CZ07 | 1996 | Any | 4.314 | DEER2019 | 2019-01-01 |  | 2024-02-06 15:16 | Deemed Ex Ante Team |  | 2024-02-06 15:16 | Deemed Ex Ante Team
Old | Com | For producing Old, Ex, Rec, and New BldgVint records while post-processing building energy simulations | SUn | CZ08 | 1975 | Any | 77.32 | DEER2019 | 2019-01-01 |  | 2024-02-06 15:16 | Deemed Ex Ante Team |  | 2024-02-06 15:16 | Deemed Ex Ante Team
Old | Com | For producing Old, Ex, Rec, and New BldgVint records while post-processing building energy simulations | SUn | CZ08 | 1985 | Any | 54.498 | DEER2019 | 2019-01-01 |  | 2024-02-06 15:16 | Deemed Ex Ante Team |  | 2024-02-06 15:16 | Deemed Ex Ante Team
Old | Com | For producing Old, Ex, Rec, and New BldgVint records while post-processing building energy simulations | SUn | CZ08 | 1996 | Any | 25.638 | DEER2019 | 2019-01-01 |  | 2024-02-06 15:16 | Deemed Ex Ante Team |  | 2024-02-06 15:16 | Deemed Ex Ante Team
Old | Com | For producing Old, Ex, Rec, and New BldgVint records while post-processing building energy simulations | SUn | CZ09 | 1975 | Any | 33.64 | DEER2019 | 2019-01-01 |  | 2024-02-06 15:16 | Deemed Ex Ante Team |  | 2024-02-06 15:16 | Deemed Ex Ante Team
Old | Com | For producing Old, Ex, Rec, and New BldgVint records while post-processing building energy simulations | SUn | CZ09 | 1985 | Any | 25.602 | DEER2019 | 2019-01-01 |  | 2024-02-06 15:16 | Deemed Ex Ante Team |  | 2024-02-06 15:16 | Deemed Ex Ante Team
Old | Com | For producing Old, Ex, Rec, and New BldgVint records while post-processing building energy simulations | SUn | CZ09 | 1996 | Any | 11.598 | DEER2019 | 2019-01-01 |  | 2024-02-06 15:16 | Deemed Ex Ante Team |  | 2024-02-06 15:16 | Deemed Ex Ante Team
Old | Com | For producing Old, Ex, Rec, and New BldgVint records while post-processing building energy simulations | SUn | CZ10 | 1975 | Any | 11.421 | DEER2019 | 2019-01-01 |  | 2024-02-06 15:16 | Deemed Ex Ante Team |  | 2024-02-06 15:16 | Deemed Ex Ante Team
Old | Com | For producing Old, Ex, Rec, and New BldgVint records while post-processing building energy simulations | SUn | CZ10 | 1985 | Any | 50.325 | DEER2019 | 2019-01-01 |  | 2024-02-06 15:16 | Deemed Ex Ante Team |  | 2024-02-06 15:16 | Deemed Ex Ante Team
Old | Com | For producing Old, Ex, Rec, and New BldgVint records while post-processing building energy simulations | SUn | CZ10 | 1996 | Any | 26.63 | DEER2019 | 2019-01-01 |  | 2024-02-06 15:16 | Deemed Ex Ante Team |  | 2024-02-06 15:16 | Deemed Ex Ante Team
Old | Com | For producing Old, Ex, Rec, and New BldgVint records while post-processing building energy simulations | SUn | CZ11 | 1975 | Any | 1.678 | DEER2019 | 2019-01-01 |  | 2024-02-06 15:16 | Deemed Ex Ante Team |  | 2024-02-06 15:16 | Deemed Ex Ante Team
Old | Com | For producing Old, Ex, Rec, and New BldgVint records while post-processing building energy simulations | SUn | CZ11 | 1985 | Any | 2.957 | DEER2019 | 2019-01-01 |  | 2024-02-06 15:16 | Deemed Ex Ante Team |  | 2024-02-06 15:16 | Deemed Ex Ante Team
Old | Com | For producing Old, Ex, Rec, and New BldgVint records while post-processing building energy simulations | SUn | CZ11 | 1996 | Any | 2.16 | DEER2019 | 2019-01-01 |  | 2024-02-06 15:16 | Deemed Ex Ante Team |  | 2024-02-06 15:16 | Deemed Ex Ante Team
Old | Com | For producing Old, Ex, Rec, and New BldgVint records while post-processing building energy simulations | SUn | CZ12 | 1975 | Any | 5.924 | DEER2019 | 2019-01-01 |  | 2024-02-06 15:16 | Deemed Ex Ante Team |  | 2024-02-06 15:16 | Deemed Ex Ante Team
Old | Com | For producing Old, Ex, Rec, and New BldgVint records while post-processing building energy simulations | SUn | CZ12 | 1985 | Any | 13.121 | DEER2019 | 2019-01-01 |  | 2024-02-06 15:16 | Deemed Ex Ante Team |  | 2024-02-06 15:16 | Deemed Ex Ante Team
Old | Com | For producing Old, Ex, Rec, and New BldgVint records while post-processing building energy simulations | SUn | CZ12 | 1996 | Any | 9.539 | DEER2019 | 2019-01-01 |  | 2024-02-06 15:16 | Deemed Ex Ante Team |  | 2024-02-06 15:16 | Deemed Ex Ante Team
Old | Com | For producing Old, Ex, Rec, and New BldgVint records while post-processing building energy simulations | SUn | CZ13 | 1975 | Any | 5.757 | DEER2019 | 2019-01-01 |  | 2024-02-06 15:16 | Deemed Ex Ante Team |  | 2024-02-06 15:16 | Deemed Ex Ante Team
Old | Com | For producing Old, Ex, Rec, and New BldgVint records while post-processing building energy simulations | SUn | CZ13 | 1985 | Any | 9.455 | DEER2019 | 2019-01-01 |  | 2024-02-06 15:16 | Deemed Ex Ante Team |  | 2024-02-06 15:16 | Deemed Ex Ante Team
Old | Com | For producing Old, Ex, Rec, and New BldgVint records while post-processing building energy simulations | SUn | CZ13 | 1996 | Any | 6.793 | DEER2019 | 2019-01-01 |  | 2024-02-06 15:16 | Deemed Ex Ante Team |  | 2024-02-06 15:16 | Deemed Ex Ante Team
Old | Com | For producing Old, Ex, Rec, and New BldgVint records while post-processing building energy simulations | SUn | CZ14 | 1975 | Any | 0.499 | DEER2019 | 2019-01-01 |  | 2024-02-06 15:16 | Deemed Ex Ante Team |  | 2024-02-06 15:16 | Deemed Ex Ante Team
Old | Com | For producing Old, Ex, Rec, and New BldgVint records while post-processing building energy simulations | SUn | CZ14 | 1985 | Any | 1.088 | DEER2019 | 2019-01-01 |  | 2024-02-06 15:16 | Deemed Ex Ante Team |  | 2024-02-06 15:16 | Deemed Ex Ante Team
Old | Com | For producing Old, Ex, Rec, and New BldgVint records while post-processing building energy simulations | SUn | CZ14 | 1996 | Any | 0.653 | DEER2019 | 2019-01-01 |  | 2024-02-06 15:16 | Deemed Ex Ante Team |  | 2024-02-06 15:16 | Deemed Ex Ante Team
Old | Com | For producing Old, Ex, Rec, and New BldgVint records while post-processing building energy simulations | SUn | CZ15 | 1975 | Any | 0.183 | DEER2019 | 2019-01-01 |  | 2024-02-06 15:16 | Deemed Ex Ante Team |  | 2024-02-06 15:16 | Deemed Ex Ante Team
Old | Com | For producing Old, Ex, Rec, and New BldgVint records while post-processing building energy simulations | SUn | CZ15 | 1985 | Any | 0.863 | DEER2019 | 2019-01-01 |  | 2024-02-06 15:16 | Deemed Ex Ante Team |  | 2024-02-06 15:16 | Deemed Ex Ante Team
Old | Com | For producing Old, Ex, Rec, and New BldgVint records while post-processing building energy simulations | SUn | CZ15 | 1996 | Any | 0.463 | DEER2019 | 2019-01-01 |  | 2024-02-06 15:16 | Deemed Ex Ante Team |  | 2024-02-06 15:16 | Deemed Ex Ante Team
Old | Com | For producing Old, Ex, Rec, and New BldgVint records while post-processing building energy simulations | SUn | CZ16 | 1975 | Any | 0.471 | DEER2019 | 2019-01-01 |  | 2024-02-06 15:16 | Deemed Ex Ante Team |  | 2024-02-06 15:16 | Deemed Ex Ante Team
Old | Com | For producing Old, Ex, Rec, and New BldgVint records while post-processing building energy simulations | SUn | CZ16 | 1985 | Any | 1.236 | DEER2019 | 2019-01-01 |  | 2024-02-06 15:16 | Deemed Ex Ante Team |  | 2024-02-06 15:16 | Deemed Ex Ante Team
Old | Com | For producing Old, Ex, Rec, and New BldgVint records while post-processing building energy simulations | SUn | CZ16 | 1996 | Any | 0.747 | DEER2019 | 2019-01-01 |  | 2024-02-06 15:16 | Deemed Ex Ante Team |  | 2024-02-06 15:16 | Deemed Ex Ante Team
Old | Com | For producing Old, Ex, Rec, and New BldgVint records while post-processing building energy simulations | WRf | CZ01 | 1975 | Any | 0.038 | DEER2019 | 2019-01-01 |  | 2024-02-06 15:16 | Deemed Ex Ante Team |  | 2024-02-06 15:16 | Deemed Ex Ante Team
Old | Com | For producing Old, Ex, Rec, and New BldgVint records while post-processing building energy simulations | WRf | CZ01 | 1985 | Any | 0.04 | DEER2019 | 2019-01-01 |  | 2024-02-06 15:16 | Deemed Ex Ante Team |  | 2024-02-06 15:16 | Deemed Ex Ante Team
Old | Com | For producing Old, Ex, Rec, and New BldgVint records while post-processing building energy simulations | WRf | CZ01 | 1996 | Any | 0.026 | DEER2019 | 2019-01-01 |  | 2024-02-06 15:16 | Deemed Ex Ante Team |  | 2024-02-06 15:16 | Deemed Ex Ante Team
Old | Com | For producing Old, Ex, Rec, and New BldgVint records while post-processing building energy simulations | WRf | CZ02 | 1975 | Any | 0.248 | DEER2019 | 2019-01-01 |  | 2024-02-06 15:16 | Deemed Ex Ante Team |  | 2024-02-06 15:16 | Deemed Ex Ante Team
Old | Com | For producing Old, Ex, Rec, and New BldgVint records while post-processing building energy simulations | WRf | CZ02 | 1985 | Any | 0.332 | DEER2019 | 2019-01-01 |  | 2024-02-06 15:16 | Deemed Ex Ante Team |  | 2024-02-06 15:16 | Deemed Ex Ante Team
Old | Com | For producing Old, Ex, Rec, and New BldgVint records while post-processing building energy simulations | WRf | CZ02 | 1996 | Any | 0.181 | DEER2019 | 2019-01-01 |  | 2024-02-06 15:16 | Deemed Ex Ante Team |  | 2024-02-06 15:16 | Deemed Ex Ante Team
Old | Com | For producing Old, Ex, Rec, and New BldgVint records while post-processing building energy simulations | WRf | CZ03 | 1975 | Any | 3.719 | DEER2019 | 2019-01-01 |  | 2024-02-06 15:16 | Deemed Ex Ante Team |  | 2024-02-06 15:16 | Deemed Ex Ante Team
Old | Com | For producing Old, Ex, Rec, and New BldgVint records while post-processing building energy simulations | WRf | CZ03 | 1985 | Any | 3.504 | DEER2019 | 2019-01-01 |  | 2024-02-06 15:16 | Deemed Ex Ante Team |  | 2024-02-06 15:16 | Deemed Ex Ante Team
Old | Com | For producing Old, Ex, Rec, and New BldgVint records while post-processing building energy simulations | WRf | CZ03 | 1996 | Any | 1.615 | DEER2019 | 2019-01-01 |  | 2024-02-06 15:16 | Deemed Ex Ante Team |  | 2024-02-06 15:16 | Deemed Ex Ante Team
Old | Com | For producing Old, Ex, Rec, and New BldgVint records while post-processing building energy simulations | WRf | CZ04 | 1975 | Any | 0.482 | DEER2019 | 2019-01-01 |  | 2024-02-06 15:16 | Deemed Ex Ante Team |  | 2024-02-06 15:16 | Deemed Ex Ante Team
Old | Com | For producing Old, Ex, Rec, and New BldgVint records while post-processing building energy simulations | WRf | CZ04 | 1985 | Any | 0.726 | DEER2019 | 2019-01-01 |  | 2024-02-06 15:16 | Deemed Ex Ante Team |  | 2024-02-06 15:16 | Deemed Ex Ante Team
Old | Com | For producing Old, Ex, Rec, and New BldgVint records while post-processing building energy simulations | WRf | CZ04 | 1996 | Any | 0.395 | DEER2019 | 2019-01-01 |  | 2024-02-06 15:16 | Deemed Ex Ante Team |  | 2024-02-06 15:16 | Deemed Ex Ante Team
Old | Com | For producing Old, Ex, Rec, and New BldgVint records while post-processing building energy simulations | WRf | CZ05 | 1975 | Any | 0.283 | DEER2019 | 2019-01-01 |  | 2024-02-06 15:16 | Deemed Ex Ante Team |  | 2024-02-06 15:16 | Deemed Ex Ante Team
Old | Com | For producing Old, Ex, Rec, and New BldgVint records while post-processing building energy simulations | WRf | CZ05 | 1985 | Any | 0.427 | DEER2019 | 2019-01-01 |  | 2024-02-06 15:16 | Deemed Ex Ante Team |  | 2024-02-06 15:16 | Deemed Ex Ante Team
Old | Com | For producing Old, Ex, Rec, and New BldgVint records while post-processing building energy simulations | WRf | CZ05 | 1996 | Any | 0.232 | DEER2019 | 2019-01-01 |  | 2024-02-06 15:16 | Deemed Ex Ante Team |  | 2024-02-06 15:16 | Deemed Ex Ante Team
Old | Com | For producing Old, Ex, Rec, and New BldgVint records while post-processing building energy simulations | WRf | CZ06 | 1975 | Any | 4.234 | DEER2019 | 2019-01-01 |  | 2024-02-06 15:16 | Deemed Ex Ante Team |  | 2024-02-06 15:16 | Deemed Ex Ante Team
Old | Com | For producing Old, Ex, Rec, and New BldgVint records while post-processing building energy simulations | WRf | CZ06 | 1985 | Any | 1.819 | DEER2019 | 2019-01-01 |  | 2024-02-06 15:16 | Deemed Ex Ante Team |  | 2024-02-06 15:16 | Deemed Ex Ante Team
Old | Com | For producing Old, Ex, Rec, and New BldgVint records while post-processing building energy simulations | WRf | CZ06 | 1996 | Any | 1.905 | DEER2019 | 2019-01-01 |  | 2024-02-06 15:16 | Deemed Ex Ante Team |  | 2024-02-06 15:16 | Deemed Ex Ante Team
Old | Com | For producing Old, Ex, Rec, and New BldgVint records while post-processing building energy simulations | WRf | CZ07 | 1975 | Any | 0.126 | DEER2019 | 2019-01-01 |  | 2024-02-06 15:16 | Deemed Ex Ante Team |  | 2024-02-06 15:16 | Deemed Ex Ante Team
Old | Com | For producing Old, Ex, Rec, and New BldgVint records while post-processing building energy simulations | WRf | CZ07 | 1985 | Any | 0.06 | DEER2019 | 2019-01-01 |  | 2024-02-06 15:16 | Deemed Ex Ante Team |  | 2024-02-06 15:16 | Deemed Ex Ante Team
Old | Com | For producing Old, Ex, Rec, and New BldgVint records while post-processing building energy simulations | WRf | CZ07 | 1996 | Any | 0.265 | DEER2019 | 2019-01-01 |  | 2024-02-06 15:16 | Deemed Ex Ante Team |  | 2024-02-06 15:16 | Deemed Ex Ante Team
Old | Com | For producing Old, Ex, Rec, and New BldgVint records while post-processing building energy simulations | WRf | CZ08 | 1975 | Any | 5.746 | DEER2019 | 2019-01-01 |  | 2024-02-06 15:16 | Deemed Ex Ante Team |  | 2024-02-06 15:16 | Deemed Ex Ante Team
Old | Com | For producing Old, Ex, Rec, and New BldgVint records while post-processing building energy simulations | WRf | CZ08 | 1985 | Any | 2.473 | DEER2019 | 2019-01-01 |  | 2024-02-06 15:16 | Deemed Ex Ante Team |  | 2024-02-06 15:16 | Deemed Ex Ante Team
Old | Com | For producing Old, Ex, Rec, and New BldgVint records while post-processing building energy simulations | WRf | CZ08 | 1996 | Any | 2.598 | DEER2019 | 2019-01-01 |  | 2024-02-06 15:16 | Deemed Ex Ante Team |  | 2024-02-06 15:16 | Deemed Ex Ante Team
Old | Com | For producing Old, Ex, Rec, and New BldgVint records while post-processing building energy simulations | WRf | CZ09 | 1975 | Any | 2.712 | DEER2019 | 2019-01-01 |  | 2024-02-06 15:16 | Deemed Ex Ante Team |  | 2024-02-06 15:16 | Deemed Ex Ante Team
Old | Com | For producing Old, Ex, Rec, and New BldgVint records while post-processing building energy simulations | WRf | CZ09 | 1985 | Any | 1.189 | DEER2019 | 2019-01-01 |  | 2024-02-06 15:16 | Deemed Ex Ante Team |  | 2024-02-06 15:16 | Deemed Ex Ante Team
Old | Com | For producing Old, Ex, Rec, and New BldgVint records while post-processing building energy simulations | WRf | CZ09 | 1996 | Any | 1.417 | DEER2019 | 2019-01-01 |  | 2024-02-06 15:16 | Deemed Ex Ante Team |  | 2024-02-06 15:16 | Deemed Ex Ante Team
Old | Com | For producing Old, Ex, Rec, and New BldgVint records while post-processing building energy simulations | WRf | CZ10 | 1975 | Any | 1.198 | DEER2019 | 2019-01-01 |  | 2024-02-06 15:16 | Deemed Ex Ante Team |  | 2024-02-06 15:16 | Deemed Ex Ante Team
Old | Com | For producing Old, Ex, Rec, and New BldgVint records while post-processing building energy simulations | WRf | CZ10 | 1985 | Any | 0.981 | DEER2019 | 2019-01-01 |  | 2024-02-06 15:16 | Deemed Ex Ante Team |  | 2024-02-06 15:16 | Deemed Ex Ante Team
Old | Com | For producing Old, Ex, Rec, and New BldgVint records while post-processing building energy simulations | WRf | CZ10 | 1996 | Any | 3.602 | DEER2019 | 2019-01-01 |  | 2024-02-06 15:16 | Deemed Ex Ante Team |  | 2024-02-06 15:16 | Deemed Ex Ante Team
Old | Com | For producing Old, Ex, Rec, and New BldgVint records while post-processing building energy simulations | WRf | CZ11 | 1975 | Any | 0.242 | DEER2019 | 2019-01-01 |  | 2024-02-06 15:16 | Deemed Ex Ante Team |  | 2024-02-06 15:16 | Deemed Ex Ante Team
Old | Com | For producing Old, Ex, Rec, and New BldgVint records while post-processing building energy simulations | WRf | CZ11 | 1985 | Any | 0.396 | DEER2019 | 2019-01-01 |  | 2024-02-06 15:16 | Deemed Ex Ante Team |  | 2024-02-06 15:16 | Deemed Ex Ante Team
Old | Com | For producing Old, Ex, Rec, and New BldgVint records while post-processing building energy simulations | WRf | CZ11 | 1996 | Any | 0.362 | DEER2019 | 2019-01-01 |  | 2024-02-06 15:16 | Deemed Ex Ante Team |  | 2024-02-06 15:16 | Deemed Ex Ante Team
Old | Com | For producing Old, Ex, Rec, and New BldgVint records while post-processing building energy simulations | WRf | CZ12 | 1975 | Any | 0.797 | DEER2019 | 2019-01-01 |  | 2024-02-06 15:16 | Deemed Ex Ante Team |  | 2024-02-06 15:16 | Deemed Ex Ante Team
Old | Com | For producing Old, Ex, Rec, and New BldgVint records while post-processing building energy simulations | WRf | CZ12 | 1985 | Any | 1.66 | DEER2019 | 2019-01-01 |  | 2024-02-06 15:16 | Deemed Ex Ante Team |  | 2024-02-06 15:16 | Deemed Ex Ante Team
Old | Com | For producing Old, Ex, Rec, and New BldgVint records while post-processing building energy simulations | WRf | CZ12 | 1996 | Any | 2.072 | DEER2019 | 2019-01-01 |  | 2024-02-06 15:16 | Deemed Ex Ante Team |  | 2024-02-06 15:16 | Deemed Ex Ante Team
Old | Com | For producing Old, Ex, Rec, and New BldgVint records while post-processing building energy simulations | WRf | CZ13 | 1975 | Any | 2.22 | DEER2019 | 2019-01-01 |  | 2024-02-06 15:16 | Deemed Ex Ante Team |  | 2024-02-06 15:16 | Deemed Ex Ante Team
Old | Com | For producing Old, Ex, Rec, and New BldgVint records while post-processing building energy simulations | WRf | CZ13 | 1985 | Any | 5.319 | DEER2019 | 2019-01-01 |  | 2024-02-06 15:16 | Deemed Ex Ante Team |  | 2024-02-06 15:16 | Deemed Ex Ante Team
Old | Com | For producing Old, Ex, Rec, and New BldgVint records while post-processing building energy simulations | WRf | CZ13 | 1996 | Any | 3.766 | DEER2019 | 2019-01-01 |  | 2024-02-06 15:16 | Deemed Ex Ante Team |  | 2024-02-06 15:16 | Deemed Ex Ante Team
Old | Com | For producing Old, Ex, Rec, and New BldgVint records while post-processing building energy simulations | WRf | CZ14 | 1975 | Any | 0.018 | DEER2019 | 2019-01-01 |  | 2024-02-06 15:16 | Deemed Ex Ante Team |  | 2024-02-06 15:16 | Deemed Ex Ante Team
Old | Com | For producing Old, Ex, Rec, and New BldgVint records while post-processing building energy simulations | WRf | CZ14 | 1985 | Any | 0.014 | DEER2019 | 2019-01-01 |  | 2024-02-06 15:16 | Deemed Ex Ante Team |  | 2024-02-06 15:16 | Deemed Ex Ante Team
Old | Com | For producing Old, Ex, Rec, and New BldgVint records while post-processing building energy simulations | WRf | CZ14 | 1996 | Any | 0.044 | DEER2019 | 2019-01-01 |  | 2024-02-06 15:16 | Deemed Ex Ante Team |  | 2024-02-06 15:16 | Deemed Ex Ante Team
Old | Com | For producing Old, Ex, Rec, and New BldgVint records while post-processing building energy simulations | WRf | CZ15 | 1975 | Any | 0.076 | DEER2019 | 2019-01-01 |  | 2024-02-06 15:16 | Deemed Ex Ante Team |  | 2024-02-06 15:16 | Deemed Ex Ante Team
Old | Com | For producing Old, Ex, Rec, and New BldgVint records while post-processing building energy simulations | WRf | CZ15 | 1985 | Any | 0.062 | DEER2019 | 2019-01-01 |  | 2024-02-06 15:16 | Deemed Ex Ante Team |  | 2024-02-06 15:16 | Deemed Ex Ante Team
Old | Com | For producing Old, Ex, Rec, and New BldgVint records while post-processing building energy simulations | WRf | CZ15 | 1996 | Any | 0.23 | DEER2019 | 2019-01-01 |  | 2024-02-06 15:16 | Deemed Ex Ante Team |  | 2024-02-06 15:16 | Deemed Ex Ante Team
Old | Com | For producing Old, Ex, Rec, and New BldgVint records while post-processing building energy simulations | WRf | CZ16 | 1975 | Any | 0.014 | DEER2019 | 2019-01-01 |  | 2024-02-06 15:16 | Deemed Ex Ante Team |  | 2024-02-06 15:16 | Deemed Ex Ante Team
Old | Com | For producing Old, Ex, Rec, and New BldgVint records while post-processing building energy simulations | WRf | CZ16 | 1985 | Any | 0.056 | DEER2019 | 2019-01-01 |  | 2024-02-06 15:16 | Deemed Ex Ante Team |  | 2024-02-06 15:16 | Deemed Ex Ante Team
Old | Com | For producing Old, Ex, Rec, and New BldgVint records while post-processing building energy simulations | WRf | CZ16 | 1996 | Any | 0.035 | DEER2019 | 2019-01-01 |  | 2024-02-06 15:16 | Deemed Ex Ante Team |  | 2024-02-06 15:16 | Deemed Ex Ante Team
Rec | Com | For producing Old, Ex, Rec, and New BldgVint records while post-processing building energy simulations | Asm | CZ01 | 2017 | Any | 0.026 | DEER2019 | 2019-01-01 |  | 2024-02-06 15:16 | Deemed Ex Ante Team |  | 2024-02-06 15:16 | Deemed Ex Ante Team
Rec | Com | For producing Old, Ex, Rec, and New BldgVint records while post-processing building energy simulations | Asm | CZ01 | 2020 | Any | 0.018 | DEER2023 | 2023-01-01 |  | 2024-02-06 15:16 | Deemed Ex Ante Team |  | 2024-02-06 15:16 | Deemed Ex Ante Team
Rec | Com | For producing Old, Ex, Rec, and New BldgVint records while post-processing building energy simulations | Asm | CZ02 | 2017 | Any | 0.202 | DEER2019 | 2019-01-01 |  | 2024-02-06 15:16 | Deemed Ex Ante Team |  | 2024-02-06 15:16 | Deemed Ex Ante Team
Rec | Com | For producing Old, Ex, Rec, and New BldgVint records while post-processing building energy simulations | Asm | CZ02 | 2020 | Any | 0.134 | DEER2023 | 2023-01-01 |  | 2024-02-06 15:16 | Deemed Ex Ante Team |  | 2024-02-06 15:16 | Deemed Ex Ante Team
Rec | Com | For producing Old, Ex, Rec, and New BldgVint records while post-processing building energy simulations | Asm | CZ03 | 2017 | Any | 0.784 | DEER2019 | 2019-01-01 |  | 2024-02-06 15:16 | Deemed Ex Ante Team |  | 2024-02-06 15:16 | Deemed Ex Ante Team
Rec | Com | For producing Old, Ex, Rec, and New BldgVint records while post-processing building energy simulations | Asm | CZ03 | 2020 | Any | 0.522 | DEER2023 | 2023-01-01 |  | 2024-02-06 15:16 | Deemed Ex Ante Team |  | 2024-02-06 15:16 | Deemed Ex Ante Team
Rec | Com | For producing Old, Ex, Rec, and New BldgVint records while post-processing building energy simulations | Asm | CZ04 | 2017 | Any | 0.597 | DEER2019 | 2019-01-01 |  | 2024-02-06 15:16 | Deemed Ex Ante Team |  | 2024-02-06 15:16 | Deemed Ex Ante Team
Rec | Com | For producing Old, Ex, Rec, and New BldgVint records while post-processing building energy simulations | Asm | CZ04 | 2020 | Any | 0.398 | DEER2023 | 2023-01-01 |  | 2024-02-06 15:16 | Deemed Ex Ante Team |  | 2024-02-06 15:16 | Deemed Ex Ante Team
Rec | Com | For producing Old, Ex, Rec, and New BldgVint records while post-processing building energy simulations | Asm | CZ05 | 2017 | Any | 0.097 | DEER2019 | 2019-01-01 |  | 2024-02-06 15:16 | Deemed Ex Ante Team |  | 2024-02-06 15:16 | Deemed Ex Ante Team
Rec | Com | For producing Old, Ex, Rec, and New BldgVint records while post-processing building energy simulations | Asm | CZ05 | 2020 | Any | 0.064 | DEER2023 | 2023-01-01 |  | 2024-02-06 15:16 | Deemed Ex Ante Team |  | 2024-02-06 15:16 | Deemed Ex Ante Team
Rec | Com | For producing Old, Ex, Rec, and New BldgVint records while post-processing building energy simulations | Asm | CZ06 | 2017 | Any | 2.342 | DEER2019 | 2019-01-01 |  | 2024-02-06 15:16 | Deemed Ex Ante Team |  | 2024-02-06 15:16 | Deemed Ex Ante Team
Rec | Com | For producing Old, Ex, Rec, and New BldgVint records while post-processing building energy simulations | Asm | CZ06 | 2020 | Any | 1.562 | DEER2023 | 2023-01-01 |  | 2024-02-06 15:16 | Deemed Ex Ante Team |  | 2024-02-06 15:16 | Deemed Ex Ante Team
Rec | Com | For producing Old, Ex, Rec, and New BldgVint records while post-processing building energy simulations | Asm | CZ07 | 2017 | Any | 0.856 | DEER2019 | 2019-01-01 |  | 2024-02-06 15:16 | Deemed Ex Ante Team |  | 2024-02-06 15:16 | Deemed Ex Ante Team
Rec | Com | For producing Old, Ex, Rec, and New BldgVint records while post-processing building energy simulations | Asm | CZ07 | 2020 | Any | 0.572 | DEER2023 | 2023-01-01 |  | 2024-02-06 15:16 | Deemed Ex Ante Team |  | 2024-02-06 15:16 | Deemed Ex Ante Team
Rec | Com | For producing Old, Ex, Rec, and New BldgVint records while post-processing building energy simulations | Asm | CZ08 | 2017 | Any | 3.426 | DEER2019 | 2019-01-01 |  | 2024-02-06 15:16 | Deemed Ex Ante Team |  | 2024-02-06 15:16 | Deemed Ex Ante Team
Rec | Com | For producing Old, Ex, Rec, and New BldgVint records while post-processing building energy simulations | Asm | CZ08 | 2020 | Any | 2.284 | DEER2023 | 2023-01-01 |  | 2024-02-06 15:16 | Deemed Ex Ante Team |  | 2024-02-06 15:16 | Deemed Ex Ante Team
Rec | Com | For producing Old, Ex, Rec, and New BldgVint records while post-processing building energy simulations | Asm | CZ09 | 2017 | Any | 2.218 | DEER2019 | 2019-01-01 |  | 2024-02-06 15:16 | Deemed Ex Ante Team |  | 2024-02-06 15:16 | Deemed Ex Ante Team
Rec | Com | For producing Old, Ex, Rec, and New BldgVint records while post-processing building energy simulations | Asm | CZ09 | 2020 | Any | 1.48 | DEER2023 | 2023-01-01 |  | 2024-02-06 15:16 | Deemed Ex Ante Team |  | 2024-02-06 15:16 | Deemed Ex Ante Team
Rec | Com | For producing Old, Ex, Rec, and New BldgVint records while post-processing building energy simulations | Asm | CZ10 | 2017 | Any | 4.82 | DEER2019 | 2019-01-01 |  | 2024-02-06 15:16 | Deemed Ex Ante Team |  | 2024-02-06 15:16 | Deemed Ex Ante Team
Rec | Com | For producing Old, Ex, Rec, and New BldgVint records while post-processing building energy simulations | Asm | CZ10 | 2020 | Any | 3.214 | DEER2023 | 2023-01-01 |  | 2024-02-06 15:16 | Deemed Ex Ante Team |  | 2024-02-06 15:16 | Deemed Ex Ante Team
Rec | Com | For producing Old, Ex, Rec, and New BldgVint records while post-processing building energy simulations | Asm | CZ11 | 2017 | Any | 0.243 | DEER2019 | 2019-01-01 |  | 2024-02-06 15:16 | Deemed Ex Ante Team |  | 2024-02-06 15:16 | Deemed Ex Ante Team
Rec | Com | For producing Old, Ex, Rec, and New BldgVint records while post-processing building energy simulations | Asm | CZ11 | 2020 | Any | 0.162 | DEER2023 | 2023-01-01 |  | 2024-02-06 15:16 | Deemed Ex Ante Team |  | 2024-02-06 15:16 | Deemed Ex Ante Team
Rec | Com | For producing Old, Ex, Rec, and New BldgVint records while post-processing building energy simulations | Asm | CZ12 | 2017 | Any | 0.78 | DEER2019 | 2019-01-01 |  | 2024-02-06 15:16 | Deemed Ex Ante Team |  | 2024-02-06 15:16 | Deemed Ex Ante Team
Rec | Com | For producing Old, Ex, Rec, and New BldgVint records while post-processing building energy simulations | Asm | CZ12 | 2020 | Any | 0.52 | DEER2023 | 2023-01-01 |  | 2024-02-06 15:16 | Deemed Ex Ante Team |  | 2024-02-06 15:16 | Deemed Ex Ante Team
Rec | Com | For producing Old, Ex, Rec, and New BldgVint records while post-processing building energy simulations | Asm | CZ13 | 2017 | Any | 0.909 | DEER2019 | 2019-01-01 |  | 2024-02-06 15:16 | Deemed Ex Ante Team |  | 2024-02-06 15:16 | Deemed Ex Ante Team
Rec | Com | For producing Old, Ex, Rec, and New BldgVint records while post-processing building energy simulations | Asm | CZ13 | 2020 | Any | 0.608 | DEER2023 | 2023-01-01 |  | 2024-02-06 15:16 | Deemed Ex Ante Team |  | 2024-02-06 15:16 | Deemed Ex Ante Team
Rec | Com | For producing Old, Ex, Rec, and New BldgVint records while post-processing building energy simulations | Asm | CZ14 | 2017 | Any | 0.741 | DEER2019 | 2019-01-01 |  | 2024-02-06 15:16 | Deemed Ex Ante Team |  | 2024-02-06 15:16 | Deemed Ex Ante Team
Rec | Com | For producing Old, Ex, Rec, and New BldgVint records while post-processing building energy simulations | Asm | CZ14 | 2020 | Any | 0.496 | DEER2023 | 2023-01-01 |  | 2024-02-06 15:16 | Deemed Ex Ante Team |  | 2024-02-06 15:16 | Deemed Ex Ante Team
Rec | Com | For producing Old, Ex, Rec, and New BldgVint records while post-processing building energy simulations | Asm | CZ15 | 2017 | Any | 1.6 | DEER2019 | 2019-01-01 |  | 2024-02-06 15:16 | Deemed Ex Ante Team |  | 2024-02-06 15:16 | Deemed Ex Ante Team
Rec | Com | For producing Old, Ex, Rec, and New BldgVint records while post-processing building energy simulations | Asm | CZ15 | 2020 | Any | 1.066 | DEER2023 | 2023-01-01 |  | 2024-02-06 15:16 | Deemed Ex Ante Team |  | 2024-02-06 15:16 | Deemed Ex Ante Team
Rec | Com | For producing Old, Ex, Rec, and New BldgVint records while post-processing building energy simulations | Asm | CZ16 | 2017 | Any | 0.506 | DEER2019 | 2019-01-01 |  | 2024-02-06 15:16 | Deemed Ex Ante Team |  | 2024-02-06 15:16 | Deemed Ex Ante Team
Rec | Com | For producing Old, Ex, Rec, and New BldgVint records while post-processing building energy simulations | Asm | CZ16 | 2020 | Any | 0.338 | DEER2023 | 2023-01-01 |  | 2024-02-06 15:16 | Deemed Ex Ante Team |  | 2024-02-06 15:16 | Deemed Ex Ante Team
Rec | Com | For producing Old, Ex, Rec, and New BldgVint records while post-processing building energy simulations | ECC | CZ01 | 2017 | Any | 0.024 | DEER2019 | 2019-01-01 |  | 2024-02-06 15:16 | Deemed Ex Ante Team |  | 2024-02-06 15:16 | Deemed Ex Ante Team
Rec | Com | For producing Old, Ex, Rec, and New BldgVint records while post-processing building energy simulations | ECC | CZ01 | 2020 | Any | 0.016 | DEER2023 | 2023-01-01 |  | 2024-02-06 15:16 | Deemed Ex Ante Team |  | 2024-02-06 15:16 | Deemed Ex Ante Team
Rec | Com | For producing Old, Ex, Rec, and New BldgVint records while post-processing building energy simulations | ECC | CZ02 | 2017 | Any | 0.113 | DEER2019 | 2019-01-01 |  | 2024-02-06 15:16 | Deemed Ex Ante Team |  | 2024-02-06 15:16 | Deemed Ex Ante Team
Rec | Com | For producing Old, Ex, Rec, and New BldgVint records while post-processing building energy simulations | ECC | CZ02 | 2020 | Any | 0.076 | DEER2023 | 2023-01-01 |  | 2024-02-06 15:16 | Deemed Ex Ante Team |  | 2024-02-06 15:16 | Deemed Ex Ante Team
Rec | Com | For producing Old, Ex, Rec, and New BldgVint records while post-processing building energy simulations | ECC | CZ03 | 2017 | Any | 0.43 | DEER2019 | 2019-01-01 |  | 2024-02-06 15:16 | Deemed Ex Ante Team |  | 2024-02-06 15:16 | Deemed Ex Ante Team
Rec | Com | For producing Old, Ex, Rec, and New BldgVint records while post-processing building energy simulations | ECC | CZ03 | 2020 | Any | 0.286 | DEER2023 | 2023-01-01 |  | 2024-02-06 15:16 | Deemed Ex Ante Team |  | 2024-02-06 15:16 | Deemed Ex Ante Team
Rec | Com | For producing Old, Ex, Rec, and New BldgVint records while post-processing building energy simulations | ECC | CZ04 | 2017 | Any | 0.152 | DEER2019 | 2019-01-01 |  | 2024-02-06 15:16 | Deemed Ex Ante Team |  | 2024-02-06 15:16 | Deemed Ex Ante Team
Rec | Com | For producing Old, Ex, Rec, and New BldgVint records while post-processing building energy simulations | ECC | CZ04 | 2020 | Any | 0.102 | DEER2023 | 2023-01-01 |  | 2024-02-06 15:16 | Deemed Ex Ante Team |  | 2024-02-06 15:16 | Deemed Ex Ante Team
Rec | Com | For producing Old, Ex, Rec, and New BldgVint records while post-processing building energy simulations | ECC | CZ05 | 2017 | Any | 0.117 | DEER2019 | 2019-01-01 |  | 2024-02-06 15:16 | Deemed Ex Ante Team |  | 2024-02-06 15:16 | Deemed Ex Ante Team
Rec | Com | For producing Old, Ex, Rec, and New BldgVint records while post-processing building energy simulations | ECC | CZ05 | 2020 | Any | 0.08 | DEER2023 | 2023-01-01 |  | 2024-02-06 15:16 | Deemed Ex Ante Team |  | 2024-02-06 15:16 | Deemed Ex Ante Team
Rec | Com | For producing Old, Ex, Rec, and New BldgVint records while post-processing building energy simulations | ECC | CZ06 | 2017 | Any | 0.682 | DEER2019 | 2019-01-01 |  | 2024-02-06 15:16 | Deemed Ex Ante Team |  | 2024-02-06 15:16 | Deemed Ex Ante Team
Rec | Com | For producing Old, Ex, Rec, and New BldgVint records while post-processing building energy simulations | ECC | CZ06 | 2020 | Any | 0.456 | DEER2023 | 2023-01-01 |  | 2024-02-06 15:16 | Deemed Ex Ante Team |  | 2024-02-06 15:16 | Deemed Ex Ante Team
Rec | Com | For producing Old, Ex, Rec, and New BldgVint records while post-processing building energy simulations | ECC | CZ07 | 2017 | Any | 0.355 | DEER2019 | 2019-01-01 |  | 2024-02-06 15:16 | Deemed Ex Ante Team |  | 2024-02-06 15:16 | Deemed Ex Ante Team
Rec | Com | For producing Old, Ex, Rec, and New BldgVint records while post-processing building energy simulations | ECC | CZ07 | 2020 | Any | 0.236 | DEER2023 | 2023-01-01 |  | 2024-02-06 15:16 | Deemed Ex Ante Team |  | 2024-02-06 15:16 | Deemed Ex Ante Team
Rec | Com | For producing Old, Ex, Rec, and New BldgVint records while post-processing building energy simulations | ECC | CZ08 | 2017 | Any | 1.092 | DEER2019 | 2019-01-01 |  | 2024-02-06 15:16 | Deemed Ex Ante Team |  | 2024-02-06 15:16 | Deemed Ex Ante Team
Rec | Com | For producing Old, Ex, Rec, and New BldgVint records while post-processing building energy simulations | ECC | CZ08 | 2020 | Any | 0.726 | DEER2023 | 2023-01-01 |  | 2024-02-06 15:16 | Deemed Ex Ante Team |  | 2024-02-06 15:16 | Deemed Ex Ante Team
Rec | Com | For producing Old, Ex, Rec, and New BldgVint records while post-processing building energy simulations | ECC | CZ09 | 2017 | Any | 0.488 | DEER2019 | 2019-01-01 |  | 2024-02-06 15:16 | Deemed Ex Ante Team |  | 2024-02-06 15:16 | Deemed Ex Ante Team
Rec | Com | For producing Old, Ex, Rec, and New BldgVint records while post-processing building energy simulations | ECC | CZ09 | 2020 | Any | 0.326 | DEER2023 | 2023-01-01 |  | 2024-02-06 15:16 | Deemed Ex Ante Team |  | 2024-02-06 15:16 | Deemed Ex Ante Team
Rec | Com | For producing Old, Ex, Rec, and New BldgVint records while post-processing building energy simulations | ECC | CZ10 | 2017 | Any | 0.744 | DEER2019 | 2019-01-01 |  | 2024-02-06 15:16 | Deemed Ex Ante Team |  | 2024-02-06 15:16 | Deemed Ex Ante Team
Rec | Com | For producing Old, Ex, Rec, and New BldgVint records while post-processing building energy simulations | ECC | CZ10 | 2020 | Any | 0.494 | DEER2023 | 2023-01-01 |  | 2024-02-06 15:16 | Deemed Ex Ante Team |  | 2024-02-06 15:16 | Deemed Ex Ante Team
Rec | Com | For producing Old, Ex, Rec, and New BldgVint records while post-processing building energy simulations | ECC | CZ11 | 2017 | Any | 0.175 | DEER2019 | 2019-01-01 |  | 2024-02-06 15:16 | Deemed Ex Ante Team |  | 2024-02-06 15:16 | Deemed Ex Ante Team
Rec | Com | For producing Old, Ex, Rec, and New BldgVint records while post-processing building energy simulations | ECC | CZ11 | 2020 | Any | 0.116 | DEER2023 | 2023-01-01 |  | 2024-02-06 15:16 | Deemed Ex Ante Team |  | 2024-02-06 15:16 | Deemed Ex Ante Team
Rec | Com | For producing Old, Ex, Rec, and New BldgVint records while post-processing building energy simulations | ECC | CZ12 | 2017 | Any | 0.239 | DEER2019 | 2019-01-01 |  | 2024-02-06 15:16 | Deemed Ex Ante Team |  | 2024-02-06 15:16 | Deemed Ex Ante Team
Rec | Com | For producing Old, Ex, Rec, and New BldgVint records while post-processing building energy simulations | ECC | CZ12 | 2020 | Any | 0.16 | DEER2023 | 2023-01-01 |  | 2024-02-06 15:16 | Deemed Ex Ante Team |  | 2024-02-06 15:16 | Deemed Ex Ante Team
Rec | Com | For producing Old, Ex, Rec, and New BldgVint records while post-processing building energy simulations | ECC | CZ13 | 2017 | Any | 0.432 | DEER2019 | 2019-01-01 |  | 2024-02-06 15:16 | Deemed Ex Ante Team |  | 2024-02-06 15:16 | Deemed Ex Ante Team
Rec | Com | For producing Old, Ex, Rec, and New BldgVint records while post-processing building energy simulations | ECC | CZ13 | 2020 | Any | 0.288 | DEER2023 | 2023-01-01 |  | 2024-02-06 15:16 | Deemed Ex Ante Team |  | 2024-02-06 15:16 | Deemed Ex Ante Team
Rec | Com | For producing Old, Ex, Rec, and New BldgVint records while post-processing building energy simulations | ECC | CZ14 | 2017 | Any | 0.215 | DEER2019 | 2019-01-01 |  | 2024-02-06 15:16 | Deemed Ex Ante Team |  | 2024-02-06 15:16 | Deemed Ex Ante Team
Rec | Com | For producing Old, Ex, Rec, and New BldgVint records while post-processing building energy simulations | ECC | CZ14 | 2020 | Any | 0.142 | DEER2023 | 2023-01-01 |  | 2024-02-06 15:16 | Deemed Ex Ante Team |  | 2024-02-06 15:16 | Deemed Ex Ante Team
Rec | Com | For producing Old, Ex, Rec, and New BldgVint records while post-processing building energy simulations | ECC | CZ15 | 2017 | Any | 0.184 | DEER2019 | 2019-01-01 |  | 2024-02-06 15:16 | Deemed Ex Ante Team |  | 2024-02-06 15:16 | Deemed Ex Ante Team
Rec | Com | For producing Old, Ex, Rec, and New BldgVint records while post-processing building energy simulations | ECC | CZ15 | 2020 | Any | 0.124 | DEER2023 | 2023-01-01 |  | 2024-02-06 15:16 | Deemed Ex Ante Team |  | 2024-02-06 15:16 | Deemed Ex Ante Team
Rec | Com | For producing Old, Ex, Rec, and New BldgVint records while post-processing building energy simulations | ECC | CZ16 | 2017 | Any | 0.42 | DEER2019 | 2019-01-01 |  | 2024-02-06 15:16 | Deemed Ex Ante Team |  | 2024-02-06 15:16 | Deemed Ex Ante Team
Rec | Com | For producing Old, Ex, Rec, and New BldgVint records while post-processing building energy simulations | ECC | CZ16 | 2020 | Any | 0.278 | DEER2023 | 2023-01-01 |  | 2024-02-06 15:16 | Deemed Ex Ante Team |  | 2024-02-06 15:16 | Deemed Ex Ante Team
Rec | Com | For producing Old, Ex, Rec, and New BldgVint records while post-processing building energy simulations | EPr | CZ01 | 2017 | Any | 0.013 | DEER2019 | 2019-01-01 |  | 2024-02-06 15:16 | Deemed Ex Ante Team |  | 2024-02-06 15:16 | Deemed Ex Ante Team
Rec | Com | For producing Old, Ex, Rec, and New BldgVint records while post-processing building energy simulations | EPr | CZ01 | 2020 | Any | 0.008 | DEER2023 | 2023-01-01 |  | 2024-02-06 15:16 | Deemed Ex Ante Team |  | 2024-02-06 15:16 | Deemed Ex Ante Team
Rec | Com | For producing Old, Ex, Rec, and New BldgVint records while post-processing building energy simulations | EPr | CZ02 | 2017 | Any | 0.079 | DEER2019 | 2019-01-01 |  | 2024-02-06 15:16 | Deemed Ex Ante Team |  | 2024-02-06 15:16 | Deemed Ex Ante Team
Rec | Com | For producing Old, Ex, Rec, and New BldgVint records while post-processing building energy simulations | EPr | CZ02 | 2020 | Any | 0.052 | DEER2023 | 2023-01-01 |  | 2024-02-06 15:16 | Deemed Ex Ante Team |  | 2024-02-06 15:16 | Deemed Ex Ante Team
Rec | Com | For producing Old, Ex, Rec, and New BldgVint records while post-processing building energy simulations | EPr | CZ03 | 2017 | Any | 0.235 | DEER2019 | 2019-01-01 |  | 2024-02-06 15:16 | Deemed Ex Ante Team |  | 2024-02-06 15:16 | Deemed Ex Ante Team
Rec | Com | For producing Old, Ex, Rec, and New BldgVint records while post-processing building energy simulations | EPr | CZ03 | 2020 | Any | 0.156 | DEER2023 | 2023-01-01 |  | 2024-02-06 15:16 | Deemed Ex Ante Team |  | 2024-02-06 15:16 | Deemed Ex Ante Team
Rec | Com | For producing Old, Ex, Rec, and New BldgVint records while post-processing building energy simulations | EPr | CZ04 | 2017 | Any | 0.159 | DEER2019 | 2019-01-01 |  | 2024-02-06 15:16 | Deemed Ex Ante Team |  | 2024-02-06 15:16 | Deemed Ex Ante Team
Rec | Com | For producing Old, Ex, Rec, and New BldgVint records while post-processing building energy simulations | EPr | CZ04 | 2020 | Any | 0.106 | DEER2023 | 2023-01-01 |  | 2024-02-06 15:16 | Deemed Ex Ante Team |  | 2024-02-06 15:16 | Deemed Ex Ante Team
Rec | Com | For producing Old, Ex, Rec, and New BldgVint records while post-processing building energy simulations | EPr | CZ05 | 2017 | Any | 0.024 | DEER2019 | 2019-01-01 |  | 2024-02-06 15:16 | Deemed Ex Ante Team |  | 2024-02-06 15:16 | Deemed Ex Ante Team
Rec | Com | For producing Old, Ex, Rec, and New BldgVint records while post-processing building energy simulations | EPr | CZ05 | 2020 | Any | 0.018 | DEER2023 | 2023-01-01 |  | 2024-02-06 15:16 | Deemed Ex Ante Team |  | 2024-02-06 15:16 | Deemed Ex Ante Team
Rec | Com | For producing Old, Ex, Rec, and New BldgVint records while post-processing building energy simulations | EPr | CZ06 | 2017 | Any | 0.335 | DEER2019 | 2019-01-01 |  | 2024-02-06 15:16 | Deemed Ex Ante Team |  | 2024-02-06 15:16 | Deemed Ex Ante Team
Rec | Com | For producing Old, Ex, Rec, and New BldgVint records while post-processing building energy simulations | EPr | CZ06 | 2020 | Any | 0.222 | DEER2023 | 2023-01-01 |  | 2024-02-06 15:16 | Deemed Ex Ante Team |  | 2024-02-06 15:16 | Deemed Ex Ante Team
Rec | Com | For producing Old, Ex, Rec, and New BldgVint records while post-processing building energy simulations | EPr | CZ07 | 2017 | Any | 0.145 | DEER2019 | 2019-01-01 |  | 2024-02-06 15:16 | Deemed Ex Ante Team |  | 2024-02-06 15:16 | Deemed Ex Ante Team
Rec | Com | For producing Old, Ex, Rec, and New BldgVint records while post-processing building energy simulations | EPr | CZ07 | 2020 | Any | 0.096 | DEER2023 | 2023-01-01 |  | 2024-02-06 15:16 | Deemed Ex Ante Team |  | 2024-02-06 15:16 | Deemed Ex Ante Team
Rec | Com | For producing Old, Ex, Rec, and New BldgVint records while post-processing building energy simulations | EPr | CZ08 | 2017 | Any | 0.589 | DEER2019 | 2019-01-01 |  | 2024-02-06 15:16 | Deemed Ex Ante Team |  | 2024-02-06 15:16 | Deemed Ex Ante Team
Rec | Com | For producing Old, Ex, Rec, and New BldgVint records while post-processing building energy simulations | EPr | CZ08 | 2020 | Any | 0.394 | DEER2023 | 2023-01-01 |  | 2024-02-06 15:16 | Deemed Ex Ante Team |  | 2024-02-06 15:16 | Deemed Ex Ante Team
Rec | Com | For producing Old, Ex, Rec, and New BldgVint records while post-processing building energy simulations | EPr | CZ09 | 2017 | Any | 0.42 | DEER2019 | 2019-01-01 |  | 2024-02-06 15:16 | Deemed Ex Ante Team |  | 2024-02-06 15:16 | Deemed Ex Ante Team
Rec | Com | For producing Old, Ex, Rec, and New BldgVint records while post-processing building energy simulations | EPr | CZ09 | 2020 | Any | 0.28 | DEER2023 | 2023-01-01 |  | 2024-02-06 15:16 | Deemed Ex Ante Team |  | 2024-02-06 15:16 | Deemed Ex Ante Team
Rec | Com | For producing Old, Ex, Rec, and New BldgVint records while post-processing building energy simulations | EPr | CZ10 | 2017 | Any | 0.939 | DEER2019 | 2019-01-01 |  | 2024-02-06 15:16 | Deemed Ex Ante Team |  | 2024-02-06 15:16 | Deemed Ex Ante Team
Rec | Com | For producing Old, Ex, Rec, and New BldgVint records while post-processing building energy simulations | EPr | CZ10 | 2020 | Any | 0.624 | DEER2023 | 2023-01-01 |  | 2024-02-06 15:16 | Deemed Ex Ante Team |  | 2024-02-06 15:16 | Deemed Ex Ante Team
Rec | Com | For producing Old, Ex, Rec, and New BldgVint records while post-processing building energy simulations | EPr | CZ11 | 2017 | Any | 0.131 | DEER2019 | 2019-01-01 |  | 2024-02-06 15:16 | Deemed Ex Ante Team |  | 2024-02-06 15:16 | Deemed Ex Ante Team
Rec | Com | For producing Old, Ex, Rec, and New BldgVint records while post-processing building energy simulations | EPr | CZ11 | 2020 | Any | 0.088 | DEER2023 | 2023-01-01 |  | 2024-02-06 15:16 | Deemed Ex Ante Team |  | 2024-02-06 15:16 | Deemed Ex Ante Team
Rec | Com | For producing Old, Ex, Rec, and New BldgVint records while post-processing building energy simulations | EPr | CZ12 | 2017 | Any | 0.401 | DEER2019 | 2019-01-01 |  | 2024-02-06 15:16 | Deemed Ex Ante Team |  | 2024-02-06 15:16 | Deemed Ex Ante Team
Rec | Com | For producing Old, Ex, Rec, and New BldgVint records while post-processing building energy simulations | EPr | CZ12 | 2020 | Any | 0.268 | DEER2023 | 2023-01-01 |  | 2024-02-06 15:16 | Deemed Ex Ante Team |  | 2024-02-06 15:16 | Deemed Ex Ante Team
Rec | Com | For producing Old, Ex, Rec, and New BldgVint records while post-processing building energy simulations | EPr | CZ13 | 2017 | Any | 0.504 | DEER2019 | 2019-01-01 |  | 2024-02-06 15:16 | Deemed Ex Ante Team |  | 2024-02-06 15:16 | Deemed Ex Ante Team
Rec | Com | For producing Old, Ex, Rec, and New BldgVint records while post-processing building energy simulations | EPr | CZ13 | 2020 | Any | 0.334 | DEER2023 | 2023-01-01 |  | 2024-02-06 15:16 | Deemed Ex Ante Team |  | 2024-02-06 15:16 | Deemed Ex Ante Team
Rec | Com | For producing Old, Ex, Rec, and New BldgVint records while post-processing building energy simulations | EPr | CZ14 | 2017 | Any | 0.196 | DEER2019 | 2019-01-01 |  | 2024-02-06 15:16 | Deemed Ex Ante Team |  | 2024-02-06 15:16 | Deemed Ex Ante Team
Rec | Com | For producing Old, Ex, Rec, and New BldgVint records while post-processing building energy simulations | EPr | CZ14 | 2020 | Any | 0.13 | DEER2023 | 2023-01-01 |  | 2024-02-06 15:16 | Deemed Ex Ante Team |  | 2024-02-06 15:16 | Deemed Ex Ante Team
Rec | Com | For producing Old, Ex, Rec, and New BldgVint records while post-processing building energy simulations | EPr | CZ15 | 2017 | Any | 0.077 | DEER2019 | 2019-01-01 |  | 2024-02-06 15:16 | Deemed Ex Ante Team |  | 2024-02-06 15:16 | Deemed Ex Ante Team
Rec | Com | For producing Old, Ex, Rec, and New BldgVint records while post-processing building energy simulations | EPr | CZ15 | 2020 | Any | 0.054 | DEER2023 | 2023-01-01 |  | 2024-02-06 15:16 | Deemed Ex Ante Team |  | 2024-02-06 15:16 | Deemed Ex Ante Team
Rec | Com | For producing Old, Ex, Rec, and New BldgVint records while post-processing building energy simulations | EPr | CZ16 | 2017 | Any | 0.118 | DEER2019 | 2019-01-01 |  | 2024-02-06 15:16 | Deemed Ex Ante Team |  | 2024-02-06 15:16 | Deemed Ex Ante Team
Rec | Com | For producing Old, Ex, Rec, and New BldgVint records while post-processing building energy simulations | EPr | CZ16 | 2020 | Any | 0.08 | DEER2023 | 2023-01-01 |  | 2024-02-06 15:16 | Deemed Ex Ante Team |  | 2024-02-06 15:16 | Deemed Ex Ante Team
Rec | Com | For producing Old, Ex, Rec, and New BldgVint records while post-processing building energy simulations | ERC | CZ01 | 2017 | Any | 0.013 | DEER2019 | 2019-01-01 |  | 2024-02-06 15:16 | Deemed Ex Ante Team |  | 2024-02-06 15:16 | Deemed Ex Ante Team
Rec | Com | For producing Old, Ex, Rec, and New BldgVint records while post-processing building energy simulations | ERC | CZ01 | 2020 | Any | 0.008 | DEER2023 | 2023-01-01 |  | 2024-02-06 15:16 | Deemed Ex Ante Team |  | 2024-02-06 15:16 | Deemed Ex Ante Team
Rec | Com | For producing Old, Ex, Rec, and New BldgVint records while post-processing building energy simulations | ERC | CZ02 | 2017 | Any | 0.079 | DEER2019 | 2019-01-01 |  | 2024-02-06 15:16 | Deemed Ex Ante Team |  | 2024-02-06 15:16 | Deemed Ex Ante Team
Rec | Com | For producing Old, Ex, Rec, and New BldgVint records while post-processing building energy simulations | ERC | CZ02 | 2020 | Any | 0.052 | DEER2023 | 2023-01-01 |  | 2024-02-06 15:16 | Deemed Ex Ante Team |  | 2024-02-06 15:16 | Deemed Ex Ante Team
Rec | Com | For producing Old, Ex, Rec, and New BldgVint records while post-processing building energy simulations | ERC | CZ03 | 2017 | Any | 0.235 | DEER2019 | 2019-01-01 |  | 2024-02-06 15:16 | Deemed Ex Ante Team |  | 2024-02-06 15:16 | Deemed Ex Ante Team
Rec | Com | For producing Old, Ex, Rec, and New BldgVint records while post-processing building energy simulations | ERC | CZ03 | 2020 | Any | 0.156 | DEER2023 | 2023-01-01 |  | 2024-02-06 15:16 | Deemed Ex Ante Team |  | 2024-02-06 15:16 | Deemed Ex Ante Team
Rec | Com | For producing Old, Ex, Rec, and New BldgVint records while post-processing building energy simulations | ERC | CZ04 | 2017 | Any | 0.159 | DEER2019 | 2019-01-01 |  | 2024-02-06 15:16 | Deemed Ex Ante Team |  | 2024-02-06 15:16 | Deemed Ex Ante Team
Rec | Com | For producing Old, Ex, Rec, and New BldgVint records while post-processing building energy simulations | ERC | CZ04 | 2020 | Any | 0.106 | DEER2023 | 2023-01-01 |  | 2024-02-06 15:16 | Deemed Ex Ante Team |  | 2024-02-06 15:16 | Deemed Ex Ante Team
Rec | Com | For producing Old, Ex, Rec, and New BldgVint records while post-processing building energy simulations | ERC | CZ05 | 2017 | Any | 0.024 | DEER2019 | 2019-01-01 |  | 2024-02-06 15:16 | Deemed Ex Ante Team |  | 2024-02-06 15:16 | Deemed Ex Ante Team
Rec | Com | For producing Old, Ex, Rec, and New BldgVint records while post-processing building energy simulations | ERC | CZ05 | 2020 | Any | 0.018 | DEER2023 | 2023-01-01 |  | 2024-02-06 15:16 | Deemed Ex Ante Team |  | 2024-02-06 15:16 | Deemed Ex Ante Team
Rec | Com | For producing Old, Ex, Rec, and New BldgVint records while post-processing building energy simulations | ERC | CZ06 | 2017 | Any | 0.335 | DEER2019 | 2019-01-01 |  | 2024-02-06 15:16 | Deemed Ex Ante Team |  | 2024-02-06 15:16 | Deemed Ex Ante Team
Rec | Com | For producing Old, Ex, Rec, and New BldgVint records while post-processing building energy simulations | ERC | CZ06 | 2020 | Any | 0.222 | DEER2023 | 2023-01-01 |  | 2024-02-06 15:16 | Deemed Ex Ante Team |  | 2024-02-06 15:16 | Deemed Ex Ante Team
Rec | Com | For producing Old, Ex, Rec, and New BldgVint records while post-processing building energy simulations | ERC | CZ07 | 2017 | Any | 0.145 | DEER2019 | 2019-01-01 |  | 2024-02-06 15:16 | Deemed Ex Ante Team |  | 2024-02-06 15:16 | Deemed Ex Ante Team
Rec | Com | For producing Old, Ex, Rec, and New BldgVint records while post-processing building energy simulations | ERC | CZ07 | 2020 | Any | 0.096 | DEER2023 | 2023-01-01 |  | 2024-02-06 15:16 | Deemed Ex Ante Team |  | 2024-02-06 15:16 | Deemed Ex Ante Team
Rec | Com | For producing Old, Ex, Rec, and New BldgVint records while post-processing building energy simulations | ERC | CZ08 | 2017 | Any | 0.589 | DEER2019 | 2019-01-01 |  | 2024-02-06 15:16 | Deemed Ex Ante Team |  | 2024-02-06 15:16 | Deemed Ex Ante Team
Rec | Com | For producing Old, Ex, Rec, and New BldgVint records while post-processing building energy simulations | ERC | CZ08 | 2020 | Any | 0.394 | DEER2023 | 2023-01-01 |  | 2024-02-06 15:16 | Deemed Ex Ante Team |  | 2024-02-06 15:16 | Deemed Ex Ante Team
Rec | Com | For producing Old, Ex, Rec, and New BldgVint records while post-processing building energy simulations | ERC | CZ09 | 2017 | Any | 0.42 | DEER2019 | 2019-01-01 |  | 2024-02-06 15:16 | Deemed Ex Ante Team |  | 2024-02-06 15:16 | Deemed Ex Ante Team
Rec | Com | For producing Old, Ex, Rec, and New BldgVint records while post-processing building energy simulations | ERC | CZ09 | 2020 | Any | 0.28 | DEER2023 | 2023-01-01 |  | 2024-02-06 15:16 | Deemed Ex Ante Team |  | 2024-02-06 15:16 | Deemed Ex Ante Team
Rec | Com | For producing Old, Ex, Rec, and New BldgVint records while post-processing building energy simulations | ERC | CZ10 | 2017 | Any | 0.939 | DEER2019 | 2019-01-01 |  | 2024-02-06 15:16 | Deemed Ex Ante Team |  | 2024-02-06 15:16 | Deemed Ex Ante Team
Rec | Com | For producing Old, Ex, Rec, and New BldgVint records while post-processing building energy simulations | ERC | CZ10 | 2020 | Any | 0.624 | DEER2023 | 2023-01-01 |  | 2024-02-06 15:16 | Deemed Ex Ante Team |  | 2024-02-06 15:16 | Deemed Ex Ante Team
Rec | Com | For producing Old, Ex, Rec, and New BldgVint records while post-processing building energy simulations | ERC | CZ11 | 2017 | Any | 0.131 | DEER2019 | 2019-01-01 |  | 2024-02-06 15:16 | Deemed Ex Ante Team |  | 2024-02-06 15:16 | Deemed Ex Ante Team
Rec | Com | For producing Old, Ex, Rec, and New BldgVint records while post-processing building energy simulations | ERC | CZ11 | 2020 | Any | 0.088 | DEER2023 | 2023-01-01 |  | 2024-02-06 15:16 | Deemed Ex Ante Team |  | 2024-02-06 15:16 | Deemed Ex Ante Team
Rec | Com | For producing Old, Ex, Rec, and New BldgVint records while post-processing building energy simulations | ERC | CZ12 | 2017 | Any | 0.401 | DEER2019 | 2019-01-01 |  | 2024-02-06 15:16 | Deemed Ex Ante Team |  | 2024-02-06 15:16 | Deemed Ex Ante Team
Rec | Com | For producing Old, Ex, Rec, and New BldgVint records while post-processing building energy simulations | ERC | CZ12 | 2020 | Any | 0.268 | DEER2023 | 2023-01-01 |  | 2024-02-06 15:16 | Deemed Ex Ante Team |  | 2024-02-06 15:16 | Deemed Ex Ante Team
Rec | Com | For producing Old, Ex, Rec, and New BldgVint records while post-processing building energy simulations | ERC | CZ13 | 2017 | Any | 0.504 | DEER2019 | 2019-01-01 |  | 2024-02-06 15:16 | Deemed Ex Ante Team |  | 2024-02-06 15:16 | Deemed Ex Ante Team
Rec | Com | For producing Old, Ex, Rec, and New BldgVint records while post-processing building energy simulations | ERC | CZ13 | 2020 | Any | 0.334 | DEER2023 | 2023-01-01 |  | 2024-02-06 15:16 | Deemed Ex Ante Team |  | 2024-02-06 15:16 | Deemed Ex Ante Team
Rec | Com | For producing Old, Ex, Rec, and New BldgVint records while post-processing building energy simulations | ERC | CZ14 | 2017 | Any | 0.196 | DEER2019 | 2019-01-01 |  | 2024-02-06 15:16 | Deemed Ex Ante Team |  | 2024-02-06 15:16 | Deemed Ex Ante Team
Rec | Com | For producing Old, Ex, Rec, and New BldgVint records while post-processing building energy simulations | ERC | CZ14 | 2020 | Any | 0.13 | DEER2023 | 2023-01-01 |  | 2024-02-06 15:16 | Deemed Ex Ante Team |  | 2024-02-06 15:16 | Deemed Ex Ante Team
Rec | Com | For producing Old, Ex, Rec, and New BldgVint records while post-processing building energy simulations | ERC | CZ15 | 2017 | Any | 0.077 | DEER2019 | 2019-01-01 |  | 2024-02-06 15:16 | Deemed Ex Ante Team |  | 2024-02-06 15:16 | Deemed Ex Ante Team
Rec | Com | For producing Old, Ex, Rec, and New BldgVint records while post-processing building energy simulations | ERC | CZ15 | 2020 | Any | 0.054 | DEER2023 | 2023-01-01 |  | 2024-02-06 15:16 | Deemed Ex Ante Team |  | 2024-02-06 15:16 | Deemed Ex Ante Team
Rec | Com | For producing Old, Ex, Rec, and New BldgVint records while post-processing building energy simulations | ERC | CZ16 | 2017 | Any | 0.118 | DEER2019 | 2019-01-01 |  | 2024-02-06 15:16 | Deemed Ex Ante Team |  | 2024-02-06 15:16 | Deemed Ex Ante Team
Rec | Com | For producing Old, Ex, Rec, and New BldgVint records while post-processing building energy simulations | ERC | CZ16 | 2020 | Any | 0.08 | DEER2023 | 2023-01-01 |  | 2024-02-06 15:16 | Deemed Ex Ante Team |  | 2024-02-06 15:16 | Deemed Ex Ante Team
Rec | Com | For producing Old, Ex, Rec, and New BldgVint records while post-processing building energy simulations | ESe | CZ01 | 2017 | Any | 0.013 | DEER2019 | 2019-01-01 |  | 2024-02-06 15:16 | Deemed Ex Ante Team |  | 2024-02-06 15:16 | Deemed Ex Ante Team
Rec | Com | For producing Old, Ex, Rec, and New BldgVint records while post-processing building energy simulations | ESe | CZ01 | 2020 | Any | 0.008 | DEER2023 | 2023-01-01 |  | 2024-02-06 15:16 | Deemed Ex Ante Team |  | 2024-02-06 15:16 | Deemed Ex Ante Team
Rec | Com | For producing Old, Ex, Rec, and New BldgVint records while post-processing building energy simulations | ESe | CZ02 | 2017 | Any | 0.079 | DEER2019 | 2019-01-01 |  | 2024-02-06 15:16 | Deemed Ex Ante Team |  | 2024-02-06 15:16 | Deemed Ex Ante Team
Rec | Com | For producing Old, Ex, Rec, and New BldgVint records while post-processing building energy simulations | ESe | CZ02 | 2020 | Any | 0.052 | DEER2023 | 2023-01-01 |  | 2024-02-06 15:16 | Deemed Ex Ante Team |  | 2024-02-06 15:16 | Deemed Ex Ante Team
Rec | Com | For producing Old, Ex, Rec, and New BldgVint records while post-processing building energy simulations | ESe | CZ03 | 2017 | Any | 0.235 | DEER2019 | 2019-01-01 |  | 2024-02-06 15:16 | Deemed Ex Ante Team |  | 2024-02-06 15:16 | Deemed Ex Ante Team
Rec | Com | For producing Old, Ex, Rec, and New BldgVint records while post-processing building energy simulations | ESe | CZ03 | 2020 | Any | 0.156 | DEER2023 | 2023-01-01 |  | 2024-02-06 15:16 | Deemed Ex Ante Team |  | 2024-02-06 15:16 | Deemed Ex Ante Team
Rec | Com | For producing Old, Ex, Rec, and New BldgVint records while post-processing building energy simulations | ESe | CZ04 | 2017 | Any | 0.159 | DEER2019 | 2019-01-01 |  | 2024-02-06 15:16 | Deemed Ex Ante Team |  | 2024-02-06 15:16 | Deemed Ex Ante Team
Rec | Com | For producing Old, Ex, Rec, and New BldgVint records while post-processing building energy simulations | ESe | CZ04 | 2020 | Any | 0.106 | DEER2023 | 2023-01-01 |  | 2024-02-06 15:16 | Deemed Ex Ante Team |  | 2024-02-06 15:16 | Deemed Ex Ante Team
Rec | Com | For producing Old, Ex, Rec, and New BldgVint records while post-processing building energy simulations | ESe | CZ05 | 2017 | Any | 0.024 | DEER2019 | 2019-01-01 |  | 2024-02-06 15:16 | Deemed Ex Ante Team |  | 2024-02-06 15:16 | Deemed Ex Ante Team
Rec | Com | For producing Old, Ex, Rec, and New BldgVint records while post-processing building energy simulations | ESe | CZ05 | 2020 | Any | 0.018 | DEER2023 | 2023-01-01 |  | 2024-02-06 15:16 | Deemed Ex Ante Team |  | 2024-02-06 15:16 | Deemed Ex Ante Team
Rec | Com | For producing Old, Ex, Rec, and New BldgVint records while post-processing building energy simulations | ESe | CZ06 | 2017 | Any | 0.335 | DEER2019 | 2019-01-01 |  | 2024-02-06 15:16 | Deemed Ex Ante Team |  | 2024-02-06 15:16 | Deemed Ex Ante Team
Rec | Com | For producing Old, Ex, Rec, and New BldgVint records while post-processing building energy simulations | ESe | CZ06 | 2020 | Any | 0.222 | DEER2023 | 2023-01-01 |  | 2024-02-06 15:16 | Deemed Ex Ante Team |  | 2024-02-06 15:16 | Deemed Ex Ante Team
Rec | Com | For producing Old, Ex, Rec, and New BldgVint records while post-processing building energy simulations | ESe | CZ07 | 2017 | Any | 0.145 | DEER2019 | 2019-01-01 |  | 2024-02-06 15:16 | Deemed Ex Ante Team |  | 2024-02-06 15:16 | Deemed Ex Ante Team
Rec | Com | For producing Old, Ex, Rec, and New BldgVint records while post-processing building energy simulations | ESe | CZ07 | 2020 | Any | 0.096 | DEER2023 | 2023-01-01 |  | 2024-02-06 15:16 | Deemed Ex Ante Team |  | 2024-02-06 15:16 | Deemed Ex Ante Team
Rec | Com | For producing Old, Ex, Rec, and New BldgVint records while post-processing building energy simulations | ESe | CZ08 | 2017 | Any | 0.589 | DEER2019 | 2019-01-01 |  | 2024-02-06 15:16 | Deemed Ex Ante Team |  | 2024-02-06 15:16 | Deemed Ex Ante Team
Rec | Com | For producing Old, Ex, Rec, and New BldgVint records while post-processing building energy simulations | ESe | CZ08 | 2020 | Any | 0.394 | DEER2023 | 2023-01-01 |  | 2024-02-06 15:16 | Deemed Ex Ante Team |  | 2024-02-06 15:16 | Deemed Ex Ante Team
Rec | Com | For producing Old, Ex, Rec, and New BldgVint records while post-processing building energy simulations | ESe | CZ09 | 2017 | Any | 0.42 | DEER2019 | 2019-01-01 |  | 2024-02-06 15:16 | Deemed Ex Ante Team |  | 2024-02-06 15:16 | Deemed Ex Ante Team
Rec | Com | For producing Old, Ex, Rec, and New BldgVint records while post-processing building energy simulations | ESe | CZ09 | 2020 | Any | 0.28 | DEER2023 | 2023-01-01 |  | 2024-02-06 15:16 | Deemed Ex Ante Team |  | 2024-02-06 15:16 | Deemed Ex Ante Team
Rec | Com | For producing Old, Ex, Rec, and New BldgVint records while post-processing building energy simulations | ESe | CZ10 | 2017 | Any | 0.939 | DEER2019 | 2019-01-01 |  | 2024-02-06 15:16 | Deemed Ex Ante Team |  | 2024-02-06 15:16 | Deemed Ex Ante Team
Rec | Com | For producing Old, Ex, Rec, and New BldgVint records while post-processing building energy simulations | ESe | CZ10 | 2020 | Any | 0.624 | DEER2023 | 2023-01-01 |  | 2024-02-06 15:16 | Deemed Ex Ante Team |  | 2024-02-06 15:16 | Deemed Ex Ante Team
Rec | Com | For producing Old, Ex, Rec, and New BldgVint records while post-processing building energy simulations | ESe | CZ11 | 2017 | Any | 0.131 | DEER2019 | 2019-01-01 |  | 2024-02-06 15:16 | Deemed Ex Ante Team |  | 2024-02-06 15:16 | Deemed Ex Ante Team
Rec | Com | For producing Old, Ex, Rec, and New BldgVint records while post-processing building energy simulations | ESe | CZ11 | 2020 | Any | 0.088 | DEER2023 | 2023-01-01 |  | 2024-02-06 15:16 | Deemed Ex Ante Team |  | 2024-02-06 15:16 | Deemed Ex Ante Team
Rec | Com | For producing Old, Ex, Rec, and New BldgVint records while post-processing building energy simulations | ESe | CZ12 | 2017 | Any | 0.401 | DEER2019 | 2019-01-01 |  | 2024-02-06 15:16 | Deemed Ex Ante Team |  | 2024-02-06 15:16 | Deemed Ex Ante Team
Rec | Com | For producing Old, Ex, Rec, and New BldgVint records while post-processing building energy simulations | ESe | CZ12 | 2020 | Any | 0.268 | DEER2023 | 2023-01-01 |  | 2024-02-06 15:16 | Deemed Ex Ante Team |  | 2024-02-06 15:16 | Deemed Ex Ante Team
Rec | Com | For producing Old, Ex, Rec, and New BldgVint records while post-processing building energy simulations | ESe | CZ13 | 2017 | Any | 0.504 | DEER2019 | 2019-01-01 |  | 2024-02-06 15:16 | Deemed Ex Ante Team |  | 2024-02-06 15:16 | Deemed Ex Ante Team
Rec | Com | For producing Old, Ex, Rec, and New BldgVint records while post-processing building energy simulations | ESe | CZ13 | 2020 | Any | 0.334 | DEER2023 | 2023-01-01 |  | 2024-02-06 15:16 | Deemed Ex Ante Team |  | 2024-02-06 15:16 | Deemed Ex Ante Team
Rec | Com | For producing Old, Ex, Rec, and New BldgVint records while post-processing building energy simulations | ESe | CZ14 | 2017 | Any | 0.196 | DEER2019 | 2019-01-01 |  | 2024-02-06 15:16 | Deemed Ex Ante Team |  | 2024-02-06 15:16 | Deemed Ex Ante Team
Rec | Com | For producing Old, Ex, Rec, and New BldgVint records while post-processing building energy simulations | ESe | CZ14 | 2020 | Any | 0.13 | DEER2023 | 2023-01-01 |  | 2024-02-06 15:16 | Deemed Ex Ante Team |  | 2024-02-06 15:16 | Deemed Ex Ante Team
Rec | Com | For producing Old, Ex, Rec, and New BldgVint records while post-processing building energy simulations | ESe | CZ15 | 2017 | Any | 0.077 | DEER2019 | 2019-01-01 |  | 2024-02-06 15:16 | Deemed Ex Ante Team |  | 2024-02-06 15:16 | Deemed Ex Ante Team
Rec | Com | For producing Old, Ex, Rec, and New BldgVint records while post-processing building energy simulations | ESe | CZ15 | 2020 | Any | 0.054 | DEER2023 | 2023-01-01 |  | 2024-02-06 15:16 | Deemed Ex Ante Team |  | 2024-02-06 15:16 | Deemed Ex Ante Team
Rec | Com | For producing Old, Ex, Rec, and New BldgVint records while post-processing building energy simulations | ESe | CZ16 | 2017 | Any | 0.118 | DEER2019 | 2019-01-01 |  | 2024-02-06 15:16 | Deemed Ex Ante Team |  | 2024-02-06 15:16 | Deemed Ex Ante Team
Rec | Com | For producing Old, Ex, Rec, and New BldgVint records while post-processing building energy simulations | ESe | CZ16 | 2020 | Any | 0.08 | DEER2023 | 2023-01-01 |  | 2024-02-06 15:16 | Deemed Ex Ante Team |  | 2024-02-06 15:16 | Deemed Ex Ante Team
Rec | Com | For producing Old, Ex, Rec, and New BldgVint records while post-processing building energy simulations | EUD | CZ01 | 2017 | Any | 0.024 | DEER2019 | 2019-01-01 |  | 2024-02-06 15:16 | Deemed Ex Ante Team |  | 2024-02-06 15:16 | Deemed Ex Ante Team
Rec | Com | For producing Old, Ex, Rec, and New BldgVint records while post-processing building energy simulations | EUD | CZ01 | 2020 | Any | 0.016 | DEER2023 | 2023-01-01 |  | 2024-02-06 15:16 | Deemed Ex Ante Team |  | 2024-02-06 15:16 | Deemed Ex Ante Team
Rec | Com | For producing Old, Ex, Rec, and New BldgVint records while post-processing building energy simulations | EUD | CZ02 | 2017 | Any | 0.113 | DEER2019 | 2019-01-01 |  | 2024-02-06 15:16 | Deemed Ex Ante Team |  | 2024-02-06 15:16 | Deemed Ex Ante Team
Rec | Com | For producing Old, Ex, Rec, and New BldgVint records while post-processing building energy simulations | EUD | CZ02 | 2020 | Any | 0.076 | DEER2023 | 2023-01-01 |  | 2024-02-06 15:16 | Deemed Ex Ante Team |  | 2024-02-06 15:16 | Deemed Ex Ante Team
Rec | Com | For producing Old, Ex, Rec, and New BldgVint records while post-processing building energy simulations | EUD | CZ03 | 2017 | Any | 0.43 | DEER2019 | 2019-01-01 |  | 2024-02-06 15:16 | Deemed Ex Ante Team |  | 2024-02-06 15:16 | Deemed Ex Ante Team
Rec | Com | For producing Old, Ex, Rec, and New BldgVint records while post-processing building energy simulations | EUD | CZ03 | 2020 | Any | 0.286 | DEER2023 | 2023-01-01 |  | 2024-02-06 15:16 | Deemed Ex Ante Team |  | 2024-02-06 15:16 | Deemed Ex Ante Team
Rec | Com | For producing Old, Ex, Rec, and New BldgVint records while post-processing building energy simulations | EUD | CZ04 | 2017 | Any | 0.152 | DEER2019 | 2019-01-01 |  | 2024-02-06 15:16 | Deemed Ex Ante Team |  | 2024-02-06 15:16 | Deemed Ex Ante Team
Rec | Com | For producing Old, Ex, Rec, and New BldgVint records while post-processing building energy simulations | EUD | CZ04 | 2020 | Any | 0.102 | DEER2023 | 2023-01-01 |  | 2024-02-06 15:16 | Deemed Ex Ante Team |  | 2024-02-06 15:16 | Deemed Ex Ante Team
Rec | Com | For producing Old, Ex, Rec, and New BldgVint records while post-processing building energy simulations | EUD | CZ05 | 2017 | Any | 0.117 | DEER2019 | 2019-01-01 |  | 2024-02-06 15:16 | Deemed Ex Ante Team |  | 2024-02-06 15:16 | Deemed Ex Ante Team
Rec | Com | For producing Old, Ex, Rec, and New BldgVint records while post-processing building energy simulations | EUD | CZ05 | 2020 | Any | 0.08 | DEER2023 | 2023-01-01 |  | 2024-02-06 15:16 | Deemed Ex Ante Team |  | 2024-02-06 15:16 | Deemed Ex Ante Team
Rec | Com | For producing Old, Ex, Rec, and New BldgVint records while post-processing building energy simulations | EUD | CZ06 | 2017 | Any | 0.682 | DEER2019 | 2019-01-01 |  | 2024-02-06 15:16 | Deemed Ex Ante Team |  | 2024-02-06 15:16 | Deemed Ex Ante Team
Rec | Com | For producing Old, Ex, Rec, and New BldgVint records while post-processing building energy simulations | EUD | CZ06 | 2020 | Any | 0.456 | DEER2023 | 2023-01-01 |  | 2024-02-06 15:16 | Deemed Ex Ante Team |  | 2024-02-06 15:16 | Deemed Ex Ante Team
Rec | Com | For producing Old, Ex, Rec, and New BldgVint records while post-processing building energy simulations | EUD | CZ07 | 2017 | Any | 0.355 | DEER2019 | 2019-01-01 |  | 2024-02-06 15:16 | Deemed Ex Ante Team |  | 2024-02-06 15:16 | Deemed Ex Ante Team
Rec | Com | For producing Old, Ex, Rec, and New BldgVint records while post-processing building energy simulations | EUD | CZ07 | 2020 | Any | 0.236 | DEER2023 | 2023-01-01 |  | 2024-02-06 15:16 | Deemed Ex Ante Team |  | 2024-02-06 15:16 | Deemed Ex Ante Team
Rec | Com | For producing Old, Ex, Rec, and New BldgVint records while post-processing building energy simulations | EUD | CZ08 | 2017 | Any | 1.092 | DEER2019 | 2019-01-01 |  | 2024-02-06 15:16 | Deemed Ex Ante Team |  | 2024-02-06 15:16 | Deemed Ex Ante Team
Rec | Com | For producing Old, Ex, Rec, and New BldgVint records while post-processing building energy simulations | EUD | CZ08 | 2020 | Any | 0.726 | DEER2023 | 2023-01-01 |  | 2024-02-06 15:16 | Deemed Ex Ante Team |  | 2024-02-06 15:16 | Deemed Ex Ante Team
Rec | Com | For producing Old, Ex, Rec, and New BldgVint records while post-processing building energy simulations | EUD | CZ09 | 2017 | Any | 0.488 | DEER2019 | 2019-01-01 |  | 2024-02-06 15:16 | Deemed Ex Ante Team |  | 2024-02-06 15:16 | Deemed Ex Ante Team
Rec | Com | For producing Old, Ex, Rec, and New BldgVint records while post-processing building energy simulations | EUD | CZ09 | 2020 | Any | 0.326 | DEER2023 | 2023-01-01 |  | 2024-02-06 15:16 | Deemed Ex Ante Team |  | 2024-02-06 15:16 | Deemed Ex Ante Team
Rec | Com | For producing Old, Ex, Rec, and New BldgVint records while post-processing building energy simulations | EUD | CZ10 | 2017 | Any | 0.744 | DEER2019 | 2019-01-01 |  | 2024-02-06 15:16 | Deemed Ex Ante Team |  | 2024-02-06 15:16 | Deemed Ex Ante Team
Rec | Com | For producing Old, Ex, Rec, and New BldgVint records while post-processing building energy simulations | EUD | CZ10 | 2020 | Any | 0.494 | DEER2023 | 2023-01-01 |  | 2024-02-06 15:16 | Deemed Ex Ante Team |  | 2024-02-06 15:16 | Deemed Ex Ante Team
Rec | Com | For producing Old, Ex, Rec, and New BldgVint records while post-processing building energy simulations | EUD | CZ11 | 2017 | Any | 0.175 | DEER2019 | 2019-01-01 |  | 2024-02-06 15:16 | Deemed Ex Ante Team |  | 2024-02-06 15:16 | Deemed Ex Ante Team
Rec | Com | For producing Old, Ex, Rec, and New BldgVint records while post-processing building energy simulations | EUD | CZ11 | 2020 | Any | 0.116 | DEER2023 | 2023-01-01 |  | 2024-02-06 15:16 | Deemed Ex Ante Team |  | 2024-02-06 15:16 | Deemed Ex Ante Team
Rec | Com | For producing Old, Ex, Rec, and New BldgVint records while post-processing building energy simulations | EUD | CZ12 | 2017 | Any | 0.239 | DEER2019 | 2019-01-01 |  | 2024-02-06 15:16 | Deemed Ex Ante Team |  | 2024-02-06 15:16 | Deemed Ex Ante Team
Rec | Com | For producing Old, Ex, Rec, and New BldgVint records while post-processing building energy simulations | EUD | CZ12 | 2020 | Any | 0.16 | DEER2023 | 2023-01-01 |  | 2024-02-06 15:16 | Deemed Ex Ante Team |  | 2024-02-06 15:16 | Deemed Ex Ante Team
Rec | Com | For producing Old, Ex, Rec, and New BldgVint records while post-processing building energy simulations | EUD | CZ13 | 2017 | Any | 0.432 | DEER2019 | 2019-01-01 |  | 2024-02-06 15:16 | Deemed Ex Ante Team |  | 2024-02-06 15:16 | Deemed Ex Ante Team
Rec | Com | For producing Old, Ex, Rec, and New BldgVint records while post-processing building energy simulations | EUD | CZ13 | 2020 | Any | 0.288 | DEER2023 | 2023-01-01 |  | 2024-02-06 15:16 | Deemed Ex Ante Team |  | 2024-02-06 15:16 | Deemed Ex Ante Team
Rec | Com | For producing Old, Ex, Rec, and New BldgVint records while post-processing building energy simulations | EUD | CZ14 | 2017 | Any | 0.215 | DEER2019 | 2019-01-01 |  | 2024-02-06 15:16 | Deemed Ex Ante Team |  | 2024-02-06 15:16 | Deemed Ex Ante Team
Rec | Com | For producing Old, Ex, Rec, and New BldgVint records while post-processing building energy simulations | EUD | CZ14 | 2020 | Any | 0.142 | DEER2023 | 2023-01-01 |  | 2024-02-06 15:16 | Deemed Ex Ante Team |  | 2024-02-06 15:16 | Deemed Ex Ante Team
Rec | Com | For producing Old, Ex, Rec, and New BldgVint records while post-processing building energy simulations | EUD | CZ15 | 2017 | Any | 0.184 | DEER2019 | 2019-01-01 |  | 2024-02-06 15:16 | Deemed Ex Ante Team |  | 2024-02-06 15:16 | Deemed Ex Ante Team
Rec | Com | For producing Old, Ex, Rec, and New BldgVint records while post-processing building energy simulations | EUD | CZ15 | 2020 | Any | 0.124 | DEER2023 | 2023-01-01 |  | 2024-02-06 15:16 | Deemed Ex Ante Team |  | 2024-02-06 15:16 | Deemed Ex Ante Team
Rec | Com | For producing Old, Ex, Rec, and New BldgVint records while post-processing building energy simulations | EUD | CZ16 | 2017 | Any | 0.42 | DEER2019 | 2019-01-01 |  | 2024-02-06 15:16 | Deemed Ex Ante Team |  | 2024-02-06 15:16 | Deemed Ex Ante Team
Rec | Com | For producing Old, Ex, Rec, and New BldgVint records while post-processing building energy simulations | EUD | CZ16 | 2020 | Any | 0.278 | DEER2023 | 2023-01-01 |  | 2024-02-06 15:16 | Deemed Ex Ante Team |  | 2024-02-06 15:16 | Deemed Ex Ante Team
Rec | Com | For producing Old, Ex, Rec, and New BldgVint records while post-processing building energy simulations | EUn | CZ01 | 2017 | Any | 0.024 | DEER2019 | 2019-01-01 |  | 2024-02-06 15:16 | Deemed Ex Ante Team |  | 2024-02-06 15:16 | Deemed Ex Ante Team
Rec | Com | For producing Old, Ex, Rec, and New BldgVint records while post-processing building energy simulations | EUn | CZ01 | 2020 | Any | 0.016 | DEER2023 | 2023-01-01 |  | 2024-02-06 15:16 | Deemed Ex Ante Team |  | 2024-02-06 15:16 | Deemed Ex Ante Team
Rec | Com | For producing Old, Ex, Rec, and New BldgVint records while post-processing building energy simulations | EUn | CZ02 | 2017 | Any | 0.113 | DEER2019 | 2019-01-01 |  | 2024-02-06 15:16 | Deemed Ex Ante Team |  | 2024-02-06 15:16 | Deemed Ex Ante Team
Rec | Com | For producing Old, Ex, Rec, and New BldgVint records while post-processing building energy simulations | EUn | CZ02 | 2020 | Any | 0.076 | DEER2023 | 2023-01-01 |  | 2024-02-06 15:16 | Deemed Ex Ante Team |  | 2024-02-06 15:16 | Deemed Ex Ante Team
Rec | Com | For producing Old, Ex, Rec, and New BldgVint records while post-processing building energy simulations | EUn | CZ03 | 2017 | Any | 0.43 | DEER2019 | 2019-01-01 |  | 2024-02-06 15:16 | Deemed Ex Ante Team |  | 2024-02-06 15:16 | Deemed Ex Ante Team
Rec | Com | For producing Old, Ex, Rec, and New BldgVint records while post-processing building energy simulations | EUn | CZ03 | 2020 | Any | 0.286 | DEER2023 | 2023-01-01 |  | 2024-02-06 15:16 | Deemed Ex Ante Team |  | 2024-02-06 15:16 | Deemed Ex Ante Team
Rec | Com | For producing Old, Ex, Rec, and New BldgVint records while post-processing building energy simulations | EUn | CZ04 | 2017 | Any | 0.152 | DEER2019 | 2019-01-01 |  | 2024-02-06 15:16 | Deemed Ex Ante Team |  | 2024-02-06 15:16 | Deemed Ex Ante Team
Rec | Com | For producing Old, Ex, Rec, and New BldgVint records while post-processing building energy simulations | EUn | CZ04 | 2020 | Any | 0.102 | DEER2023 | 2023-01-01 |  | 2024-02-06 15:16 | Deemed Ex Ante Team |  | 2024-02-06 15:16 | Deemed Ex Ante Team
Rec | Com | For producing Old, Ex, Rec, and New BldgVint records while post-processing building energy simulations | EUn | CZ05 | 2017 | Any | 0.117 | DEER2019 | 2019-01-01 |  | 2024-02-06 15:16 | Deemed Ex Ante Team |  | 2024-02-06 15:16 | Deemed Ex Ante Team
Rec | Com | For producing Old, Ex, Rec, and New BldgVint records while post-processing building energy simulations | EUn | CZ05 | 2020 | Any | 0.08 | DEER2023 | 2023-01-01 |  | 2024-02-06 15:16 | Deemed Ex Ante Team |  | 2024-02-06 15:16 | Deemed Ex Ante Team
Rec | Com | For producing Old, Ex, Rec, and New BldgVint records while post-processing building energy simulations | EUn | CZ06 | 2017 | Any | 0.682 | DEER2019 | 2019-01-01 |  | 2024-02-06 15:16 | Deemed Ex Ante Team |  | 2024-02-06 15:16 | Deemed Ex Ante Team
Rec | Com | For producing Old, Ex, Rec, and New BldgVint records while post-processing building energy simulations | EUn | CZ06 | 2020 | Any | 0.456 | DEER2023 | 2023-01-01 |  | 2024-02-06 15:16 | Deemed Ex Ante Team |  | 2024-02-06 15:16 | Deemed Ex Ante Team
Rec | Com | For producing Old, Ex, Rec, and New BldgVint records while post-processing building energy simulations | EUn | CZ07 | 2017 | Any | 0.355 | DEER2019 | 2019-01-01 |  | 2024-02-06 15:16 | Deemed Ex Ante Team |  | 2024-02-06 15:16 | Deemed Ex Ante Team
Rec | Com | For producing Old, Ex, Rec, and New BldgVint records while post-processing building energy simulations | EUn | CZ07 | 2020 | Any | 0.236 | DEER2023 | 2023-01-01 |  | 2024-02-06 15:16 | Deemed Ex Ante Team |  | 2024-02-06 15:16 | Deemed Ex Ante Team
Rec | Com | For producing Old, Ex, Rec, and New BldgVint records while post-processing building energy simulations | EUn | CZ08 | 2017 | Any | 1.092 | DEER2019 | 2019-01-01 |  | 2024-02-06 15:16 | Deemed Ex Ante Team |  | 2024-02-06 15:16 | Deemed Ex Ante Team
Rec | Com | For producing Old, Ex, Rec, and New BldgVint records while post-processing building energy simulations | EUn | CZ08 | 2020 | Any | 0.726 | DEER2023 | 2023-01-01 |  | 2024-02-06 15:16 | Deemed Ex Ante Team |  | 2024-02-06 15:16 | Deemed Ex Ante Team
Rec | Com | For producing Old, Ex, Rec, and New BldgVint records while post-processing building energy simulations | EUn | CZ09 | 2017 | Any | 0.488 | DEER2019 | 2019-01-01 |  | 2024-02-06 15:16 | Deemed Ex Ante Team |  | 2024-02-06 15:16 | Deemed Ex Ante Team
Rec | Com | For producing Old, Ex, Rec, and New BldgVint records while post-processing building energy simulations | EUn | CZ09 | 2020 | Any | 0.326 | DEER2023 | 2023-01-01 |  | 2024-02-06 15:16 | Deemed Ex Ante Team |  | 2024-02-06 15:16 | Deemed Ex Ante Team
Rec | Com | For producing Old, Ex, Rec, and New BldgVint records while post-processing building energy simulations | EUn | CZ10 | 2017 | Any | 0.744 | DEER2019 | 2019-01-01 |  | 2024-02-06 15:16 | Deemed Ex Ante Team |  | 2024-02-06 15:16 | Deemed Ex Ante Team
Rec | Com | For producing Old, Ex, Rec, and New BldgVint records while post-processing building energy simulations | EUn | CZ10 | 2020 | Any | 0.494 | DEER2023 | 2023-01-01 |  | 2024-02-06 15:16 | Deemed Ex Ante Team |  | 2024-02-06 15:16 | Deemed Ex Ante Team
Rec | Com | For producing Old, Ex, Rec, and New BldgVint records while post-processing building energy simulations | EUn | CZ11 | 2017 | Any | 0.175 | DEER2019 | 2019-01-01 |  | 2024-02-06 15:16 | Deemed Ex Ante Team |  | 2024-02-06 15:16 | Deemed Ex Ante Team
Rec | Com | For producing Old, Ex, Rec, and New BldgVint records while post-processing building energy simulations | EUn | CZ11 | 2020 | Any | 0.116 | DEER2023 | 2023-01-01 |  | 2024-02-06 15:16 | Deemed Ex Ante Team |  | 2024-02-06 15:16 | Deemed Ex Ante Team
Rec | Com | For producing Old, Ex, Rec, and New BldgVint records while post-processing building energy simulations | EUn | CZ12 | 2017 | Any | 0.239 | DEER2019 | 2019-01-01 |  | 2024-02-06 15:16 | Deemed Ex Ante Team |  | 2024-02-06 15:16 | Deemed Ex Ante Team
Rec | Com | For producing Old, Ex, Rec, and New BldgVint records while post-processing building energy simulations | EUn | CZ12 | 2020 | Any | 0.16 | DEER2023 | 2023-01-01 |  | 2024-02-06 15:16 | Deemed Ex Ante Team |  | 2024-02-06 15:16 | Deemed Ex Ante Team
Rec | Com | For producing Old, Ex, Rec, and New BldgVint records while post-processing building energy simulations | EUn | CZ13 | 2017 | Any | 0.432 | DEER2019 | 2019-01-01 |  | 2024-02-06 15:16 | Deemed Ex Ante Team |  | 2024-02-06 15:16 | Deemed Ex Ante Team
Rec | Com | For producing Old, Ex, Rec, and New BldgVint records while post-processing building energy simulations | EUn | CZ13 | 2020 | Any | 0.288 | DEER2023 | 2023-01-01 |  | 2024-02-06 15:16 | Deemed Ex Ante Team |  | 2024-02-06 15:16 | Deemed Ex Ante Team
Rec | Com | For producing Old, Ex, Rec, and New BldgVint records while post-processing building energy simulations | EUn | CZ14 | 2017 | Any | 0.215 | DEER2019 | 2019-01-01 |  | 2024-02-06 15:16 | Deemed Ex Ante Team |  | 2024-02-06 15:16 | Deemed Ex Ante Team
Rec | Com | For producing Old, Ex, Rec, and New BldgVint records while post-processing building energy simulations | EUn | CZ14 | 2020 | Any | 0.142 | DEER2023 | 2023-01-01 |  | 2024-02-06 15:16 | Deemed Ex Ante Team |  | 2024-02-06 15:16 | Deemed Ex Ante Team
Rec | Com | For producing Old, Ex, Rec, and New BldgVint records while post-processing building energy simulations | EUn | CZ15 | 2017 | Any | 0.184 | DEER2019 | 2019-01-01 |  | 2024-02-06 15:16 | Deemed Ex Ante Team |  | 2024-02-06 15:16 | Deemed Ex Ante Team
Rec | Com | For producing Old, Ex, Rec, and New BldgVint records while post-processing building energy simulations | EUn | CZ15 | 2020 | Any | 0.124 | DEER2023 | 2023-01-01 |  | 2024-02-06 15:16 | Deemed Ex Ante Team |  | 2024-02-06 15:16 | Deemed Ex Ante Team
Rec | Com | For producing Old, Ex, Rec, and New BldgVint records while post-processing building energy simulations | EUn | CZ16 | 2017 | Any | 0.42 | DEER2019 | 2019-01-01 |  | 2024-02-06 15:16 | Deemed Ex Ante Team |  | 2024-02-06 15:16 | Deemed Ex Ante Team
Rec | Com | For producing Old, Ex, Rec, and New BldgVint records while post-processing building energy simulations | EUn | CZ16 | 2020 | Any | 0.278 | DEER2023 | 2023-01-01 |  | 2024-02-06 15:16 | Deemed Ex Ante Team |  | 2024-02-06 15:16 | Deemed Ex Ante Team
Rec | Com | For producing Old, Ex, Rec, and New BldgVint records while post-processing building energy simulations | Gro | CZ01 | 2017 | Any | 0.026 | DEER2019 | 2019-01-01 |  | 2024-02-06 15:16 | Deemed Ex Ante Team |  | 2024-02-06 15:16 | Deemed Ex Ante Team
Rec | Com | For producing Old, Ex, Rec, and New BldgVint records while post-processing building energy simulations | Gro | CZ01 | 2020 | Any | 0.018 | DEER2023 | 2023-01-01 |  | 2024-02-06 15:16 | Deemed Ex Ante Team |  | 2024-02-06 15:16 | Deemed Ex Ante Team
Rec | Com | For producing Old, Ex, Rec, and New BldgVint records while post-processing building energy simulations | Gro | CZ02 | 2017 | Any | 0.204 | DEER2019 | 2019-01-01 |  | 2024-02-06 15:16 | Deemed Ex Ante Team |  | 2024-02-06 15:16 | Deemed Ex Ante Team
Rec | Com | For producing Old, Ex, Rec, and New BldgVint records while post-processing building energy simulations | Gro | CZ02 | 2020 | Any | 0.136 | DEER2023 | 2023-01-01 |  | 2024-02-06 15:16 | Deemed Ex Ante Team |  | 2024-02-06 15:16 | Deemed Ex Ante Team
Rec | Com | For producing Old, Ex, Rec, and New BldgVint records while post-processing building energy simulations | Gro | CZ03 | 2017 | Any | 0.655 | DEER2019 | 2019-01-01 |  | 2024-02-06 15:16 | Deemed Ex Ante Team |  | 2024-02-06 15:16 | Deemed Ex Ante Team
Rec | Com | For producing Old, Ex, Rec, and New BldgVint records while post-processing building energy simulations | Gro | CZ03 | 2020 | Any | 0.436 | DEER2023 | 2023-01-01 |  | 2024-02-06 15:16 | Deemed Ex Ante Team |  | 2024-02-06 15:16 | Deemed Ex Ante Team
Rec | Com | For producing Old, Ex, Rec, and New BldgVint records while post-processing building energy simulations | Gro | CZ04 | 2017 | Any | 0.329 | DEER2019 | 2019-01-01 |  | 2024-02-06 15:16 | Deemed Ex Ante Team |  | 2024-02-06 15:16 | Deemed Ex Ante Team
Rec | Com | For producing Old, Ex, Rec, and New BldgVint records while post-processing building energy simulations | Gro | CZ04 | 2020 | Any | 0.22 | DEER2023 | 2023-01-01 |  | 2024-02-06 15:16 | Deemed Ex Ante Team |  | 2024-02-06 15:16 | Deemed Ex Ante Team
Rec | Com | For producing Old, Ex, Rec, and New BldgVint records while post-processing building energy simulations | Gro | CZ05 | 2017 | Any | 0.105 | DEER2019 | 2019-01-01 |  | 2024-02-06 15:16 | Deemed Ex Ante Team |  | 2024-02-06 15:16 | Deemed Ex Ante Team
Rec | Com | For producing Old, Ex, Rec, and New BldgVint records while post-processing building energy simulations | Gro | CZ05 | 2020 | Any | 0.07 | DEER2023 | 2023-01-01 |  | 2024-02-06 15:16 | Deemed Ex Ante Team |  | 2024-02-06 15:16 | Deemed Ex Ante Team
Rec | Com | For producing Old, Ex, Rec, and New BldgVint records while post-processing building energy simulations | Gro | CZ06 | 2017 | Any | 1.673 | DEER2019 | 2019-01-01 |  | 2024-02-06 15:16 | Deemed Ex Ante Team |  | 2024-02-06 15:16 | Deemed Ex Ante Team
Rec | Com | For producing Old, Ex, Rec, and New BldgVint records while post-processing building energy simulations | Gro | CZ06 | 2020 | Any | 1.116 | DEER2023 | 2023-01-01 |  | 2024-02-06 15:16 | Deemed Ex Ante Team |  | 2024-02-06 15:16 | Deemed Ex Ante Team
Rec | Com | For producing Old, Ex, Rec, and New BldgVint records while post-processing building energy simulations | Gro | CZ07 | 2017 | Any | 0.865 | DEER2019 | 2019-01-01 |  | 2024-02-06 15:16 | Deemed Ex Ante Team |  | 2024-02-06 15:16 | Deemed Ex Ante Team
Rec | Com | For producing Old, Ex, Rec, and New BldgVint records while post-processing building energy simulations | Gro | CZ07 | 2020 | Any | 0.576 | DEER2023 | 2023-01-01 |  | 2024-02-06 15:16 | Deemed Ex Ante Team |  | 2024-02-06 15:16 | Deemed Ex Ante Team
Rec | Com | For producing Old, Ex, Rec, and New BldgVint records while post-processing building energy simulations | Gro | CZ08 | 2017 | Any | 2.429 | DEER2019 | 2019-01-01 |  | 2024-02-06 15:16 | Deemed Ex Ante Team |  | 2024-02-06 15:16 | Deemed Ex Ante Team
Rec | Com | For producing Old, Ex, Rec, and New BldgVint records while post-processing building energy simulations | Gro | CZ08 | 2020 | Any | 1.618 | DEER2023 | 2023-01-01 |  | 2024-02-06 15:16 | Deemed Ex Ante Team |  | 2024-02-06 15:16 | Deemed Ex Ante Team
Rec | Com | For producing Old, Ex, Rec, and New BldgVint records while post-processing building energy simulations | Gro | CZ09 | 2017 | Any | 1.769 | DEER2019 | 2019-01-01 |  | 2024-02-06 15:16 | Deemed Ex Ante Team |  | 2024-02-06 15:16 | Deemed Ex Ante Team
Rec | Com | For producing Old, Ex, Rec, and New BldgVint records while post-processing building energy simulations | Gro | CZ09 | 2020 | Any | 1.18 | DEER2023 | 2023-01-01 |  | 2024-02-06 15:16 | Deemed Ex Ante Team |  | 2024-02-06 15:16 | Deemed Ex Ante Team
Rec | Com | For producing Old, Ex, Rec, and New BldgVint records while post-processing building energy simulations | Gro | CZ10 | 2017 | Any | 3.368 | DEER2019 | 2019-01-01 |  | 2024-02-06 15:16 | Deemed Ex Ante Team |  | 2024-02-06 15:16 | Deemed Ex Ante Team
Rec | Com | For producing Old, Ex, Rec, and New BldgVint records while post-processing building energy simulations | Gro | CZ10 | 2020 | Any | 2.244 | DEER2023 | 2023-01-01 |  | 2024-02-06 15:16 | Deemed Ex Ante Team |  | 2024-02-06 15:16 | Deemed Ex Ante Team
Rec | Com | For producing Old, Ex, Rec, and New BldgVint records while post-processing building energy simulations | Gro | CZ11 | 2017 | Any | 0.286 | DEER2019 | 2019-01-01 |  | 2024-02-06 15:16 | Deemed Ex Ante Team |  | 2024-02-06 15:16 | Deemed Ex Ante Team
Rec | Com | For producing Old, Ex, Rec, and New BldgVint records while post-processing building energy simulations | Gro | CZ11 | 2020 | Any | 0.19 | DEER2023 | 2023-01-01 |  | 2024-02-06 15:16 | Deemed Ex Ante Team |  | 2024-02-06 15:16 | Deemed Ex Ante Team
Rec | Com | For producing Old, Ex, Rec, and New BldgVint records while post-processing building energy simulations | Gro | CZ12 | 2017 | Any | 0.813 | DEER2019 | 2019-01-01 |  | 2024-02-06 15:16 | Deemed Ex Ante Team |  | 2024-02-06 15:16 | Deemed Ex Ante Team
Rec | Com | For producing Old, Ex, Rec, and New BldgVint records while post-processing building energy simulations | Gro | CZ12 | 2020 | Any | 0.542 | DEER2023 | 2023-01-01 |  | 2024-02-06 15:16 | Deemed Ex Ante Team |  | 2024-02-06 15:16 | Deemed Ex Ante Team
Rec | Com | For producing Old, Ex, Rec, and New BldgVint records while post-processing building energy simulations | Gro | CZ13 | 2017 | Any | 1.031 | DEER2019 | 2019-01-01 |  | 2024-02-06 15:16 | Deemed Ex Ante Team |  | 2024-02-06 15:16 | Deemed Ex Ante Team
Rec | Com | For producing Old, Ex, Rec, and New BldgVint records while post-processing building energy simulations | Gro | CZ13 | 2020 | Any | 0.69 | DEER2023 | 2023-01-01 |  | 2024-02-06 15:16 | Deemed Ex Ante Team |  | 2024-02-06 15:16 | Deemed Ex Ante Team
Rec | Com | For producing Old, Ex, Rec, and New BldgVint records while post-processing building energy simulations | Gro | CZ14 | 2017 | Any | 0.667 | DEER2019 | 2019-01-01 |  | 2024-02-06 15:16 | Deemed Ex Ante Team |  | 2024-02-06 15:16 | Deemed Ex Ante Team
Rec | Com | For producing Old, Ex, Rec, and New BldgVint records while post-processing building energy simulations | Gro | CZ14 | 2020 | Any | 0.444 | DEER2023 | 2023-01-01 |  | 2024-02-06 15:16 | Deemed Ex Ante Team |  | 2024-02-06 15:16 | Deemed Ex Ante Team
Rec | Com | For producing Old, Ex, Rec, and New BldgVint records while post-processing building energy simulations | Gro | CZ15 | 2017 | Any | 0.424 | DEER2019 | 2019-01-01 |  | 2024-02-06 15:16 | Deemed Ex Ante Team |  | 2024-02-06 15:16 | Deemed Ex Ante Team
Rec | Com | For producing Old, Ex, Rec, and New BldgVint records while post-processing building energy simulations | Gro | CZ15 | 2020 | Any | 0.282 | DEER2023 | 2023-01-01 |  | 2024-02-06 15:16 | Deemed Ex Ante Team |  | 2024-02-06 15:16 | Deemed Ex Ante Team
Rec | Com | For producing Old, Ex, Rec, and New BldgVint records while post-processing building energy simulations | Gro | CZ16 | 2017 | Any | 0.305 | DEER2019 | 2019-01-01 |  | 2024-02-06 15:16 | Deemed Ex Ante Team |  | 2024-02-06 15:16 | Deemed Ex Ante Team
Rec | Com | For producing Old, Ex, Rec, and New BldgVint records while post-processing building energy simulations | Gro | CZ16 | 2020 | Any | 0.204 | DEER2023 | 2023-01-01 |  | 2024-02-06 15:16 | Deemed Ex Ante Team |  | 2024-02-06 15:16 | Deemed Ex Ante Team
Rec | Com | For producing Old, Ex, Rec, and New BldgVint records while post-processing building energy simulations | HGR | CZ01 | 2017 | Any | 0.029 | DEER2019 | 2019-01-01 |  | 2024-02-06 15:16 | Deemed Ex Ante Team |  | 2024-02-06 15:16 | Deemed Ex Ante Team
Rec | Com | For producing Old, Ex, Rec, and New BldgVint records while post-processing building energy simulations | HGR | CZ01 | 2020 | Any | 0.02 | DEER2023 | 2023-01-01 |  | 2024-02-06 15:16 | Deemed Ex Ante Team |  | 2024-02-06 15:16 | Deemed Ex Ante Team
Rec | Com | For producing Old, Ex, Rec, and New BldgVint records while post-processing building energy simulations | HGR | CZ02 | 2017 | Any | 0.126 | DEER2019 | 2019-01-01 |  | 2024-02-06 15:16 | Deemed Ex Ante Team |  | 2024-02-06 15:16 | Deemed Ex Ante Team
Rec | Com | For producing Old, Ex, Rec, and New BldgVint records while post-processing building energy simulations | HGR | CZ02 | 2020 | Any | 0.084 | DEER2023 | 2023-01-01 |  | 2024-02-06 15:16 | Deemed Ex Ante Team |  | 2024-02-06 15:16 | Deemed Ex Ante Team
Rec | Com | For producing Old, Ex, Rec, and New BldgVint records while post-processing building energy simulations | HGR | CZ03 | 2017 | Any | 0.376 | DEER2019 | 2019-01-01 |  | 2024-02-06 15:16 | Deemed Ex Ante Team |  | 2024-02-06 15:16 | Deemed Ex Ante Team
Rec | Com | For producing Old, Ex, Rec, and New BldgVint records while post-processing building energy simulations | HGR | CZ03 | 2020 | Any | 0.25 | DEER2023 | 2023-01-01 |  | 2024-02-06 15:16 | Deemed Ex Ante Team |  | 2024-02-06 15:16 | Deemed Ex Ante Team
Rec | Com | For producing Old, Ex, Rec, and New BldgVint records while post-processing building energy simulations | HGR | CZ04 | 2017 | Any | 0.279 | DEER2019 | 2019-01-01 |  | 2024-02-06 15:16 | Deemed Ex Ante Team |  | 2024-02-06 15:16 | Deemed Ex Ante Team
Rec | Com | For producing Old, Ex, Rec, and New BldgVint records while post-processing building energy simulations | HGR | CZ04 | 2020 | Any | 0.186 | DEER2023 | 2023-01-01 |  | 2024-02-06 15:16 | Deemed Ex Ante Team |  | 2024-02-06 15:16 | Deemed Ex Ante Team
Rec | Com | For producing Old, Ex, Rec, and New BldgVint records while post-processing building energy simulations | HGR | CZ05 | 2017 | Any | 0.123 | DEER2019 | 2019-01-01 |  | 2024-02-06 15:16 | Deemed Ex Ante Team |  | 2024-02-06 15:16 | Deemed Ex Ante Team
Rec | Com | For producing Old, Ex, Rec, and New BldgVint records while post-processing building energy simulations | HGR | CZ05 | 2020 | Any | 0.082 | DEER2023 | 2023-01-01 |  | 2024-02-06 15:16 | Deemed Ex Ante Team |  | 2024-02-06 15:16 | Deemed Ex Ante Team
Rec | Com | For producing Old, Ex, Rec, and New BldgVint records while post-processing building energy simulations | HGR | CZ06 | 2017 | Any | 0.839 | DEER2019 | 2019-01-01 |  | 2024-02-06 15:16 | Deemed Ex Ante Team |  | 2024-02-06 15:16 | Deemed Ex Ante Team
Rec | Com | For producing Old, Ex, Rec, and New BldgVint records while post-processing building energy simulations | HGR | CZ06 | 2020 | Any | 0.56 | DEER2023 | 2023-01-01 |  | 2024-02-06 15:16 | Deemed Ex Ante Team |  | 2024-02-06 15:16 | Deemed Ex Ante Team
Rec | Com | For producing Old, Ex, Rec, and New BldgVint records while post-processing building energy simulations | HGR | CZ07 | 2017 | Any | 0.969 | DEER2019 | 2019-01-01 |  | 2024-02-06 15:16 | Deemed Ex Ante Team |  | 2024-02-06 15:16 | Deemed Ex Ante Team
Rec | Com | For producing Old, Ex, Rec, and New BldgVint records while post-processing building energy simulations | HGR | CZ07 | 2020 | Any | 0.646 | DEER2023 | 2023-01-01 |  | 2024-02-06 15:16 | Deemed Ex Ante Team |  | 2024-02-06 15:16 | Deemed Ex Ante Team
Rec | Com | For producing Old, Ex, Rec, and New BldgVint records while post-processing building energy simulations | HGR | CZ08 | 2017 | Any | 0.586 | DEER2019 | 2019-01-01 |  | 2024-02-06 15:16 | Deemed Ex Ante Team |  | 2024-02-06 15:16 | Deemed Ex Ante Team
Rec | Com | For producing Old, Ex, Rec, and New BldgVint records while post-processing building energy simulations | HGR | CZ08 | 2020 | Any | 0.39 | DEER2023 | 2023-01-01 |  | 2024-02-06 15:16 | Deemed Ex Ante Team |  | 2024-02-06 15:16 | Deemed Ex Ante Team
Rec | Com | For producing Old, Ex, Rec, and New BldgVint records while post-processing building energy simulations | HGR | CZ09 | 2017 | Any | 0.872 | DEER2019 | 2019-01-01 |  | 2024-02-06 15:16 | Deemed Ex Ante Team |  | 2024-02-06 15:16 | Deemed Ex Ante Team
Rec | Com | For producing Old, Ex, Rec, and New BldgVint records while post-processing building energy simulations | HGR | CZ09 | 2020 | Any | 0.58 | DEER2023 | 2023-01-01 |  | 2024-02-06 15:16 | Deemed Ex Ante Team |  | 2024-02-06 15:16 | Deemed Ex Ante Team
Rec | Com | For producing Old, Ex, Rec, and New BldgVint records while post-processing building energy simulations | HGR | CZ10 | 2017 | Any | 0.432 | DEER2019 | 2019-01-01 |  | 2024-02-06 15:16 | Deemed Ex Ante Team |  | 2024-02-06 15:16 | Deemed Ex Ante Team
Rec | Com | For producing Old, Ex, Rec, and New BldgVint records while post-processing building energy simulations | HGR | CZ10 | 2020 | Any | 0.29 | DEER2023 | 2023-01-01 |  | 2024-02-06 15:16 | Deemed Ex Ante Team |  | 2024-02-06 15:16 | Deemed Ex Ante Team
Rec | Com | For producing Old, Ex, Rec, and New BldgVint records while post-processing building energy simulations | HGR | CZ11 | 2017 | Any | 0.082 | DEER2019 | 2019-01-01 |  | 2024-02-06 15:16 | Deemed Ex Ante Team |  | 2024-02-06 15:16 | Deemed Ex Ante Team
Rec | Com | For producing Old, Ex, Rec, and New BldgVint records while post-processing building energy simulations | HGR | CZ11 | 2020 | Any | 0.054 | DEER2023 | 2023-01-01 |  | 2024-02-06 15:16 | Deemed Ex Ante Team |  | 2024-02-06 15:16 | Deemed Ex Ante Team
Rec | Com | For producing Old, Ex, Rec, and New BldgVint records while post-processing building energy simulations | HGR | CZ12 | 2017 | Any | 0.316 | DEER2019 | 2019-01-01 |  | 2024-02-06 15:16 | Deemed Ex Ante Team |  | 2024-02-06 15:16 | Deemed Ex Ante Team
Rec | Com | For producing Old, Ex, Rec, and New BldgVint records while post-processing building energy simulations | HGR | CZ12 | 2020 | Any | 0.21 | DEER2023 | 2023-01-01 |  | 2024-02-06 15:16 | Deemed Ex Ante Team |  | 2024-02-06 15:16 | Deemed Ex Ante Team
Rec | Com | For producing Old, Ex, Rec, and New BldgVint records while post-processing building energy simulations | HGR | CZ13 | 2017 | Any | 0.217 | DEER2019 | 2019-01-01 |  | 2024-02-06 15:16 | Deemed Ex Ante Team |  | 2024-02-06 15:16 | Deemed Ex Ante Team
Rec | Com | For producing Old, Ex, Rec, and New BldgVint records while post-processing building energy simulations | HGR | CZ13 | 2020 | Any | 0.148 | DEER2023 | 2023-01-01 |  | 2024-02-06 15:16 | Deemed Ex Ante Team |  | 2024-02-06 15:16 | Deemed Ex Ante Team
Rec | Com | For producing Old, Ex, Rec, and New BldgVint records while post-processing building energy simulations | HGR | CZ14 | 2017 | Any | 0.157 | DEER2019 | 2019-01-01 |  | 2024-02-06 15:16 | Deemed Ex Ante Team |  | 2024-02-06 15:16 | Deemed Ex Ante Team
Rec | Com | For producing Old, Ex, Rec, and New BldgVint records while post-processing building energy simulations | HGR | CZ14 | 2020 | Any | 0.104 | DEER2023 | 2023-01-01 |  | 2024-02-06 15:16 | Deemed Ex Ante Team |  | 2024-02-06 15:16 | Deemed Ex Ante Team
Rec | Com | For producing Old, Ex, Rec, and New BldgVint records while post-processing building energy simulations | HGR | CZ15 | 2017 | Any | 0.837 | DEER2019 | 2019-01-01 |  | 2024-02-06 15:16 | Deemed Ex Ante Team |  | 2024-02-06 15:16 | Deemed Ex Ante Team
Rec | Com | For producing Old, Ex, Rec, and New BldgVint records while post-processing building energy simulations | HGR | CZ15 | 2020 | Any | 0.556 | DEER2023 | 2023-01-01 |  | 2024-02-06 15:16 | Deemed Ex Ante Team |  | 2024-02-06 15:16 | Deemed Ex Ante Team
Rec | Com | For producing Old, Ex, Rec, and New BldgVint records while post-processing building energy simulations | HGR | CZ16 | 2017 | Any | 0.207 | DEER2019 | 2019-01-01 |  | 2024-02-06 15:16 | Deemed Ex Ante Team |  | 2024-02-06 15:16 | Deemed Ex Ante Team
Rec | Com | For producing Old, Ex, Rec, and New BldgVint records while post-processing building energy simulations | HGR | CZ16 | 2020 | Any | 0.138 | DEER2023 | 2023-01-01 |  | 2024-02-06 15:16 | Deemed Ex Ante Team |  | 2024-02-06 15:16 | Deemed Ex Ante Team
Rec | Com | For producing Old, Ex, Rec, and New BldgVint records while post-processing building energy simulations | Hsp | CZ01 | 2017 | Any | 0.017 | DEER2019 | 2019-01-01 |  | 2024-02-06 15:16 | Deemed Ex Ante Team |  | 2024-02-06 15:16 | Deemed Ex Ante Team
Rec | Com | For producing Old, Ex, Rec, and New BldgVint records while post-processing building energy simulations | Hsp | CZ01 | 2020 | Any | 0.012 | DEER2023 | 2023-01-01 |  | 2024-02-06 15:16 | Deemed Ex Ante Team |  | 2024-02-06 15:16 | Deemed Ex Ante Team
Rec | Com | For producing Old, Ex, Rec, and New BldgVint records while post-processing building energy simulations | Hsp | CZ02 | 2017 | Any | 0.16 | DEER2019 | 2019-01-01 |  | 2024-02-06 15:16 | Deemed Ex Ante Team |  | 2024-02-06 15:16 | Deemed Ex Ante Team
Rec | Com | For producing Old, Ex, Rec, and New BldgVint records while post-processing building energy simulations | Hsp | CZ02 | 2020 | Any | 0.106 | DEER2023 | 2023-01-01 |  | 2024-02-06 15:16 | Deemed Ex Ante Team |  | 2024-02-06 15:16 | Deemed Ex Ante Team
Rec | Com | For producing Old, Ex, Rec, and New BldgVint records while post-processing building energy simulations | Hsp | CZ03 | 2017 | Any | 0.437 | DEER2019 | 2019-01-01 |  | 2024-02-06 15:16 | Deemed Ex Ante Team |  | 2024-02-06 15:16 | Deemed Ex Ante Team
Rec | Com | For producing Old, Ex, Rec, and New BldgVint records while post-processing building energy simulations | Hsp | CZ03 | 2020 | Any | 0.292 | DEER2023 | 2023-01-01 |  | 2024-02-06 15:16 | Deemed Ex Ante Team |  | 2024-02-06 15:16 | Deemed Ex Ante Team
Rec | Com | For producing Old, Ex, Rec, and New BldgVint records while post-processing building energy simulations | Hsp | CZ04 | 2017 | Any | 0.223 | DEER2019 | 2019-01-01 |  | 2024-02-06 15:16 | Deemed Ex Ante Team |  | 2024-02-06 15:16 | Deemed Ex Ante Team
Rec | Com | For producing Old, Ex, Rec, and New BldgVint records while post-processing building energy simulations | Hsp | CZ04 | 2020 | Any | 0.15 | DEER2023 | 2023-01-01 |  | 2024-02-06 15:16 | Deemed Ex Ante Team |  | 2024-02-06 15:16 | Deemed Ex Ante Team
Rec | Com | For producing Old, Ex, Rec, and New BldgVint records while post-processing building energy simulations | Hsp | CZ05 | 2017 | Any | 0.072 | DEER2019 | 2019-01-01 |  | 2024-02-06 15:16 | Deemed Ex Ante Team |  | 2024-02-06 15:16 | Deemed Ex Ante Team
Rec | Com | For producing Old, Ex, Rec, and New BldgVint records while post-processing building energy simulations | Hsp | CZ05 | 2020 | Any | 0.046 | DEER2023 | 2023-01-01 |  | 2024-02-06 15:16 | Deemed Ex Ante Team |  | 2024-02-06 15:16 | Deemed Ex Ante Team
Rec | Com | For producing Old, Ex, Rec, and New BldgVint records while post-processing building energy simulations | Hsp | CZ06 | 2017 | Any | 0.641 | DEER2019 | 2019-01-01 |  | 2024-02-06 15:16 | Deemed Ex Ante Team |  | 2024-02-06 15:16 | Deemed Ex Ante Team
Rec | Com | For producing Old, Ex, Rec, and New BldgVint records while post-processing building energy simulations | Hsp | CZ06 | 2020 | Any | 0.428 | DEER2023 | 2023-01-01 |  | 2024-02-06 15:16 | Deemed Ex Ante Team |  | 2024-02-06 15:16 | Deemed Ex Ante Team
Rec | Com | For producing Old, Ex, Rec, and New BldgVint records while post-processing building energy simulations | Hsp | CZ07 | 2017 | Any | 0.25 | DEER2019 | 2019-01-01 |  | 2024-02-06 15:16 | Deemed Ex Ante Team |  | 2024-02-06 15:16 | Deemed Ex Ante Team
Rec | Com | For producing Old, Ex, Rec, and New BldgVint records while post-processing building energy simulations | Hsp | CZ07 | 2020 | Any | 0.166 | DEER2023 | 2023-01-01 |  | 2024-02-06 15:16 | Deemed Ex Ante Team |  | 2024-02-06 15:16 | Deemed Ex Ante Team
Rec | Com | For producing Old, Ex, Rec, and New BldgVint records while post-processing building energy simulations | Hsp | CZ08 | 2017 | Any | 0.742 | DEER2019 | 2019-01-01 |  | 2024-02-06 15:16 | Deemed Ex Ante Team |  | 2024-02-06 15:16 | Deemed Ex Ante Team
Rec | Com | For producing Old, Ex, Rec, and New BldgVint records while post-processing building energy simulations | Hsp | CZ08 | 2020 | Any | 0.494 | DEER2023 | 2023-01-01 |  | 2024-02-06 15:16 | Deemed Ex Ante Team |  | 2024-02-06 15:16 | Deemed Ex Ante Team
Rec | Com | For producing Old, Ex, Rec, and New BldgVint records while post-processing building energy simulations | Hsp | CZ09 | 2017 | Any | 0.762 | DEER2019 | 2019-01-01 |  | 2024-02-06 15:16 | Deemed Ex Ante Team |  | 2024-02-06 15:16 | Deemed Ex Ante Team
Rec | Com | For producing Old, Ex, Rec, and New BldgVint records while post-processing building energy simulations | Hsp | CZ09 | 2020 | Any | 0.51 | DEER2023 | 2023-01-01 |  | 2024-02-06 15:16 | Deemed Ex Ante Team |  | 2024-02-06 15:16 | Deemed Ex Ante Team
Rec | Com | For producing Old, Ex, Rec, and New BldgVint records while post-processing building energy simulations | Hsp | CZ10 | 2017 | Any | 0.739 | DEER2019 | 2019-01-01 |  | 2024-02-06 15:16 | Deemed Ex Ante Team |  | 2024-02-06 15:16 | Deemed Ex Ante Team
Rec | Com | For producing Old, Ex, Rec, and New BldgVint records while post-processing building energy simulations | Hsp | CZ10 | 2020 | Any | 0.494 | DEER2023 | 2023-01-01 |  | 2024-02-06 15:16 | Deemed Ex Ante Team |  | 2024-02-06 15:16 | Deemed Ex Ante Team
Rec | Com | For producing Old, Ex, Rec, and New BldgVint records while post-processing building energy simulations | Hsp | CZ11 | 2017 | Any | 0.135 | DEER2019 | 2019-01-01 |  | 2024-02-06 15:16 | Deemed Ex Ante Team |  | 2024-02-06 15:16 | Deemed Ex Ante Team
Rec | Com | For producing Old, Ex, Rec, and New BldgVint records while post-processing building energy simulations | Hsp | CZ11 | 2020 | Any | 0.09 | DEER2023 | 2023-01-01 |  | 2024-02-06 15:16 | Deemed Ex Ante Team |  | 2024-02-06 15:16 | Deemed Ex Ante Team
Rec | Com | For producing Old, Ex, Rec, and New BldgVint records while post-processing building energy simulations | Hsp | CZ12 | 2017 | Any | 0.445 | DEER2019 | 2019-01-01 |  | 2024-02-06 15:16 | Deemed Ex Ante Team |  | 2024-02-06 15:16 | Deemed Ex Ante Team
Rec | Com | For producing Old, Ex, Rec, and New BldgVint records while post-processing building energy simulations | Hsp | CZ12 | 2020 | Any | 0.296 | DEER2023 | 2023-01-01 |  | 2024-02-06 15:16 | Deemed Ex Ante Team |  | 2024-02-06 15:16 | Deemed Ex Ante Team
Rec | Com | For producing Old, Ex, Rec, and New BldgVint records while post-processing building energy simulations | Hsp | CZ13 | 2017 | Any | 0.456 | DEER2019 | 2019-01-01 |  | 2024-02-06 15:16 | Deemed Ex Ante Team |  | 2024-02-06 15:16 | Deemed Ex Ante Team
Rec | Com | For producing Old, Ex, Rec, and New BldgVint records while post-processing building energy simulations | Hsp | CZ13 | 2020 | Any | 0.306 | DEER2023 | 2023-01-01 |  | 2024-02-06 15:16 | Deemed Ex Ante Team |  | 2024-02-06 15:16 | Deemed Ex Ante Team
Rec | Com | For producing Old, Ex, Rec, and New BldgVint records while post-processing building energy simulations | Hsp | CZ14 | 2017 | Any | 0.113 | DEER2019 | 2019-01-01 |  | 2024-02-06 15:16 | Deemed Ex Ante Team |  | 2024-02-06 15:16 | Deemed Ex Ante Team
Rec | Com | For producing Old, Ex, Rec, and New BldgVint records while post-processing building energy simulations | Hsp | CZ14 | 2020 | Any | 0.078 | DEER2023 | 2023-01-01 |  | 2024-02-06 15:16 | Deemed Ex Ante Team |  | 2024-02-06 15:16 | Deemed Ex Ante Team
Rec | Com | For producing Old, Ex, Rec, and New BldgVint records while post-processing building energy simulations | Hsp | CZ15 | 2017 | Any | 0.144 | DEER2019 | 2019-01-01 |  | 2024-02-06 15:16 | Deemed Ex Ante Team |  | 2024-02-06 15:16 | Deemed Ex Ante Team
Rec | Com | For producing Old, Ex, Rec, and New BldgVint records while post-processing building energy simulations | Hsp | CZ15 | 2020 | Any | 0.096 | DEER2023 | 2023-01-01 |  | 2024-02-06 15:16 | Deemed Ex Ante Team |  | 2024-02-06 15:16 | Deemed Ex Ante Team
Rec | Com | For producing Old, Ex, Rec, and New BldgVint records while post-processing building energy simulations | Hsp | CZ16 | 2017 | Any | 0.093 | DEER2019 | 2019-01-01 |  | 2024-02-06 15:16 | Deemed Ex Ante Team |  | 2024-02-06 15:16 | Deemed Ex Ante Team
Rec | Com | For producing Old, Ex, Rec, and New BldgVint records while post-processing building energy simulations | Hsp | CZ16 | 2020 | Any | 0.06 | DEER2023 | 2023-01-01 |  | 2024-02-06 15:16 | Deemed Ex Ante Team |  | 2024-02-06 15:16 | Deemed Ex Ante Team
Rec | Com | For producing Old, Ex, Rec, and New BldgVint records while post-processing building energy simulations | Htl | CZ01 | 2017 | Any | 0.029 | DEER2019 | 2019-01-01 |  | 2024-02-06 15:16 | Deemed Ex Ante Team |  | 2024-02-06 15:16 | Deemed Ex Ante Team
Rec | Com | For producing Old, Ex, Rec, and New BldgVint records while post-processing building energy simulations | Htl | CZ01 | 2020 | Any | 0.02 | DEER2023 | 2023-01-01 |  | 2024-02-06 15:16 | Deemed Ex Ante Team |  | 2024-02-06 15:16 | Deemed Ex Ante Team
Rec | Com | For producing Old, Ex, Rec, and New BldgVint records while post-processing building energy simulations | Htl | CZ02 | 2017 | Any | 0.126 | DEER2019 | 2019-01-01 |  | 2024-02-06 15:16 | Deemed Ex Ante Team |  | 2024-02-06 15:16 | Deemed Ex Ante Team
Rec | Com | For producing Old, Ex, Rec, and New BldgVint records while post-processing building energy simulations | Htl | CZ02 | 2020 | Any | 0.084 | DEER2023 | 2023-01-01 |  | 2024-02-06 15:16 | Deemed Ex Ante Team |  | 2024-02-06 15:16 | Deemed Ex Ante Team
Rec | Com | For producing Old, Ex, Rec, and New BldgVint records while post-processing building energy simulations | Htl | CZ03 | 2017 | Any | 0.376 | DEER2019 | 2019-01-01 |  | 2024-02-06 15:16 | Deemed Ex Ante Team |  | 2024-02-06 15:16 | Deemed Ex Ante Team
Rec | Com | For producing Old, Ex, Rec, and New BldgVint records while post-processing building energy simulations | Htl | CZ03 | 2020 | Any | 0.25 | DEER2023 | 2023-01-01 |  | 2024-02-06 15:16 | Deemed Ex Ante Team |  | 2024-02-06 15:16 | Deemed Ex Ante Team
Rec | Com | For producing Old, Ex, Rec, and New BldgVint records while post-processing building energy simulations | Htl | CZ04 | 2017 | Any | 0.279 | DEER2019 | 2019-01-01 |  | 2024-02-06 15:16 | Deemed Ex Ante Team |  | 2024-02-06 15:16 | Deemed Ex Ante Team
Rec | Com | For producing Old, Ex, Rec, and New BldgVint records while post-processing building energy simulations | Htl | CZ04 | 2020 | Any | 0.186 | DEER2023 | 2023-01-01 |  | 2024-02-06 15:16 | Deemed Ex Ante Team |  | 2024-02-06 15:16 | Deemed Ex Ante Team
Rec | Com | For producing Old, Ex, Rec, and New BldgVint records while post-processing building energy simulations | Htl | CZ05 | 2017 | Any | 0.123 | DEER2019 | 2019-01-01 |  | 2024-02-06 15:16 | Deemed Ex Ante Team |  | 2024-02-06 15:16 | Deemed Ex Ante Team
Rec | Com | For producing Old, Ex, Rec, and New BldgVint records while post-processing building energy simulations | Htl | CZ05 | 2020 | Any | 0.082 | DEER2023 | 2023-01-01 |  | 2024-02-06 15:16 | Deemed Ex Ante Team |  | 2024-02-06 15:16 | Deemed Ex Ante Team
Rec | Com | For producing Old, Ex, Rec, and New BldgVint records while post-processing building energy simulations | Htl | CZ06 | 2017 | Any | 0.839 | DEER2019 | 2019-01-01 |  | 2024-02-06 15:16 | Deemed Ex Ante Team |  | 2024-02-06 15:16 | Deemed Ex Ante Team
Rec | Com | For producing Old, Ex, Rec, and New BldgVint records while post-processing building energy simulations | Htl | CZ06 | 2020 | Any | 0.56 | DEER2023 | 2023-01-01 |  | 2024-02-06 15:16 | Deemed Ex Ante Team |  | 2024-02-06 15:16 | Deemed Ex Ante Team
Rec | Com | For producing Old, Ex, Rec, and New BldgVint records while post-processing building energy simulations | Htl | CZ07 | 2017 | Any | 0.969 | DEER2019 | 2019-01-01 |  | 2024-02-06 15:16 | Deemed Ex Ante Team |  | 2024-02-06 15:16 | Deemed Ex Ante Team
Rec | Com | For producing Old, Ex, Rec, and New BldgVint records while post-processing building energy simulations | Htl | CZ07 | 2020 | Any | 0.646 | DEER2023 | 2023-01-01 |  | 2024-02-06 15:16 | Deemed Ex Ante Team |  | 2024-02-06 15:16 | Deemed Ex Ante Team
Rec | Com | For producing Old, Ex, Rec, and New BldgVint records while post-processing building energy simulations | Htl | CZ08 | 2017 | Any | 0.586 | DEER2019 | 2019-01-01 |  | 2024-02-06 15:16 | Deemed Ex Ante Team |  | 2024-02-06 15:16 | Deemed Ex Ante Team
Rec | Com | For producing Old, Ex, Rec, and New BldgVint records while post-processing building energy simulations | Htl | CZ08 | 2020 | Any | 0.39 | DEER2023 | 2023-01-01 |  | 2024-02-06 15:16 | Deemed Ex Ante Team |  | 2024-02-06 15:16 | Deemed Ex Ante Team
Rec | Com | For producing Old, Ex, Rec, and New BldgVint records while post-processing building energy simulations | Htl | CZ09 | 2017 | Any | 0.872 | DEER2019 | 2019-01-01 |  | 2024-02-06 15:16 | Deemed Ex Ante Team |  | 2024-02-06 15:16 | Deemed Ex Ante Team
Rec | Com | For producing Old, Ex, Rec, and New BldgVint records while post-processing building energy simulations | Htl | CZ09 | 2020 | Any | 0.58 | DEER2023 | 2023-01-01 |  | 2024-02-06 15:16 | Deemed Ex Ante Team |  | 2024-02-06 15:16 | Deemed Ex Ante Team
Rec | Com | For producing Old, Ex, Rec, and New BldgVint records while post-processing building energy simulations | Htl | CZ10 | 2017 | Any | 0.432 | DEER2019 | 2019-01-01 |  | 2024-02-06 15:16 | Deemed Ex Ante Team |  | 2024-02-06 15:16 | Deemed Ex Ante Team
Rec | Com | For producing Old, Ex, Rec, and New BldgVint records while post-processing building energy simulations | Htl | CZ10 | 2020 | Any | 0.29 | DEER2023 | 2023-01-01 |  | 2024-02-06 15:16 | Deemed Ex Ante Team |  | 2024-02-06 15:16 | Deemed Ex Ante Team
Rec | Com | For producing Old, Ex, Rec, and New BldgVint records while post-processing building energy simulations | Htl | CZ11 | 2017 | Any | 0.082 | DEER2019 | 2019-01-01 |  | 2024-02-06 15:16 | Deemed Ex Ante Team |  | 2024-02-06 15:16 | Deemed Ex Ante Team
Rec | Com | For producing Old, Ex, Rec, and New BldgVint records while post-processing building energy simulations | Htl | CZ11 | 2020 | Any | 0.054 | DEER2023 | 2023-01-01 |  | 2024-02-06 15:16 | Deemed Ex Ante Team |  | 2024-02-06 15:16 | Deemed Ex Ante Team
Rec | Com | For producing Old, Ex, Rec, and New BldgVint records while post-processing building energy simulations | Htl | CZ12 | 2017 | Any | 0.316 | DEER2019 | 2019-01-01 |  | 2024-02-06 15:16 | Deemed Ex Ante Team |  | 2024-02-06 15:16 | Deemed Ex Ante Team
Rec | Com | For producing Old, Ex, Rec, and New BldgVint records while post-processing building energy simulations | Htl | CZ12 | 2020 | Any | 0.21 | DEER2023 | 2023-01-01 |  | 2024-02-06 15:16 | Deemed Ex Ante Team |  | 2024-02-06 15:16 | Deemed Ex Ante Team
Rec | Com | For producing Old, Ex, Rec, and New BldgVint records while post-processing building energy simulations | Htl | CZ13 | 2017 | Any | 0.217 | DEER2019 | 2019-01-01 |  | 2024-02-06 15:16 | Deemed Ex Ante Team |  | 2024-02-06 15:16 | Deemed Ex Ante Team
Rec | Com | For producing Old, Ex, Rec, and New BldgVint records while post-processing building energy simulations | Htl | CZ13 | 2020 | Any | 0.148 | DEER2023 | 2023-01-01 |  | 2024-02-06 15:16 | Deemed Ex Ante Team |  | 2024-02-06 15:16 | Deemed Ex Ante Team
Rec | Com | For producing Old, Ex, Rec, and New BldgVint records while post-processing building energy simulations | Htl | CZ14 | 2017 | Any | 0.157 | DEER2019 | 2019-01-01 |  | 2024-02-06 15:16 | Deemed Ex Ante Team |  | 2024-02-06 15:16 | Deemed Ex Ante Team
Rec | Com | For producing Old, Ex, Rec, and New BldgVint records while post-processing building energy simulations | Htl | CZ14 | 2020 | Any | 0.104 | DEER2023 | 2023-01-01 |  | 2024-02-06 15:16 | Deemed Ex Ante Team |  | 2024-02-06 15:16 | Deemed Ex Ante Team
Rec | Com | For producing Old, Ex, Rec, and New BldgVint records while post-processing building energy simulations | Htl | CZ15 | 2017 | Any | 0.837 | DEER2019 | 2019-01-01 |  | 2024-02-06 15:16 | Deemed Ex Ante Team |  | 2024-02-06 15:16 | Deemed Ex Ante Team
Rec | Com | For producing Old, Ex, Rec, and New BldgVint records while post-processing building energy simulations | Htl | CZ15 | 2020 | Any | 0.556 | DEER2023 | 2023-01-01 |  | 2024-02-06 15:16 | Deemed Ex Ante Team |  | 2024-02-06 15:16 | Deemed Ex Ante Team
Rec | Com | For producing Old, Ex, Rec, and New BldgVint records while post-processing building energy simulations | Htl | CZ16 | 2017 | Any | 0.207 | DEER2019 | 2019-01-01 |  | 2024-02-06 15:16 | Deemed Ex Ante Team |  | 2024-02-06 15:16 | Deemed Ex Ante Team
Rec | Com | For producing Old, Ex, Rec, and New BldgVint records while post-processing building energy simulations | Htl | CZ16 | 2020 | Any | 0.138 | DEER2023 | 2023-01-01 |  | 2024-02-06 15:16 | Deemed Ex Ante Team |  | 2024-02-06 15:16 | Deemed Ex Ante Team
Rec | Com | For producing Old, Ex, Rec, and New BldgVint records while post-processing building energy simulations | MBT | CZ01 | 2017 | Any | 0.026 | DEER2019 | 2019-01-01 |  | 2024-02-06 15:16 | Deemed Ex Ante Team |  | 2024-02-06 15:16 | Deemed Ex Ante Team
Rec | Com | For producing Old, Ex, Rec, and New BldgVint records while post-processing building energy simulations | MBT | CZ01 | 2020 | Any | 0.018 | DEER2023 | 2023-01-01 |  | 2024-02-06 15:16 | Deemed Ex Ante Team |  | 2024-02-06 15:16 | Deemed Ex Ante Team
Rec | Com | For producing Old, Ex, Rec, and New BldgVint records while post-processing building energy simulations | MBT | CZ02 | 2017 | Any | 0.202 | DEER2019 | 2019-01-01 |  | 2024-02-06 15:16 | Deemed Ex Ante Team |  | 2024-02-06 15:16 | Deemed Ex Ante Team
Rec | Com | For producing Old, Ex, Rec, and New BldgVint records while post-processing building energy simulations | MBT | CZ02 | 2020 | Any | 0.134 | DEER2023 | 2023-01-01 |  | 2024-02-06 15:16 | Deemed Ex Ante Team |  | 2024-02-06 15:16 | Deemed Ex Ante Team
Rec | Com | For producing Old, Ex, Rec, and New BldgVint records while post-processing building energy simulations | MBT | CZ03 | 2017 | Any | 0.784 | DEER2019 | 2019-01-01 |  | 2024-02-06 15:16 | Deemed Ex Ante Team |  | 2024-02-06 15:16 | Deemed Ex Ante Team
Rec | Com | For producing Old, Ex, Rec, and New BldgVint records while post-processing building energy simulations | MBT | CZ03 | 2020 | Any | 0.522 | DEER2023 | 2023-01-01 |  | 2024-02-06 15:16 | Deemed Ex Ante Team |  | 2024-02-06 15:16 | Deemed Ex Ante Team
Rec | Com | For producing Old, Ex, Rec, and New BldgVint records while post-processing building energy simulations | MBT | CZ04 | 2017 | Any | 0.597 | DEER2019 | 2019-01-01 |  | 2024-02-06 15:16 | Deemed Ex Ante Team |  | 2024-02-06 15:16 | Deemed Ex Ante Team
Rec | Com | For producing Old, Ex, Rec, and New BldgVint records while post-processing building energy simulations | MBT | CZ04 | 2020 | Any | 0.398 | DEER2023 | 2023-01-01 |  | 2024-02-06 15:16 | Deemed Ex Ante Team |  | 2024-02-06 15:16 | Deemed Ex Ante Team
Rec | Com | For producing Old, Ex, Rec, and New BldgVint records while post-processing building energy simulations | MBT | CZ05 | 2017 | Any | 0.097 | DEER2019 | 2019-01-01 |  | 2024-02-06 15:16 | Deemed Ex Ante Team |  | 2024-02-06 15:16 | Deemed Ex Ante Team
Rec | Com | For producing Old, Ex, Rec, and New BldgVint records while post-processing building energy simulations | MBT | CZ05 | 2020 | Any | 0.064 | DEER2023 | 2023-01-01 |  | 2024-02-06 15:16 | Deemed Ex Ante Team |  | 2024-02-06 15:16 | Deemed Ex Ante Team
Rec | Com | For producing Old, Ex, Rec, and New BldgVint records while post-processing building energy simulations | MBT | CZ06 | 2017 | Any | 2.342 | DEER2019 | 2019-01-01 |  | 2024-02-06 15:16 | Deemed Ex Ante Team |  | 2024-02-06 15:16 | Deemed Ex Ante Team
Rec | Com | For producing Old, Ex, Rec, and New BldgVint records while post-processing building energy simulations | MBT | CZ06 | 2020 | Any | 1.562 | DEER2023 | 2023-01-01 |  | 2024-02-06 15:16 | Deemed Ex Ante Team |  | 2024-02-06 15:16 | Deemed Ex Ante Team
Rec | Com | For producing Old, Ex, Rec, and New BldgVint records while post-processing building energy simulations | MBT | CZ07 | 2017 | Any | 0.856 | DEER2019 | 2019-01-01 |  | 2024-02-06 15:16 | Deemed Ex Ante Team |  | 2024-02-06 15:16 | Deemed Ex Ante Team
Rec | Com | For producing Old, Ex, Rec, and New BldgVint records while post-processing building energy simulations | MBT | CZ07 | 2020 | Any | 0.572 | DEER2023 | 2023-01-01 |  | 2024-02-06 15:16 | Deemed Ex Ante Team |  | 2024-02-06 15:16 | Deemed Ex Ante Team
Rec | Com | For producing Old, Ex, Rec, and New BldgVint records while post-processing building energy simulations | MBT | CZ08 | 2017 | Any | 3.426 | DEER2019 | 2019-01-01 |  | 2024-02-06 15:16 | Deemed Ex Ante Team |  | 2024-02-06 15:16 | Deemed Ex Ante Team
Rec | Com | For producing Old, Ex, Rec, and New BldgVint records while post-processing building energy simulations | MBT | CZ08 | 2020 | Any | 2.284 | DEER2023 | 2023-01-01 |  | 2024-02-06 15:16 | Deemed Ex Ante Team |  | 2024-02-06 15:16 | Deemed Ex Ante Team
Rec | Com | For producing Old, Ex, Rec, and New BldgVint records while post-processing building energy simulations | MBT | CZ09 | 2017 | Any | 2.218 | DEER2019 | 2019-01-01 |  | 2024-02-06 15:16 | Deemed Ex Ante Team |  | 2024-02-06 15:16 | Deemed Ex Ante Team
Rec | Com | For producing Old, Ex, Rec, and New BldgVint records while post-processing building energy simulations | MBT | CZ09 | 2020 | Any | 1.48 | DEER2023 | 2023-01-01 |  | 2024-02-06 15:16 | Deemed Ex Ante Team |  | 2024-02-06 15:16 | Deemed Ex Ante Team
Rec | Com | For producing Old, Ex, Rec, and New BldgVint records while post-processing building energy simulations | MBT | CZ10 | 2017 | Any | 4.82 | DEER2019 | 2019-01-01 |  | 2024-02-06 15:16 | Deemed Ex Ante Team |  | 2024-02-06 15:16 | Deemed Ex Ante Team
Rec | Com | For producing Old, Ex, Rec, and New BldgVint records while post-processing building energy simulations | MBT | CZ10 | 2020 | Any | 3.214 | DEER2023 | 2023-01-01 |  | 2024-02-06 15:16 | Deemed Ex Ante Team |  | 2024-02-06 15:16 | Deemed Ex Ante Team
Rec | Com | For producing Old, Ex, Rec, and New BldgVint records while post-processing building energy simulations | MBT | CZ11 | 2017 | Any | 0.243 | DEER2019 | 2019-01-01 |  | 2024-02-06 15:16 | Deemed Ex Ante Team |  | 2024-02-06 15:16 | Deemed Ex Ante Team
Rec | Com | For producing Old, Ex, Rec, and New BldgVint records while post-processing building energy simulations | MBT | CZ11 | 2020 | Any | 0.162 | DEER2023 | 2023-01-01 |  | 2024-02-06 15:16 | Deemed Ex Ante Team |  | 2024-02-06 15:16 | Deemed Ex Ante Team
Rec | Com | For producing Old, Ex, Rec, and New BldgVint records while post-processing building energy simulations | MBT | CZ12 | 2017 | Any | 0.78 | DEER2019 | 2019-01-01 |  | 2024-02-06 15:16 | Deemed Ex Ante Team |  | 2024-02-06 15:16 | Deemed Ex Ante Team
Rec | Com | For producing Old, Ex, Rec, and New BldgVint records while post-processing building energy simulations | MBT | CZ12 | 2020 | Any | 0.52 | DEER2023 | 2023-01-01 |  | 2024-02-06 15:16 | Deemed Ex Ante Team |  | 2024-02-06 15:16 | Deemed Ex Ante Team
Rec | Com | For producing Old, Ex, Rec, and New BldgVint records while post-processing building energy simulations | MBT | CZ13 | 2017 | Any | 0.909 | DEER2019 | 2019-01-01 |  | 2024-02-06 15:16 | Deemed Ex Ante Team |  | 2024-02-06 15:16 | Deemed Ex Ante Team
Rec | Com | For producing Old, Ex, Rec, and New BldgVint records while post-processing building energy simulations | MBT | CZ13 | 2020 | Any | 0.608 | DEER2023 | 2023-01-01 |  | 2024-02-06 15:16 | Deemed Ex Ante Team |  | 2024-02-06 15:16 | Deemed Ex Ante Team
Rec | Com | For producing Old, Ex, Rec, and New BldgVint records while post-processing building energy simulations | MBT | CZ14 | 2017 | Any | 0.741 | DEER2019 | 2019-01-01 |  | 2024-02-06 15:16 | Deemed Ex Ante Team |  | 2024-02-06 15:16 | Deemed Ex Ante Team
Rec | Com | For producing Old, Ex, Rec, and New BldgVint records while post-processing building energy simulations | MBT | CZ14 | 2020 | Any | 0.496 | DEER2023 | 2023-01-01 |  | 2024-02-06 15:16 | Deemed Ex Ante Team |  | 2024-02-06 15:16 | Deemed Ex Ante Team
Rec | Com | For producing Old, Ex, Rec, and New BldgVint records while post-processing building energy simulations | MBT | CZ15 | 2017 | Any | 1.6 | DEER2019 | 2019-01-01 |  | 2024-02-06 15:16 | Deemed Ex Ante Team |  | 2024-02-06 15:16 | Deemed Ex Ante Team
Rec | Com | For producing Old, Ex, Rec, and New BldgVint records while post-processing building energy simulations | MBT | CZ15 | 2020 | Any | 1.066 | DEER2023 | 2023-01-01 |  | 2024-02-06 15:16 | Deemed Ex Ante Team |  | 2024-02-06 15:16 | Deemed Ex Ante Team
Rec | Com | For producing Old, Ex, Rec, and New BldgVint records while post-processing building energy simulations | MBT | CZ16 | 2017 | Any | 0.506 | DEER2019 | 2019-01-01 |  | 2024-02-06 15:16 | Deemed Ex Ante Team |  | 2024-02-06 15:16 | Deemed Ex Ante Team
Rec | Com | For producing Old, Ex, Rec, and New BldgVint records while post-processing building energy simulations | MBT | CZ16 | 2020 | Any | 0.338 | DEER2023 | 2023-01-01 |  | 2024-02-06 15:16 | Deemed Ex Ante Team |  | 2024-02-06 15:16 | Deemed Ex Ante Team
Rec | Com | For producing Old, Ex, Rec, and New BldgVint records while post-processing building energy simulations | MLI | CZ01 | 2017 | Any | 0.026 | DEER2019 | 2019-01-01 |  | 2024-02-06 15:16 | Deemed Ex Ante Team |  | 2024-02-06 15:16 | Deemed Ex Ante Team
Rec | Com | For producing Old, Ex, Rec, and New BldgVint records while post-processing building energy simulations | MLI | CZ01 | 2020 | Any | 0.018 | DEER2023 | 2023-01-01 |  | 2024-02-06 15:16 | Deemed Ex Ante Team |  | 2024-02-06 15:16 | Deemed Ex Ante Team
Rec | Com | For producing Old, Ex, Rec, and New BldgVint records while post-processing building energy simulations | MLI | CZ02 | 2017 | Any | 0.202 | DEER2019 | 2019-01-01 |  | 2024-02-06 15:16 | Deemed Ex Ante Team |  | 2024-02-06 15:16 | Deemed Ex Ante Team
Rec | Com | For producing Old, Ex, Rec, and New BldgVint records while post-processing building energy simulations | MLI | CZ02 | 2020 | Any | 0.134 | DEER2023 | 2023-01-01 |  | 2024-02-06 15:16 | Deemed Ex Ante Team |  | 2024-02-06 15:16 | Deemed Ex Ante Team
Rec | Com | For producing Old, Ex, Rec, and New BldgVint records while post-processing building energy simulations | MLI | CZ03 | 2017 | Any | 0.784 | DEER2019 | 2019-01-01 |  | 2024-02-06 15:16 | Deemed Ex Ante Team |  | 2024-02-06 15:16 | Deemed Ex Ante Team
Rec | Com | For producing Old, Ex, Rec, and New BldgVint records while post-processing building energy simulations | MLI | CZ03 | 2020 | Any | 0.522 | DEER2023 | 2023-01-01 |  | 2024-02-06 15:16 | Deemed Ex Ante Team |  | 2024-02-06 15:16 | Deemed Ex Ante Team
Rec | Com | For producing Old, Ex, Rec, and New BldgVint records while post-processing building energy simulations | MLI | CZ04 | 2017 | Any | 0.597 | DEER2019 | 2019-01-01 |  | 2024-02-06 15:16 | Deemed Ex Ante Team |  | 2024-02-06 15:16 | Deemed Ex Ante Team
Rec | Com | For producing Old, Ex, Rec, and New BldgVint records while post-processing building energy simulations | MLI | CZ04 | 2020 | Any | 0.398 | DEER2023 | 2023-01-01 |  | 2024-02-06 15:16 | Deemed Ex Ante Team |  | 2024-02-06 15:16 | Deemed Ex Ante Team
Rec | Com | For producing Old, Ex, Rec, and New BldgVint records while post-processing building energy simulations | MLI | CZ05 | 2017 | Any | 0.097 | DEER2019 | 2019-01-01 |  | 2024-02-06 15:16 | Deemed Ex Ante Team |  | 2024-02-06 15:16 | Deemed Ex Ante Team
Rec | Com | For producing Old, Ex, Rec, and New BldgVint records while post-processing building energy simulations | MLI | CZ05 | 2020 | Any | 0.064 | DEER2023 | 2023-01-01 |  | 2024-02-06 15:16 | Deemed Ex Ante Team |  | 2024-02-06 15:16 | Deemed Ex Ante Team
Rec | Com | For producing Old, Ex, Rec, and New BldgVint records while post-processing building energy simulations | MLI | CZ06 | 2017 | Any | 2.342 | DEER2019 | 2019-01-01 |  | 2024-02-06 15:16 | Deemed Ex Ante Team |  | 2024-02-06 15:16 | Deemed Ex Ante Team
Rec | Com | For producing Old, Ex, Rec, and New BldgVint records while post-processing building energy simulations | MLI | CZ06 | 2020 | Any | 1.562 | DEER2023 | 2023-01-01 |  | 2024-02-06 15:16 | Deemed Ex Ante Team |  | 2024-02-06 15:16 | Deemed Ex Ante Team
Rec | Com | For producing Old, Ex, Rec, and New BldgVint records while post-processing building energy simulations | MLI | CZ07 | 2017 | Any | 0.856 | DEER2019 | 2019-01-01 |  | 2024-02-06 15:16 | Deemed Ex Ante Team |  | 2024-02-06 15:16 | Deemed Ex Ante Team
Rec | Com | For producing Old, Ex, Rec, and New BldgVint records while post-processing building energy simulations | MLI | CZ07 | 2020 | Any | 0.572 | DEER2023 | 2023-01-01 |  | 2024-02-06 15:16 | Deemed Ex Ante Team |  | 2024-02-06 15:16 | Deemed Ex Ante Team
Rec | Com | For producing Old, Ex, Rec, and New BldgVint records while post-processing building energy simulations | MLI | CZ08 | 2017 | Any | 3.426 | DEER2019 | 2019-01-01 |  | 2024-02-06 15:16 | Deemed Ex Ante Team |  | 2024-02-06 15:16 | Deemed Ex Ante Team
Rec | Com | For producing Old, Ex, Rec, and New BldgVint records while post-processing building energy simulations | MLI | CZ08 | 2020 | Any | 2.284 | DEER2023 | 2023-01-01 |  | 2024-02-06 15:16 | Deemed Ex Ante Team |  | 2024-02-06 15:16 | Deemed Ex Ante Team
Rec | Com | For producing Old, Ex, Rec, and New BldgVint records while post-processing building energy simulations | MLI | CZ09 | 2017 | Any | 2.218 | DEER2019 | 2019-01-01 |  | 2024-02-06 15:16 | Deemed Ex Ante Team |  | 2024-02-06 15:16 | Deemed Ex Ante Team
Rec | Com | For producing Old, Ex, Rec, and New BldgVint records while post-processing building energy simulations | MLI | CZ09 | 2020 | Any | 1.48 | DEER2023 | 2023-01-01 |  | 2024-02-06 15:16 | Deemed Ex Ante Team |  | 2024-02-06 15:16 | Deemed Ex Ante Team
Rec | Com | For producing Old, Ex, Rec, and New BldgVint records while post-processing building energy simulations | MLI | CZ10 | 2017 | Any | 4.82 | DEER2019 | 2019-01-01 |  | 2024-02-06 15:16 | Deemed Ex Ante Team |  | 2024-02-06 15:16 | Deemed Ex Ante Team
Rec | Com | For producing Old, Ex, Rec, and New BldgVint records while post-processing building energy simulations | MLI | CZ10 | 2020 | Any | 3.214 | DEER2023 | 2023-01-01 |  | 2024-02-06 15:16 | Deemed Ex Ante Team |  | 2024-02-06 15:16 | Deemed Ex Ante Team
Rec | Com | For producing Old, Ex, Rec, and New BldgVint records while post-processing building energy simulations | MLI | CZ11 | 2017 | Any | 0.243 | DEER2019 | 2019-01-01 |  | 2024-02-06 15:16 | Deemed Ex Ante Team |  | 2024-02-06 15:16 | Deemed Ex Ante Team
Rec | Com | For producing Old, Ex, Rec, and New BldgVint records while post-processing building energy simulations | MLI | CZ11 | 2020 | Any | 0.162 | DEER2023 | 2023-01-01 |  | 2024-02-06 15:16 | Deemed Ex Ante Team |  | 2024-02-06 15:16 | Deemed Ex Ante Team
Rec | Com | For producing Old, Ex, Rec, and New BldgVint records while post-processing building energy simulations | MLI | CZ12 | 2017 | Any | 0.78 | DEER2019 | 2019-01-01 |  | 2024-02-06 15:16 | Deemed Ex Ante Team |  | 2024-02-06 15:16 | Deemed Ex Ante Team
Rec | Com | For producing Old, Ex, Rec, and New BldgVint records while post-processing building energy simulations | MLI | CZ12 | 2020 | Any | 0.52 | DEER2023 | 2023-01-01 |  | 2024-02-06 15:16 | Deemed Ex Ante Team |  | 2024-02-06 15:16 | Deemed Ex Ante Team
Rec | Com | For producing Old, Ex, Rec, and New BldgVint records while post-processing building energy simulations | MLI | CZ13 | 2017 | Any | 0.909 | DEER2019 | 2019-01-01 |  | 2024-02-06 15:16 | Deemed Ex Ante Team |  | 2024-02-06 15:16 | Deemed Ex Ante Team
Rec | Com | For producing Old, Ex, Rec, and New BldgVint records while post-processing building energy simulations | MLI | CZ13 | 2020 | Any | 0.608 | DEER2023 | 2023-01-01 |  | 2024-02-06 15:16 | Deemed Ex Ante Team |  | 2024-02-06 15:16 | Deemed Ex Ante Team
Rec | Com | For producing Old, Ex, Rec, and New BldgVint records while post-processing building energy simulations | MLI | CZ14 | 2017 | Any | 0.741 | DEER2019 | 2019-01-01 |  | 2024-02-06 15:16 | Deemed Ex Ante Team |  | 2024-02-06 15:16 | Deemed Ex Ante Team
Rec | Com | For producing Old, Ex, Rec, and New BldgVint records while post-processing building energy simulations | MLI | CZ14 | 2020 | Any | 0.496 | DEER2023 | 2023-01-01 |  | 2024-02-06 15:16 | Deemed Ex Ante Team |  | 2024-02-06 15:16 | Deemed Ex Ante Team
Rec | Com | For producing Old, Ex, Rec, and New BldgVint records while post-processing building energy simulations | MLI | CZ15 | 2017 | Any | 1.6 | DEER2019 | 2019-01-01 |  | 2024-02-06 15:16 | Deemed Ex Ante Team |  | 2024-02-06 15:16 | Deemed Ex Ante Team
Rec | Com | For producing Old, Ex, Rec, and New BldgVint records while post-processing building energy simulations | MLI | CZ15 | 2020 | Any | 1.066 | DEER2023 | 2023-01-01 |  | 2024-02-06 15:16 | Deemed Ex Ante Team |  | 2024-02-06 15:16 | Deemed Ex Ante Team
Rec | Com | For producing Old, Ex, Rec, and New BldgVint records while post-processing building energy simulations | MLI | CZ16 | 2017 | Any | 0.506 | DEER2019 | 2019-01-01 |  | 2024-02-06 15:16 | Deemed Ex Ante Team |  | 2024-02-06 15:16 | Deemed Ex Ante Team
Rec | Com | For producing Old, Ex, Rec, and New BldgVint records while post-processing building energy simulations | MLI | CZ16 | 2020 | Any | 0.338 | DEER2023 | 2023-01-01 |  | 2024-02-06 15:16 | Deemed Ex Ante Team |  | 2024-02-06 15:16 | Deemed Ex Ante Team
Rec | Com | For producing Old, Ex, Rec, and New BldgVint records while post-processing building energy simulations | Mtl | CZ01 | 2017 | Any | 0.029 | DEER2019 | 2019-01-01 |  | 2024-02-06 15:16 | Deemed Ex Ante Team |  | 2024-02-06 15:16 | Deemed Ex Ante Team
Rec | Com | For producing Old, Ex, Rec, and New BldgVint records while post-processing building energy simulations | Mtl | CZ01 | 2020 | Any | 0.02 | DEER2023 | 2023-01-01 |  | 2024-02-06 15:16 | Deemed Ex Ante Team |  | 2024-02-06 15:16 | Deemed Ex Ante Team
Rec | Com | For producing Old, Ex, Rec, and New BldgVint records while post-processing building energy simulations | Mtl | CZ02 | 2017 | Any | 0.126 | DEER2019 | 2019-01-01 |  | 2024-02-06 15:16 | Deemed Ex Ante Team |  | 2024-02-06 15:16 | Deemed Ex Ante Team
Rec | Com | For producing Old, Ex, Rec, and New BldgVint records while post-processing building energy simulations | Mtl | CZ02 | 2020 | Any | 0.084 | DEER2023 | 2023-01-01 |  | 2024-02-06 15:16 | Deemed Ex Ante Team |  | 2024-02-06 15:16 | Deemed Ex Ante Team
Rec | Com | For producing Old, Ex, Rec, and New BldgVint records while post-processing building energy simulations | Mtl | CZ03 | 2017 | Any | 0.376 | DEER2019 | 2019-01-01 |  | 2024-02-06 15:16 | Deemed Ex Ante Team |  | 2024-02-06 15:16 | Deemed Ex Ante Team
Rec | Com | For producing Old, Ex, Rec, and New BldgVint records while post-processing building energy simulations | Mtl | CZ03 | 2020 | Any | 0.25 | DEER2023 | 2023-01-01 |  | 2024-02-06 15:16 | Deemed Ex Ante Team |  | 2024-02-06 15:16 | Deemed Ex Ante Team
Rec | Com | For producing Old, Ex, Rec, and New BldgVint records while post-processing building energy simulations | Mtl | CZ04 | 2017 | Any | 0.279 | DEER2019 | 2019-01-01 |  | 2024-02-06 15:16 | Deemed Ex Ante Team |  | 2024-02-06 15:16 | Deemed Ex Ante Team
Rec | Com | For producing Old, Ex, Rec, and New BldgVint records while post-processing building energy simulations | Mtl | CZ04 | 2020 | Any | 0.186 | DEER2023 | 2023-01-01 |  | 2024-02-06 15:16 | Deemed Ex Ante Team |  | 2024-02-06 15:16 | Deemed Ex Ante Team
Rec | Com | For producing Old, Ex, Rec, and New BldgVint records while post-processing building energy simulations | Mtl | CZ05 | 2017 | Any | 0.123 | DEER2019 | 2019-01-01 |  | 2024-02-06 15:16 | Deemed Ex Ante Team |  | 2024-02-06 15:16 | Deemed Ex Ante Team
Rec | Com | For producing Old, Ex, Rec, and New BldgVint records while post-processing building energy simulations | Mtl | CZ05 | 2020 | Any | 0.082 | DEER2023 | 2023-01-01 |  | 2024-02-06 15:16 | Deemed Ex Ante Team |  | 2024-02-06 15:16 | Deemed Ex Ante Team
Rec | Com | For producing Old, Ex, Rec, and New BldgVint records while post-processing building energy simulations | Mtl | CZ06 | 2017 | Any | 0.839 | DEER2019 | 2019-01-01 |  | 2024-02-06 15:16 | Deemed Ex Ante Team |  | 2024-02-06 15:16 | Deemed Ex Ante Team
Rec | Com | For producing Old, Ex, Rec, and New BldgVint records while post-processing building energy simulations | Mtl | CZ06 | 2020 | Any | 0.56 | DEER2023 | 2023-01-01 |  | 2024-02-06 15:16 | Deemed Ex Ante Team |  | 2024-02-06 15:16 | Deemed Ex Ante Team
Rec | Com | For producing Old, Ex, Rec, and New BldgVint records while post-processing building energy simulations | Mtl | CZ07 | 2017 | Any | 0.969 | DEER2019 | 2019-01-01 |  | 2024-02-06 15:16 | Deemed Ex Ante Team |  | 2024-02-06 15:16 | Deemed Ex Ante Team
Rec | Com | For producing Old, Ex, Rec, and New BldgVint records while post-processing building energy simulations | Mtl | CZ07 | 2020 | Any | 0.646 | DEER2023 | 2023-01-01 |  | 2024-02-06 15:16 | Deemed Ex Ante Team |  | 2024-02-06 15:16 | Deemed Ex Ante Team
Rec | Com | For producing Old, Ex, Rec, and New BldgVint records while post-processing building energy simulations | Mtl | CZ08 | 2017 | Any | 0.586 | DEER2019 | 2019-01-01 |  | 2024-02-06 15:16 | Deemed Ex Ante Team |  | 2024-02-06 15:16 | Deemed Ex Ante Team
Rec | Com | For producing Old, Ex, Rec, and New BldgVint records while post-processing building energy simulations | Mtl | CZ08 | 2020 | Any | 0.39 | DEER2023 | 2023-01-01 |  | 2024-02-06 15:16 | Deemed Ex Ante Team |  | 2024-02-06 15:16 | Deemed Ex Ante Team
Rec | Com | For producing Old, Ex, Rec, and New BldgVint records while post-processing building energy simulations | Mtl | CZ09 | 2017 | Any | 0.872 | DEER2019 | 2019-01-01 |  | 2024-02-06 15:16 | Deemed Ex Ante Team |  | 2024-02-06 15:16 | Deemed Ex Ante Team
Rec | Com | For producing Old, Ex, Rec, and New BldgVint records while post-processing building energy simulations | Mtl | CZ09 | 2020 | Any | 0.58 | DEER2023 | 2023-01-01 |  | 2024-02-06 15:16 | Deemed Ex Ante Team |  | 2024-02-06 15:16 | Deemed Ex Ante Team
Rec | Com | For producing Old, Ex, Rec, and New BldgVint records while post-processing building energy simulations | Mtl | CZ10 | 2017 | Any | 0.432 | DEER2019 | 2019-01-01 |  | 2024-02-06 15:16 | Deemed Ex Ante Team |  | 2024-02-06 15:16 | Deemed Ex Ante Team
Rec | Com | For producing Old, Ex, Rec, and New BldgVint records while post-processing building energy simulations | Mtl | CZ10 | 2020 | Any | 0.29 | DEER2023 | 2023-01-01 |  | 2024-02-06 15:16 | Deemed Ex Ante Team |  | 2024-02-06 15:16 | Deemed Ex Ante Team
Rec | Com | For producing Old, Ex, Rec, and New BldgVint records while post-processing building energy simulations | Mtl | CZ11 | 2017 | Any | 0.082 | DEER2019 | 2019-01-01 |  | 2024-02-06 15:16 | Deemed Ex Ante Team |  | 2024-02-06 15:16 | Deemed Ex Ante Team
Rec | Com | For producing Old, Ex, Rec, and New BldgVint records while post-processing building energy simulations | Mtl | CZ11 | 2020 | Any | 0.054 | DEER2023 | 2023-01-01 |  | 2024-02-06 15:16 | Deemed Ex Ante Team |  | 2024-02-06 15:16 | Deemed Ex Ante Team
Rec | Com | For producing Old, Ex, Rec, and New BldgVint records while post-processing building energy simulations | Mtl | CZ12 | 2017 | Any | 0.316 | DEER2019 | 2019-01-01 |  | 2024-02-06 15:16 | Deemed Ex Ante Team |  | 2024-02-06 15:16 | Deemed Ex Ante Team
Rec | Com | For producing Old, Ex, Rec, and New BldgVint records while post-processing building energy simulations | Mtl | CZ12 | 2020 | Any | 0.21 | DEER2023 | 2023-01-01 |  | 2024-02-06 15:16 | Deemed Ex Ante Team |  | 2024-02-06 15:16 | Deemed Ex Ante Team
Rec | Com | For producing Old, Ex, Rec, and New BldgVint records while post-processing building energy simulations | Mtl | CZ13 | 2017 | Any | 0.217 | DEER2019 | 2019-01-01 |  | 2024-02-06 15:16 | Deemed Ex Ante Team |  | 2024-02-06 15:16 | Deemed Ex Ante Team
Rec | Com | For producing Old, Ex, Rec, and New BldgVint records while post-processing building energy simulations | Mtl | CZ13 | 2020 | Any | 0.148 | DEER2023 | 2023-01-01 |  | 2024-02-06 15:16 | Deemed Ex Ante Team |  | 2024-02-06 15:16 | Deemed Ex Ante Team
Rec | Com | For producing Old, Ex, Rec, and New BldgVint records while post-processing building energy simulations | Mtl | CZ14 | 2017 | Any | 0.157 | DEER2019 | 2019-01-01 |  | 2024-02-06 15:16 | Deemed Ex Ante Team |  | 2024-02-06 15:16 | Deemed Ex Ante Team
Rec | Com | For producing Old, Ex, Rec, and New BldgVint records while post-processing building energy simulations | Mtl | CZ14 | 2020 | Any | 0.104 | DEER2023 | 2023-01-01 |  | 2024-02-06 15:16 | Deemed Ex Ante Team |  | 2024-02-06 15:16 | Deemed Ex Ante Team
Rec | Com | For producing Old, Ex, Rec, and New BldgVint records while post-processing building energy simulations | Mtl | CZ15 | 2017 | Any | 0.837 | DEER2019 | 2019-01-01 |  | 2024-02-06 15:16 | Deemed Ex Ante Team |  | 2024-02-06 15:16 | Deemed Ex Ante Team
Rec | Com | For producing Old, Ex, Rec, and New BldgVint records while post-processing building energy simulations | Mtl | CZ15 | 2020 | Any | 0.556 | DEER2023 | 2023-01-01 |  | 2024-02-06 15:16 | Deemed Ex Ante Team |  | 2024-02-06 15:16 | Deemed Ex Ante Team
Rec | Com | For producing Old, Ex, Rec, and New BldgVint records while post-processing building energy simulations | Mtl | CZ16 | 2017 | Any | 0.207 | DEER2019 | 2019-01-01 |  | 2024-02-06 15:16 | Deemed Ex Ante Team |  | 2024-02-06 15:16 | Deemed Ex Ante Team
Rec | Com | For producing Old, Ex, Rec, and New BldgVint records while post-processing building energy simulations | Mtl | CZ16 | 2020 | Any | 0.138 | DEER2023 | 2023-01-01 |  | 2024-02-06 15:16 | Deemed Ex Ante Team |  | 2024-02-06 15:16 | Deemed Ex Ante Team
Rec | Com | For producing Old, Ex, Rec, and New BldgVint records while post-processing building energy simulations | Nrs | CZ01 | 2017 | Any | 0.017 | DEER2019 | 2019-01-01 |  | 2024-02-06 15:16 | Deemed Ex Ante Team |  | 2024-02-06 15:16 | Deemed Ex Ante Team
Rec | Com | For producing Old, Ex, Rec, and New BldgVint records while post-processing building energy simulations | Nrs | CZ01 | 2020 | Any | 0.012 | DEER2023 | 2023-01-01 |  | 2024-02-06 15:16 | Deemed Ex Ante Team |  | 2024-02-06 15:16 | Deemed Ex Ante Team
Rec | Com | For producing Old, Ex, Rec, and New BldgVint records while post-processing building energy simulations | Nrs | CZ02 | 2017 | Any | 0.16 | DEER2019 | 2019-01-01 |  | 2024-02-06 15:16 | Deemed Ex Ante Team |  | 2024-02-06 15:16 | Deemed Ex Ante Team
Rec | Com | For producing Old, Ex, Rec, and New BldgVint records while post-processing building energy simulations | Nrs | CZ02 | 2020 | Any | 0.106 | DEER2023 | 2023-01-01 |  | 2024-02-06 15:16 | Deemed Ex Ante Team |  | 2024-02-06 15:16 | Deemed Ex Ante Team
Rec | Com | For producing Old, Ex, Rec, and New BldgVint records while post-processing building energy simulations | Nrs | CZ03 | 2017 | Any | 0.437 | DEER2019 | 2019-01-01 |  | 2024-02-06 15:16 | Deemed Ex Ante Team |  | 2024-02-06 15:16 | Deemed Ex Ante Team
Rec | Com | For producing Old, Ex, Rec, and New BldgVint records while post-processing building energy simulations | Nrs | CZ03 | 2020 | Any | 0.292 | DEER2023 | 2023-01-01 |  | 2024-02-06 15:16 | Deemed Ex Ante Team |  | 2024-02-06 15:16 | Deemed Ex Ante Team
Rec | Com | For producing Old, Ex, Rec, and New BldgVint records while post-processing building energy simulations | Nrs | CZ04 | 2017 | Any | 0.223 | DEER2019 | 2019-01-01 |  | 2024-02-06 15:16 | Deemed Ex Ante Team |  | 2024-02-06 15:16 | Deemed Ex Ante Team
Rec | Com | For producing Old, Ex, Rec, and New BldgVint records while post-processing building energy simulations | Nrs | CZ04 | 2020 | Any | 0.15 | DEER2023 | 2023-01-01 |  | 2024-02-06 15:16 | Deemed Ex Ante Team |  | 2024-02-06 15:16 | Deemed Ex Ante Team
Rec | Com | For producing Old, Ex, Rec, and New BldgVint records while post-processing building energy simulations | Nrs | CZ05 | 2017 | Any | 0.072 | DEER2019 | 2019-01-01 |  | 2024-02-06 15:16 | Deemed Ex Ante Team |  | 2024-02-06 15:16 | Deemed Ex Ante Team
Rec | Com | For producing Old, Ex, Rec, and New BldgVint records while post-processing building energy simulations | Nrs | CZ05 | 2020 | Any | 0.046 | DEER2023 | 2023-01-01 |  | 2024-02-06 15:16 | Deemed Ex Ante Team |  | 2024-02-06 15:16 | Deemed Ex Ante Team
Rec | Com | For producing Old, Ex, Rec, and New BldgVint records while post-processing building energy simulations | Nrs | CZ06 | 2017 | Any | 0.641 | DEER2019 | 2019-01-01 |  | 2024-02-06 15:16 | Deemed Ex Ante Team |  | 2024-02-06 15:16 | Deemed Ex Ante Team
Rec | Com | For producing Old, Ex, Rec, and New BldgVint records while post-processing building energy simulations | Nrs | CZ06 | 2020 | Any | 0.428 | DEER2023 | 2023-01-01 |  | 2024-02-06 15:16 | Deemed Ex Ante Team |  | 2024-02-06 15:16 | Deemed Ex Ante Team
Rec | Com | For producing Old, Ex, Rec, and New BldgVint records while post-processing building energy simulations | Nrs | CZ07 | 2017 | Any | 0.25 | DEER2019 | 2019-01-01 |  | 2024-02-06 15:16 | Deemed Ex Ante Team |  | 2024-02-06 15:16 | Deemed Ex Ante Team
Rec | Com | For producing Old, Ex, Rec, and New BldgVint records while post-processing building energy simulations | Nrs | CZ07 | 2020 | Any | 0.166 | DEER2023 | 2023-01-01 |  | 2024-02-06 15:16 | Deemed Ex Ante Team |  | 2024-02-06 15:16 | Deemed Ex Ante Team
Rec | Com | For producing Old, Ex, Rec, and New BldgVint records while post-processing building energy simulations | Nrs | CZ08 | 2017 | Any | 0.742 | DEER2019 | 2019-01-01 |  | 2024-02-06 15:16 | Deemed Ex Ante Team |  | 2024-02-06 15:16 | Deemed Ex Ante Team
Rec | Com | For producing Old, Ex, Rec, and New BldgVint records while post-processing building energy simulations | Nrs | CZ08 | 2020 | Any | 0.494 | DEER2023 | 2023-01-01 |  | 2024-02-06 15:16 | Deemed Ex Ante Team |  | 2024-02-06 15:16 | Deemed Ex Ante Team
Rec | Com | For producing Old, Ex, Rec, and New BldgVint records while post-processing building energy simulations | Nrs | CZ09 | 2017 | Any | 0.762 | DEER2019 | 2019-01-01 |  | 2024-02-06 15:16 | Deemed Ex Ante Team |  | 2024-02-06 15:16 | Deemed Ex Ante Team
Rec | Com | For producing Old, Ex, Rec, and New BldgVint records while post-processing building energy simulations | Nrs | CZ09 | 2020 | Any | 0.51 | DEER2023 | 2023-01-01 |  | 2024-02-06 15:16 | Deemed Ex Ante Team |  | 2024-02-06 15:16 | Deemed Ex Ante Team
Rec | Com | For producing Old, Ex, Rec, and New BldgVint records while post-processing building energy simulations | Nrs | CZ10 | 2017 | Any | 0.739 | DEER2019 | 2019-01-01 |  | 2024-02-06 15:16 | Deemed Ex Ante Team |  | 2024-02-06 15:16 | Deemed Ex Ante Team
Rec | Com | For producing Old, Ex, Rec, and New BldgVint records while post-processing building energy simulations | Nrs | CZ10 | 2020 | Any | 0.494 | DEER2023 | 2023-01-01 |  | 2024-02-06 15:16 | Deemed Ex Ante Team |  | 2024-02-06 15:16 | Deemed Ex Ante Team
Rec | Com | For producing Old, Ex, Rec, and New BldgVint records while post-processing building energy simulations | Nrs | CZ11 | 2017 | Any | 0.135 | DEER2019 | 2019-01-01 |  | 2024-02-06 15:16 | Deemed Ex Ante Team |  | 2024-02-06 15:16 | Deemed Ex Ante Team
Rec | Com | For producing Old, Ex, Rec, and New BldgVint records while post-processing building energy simulations | Nrs | CZ11 | 2020 | Any | 0.09 | DEER2023 | 2023-01-01 |  | 2024-02-06 15:16 | Deemed Ex Ante Team |  | 2024-02-06 15:16 | Deemed Ex Ante Team
Rec | Com | For producing Old, Ex, Rec, and New BldgVint records while post-processing building energy simulations | Nrs | CZ12 | 2017 | Any | 0.445 | DEER2019 | 2019-01-01 |  | 2024-02-06 15:16 | Deemed Ex Ante Team |  | 2024-02-06 15:16 | Deemed Ex Ante Team
Rec | Com | For producing Old, Ex, Rec, and New BldgVint records while post-processing building energy simulations | Nrs | CZ12 | 2020 | Any | 0.296 | DEER2023 | 2023-01-01 |  | 2024-02-06 15:16 | Deemed Ex Ante Team |  | 2024-02-06 15:16 | Deemed Ex Ante Team
Rec | Com | For producing Old, Ex, Rec, and New BldgVint records while post-processing building energy simulations | Nrs | CZ13 | 2017 | Any | 0.456 | DEER2019 | 2019-01-01 |  | 2024-02-06 15:16 | Deemed Ex Ante Team |  | 2024-02-06 15:16 | Deemed Ex Ante Team
Rec | Com | For producing Old, Ex, Rec, and New BldgVint records while post-processing building energy simulations | Nrs | CZ13 | 2020 | Any | 0.306 | DEER2023 | 2023-01-01 |  | 2024-02-06 15:16 | Deemed Ex Ante Team |  | 2024-02-06 15:16 | Deemed Ex Ante Team
Rec | Com | For producing Old, Ex, Rec, and New BldgVint records while post-processing building energy simulations | Nrs | CZ14 | 2017 | Any | 0.113 | DEER2019 | 2019-01-01 |  | 2024-02-06 15:16 | Deemed Ex Ante Team |  | 2024-02-06 15:16 | Deemed Ex Ante Team
Rec | Com | For producing Old, Ex, Rec, and New BldgVint records while post-processing building energy simulations | Nrs | CZ14 | 2020 | Any | 0.078 | DEER2023 | 2023-01-01 |  | 2024-02-06 15:16 | Deemed Ex Ante Team |  | 2024-02-06 15:16 | Deemed Ex Ante Team
Rec | Com | For producing Old, Ex, Rec, and New BldgVint records while post-processing building energy simulations | Nrs | CZ15 | 2017 | Any | 0.144 | DEER2019 | 2019-01-01 |  | 2024-02-06 15:16 | Deemed Ex Ante Team |  | 2024-02-06 15:16 | Deemed Ex Ante Team
Rec | Com | For producing Old, Ex, Rec, and New BldgVint records while post-processing building energy simulations | Nrs | CZ15 | 2020 | Any | 0.096 | DEER2023 | 2023-01-01 |  | 2024-02-06 15:16 | Deemed Ex Ante Team |  | 2024-02-06 15:16 | Deemed Ex Ante Team
Rec | Com | For producing Old, Ex, Rec, and New BldgVint records while post-processing building energy simulations | Nrs | CZ16 | 2017 | Any | 0.093 | DEER2019 | 2019-01-01 |  | 2024-02-06 15:16 | Deemed Ex Ante Team |  | 2024-02-06 15:16 | Deemed Ex Ante Team
Rec | Com | For producing Old, Ex, Rec, and New BldgVint records while post-processing building energy simulations | Nrs | CZ16 | 2020 | Any | 0.06 | DEER2023 | 2023-01-01 |  | 2024-02-06 15:16 | Deemed Ex Ante Team |  | 2024-02-06 15:16 | Deemed Ex Ante Team
Rec | Com | For producing Old, Ex, Rec, and New BldgVint records while post-processing building energy simulations | OfL | CZ01 | 2017 | Any | 0.036 | DEER2019 | 2019-01-01 |  | 2024-02-06 15:16 | Deemed Ex Ante Team |  | 2024-02-06 15:16 | Deemed Ex Ante Team
Rec | Com | For producing Old, Ex, Rec, and New BldgVint records while post-processing building energy simulations | OfL | CZ01 | 2020 | Any | 0.024 | DEER2023 | 2023-01-01 |  | 2024-02-06 15:16 | Deemed Ex Ante Team |  | 2024-02-06 15:16 | Deemed Ex Ante Team
Rec | Com | For producing Old, Ex, Rec, and New BldgVint records while post-processing building energy simulations | OfL | CZ02 | 2017 | Any | 0.533 | DEER2019 | 2019-01-01 |  | 2024-02-06 15:16 | Deemed Ex Ante Team |  | 2024-02-06 15:16 | Deemed Ex Ante Team
Rec | Com | For producing Old, Ex, Rec, and New BldgVint records while post-processing building energy simulations | OfL | CZ02 | 2020 | Any | 0.356 | DEER2023 | 2023-01-01 |  | 2024-02-06 15:16 | Deemed Ex Ante Team |  | 2024-02-06 15:16 | Deemed Ex Ante Team
Rec | Com | For producing Old, Ex, Rec, and New BldgVint records while post-processing building energy simulations | OfL | CZ03 | 2017 | Any | 4.869 | DEER2019 | 2019-01-01 |  | 2024-02-06 15:16 | Deemed Ex Ante Team |  | 2024-02-06 15:16 | Deemed Ex Ante Team
Rec | Com | For producing Old, Ex, Rec, and New BldgVint records while post-processing building energy simulations | OfL | CZ03 | 2020 | Any | 3.246 | DEER2023 | 2023-01-01 |  | 2024-02-06 15:16 | Deemed Ex Ante Team |  | 2024-02-06 15:16 | Deemed Ex Ante Team
Rec | Com | For producing Old, Ex, Rec, and New BldgVint records while post-processing building energy simulations | OfL | CZ04 | 2017 | Any | 2.707 | DEER2019 | 2019-01-01 |  | 2024-02-06 15:16 | Deemed Ex Ante Team |  | 2024-02-06 15:16 | Deemed Ex Ante Team
Rec | Com | For producing Old, Ex, Rec, and New BldgVint records while post-processing building energy simulations | OfL | CZ04 | 2020 | Any | 1.806 | DEER2023 | 2023-01-01 |  | 2024-02-06 15:16 | Deemed Ex Ante Team |  | 2024-02-06 15:16 | Deemed Ex Ante Team
Rec | Com | For producing Old, Ex, Rec, and New BldgVint records while post-processing building energy simulations | OfL | CZ05 | 2017 | Any | 0.222 | DEER2019 | 2019-01-01 |  | 2024-02-06 15:16 | Deemed Ex Ante Team |  | 2024-02-06 15:16 | Deemed Ex Ante Team
Rec | Com | For producing Old, Ex, Rec, and New BldgVint records while post-processing building energy simulations | OfL | CZ05 | 2020 | Any | 0.148 | DEER2023 | 2023-01-01 |  | 2024-02-06 15:16 | Deemed Ex Ante Team |  | 2024-02-06 15:16 | Deemed Ex Ante Team
Rec | Com | For producing Old, Ex, Rec, and New BldgVint records while post-processing building energy simulations | OfL | CZ06 | 2017 | Any | 3.82 | DEER2019 | 2019-01-01 |  | 2024-02-06 15:16 | Deemed Ex Ante Team |  | 2024-02-06 15:16 | Deemed Ex Ante Team
Rec | Com | For producing Old, Ex, Rec, and New BldgVint records while post-processing building energy simulations | OfL | CZ06 | 2020 | Any | 2.546 | DEER2023 | 2023-01-01 |  | 2024-02-06 15:16 | Deemed Ex Ante Team |  | 2024-02-06 15:16 | Deemed Ex Ante Team
Rec | Com | For producing Old, Ex, Rec, and New BldgVint records while post-processing building energy simulations | OfL | CZ07 | 2017 | Any | 2.201 | DEER2019 | 2019-01-01 |  | 2024-02-06 15:16 | Deemed Ex Ante Team |  | 2024-02-06 15:16 | Deemed Ex Ante Team
Rec | Com | For producing Old, Ex, Rec, and New BldgVint records while post-processing building energy simulations | OfL | CZ07 | 2020 | Any | 1.468 | DEER2023 | 2023-01-01 |  | 2024-02-06 15:16 | Deemed Ex Ante Team |  | 2024-02-06 15:16 | Deemed Ex Ante Team
Rec | Com | For producing Old, Ex, Rec, and New BldgVint records while post-processing building energy simulations | OfL | CZ08 | 2017 | Any | 5.135 | DEER2019 | 2019-01-01 |  | 2024-02-06 15:16 | Deemed Ex Ante Team |  | 2024-02-06 15:16 | Deemed Ex Ante Team
Rec | Com | For producing Old, Ex, Rec, and New BldgVint records while post-processing building energy simulations | OfL | CZ08 | 2020 | Any | 3.424 | DEER2023 | 2023-01-01 |  | 2024-02-06 15:16 | Deemed Ex Ante Team |  | 2024-02-06 15:16 | Deemed Ex Ante Team
Rec | Com | For producing Old, Ex, Rec, and New BldgVint records while post-processing building energy simulations | OfL | CZ09 | 2017 | Any | 6.236 | DEER2019 | 2019-01-01 |  | 2024-02-06 15:16 | Deemed Ex Ante Team |  | 2024-02-06 15:16 | Deemed Ex Ante Team
Rec | Com | For producing Old, Ex, Rec, and New BldgVint records while post-processing building energy simulations | OfL | CZ09 | 2020 | Any | 4.156 | DEER2023 | 2023-01-01 |  | 2024-02-06 15:16 | Deemed Ex Ante Team |  | 2024-02-06 15:16 | Deemed Ex Ante Team
Rec | Com | For producing Old, Ex, Rec, and New BldgVint records while post-processing building energy simulations | OfL | CZ10 | 2017 | Any | 3.68 | DEER2019 | 2019-01-01 |  | 2024-02-06 15:16 | Deemed Ex Ante Team |  | 2024-02-06 15:16 | Deemed Ex Ante Team
Rec | Com | For producing Old, Ex, Rec, and New BldgVint records while post-processing building energy simulations | OfL | CZ10 | 2020 | Any | 2.454 | DEER2023 | 2023-01-01 |  | 2024-02-06 15:16 | Deemed Ex Ante Team |  | 2024-02-06 15:16 | Deemed Ex Ante Team
Rec | Com | For producing Old, Ex, Rec, and New BldgVint records while post-processing building energy simulations | OfL | CZ11 | 2017 | Any | 0.308 | DEER2019 | 2019-01-01 |  | 2024-02-06 15:16 | Deemed Ex Ante Team |  | 2024-02-06 15:16 | Deemed Ex Ante Team
Rec | Com | For producing Old, Ex, Rec, and New BldgVint records while post-processing building energy simulations | OfL | CZ11 | 2020 | Any | 0.206 | DEER2023 | 2023-01-01 |  | 2024-02-06 15:16 | Deemed Ex Ante Team |  | 2024-02-06 15:16 | Deemed Ex Ante Team
Rec | Com | For producing Old, Ex, Rec, and New BldgVint records while post-processing building energy simulations | OfL | CZ12 | 2017 | Any | 2.54 | DEER2019 | 2019-01-01 |  | 2024-02-06 15:16 | Deemed Ex Ante Team |  | 2024-02-06 15:16 | Deemed Ex Ante Team
Rec | Com | For producing Old, Ex, Rec, and New BldgVint records while post-processing building energy simulations | OfL | CZ12 | 2020 | Any | 1.694 | DEER2023 | 2023-01-01 |  | 2024-02-06 15:16 | Deemed Ex Ante Team |  | 2024-02-06 15:16 | Deemed Ex Ante Team
Rec | Com | For producing Old, Ex, Rec, and New BldgVint records while post-processing building energy simulations | OfL | CZ13 | 2017 | Any | 1.342 | DEER2019 | 2019-01-01 |  | 2024-02-06 15:16 | Deemed Ex Ante Team |  | 2024-02-06 15:16 | Deemed Ex Ante Team
Rec | Com | For producing Old, Ex, Rec, and New BldgVint records while post-processing building energy simulations | OfL | CZ13 | 2020 | Any | 0.894 | DEER2023 | 2023-01-01 |  | 2024-02-06 15:16 | Deemed Ex Ante Team |  | 2024-02-06 15:16 | Deemed Ex Ante Team
Rec | Com | For producing Old, Ex, Rec, and New BldgVint records while post-processing building energy simulations | OfL | CZ14 | 2017 | Any | 0.584 | DEER2019 | 2019-01-01 |  | 2024-02-06 15:16 | Deemed Ex Ante Team |  | 2024-02-06 15:16 | Deemed Ex Ante Team
Rec | Com | For producing Old, Ex, Rec, and New BldgVint records while post-processing building energy simulations | OfL | CZ14 | 2020 | Any | 0.388 | DEER2023 | 2023-01-01 |  | 2024-02-06 15:16 | Deemed Ex Ante Team |  | 2024-02-06 15:16 | Deemed Ex Ante Team
Rec | Com | For producing Old, Ex, Rec, and New BldgVint records while post-processing building energy simulations | OfL | CZ15 | 2017 | Any | 0.876 | DEER2019 | 2019-01-01 |  | 2024-02-06 15:16 | Deemed Ex Ante Team |  | 2024-02-06 15:16 | Deemed Ex Ante Team
Rec | Com | For producing Old, Ex, Rec, and New BldgVint records while post-processing building energy simulations | OfL | CZ15 | 2020 | Any | 0.582 | DEER2023 | 2023-01-01 |  | 2024-02-06 15:16 | Deemed Ex Ante Team |  | 2024-02-06 15:16 | Deemed Ex Ante Team
Rec | Com | For producing Old, Ex, Rec, and New BldgVint records while post-processing building energy simulations | OfL | CZ16 | 2017 | Any | 0.284 | DEER2019 | 2019-01-01 |  | 2024-02-06 15:16 | Deemed Ex Ante Team |  | 2024-02-06 15:16 | Deemed Ex Ante Team
Rec | Com | For producing Old, Ex, Rec, and New BldgVint records while post-processing building energy simulations | OfL | CZ16 | 2020 | Any | 0.19 | DEER2023 | 2023-01-01 |  | 2024-02-06 15:16 | Deemed Ex Ante Team |  | 2024-02-06 15:16 | Deemed Ex Ante Team
Rec | Com | For producing Old, Ex, Rec, and New BldgVint records while post-processing building energy simulations | OfS | CZ01 | 2017 | Any | 0.053 | DEER2019 | 2019-01-01 |  | 2024-02-06 15:16 | Deemed Ex Ante Team |  | 2024-02-06 15:16 | Deemed Ex Ante Team
Rec | Com | For producing Old, Ex, Rec, and New BldgVint records while post-processing building energy simulations | OfS | CZ01 | 2020 | Any | 0.036 | DEER2023 | 2023-01-01 |  | 2024-02-06 15:16 | Deemed Ex Ante Team |  | 2024-02-06 15:16 | Deemed Ex Ante Team
Rec | Com | For producing Old, Ex, Rec, and New BldgVint records while post-processing building energy simulations | OfS | CZ02 | 2017 | Any | 0.149 | DEER2019 | 2019-01-01 |  | 2024-02-06 15:16 | Deemed Ex Ante Team |  | 2024-02-06 15:16 | Deemed Ex Ante Team
Rec | Com | For producing Old, Ex, Rec, and New BldgVint records while post-processing building energy simulations | OfS | CZ02 | 2020 | Any | 0.1 | DEER2023 | 2023-01-01 |  | 2024-02-06 15:16 | Deemed Ex Ante Team |  | 2024-02-06 15:16 | Deemed Ex Ante Team
Rec | Com | For producing Old, Ex, Rec, and New BldgVint records while post-processing building energy simulations | OfS | CZ03 | 2017 | Any | 0.904 | DEER2019 | 2019-01-01 |  | 2024-02-06 15:16 | Deemed Ex Ante Team |  | 2024-02-06 15:16 | Deemed Ex Ante Team
Rec | Com | For producing Old, Ex, Rec, and New BldgVint records while post-processing building energy simulations | OfS | CZ03 | 2020 | Any | 0.602 | DEER2023 | 2023-01-01 |  | 2024-02-06 15:16 | Deemed Ex Ante Team |  | 2024-02-06 15:16 | Deemed Ex Ante Team
Rec | Com | For producing Old, Ex, Rec, and New BldgVint records while post-processing building energy simulations | OfS | CZ04 | 2017 | Any | 0.728 | DEER2019 | 2019-01-01 |  | 2024-02-06 15:16 | Deemed Ex Ante Team |  | 2024-02-06 15:16 | Deemed Ex Ante Team
Rec | Com | For producing Old, Ex, Rec, and New BldgVint records while post-processing building energy simulations | OfS | CZ04 | 2020 | Any | 0.486 | DEER2023 | 2023-01-01 |  | 2024-02-06 15:16 | Deemed Ex Ante Team |  | 2024-02-06 15:16 | Deemed Ex Ante Team
Rec | Com | For producing Old, Ex, Rec, and New BldgVint records while post-processing building energy simulations | OfS | CZ05 | 2017 | Any | 0.069 | DEER2019 | 2019-01-01 |  | 2024-02-06 15:16 | Deemed Ex Ante Team |  | 2024-02-06 15:16 | Deemed Ex Ante Team
Rec | Com | For producing Old, Ex, Rec, and New BldgVint records while post-processing building energy simulations | OfS | CZ05 | 2020 | Any | 0.046 | DEER2023 | 2023-01-01 |  | 2024-02-06 15:16 | Deemed Ex Ante Team |  | 2024-02-06 15:16 | Deemed Ex Ante Team
Rec | Com | For producing Old, Ex, Rec, and New BldgVint records while post-processing building energy simulations | OfS | CZ06 | 2017 | Any | 1.658 | DEER2019 | 2019-01-01 |  | 2024-02-06 15:16 | Deemed Ex Ante Team |  | 2024-02-06 15:16 | Deemed Ex Ante Team
Rec | Com | For producing Old, Ex, Rec, and New BldgVint records while post-processing building energy simulations | OfS | CZ06 | 2020 | Any | 1.106 | DEER2023 | 2023-01-01 |  | 2024-02-06 15:16 | Deemed Ex Ante Team |  | 2024-02-06 15:16 | Deemed Ex Ante Team
Rec | Com | For producing Old, Ex, Rec, and New BldgVint records while post-processing building energy simulations | OfS | CZ07 | 2017 | Any | 1.009 | DEER2019 | 2019-01-01 |  | 2024-02-06 15:16 | Deemed Ex Ante Team |  | 2024-02-06 15:16 | Deemed Ex Ante Team
Rec | Com | For producing Old, Ex, Rec, and New BldgVint records while post-processing building energy simulations | OfS | CZ07 | 2020 | Any | 0.672 | DEER2023 | 2023-01-01 |  | 2024-02-06 15:16 | Deemed Ex Ante Team |  | 2024-02-06 15:16 | Deemed Ex Ante Team
Rec | Com | For producing Old, Ex, Rec, and New BldgVint records while post-processing building energy simulations | OfS | CZ08 | 2017 | Any | 2.05 | DEER2019 | 2019-01-01 |  | 2024-02-06 15:16 | Deemed Ex Ante Team |  | 2024-02-06 15:16 | Deemed Ex Ante Team
Rec | Com | For producing Old, Ex, Rec, and New BldgVint records while post-processing building energy simulations | OfS | CZ08 | 2020 | Any | 1.37 | DEER2023 | 2023-01-01 |  | 2024-02-06 15:16 | Deemed Ex Ante Team |  | 2024-02-06 15:16 | Deemed Ex Ante Team
Rec | Com | For producing Old, Ex, Rec, and New BldgVint records while post-processing building energy simulations | OfS | CZ09 | 2017 | Any | 1.578 | DEER2019 | 2019-01-01 |  | 2024-02-06 15:16 | Deemed Ex Ante Team |  | 2024-02-06 15:16 | Deemed Ex Ante Team
Rec | Com | For producing Old, Ex, Rec, and New BldgVint records while post-processing building energy simulations | OfS | CZ09 | 2020 | Any | 1.052 | DEER2023 | 2023-01-01 |  | 2024-02-06 15:16 | Deemed Ex Ante Team |  | 2024-02-06 15:16 | Deemed Ex Ante Team
Rec | Com | For producing Old, Ex, Rec, and New BldgVint records while post-processing building energy simulations | OfS | CZ10 | 2017 | Any | 2.597 | DEER2019 | 2019-01-01 |  | 2024-02-06 15:16 | Deemed Ex Ante Team |  | 2024-02-06 15:16 | Deemed Ex Ante Team
Rec | Com | For producing Old, Ex, Rec, and New BldgVint records while post-processing building energy simulations | OfS | CZ10 | 2020 | Any | 1.73 | DEER2023 | 2023-01-01 |  | 2024-02-06 15:16 | Deemed Ex Ante Team |  | 2024-02-06 15:16 | Deemed Ex Ante Team
Rec | Com | For producing Old, Ex, Rec, and New BldgVint records while post-processing building energy simulations | OfS | CZ11 | 2017 | Any | 0.225 | DEER2019 | 2019-01-01 |  | 2024-02-06 15:16 | Deemed Ex Ante Team |  | 2024-02-06 15:16 | Deemed Ex Ante Team
Rec | Com | For producing Old, Ex, Rec, and New BldgVint records while post-processing building energy simulations | OfS | CZ11 | 2020 | Any | 0.15 | DEER2023 | 2023-01-01 |  | 2024-02-06 15:16 | Deemed Ex Ante Team |  | 2024-02-06 15:16 | Deemed Ex Ante Team
Rec | Com | For producing Old, Ex, Rec, and New BldgVint records while post-processing building energy simulations | OfS | CZ12 | 2017 | Any | 0.936 | DEER2019 | 2019-01-01 |  | 2024-02-06 15:16 | Deemed Ex Ante Team |  | 2024-02-06 15:16 | Deemed Ex Ante Team
Rec | Com | For producing Old, Ex, Rec, and New BldgVint records while post-processing building energy simulations | OfS | CZ12 | 2020 | Any | 0.624 | DEER2023 | 2023-01-01 |  | 2024-02-06 15:16 | Deemed Ex Ante Team |  | 2024-02-06 15:16 | Deemed Ex Ante Team
Rec | Com | For producing Old, Ex, Rec, and New BldgVint records while post-processing building energy simulations | OfS | CZ13 | 2017 | Any | 1.155 | DEER2019 | 2019-01-01 |  | 2024-02-06 15:16 | Deemed Ex Ante Team |  | 2024-02-06 15:16 | Deemed Ex Ante Team
Rec | Com | For producing Old, Ex, Rec, and New BldgVint records while post-processing building energy simulations | OfS | CZ13 | 2020 | Any | 0.768 | DEER2023 | 2023-01-01 |  | 2024-02-06 15:16 | Deemed Ex Ante Team |  | 2024-02-06 15:16 | Deemed Ex Ante Team
Rec | Com | For producing Old, Ex, Rec, and New BldgVint records while post-processing building energy simulations | OfS | CZ14 | 2017 | Any | 0.31 | DEER2019 | 2019-01-01 |  | 2024-02-06 15:16 | Deemed Ex Ante Team |  | 2024-02-06 15:16 | Deemed Ex Ante Team
Rec | Com | For producing Old, Ex, Rec, and New BldgVint records while post-processing building energy simulations | OfS | CZ14 | 2020 | Any | 0.208 | DEER2023 | 2023-01-01 |  | 2024-02-06 15:16 | Deemed Ex Ante Team |  | 2024-02-06 15:16 | Deemed Ex Ante Team
Rec | Com | For producing Old, Ex, Rec, and New BldgVint records while post-processing building energy simulations | OfS | CZ15 | 2017 | Any | 0.65 | DEER2019 | 2019-01-01 |  | 2024-02-06 15:16 | Deemed Ex Ante Team |  | 2024-02-06 15:16 | Deemed Ex Ante Team
Rec | Com | For producing Old, Ex, Rec, and New BldgVint records while post-processing building energy simulations | OfS | CZ15 | 2020 | Any | 0.434 | DEER2023 | 2023-01-01 |  | 2024-02-06 15:16 | Deemed Ex Ante Team |  | 2024-02-06 15:16 | Deemed Ex Ante Team
Rec | Com | For producing Old, Ex, Rec, and New BldgVint records while post-processing building energy simulations | OfS | CZ16 | 2017 | Any | 0.182 | DEER2019 | 2019-01-01 |  | 2024-02-06 15:16 | Deemed Ex Ante Team |  | 2024-02-06 15:16 | Deemed Ex Ante Team
Rec | Com | For producing Old, Ex, Rec, and New BldgVint records while post-processing building energy simulations | OfS | CZ16 | 2020 | Any | 0.122 | DEER2023 | 2023-01-01 |  | 2024-02-06 15:16 | Deemed Ex Ante Team |  | 2024-02-06 15:16 | Deemed Ex Ante Team
Rec | Com | For producing Old, Ex, Rec, and New BldgVint records while post-processing building energy simulations | RFF | CZ01 | 2017 | Any | 0.005 | DEER2019 | 2019-01-01 |  | 2024-02-06 15:16 | Deemed Ex Ante Team |  | 2024-02-06 15:16 | Deemed Ex Ante Team
Rec | Com | For producing Old, Ex, Rec, and New BldgVint records while post-processing building energy simulations | RFF | CZ01 | 2020 | Any | 0.004 | DEER2023 | 2023-01-01 |  | 2024-02-06 15:16 | Deemed Ex Ante Team |  | 2024-02-06 15:16 | Deemed Ex Ante Team
Rec | Com | For producing Old, Ex, Rec, and New BldgVint records while post-processing building energy simulations | RFF | CZ02 | 2017 | Any | 0.029 | DEER2019 | 2019-01-01 |  | 2024-02-06 15:16 | Deemed Ex Ante Team |  | 2024-02-06 15:16 | Deemed Ex Ante Team
Rec | Com | For producing Old, Ex, Rec, and New BldgVint records while post-processing building energy simulations | RFF | CZ02 | 2020 | Any | 0.02 | DEER2023 | 2023-01-01 |  | 2024-02-06 15:16 | Deemed Ex Ante Team |  | 2024-02-06 15:16 | Deemed Ex Ante Team
Rec | Com | For producing Old, Ex, Rec, and New BldgVint records while post-processing building energy simulations | RFF | CZ03 | 2017 | Any | 0.144 | DEER2019 | 2019-01-01 |  | 2024-02-06 15:16 | Deemed Ex Ante Team |  | 2024-02-06 15:16 | Deemed Ex Ante Team
Rec | Com | For producing Old, Ex, Rec, and New BldgVint records while post-processing building energy simulations | RFF | CZ03 | 2020 | Any | 0.096 | DEER2023 | 2023-01-01 |  | 2024-02-06 15:16 | Deemed Ex Ante Team |  | 2024-02-06 15:16 | Deemed Ex Ante Team
Rec | Com | For producing Old, Ex, Rec, and New BldgVint records while post-processing building energy simulations | RFF | CZ04 | 2017 | Any | 0.058 | DEER2019 | 2019-01-01 |  | 2024-02-06 15:16 | Deemed Ex Ante Team |  | 2024-02-06 15:16 | Deemed Ex Ante Team
Rec | Com | For producing Old, Ex, Rec, and New BldgVint records while post-processing building energy simulations | RFF | CZ04 | 2020 | Any | 0.038 | DEER2023 | 2023-01-01 |  | 2024-02-06 15:16 | Deemed Ex Ante Team |  | 2024-02-06 15:16 | Deemed Ex Ante Team
Rec | Com | For producing Old, Ex, Rec, and New BldgVint records while post-processing building energy simulations | RFF | CZ05 | 2017 | Any | 0.021 | DEER2019 | 2019-01-01 |  | 2024-02-06 15:16 | Deemed Ex Ante Team |  | 2024-02-06 15:16 | Deemed Ex Ante Team
Rec | Com | For producing Old, Ex, Rec, and New BldgVint records while post-processing building energy simulations | RFF | CZ05 | 2020 | Any | 0.016 | DEER2023 | 2023-01-01 |  | 2024-02-06 15:16 | Deemed Ex Ante Team |  | 2024-02-06 15:16 | Deemed Ex Ante Team
Rec | Com | For producing Old, Ex, Rec, and New BldgVint records while post-processing building energy simulations | RFF | CZ06 | 2017 | Any | 0.777 | DEER2019 | 2019-01-01 |  | 2024-02-06 15:16 | Deemed Ex Ante Team |  | 2024-02-06 15:16 | Deemed Ex Ante Team
Rec | Com | For producing Old, Ex, Rec, and New BldgVint records while post-processing building energy simulations | RFF | CZ06 | 2020 | Any | 0.516 | DEER2023 | 2023-01-01 |  | 2024-02-06 15:16 | Deemed Ex Ante Team |  | 2024-02-06 15:16 | Deemed Ex Ante Team
Rec | Com | For producing Old, Ex, Rec, and New BldgVint records while post-processing building energy simulations | RFF | CZ07 | 2017 | Any | 0.151 | DEER2019 | 2019-01-01 |  | 2024-02-06 15:16 | Deemed Ex Ante Team |  | 2024-02-06 15:16 | Deemed Ex Ante Team
Rec | Com | For producing Old, Ex, Rec, and New BldgVint records while post-processing building energy simulations | RFF | CZ07 | 2020 | Any | 0.1 | DEER2023 | 2023-01-01 |  | 2024-02-06 15:16 | Deemed Ex Ante Team |  | 2024-02-06 15:16 | Deemed Ex Ante Team
Rec | Com | For producing Old, Ex, Rec, and New BldgVint records while post-processing building energy simulations | RFF | CZ08 | 2017 | Any | 0.901 | DEER2019 | 2019-01-01 |  | 2024-02-06 15:16 | Deemed Ex Ante Team |  | 2024-02-06 15:16 | Deemed Ex Ante Team
Rec | Com | For producing Old, Ex, Rec, and New BldgVint records while post-processing building energy simulations | RFF | CZ08 | 2020 | Any | 0.6 | DEER2023 | 2023-01-01 |  | 2024-02-06 15:16 | Deemed Ex Ante Team |  | 2024-02-06 15:16 | Deemed Ex Ante Team
Rec | Com | For producing Old, Ex, Rec, and New BldgVint records while post-processing building energy simulations | RFF | CZ09 | 2017 | Any | 0.619 | DEER2019 | 2019-01-01 |  | 2024-02-06 15:16 | Deemed Ex Ante Team |  | 2024-02-06 15:16 | Deemed Ex Ante Team
Rec | Com | For producing Old, Ex, Rec, and New BldgVint records while post-processing building energy simulations | RFF | CZ09 | 2020 | Any | 0.414 | DEER2023 | 2023-01-01 |  | 2024-02-06 15:16 | Deemed Ex Ante Team |  | 2024-02-06 15:16 | Deemed Ex Ante Team
Rec | Com | For producing Old, Ex, Rec, and New BldgVint records while post-processing building energy simulations | RFF | CZ10 | 2017 | Any | 1.011 | DEER2019 | 2019-01-01 |  | 2024-02-06 15:16 | Deemed Ex Ante Team |  | 2024-02-06 15:16 | Deemed Ex Ante Team
Rec | Com | For producing Old, Ex, Rec, and New BldgVint records while post-processing building energy simulations | RFF | CZ10 | 2020 | Any | 0.676 | DEER2023 | 2023-01-01 |  | 2024-02-06 15:16 | Deemed Ex Ante Team |  | 2024-02-06 15:16 | Deemed Ex Ante Team
Rec | Com | For producing Old, Ex, Rec, and New BldgVint records while post-processing building energy simulations | RFF | CZ11 | 2017 | Any | 0.03 | DEER2019 | 2019-01-01 |  | 2024-02-06 15:16 | Deemed Ex Ante Team |  | 2024-02-06 15:16 | Deemed Ex Ante Team
Rec | Com | For producing Old, Ex, Rec, and New BldgVint records while post-processing building energy simulations | RFF | CZ11 | 2020 | Any | 0.02 | DEER2023 | 2023-01-01 |  | 2024-02-06 15:16 | Deemed Ex Ante Team |  | 2024-02-06 15:16 | Deemed Ex Ante Team
Rec | Com | For producing Old, Ex, Rec, and New BldgVint records while post-processing building energy simulations | RFF | CZ12 | 2017 | Any | 0.104 | DEER2019 | 2019-01-01 |  | 2024-02-06 15:16 | Deemed Ex Ante Team |  | 2024-02-06 15:16 | Deemed Ex Ante Team
Rec | Com | For producing Old, Ex, Rec, and New BldgVint records while post-processing building energy simulations | RFF | CZ12 | 2020 | Any | 0.07 | DEER2023 | 2023-01-01 |  | 2024-02-06 15:16 | Deemed Ex Ante Team |  | 2024-02-06 15:16 | Deemed Ex Ante Team
Rec | Com | For producing Old, Ex, Rec, and New BldgVint records while post-processing building energy simulations | RFF | CZ13 | 2017 | Any | 0.138 | DEER2019 | 2019-01-01 |  | 2024-02-06 15:16 | Deemed Ex Ante Team |  | 2024-02-06 15:16 | Deemed Ex Ante Team
Rec | Com | For producing Old, Ex, Rec, and New BldgVint records while post-processing building energy simulations | RFF | CZ13 | 2020 | Any | 0.092 | DEER2023 | 2023-01-01 |  | 2024-02-06 15:16 | Deemed Ex Ante Team |  | 2024-02-06 15:16 | Deemed Ex Ante Team
Rec | Com | For producing Old, Ex, Rec, and New BldgVint records while post-processing building energy simulations | RFF | CZ14 | 2017 | Any | 0.185 | DEER2019 | 2019-01-01 |  | 2024-02-06 15:16 | Deemed Ex Ante Team |  | 2024-02-06 15:16 | Deemed Ex Ante Team
Rec | Com | For producing Old, Ex, Rec, and New BldgVint records while post-processing building energy simulations | RFF | CZ14 | 2020 | Any | 0.126 | DEER2023 | 2023-01-01 |  | 2024-02-06 15:16 | Deemed Ex Ante Team |  | 2024-02-06 15:16 | Deemed Ex Ante Team
Rec | Com | For producing Old, Ex, Rec, and New BldgVint records while post-processing building energy simulations | RFF | CZ15 | 2017 | Any | 0.189 | DEER2019 | 2019-01-01 |  | 2024-02-06 15:16 | Deemed Ex Ante Team |  | 2024-02-06 15:16 | Deemed Ex Ante Team
Rec | Com | For producing Old, Ex, Rec, and New BldgVint records while post-processing building energy simulations | RFF | CZ15 | 2020 | Any | 0.126 | DEER2023 | 2023-01-01 |  | 2024-02-06 15:16 | Deemed Ex Ante Team |  | 2024-02-06 15:16 | Deemed Ex Ante Team
Rec | Com | For producing Old, Ex, Rec, and New BldgVint records while post-processing building energy simulations | RFF | CZ16 | 2017 | Any | 0.075 | DEER2019 | 2019-01-01 |  | 2024-02-06 15:16 | Deemed Ex Ante Team |  | 2024-02-06 15:16 | Deemed Ex Ante Team
Rec | Com | For producing Old, Ex, Rec, and New BldgVint records while post-processing building energy simulations | RFF | CZ16 | 2020 | Any | 0.052 | DEER2023 | 2023-01-01 |  | 2024-02-06 15:16 | Deemed Ex Ante Team |  | 2024-02-06 15:16 | Deemed Ex Ante Team
Rec | Com | For producing Old, Ex, Rec, and New BldgVint records while post-processing building energy simulations | RSD | CZ01 | 2017 | Any | 0.005 | DEER2019 | 2019-01-01 |  | 2024-02-06 15:16 | Deemed Ex Ante Team |  | 2024-02-06 15:16 | Deemed Ex Ante Team
Rec | Com | For producing Old, Ex, Rec, and New BldgVint records while post-processing building energy simulations | RSD | CZ01 | 2020 | Any | 0.004 | DEER2023 | 2023-01-01 |  | 2024-02-06 15:16 | Deemed Ex Ante Team |  | 2024-02-06 15:16 | Deemed Ex Ante Team
Rec | Com | For producing Old, Ex, Rec, and New BldgVint records while post-processing building energy simulations | RSD | CZ02 | 2017 | Any | 0.029 | DEER2019 | 2019-01-01 |  | 2024-02-06 15:16 | Deemed Ex Ante Team |  | 2024-02-06 15:16 | Deemed Ex Ante Team
Rec | Com | For producing Old, Ex, Rec, and New BldgVint records while post-processing building energy simulations | RSD | CZ02 | 2020 | Any | 0.02 | DEER2023 | 2023-01-01 |  | 2024-02-06 15:16 | Deemed Ex Ante Team |  | 2024-02-06 15:16 | Deemed Ex Ante Team
Rec | Com | For producing Old, Ex, Rec, and New BldgVint records while post-processing building energy simulations | RSD | CZ03 | 2017 | Any | 0.144 | DEER2019 | 2019-01-01 |  | 2024-02-06 15:16 | Deemed Ex Ante Team |  | 2024-02-06 15:16 | Deemed Ex Ante Team
Rec | Com | For producing Old, Ex, Rec, and New BldgVint records while post-processing building energy simulations | RSD | CZ03 | 2020 | Any | 0.096 | DEER2023 | 2023-01-01 |  | 2024-02-06 15:16 | Deemed Ex Ante Team |  | 2024-02-06 15:16 | Deemed Ex Ante Team
Rec | Com | For producing Old, Ex, Rec, and New BldgVint records while post-processing building energy simulations | RSD | CZ04 | 2017 | Any | 0.058 | DEER2019 | 2019-01-01 |  | 2024-02-06 15:16 | Deemed Ex Ante Team |  | 2024-02-06 15:16 | Deemed Ex Ante Team
Rec | Com | For producing Old, Ex, Rec, and New BldgVint records while post-processing building energy simulations | RSD | CZ04 | 2020 | Any | 0.038 | DEER2023 | 2023-01-01 |  | 2024-02-06 15:16 | Deemed Ex Ante Team |  | 2024-02-06 15:16 | Deemed Ex Ante Team
Rec | Com | For producing Old, Ex, Rec, and New BldgVint records while post-processing building energy simulations | RSD | CZ05 | 2017 | Any | 0.021 | DEER2019 | 2019-01-01 |  | 2024-02-06 15:16 | Deemed Ex Ante Team |  | 2024-02-06 15:16 | Deemed Ex Ante Team
Rec | Com | For producing Old, Ex, Rec, and New BldgVint records while post-processing building energy simulations | RSD | CZ05 | 2020 | Any | 0.016 | DEER2023 | 2023-01-01 |  | 2024-02-06 15:16 | Deemed Ex Ante Team |  | 2024-02-06 15:16 | Deemed Ex Ante Team
Rec | Com | For producing Old, Ex, Rec, and New BldgVint records while post-processing building energy simulations | RSD | CZ06 | 2017 | Any | 0.777 | DEER2019 | 2019-01-01 |  | 2024-02-06 15:16 | Deemed Ex Ante Team |  | 2024-02-06 15:16 | Deemed Ex Ante Team
Rec | Com | For producing Old, Ex, Rec, and New BldgVint records while post-processing building energy simulations | RSD | CZ06 | 2020 | Any | 0.516 | DEER2023 | 2023-01-01 |  | 2024-02-06 15:16 | Deemed Ex Ante Team |  | 2024-02-06 15:16 | Deemed Ex Ante Team
Rec | Com | For producing Old, Ex, Rec, and New BldgVint records while post-processing building energy simulations | RSD | CZ07 | 2017 | Any | 0.151 | DEER2019 | 2019-01-01 |  | 2024-02-06 15:16 | Deemed Ex Ante Team |  | 2024-02-06 15:16 | Deemed Ex Ante Team
Rec | Com | For producing Old, Ex, Rec, and New BldgVint records while post-processing building energy simulations | RSD | CZ07 | 2020 | Any | 0.1 | DEER2023 | 2023-01-01 |  | 2024-02-06 15:16 | Deemed Ex Ante Team |  | 2024-02-06 15:16 | Deemed Ex Ante Team
Rec | Com | For producing Old, Ex, Rec, and New BldgVint records while post-processing building energy simulations | RSD | CZ08 | 2017 | Any | 0.901 | DEER2019 | 2019-01-01 |  | 2024-02-06 15:16 | Deemed Ex Ante Team |  | 2024-02-06 15:16 | Deemed Ex Ante Team
Rec | Com | For producing Old, Ex, Rec, and New BldgVint records while post-processing building energy simulations | RSD | CZ08 | 2020 | Any | 0.6 | DEER2023 | 2023-01-01 |  | 2024-02-06 15:16 | Deemed Ex Ante Team |  | 2024-02-06 15:16 | Deemed Ex Ante Team
Rec | Com | For producing Old, Ex, Rec, and New BldgVint records while post-processing building energy simulations | RSD | CZ09 | 2017 | Any | 0.619 | DEER2019 | 2019-01-01 |  | 2024-02-06 15:16 | Deemed Ex Ante Team |  | 2024-02-06 15:16 | Deemed Ex Ante Team
Rec | Com | For producing Old, Ex, Rec, and New BldgVint records while post-processing building energy simulations | RSD | CZ09 | 2020 | Any | 0.414 | DEER2023 | 2023-01-01 |  | 2024-02-06 15:16 | Deemed Ex Ante Team |  | 2024-02-06 15:16 | Deemed Ex Ante Team
Rec | Com | For producing Old, Ex, Rec, and New BldgVint records while post-processing building energy simulations | RSD | CZ10 | 2017 | Any | 1.011 | DEER2019 | 2019-01-01 |  | 2024-02-06 15:16 | Deemed Ex Ante Team |  | 2024-02-06 15:16 | Deemed Ex Ante Team
Rec | Com | For producing Old, Ex, Rec, and New BldgVint records while post-processing building energy simulations | RSD | CZ10 | 2020 | Any | 0.676 | DEER2023 | 2023-01-01 |  | 2024-02-06 15:16 | Deemed Ex Ante Team |  | 2024-02-06 15:16 | Deemed Ex Ante Team
Rec | Com | For producing Old, Ex, Rec, and New BldgVint records while post-processing building energy simulations | RSD | CZ11 | 2017 | Any | 0.03 | DEER2019 | 2019-01-01 |  | 2024-02-06 15:16 | Deemed Ex Ante Team |  | 2024-02-06 15:16 | Deemed Ex Ante Team
Rec | Com | For producing Old, Ex, Rec, and New BldgVint records while post-processing building energy simulations | RSD | CZ11 | 2020 | Any | 0.02 | DEER2023 | 2023-01-01 |  | 2024-02-06 15:16 | Deemed Ex Ante Team |  | 2024-02-06 15:16 | Deemed Ex Ante Team
Rec | Com | For producing Old, Ex, Rec, and New BldgVint records while post-processing building energy simulations | RSD | CZ12 | 2017 | Any | 0.104 | DEER2019 | 2019-01-01 |  | 2024-02-06 15:16 | Deemed Ex Ante Team |  | 2024-02-06 15:16 | Deemed Ex Ante Team
Rec | Com | For producing Old, Ex, Rec, and New BldgVint records while post-processing building energy simulations | RSD | CZ12 | 2020 | Any | 0.07 | DEER2023 | 2023-01-01 |  | 2024-02-06 15:16 | Deemed Ex Ante Team |  | 2024-02-06 15:16 | Deemed Ex Ante Team
Rec | Com | For producing Old, Ex, Rec, and New BldgVint records while post-processing building energy simulations | RSD | CZ13 | 2017 | Any | 0.138 | DEER2019 | 2019-01-01 |  | 2024-02-06 15:16 | Deemed Ex Ante Team |  | 2024-02-06 15:16 | Deemed Ex Ante Team
Rec | Com | For producing Old, Ex, Rec, and New BldgVint records while post-processing building energy simulations | RSD | CZ13 | 2020 | Any | 0.092 | DEER2023 | 2023-01-01 |  | 2024-02-06 15:16 | Deemed Ex Ante Team |  | 2024-02-06 15:16 | Deemed Ex Ante Team
Rec | Com | For producing Old, Ex, Rec, and New BldgVint records while post-processing building energy simulations | RSD | CZ14 | 2017 | Any | 0.185 | DEER2019 | 2019-01-01 |  | 2024-02-06 15:16 | Deemed Ex Ante Team |  | 2024-02-06 15:16 | Deemed Ex Ante Team
Rec | Com | For producing Old, Ex, Rec, and New BldgVint records while post-processing building energy simulations | RSD | CZ14 | 2020 | Any | 0.126 | DEER2023 | 2023-01-01 |  | 2024-02-06 15:16 | Deemed Ex Ante Team |  | 2024-02-06 15:16 | Deemed Ex Ante Team
Rec | Com | For producing Old, Ex, Rec, and New BldgVint records while post-processing building energy simulations | RSD | CZ15 | 2017 | Any | 0.189 | DEER2019 | 2019-01-01 |  | 2024-02-06 15:16 | Deemed Ex Ante Team |  | 2024-02-06 15:16 | Deemed Ex Ante Team
Rec | Com | For producing Old, Ex, Rec, and New BldgVint records while post-processing building energy simulations | RSD | CZ15 | 2020 | Any | 0.126 | DEER2023 | 2023-01-01 |  | 2024-02-06 15:16 | Deemed Ex Ante Team |  | 2024-02-06 15:16 | Deemed Ex Ante Team
Rec | Com | For producing Old, Ex, Rec, and New BldgVint records while post-processing building energy simulations | RSD | CZ16 | 2017 | Any | 0.075 | DEER2019 | 2019-01-01 |  | 2024-02-06 15:16 | Deemed Ex Ante Team |  | 2024-02-06 15:16 | Deemed Ex Ante Team
Rec | Com | For producing Old, Ex, Rec, and New BldgVint records while post-processing building energy simulations | RSD | CZ16 | 2020 | Any | 0.052 | DEER2023 | 2023-01-01 |  | 2024-02-06 15:16 | Deemed Ex Ante Team |  | 2024-02-06 15:16 | Deemed Ex Ante Team
Rec | Com | For producing Old, Ex, Rec, and New BldgVint records while post-processing building energy simulations | Rt3 | CZ01 | 2017 | Any | 0.03 | DEER2019 | 2019-01-01 |  | 2024-02-06 15:16 | Deemed Ex Ante Team |  | 2024-02-06 15:16 | Deemed Ex Ante Team
Rec | Com | For producing Old, Ex, Rec, and New BldgVint records while post-processing building energy simulations | Rt3 | CZ01 | 2020 | Any | 0.02 | DEER2023 | 2023-01-01 |  | 2024-02-06 15:16 | Deemed Ex Ante Team |  | 2024-02-06 15:16 | Deemed Ex Ante Team
Rec | Com | For producing Old, Ex, Rec, and New BldgVint records while post-processing building energy simulations | Rt3 | CZ02 | 2017 | Any | 0.214 | DEER2019 | 2019-01-01 |  | 2024-02-06 15:16 | Deemed Ex Ante Team |  | 2024-02-06 15:16 | Deemed Ex Ante Team
Rec | Com | For producing Old, Ex, Rec, and New BldgVint records while post-processing building energy simulations | Rt3 | CZ02 | 2020 | Any | 0.142 | DEER2023 | 2023-01-01 |  | 2024-02-06 15:16 | Deemed Ex Ante Team |  | 2024-02-06 15:16 | Deemed Ex Ante Team
Rec | Com | For producing Old, Ex, Rec, and New BldgVint records while post-processing building energy simulations | Rt3 | CZ03 | 2017 | Any | 0.915 | DEER2019 | 2019-01-01 |  | 2024-02-06 15:16 | Deemed Ex Ante Team |  | 2024-02-06 15:16 | Deemed Ex Ante Team
Rec | Com | For producing Old, Ex, Rec, and New BldgVint records while post-processing building energy simulations | Rt3 | CZ03 | 2020 | Any | 0.61 | DEER2023 | 2023-01-01 |  | 2024-02-06 15:16 | Deemed Ex Ante Team |  | 2024-02-06 15:16 | Deemed Ex Ante Team
Rec | Com | For producing Old, Ex, Rec, and New BldgVint records while post-processing building energy simulations | Rt3 | CZ04 | 2017 | Any | 0.451 | DEER2019 | 2019-01-01 |  | 2024-02-06 15:16 | Deemed Ex Ante Team |  | 2024-02-06 15:16 | Deemed Ex Ante Team
Rec | Com | For producing Old, Ex, Rec, and New BldgVint records while post-processing building energy simulations | Rt3 | CZ04 | 2020 | Any | 0.3 | DEER2023 | 2023-01-01 |  | 2024-02-06 15:16 | Deemed Ex Ante Team |  | 2024-02-06 15:16 | Deemed Ex Ante Team
Rec | Com | For producing Old, Ex, Rec, and New BldgVint records while post-processing building energy simulations | Rt3 | CZ05 | 2017 | Any | 0.122 | DEER2019 | 2019-01-01 |  | 2024-02-06 15:16 | Deemed Ex Ante Team |  | 2024-02-06 15:16 | Deemed Ex Ante Team
Rec | Com | For producing Old, Ex, Rec, and New BldgVint records while post-processing building energy simulations | Rt3 | CZ05 | 2020 | Any | 0.08 | DEER2023 | 2023-01-01 |  | 2024-02-06 15:16 | Deemed Ex Ante Team |  | 2024-02-06 15:16 | Deemed Ex Ante Team
Rec | Com | For producing Old, Ex, Rec, and New BldgVint records while post-processing building energy simulations | Rt3 | CZ06 | 2017 | Any | 2.584 | DEER2019 | 2019-01-01 |  | 2024-02-06 15:16 | Deemed Ex Ante Team |  | 2024-02-06 15:16 | Deemed Ex Ante Team
Rec | Com | For producing Old, Ex, Rec, and New BldgVint records while post-processing building energy simulations | Rt3 | CZ06 | 2020 | Any | 1.722 | DEER2023 | 2023-01-01 |  | 2024-02-06 15:16 | Deemed Ex Ante Team |  | 2024-02-06 15:16 | Deemed Ex Ante Team
Rec | Com | For producing Old, Ex, Rec, and New BldgVint records while post-processing building energy simulations | Rt3 | CZ07 | 2017 | Any | 0.841 | DEER2019 | 2019-01-01 |  | 2024-02-06 15:16 | Deemed Ex Ante Team |  | 2024-02-06 15:16 | Deemed Ex Ante Team
Rec | Com | For producing Old, Ex, Rec, and New BldgVint records while post-processing building energy simulations | Rt3 | CZ07 | 2020 | Any | 0.562 | DEER2023 | 2023-01-01 |  | 2024-02-06 15:16 | Deemed Ex Ante Team |  | 2024-02-06 15:16 | Deemed Ex Ante Team
Rec | Com | For producing Old, Ex, Rec, and New BldgVint records while post-processing building energy simulations | Rt3 | CZ08 | 2017 | Any | 3.096 | DEER2019 | 2019-01-01 |  | 2024-02-06 15:16 | Deemed Ex Ante Team |  | 2024-02-06 15:16 | Deemed Ex Ante Team
Rec | Com | For producing Old, Ex, Rec, and New BldgVint records while post-processing building energy simulations | Rt3 | CZ08 | 2020 | Any | 2.064 | DEER2023 | 2023-01-01 |  | 2024-02-06 15:16 | Deemed Ex Ante Team |  | 2024-02-06 15:16 | Deemed Ex Ante Team
Rec | Com | For producing Old, Ex, Rec, and New BldgVint records while post-processing building energy simulations | Rt3 | CZ09 | 2017 | Any | 2.536 | DEER2019 | 2019-01-01 |  | 2024-02-06 15:16 | Deemed Ex Ante Team |  | 2024-02-06 15:16 | Deemed Ex Ante Team
Rec | Com | For producing Old, Ex, Rec, and New BldgVint records while post-processing building energy simulations | Rt3 | CZ09 | 2020 | Any | 1.69 | DEER2023 | 2023-01-01 |  | 2024-02-06 15:16 | Deemed Ex Ante Team |  | 2024-02-06 15:16 | Deemed Ex Ante Team
Rec | Com | For producing Old, Ex, Rec, and New BldgVint records while post-processing building energy simulations | Rt3 | CZ10 | 2017 | Any | 4.479 | DEER2019 | 2019-01-01 |  | 2024-02-06 15:16 | Deemed Ex Ante Team |  | 2024-02-06 15:16 | Deemed Ex Ante Team
Rec | Com | For producing Old, Ex, Rec, and New BldgVint records while post-processing building energy simulations | Rt3 | CZ10 | 2020 | Any | 2.986 | DEER2023 | 2023-01-01 |  | 2024-02-06 15:16 | Deemed Ex Ante Team |  | 2024-02-06 15:16 | Deemed Ex Ante Team
Rec | Com | For producing Old, Ex, Rec, and New BldgVint records while post-processing building energy simulations | Rt3 | CZ11 | 2017 | Any | 0.244 | DEER2019 | 2019-01-01 |  | 2024-02-06 15:16 | Deemed Ex Ante Team |  | 2024-02-06 15:16 | Deemed Ex Ante Team
Rec | Com | For producing Old, Ex, Rec, and New BldgVint records while post-processing building energy simulations | Rt3 | CZ11 | 2020 | Any | 0.162 | DEER2023 | 2023-01-01 |  | 2024-02-06 15:16 | Deemed Ex Ante Team |  | 2024-02-06 15:16 | Deemed Ex Ante Team
Rec | Com | For producing Old, Ex, Rec, and New BldgVint records while post-processing building energy simulations | Rt3 | CZ12 | 2017 | Any | 0.927 | DEER2019 | 2019-01-01 |  | 2024-02-06 15:16 | Deemed Ex Ante Team |  | 2024-02-06 15:16 | Deemed Ex Ante Team
Rec | Com | For producing Old, Ex, Rec, and New BldgVint records while post-processing building energy simulations | Rt3 | CZ12 | 2020 | Any | 0.618 | DEER2023 | 2023-01-01 |  | 2024-02-06 15:16 | Deemed Ex Ante Team |  | 2024-02-06 15:16 | Deemed Ex Ante Team
Rec | Com | For producing Old, Ex, Rec, and New BldgVint records while post-processing building energy simulations | Rt3 | CZ13 | 2017 | Any | 1.097 | DEER2019 | 2019-01-01 |  | 2024-02-06 15:16 | Deemed Ex Ante Team |  | 2024-02-06 15:16 | Deemed Ex Ante Team
Rec | Com | For producing Old, Ex, Rec, and New BldgVint records while post-processing building energy simulations | Rt3 | CZ13 | 2020 | Any | 0.73 | DEER2023 | 2023-01-01 |  | 2024-02-06 15:16 | Deemed Ex Ante Team |  | 2024-02-06 15:16 | Deemed Ex Ante Team
Rec | Com | For producing Old, Ex, Rec, and New BldgVint records while post-processing building energy simulations | Rt3 | CZ14 | 2017 | Any | 0.649 | DEER2019 | 2019-01-01 |  | 2024-02-06 15:16 | Deemed Ex Ante Team |  | 2024-02-06 15:16 | Deemed Ex Ante Team
Rec | Com | For producing Old, Ex, Rec, and New BldgVint records while post-processing building energy simulations | Rt3 | CZ14 | 2020 | Any | 0.434 | DEER2023 | 2023-01-01 |  | 2024-02-06 15:16 | Deemed Ex Ante Team |  | 2024-02-06 15:16 | Deemed Ex Ante Team
Rec | Com | For producing Old, Ex, Rec, and New BldgVint records while post-processing building energy simulations | Rt3 | CZ15 | 2017 | Any | 0.583 | DEER2019 | 2019-01-01 |  | 2024-02-06 15:16 | Deemed Ex Ante Team |  | 2024-02-06 15:16 | Deemed Ex Ante Team
Rec | Com | For producing Old, Ex, Rec, and New BldgVint records while post-processing building energy simulations | Rt3 | CZ15 | 2020 | Any | 0.39 | DEER2023 | 2023-01-01 |  | 2024-02-06 15:16 | Deemed Ex Ante Team |  | 2024-02-06 15:16 | Deemed Ex Ante Team
Rec | Com | For producing Old, Ex, Rec, and New BldgVint records while post-processing building energy simulations | Rt3 | CZ16 | 2017 | Any | 0.152 | DEER2019 | 2019-01-01 |  | 2024-02-06 15:16 | Deemed Ex Ante Team |  | 2024-02-06 15:16 | Deemed Ex Ante Team
Rec | Com | For producing Old, Ex, Rec, and New BldgVint records while post-processing building energy simulations | Rt3 | CZ16 | 2020 | Any | 0.1 | DEER2023 | 2023-01-01 |  | 2024-02-06 15:16 | Deemed Ex Ante Team |  | 2024-02-06 15:16 | Deemed Ex Ante Team
Rec | Com | For producing Old, Ex, Rec, and New BldgVint records while post-processing building energy simulations | RtL | CZ01 | 2017 | Any | 0.03 | DEER2019 | 2019-01-01 |  | 2024-02-06 15:16 | Deemed Ex Ante Team |  | 2024-02-06 15:16 | Deemed Ex Ante Team
Rec | Com | For producing Old, Ex, Rec, and New BldgVint records while post-processing building energy simulations | RtL | CZ01 | 2020 | Any | 0.02 | DEER2023 | 2023-01-01 |  | 2024-02-06 15:16 | Deemed Ex Ante Team |  | 2024-02-06 15:16 | Deemed Ex Ante Team
Rec | Com | For producing Old, Ex, Rec, and New BldgVint records while post-processing building energy simulations | RtL | CZ02 | 2017 | Any | 0.214 | DEER2019 | 2019-01-01 |  | 2024-02-06 15:16 | Deemed Ex Ante Team |  | 2024-02-06 15:16 | Deemed Ex Ante Team
Rec | Com | For producing Old, Ex, Rec, and New BldgVint records while post-processing building energy simulations | RtL | CZ02 | 2020 | Any | 0.142 | DEER2023 | 2023-01-01 |  | 2024-02-06 15:16 | Deemed Ex Ante Team |  | 2024-02-06 15:16 | Deemed Ex Ante Team
Rec | Com | For producing Old, Ex, Rec, and New BldgVint records while post-processing building energy simulations | RtL | CZ03 | 2017 | Any | 0.915 | DEER2019 | 2019-01-01 |  | 2024-02-06 15:16 | Deemed Ex Ante Team |  | 2024-02-06 15:16 | Deemed Ex Ante Team
Rec | Com | For producing Old, Ex, Rec, and New BldgVint records while post-processing building energy simulations | RtL | CZ03 | 2020 | Any | 0.61 | DEER2023 | 2023-01-01 |  | 2024-02-06 15:16 | Deemed Ex Ante Team |  | 2024-02-06 15:16 | Deemed Ex Ante Team
Rec | Com | For producing Old, Ex, Rec, and New BldgVint records while post-processing building energy simulations | RtL | CZ04 | 2017 | Any | 0.451 | DEER2019 | 2019-01-01 |  | 2024-02-06 15:16 | Deemed Ex Ante Team |  | 2024-02-06 15:16 | Deemed Ex Ante Team
Rec | Com | For producing Old, Ex, Rec, and New BldgVint records while post-processing building energy simulations | RtL | CZ04 | 2020 | Any | 0.3 | DEER2023 | 2023-01-01 |  | 2024-02-06 15:16 | Deemed Ex Ante Team |  | 2024-02-06 15:16 | Deemed Ex Ante Team
Rec | Com | For producing Old, Ex, Rec, and New BldgVint records while post-processing building energy simulations | RtL | CZ05 | 2017 | Any | 0.122 | DEER2019 | 2019-01-01 |  | 2024-02-06 15:16 | Deemed Ex Ante Team |  | 2024-02-06 15:16 | Deemed Ex Ante Team
Rec | Com | For producing Old, Ex, Rec, and New BldgVint records while post-processing building energy simulations | RtL | CZ05 | 2020 | Any | 0.08 | DEER2023 | 2023-01-01 |  | 2024-02-06 15:16 | Deemed Ex Ante Team |  | 2024-02-06 15:16 | Deemed Ex Ante Team
Rec | Com | For producing Old, Ex, Rec, and New BldgVint records while post-processing building energy simulations | RtL | CZ06 | 2017 | Any | 2.584 | DEER2019 | 2019-01-01 |  | 2024-02-06 15:16 | Deemed Ex Ante Team |  | 2024-02-06 15:16 | Deemed Ex Ante Team
Rec | Com | For producing Old, Ex, Rec, and New BldgVint records while post-processing building energy simulations | RtL | CZ06 | 2020 | Any | 1.722 | DEER2023 | 2023-01-01 |  | 2024-02-06 15:16 | Deemed Ex Ante Team |  | 2024-02-06 15:16 | Deemed Ex Ante Team
Rec | Com | For producing Old, Ex, Rec, and New BldgVint records while post-processing building energy simulations | RtL | CZ07 | 2017 | Any | 0.841 | DEER2019 | 2019-01-01 |  | 2024-02-06 15:16 | Deemed Ex Ante Team |  | 2024-02-06 15:16 | Deemed Ex Ante Team
Rec | Com | For producing Old, Ex, Rec, and New BldgVint records while post-processing building energy simulations | RtL | CZ07 | 2020 | Any | 0.562 | DEER2023 | 2023-01-01 |  | 2024-02-06 15:16 | Deemed Ex Ante Team |  | 2024-02-06 15:16 | Deemed Ex Ante Team
Rec | Com | For producing Old, Ex, Rec, and New BldgVint records while post-processing building energy simulations | RtL | CZ08 | 2017 | Any | 3.096 | DEER2019 | 2019-01-01 |  | 2024-02-06 15:16 | Deemed Ex Ante Team |  | 2024-02-06 15:16 | Deemed Ex Ante Team
Rec | Com | For producing Old, Ex, Rec, and New BldgVint records while post-processing building energy simulations | RtL | CZ08 | 2020 | Any | 2.064 | DEER2023 | 2023-01-01 |  | 2024-02-06 15:16 | Deemed Ex Ante Team |  | 2024-02-06 15:16 | Deemed Ex Ante Team
Rec | Com | For producing Old, Ex, Rec, and New BldgVint records while post-processing building energy simulations | RtL | CZ09 | 2017 | Any | 2.536 | DEER2019 | 2019-01-01 |  | 2024-02-06 15:16 | Deemed Ex Ante Team |  | 2024-02-06 15:16 | Deemed Ex Ante Team
Rec | Com | For producing Old, Ex, Rec, and New BldgVint records while post-processing building energy simulations | RtL | CZ09 | 2020 | Any | 1.69 | DEER2023 | 2023-01-01 |  | 2024-02-06 15:16 | Deemed Ex Ante Team |  | 2024-02-06 15:16 | Deemed Ex Ante Team
Rec | Com | For producing Old, Ex, Rec, and New BldgVint records while post-processing building energy simulations | RtL | CZ10 | 2017 | Any | 4.479 | DEER2019 | 2019-01-01 |  | 2024-02-06 15:16 | Deemed Ex Ante Team |  | 2024-02-06 15:16 | Deemed Ex Ante Team
Rec | Com | For producing Old, Ex, Rec, and New BldgVint records while post-processing building energy simulations | RtL | CZ10 | 2020 | Any | 2.986 | DEER2023 | 2023-01-01 |  | 2024-02-06 15:16 | Deemed Ex Ante Team |  | 2024-02-06 15:16 | Deemed Ex Ante Team
Rec | Com | For producing Old, Ex, Rec, and New BldgVint records while post-processing building energy simulations | RtL | CZ11 | 2017 | Any | 0.244 | DEER2019 | 2019-01-01 |  | 2024-02-06 15:16 | Deemed Ex Ante Team |  | 2024-02-06 15:16 | Deemed Ex Ante Team
Rec | Com | For producing Old, Ex, Rec, and New BldgVint records while post-processing building energy simulations | RtL | CZ11 | 2020 | Any | 0.162 | DEER2023 | 2023-01-01 |  | 2024-02-06 15:16 | Deemed Ex Ante Team |  | 2024-02-06 15:16 | Deemed Ex Ante Team
Rec | Com | For producing Old, Ex, Rec, and New BldgVint records while post-processing building energy simulations | RtL | CZ12 | 2017 | Any | 0.927 | DEER2019 | 2019-01-01 |  | 2024-02-06 15:16 | Deemed Ex Ante Team |  | 2024-02-06 15:16 | Deemed Ex Ante Team
Rec | Com | For producing Old, Ex, Rec, and New BldgVint records while post-processing building energy simulations | RtL | CZ12 | 2020 | Any | 0.618 | DEER2023 | 2023-01-01 |  | 2024-02-06 15:16 | Deemed Ex Ante Team |  | 2024-02-06 15:16 | Deemed Ex Ante Team
Rec | Com | For producing Old, Ex, Rec, and New BldgVint records while post-processing building energy simulations | RtL | CZ13 | 2017 | Any | 1.097 | DEER2019 | 2019-01-01 |  | 2024-02-06 15:16 | Deemed Ex Ante Team |  | 2024-02-06 15:16 | Deemed Ex Ante Team
Rec | Com | For producing Old, Ex, Rec, and New BldgVint records while post-processing building energy simulations | RtL | CZ13 | 2020 | Any | 0.73 | DEER2023 | 2023-01-01 |  | 2024-02-06 15:16 | Deemed Ex Ante Team |  | 2024-02-06 15:16 | Deemed Ex Ante Team
Rec | Com | For producing Old, Ex, Rec, and New BldgVint records while post-processing building energy simulations | RtL | CZ14 | 2017 | Any | 0.649 | DEER2019 | 2019-01-01 |  | 2024-02-06 15:16 | Deemed Ex Ante Team |  | 2024-02-06 15:16 | Deemed Ex Ante Team
Rec | Com | For producing Old, Ex, Rec, and New BldgVint records while post-processing building energy simulations | RtL | CZ14 | 2020 | Any | 0.434 | DEER2023 | 2023-01-01 |  | 2024-02-06 15:16 | Deemed Ex Ante Team |  | 2024-02-06 15:16 | Deemed Ex Ante Team
Rec | Com | For producing Old, Ex, Rec, and New BldgVint records while post-processing building energy simulations | RtL | CZ15 | 2017 | Any | 0.583 | DEER2019 | 2019-01-01 |  | 2024-02-06 15:16 | Deemed Ex Ante Team |  | 2024-02-06 15:16 | Deemed Ex Ante Team
Rec | Com | For producing Old, Ex, Rec, and New BldgVint records while post-processing building energy simulations | RtL | CZ15 | 2020 | Any | 0.39 | DEER2023 | 2023-01-01 |  | 2024-02-06 15:16 | Deemed Ex Ante Team |  | 2024-02-06 15:16 | Deemed Ex Ante Team
Rec | Com | For producing Old, Ex, Rec, and New BldgVint records while post-processing building energy simulations | RtL | CZ16 | 2017 | Any | 0.152 | DEER2019 | 2019-01-01 |  | 2024-02-06 15:16 | Deemed Ex Ante Team |  | 2024-02-06 15:16 | Deemed Ex Ante Team
Rec | Com | For producing Old, Ex, Rec, and New BldgVint records while post-processing building energy simulations | RtL | CZ16 | 2020 | Any | 0.1 | DEER2023 | 2023-01-01 |  | 2024-02-06 15:16 | Deemed Ex Ante Team |  | 2024-02-06 15:16 | Deemed Ex Ante Team
Rec | Com | For producing Old, Ex, Rec, and New BldgVint records while post-processing building energy simulations | RtS | CZ01 | 2017 | Any | 0.03 | DEER2019 | 2019-01-01 |  | 2024-02-06 15:16 | Deemed Ex Ante Team |  | 2024-02-06 15:16 | Deemed Ex Ante Team
Rec | Com | For producing Old, Ex, Rec, and New BldgVint records while post-processing building energy simulations | RtS | CZ01 | 2020 | Any | 0.02 | DEER2023 | 2023-01-01 |  | 2024-02-06 15:16 | Deemed Ex Ante Team |  | 2024-02-06 15:16 | Deemed Ex Ante Team
Rec | Com | For producing Old, Ex, Rec, and New BldgVint records while post-processing building energy simulations | RtS | CZ02 | 2017 | Any | 0.214 | DEER2019 | 2019-01-01 |  | 2024-02-06 15:16 | Deemed Ex Ante Team |  | 2024-02-06 15:16 | Deemed Ex Ante Team
Rec | Com | For producing Old, Ex, Rec, and New BldgVint records while post-processing building energy simulations | RtS | CZ02 | 2020 | Any | 0.142 | DEER2023 | 2023-01-01 |  | 2024-02-06 15:16 | Deemed Ex Ante Team |  | 2024-02-06 15:16 | Deemed Ex Ante Team
Rec | Com | For producing Old, Ex, Rec, and New BldgVint records while post-processing building energy simulations | RtS | CZ03 | 2017 | Any | 0.915 | DEER2019 | 2019-01-01 |  | 2024-02-06 15:16 | Deemed Ex Ante Team |  | 2024-02-06 15:16 | Deemed Ex Ante Team
Rec | Com | For producing Old, Ex, Rec, and New BldgVint records while post-processing building energy simulations | RtS | CZ03 | 2020 | Any | 0.61 | DEER2023 | 2023-01-01 |  | 2024-02-06 15:16 | Deemed Ex Ante Team |  | 2024-02-06 15:16 | Deemed Ex Ante Team
Rec | Com | For producing Old, Ex, Rec, and New BldgVint records while post-processing building energy simulations | RtS | CZ04 | 2017 | Any | 0.451 | DEER2019 | 2019-01-01 |  | 2024-02-06 15:16 | Deemed Ex Ante Team |  | 2024-02-06 15:16 | Deemed Ex Ante Team
Rec | Com | For producing Old, Ex, Rec, and New BldgVint records while post-processing building energy simulations | RtS | CZ04 | 2020 | Any | 0.3 | DEER2023 | 2023-01-01 |  | 2024-02-06 15:16 | Deemed Ex Ante Team |  | 2024-02-06 15:16 | Deemed Ex Ante Team
Rec | Com | For producing Old, Ex, Rec, and New BldgVint records while post-processing building energy simulations | RtS | CZ05 | 2017 | Any | 0.122 | DEER2019 | 2019-01-01 |  | 2024-02-06 15:16 | Deemed Ex Ante Team |  | 2024-02-06 15:16 | Deemed Ex Ante Team
Rec | Com | For producing Old, Ex, Rec, and New BldgVint records while post-processing building energy simulations | RtS | CZ05 | 2020 | Any | 0.08 | DEER2023 | 2023-01-01 |  | 2024-02-06 15:16 | Deemed Ex Ante Team |  | 2024-02-06 15:16 | Deemed Ex Ante Team
Rec | Com | For producing Old, Ex, Rec, and New BldgVint records while post-processing building energy simulations | RtS | CZ06 | 2017 | Any | 2.584 | DEER2019 | 2019-01-01 |  | 2024-02-06 15:16 | Deemed Ex Ante Team |  | 2024-02-06 15:16 | Deemed Ex Ante Team
Rec | Com | For producing Old, Ex, Rec, and New BldgVint records while post-processing building energy simulations | RtS | CZ06 | 2020 | Any | 1.722 | DEER2023 | 2023-01-01 |  | 2024-02-06 15:16 | Deemed Ex Ante Team |  | 2024-02-06 15:16 | Deemed Ex Ante Team
Rec | Com | For producing Old, Ex, Rec, and New BldgVint records while post-processing building energy simulations | RtS | CZ07 | 2017 | Any | 0.841 | DEER2019 | 2019-01-01 |  | 2024-02-06 15:16 | Deemed Ex Ante Team |  | 2024-02-06 15:16 | Deemed Ex Ante Team
Rec | Com | For producing Old, Ex, Rec, and New BldgVint records while post-processing building energy simulations | RtS | CZ07 | 2020 | Any | 0.562 | DEER2023 | 2023-01-01 |  | 2024-02-06 15:16 | Deemed Ex Ante Team |  | 2024-02-06 15:16 | Deemed Ex Ante Team
Rec | Com | For producing Old, Ex, Rec, and New BldgVint records while post-processing building energy simulations | RtS | CZ08 | 2017 | Any | 3.096 | DEER2019 | 2019-01-01 |  | 2024-02-06 15:16 | Deemed Ex Ante Team |  | 2024-02-06 15:16 | Deemed Ex Ante Team
Rec | Com | For producing Old, Ex, Rec, and New BldgVint records while post-processing building energy simulations | RtS | CZ08 | 2020 | Any | 2.064 | DEER2023 | 2023-01-01 |  | 2024-02-06 15:16 | Deemed Ex Ante Team |  | 2024-02-06 15:16 | Deemed Ex Ante Team
Rec | Com | For producing Old, Ex, Rec, and New BldgVint records while post-processing building energy simulations | RtS | CZ09 | 2017 | Any | 2.536 | DEER2019 | 2019-01-01 |  | 2024-02-06 15:16 | Deemed Ex Ante Team |  | 2024-02-06 15:16 | Deemed Ex Ante Team
Rec | Com | For producing Old, Ex, Rec, and New BldgVint records while post-processing building energy simulations | RtS | CZ09 | 2020 | Any | 1.69 | DEER2023 | 2023-01-01 |  | 2024-02-06 15:16 | Deemed Ex Ante Team |  | 2024-02-06 15:16 | Deemed Ex Ante Team
Rec | Com | For producing Old, Ex, Rec, and New BldgVint records while post-processing building energy simulations | RtS | CZ10 | 2017 | Any | 4.479 | DEER2019 | 2019-01-01 |  | 2024-02-06 15:16 | Deemed Ex Ante Team |  | 2024-02-06 15:16 | Deemed Ex Ante Team
Rec | Com | For producing Old, Ex, Rec, and New BldgVint records while post-processing building energy simulations | RtS | CZ10 | 2020 | Any | 2.986 | DEER2023 | 2023-01-01 |  | 2024-02-06 15:16 | Deemed Ex Ante Team |  | 2024-02-06 15:16 | Deemed Ex Ante Team
Rec | Com | For producing Old, Ex, Rec, and New BldgVint records while post-processing building energy simulations | RtS | CZ11 | 2017 | Any | 0.244 | DEER2019 | 2019-01-01 |  | 2024-02-06 15:16 | Deemed Ex Ante Team |  | 2024-02-06 15:16 | Deemed Ex Ante Team
Rec | Com | For producing Old, Ex, Rec, and New BldgVint records while post-processing building energy simulations | RtS | CZ11 | 2020 | Any | 0.162 | DEER2023 | 2023-01-01 |  | 2024-02-06 15:16 | Deemed Ex Ante Team |  | 2024-02-06 15:16 | Deemed Ex Ante Team
Rec | Com | For producing Old, Ex, Rec, and New BldgVint records while post-processing building energy simulations | RtS | CZ12 | 2017 | Any | 0.927 | DEER2019 | 2019-01-01 |  | 2024-02-06 15:16 | Deemed Ex Ante Team |  | 2024-02-06 15:16 | Deemed Ex Ante Team
Rec | Com | For producing Old, Ex, Rec, and New BldgVint records while post-processing building energy simulations | RtS | CZ12 | 2020 | Any | 0.618 | DEER2023 | 2023-01-01 |  | 2024-02-06 15:16 | Deemed Ex Ante Team |  | 2024-02-06 15:16 | Deemed Ex Ante Team
Rec | Com | For producing Old, Ex, Rec, and New BldgVint records while post-processing building energy simulations | RtS | CZ13 | 2017 | Any | 1.097 | DEER2019 | 2019-01-01 |  | 2024-02-06 15:16 | Deemed Ex Ante Team |  | 2024-02-06 15:16 | Deemed Ex Ante Team
Rec | Com | For producing Old, Ex, Rec, and New BldgVint records while post-processing building energy simulations | RtS | CZ13 | 2020 | Any | 0.73 | DEER2023 | 2023-01-01 |  | 2024-02-06 15:16 | Deemed Ex Ante Team |  | 2024-02-06 15:16 | Deemed Ex Ante Team
Rec | Com | For producing Old, Ex, Rec, and New BldgVint records while post-processing building energy simulations | RtS | CZ14 | 2017 | Any | 0.649 | DEER2019 | 2019-01-01 |  | 2024-02-06 15:16 | Deemed Ex Ante Team |  | 2024-02-06 15:16 | Deemed Ex Ante Team
Rec | Com | For producing Old, Ex, Rec, and New BldgVint records while post-processing building energy simulations | RtS | CZ14 | 2020 | Any | 0.434 | DEER2023 | 2023-01-01 |  | 2024-02-06 15:16 | Deemed Ex Ante Team |  | 2024-02-06 15:16 | Deemed Ex Ante Team
Rec | Com | For producing Old, Ex, Rec, and New BldgVint records while post-processing building energy simulations | RtS | CZ15 | 2017 | Any | 0.583 | DEER2019 | 2019-01-01 |  | 2024-02-06 15:16 | Deemed Ex Ante Team |  | 2024-02-06 15:16 | Deemed Ex Ante Team
Rec | Com | For producing Old, Ex, Rec, and New BldgVint records while post-processing building energy simulations | RtS | CZ15 | 2020 | Any | 0.39 | DEER2023 | 2023-01-01 |  | 2024-02-06 15:16 | Deemed Ex Ante Team |  | 2024-02-06 15:16 | Deemed Ex Ante Team
Rec | Com | For producing Old, Ex, Rec, and New BldgVint records while post-processing building energy simulations | RtS | CZ16 | 2017 | Any | 0.152 | DEER2019 | 2019-01-01 |  | 2024-02-06 15:16 | Deemed Ex Ante Team |  | 2024-02-06 15:16 | Deemed Ex Ante Team
Rec | Com | For producing Old, Ex, Rec, and New BldgVint records while post-processing building energy simulations | RtS | CZ16 | 2020 | Any | 0.1 | DEER2023 | 2023-01-01 |  | 2024-02-06 15:16 | Deemed Ex Ante Team |  | 2024-02-06 15:16 | Deemed Ex Ante Team
Rec | Com | For producing Old, Ex, Rec, and New BldgVint records while post-processing building energy simulations | SCn | CZ01 | 2017 | Any | 0.045 | DEER2019 | 2019-01-01 |  | 2024-02-06 15:16 | Deemed Ex Ante Team |  | 2024-02-06 15:16 | Deemed Ex Ante Team
Rec | Com | For producing Old, Ex, Rec, and New BldgVint records while post-processing building energy simulations | SCn | CZ01 | 2020 | Any | 0.03 | DEER2023 | 2023-01-01 |  | 2024-02-06 15:16 | Deemed Ex Ante Team |  | 2024-02-06 15:16 | Deemed Ex Ante Team
Rec | Com | For producing Old, Ex, Rec, and New BldgVint records while post-processing building energy simulations | SCn | CZ02 | 2017 | Any | 0.266 | DEER2019 | 2019-01-01 |  | 2024-02-06 15:16 | Deemed Ex Ante Team |  | 2024-02-06 15:16 | Deemed Ex Ante Team
Rec | Com | For producing Old, Ex, Rec, and New BldgVint records while post-processing building energy simulations | SCn | CZ02 | 2020 | Any | 0.178 | DEER2023 | 2023-01-01 |  | 2024-02-06 15:16 | Deemed Ex Ante Team |  | 2024-02-06 15:16 | Deemed Ex Ante Team
Rec | Com | For producing Old, Ex, Rec, and New BldgVint records while post-processing building energy simulations | SCn | CZ03 | 2017 | Any | 1.401 | DEER2019 | 2019-01-01 |  | 2024-02-06 15:16 | Deemed Ex Ante Team |  | 2024-02-06 15:16 | Deemed Ex Ante Team
Rec | Com | For producing Old, Ex, Rec, and New BldgVint records while post-processing building energy simulations | SCn | CZ03 | 2020 | Any | 0.934 | DEER2023 | 2023-01-01 |  | 2024-02-06 15:16 | Deemed Ex Ante Team |  | 2024-02-06 15:16 | Deemed Ex Ante Team
Rec | Com | For producing Old, Ex, Rec, and New BldgVint records while post-processing building energy simulations | SCn | CZ04 | 2017 | Any | 0.51 | DEER2019 | 2019-01-01 |  | 2024-02-06 15:16 | Deemed Ex Ante Team |  | 2024-02-06 15:16 | Deemed Ex Ante Team
Rec | Com | For producing Old, Ex, Rec, and New BldgVint records while post-processing building energy simulations | SCn | CZ04 | 2020 | Any | 0.34 | DEER2023 | 2023-01-01 |  | 2024-02-06 15:16 | Deemed Ex Ante Team |  | 2024-02-06 15:16 | Deemed Ex Ante Team
Rec | Com | For producing Old, Ex, Rec, and New BldgVint records while post-processing building energy simulations | SCn | CZ05 | 2017 | Any | 0.041 | DEER2019 | 2019-01-01 |  | 2024-02-06 15:16 | Deemed Ex Ante Team |  | 2024-02-06 15:16 | Deemed Ex Ante Team
Rec | Com | For producing Old, Ex, Rec, and New BldgVint records while post-processing building energy simulations | SCn | CZ05 | 2020 | Any | 0.03 | DEER2023 | 2023-01-01 |  | 2024-02-06 15:16 | Deemed Ex Ante Team |  | 2024-02-06 15:16 | Deemed Ex Ante Team
Rec | Com | For producing Old, Ex, Rec, and New BldgVint records while post-processing building energy simulations | SCn | CZ06 | 2017 | Any | 1.933 | DEER2019 | 2019-01-01 |  | 2024-02-06 15:16 | Deemed Ex Ante Team |  | 2024-02-06 15:16 | Deemed Ex Ante Team
Rec | Com | For producing Old, Ex, Rec, and New BldgVint records while post-processing building energy simulations | SCn | CZ06 | 2020 | Any | 1.29 | DEER2023 | 2023-01-01 |  | 2024-02-06 15:16 | Deemed Ex Ante Team |  | 2024-02-06 15:16 | Deemed Ex Ante Team
Rec | Com | For producing Old, Ex, Rec, and New BldgVint records while post-processing building energy simulations | SCn | CZ07 | 2017 | Any | 0.78 | DEER2019 | 2019-01-01 |  | 2024-02-06 15:16 | Deemed Ex Ante Team |  | 2024-02-06 15:16 | Deemed Ex Ante Team
Rec | Com | For producing Old, Ex, Rec, and New BldgVint records while post-processing building energy simulations | SCn | CZ07 | 2020 | Any | 0.52 | DEER2023 | 2023-01-01 |  | 2024-02-06 15:16 | Deemed Ex Ante Team |  | 2024-02-06 15:16 | Deemed Ex Ante Team
Rec | Com | For producing Old, Ex, Rec, and New BldgVint records while post-processing building energy simulations | SCn | CZ08 | 2017 | Any | 5.515 | DEER2019 | 2019-01-01 |  | 2024-02-06 15:16 | Deemed Ex Ante Team |  | 2024-02-06 15:16 | Deemed Ex Ante Team
Rec | Com | For producing Old, Ex, Rec, and New BldgVint records while post-processing building energy simulations | SCn | CZ08 | 2020 | Any | 3.676 | DEER2023 | 2023-01-01 |  | 2024-02-06 15:16 | Deemed Ex Ante Team |  | 2024-02-06 15:16 | Deemed Ex Ante Team
Rec | Com | For producing Old, Ex, Rec, and New BldgVint records while post-processing building energy simulations | SCn | CZ09 | 2017 | Any | 2.876 | DEER2019 | 2019-01-01 |  | 2024-02-06 15:16 | Deemed Ex Ante Team |  | 2024-02-06 15:16 | Deemed Ex Ante Team
Rec | Com | For producing Old, Ex, Rec, and New BldgVint records while post-processing building energy simulations | SCn | CZ09 | 2020 | Any | 1.918 | DEER2023 | 2023-01-01 |  | 2024-02-06 15:16 | Deemed Ex Ante Team |  | 2024-02-06 15:16 | Deemed Ex Ante Team
Rec | Com | For producing Old, Ex, Rec, and New BldgVint records while post-processing building energy simulations | SCn | CZ10 | 2017 | Any | 17.018 | DEER2019 | 2019-01-01 |  | 2024-02-06 15:16 | Deemed Ex Ante Team |  | 2024-02-06 15:16 | Deemed Ex Ante Team
Rec | Com | For producing Old, Ex, Rec, and New BldgVint records while post-processing building energy simulations | SCn | CZ10 | 2020 | Any | 11.346 | DEER2023 | 2023-01-01 |  | 2024-02-06 15:16 | Deemed Ex Ante Team |  | 2024-02-06 15:16 | Deemed Ex Ante Team
Rec | Com | For producing Old, Ex, Rec, and New BldgVint records while post-processing building energy simulations | SCn | CZ11 | 2017 | Any | 0.513 | DEER2019 | 2019-01-01 |  | 2024-02-06 15:16 | Deemed Ex Ante Team |  | 2024-02-06 15:16 | Deemed Ex Ante Team
Rec | Com | For producing Old, Ex, Rec, and New BldgVint records while post-processing building energy simulations | SCn | CZ11 | 2020 | Any | 0.342 | DEER2023 | 2023-01-01 |  | 2024-02-06 15:16 | Deemed Ex Ante Team |  | 2024-02-06 15:16 | Deemed Ex Ante Team
Rec | Com | For producing Old, Ex, Rec, and New BldgVint records while post-processing building energy simulations | SCn | CZ12 | 2017 | Any | 1.941 | DEER2019 | 2019-01-01 |  | 2024-02-06 15:16 | Deemed Ex Ante Team |  | 2024-02-06 15:16 | Deemed Ex Ante Team
Rec | Com | For producing Old, Ex, Rec, and New BldgVint records while post-processing building energy simulations | SCn | CZ12 | 2020 | Any | 1.294 | DEER2023 | 2023-01-01 |  | 2024-02-06 15:16 | Deemed Ex Ante Team |  | 2024-02-06 15:16 | Deemed Ex Ante Team
Rec | Com | For producing Old, Ex, Rec, and New BldgVint records while post-processing building energy simulations | SCn | CZ13 | 2017 | Any | 1.753 | DEER2019 | 2019-01-01 |  | 2024-02-06 15:16 | Deemed Ex Ante Team |  | 2024-02-06 15:16 | Deemed Ex Ante Team
Rec | Com | For producing Old, Ex, Rec, and New BldgVint records while post-processing building energy simulations | SCn | CZ13 | 2020 | Any | 1.168 | DEER2023 | 2023-01-01 |  | 2024-02-06 15:16 | Deemed Ex Ante Team |  | 2024-02-06 15:16 | Deemed Ex Ante Team
Rec | Com | For producing Old, Ex, Rec, and New BldgVint records while post-processing building energy simulations | SCn | CZ14 | 2017 | Any | 0.326 | DEER2019 | 2019-01-01 |  | 2024-02-06 15:16 | Deemed Ex Ante Team |  | 2024-02-06 15:16 | Deemed Ex Ante Team
Rec | Com | For producing Old, Ex, Rec, and New BldgVint records while post-processing building energy simulations | SCn | CZ14 | 2020 | Any | 0.218 | DEER2023 | 2023-01-01 |  | 2024-02-06 15:16 | Deemed Ex Ante Team |  | 2024-02-06 15:16 | Deemed Ex Ante Team
Rec | Com | For producing Old, Ex, Rec, and New BldgVint records while post-processing building energy simulations | SCn | CZ15 | 2017 | Any | 0.308 | DEER2019 | 2019-01-01 |  | 2024-02-06 15:16 | Deemed Ex Ante Team |  | 2024-02-06 15:16 | Deemed Ex Ante Team
Rec | Com | For producing Old, Ex, Rec, and New BldgVint records while post-processing building energy simulations | SCn | CZ15 | 2020 | Any | 0.206 | DEER2023 | 2023-01-01 |  | 2024-02-06 15:16 | Deemed Ex Ante Team |  | 2024-02-06 15:16 | Deemed Ex Ante Team
Rec | Com | For producing Old, Ex, Rec, and New BldgVint records while post-processing building energy simulations | SCn | CZ16 | 2017 | Any | 0.363 | DEER2019 | 2019-01-01 |  | 2024-02-06 15:16 | Deemed Ex Ante Team |  | 2024-02-06 15:16 | Deemed Ex Ante Team
Rec | Com | For producing Old, Ex, Rec, and New BldgVint records while post-processing building energy simulations | SCn | CZ16 | 2020 | Any | 0.244 | DEER2023 | 2023-01-01 |  | 2024-02-06 15:16 | Deemed Ex Ante Team |  | 2024-02-06 15:16 | Deemed Ex Ante Team
Rec | Com | For producing Old, Ex, Rec, and New BldgVint records while post-processing building energy simulations | SUn | CZ01 | 2017 | Any | 0.045 | DEER2019 | 2019-01-01 |  | 2024-02-06 15:16 | Deemed Ex Ante Team |  | 2024-02-06 15:16 | Deemed Ex Ante Team
Rec | Com | For producing Old, Ex, Rec, and New BldgVint records while post-processing building energy simulations | SUn | CZ01 | 2020 | Any | 0.03 | DEER2023 | 2023-01-01 |  | 2024-02-06 15:16 | Deemed Ex Ante Team |  | 2024-02-06 15:16 | Deemed Ex Ante Team
Rec | Com | For producing Old, Ex, Rec, and New BldgVint records while post-processing building energy simulations | SUn | CZ02 | 2017 | Any | 0.266 | DEER2019 | 2019-01-01 |  | 2024-02-06 15:16 | Deemed Ex Ante Team |  | 2024-02-06 15:16 | Deemed Ex Ante Team
Rec | Com | For producing Old, Ex, Rec, and New BldgVint records while post-processing building energy simulations | SUn | CZ02 | 2020 | Any | 0.178 | DEER2023 | 2023-01-01 |  | 2024-02-06 15:16 | Deemed Ex Ante Team |  | 2024-02-06 15:16 | Deemed Ex Ante Team
Rec | Com | For producing Old, Ex, Rec, and New BldgVint records while post-processing building energy simulations | SUn | CZ03 | 2017 | Any | 1.401 | DEER2019 | 2019-01-01 |  | 2024-02-06 15:16 | Deemed Ex Ante Team |  | 2024-02-06 15:16 | Deemed Ex Ante Team
Rec | Com | For producing Old, Ex, Rec, and New BldgVint records while post-processing building energy simulations | SUn | CZ03 | 2020 | Any | 0.934 | DEER2023 | 2023-01-01 |  | 2024-02-06 15:16 | Deemed Ex Ante Team |  | 2024-02-06 15:16 | Deemed Ex Ante Team
Rec | Com | For producing Old, Ex, Rec, and New BldgVint records while post-processing building energy simulations | SUn | CZ04 | 2017 | Any | 0.51 | DEER2019 | 2019-01-01 |  | 2024-02-06 15:16 | Deemed Ex Ante Team |  | 2024-02-06 15:16 | Deemed Ex Ante Team
Rec | Com | For producing Old, Ex, Rec, and New BldgVint records while post-processing building energy simulations | SUn | CZ04 | 2020 | Any | 0.34 | DEER2023 | 2023-01-01 |  | 2024-02-06 15:16 | Deemed Ex Ante Team |  | 2024-02-06 15:16 | Deemed Ex Ante Team
Rec | Com | For producing Old, Ex, Rec, and New BldgVint records while post-processing building energy simulations | SUn | CZ05 | 2017 | Any | 0.041 | DEER2019 | 2019-01-01 |  | 2024-02-06 15:16 | Deemed Ex Ante Team |  | 2024-02-06 15:16 | Deemed Ex Ante Team
Rec | Com | For producing Old, Ex, Rec, and New BldgVint records while post-processing building energy simulations | SUn | CZ05 | 2020 | Any | 0.03 | DEER2023 | 2023-01-01 |  | 2024-02-06 15:16 | Deemed Ex Ante Team |  | 2024-02-06 15:16 | Deemed Ex Ante Team
Rec | Com | For producing Old, Ex, Rec, and New BldgVint records while post-processing building energy simulations | SUn | CZ06 | 2017 | Any | 1.933 | DEER2019 | 2019-01-01 |  | 2024-02-06 15:16 | Deemed Ex Ante Team |  | 2024-02-06 15:16 | Deemed Ex Ante Team
Rec | Com | For producing Old, Ex, Rec, and New BldgVint records while post-processing building energy simulations | SUn | CZ06 | 2020 | Any | 1.29 | DEER2023 | 2023-01-01 |  | 2024-02-06 15:16 | Deemed Ex Ante Team |  | 2024-02-06 15:16 | Deemed Ex Ante Team
Rec | Com | For producing Old, Ex, Rec, and New BldgVint records while post-processing building energy simulations | SUn | CZ07 | 2017 | Any | 0.78 | DEER2019 | 2019-01-01 |  | 2024-02-06 15:16 | Deemed Ex Ante Team |  | 2024-02-06 15:16 | Deemed Ex Ante Team
Rec | Com | For producing Old, Ex, Rec, and New BldgVint records while post-processing building energy simulations | SUn | CZ07 | 2020 | Any | 0.52 | DEER2023 | 2023-01-01 |  | 2024-02-06 15:16 | Deemed Ex Ante Team |  | 2024-02-06 15:16 | Deemed Ex Ante Team
Rec | Com | For producing Old, Ex, Rec, and New BldgVint records while post-processing building energy simulations | SUn | CZ08 | 2017 | Any | 5.515 | DEER2019 | 2019-01-01 |  | 2024-02-06 15:16 | Deemed Ex Ante Team |  | 2024-02-06 15:16 | Deemed Ex Ante Team
Rec | Com | For producing Old, Ex, Rec, and New BldgVint records while post-processing building energy simulations | SUn | CZ08 | 2020 | Any | 3.676 | DEER2023 | 2023-01-01 |  | 2024-02-06 15:16 | Deemed Ex Ante Team |  | 2024-02-06 15:16 | Deemed Ex Ante Team
Rec | Com | For producing Old, Ex, Rec, and New BldgVint records while post-processing building energy simulations | SUn | CZ09 | 2017 | Any | 2.876 | DEER2019 | 2019-01-01 |  | 2024-02-06 15:16 | Deemed Ex Ante Team |  | 2024-02-06 15:16 | Deemed Ex Ante Team
Rec | Com | For producing Old, Ex, Rec, and New BldgVint records while post-processing building energy simulations | SUn | CZ09 | 2020 | Any | 1.918 | DEER2023 | 2023-01-01 |  | 2024-02-06 15:16 | Deemed Ex Ante Team |  | 2024-02-06 15:16 | Deemed Ex Ante Team
Rec | Com | For producing Old, Ex, Rec, and New BldgVint records while post-processing building energy simulations | SUn | CZ10 | 2017 | Any | 17.018 | DEER2019 | 2019-01-01 |  | 2024-02-06 15:16 | Deemed Ex Ante Team |  | 2024-02-06 15:16 | Deemed Ex Ante Team
Rec | Com | For producing Old, Ex, Rec, and New BldgVint records while post-processing building energy simulations | SUn | CZ10 | 2020 | Any | 11.346 | DEER2023 | 2023-01-01 |  | 2024-02-06 15:16 | Deemed Ex Ante Team |  | 2024-02-06 15:16 | Deemed Ex Ante Team
Rec | Com | For producing Old, Ex, Rec, and New BldgVint records while post-processing building energy simulations | SUn | CZ11 | 2017 | Any | 0.513 | DEER2019 | 2019-01-01 |  | 2024-02-06 15:16 | Deemed Ex Ante Team |  | 2024-02-06 15:16 | Deemed Ex Ante Team
Rec | Com | For producing Old, Ex, Rec, and New BldgVint records while post-processing building energy simulations | SUn | CZ11 | 2020 | Any | 0.342 | DEER2023 | 2023-01-01 |  | 2024-02-06 15:16 | Deemed Ex Ante Team |  | 2024-02-06 15:16 | Deemed Ex Ante Team
Rec | Com | For producing Old, Ex, Rec, and New BldgVint records while post-processing building energy simulations | SUn | CZ12 | 2017 | Any | 1.941 | DEER2019 | 2019-01-01 |  | 2024-02-06 15:16 | Deemed Ex Ante Team |  | 2024-02-06 15:16 | Deemed Ex Ante Team
Rec | Com | For producing Old, Ex, Rec, and New BldgVint records while post-processing building energy simulations | SUn | CZ12 | 2020 | Any | 1.294 | DEER2023 | 2023-01-01 |  | 2024-02-06 15:16 | Deemed Ex Ante Team |  | 2024-02-06 15:16 | Deemed Ex Ante Team
Rec | Com | For producing Old, Ex, Rec, and New BldgVint records while post-processing building energy simulations | SUn | CZ13 | 2017 | Any | 1.753 | DEER2019 | 2019-01-01 |  | 2024-02-06 15:16 | Deemed Ex Ante Team |  | 2024-02-06 15:16 | Deemed Ex Ante Team
Rec | Com | For producing Old, Ex, Rec, and New BldgVint records while post-processing building energy simulations | SUn | CZ13 | 2020 | Any | 1.168 | DEER2023 | 2023-01-01 |  | 2024-02-06 15:16 | Deemed Ex Ante Team |  | 2024-02-06 15:16 | Deemed Ex Ante Team
Rec | Com | For producing Old, Ex, Rec, and New BldgVint records while post-processing building energy simulations | SUn | CZ14 | 2017 | Any | 0.326 | DEER2019 | 2019-01-01 |  | 2024-02-06 15:16 | Deemed Ex Ante Team |  | 2024-02-06 15:16 | Deemed Ex Ante Team
Rec | Com | For producing Old, Ex, Rec, and New BldgVint records while post-processing building energy simulations | SUn | CZ14 | 2020 | Any | 0.218 | DEER2023 | 2023-01-01 |  | 2024-02-06 15:16 | Deemed Ex Ante Team |  | 2024-02-06 15:16 | Deemed Ex Ante Team
Rec | Com | For producing Old, Ex, Rec, and New BldgVint records while post-processing building energy simulations | SUn | CZ15 | 2017 | Any | 0.308 | DEER2019 | 2019-01-01 |  | 2024-02-06 15:16 | Deemed Ex Ante Team |  | 2024-02-06 15:16 | Deemed Ex Ante Team
Rec | Com | For producing Old, Ex, Rec, and New BldgVint records while post-processing building energy simulations | SUn | CZ15 | 2020 | Any | 0.206 | DEER2023 | 2023-01-01 |  | 2024-02-06 15:16 | Deemed Ex Ante Team |  | 2024-02-06 15:16 | Deemed Ex Ante Team
Rec | Com | For producing Old, Ex, Rec, and New BldgVint records while post-processing building energy simulations | SUn | CZ16 | 2017 | Any | 0.363 | DEER2019 | 2019-01-01 |  | 2024-02-06 15:16 | Deemed Ex Ante Team |  | 2024-02-06 15:16 | Deemed Ex Ante Team
Rec | Com | For producing Old, Ex, Rec, and New BldgVint records while post-processing building energy simulations | SUn | CZ16 | 2020 | Any | 0.244 | DEER2023 | 2023-01-01 |  | 2024-02-06 15:16 | Deemed Ex Ante Team |  | 2024-02-06 15:16 | Deemed Ex Ante Team
Rec | Com | For producing Old, Ex, Rec, and New BldgVint records while post-processing building energy simulations | WRf | CZ01 | 2017 | Any | 0.005 | DEER2019 | 2019-01-01 |  | 2024-02-06 15:16 | Deemed Ex Ante Team |  | 2024-02-06 15:16 | Deemed Ex Ante Team
Rec | Com | For producing Old, Ex, Rec, and New BldgVint records while post-processing building energy simulations | WRf | CZ01 | 2020 | Any | 0.004 | DEER2023 | 2023-01-01 |  | 2024-02-06 15:16 | Deemed Ex Ante Team |  | 2024-02-06 15:16 | Deemed Ex Ante Team
Rec | Com | For producing Old, Ex, Rec, and New BldgVint records while post-processing building energy simulations | WRf | CZ02 | 2017 | Any | 0.026 | DEER2019 | 2019-01-01 |  | 2024-02-06 15:16 | Deemed Ex Ante Team |  | 2024-02-06 15:16 | Deemed Ex Ante Team
Rec | Com | For producing Old, Ex, Rec, and New BldgVint records while post-processing building energy simulations | WRf | CZ02 | 2020 | Any | 0.018 | DEER2023 | 2023-01-01 |  | 2024-02-06 15:16 | Deemed Ex Ante Team |  | 2024-02-06 15:16 | Deemed Ex Ante Team
Rec | Com | For producing Old, Ex, Rec, and New BldgVint records while post-processing building energy simulations | WRf | CZ03 | 2017 | Any | 0.276 | DEER2019 | 2019-01-01 |  | 2024-02-06 15:16 | Deemed Ex Ante Team |  | 2024-02-06 15:16 | Deemed Ex Ante Team
Rec | Com | For producing Old, Ex, Rec, and New BldgVint records while post-processing building energy simulations | WRf | CZ03 | 2020 | Any | 0.184 | DEER2023 | 2023-01-01 |  | 2024-02-06 15:16 | Deemed Ex Ante Team |  | 2024-02-06 15:16 | Deemed Ex Ante Team
Rec | Com | For producing Old, Ex, Rec, and New BldgVint records while post-processing building energy simulations | WRf | CZ04 | 2017 | Any | 0.05 | DEER2019 | 2019-01-01 |  | 2024-02-06 15:16 | Deemed Ex Ante Team |  | 2024-02-06 15:16 | Deemed Ex Ante Team
Rec | Com | For producing Old, Ex, Rec, and New BldgVint records while post-processing building energy simulations | WRf | CZ04 | 2020 | Any | 0.034 | DEER2023 | 2023-01-01 |  | 2024-02-06 15:16 | Deemed Ex Ante Team |  | 2024-02-06 15:16 | Deemed Ex Ante Team
Rec | Com | For producing Old, Ex, Rec, and New BldgVint records while post-processing building energy simulations | WRf | CZ05 | 2017 | Any | 0.03 | DEER2019 | 2019-01-01 |  | 2024-02-06 15:16 | Deemed Ex Ante Team |  | 2024-02-06 15:16 | Deemed Ex Ante Team
Rec | Com | For producing Old, Ex, Rec, and New BldgVint records while post-processing building energy simulations | WRf | CZ05 | 2020 | Any | 0.02 | DEER2023 | 2023-01-01 |  | 2024-02-06 15:16 | Deemed Ex Ante Team |  | 2024-02-06 15:16 | Deemed Ex Ante Team
Rec | Com | For producing Old, Ex, Rec, and New BldgVint records while post-processing building energy simulations | WRf | CZ06 | 2017 | Any | 0.336 | DEER2019 | 2019-01-01 |  | 2024-02-06 15:16 | Deemed Ex Ante Team |  | 2024-02-06 15:16 | Deemed Ex Ante Team
Rec | Com | For producing Old, Ex, Rec, and New BldgVint records while post-processing building energy simulations | WRf | CZ06 | 2020 | Any | 0.224 | DEER2023 | 2023-01-01 |  | 2024-02-06 15:16 | Deemed Ex Ante Team |  | 2024-02-06 15:16 | Deemed Ex Ante Team
Rec | Com | For producing Old, Ex, Rec, and New BldgVint records while post-processing building energy simulations | WRf | CZ07 | 2017 | Any | 0.022 | DEER2019 | 2019-01-01 |  | 2024-02-06 15:16 | Deemed Ex Ante Team |  | 2024-02-06 15:16 | Deemed Ex Ante Team
Rec | Com | For producing Old, Ex, Rec, and New BldgVint records while post-processing building energy simulations | WRf | CZ07 | 2020 | Any | 0.016 | DEER2023 | 2023-01-01 |  | 2024-02-06 15:16 | Deemed Ex Ante Team |  | 2024-02-06 15:16 | Deemed Ex Ante Team
Rec | Com | For producing Old, Ex, Rec, and New BldgVint records while post-processing building energy simulations | WRf | CZ08 | 2017 | Any | 0.458 | DEER2019 | 2019-01-01 |  | 2024-02-06 15:16 | Deemed Ex Ante Team |  | 2024-02-06 15:16 | Deemed Ex Ante Team
Rec | Com | For producing Old, Ex, Rec, and New BldgVint records while post-processing building energy simulations | WRf | CZ08 | 2020 | Any | 0.304 | DEER2023 | 2023-01-01 |  | 2024-02-06 15:16 | Deemed Ex Ante Team |  | 2024-02-06 15:16 | Deemed Ex Ante Team
Rec | Com | For producing Old, Ex, Rec, and New BldgVint records while post-processing building energy simulations | WRf | CZ09 | 2017 | Any | 0.247 | DEER2019 | 2019-01-01 |  | 2024-02-06 15:16 | Deemed Ex Ante Team |  | 2024-02-06 15:16 | Deemed Ex Ante Team
Rec | Com | For producing Old, Ex, Rec, and New BldgVint records while post-processing building energy simulations | WRf | CZ09 | 2020 | Any | 0.164 | DEER2023 | 2023-01-01 |  | 2024-02-06 15:16 | Deemed Ex Ante Team |  | 2024-02-06 15:16 | Deemed Ex Ante Team
Rec | Com | For producing Old, Ex, Rec, and New BldgVint records while post-processing building energy simulations | WRf | CZ10 | 2017 | Any | 0.336 | DEER2019 | 2019-01-01 |  | 2024-02-06 15:16 | Deemed Ex Ante Team |  | 2024-02-06 15:16 | Deemed Ex Ante Team
Rec | Com | For producing Old, Ex, Rec, and New BldgVint records while post-processing building energy simulations | WRf | CZ10 | 2020 | Any | 0.224 | DEER2023 | 2023-01-01 |  | 2024-02-06 15:16 | Deemed Ex Ante Team |  | 2024-02-06 15:16 | Deemed Ex Ante Team
Rec | Com | For producing Old, Ex, Rec, and New BldgVint records while post-processing building energy simulations | WRf | CZ11 | 2017 | Any | 0.068 | DEER2019 | 2019-01-01 |  | 2024-02-06 15:16 | Deemed Ex Ante Team |  | 2024-02-06 15:16 | Deemed Ex Ante Team
Rec | Com | For producing Old, Ex, Rec, and New BldgVint records while post-processing building energy simulations | WRf | CZ11 | 2020 | Any | 0.046 | DEER2023 | 2023-01-01 |  | 2024-02-06 15:16 | Deemed Ex Ante Team |  | 2024-02-06 15:16 | Deemed Ex Ante Team
Rec | Com | For producing Old, Ex, Rec, and New BldgVint records while post-processing building energy simulations | WRf | CZ12 | 2017 | Any | 0.396 | DEER2019 | 2019-01-01 |  | 2024-02-06 15:16 | Deemed Ex Ante Team |  | 2024-02-06 15:16 | Deemed Ex Ante Team
Rec | Com | For producing Old, Ex, Rec, and New BldgVint records while post-processing building energy simulations | WRf | CZ12 | 2020 | Any | 0.264 | DEER2023 | 2023-01-01 |  | 2024-02-06 15:16 | Deemed Ex Ante Team |  | 2024-02-06 15:16 | Deemed Ex Ante Team
Rec | Com | For producing Old, Ex, Rec, and New BldgVint records while post-processing building energy simulations | WRf | CZ13 | 2017 | Any | 0.863 | DEER2019 | 2019-01-01 |  | 2024-02-06 15:16 | Deemed Ex Ante Team |  | 2024-02-06 15:16 | Deemed Ex Ante Team
Rec | Com | For producing Old, Ex, Rec, and New BldgVint records while post-processing building energy simulations | WRf | CZ13 | 2020 | Any | 0.576 | DEER2023 | 2023-01-01 |  | 2024-02-06 15:16 | Deemed Ex Ante Team |  | 2024-02-06 15:16 | Deemed Ex Ante Team
Rec | Com | For producing Old, Ex, Rec, and New BldgVint records while post-processing building energy simulations | WRf | CZ14 | 2017 | Any | 0.004 | DEER2019 | 2019-01-01 |  | 2024-02-06 15:16 | Deemed Ex Ante Team |  | 2024-02-06 15:16 | Deemed Ex Ante Team
Rec | Com | For producing Old, Ex, Rec, and New BldgVint records while post-processing building energy simulations | WRf | CZ14 | 2020 | Any | 0.004 | DEER2023 | 2023-01-01 |  | 2024-02-06 15:16 | Deemed Ex Ante Team |  | 2024-02-06 15:16 | Deemed Ex Ante Team
Rec | Com | For producing Old, Ex, Rec, and New BldgVint records while post-processing building energy simulations | WRf | CZ15 | 2017 | Any | 0.022 | DEER2019 | 2019-01-01 |  | 2024-02-06 15:16 | Deemed Ex Ante Team |  | 2024-02-06 15:16 | Deemed Ex Ante Team
Rec | Com | For producing Old, Ex, Rec, and New BldgVint records while post-processing building energy simulations | WRf | CZ15 | 2020 | Any | 0.016 | DEER2023 | 2023-01-01 |  | 2024-02-06 15:16 | Deemed Ex Ante Team |  | 2024-02-06 15:16 | Deemed Ex Ante Team
Rec | Com | For producing Old, Ex, Rec, and New BldgVint records while post-processing building energy simulations | WRf | CZ16 | 2017 | Any | 0.011 | DEER2019 | 2019-01-01 |  | 2024-02-06 15:16 | Deemed Ex Ante Team |  | 2024-02-06 15:16 | Deemed Ex Ante Team
Rec | Com | For producing Old, Ex, Rec, and New BldgVint records while post-processing building energy simulations | WRf | CZ16 | 2020 | Any | 0.01 | DEER2023 | 2023-01-01 |  | 2024-02-06 15:16 | Deemed Ex Ante Team |  | 2024-02-06 15:16 | Deemed Ex Ante Team
Res | Res | For residential aggregated building type | DMo | CZ01 | Ex | Any | 2 | DEER2020 | 2019-01-01 | 2023-12-31 | 2023-06-14 13:47 | Deemed Ex Ante Team | In number of dwellings (minima set to 0.01) | 2023-07-17 16:28 | Deemed Ex Ante Team | Clarified units represented by building weights
Res | Res | For residential aggregated building type | DMo | CZ01 | Ex | Any | 780.6 | DEER2024 | 2024-01-01 |  | 2023-06-14 13:47 | Deemed Ex Ante Team | In number of dwellings (minima set to 0.01); Source: 2019 Residential Appliance Saturation Study, CEC | 2023-07-17 16:28 | Deemed Ex Ante Team | Clarified units represented by building weights
Res | Res | For residential aggregated building type | DMo | CZ01 | New | Any | 1 | DEER2020 | 2019-01-01 | 2023-12-31 | 2023-06-14 13:47 | Deemed Ex Ante Team | In number of dwellings (minima set to 0.01) | 2023-07-17 16:28 | Deemed Ex Ante Team | Clarified units represented by building weights
Res | Res | For residential aggregated building type | DMo | CZ01 | New | Any | 0.58 | DEER2024 | 2024-01-01 |  | 2023-06-14 13:47 | Deemed Ex Ante Team | In number of dwellings (minima set to 0.01); Source: 2019 Residential Appliance Saturation Study, CEC | 2023-07-17 16:28 | Deemed Ex Ante Team | Clarified units represented by building weights
Res | Res | For residential aggregated building type | DMo | CZ01 | Old | Any | 1344 | DEER2020 | 2019-01-01 | 2023-12-31 | 2023-06-14 13:47 | Deemed Ex Ante Team | In number of dwellings (minima set to 0.01) | 2023-07-17 16:28 | Deemed Ex Ante Team | Clarified units represented by building weights
Res | Res | For residential aggregated building type | DMo | CZ01 | Rec | Any | 1 | DEER2020 | 2019-01-01 | 2023-12-31 | 2023-06-14 13:47 | Deemed Ex Ante Team | In number of dwellings (minima set to 0.01) | 2023-07-17 16:28 | Deemed Ex Ante Team | Clarified units represented by building weights
Res | Res | For residential aggregated building type | DMo | CZ02 | Ex | Any | 1753 | DEER2020 | 2019-01-01 | 2023-12-31 | 2023-06-14 13:47 | Deemed Ex Ante Team | In number of dwellings (minima set to 0.01) | 2023-07-17 16:28 | Deemed Ex Ante Team | Clarified units represented by building weights
Res | Res | For residential aggregated building type | DMo | CZ02 | Ex | Any | 6141.7998 | DEER2024 | 2024-01-01 |  | 2023-06-14 13:47 | Deemed Ex Ante Team | In number of dwellings (minima set to 0.01); Source: 2019 Residential Appliance Saturation Study, CEC | 2023-07-17 16:28 | Deemed Ex Ante Team | Clarified units represented by building weights
Res | Res | For residential aggregated building type | DMo | CZ02 | New | Any | 390 | DEER2020 | 2019-01-01 | 2023-12-31 | 2023-06-14 13:47 | Deemed Ex Ante Team | In number of dwellings (minima set to 0.01) | 2023-07-17 16:28 | Deemed Ex Ante Team | Clarified units represented by building weights
Res | Res | For residential aggregated building type | DMo | CZ02 | New | Any | 138.481 | DEER2024 | 2024-01-01 |  | 2023-06-14 13:47 | Deemed Ex Ante Team | In number of dwellings (minima set to 0.01); Source: 2019 Residential Appliance Saturation Study, CEC | 2023-07-17 16:28 | Deemed Ex Ante Team | Clarified units represented by building weights
Res | Res | For residential aggregated building type | DMo | CZ02 | Old | Any | 15154 | DEER2020 | 2019-01-01 | 2023-12-31 | 2023-06-14 13:47 | Deemed Ex Ante Team | In number of dwellings (minima set to 0.01) | 2023-07-17 16:28 | Deemed Ex Ante Team | Clarified units represented by building weights
Res | Res | For residential aggregated building type | DMo | CZ02 | Rec | Any | 390 | DEER2020 | 2019-01-01 | 2023-12-31 | 2023-06-14 13:47 | Deemed Ex Ante Team | In number of dwellings (minima set to 0.01) | 2023-07-17 16:28 | Deemed Ex Ante Team | Clarified units represented by building weights
Res | Res | For residential aggregated building type | DMo | CZ03 | Ex | Any | 522 | DEER2020 | 2019-01-01 | 2023-12-31 | 2023-06-14 13:47 | Deemed Ex Ante Team | In number of dwellings (minima set to 0.01) | 2023-07-17 16:28 | Deemed Ex Ante Team | Clarified units represented by building weights
Res | Res | For residential aggregated building type | DMo | CZ03 | Ex | Any | 22140.0996 | DEER2024 | 2024-01-01 |  | 2023-06-14 13:47 | Deemed Ex Ante Team | In number of dwellings (minima set to 0.01); Source: 2019 Residential Appliance Saturation Study, CEC | 2023-07-17 16:28 | Deemed Ex Ante Team | Clarified units represented by building weights
Res | Res | For residential aggregated building type | DMo | CZ03 | New | Any | 116.25 | DEER2020 | 2019-01-01 | 2023-12-31 | 2023-06-14 13:47 | Deemed Ex Ante Team | In number of dwellings (minima set to 0.01) | 2023-07-17 16:28 | Deemed Ex Ante Team | Clarified units represented by building weights
Res | Res | For residential aggregated building type | DMo | CZ03 | New | Any | 182.561 | DEER2024 | 2024-01-01 |  | 2023-06-14 13:47 | Deemed Ex Ante Team | In number of dwellings (minima set to 0.01); Source: 2019 Residential Appliance Saturation Study, CEC | 2023-07-17 16:28 | Deemed Ex Ante Team | Clarified units represented by building weights
Res | Res | For residential aggregated building type | DMo | CZ03 | Old | Any | 13460 | DEER2020 | 2019-01-01 | 2023-12-31 | 2023-06-14 13:47 | Deemed Ex Ante Team | In number of dwellings (minima set to 0.01) | 2023-07-17 16:28 | Deemed Ex Ante Team | Clarified units represented by building weights
Res | Res | For residential aggregated building type | DMo | CZ03 | Rec | Any | 116.25 | DEER2020 | 2019-01-01 | 2023-12-31 | 2023-06-14 13:47 | Deemed Ex Ante Team | In number of dwellings (minima set to 0.01) | 2023-07-17 16:28 | Deemed Ex Ante Team | Clarified units represented by building weights
Res | Res | For residential aggregated building type | DMo | CZ04 | Ex | Any | 3089 | DEER2020 | 2019-01-01 | 2023-12-31 | 2023-06-14 13:47 | Deemed Ex Ante Team | In number of dwellings (minima set to 0.01) | 2023-07-17 16:28 | Deemed Ex Ante Team | Clarified units represented by building weights
Res | Res | For residential aggregated building type | DMo | CZ04 | Ex | Any | 5202.5 | DEER2024 | 2024-01-01 |  | 2023-06-14 13:47 | Deemed Ex Ante Team | In number of dwellings (minima set to 0.01); Source: 2019 Residential Appliance Saturation Study, CEC | 2023-07-17 16:28 | Deemed Ex Ante Team | Clarified units represented by building weights
Res | Res | For residential aggregated building type | DMo | CZ04 | New | Any | 688 | DEER2020 | 2019-01-01 | 2023-12-31 | 2023-06-14 13:47 | Deemed Ex Ante Team | In number of dwellings (minima set to 0.01) | 2023-07-17 16:28 | Deemed Ex Ante Team | Clarified units represented by building weights
Res | Res | For residential aggregated building type | DMo | CZ04 | New | Any | 283.848 | DEER2024 | 2024-01-01 |  | 2023-06-14 13:47 | Deemed Ex Ante Team | In number of dwellings (minima set to 0.01); Source: 2019 Residential Appliance Saturation Study, CEC | 2023-07-17 16:28 | Deemed Ex Ante Team | Clarified units represented by building weights
Res | Res | For residential aggregated building type | DMo | CZ04 | Old | Any | 8833 | DEER2020 | 2019-01-01 | 2023-12-31 | 2023-06-14 13:47 | Deemed Ex Ante Team | In number of dwellings (minima set to 0.01) | 2023-07-17 16:28 | Deemed Ex Ante Team | Clarified units represented by building weights
Res | Res | For residential aggregated building type | DMo | CZ04 | Rec | Any | 688 | DEER2020 | 2019-01-01 | 2023-12-31 | 2023-06-14 13:47 | Deemed Ex Ante Team | In number of dwellings (minima set to 0.01) | 2023-07-17 16:28 | Deemed Ex Ante Team | Clarified units represented by building weights
Res | Res | For residential aggregated building type | DMo | CZ05 | Ex | Any | 1034 | DEER2020 | 2019-01-01 | 2023-12-31 | 2023-06-14 13:47 | Deemed Ex Ante Team | In number of dwellings (minima set to 0.01) | 2023-07-17 16:28 | Deemed Ex Ante Team | Clarified units represented by building weights
Res | Res | For residential aggregated building type | DMo | CZ05 | Ex | Any | 969 | DEER2024 | 2024-01-01 |  | 2023-06-14 13:47 | Deemed Ex Ante Team | In number of dwellings (minima set to 0.01); Source: 2019 Residential Appliance Saturation Study, CEC | 2023-07-17 16:28 | Deemed Ex Ante Team | Clarified units represented by building weights
Res | Res | For residential aggregated building type | DMo | CZ05 | New | Any | 230.5 | DEER2020 | 2019-01-01 | 2023-12-31 | 2023-06-14 13:47 | Deemed Ex Ante Team | In number of dwellings (minima set to 0.01) | 2023-07-17 16:28 | Deemed Ex Ante Team | Clarified units represented by building weights
Res | Res | For residential aggregated building type | DMo | CZ05 | New | Any | 17.207 | DEER2024 | 2024-01-01 |  | 2023-06-14 13:47 | Deemed Ex Ante Team | In number of dwellings (minima set to 0.01); Source: 2019 Residential Appliance Saturation Study, CEC | 2023-07-17 16:28 | Deemed Ex Ante Team | Clarified units represented by building weights
Res | Res | For residential aggregated building type | DMo | CZ05 | Old | Any | 11716 | DEER2020 | 2019-01-01 | 2023-12-31 | 2023-06-14 13:47 | Deemed Ex Ante Team | In number of dwellings (minima set to 0.01) | 2023-07-17 16:28 | Deemed Ex Ante Team | Clarified units represented by building weights
Res | Res | For residential aggregated building type | DMo | CZ05 | Rec | Any | 230.5 | DEER2020 | 2019-01-01 | 2023-12-31 | 2023-06-14 13:47 | Deemed Ex Ante Team | In number of dwellings (minima set to 0.01) | 2023-07-17 16:28 | Deemed Ex Ante Team | Clarified units represented by building weights
Res | Res | For residential aggregated building type | DMo | CZ06 | Ex | Any | 14524 | DEER2020 | 2019-01-01 | 2023-12-31 | 2023-06-14 13:47 | Deemed Ex Ante Team | In number of dwellings (minima set to 0.01) | 2023-07-17 16:28 | Deemed Ex Ante Team | Clarified units represented by building weights
Res | Res | For residential aggregated building type | DMo | CZ06 | Ex | Any | 2280.5 | DEER2024 | 2024-01-01 |  | 2023-06-14 13:47 | Deemed Ex Ante Team | In number of dwellings (minima set to 0.01); Source: 2019 Residential Appliance Saturation Study, CEC | 2023-07-17 16:28 | Deemed Ex Ante Team | Clarified units represented by building weights
Res | Res | For residential aggregated building type | DMo | CZ06 | New | Any | 3233.5 | DEER2020 | 2019-01-01 | 2023-12-31 | 2023-06-14 13:47 | Deemed Ex Ante Team | In number of dwellings (minima set to 0.01) | 2023-07-17 16:28 | Deemed Ex Ante Team | Clarified units represented by building weights
Res | Res | For residential aggregated building type | DMo | CZ06 | New | Any | 189.473 | DEER2024 | 2024-01-01 |  | 2023-06-14 13:47 | Deemed Ex Ante Team | In number of dwellings (minima set to 0.01); Source: 2019 Residential Appliance Saturation Study, CEC | 2023-07-17 16:28 | Deemed Ex Ante Team | Clarified units represented by building weights
Res | Res | For residential aggregated building type | DMo | CZ06 | Old | Any | 21161 | DEER2020 | 2019-01-01 | 2023-12-31 | 2023-06-14 13:47 | Deemed Ex Ante Team | In number of dwellings (minima set to 0.01) | 2023-07-17 16:28 | Deemed Ex Ante Team | Clarified units represented by building weights
Res | Res | For residential aggregated building type | DMo | CZ06 | Rec | Any | 3233.5 | DEER2020 | 2019-01-01 | 2023-12-31 | 2023-06-14 13:47 | Deemed Ex Ante Team | In number of dwellings (minima set to 0.01) | 2023-07-17 16:28 | Deemed Ex Ante Team | Clarified units represented by building weights
Res | Res | For residential aggregated building type | DMo | CZ07 | Ex | Any | 2445 | DEER2020 | 2019-01-01 | 2023-12-31 | 2023-06-14 13:47 | Deemed Ex Ante Team | In number of dwellings (minima set to 0.01) | 2023-07-17 16:28 | Deemed Ex Ante Team | Clarified units represented by building weights
Res | Res | For residential aggregated building type | DMo | CZ07 | Ex | Any | 1792.5 | DEER2024 | 2024-01-01 |  | 2023-06-14 13:47 | Deemed Ex Ante Team | In number of dwellings (minima set to 0.01); Source: 2019 Residential Appliance Saturation Study, CEC | 2023-07-17 16:28 | Deemed Ex Ante Team | Clarified units represented by building weights
Res | Res | For residential aggregated building type | DMo | CZ07 | New | Any | 544.75 | DEER2020 | 2019-01-01 | 2023-12-31 | 2023-06-14 13:47 | Deemed Ex Ante Team | In number of dwellings (minima set to 0.01) | 2023-07-17 16:28 | Deemed Ex Ante Team | Clarified units represented by building weights
Res | Res | For residential aggregated building type | DMo | CZ07 | New | Any | 37.843 | DEER2024 | 2024-01-01 |  | 2023-06-14 13:47 | Deemed Ex Ante Team | In number of dwellings (minima set to 0.01); Source: 2019 Residential Appliance Saturation Study, CEC | 2023-07-17 16:28 | Deemed Ex Ante Team | Clarified units represented by building weights
Res | Res | For residential aggregated building type | DMo | CZ07 | Old | Any | 22813 | DEER2020 | 2019-01-01 | 2023-12-31 | 2023-06-14 13:47 | Deemed Ex Ante Team | In number of dwellings (minima set to 0.01) | 2023-07-17 16:28 | Deemed Ex Ante Team | Clarified units represented by building weights
Res | Res | For residential aggregated building type | DMo | CZ07 | Rec | Any | 544.75 | DEER2020 | 2019-01-01 | 2023-12-31 | 2023-06-14 13:47 | Deemed Ex Ante Team | In number of dwellings (minima set to 0.01) | 2023-07-17 16:28 | Deemed Ex Ante Team | Clarified units represented by building weights
Res | Res | For residential aggregated building type | DMo | CZ08 | Ex | Any | 3099 | DEER2020 | 2019-01-01 | 2023-12-31 | 2023-06-14 13:47 | Deemed Ex Ante Team | In number of dwellings (minima set to 0.01) | 2023-07-17 16:28 | Deemed Ex Ante Team | Clarified units represented by building weights
Res | Res | For residential aggregated building type | DMo | CZ08 | Ex | Any | 13824.4004 | DEER2024 | 2024-01-01 |  | 2023-06-14 13:47 | Deemed Ex Ante Team | In number of dwellings (minima set to 0.01); Source: 2019 Residential Appliance Saturation Study, CEC | 2023-07-17 16:28 | Deemed Ex Ante Team | Clarified units represented by building weights
Res | Res | For residential aggregated building type | DMo | CZ08 | New | Any | 690.25 | DEER2020 | 2019-01-01 | 2023-12-31 | 2023-06-14 13:47 | Deemed Ex Ante Team | In number of dwellings (minima set to 0.01) | 2023-07-17 16:28 | Deemed Ex Ante Team | Clarified units represented by building weights
Res | Res | For residential aggregated building type | DMo | CZ08 | New | Any | 311.654 | DEER2024 | 2024-01-01 |  | 2023-06-14 13:47 | Deemed Ex Ante Team | In number of dwellings (minima set to 0.01); Source: 2019 Residential Appliance Saturation Study, CEC | 2023-07-17 16:28 | Deemed Ex Ante Team | Clarified units represented by building weights
Res | Res | For residential aggregated building type | DMo | CZ08 | Old | Any | 26829 | DEER2020 | 2019-01-01 | 2023-12-31 | 2023-06-14 13:47 | Deemed Ex Ante Team | In number of dwellings (minima set to 0.01) | 2023-07-17 16:28 | Deemed Ex Ante Team | Clarified units represented by building weights
Res | Res | For residential aggregated building type | DMo | CZ08 | Rec | Any | 690.25 | DEER2020 | 2019-01-01 | 2023-12-31 | 2023-06-14 13:47 | Deemed Ex Ante Team | In number of dwellings (minima set to 0.01) | 2023-07-17 16:28 | Deemed Ex Ante Team | Clarified units represented by building weights
Res | Res | For residential aggregated building type | DMo | CZ09 | Ex | Any | 6870 | DEER2020 | 2019-01-01 | 2023-12-31 | 2023-06-14 13:47 | Deemed Ex Ante Team | In number of dwellings (minima set to 0.01) | 2023-07-17 16:28 | Deemed Ex Ante Team | Clarified units represented by building weights
Res | Res | For residential aggregated building type | DMo | CZ09 | Ex | Any | 24005.5 | DEER2024 | 2024-01-01 |  | 2023-06-14 13:47 | Deemed Ex Ante Team | In number of dwellings (minima set to 0.01); Source: 2019 Residential Appliance Saturation Study, CEC | 2023-07-17 16:28 | Deemed Ex Ante Team | Clarified units represented by building weights
Res | Res | For residential aggregated building type | DMo | CZ09 | New | Any | 1529.25 | DEER2020 | 2019-01-01 | 2023-12-31 | 2023-06-14 13:47 | Deemed Ex Ante Team | In number of dwellings (minima set to 0.01) | 2023-07-17 16:28 | Deemed Ex Ante Team | Clarified units represented by building weights
Res | Res | For residential aggregated building type | DMo | CZ09 | New | Any | 825.375 | DEER2024 | 2024-01-01 |  | 2023-06-14 13:47 | Deemed Ex Ante Team | In number of dwellings (minima set to 0.01); Source: 2019 Residential Appliance Saturation Study, CEC | 2023-07-17 16:28 | Deemed Ex Ante Team | Clarified units represented by building weights
Res | Res | For residential aggregated building type | DMo | CZ09 | Old | Any | 36078 | DEER2020 | 2019-01-01 | 2023-12-31 | 2023-06-14 13:47 | Deemed Ex Ante Team | In number of dwellings (minima set to 0.01) | 2023-07-17 16:28 | Deemed Ex Ante Team | Clarified units represented by building weights
Res | Res | For residential aggregated building type | DMo | CZ09 | Rec | Any | 1529.25 | DEER2020 | 2019-01-01 | 2023-12-31 | 2023-06-14 13:47 | Deemed Ex Ante Team | In number of dwellings (minima set to 0.01) | 2023-07-17 16:28 | Deemed Ex Ante Team | Clarified units represented by building weights
Res | Res | For residential aggregated building type | DMo | CZ10 | Ex | Any | 6306 | DEER2020 | 2019-01-01 | 2023-12-31 | 2023-06-14 13:47 | Deemed Ex Ante Team | In number of dwellings (minima set to 0.01) | 2023-07-17 16:28 | Deemed Ex Ante Team | Clarified units represented by building weights
Res | Res | For residential aggregated building type | DMo | CZ10 | Ex | Any | 40432.1016 | DEER2024 | 2024-01-01 |  | 2023-06-14 13:47 | Deemed Ex Ante Team | In number of dwellings (minima set to 0.01); Source: 2019 Residential Appliance Saturation Study, CEC | 2023-07-17 16:28 | Deemed Ex Ante Team | Clarified units represented by building weights
Res | Res | For residential aggregated building type | DMo | CZ10 | New | Any | 1403.25 | DEER2020 | 2019-01-01 | 2023-12-31 | 2023-06-14 13:47 | Deemed Ex Ante Team | In number of dwellings (minima set to 0.01) | 2023-07-17 16:28 | Deemed Ex Ante Team | Clarified units represented by building weights
Res | Res | For residential aggregated building type | DMo | CZ10 | New | Any | 592.409 | DEER2024 | 2024-01-01 |  | 2023-06-14 13:47 | Deemed Ex Ante Team | In number of dwellings (minima set to 0.01); Source: 2019 Residential Appliance Saturation Study, CEC | 2023-07-17 16:28 | Deemed Ex Ante Team | Clarified units represented by building weights
Res | Res | For residential aggregated building type | DMo | CZ10 | Old | Any | 88063 | DEER2020 | 2019-01-01 | 2023-12-31 | 2023-06-14 13:47 | Deemed Ex Ante Team | In number of dwellings (minima set to 0.01) | 2023-07-17 16:28 | Deemed Ex Ante Team | Clarified units represented by building weights
Res | Res | For residential aggregated building type | DMo | CZ10 | Rec | Any | 1403.25 | DEER2020 | 2019-01-01 | 2023-12-31 | 2023-06-14 13:47 | Deemed Ex Ante Team | In number of dwellings (minima set to 0.01) | 2023-07-17 16:28 | Deemed Ex Ante Team | Clarified units represented by building weights
Res | Res | For residential aggregated building type | DMo | CZ11 | Ex | Any | 3256 | DEER2020 | 2019-01-01 | 2023-12-31 | 2023-06-14 13:47 | Deemed Ex Ante Team | In number of dwellings (minima set to 0.01) | 2023-07-17 16:28 | Deemed Ex Ante Team | Clarified units represented by building weights
Res | Res | For residential aggregated building type | DMo | CZ11 | Ex | Any | 24424.0996 | DEER2024 | 2024-01-01 |  | 2023-06-14 13:47 | Deemed Ex Ante Team | In number of dwellings (minima set to 0.01); Source: 2019 Residential Appliance Saturation Study, CEC | 2023-07-17 16:28 | Deemed Ex Ante Team | Clarified units represented by building weights
Res | Res | For residential aggregated building type | DMo | CZ11 | New | Any | 724.5 | DEER2020 | 2019-01-01 | 2023-12-31 | 2023-06-14 13:47 | Deemed Ex Ante Team | In number of dwellings (minima set to 0.01) | 2023-07-17 16:28 | Deemed Ex Ante Team | Clarified units represented by building weights
Res | Res | For residential aggregated building type | DMo | CZ11 | New | Any | 350.794 | DEER2024 | 2024-01-01 |  | 2023-06-14 13:47 | Deemed Ex Ante Team | In number of dwellings (minima set to 0.01); Source: 2019 Residential Appliance Saturation Study, CEC | 2023-07-17 16:28 | Deemed Ex Ante Team | Clarified units represented by building weights
Res | Res | For residential aggregated building type | DMo | CZ11 | Old | Any | 46463 | DEER2020 | 2019-01-01 | 2023-12-31 | 2023-06-14 13:47 | Deemed Ex Ante Team | In number of dwellings (minima set to 0.01) | 2023-07-17 16:28 | Deemed Ex Ante Team | Clarified units represented by building weights
Res | Res | For residential aggregated building type | DMo | CZ11 | Rec | Any | 724.5 | DEER2020 | 2019-01-01 | 2023-12-31 | 2023-06-14 13:47 | Deemed Ex Ante Team | In number of dwellings (minima set to 0.01) | 2023-07-17 16:28 | Deemed Ex Ante Team | Clarified units represented by building weights
Res | Res | For residential aggregated building type | DMo | CZ12 | Ex | Any | 2471 | DEER2020 | 2019-01-01 | 2023-12-31 | 2023-06-14 13:47 | Deemed Ex Ante Team | In number of dwellings (minima set to 0.01) | 2023-07-17 16:28 | Deemed Ex Ante Team | Clarified units represented by building weights
Res | Res | For residential aggregated building type | DMo | CZ12 | Ex | Any | 18731.9004 | DEER2024 | 2024-01-01 |  | 2023-06-14 13:47 | Deemed Ex Ante Team | In number of dwellings (minima set to 0.01); Source: 2019 Residential Appliance Saturation Study, CEC | 2023-07-17 16:28 | Deemed Ex Ante Team | Clarified units represented by building weights
Res | Res | For residential aggregated building type | DMo | CZ12 | New | Any | 549.75 | DEER2020 | 2019-01-01 | 2023-12-31 | 2023-06-14 13:47 | Deemed Ex Ante Team | In number of dwellings (minima set to 0.01) | 2023-07-17 16:28 | Deemed Ex Ante Team | Clarified units represented by building weights
Res | Res | For residential aggregated building type | DMo | CZ12 | New | Any | 332.117 | DEER2024 | 2024-01-01 |  | 2023-06-14 13:47 | Deemed Ex Ante Team | In number of dwellings (minima set to 0.01); Source: 2019 Residential Appliance Saturation Study, CEC | 2023-07-17 16:28 | Deemed Ex Ante Team | Clarified units represented by building weights
Res | Res | For residential aggregated building type | DMo | CZ12 | Old | Any | 27986 | DEER2020 | 2019-01-01 | 2023-12-31 | 2023-06-14 13:47 | Deemed Ex Ante Team | In number of dwellings (minima set to 0.01) | 2023-07-17 16:28 | Deemed Ex Ante Team | Clarified units represented by building weights
Res | Res | For residential aggregated building type | DMo | CZ12 | Rec | Any | 549.75 | DEER2020 | 2019-01-01 | 2023-12-31 | 2023-06-14 13:47 | Deemed Ex Ante Team | In number of dwellings (minima set to 0.01) | 2023-07-17 16:28 | Deemed Ex Ante Team | Clarified units represented by building weights
Res | Res | For residential aggregated building type | DMo | CZ13 | Ex | Any | 1285 | DEER2020 | 2019-01-01 | 2023-12-31 | 2023-06-14 13:47 | Deemed Ex Ante Team | In number of dwellings (minima set to 0.01) | 2023-07-17 16:28 | Deemed Ex Ante Team | Clarified units represented by building weights
Res | Res | For residential aggregated building type | DMo | CZ13 | Ex | Any | 38602.6016 | DEER2024 | 2024-01-01 |  | 2023-06-14 13:47 | Deemed Ex Ante Team | In number of dwellings (minima set to 0.01); Source: 2019 Residential Appliance Saturation Study, CEC | 2023-07-17 16:28 | Deemed Ex Ante Team | Clarified units represented by building weights
Res | Res | For residential aggregated building type | DMo | CZ13 | New | Any | 287 | DEER2020 | 2019-01-01 | 2023-12-31 | 2023-06-14 13:47 | Deemed Ex Ante Team | In number of dwellings (minima set to 0.01) | 2023-07-17 16:28 | Deemed Ex Ante Team | Clarified units represented by building weights
Res | Res | For residential aggregated building type | DMo | CZ13 | New | Any | 287.548 | DEER2024 | 2024-01-01 |  | 2023-06-14 13:47 | Deemed Ex Ante Team | In number of dwellings (minima set to 0.01); Source: 2019 Residential Appliance Saturation Study, CEC | 2023-07-17 16:28 | Deemed Ex Ante Team | Clarified units represented by building weights
Res | Res | For residential aggregated building type | DMo | CZ13 | Old | Any | 36957 | DEER2020 | 2019-01-01 | 2023-12-31 | 2023-06-14 13:47 | Deemed Ex Ante Team | In number of dwellings (minima set to 0.01) | 2023-07-17 16:28 | Deemed Ex Ante Team | Clarified units represented by building weights
Res | Res | For residential aggregated building type | DMo | CZ13 | Rec | Any | 287 | DEER2020 | 2019-01-01 | 2023-12-31 | 2023-06-14 13:47 | Deemed Ex Ante Team | In number of dwellings (minima set to 0.01) | 2023-07-17 16:28 | Deemed Ex Ante Team | Clarified units represented by building weights
Res | Res | For residential aggregated building type | DMo | CZ14 | Ex | Any | 721 | DEER2020 | 2019-01-01 | 2023-12-31 | 2023-06-14 13:47 | Deemed Ex Ante Team | In number of dwellings (minima set to 0.01) | 2023-07-17 16:28 | Deemed Ex Ante Team | Clarified units represented by building weights
Res | Res | For residential aggregated building type | DMo | CZ14 | Ex | Any | 22585.0996 | DEER2024 | 2024-01-01 |  | 2023-06-14 13:47 | Deemed Ex Ante Team | In number of dwellings (minima set to 0.01); Source: 2019 Residential Appliance Saturation Study, CEC | 2023-07-17 16:28 | Deemed Ex Ante Team | Clarified units represented by building weights
Res | Res | For residential aggregated building type | DMo | CZ14 | New | Any | 161.75 | DEER2020 | 2019-01-01 | 2023-12-31 | 2023-06-14 13:47 | Deemed Ex Ante Team | In number of dwellings (minima set to 0.01) | 2023-07-17 16:28 | Deemed Ex Ante Team | Clarified units represented by building weights
Res | Res | For residential aggregated building type | DMo | CZ14 | New | Any | 209.052 | DEER2024 | 2024-01-01 |  | 2023-06-14 13:47 | Deemed Ex Ante Team | In number of dwellings (minima set to 0.01); Source: 2019 Residential Appliance Saturation Study, CEC | 2023-07-17 16:28 | Deemed Ex Ante Team | Clarified units represented by building weights
Res | Res | For residential aggregated building type | DMo | CZ14 | Old | Any | 16592 | DEER2020 | 2019-01-01 | 2023-12-31 | 2023-06-14 13:47 | Deemed Ex Ante Team | In number of dwellings (minima set to 0.01) | 2023-07-17 16:28 | Deemed Ex Ante Team | Clarified units represented by building weights
Res | Res | For residential aggregated building type | DMo | CZ14 | Rec | Any | 161.75 | DEER2020 | 2019-01-01 | 2023-12-31 | 2023-06-14 13:47 | Deemed Ex Ante Team | In number of dwellings (minima set to 0.01) | 2023-07-17 16:28 | Deemed Ex Ante Team | Clarified units represented by building weights
Res | Res | For residential aggregated building type | DMo | CZ15 | Ex | Any | 1943 | DEER2020 | 2019-01-01 | 2023-12-31 | 2023-06-14 13:47 | Deemed Ex Ante Team | In number of dwellings (minima set to 0.01) | 2023-07-17 16:28 | Deemed Ex Ante Team | Clarified units represented by building weights
Res | Res | For residential aggregated building type | DMo | CZ15 | Ex | Any | 12343.2002 | DEER2024 | 2024-01-01 |  | 2023-06-14 13:47 | Deemed Ex Ante Team | In number of dwellings (minima set to 0.01); Source: 2019 Residential Appliance Saturation Study, CEC | 2023-07-17 16:28 | Deemed Ex Ante Team | Clarified units represented by building weights
Res | Res | For residential aggregated building type | DMo | CZ15 | New | Any | 433 | DEER2020 | 2019-01-01 | 2023-12-31 | 2023-06-14 13:47 | Deemed Ex Ante Team | In number of dwellings (minima set to 0.01) | 2023-07-17 16:28 | Deemed Ex Ante Team | Clarified units represented by building weights
Res | Res | For residential aggregated building type | DMo | CZ15 | New | Any | 600.585 | DEER2024 | 2024-01-01 |  | 2023-06-14 13:47 | Deemed Ex Ante Team | In number of dwellings (minima set to 0.01); Source: 2019 Residential Appliance Saturation Study, CEC | 2023-07-17 16:28 | Deemed Ex Ante Team | Clarified units represented by building weights
Res | Res | For residential aggregated building type | DMo | CZ15 | Old | Any | 6523 | DEER2020 | 2019-01-01 | 2023-12-31 | 2023-06-14 13:47 | Deemed Ex Ante Team | In number of dwellings (minima set to 0.01) | 2023-07-17 16:28 | Deemed Ex Ante Team | Clarified units represented by building weights
Res | Res | For residential aggregated building type | DMo | CZ15 | Rec | Any | 433 | DEER2020 | 2019-01-01 | 2023-12-31 | 2023-06-14 13:47 | Deemed Ex Ante Team | In number of dwellings (minima set to 0.01) | 2023-07-17 16:28 | Deemed Ex Ante Team | Clarified units represented by building weights
Res | Res | For residential aggregated building type | DMo | CZ16 | Ex | Any | 1280 | DEER2020 | 2019-01-01 | 2023-12-31 | 2023-06-14 13:47 | Deemed Ex Ante Team | In number of dwellings (minima set to 0.01) | 2023-07-17 16:28 | Deemed Ex Ante Team | Clarified units represented by building weights
Res | Res | For residential aggregated building type | DMo | CZ16 | Ex | Any | 8715.2002 | DEER2024 | 2024-01-01 |  | 2023-06-14 13:47 | Deemed Ex Ante Team | In number of dwellings (minima set to 0.01); Source: 2019 Residential Appliance Saturation Study, CEC | 2023-07-17 16:28 | Deemed Ex Ante Team | Clarified units represented by building weights
Res | Res | For residential aggregated building type | DMo | CZ16 | New | Any | 285 | DEER2020 | 2019-01-01 | 2023-12-31 | 2023-06-14 13:47 | Deemed Ex Ante Team | In number of dwellings (minima set to 0.01) | 2023-07-17 16:28 | Deemed Ex Ante Team | Clarified units represented by building weights
Res | Res | For residential aggregated building type | DMo | CZ16 | New | Any | 90.614 | DEER2024 | 2024-01-01 |  | 2023-06-14 13:47 | Deemed Ex Ante Team | In number of dwellings (minima set to 0.01); Source: 2019 Residential Appliance Saturation Study, CEC | 2023-07-17 16:28 | Deemed Ex Ante Team | Clarified units represented by building weights
Res | Res | For residential aggregated building type | DMo | CZ16 | Old | Any | 25846 | DEER2020 | 2019-01-01 | 2023-12-31 | 2023-06-14 13:47 | Deemed Ex Ante Team | In number of dwellings (minima set to 0.01) | 2023-07-17 16:28 | Deemed Ex Ante Team | Clarified units represented by building weights
Res | Res | For residential aggregated building type | DMo | CZ16 | Rec | Any | 285 | DEER2020 | 2019-01-01 | 2023-12-31 | 2023-06-14 13:47 | Deemed Ex Ante Team | In number of dwellings (minima set to 0.01) | 2023-07-17 16:28 | Deemed Ex Ante Team | Clarified units represented by building weights
Res | Res | For residential aggregated building type | MFm | CZ01 | Ex | Any | 5963 | DEER2020 | 2019-01-01 | 2023-12-31 | 2023-06-14 13:47 | Deemed Ex Ante Team | In number of dwellings (minima set to 0.01) | 2023-07-17 16:28 | Deemed Ex Ante Team | Clarified units represented by building weights
Res | Res | For residential aggregated building type | MFm | CZ01 | Ex | Any | 13460.7998 | DEER2024 | 2024-01-01 |  | 2023-06-14 13:47 | Deemed Ex Ante Team | In number of dwellings (minima set to 0.01); Source: 2019 Residential Appliance Saturation Study, CEC | 2023-07-17 16:28 | Deemed Ex Ante Team | Clarified units represented by building weights
Res | Res | For residential aggregated building type | MFm | CZ01 | New | Any | 585.6 | DEER2020 | 2019-01-01 | 2023-12-31 | 2023-06-14 13:47 | Deemed Ex Ante Team | In number of dwellings (minima set to 0.01) | 2023-07-17 16:28 | Deemed Ex Ante Team | Clarified units represented by building weights
Res | Res | For residential aggregated building type | MFm | CZ01 | New | Any | 506.783 | DEER2024 | 2024-01-01 |  | 2023-06-14 13:47 | Deemed Ex Ante Team | In number of dwellings (minima set to 0.01); Source: 2019 Residential Appliance Saturation Study, CEC | 2023-07-17 16:28 | Deemed Ex Ante Team | Clarified units represented by building weights
Res | Res | For residential aggregated building type | MFm | CZ01 | Old | Any | 7854 | DEER2020 | 2019-01-01 | 2023-12-31 | 2023-06-14 13:47 | Deemed Ex Ante Team | In number of dwellings (minima set to 0.01) | 2023-07-17 16:28 | Deemed Ex Ante Team | Clarified units represented by building weights
Res | Res | For residential aggregated building type | MFm | CZ01 | Rec | Any | 1737.28 | DEER2020 | 2019-01-01 | 2023-12-31 | 2023-06-14 13:47 | Deemed Ex Ante Team | In number of dwellings (minima set to 0.01) | 2023-07-17 16:28 | Deemed Ex Ante Team | Clarified units represented by building weights
Res | Res | For residential aggregated building type | MFm | CZ02 | Ex | Any | 12097 | DEER2020 | 2019-01-01 | 2023-12-31 | 2023-06-14 13:47 | Deemed Ex Ante Team | In number of dwellings (minima set to 0.01) | 2023-07-17 16:28 | Deemed Ex Ante Team | Clarified units represented by building weights
Res | Res | For residential aggregated building type | MFm | CZ02 | Ex | Any | 70611 | DEER2024 | 2024-01-01 |  | 2023-06-14 13:47 | Deemed Ex Ante Team | In number of dwellings (minima set to 0.01); Source: 2019 Residential Appliance Saturation Study, CEC | 2023-07-17 16:28 | Deemed Ex Ante Team | Clarified units represented by building weights
Res | Res | For residential aggregated building type | MFm | CZ02 | New | Any | 1188 | DEER2020 | 2019-01-01 | 2023-12-31 | 2023-06-14 13:47 | Deemed Ex Ante Team | In number of dwellings (minima set to 0.01) | 2023-07-17 16:28 | Deemed Ex Ante Team | Clarified units represented by building weights
Res | Res | For residential aggregated building type | MFm | CZ02 | New | Any | 1319.201 | DEER2024 | 2024-01-01 |  | 2023-06-14 13:47 | Deemed Ex Ante Team | In number of dwellings (minima set to 0.01); Source: 2019 Residential Appliance Saturation Study, CEC | 2023-07-17 16:28 | Deemed Ex Ante Team | Clarified units represented by building weights
Res | Res | For residential aggregated building type | MFm | CZ02 | Old | Any | 47967 | DEER2020 | 2019-01-01 | 2023-12-31 | 2023-06-14 13:47 | Deemed Ex Ante Team | In number of dwellings (minima set to 0.01) | 2023-07-17 16:28 | Deemed Ex Ante Team | Clarified units represented by building weights
Res | Res | For residential aggregated building type | MFm | CZ02 | Rec | Any | 3524.3999 | DEER2020 | 2019-01-01 | 2023-12-31 | 2023-06-14 13:47 | Deemed Ex Ante Team | In number of dwellings (minima set to 0.01) | 2023-07-17 16:28 | Deemed Ex Ante Team | Clarified units represented by building weights
Res | Res | For residential aggregated building type | MFm | CZ03 | Ex | Any | 38028 | DEER2020 | 2019-01-01 | 2023-12-31 | 2023-06-14 13:47 | Deemed Ex Ante Team | In number of dwellings (minima set to 0.01) | 2023-07-17 16:28 | Deemed Ex Ante Team | Clarified units represented by building weights
Res | Res | For residential aggregated building type | MFm | CZ03 | Ex | Any | 573727.6875 | DEER2024 | 2024-01-01 |  | 2023-06-14 13:47 | Deemed Ex Ante Team | In number of dwellings (minima set to 0.01); Source: 2019 Residential Appliance Saturation Study, CEC | 2023-07-17 16:28 | Deemed Ex Ante Team | Clarified units represented by building weights
Res | Res | For residential aggregated building type | MFm | CZ03 | New | Any | 3734.7 | DEER2020 | 2019-01-01 | 2023-12-31 | 2023-06-14 13:47 | Deemed Ex Ante Team | In number of dwellings (minima set to 0.01) | 2023-07-17 16:28 | Deemed Ex Ante Team | Clarified units represented by building weights
Res | Res | For residential aggregated building type | MFm | CZ03 | New | Any | 4112.5229 | DEER2024 | 2024-01-01 |  | 2023-06-14 13:47 | Deemed Ex Ante Team | In number of dwellings (minima set to 0.01); Source: 2019 Residential Appliance Saturation Study, CEC | 2023-07-17 16:28 | Deemed Ex Ante Team | Clarified units represented by building weights
Res | Res | For residential aggregated building type | MFm | CZ03 | Old | Any | 471911 | DEER2020 | 2019-01-01 | 2023-12-31 | 2023-06-14 13:47 | Deemed Ex Ante Team | In number of dwellings (minima set to 0.01) | 2023-07-17 16:28 | Deemed Ex Ante Team | Clarified units represented by building weights
Res | Res | For residential aggregated building type | MFm | CZ03 | Rec | Any | 11079.6104 | DEER2020 | 2019-01-01 | 2023-12-31 | 2023-06-14 13:47 | Deemed Ex Ante Team | In number of dwellings (minima set to 0.01) | 2023-07-17 16:28 | Deemed Ex Ante Team | Clarified units represented by building weights
Res | Res | For residential aggregated building type | MFm | CZ04 | Ex | Any | 20391 | DEER2020 | 2019-01-01 | 2023-12-31 | 2023-06-14 13:47 | Deemed Ex Ante Team | In number of dwellings (minima set to 0.01) | 2023-07-17 16:28 | Deemed Ex Ante Team | Clarified units represented by building weights
Res | Res | For residential aggregated building type | MFm | CZ04 | Ex | Any | 176129.7969 | DEER2024 | 2024-01-01 |  | 2023-06-14 13:47 | Deemed Ex Ante Team | In number of dwellings (minima set to 0.01); Source: 2019 Residential Appliance Saturation Study, CEC | 2023-07-17 16:28 | Deemed Ex Ante Team | Clarified units represented by building weights
Res | Res | For residential aggregated building type | MFm | CZ04 | New | Any | 2003.2 | DEER2020 | 2019-01-01 | 2023-12-31 | 2023-06-14 13:47 | Deemed Ex Ante Team | In number of dwellings (minima set to 0.01) | 2023-07-17 16:28 | Deemed Ex Ante Team | Clarified units represented by building weights
Res | Res | For residential aggregated building type | MFm | CZ04 | New | Any | 1633.124 | DEER2024 | 2024-01-01 |  | 2023-06-14 13:47 | Deemed Ex Ante Team | In number of dwellings (minima set to 0.01); Source: 2019 Residential Appliance Saturation Study, CEC | 2023-07-17 16:28 | Deemed Ex Ante Team | Clarified units represented by building weights
Res | Res | For residential aggregated building type | MFm | CZ04 | Old | Any | 189710 | DEER2020 | 2019-01-01 | 2023-12-31 | 2023-06-14 13:47 | Deemed Ex Ante Team | In number of dwellings (minima set to 0.01) | 2023-07-17 16:28 | Deemed Ex Ante Team | Clarified units represented by building weights
Res | Res | For residential aggregated building type | MFm | CZ04 | Rec | Any | 5940.8599 | DEER2020 | 2019-01-01 | 2023-12-31 | 2023-06-14 13:47 | Deemed Ex Ante Team | In number of dwellings (minima set to 0.01) | 2023-07-17 16:28 | Deemed Ex Ante Team | Clarified units represented by building weights
Res | Res | For residential aggregated building type | MFm | CZ05 | Ex | Any | 12 | DEER2020 | 2019-01-01 | 2023-12-31 | 2023-06-14 13:47 | Deemed Ex Ante Team | In number of dwellings (minima set to 0.01) | 2023-07-17 16:28 | Deemed Ex Ante Team | Clarified units represented by building weights
Res | Res | For residential aggregated building type | MFm | CZ05 | Ex | Any | 24782.5996 | DEER2024 | 2024-01-01 |  | 2023-06-14 13:47 | Deemed Ex Ante Team | In number of dwellings (minima set to 0.01); Source: 2019 Residential Appliance Saturation Study, CEC | 2023-07-17 16:28 | Deemed Ex Ante Team | Clarified units represented by building weights
Res | Res | For residential aggregated building type | MFm | CZ05 | New | Any | 3 | DEER2020 | 2019-01-01 | 2023-12-31 | 2023-06-14 13:47 | Deemed Ex Ante Team | In number of dwellings (minima set to 0.01) | 2023-07-17 16:28 | Deemed Ex Ante Team | Clarified units represented by building weights
Res | Res | For residential aggregated building type | MFm | CZ05 | New | Any | 2.061 | DEER2024 | 2024-01-01 |  | 2023-06-14 13:47 | Deemed Ex Ante Team | In number of dwellings (minima set to 0.01); Source: 2019 Residential Appliance Saturation Study, CEC | 2023-07-17 16:28 | Deemed Ex Ante Team | Clarified units represented by building weights
Res | Res | For residential aggregated building type | MFm | CZ05 | Old | Any | 36057 | DEER2020 | 2019-01-01 | 2023-12-31 | 2023-06-14 13:47 | Deemed Ex Ante Team | In number of dwellings (minima set to 0.01) | 2023-07-17 16:28 | Deemed Ex Ante Team | Clarified units represented by building weights
Res | Res | For residential aggregated building type | MFm | CZ05 | Rec | Any | 3 | DEER2020 | 2019-01-01 | 2023-12-31 | 2023-06-14 13:47 | Deemed Ex Ante Team | In number of dwellings (minima set to 0.01) | 2023-07-17 16:28 | Deemed Ex Ante Team | Clarified units represented by building weights
Res | Res | For residential aggregated building type | MFm | CZ06 | Ex | Any | 53490 | DEER2020 | 2019-01-01 | 2023-12-31 | 2023-06-14 13:47 | Deemed Ex Ante Team | In number of dwellings (minima set to 0.01) | 2023-07-17 16:28 | Deemed Ex Ante Team | Clarified units represented by building weights
Res | Res | For residential aggregated building type | MFm | CZ06 | Ex | Any | 419878 | DEER2024 | 2024-01-01 |  | 2023-06-14 13:47 | Deemed Ex Ante Team | In number of dwellings (minima set to 0.01); Source: 2019 Residential Appliance Saturation Study, CEC | 2023-07-17 16:28 | Deemed Ex Ante Team | Clarified units represented by building weights
Res | Res | For residential aggregated building type | MFm | CZ06 | New | Any | 5253.2998 | DEER2020 | 2019-01-01 | 2023-12-31 | 2023-06-14 13:47 | Deemed Ex Ante Team | In number of dwellings (minima set to 0.01) | 2023-07-17 16:28 | Deemed Ex Ante Team | Clarified units represented by building weights
Res | Res | For residential aggregated building type | MFm | CZ06 | New | Any | 3552.9729 | DEER2024 | 2024-01-01 |  | 2023-06-14 13:47 | Deemed Ex Ante Team | In number of dwellings (minima set to 0.01); Source: 2019 Residential Appliance Saturation Study, CEC | 2023-07-17 16:28 | Deemed Ex Ante Team | Clarified units represented by building weights
Res | Res | For residential aggregated building type | MFm | CZ06 | Old | Any | 551742 | DEER2020 | 2019-01-01 | 2023-12-31 | 2023-06-14 13:47 | Deemed Ex Ante Team | In number of dwellings (minima set to 0.01) | 2023-07-17 16:28 | Deemed Ex Ante Team | Clarified units represented by building weights
Res | Res | For residential aggregated building type | MFm | CZ06 | Rec | Any | 15584.79 | DEER2020 | 2019-01-01 | 2023-12-31 | 2023-06-14 13:47 | Deemed Ex Ante Team | In number of dwellings (minima set to 0.01) | 2023-07-17 16:28 | Deemed Ex Ante Team | Clarified units represented by building weights
Res | Res | For residential aggregated building type | MFm | CZ07 | Ex | Any | 22982 | DEER2020 | 2019-01-01 | 2023-12-31 | 2023-06-14 13:47 | Deemed Ex Ante Team | In number of dwellings (minima set to 0.01) | 2023-07-17 16:28 | Deemed Ex Ante Team | Clarified units represented by building weights
Res | Res | For residential aggregated building type | MFm | CZ07 | Ex | Any | 332118.3125 | DEER2024 | 2024-01-01 |  | 2023-06-14 13:47 | Deemed Ex Ante Team | In number of dwellings (minima set to 0.01); Source: 2019 Residential Appliance Saturation Study, CEC | 2023-07-17 16:28 | Deemed Ex Ante Team | Clarified units represented by building weights
Res | Res | For residential aggregated building type | MFm | CZ07 | New | Any | 2257.6001 | DEER2020 | 2019-01-01 | 2023-12-31 | 2023-06-14 13:47 | Deemed Ex Ante Team | In number of dwellings (minima set to 0.01) | 2023-07-17 16:28 | Deemed Ex Ante Team | Clarified units represented by building weights
Res | Res | For residential aggregated building type | MFm | CZ07 | New | Any | 3015.7041 | DEER2024 | 2024-01-01 |  | 2023-06-14 13:47 | Deemed Ex Ante Team | In number of dwellings (minima set to 0.01); Source: 2019 Residential Appliance Saturation Study, CEC | 2023-07-17 16:28 | Deemed Ex Ante Team | Clarified units represented by building weights
Res | Res | For residential aggregated building type | MFm | CZ07 | Old | Any | 218951 | DEER2020 | 2019-01-01 | 2023-12-31 | 2023-06-14 13:47 | Deemed Ex Ante Team | In number of dwellings (minima set to 0.01) | 2023-07-17 16:28 | Deemed Ex Ante Team | Clarified units represented by building weights
Res | Res | For residential aggregated building type | MFm | CZ07 | Rec | Any | 6695.5801 | DEER2020 | 2019-01-01 | 2023-12-31 | 2023-06-14 13:47 | Deemed Ex Ante Team | In number of dwellings (minima set to 0.01) | 2023-07-17 16:28 | Deemed Ex Ante Team | Clarified units represented by building weights
Res | Res | For residential aggregated building type | MFm | CZ08 | Ex | Any | 61320 | DEER2020 | 2019-01-01 | 2023-12-31 | 2023-06-14 13:47 | Deemed Ex Ante Team | In number of dwellings (minima set to 0.01) | 2023-07-17 16:28 | Deemed Ex Ante Team | Clarified units represented by building weights
Res | Res | For residential aggregated building type | MFm | CZ08 | Ex | Any | 441480.9062 | DEER2024 | 2024-01-01 |  | 2023-06-14 13:47 | Deemed Ex Ante Team | In number of dwellings (minima set to 0.01); Source: 2019 Residential Appliance Saturation Study, CEC | 2023-07-17 16:28 | Deemed Ex Ante Team | Clarified units represented by building weights
Res | Res | For residential aggregated building type | MFm | CZ08 | New | Any | 6022.2002 | DEER2020 | 2019-01-01 | 2023-12-31 | 2023-06-14 13:47 | Deemed Ex Ante Team | In number of dwellings (minima set to 0.01) | 2023-07-17 16:28 | Deemed Ex Ante Team | Clarified units represented by building weights
Res | Res | For residential aggregated building type | MFm | CZ08 | New | Any | 4853 | DEER2024 | 2024-01-01 |  | 2023-06-14 13:47 | Deemed Ex Ante Team | In number of dwellings (minima set to 0.01); Source: 2019 Residential Appliance Saturation Study, CEC | 2023-07-17 16:28 | Deemed Ex Ante Team | Clarified units represented by building weights
Res | Res | For residential aggregated building type | MFm | CZ08 | Old | Any | 468658 | DEER2020 | 2019-01-01 | 2023-12-31 | 2023-06-14 13:47 | Deemed Ex Ante Team | In number of dwellings (minima set to 0.01) | 2023-07-17 16:28 | Deemed Ex Ante Team | Clarified units represented by building weights
Res | Res | For residential aggregated building type | MFm | CZ08 | Rec | Any | 17865.8594 | DEER2020 | 2019-01-01 | 2023-12-31 | 2023-06-14 13:47 | Deemed Ex Ante Team | In number of dwellings (minima set to 0.01) | 2023-07-17 16:28 | Deemed Ex Ante Team | Clarified units represented by building weights
Res | Res | For residential aggregated building type | MFm | CZ09 | Ex | Any | 49535 | DEER2020 | 2019-01-01 | 2023-12-31 | 2023-06-14 13:47 | Deemed Ex Ante Team | In number of dwellings (minima set to 0.01) | 2023-07-17 16:28 | Deemed Ex Ante Team | Clarified units represented by building weights
Res | Res | For residential aggregated building type | MFm | CZ09 | Ex | Any | 745034.8125 | DEER2024 | 2024-01-01 |  | 2023-06-14 13:47 | Deemed Ex Ante Team | In number of dwellings (minima set to 0.01); Source: 2019 Residential Appliance Saturation Study, CEC | 2023-07-17 16:28 | Deemed Ex Ante Team | Clarified units represented by building weights
Res | Res | For residential aggregated building type | MFm | CZ09 | New | Any | 4864.7998 | DEER2020 | 2019-01-01 | 2023-12-31 | 2023-06-14 13:47 | Deemed Ex Ante Team | In number of dwellings (minima set to 0.01) | 2023-07-17 16:28 | Deemed Ex Ante Team | Clarified units represented by building weights
Res | Res | For residential aggregated building type | MFm | CZ09 | New | Any | 4521.856 | DEER2024 | 2024-01-01 |  | 2023-06-14 13:47 | Deemed Ex Ante Team | In number of dwellings (minima set to 0.01); Source: 2019 Residential Appliance Saturation Study, CEC | 2023-07-17 16:28 | Deemed Ex Ante Team | Clarified units represented by building weights
Res | Res | For residential aggregated building type | MFm | CZ09 | Old | Any | 737572 | DEER2020 | 2019-01-01 | 2023-12-31 | 2023-06-14 13:47 | Deemed Ex Ante Team | In number of dwellings (minima set to 0.01) | 2023-07-17 16:28 | Deemed Ex Ante Team | Clarified units represented by building weights
Res | Res | For residential aggregated building type | MFm | CZ09 | Rec | Any | 14432.2402 | DEER2020 | 2019-01-01 | 2023-12-31 | 2023-06-14 13:47 | Deemed Ex Ante Team | In number of dwellings (minima set to 0.01) | 2023-07-17 16:28 | Deemed Ex Ante Team | Clarified units represented by building weights
Res | Res | For residential aggregated building type | MFm | CZ10 | Ex | Any | 9367 | DEER2020 | 2019-01-01 | 2023-12-31 | 2023-06-14 13:47 | Deemed Ex Ante Team | In number of dwellings (minima set to 0.01) | 2023-07-17 16:28 | Deemed Ex Ante Team | Clarified units represented by building weights
Res | Res | For residential aggregated building type | MFm | CZ10 | Ex | Any | 218832.2969 | DEER2024 | 2024-01-01 |  | 2023-06-14 13:47 | Deemed Ex Ante Team | In number of dwellings (minima set to 0.01); Source: 2019 Residential Appliance Saturation Study, CEC | 2023-07-17 16:28 | Deemed Ex Ante Team | Clarified units represented by building weights
Res | Res | For residential aggregated building type | MFm | CZ10 | New | Any | 920.1 | DEER2020 | 2019-01-01 | 2023-12-31 | 2023-06-14 13:47 | Deemed Ex Ante Team | In number of dwellings (minima set to 0.01) | 2023-07-17 16:28 | Deemed Ex Ante Team | Clarified units represented by building weights
Res | Res | For residential aggregated building type | MFm | CZ10 | New | Any | 1095.986 | DEER2024 | 2024-01-01 |  | 2023-06-14 13:47 | Deemed Ex Ante Team | In number of dwellings (minima set to 0.01); Source: 2019 Residential Appliance Saturation Study, CEC | 2023-07-17 16:28 | Deemed Ex Ante Team | Clarified units represented by building weights
Res | Res | For residential aggregated building type | MFm | CZ10 | Old | Any | 171617 | DEER2020 | 2019-01-01 | 2023-12-31 | 2023-06-14 13:47 | Deemed Ex Ante Team | In number of dwellings (minima set to 0.01) | 2023-07-17 16:28 | Deemed Ex Ante Team | Clarified units represented by building weights
Res | Res | For residential aggregated building type | MFm | CZ10 | Rec | Any | 2729.6299 | DEER2020 | 2019-01-01 | 2023-12-31 | 2023-06-14 13:47 | Deemed Ex Ante Team | In number of dwellings (minima set to 0.01) | 2023-07-17 16:28 | Deemed Ex Ante Team | Clarified units represented by building weights
Res | Res | For residential aggregated building type | MFm | CZ11 | Ex | Any | 1059 | DEER2020 | 2019-01-01 | 2023-12-31 | 2023-06-14 13:47 | Deemed Ex Ante Team | In number of dwellings (minima set to 0.01) | 2023-07-17 16:28 | Deemed Ex Ante Team | Clarified units represented by building weights
Res | Res | For residential aggregated building type | MFm | CZ11 | Ex | Any | 53032.5 | DEER2024 | 2024-01-01 |  | 2023-06-14 13:47 | Deemed Ex Ante Team | In number of dwellings (minima set to 0.01); Source: 2019 Residential Appliance Saturation Study, CEC | 2023-07-17 16:28 | Deemed Ex Ante Team | Clarified units represented by building weights
Res | Res | For residential aggregated building type | MFm | CZ11 | New | Any | 104.1 | DEER2020 | 2019-01-01 | 2023-12-31 | 2023-06-14 13:47 | Deemed Ex Ante Team | In number of dwellings (minima set to 0.01) | 2023-07-17 16:28 | Deemed Ex Ante Team | Clarified units represented by building weights
Res | Res | For residential aggregated building type | MFm | CZ11 | New | Any | 131.395 | DEER2024 | 2024-01-01 |  | 2023-06-14 13:47 | Deemed Ex Ante Team | In number of dwellings (minima set to 0.01); Source: 2019 Residential Appliance Saturation Study, CEC | 2023-07-17 16:28 | Deemed Ex Ante Team | Clarified units represented by building weights
Res | Res | For residential aggregated building type | MFm | CZ11 | Old | Any | 40648 | DEER2020 | 2019-01-01 | 2023-12-31 | 2023-06-14 13:47 | Deemed Ex Ante Team | In number of dwellings (minima set to 0.01) | 2023-07-17 16:28 | Deemed Ex Ante Team | Clarified units represented by building weights
Res | Res | For residential aggregated building type | MFm | CZ11 | Rec | Any | 308.83 | DEER2020 | 2019-01-01 | 2023-12-31 | 2023-06-14 13:47 | Deemed Ex Ante Team | In number of dwellings (minima set to 0.01) | 2023-07-17 16:28 | Deemed Ex Ante Team | Clarified units represented by building weights
Res | Res | For residential aggregated building type | MFm | CZ12 | Ex | Any | 24441 | DEER2020 | 2019-01-01 | 2023-12-31 | 2023-06-14 13:47 | Deemed Ex Ante Team | In number of dwellings (minima set to 0.01) | 2023-07-17 16:28 | Deemed Ex Ante Team | Clarified units represented by building weights
Res | Res | For residential aggregated building type | MFm | CZ12 | Ex | Any | 245608.2969 | DEER2024 | 2024-01-01 |  | 2023-06-14 13:47 | Deemed Ex Ante Team | In number of dwellings (minima set to 0.01); Source: 2019 Residential Appliance Saturation Study, CEC | 2023-07-17 16:28 | Deemed Ex Ante Team | Clarified units represented by building weights
Res | Res | For residential aggregated building type | MFm | CZ12 | New | Any | 2400.3 | DEER2020 | 2019-01-01 | 2023-12-31 | 2023-06-14 13:47 | Deemed Ex Ante Team | In number of dwellings (minima set to 0.01) | 2023-07-17 16:28 | Deemed Ex Ante Team | Clarified units represented by building weights
Res | Res | For residential aggregated building type | MFm | CZ12 | New | Any | 2529.7871 | DEER2024 | 2024-01-01 |  | 2023-06-14 13:47 | Deemed Ex Ante Team | In number of dwellings (minima set to 0.01); Source: 2019 Residential Appliance Saturation Study, CEC | 2023-07-17 16:28 | Deemed Ex Ante Team | Clarified units represented by building weights
Res | Res | For residential aggregated building type | MFm | CZ12 | Old | Any | 201475 | DEER2020 | 2019-01-01 | 2023-12-31 | 2023-06-14 13:47 | Deemed Ex Ante Team | In number of dwellings (minima set to 0.01) | 2023-07-17 16:28 | Deemed Ex Ante Team | Clarified units represented by building weights
Res | Res | For residential aggregated building type | MFm | CZ12 | Rec | Any | 7120.8901 | DEER2020 | 2019-01-01 | 2023-12-31 | 2023-06-14 13:47 | Deemed Ex Ante Team | In number of dwellings (minima set to 0.01) | 2023-07-17 16:28 | Deemed Ex Ante Team | Clarified units represented by building weights
Res | Res | For residential aggregated building type | MFm | CZ13 | Ex | Any | 4097 | DEER2020 | 2019-01-01 | 2023-12-31 | 2023-06-14 13:47 | Deemed Ex Ante Team | In number of dwellings (minima set to 0.01) | 2023-07-17 16:28 | Deemed Ex Ante Team | Clarified units represented by building weights
Res | Res | For residential aggregated building type | MFm | CZ13 | Ex | Any | 142962.4062 | DEER2024 | 2024-01-01 |  | 2023-06-14 13:47 | Deemed Ex Ante Team | In number of dwellings (minima set to 0.01); Source: 2019 Residential Appliance Saturation Study, CEC | 2023-07-17 16:28 | Deemed Ex Ante Team | Clarified units represented by building weights
Res | Res | For residential aggregated building type | MFm | CZ13 | New | Any | 402.6 | DEER2020 | 2019-01-01 | 2023-12-31 | 2023-06-14 13:47 | Deemed Ex Ante Team | In number of dwellings (minima set to 0.01) | 2023-07-17 16:28 | Deemed Ex Ante Team | Clarified units represented by building weights
Res | Res | For residential aggregated building type | MFm | CZ13 | New | Any | 522.756 | DEER2024 | 2024-01-01 |  | 2023-06-14 13:47 | Deemed Ex Ante Team | In number of dwellings (minima set to 0.01); Source: 2019 Residential Appliance Saturation Study, CEC | 2023-07-17 16:28 | Deemed Ex Ante Team | Clarified units represented by building weights
Res | Res | For residential aggregated building type | MFm | CZ13 | Old | Any | 104811 | DEER2020 | 2019-01-01 | 2023-12-31 | 2023-06-14 13:47 | Deemed Ex Ante Team | In number of dwellings (minima set to 0.01) | 2023-07-17 16:28 | Deemed Ex Ante Team | Clarified units represented by building weights
Res | Res | For residential aggregated building type | MFm | CZ13 | Rec | Any | 1194.38 | DEER2020 | 2019-01-01 | 2023-12-31 | 2023-06-14 13:47 | Deemed Ex Ante Team | In number of dwellings (minima set to 0.01) | 2023-07-17 16:28 | Deemed Ex Ante Team | Clarified units represented by building weights
Res | Res | For residential aggregated building type | MFm | CZ14 | Ex | Any | 12 | DEER2020 | 2019-01-01 | 2023-12-31 | 2023-06-14 13:47 | Deemed Ex Ante Team | In number of dwellings (minima set to 0.01) | 2023-07-17 16:28 | Deemed Ex Ante Team | Clarified units represented by building weights
Res | Res | For residential aggregated building type | MFm | CZ14 | Ex | Any | 22588.6992 | DEER2024 | 2024-01-01 |  | 2023-06-14 13:47 | Deemed Ex Ante Team | In number of dwellings (minima set to 0.01); Source: 2019 Residential Appliance Saturation Study, CEC | 2023-07-17 16:28 | Deemed Ex Ante Team | Clarified units represented by building weights
Res | Res | For residential aggregated building type | MFm | CZ14 | New | Any | 3 | DEER2020 | 2019-01-01 | 2023-12-31 | 2023-06-14 13:47 | Deemed Ex Ante Team | In number of dwellings (minima set to 0.01) | 2023-07-17 16:28 | Deemed Ex Ante Team | Clarified units represented by building weights
Res | Res | For residential aggregated building type | MFm | CZ14 | New | Any | 1.977 | DEER2024 | 2024-01-01 |  | 2023-06-14 13:47 | Deemed Ex Ante Team | In number of dwellings (minima set to 0.01); Source: 2019 Residential Appliance Saturation Study, CEC | 2023-07-17 16:28 | Deemed Ex Ante Team | Clarified units represented by building weights
Res | Res | For residential aggregated building type | MFm | CZ14 | Old | Any | 34268 | DEER2020 | 2019-01-01 | 2023-12-31 | 2023-06-14 13:47 | Deemed Ex Ante Team | In number of dwellings (minima set to 0.01) | 2023-07-17 16:28 | Deemed Ex Ante Team | Clarified units represented by building weights
Res | Res | For residential aggregated building type | MFm | CZ14 | Rec | Any | 3 | DEER2020 | 2019-01-01 | 2023-12-31 | 2023-06-14 13:47 | Deemed Ex Ante Team | In number of dwellings (minima set to 0.01) | 2023-07-17 16:28 | Deemed Ex Ante Team | Clarified units represented by building weights
Res | Res | For residential aggregated building type | MFm | CZ15 | Ex | Any | 12 | DEER2020 | 2019-01-01 | 2023-12-31 | 2023-06-14 13:47 | Deemed Ex Ante Team | In number of dwellings (minima set to 0.01) | 2023-07-17 16:28 | Deemed Ex Ante Team | Clarified units represented by building weights
Res | Res | For residential aggregated building type | MFm | CZ15 | Ex | Any | 34178.6016 | DEER2024 | 2024-01-01 |  | 2023-06-14 13:47 | Deemed Ex Ante Team | In number of dwellings (minima set to 0.01); Source: 2019 Residential Appliance Saturation Study, CEC | 2023-07-17 16:28 | Deemed Ex Ante Team | Clarified units represented by building weights
Res | Res | For residential aggregated building type | MFm | CZ15 | New | Any | 3 | DEER2020 | 2019-01-01 | 2023-12-31 | 2023-06-14 13:47 | Deemed Ex Ante Team | In number of dwellings (minima set to 0.01) | 2023-07-17 16:28 | Deemed Ex Ante Team | Clarified units represented by building weights
Res | Res | For residential aggregated building type | MFm | CZ15 | New | Any | 1.308 | DEER2024 | 2024-01-01 |  | 2023-06-14 13:47 | Deemed Ex Ante Team | In number of dwellings (minima set to 0.01); Source: 2019 Residential Appliance Saturation Study, CEC | 2023-07-17 16:28 | Deemed Ex Ante Team | Clarified units represented by building weights
Res | Res | For residential aggregated building type | MFm | CZ15 | Old | Any | 78373 | DEER2020 | 2019-01-01 | 2023-12-31 | 2023-06-14 13:47 | Deemed Ex Ante Team | In number of dwellings (minima set to 0.01) | 2023-07-17 16:28 | Deemed Ex Ante Team | Clarified units represented by building weights
Res | Res | For residential aggregated building type | MFm | CZ15 | Rec | Any | 3 | DEER2020 | 2019-01-01 | 2023-12-31 | 2023-06-14 13:47 | Deemed Ex Ante Team | In number of dwellings (minima set to 0.01) | 2023-07-17 16:28 | Deemed Ex Ante Team | Clarified units represented by building weights
Res | Res | For residential aggregated building type | MFm | CZ16 | Ex | Any | 12 | DEER2020 | 2019-01-01 | 2023-12-31 | 2023-06-14 13:47 | Deemed Ex Ante Team | In number of dwellings (minima set to 0.01) | 2023-07-17 16:28 | Deemed Ex Ante Team | Clarified units represented by building weights
Res | Res | For residential aggregated building type | MFm | CZ16 | Ex | Any | 16809.4004 | DEER2024 | 2024-01-01 |  | 2023-06-14 13:47 | Deemed Ex Ante Team | In number of dwellings (minima set to 0.01); Source: 2019 Residential Appliance Saturation Study, CEC | 2023-07-17 16:28 | Deemed Ex Ante Team | Clarified units represented by building weights
Res | Res | For residential aggregated building type | MFm | CZ16 | New | Any | 3 | DEER2020 | 2019-01-01 | 2023-12-31 | 2023-06-14 13:47 | Deemed Ex Ante Team | In number of dwellings (minima set to 0.01) | 2023-07-17 16:28 | Deemed Ex Ante Team | Clarified units represented by building weights
Res | Res | For residential aggregated building type | MFm | CZ16 | New | Any | 2.363 | DEER2024 | 2024-01-01 |  | 2023-06-14 13:47 | Deemed Ex Ante Team | In number of dwellings (minima set to 0.01); Source: 2019 Residential Appliance Saturation Study, CEC | 2023-07-17 16:28 | Deemed Ex Ante Team | Clarified units represented by building weights
Res | Res | For residential aggregated building type | MFm | CZ16 | Old | Any | 21328 | DEER2020 | 2019-01-01 | 2023-12-31 | 2023-06-14 13:47 | Deemed Ex Ante Team | In number of dwellings (minima set to 0.01) | 2023-07-17 16:28 | Deemed Ex Ante Team | Clarified units represented by building weights
Res | Res | For residential aggregated building type | MFm | CZ16 | Rec | Any | 3 | DEER2020 | 2019-01-01 | 2023-12-31 | 2023-06-14 13:47 | Deemed Ex Ante Team | In number of dwellings (minima set to 0.01) | 2023-07-17 16:28 | Deemed Ex Ante Team | Clarified units represented by building weights
Res | Res | For residential aggregated building type | SFm | CZ01 | Ex | Any | 8222 | DEER2020 | 2019-01-01 | 2023-12-31 | 2023-06-14 13:47 | Deemed Ex Ante Team | In number of dwellings (minima set to 0.01) | 2023-07-17 16:28 | Deemed Ex Ante Team | Clarified units represented by building weights
Res | Res | For residential aggregated building type | SFm | CZ01 | Ex | Any | 53328.3984 | DEER2024 | 2024-01-01 |  | 2023-06-14 13:47 | Deemed Ex Ante Team | In number of dwellings (minima set to 0.01); Source: 2019 Residential Appliance Saturation Study, CEC | 2023-07-17 16:28 | Deemed Ex Ante Team | Clarified units represented by building weights
Res | Res | For residential aggregated building type | SFm | CZ01 | New | Any | 447.5 | DEER2020 | 2019-01-01 | 2023-12-31 | 2023-06-14 13:47 | Deemed Ex Ante Team | In number of dwellings (minima set to 0.01) | 2023-07-17 16:28 | Deemed Ex Ante Team | Clarified units represented by building weights
Res | Res | For residential aggregated building type | SFm | CZ01 | New | Any | 691.593 | DEER2024 | 2024-01-01 |  | 2023-06-14 13:47 | Deemed Ex Ante Team | In number of dwellings (minima set to 0.01); Source: 2019 Residential Appliance Saturation Study, CEC | 2023-07-17 16:28 | Deemed Ex Ante Team | Clarified units represented by building weights
Res | Res | For residential aggregated building type | SFm | CZ01 | Old | Any | 24942 | DEER2020 | 2019-01-01 | 2023-12-31 | 2023-06-14 13:47 | Deemed Ex Ante Team | In number of dwellings (minima set to 0.01) | 2023-07-17 16:28 | Deemed Ex Ante Team | Clarified units represented by building weights
Res | Res | For residential aggregated building type | SFm | CZ01 | Rec | Any | 1342.5 | DEER2020 | 2019-01-01 | 2023-12-31 | 2023-06-14 13:47 | Deemed Ex Ante Team | In number of dwellings (minima set to 0.01) | 2023-07-17 16:28 | Deemed Ex Ante Team | Clarified units represented by building weights
Res | Res | For residential aggregated building type | SFm | CZ02 | Ex | Any | 8110 | DEER2020 | 2019-01-01 | 2023-12-31 | 2023-06-14 13:47 | Deemed Ex Ante Team | In number of dwellings (minima set to 0.01) | 2023-07-17 16:28 | Deemed Ex Ante Team | Clarified units represented by building weights
Res | Res | For residential aggregated building type | SFm | CZ02 | Ex | Any | 307518.0938 | DEER2024 | 2024-01-01 |  | 2023-06-14 13:47 | Deemed Ex Ante Team | In number of dwellings (minima set to 0.01); Source: 2019 Residential Appliance Saturation Study, CEC | 2023-07-17 16:28 | Deemed Ex Ante Team | Clarified units represented by building weights
Res | Res | For residential aggregated building type | SFm | CZ02 | New | Any | 441.4 | DEER2020 | 2019-01-01 | 2023-12-31 | 2023-06-14 13:47 | Deemed Ex Ante Team | In number of dwellings (minima set to 0.01) | 2023-07-17 16:28 | Deemed Ex Ante Team | Clarified units represented by building weights
Res | Res | For residential aggregated building type | SFm | CZ02 | New | Any | 752.18 | DEER2024 | 2024-01-01 |  | 2023-06-14 13:47 | Deemed Ex Ante Team | In number of dwellings (minima set to 0.01); Source: 2019 Residential Appliance Saturation Study, CEC | 2023-07-17 16:28 | Deemed Ex Ante Team | Clarified units represented by building weights
Res | Res | For residential aggregated building type | SFm | CZ02 | Old | Any | 171026 | DEER2020 | 2019-01-01 | 2023-12-31 | 2023-06-14 13:47 | Deemed Ex Ante Team | In number of dwellings (minima set to 0.01) | 2023-07-17 16:28 | Deemed Ex Ante Team | Clarified units represented by building weights
Res | Res | For residential aggregated building type | SFm | CZ02 | Rec | Any | 1324.2 | DEER2020 | 2019-01-01 | 2023-12-31 | 2023-06-14 13:47 | Deemed Ex Ante Team | In number of dwellings (minima set to 0.01) | 2023-07-17 16:28 | Deemed Ex Ante Team | Clarified units represented by building weights
Res | Res | For residential aggregated building type | SFm | CZ03 | Ex | Any | 24577 | DEER2020 | 2019-01-01 | 2023-12-31 | 2023-06-14 13:47 | Deemed Ex Ante Team | In number of dwellings (minima set to 0.01) | 2023-07-17 16:28 | Deemed Ex Ante Team | Clarified units represented by building weights
Res | Res | For residential aggregated building type | SFm | CZ03 | Ex | Any | 923822.6875 | DEER2024 | 2024-01-01 |  | 2023-06-14 13:47 | Deemed Ex Ante Team | In number of dwellings (minima set to 0.01); Source: 2019 Residential Appliance Saturation Study, CEC | 2023-07-17 16:28 | Deemed Ex Ante Team | Clarified units represented by building weights
Res | Res | For residential aggregated building type | SFm | CZ03 | New | Any | 1337.6 | DEER2020 | 2019-01-01 | 2023-12-31 | 2023-06-14 13:47 | Deemed Ex Ante Team | In number of dwellings (minima set to 0.01) | 2023-07-17 16:28 | Deemed Ex Ante Team | Clarified units represented by building weights
Res | Res | For residential aggregated building type | SFm | CZ03 | New | Any | 2027.366 | DEER2024 | 2024-01-01 |  | 2023-06-14 13:47 | Deemed Ex Ante Team | In number of dwellings (minima set to 0.01); Source: 2019 Residential Appliance Saturation Study, CEC | 2023-07-17 16:28 | Deemed Ex Ante Team | Clarified units represented by building weights
Res | Res | For residential aggregated building type | SFm | CZ03 | Old | Any | 580923 | DEER2020 | 2019-01-01 | 2023-12-31 | 2023-06-14 13:47 | Deemed Ex Ante Team | In number of dwellings (minima set to 0.01) | 2023-07-17 16:28 | Deemed Ex Ante Team | Clarified units represented by building weights
Res | Res | For residential aggregated building type | SFm | CZ03 | Rec | Any | 4012.8 | DEER2020 | 2019-01-01 | 2023-12-31 | 2023-06-14 13:47 | Deemed Ex Ante Team | In number of dwellings (minima set to 0.01) | 2023-07-17 16:28 | Deemed Ex Ante Team | Clarified units represented by building weights
Res | Res | For residential aggregated building type | SFm | CZ04 | Ex | Any | 31106 | DEER2020 | 2019-01-01 | 2023-12-31 | 2023-06-14 13:47 | Deemed Ex Ante Team | In number of dwellings (minima set to 0.01) | 2023-07-17 16:28 | Deemed Ex Ante Team | Clarified units represented by building weights
Res | Res | For residential aggregated building type | SFm | CZ04 | Ex | Any | 387859.5938 | DEER2024 | 2024-01-01 |  | 2023-06-14 13:47 | Deemed Ex Ante Team | In number of dwellings (minima set to 0.01); Source: 2019 Residential Appliance Saturation Study, CEC | 2023-07-17 16:28 | Deemed Ex Ante Team | Clarified units represented by building weights
Res | Res | For residential aggregated building type | SFm | CZ04 | New | Any | 1692.9 | DEER2020 | 2019-01-01 | 2023-12-31 | 2023-06-14 13:47 | Deemed Ex Ante Team | In number of dwellings (minima set to 0.01) | 2023-07-17 16:28 | Deemed Ex Ante Team | Clarified units represented by building weights
Res | Res | For residential aggregated building type | SFm | CZ04 | New | Any | 1786.0959 | DEER2024 | 2024-01-01 |  | 2023-06-14 13:47 | Deemed Ex Ante Team | In number of dwellings (minima set to 0.01); Source: 2019 Residential Appliance Saturation Study, CEC | 2023-07-17 16:28 | Deemed Ex Ante Team | Clarified units represented by building weights
Res | Res | For residential aggregated building type | SFm | CZ04 | Old | Any | 331437 | DEER2020 | 2019-01-01 | 2023-12-31 | 2023-06-14 13:47 | Deemed Ex Ante Team | In number of dwellings (minima set to 0.01) | 2023-07-17 16:28 | Deemed Ex Ante Team | Clarified units represented by building weights
Res | Res | For residential aggregated building type | SFm | CZ04 | Rec | Any | 5078.7002 | DEER2020 | 2019-01-01 | 2023-12-31 | 2023-06-14 13:47 | Deemed Ex Ante Team | In number of dwellings (minima set to 0.01) | 2023-07-17 16:28 | Deemed Ex Ante Team | Clarified units represented by building weights
Res | Res | For residential aggregated building type | SFm | CZ05 | Ex | Any | 7355 | DEER2020 | 2019-01-01 | 2023-12-31 | 2023-06-14 13:47 | Deemed Ex Ante Team | In number of dwellings (minima set to 0.01) | 2023-07-17 16:28 | Deemed Ex Ante Team | Clarified units represented by building weights
Res | Res | For residential aggregated building type | SFm | CZ05 | Ex | Any | 76903.8984 | DEER2024 | 2024-01-01 |  | 2023-06-14 13:47 | Deemed Ex Ante Team | In number of dwellings (minima set to 0.01); Source: 2019 Residential Appliance Saturation Study, CEC | 2023-07-17 16:28 | Deemed Ex Ante Team | Clarified units represented by building weights
Res | Res | For residential aggregated building type | SFm | CZ05 | New | Any | 400.4 | DEER2020 | 2019-01-01 | 2023-12-31 | 2023-06-14 13:47 | Deemed Ex Ante Team | In number of dwellings (minima set to 0.01) | 2023-07-17 16:28 | Deemed Ex Ante Team | Clarified units represented by building weights
Res | Res | For residential aggregated building type | SFm | CZ05 | New | Any | 234.697 | DEER2024 | 2024-01-01 |  | 2023-06-14 13:47 | Deemed Ex Ante Team | In number of dwellings (minima set to 0.01); Source: 2019 Residential Appliance Saturation Study, CEC | 2023-07-17 16:28 | Deemed Ex Ante Team | Clarified units represented by building weights
Res | Res | For residential aggregated building type | SFm | CZ05 | Old | Any | 122644 | DEER2020 | 2019-01-01 | 2023-12-31 | 2023-06-14 13:47 | Deemed Ex Ante Team | In number of dwellings (minima set to 0.01) | 2023-07-17 16:28 | Deemed Ex Ante Team | Clarified units represented by building weights
Res | Res | For residential aggregated building type | SFm | CZ05 | Rec | Any | 1201.2 | DEER2020 | 2019-01-01 | 2023-12-31 | 2023-06-14 13:47 | Deemed Ex Ante Team | In number of dwellings (minima set to 0.01) | 2023-07-17 16:28 | Deemed Ex Ante Team | Clarified units represented by building weights
Res | Res | For residential aggregated building type | SFm | CZ06 | Ex | Any | 103199 | DEER2020 | 2019-01-01 | 2023-12-31 | 2023-06-14 13:47 | Deemed Ex Ante Team | In number of dwellings (minima set to 0.01) | 2023-07-17 16:28 | Deemed Ex Ante Team | Clarified units represented by building weights
Res | Res | For residential aggregated building type | SFm | CZ06 | Ex | Any | 700930.5 | DEER2024 | 2024-01-01 |  | 2023-06-14 13:47 | Deemed Ex Ante Team | In number of dwellings (minima set to 0.01); Source: 2019 Residential Appliance Saturation Study, CEC | 2023-07-17 16:28 | Deemed Ex Ante Team | Clarified units represented by building weights
Res | Res | For residential aggregated building type | SFm | CZ06 | New | Any | 5616.5 | DEER2020 | 2019-01-01 | 2023-12-31 | 2023-06-14 13:47 | Deemed Ex Ante Team | In number of dwellings (minima set to 0.01) | 2023-07-17 16:28 | Deemed Ex Ante Team | Clarified units represented by building weights
Res | Res | For residential aggregated building type | SFm | CZ06 | New | Any | 4614.874 | DEER2024 | 2024-01-01 |  | 2023-06-14 13:47 | Deemed Ex Ante Team | In number of dwellings (minima set to 0.01); Source: 2019 Residential Appliance Saturation Study, CEC | 2023-07-17 16:28 | Deemed Ex Ante Team | Clarified units represented by building weights
Res | Res | For residential aggregated building type | SFm | CZ06 | Old | Any | 733014 | DEER2020 | 2019-01-01 | 2023-12-31 | 2023-06-14 13:47 | Deemed Ex Ante Team | In number of dwellings (minima set to 0.01) | 2023-07-17 16:28 | Deemed Ex Ante Team | Clarified units represented by building weights
Res | Res | For residential aggregated building type | SFm | CZ06 | Rec | Any | 16849.5 | DEER2020 | 2019-01-01 | 2023-12-31 | 2023-06-14 13:47 | Deemed Ex Ante Team | In number of dwellings (minima set to 0.01) | 2023-07-17 16:28 | Deemed Ex Ante Team | Clarified units represented by building weights
Res | Res | For residential aggregated building type | SFm | CZ07 | Ex | Any | 45980 | DEER2020 | 2019-01-01 | 2023-12-31 | 2023-06-14 13:47 | Deemed Ex Ante Team | In number of dwellings (minima set to 0.01) | 2023-07-17 16:28 | Deemed Ex Ante Team | Clarified units represented by building weights
Res | Res | For residential aggregated building type | SFm | CZ07 | Ex | Any | 485094.3125 | DEER2024 | 2024-01-01 |  | 2023-06-14 13:47 | Deemed Ex Ante Team | In number of dwellings (minima set to 0.01); Source: 2019 Residential Appliance Saturation Study, CEC | 2023-07-17 16:28 | Deemed Ex Ante Team | Clarified units represented by building weights
Res | Res | For residential aggregated building type | SFm | CZ07 | New | Any | 2503.2 | DEER2020 | 2019-01-01 | 2023-12-31 | 2023-06-14 13:47 | Deemed Ex Ante Team | In number of dwellings (minima set to 0.01) | 2023-07-17 16:28 | Deemed Ex Ante Team | Clarified units represented by building weights
Res | Res | For residential aggregated building type | SFm | CZ07 | New | Any | 2864.7339 | DEER2024 | 2024-01-01 |  | 2023-06-14 13:47 | Deemed Ex Ante Team | In number of dwellings (minima set to 0.01); Source: 2019 Residential Appliance Saturation Study, CEC | 2023-07-17 16:28 | Deemed Ex Ante Team | Clarified units represented by building weights
Res | Res | For residential aggregated building type | SFm | CZ07 | Old | Any | 370387 | DEER2020 | 2019-01-01 | 2023-12-31 | 2023-06-14 13:47 | Deemed Ex Ante Team | In number of dwellings (minima set to 0.01) | 2023-07-17 16:28 | Deemed Ex Ante Team | Clarified units represented by building weights
Res | Res | For residential aggregated building type | SFm | CZ07 | Rec | Any | 7507.6001 | DEER2020 | 2019-01-01 | 2023-12-31 | 2023-06-14 13:47 | Deemed Ex Ante Team | In number of dwellings (minima set to 0.01) | 2023-07-17 16:28 | Deemed Ex Ante Team | Clarified units represented by building weights
Res | Res | For residential aggregated building type | SFm | CZ08 | Ex | Any | 48467 | DEER2020 | 2019-01-01 | 2023-12-31 | 2023-06-14 13:47 | Deemed Ex Ante Team | In number of dwellings (minima set to 0.01) | 2023-07-17 16:28 | Deemed Ex Ante Team | Clarified units represented by building weights
Res | Res | For residential aggregated building type | SFm | CZ08 | Ex | Any | 774539.875 | DEER2024 | 2024-01-01 |  | 2023-06-14 13:47 | Deemed Ex Ante Team | In number of dwellings (minima set to 0.01); Source: 2019 Residential Appliance Saturation Study, CEC | 2023-07-17 16:28 | Deemed Ex Ante Team | Clarified units represented by building weights
Res | Res | For residential aggregated building type | SFm | CZ08 | New | Any | 2637.8 | DEER2020 | 2019-01-01 | 2023-12-31 | 2023-06-14 13:47 | Deemed Ex Ante Team | In number of dwellings (minima set to 0.01) | 2023-07-17 16:28 | Deemed Ex Ante Team | Clarified units represented by building weights
Res | Res | For residential aggregated building type | SFm | CZ08 | New | Any | 2119.6899 | DEER2024 | 2024-01-01 |  | 2023-06-14 13:47 | Deemed Ex Ante Team | In number of dwellings (minima set to 0.01); Source: 2019 Residential Appliance Saturation Study, CEC | 2023-07-17 16:28 | Deemed Ex Ante Team | Clarified units represented by building weights
Res | Res | For residential aggregated building type | SFm | CZ08 | Old | Any | 907478 | DEER2020 | 2019-01-01 | 2023-12-31 | 2023-06-14 13:47 | Deemed Ex Ante Team | In number of dwellings (minima set to 0.01) | 2023-07-17 16:28 | Deemed Ex Ante Team | Clarified units represented by building weights
Res | Res | For residential aggregated building type | SFm | CZ08 | Rec | Any | 7913.3999 | DEER2020 | 2019-01-01 | 2023-12-31 | 2023-06-14 13:47 | Deemed Ex Ante Team | In number of dwellings (minima set to 0.01) | 2023-07-17 16:28 | Deemed Ex Ante Team | Clarified units represented by building weights
Res | Res | For residential aggregated building type | SFm | CZ09 | Ex | Any | 49124 | DEER2020 | 2019-01-01 | 2023-12-31 | 2023-06-14 13:47 | Deemed Ex Ante Team | In number of dwellings (minima set to 0.01) | 2023-07-17 16:28 | Deemed Ex Ante Team | Clarified units represented by building weights
Res | Res | For residential aggregated building type | SFm | CZ09 | Ex | Any | 1152106.25 | DEER2024 | 2024-01-01 |  | 2023-06-14 13:47 | Deemed Ex Ante Team | In number of dwellings (minima set to 0.01); Source: 2019 Residential Appliance Saturation Study, CEC | 2023-07-17 16:28 | Deemed Ex Ante Team | Clarified units represented by building weights
Res | Res | For residential aggregated building type | SFm | CZ09 | New | Any | 2673.5 | DEER2020 | 2019-01-01 | 2023-12-31 | 2023-06-14 13:47 | Deemed Ex Ante Team | In number of dwellings (minima set to 0.01) | 2023-07-17 16:28 | Deemed Ex Ante Team | Clarified units represented by building weights
Res | Res | For residential aggregated building type | SFm | CZ09 | New | Any | 2676.738 | DEER2024 | 2024-01-01 |  | 2023-06-14 13:47 | Deemed Ex Ante Team | In number of dwellings (minima set to 0.01); Source: 2019 Residential Appliance Saturation Study, CEC | 2023-07-17 16:28 | Deemed Ex Ante Team | Clarified units represented by building weights
Res | Res | For residential aggregated building type | SFm | CZ09 | Old | Any | 1093568 | DEER2020 | 2019-01-01 | 2023-12-31 | 2023-06-14 13:47 | Deemed Ex Ante Team | In number of dwellings (minima set to 0.01) | 2023-07-17 16:28 | Deemed Ex Ante Team | Clarified units represented by building weights
Res | Res | For residential aggregated building type | SFm | CZ09 | Rec | Any | 8020.5 | DEER2020 | 2019-01-01 | 2023-12-31 | 2023-06-14 13:47 | Deemed Ex Ante Team | In number of dwellings (minima set to 0.01) | 2023-07-17 16:28 | Deemed Ex Ante Team | Clarified units represented by building weights
Res | Res | For residential aggregated building type | SFm | CZ10 | Ex | Any | 194811 | DEER2020 | 2019-01-01 | 2023-12-31 | 2023-06-14 13:47 | Deemed Ex Ante Team | In number of dwellings (minima set to 0.01) | 2023-07-17 16:28 | Deemed Ex Ante Team | Clarified units represented by building weights
Res | Res | For residential aggregated building type | SFm | CZ10 | Ex | Any | 936509.1875 | DEER2024 | 2024-01-01 |  | 2023-06-14 13:47 | Deemed Ex Ante Team | In number of dwellings (minima set to 0.01); Source: 2019 Residential Appliance Saturation Study, CEC | 2023-07-17 16:28 | Deemed Ex Ante Team | Clarified units represented by building weights
Res | Res | For residential aggregated building type | SFm | CZ10 | New | Any | 10602.5 | DEER2020 | 2019-01-01 | 2023-12-31 | 2023-06-14 13:47 | Deemed Ex Ante Team | In number of dwellings (minima set to 0.01) | 2023-07-17 16:28 | Deemed Ex Ante Team | Clarified units represented by building weights
Res | Res | For residential aggregated building type | SFm | CZ10 | New | Any | 8329.5381 | DEER2024 | 2024-01-01 |  | 2023-06-14 13:47 | Deemed Ex Ante Team | In number of dwellings (minima set to 0.01); Source: 2019 Residential Appliance Saturation Study, CEC | 2023-07-17 16:28 | Deemed Ex Ante Team | Clarified units represented by building weights
Res | Res | For residential aggregated building type | SFm | CZ10 | Old | Any | 965445 | DEER2020 | 2019-01-01 | 2023-12-31 | 2023-06-14 13:47 | Deemed Ex Ante Team | In number of dwellings (minima set to 0.01) | 2023-07-17 16:28 | Deemed Ex Ante Team | Clarified units represented by building weights
Res | Res | For residential aggregated building type | SFm | CZ10 | Rec | Any | 31807.5 | DEER2020 | 2019-01-01 | 2023-12-31 | 2023-06-14 13:47 | Deemed Ex Ante Team | In number of dwellings (minima set to 0.01) | 2023-07-17 16:28 | Deemed Ex Ante Team | Clarified units represented by building weights
Res | Res | For residential aggregated building type | SFm | CZ11 | Ex | Any | 32574 | DEER2020 | 2019-01-01 | 2023-12-31 | 2023-06-14 13:47 | Deemed Ex Ante Team | In number of dwellings (minima set to 0.01) | 2023-07-17 16:28 | Deemed Ex Ante Team | Clarified units represented by building weights
Res | Res | For residential aggregated building type | SFm | CZ11 | Ex | Any | 340752.9062 | DEER2024 | 2024-01-01 |  | 2023-06-14 13:47 | Deemed Ex Ante Team | In number of dwellings (minima set to 0.01); Source: 2019 Residential Appliance Saturation Study, CEC | 2023-07-17 16:28 | Deemed Ex Ante Team | Clarified units represented by building weights
Res | Res | For residential aggregated building type | SFm | CZ11 | New | Any | 1772.8 | DEER2020 | 2019-01-01 | 2023-12-31 | 2023-06-14 13:47 | Deemed Ex Ante Team | In number of dwellings (minima set to 0.01) | 2023-07-17 16:28 | Deemed Ex Ante Team | Clarified units represented by building weights
Res | Res | For residential aggregated building type | SFm | CZ11 | New | Any | 2777.8911 | DEER2024 | 2024-01-01 |  | 2023-06-14 13:47 | Deemed Ex Ante Team | In number of dwellings (minima set to 0.01); Source: 2019 Residential Appliance Saturation Study, CEC | 2023-07-17 16:28 | Deemed Ex Ante Team | Clarified units represented by building weights
Res | Res | For residential aggregated building type | SFm | CZ11 | Old | Any | 179570 | DEER2020 | 2019-01-01 | 2023-12-31 | 2023-06-14 13:47 | Deemed Ex Ante Team | In number of dwellings (minima set to 0.01) | 2023-07-17 16:28 | Deemed Ex Ante Team | Clarified units represented by building weights
Res | Res | For residential aggregated building type | SFm | CZ11 | Rec | Any | 5318.3999 | DEER2020 | 2019-01-01 | 2023-12-31 | 2023-06-14 13:47 | Deemed Ex Ante Team | In number of dwellings (minima set to 0.01) | 2023-07-17 16:28 | Deemed Ex Ante Team | Clarified units represented by building weights
Res | Res | For residential aggregated building type | SFm | CZ12 | Ex | Any | 74152 | DEER2020 | 2019-01-01 | 2023-12-31 | 2023-06-14 13:47 | Deemed Ex Ante Team | In number of dwellings (minima set to 0.01) | 2023-07-17 16:28 | Deemed Ex Ante Team | Clarified units represented by building weights
Res | Res | For residential aggregated building type | SFm | CZ12 | Ex | Any | 1213442 | DEER2024 | 2024-01-01 |  | 2023-06-14 13:47 | Deemed Ex Ante Team | In number of dwellings (minima set to 0.01); Source: 2019 Residential Appliance Saturation Study, CEC | 2023-07-17 16:28 | Deemed Ex Ante Team | Clarified units represented by building weights
Res | Res | For residential aggregated building type | SFm | CZ12 | New | Any | 4035.7 | DEER2020 | 2019-01-01 | 2023-12-31 | 2023-06-14 13:47 | Deemed Ex Ante Team | In number of dwellings (minima set to 0.01) | 2023-07-17 16:28 | Deemed Ex Ante Team | Clarified units represented by building weights
Res | Res | For residential aggregated building type | SFm | CZ12 | New | Any | 7434.6528 | DEER2024 | 2024-01-01 |  | 2023-06-14 13:47 | Deemed Ex Ante Team | In number of dwellings (minima set to 0.01); Source: 2019 Residential Appliance Saturation Study, CEC | 2023-07-17 16:28 | Deemed Ex Ante Team | Clarified units represented by building weights
Res | Res | For residential aggregated building type | SFm | CZ12 | Old | Any | 572425 | DEER2020 | 2019-01-01 | 2023-12-31 | 2023-06-14 13:47 | Deemed Ex Ante Team | In number of dwellings (minima set to 0.01) | 2023-07-17 16:28 | Deemed Ex Ante Team | Clarified units represented by building weights
Res | Res | For residential aggregated building type | SFm | CZ12 | Rec | Any | 12107.0996 | DEER2020 | 2019-01-01 | 2023-12-31 | 2023-06-14 13:47 | Deemed Ex Ante Team | In number of dwellings (minima set to 0.01) | 2023-07-17 16:28 | Deemed Ex Ante Team | Clarified units represented by building weights
Res | Res | For residential aggregated building type | SFm | CZ13 | Ex | Any | 52083 | DEER2020 | 2019-01-01 | 2023-12-31 | 2023-06-14 13:47 | Deemed Ex Ante Team | In number of dwellings (minima set to 0.01) | 2023-07-17 16:28 | Deemed Ex Ante Team | Clarified units represented by building weights
Res | Res | For residential aggregated building type | SFm | CZ13 | Ex | Any | 581667.125 | DEER2024 | 2024-01-01 |  | 2023-06-14 13:47 | Deemed Ex Ante Team | In number of dwellings (minima set to 0.01); Source: 2019 Residential Appliance Saturation Study, CEC | 2023-07-17 16:28 | Deemed Ex Ante Team | Clarified units represented by building weights
Res | Res | For residential aggregated building type | SFm | CZ13 | New | Any | 2834.6001 | DEER2020 | 2019-01-01 | 2023-12-31 | 2023-06-14 13:47 | Deemed Ex Ante Team | In number of dwellings (minima set to 0.01) | 2023-07-17 16:28 | Deemed Ex Ante Team | Clarified units represented by building weights
Res | Res | For residential aggregated building type | SFm | CZ13 | New | Any | 3783.738 | DEER2024 | 2024-01-01 |  | 2023-06-14 13:47 | Deemed Ex Ante Team | In number of dwellings (minima set to 0.01); Source: 2019 Residential Appliance Saturation Study, CEC | 2023-07-17 16:28 | Deemed Ex Ante Team | Clarified units represented by building weights
Res | Res | For residential aggregated building type | SFm | CZ13 | Old | Any | 375171 | DEER2020 | 2019-01-01 | 2023-12-31 | 2023-06-14 13:47 | Deemed Ex Ante Team | In number of dwellings (minima set to 0.01) | 2023-07-17 16:28 | Deemed Ex Ante Team | Clarified units represented by building weights
Res | Res | For residential aggregated building type | SFm | CZ13 | Rec | Any | 8503.7998 | DEER2020 | 2019-01-01 | 2023-12-31 | 2023-06-14 13:47 | Deemed Ex Ante Team | In number of dwellings (minima set to 0.01) | 2023-07-17 16:28 | Deemed Ex Ante Team | Clarified units represented by building weights
Res | Res | For residential aggregated building type | SFm | CZ14 | Ex | Any | 20180 | DEER2020 | 2019-01-01 | 2023-12-31 | 2023-06-14 13:47 | Deemed Ex Ante Team | In number of dwellings (minima set to 0.01) | 2023-07-17 16:28 | Deemed Ex Ante Team | Clarified units represented by building weights
Res | Res | For residential aggregated building type | SFm | CZ14 | Ex | Any | 256774.9062 | DEER2024 | 2024-01-01 |  | 2023-06-14 13:47 | Deemed Ex Ante Team | In number of dwellings (minima set to 0.01); Source: 2019 Residential Appliance Saturation Study, CEC | 2023-07-17 16:28 | Deemed Ex Ante Team | Clarified units represented by building weights
Res | Res | For residential aggregated building type | SFm | CZ14 | New | Any | 1098.3 | DEER2020 | 2019-01-01 | 2023-12-31 | 2023-06-14 13:47 | Deemed Ex Ante Team | In number of dwellings (minima set to 0.01) | 2023-07-17 16:28 | Deemed Ex Ante Team | Clarified units represented by building weights
Res | Res | For residential aggregated building type | SFm | CZ14 | New | Any | 942.904 | DEER2024 | 2024-01-01 |  | 2023-06-14 13:47 | Deemed Ex Ante Team | In number of dwellings (minima set to 0.01); Source: 2019 Residential Appliance Saturation Study, CEC | 2023-07-17 16:28 | Deemed Ex Ante Team | Clarified units represented by building weights
Res | Res | For residential aggregated building type | SFm | CZ14 | Old | Any | 275618 | DEER2020 | 2019-01-01 | 2023-12-31 | 2023-06-14 13:47 | Deemed Ex Ante Team | In number of dwellings (minima set to 0.01) | 2023-07-17 16:28 | Deemed Ex Ante Team | Clarified units represented by building weights
Res | Res | For residential aggregated building type | SFm | CZ14 | Rec | Any | 3294.8999 | DEER2020 | 2019-01-01 | 2023-12-31 | 2023-06-14 13:47 | Deemed Ex Ante Team | In number of dwellings (minima set to 0.01) | 2023-07-17 16:28 | Deemed Ex Ante Team | Clarified units represented by building weights
Res | Res | For residential aggregated building type | SFm | CZ15 | Ex | Any | 4603 | DEER2020 | 2019-01-01 | 2023-12-31 | 2023-06-14 13:47 | Deemed Ex Ante Team | In number of dwellings (minima set to 0.01) | 2023-07-17 16:28 | Deemed Ex Ante Team | Clarified units represented by building weights
Res | Res | For residential aggregated building type | SFm | CZ15 | Ex | Any | 88571.7031 | DEER2024 | 2024-01-01 |  | 2023-06-14 13:47 | Deemed Ex Ante Team | In number of dwellings (minima set to 0.01); Source: 2019 Residential Appliance Saturation Study, CEC | 2023-07-17 16:28 | Deemed Ex Ante Team | Clarified units represented by building weights
Res | Res | For residential aggregated building type | SFm | CZ15 | New | Any | 251.3 | DEER2020 | 2019-01-01 | 2023-12-31 | 2023-06-14 13:47 | Deemed Ex Ante Team | In number of dwellings (minima set to 0.01) | 2023-07-17 16:28 | Deemed Ex Ante Team | Clarified units represented by building weights
Res | Res | For residential aggregated building type | SFm | CZ15 | New | Any | 297.27 | DEER2024 | 2024-01-01 |  | 2023-06-14 13:47 | Deemed Ex Ante Team | In number of dwellings (minima set to 0.01); Source: 2019 Residential Appliance Saturation Study, CEC | 2023-07-17 16:28 | Deemed Ex Ante Team | Clarified units represented by building weights
Res | Res | For residential aggregated building type | SFm | CZ15 | Old | Any | 69520 | DEER2020 | 2019-01-01 | 2023-12-31 | 2023-06-14 13:47 | Deemed Ex Ante Team | In number of dwellings (minima set to 0.01) | 2023-07-17 16:28 | Deemed Ex Ante Team | Clarified units represented by building weights
Res | Res | For residential aggregated building type | SFm | CZ15 | Rec | Any | 751.9 | DEER2020 | 2019-01-01 | 2023-12-31 | 2023-06-14 13:47 | Deemed Ex Ante Team | In number of dwellings (minima set to 0.01) | 2023-07-17 16:28 | Deemed Ex Ante Team | Clarified units represented by building weights
Res | Res | For residential aggregated building type | SFm | CZ16 | Ex | Any | 6147 | DEER2020 | 2019-01-01 | 2023-12-31 | 2023-06-14 13:47 | Deemed Ex Ante Team | In number of dwellings (minima set to 0.01) | 2023-07-17 16:28 | Deemed Ex Ante Team | Clarified units represented by building weights
Res | Res | For residential aggregated building type | SFm | CZ16 | Ex | Any | 125392.2031 | DEER2024 | 2024-01-01 |  | 2023-06-14 13:47 | Deemed Ex Ante Team | In number of dwellings (minima set to 0.01); Source: 2019 Residential Appliance Saturation Study, CEC | 2023-07-17 16:28 | Deemed Ex Ante Team | Clarified units represented by building weights
Res | Res | For residential aggregated building type | SFm | CZ16 | New | Any | 334.6 | DEER2020 | 2019-01-01 | 2023-12-31 | 2023-06-14 13:47 | Deemed Ex Ante Team | In number of dwellings (minima set to 0.01) | 2023-07-17 16:28 | Deemed Ex Ante Team | Clarified units represented by building weights
Res | Res | For residential aggregated building type | SFm | CZ16 | New | Any | 230.642 | DEER2024 | 2024-01-01 |  | 2023-06-14 13:47 | Deemed Ex Ante Team | In number of dwellings (minima set to 0.01); Source: 2019 Residential Appliance Saturation Study, CEC | 2023-07-17 16:28 | Deemed Ex Ante Team | Clarified units represented by building weights
Res | Res | For residential aggregated building type | SFm | CZ16 | Old | Any | 174760 | DEER2020 | 2019-01-01 | 2023-12-31 | 2023-06-14 13:47 | Deemed Ex Ante Team | In number of dwellings (minima set to 0.01) | 2023-07-17 16:28 | Deemed Ex Ante Team | Clarified units represented by building weights
Res | Res | For residential aggregated building type | SFm | CZ16 | Rec | Any | 1003.8 | DEER2020 | 2019-01-01 | 2023-12-31 | 2023-06-14 13:47 | Deemed Ex Ante Team | In number of dwellings (minima set to 0.01) | 2023-07-17 16:28 | Deemed Ex Ante Team | Clarified units represented by building weights
rWtd | Res | For producing the rWtd BldgHVAC records across multiple residential HVAC system types | DMo | CZ01 | Any | rDXEF | 0.01 | DEER2026 | 2026-01-01 |  | 2023-07-17 16:27 | Deemed Ex Ante Team | In number of dwellings (minima set to 0.01); Source: 2019 Residential Appliance Saturation Study, CEC | 2024-10-23 09:13 | Deemed Ex Ante Team | Revised StartDate to 2026-01-01
rWtd | Res | For producing the rWtd BldgHVAC records across multiple residential HVAC system types | DMo | CZ01 | Any | rDXEH | 0.01 | DEER2026 | 2026-01-01 |  | 2023-07-17 16:27 | Deemed Ex Ante Team | In number of dwellings (minima set to 0.01); Source: 2019 Residential Appliance Saturation Study, CEC | 2024-10-23 09:13 | Deemed Ex Ante Team | Revised StartDate to 2026-01-01
rWtd | Res | For producing the rWtd BldgHVAC records across multiple residential HVAC system types | DMo | CZ01 | Any | rDXGF | 115.5 | DEER2020 | 2019-01-01 | 2025-12-31 | 2023-07-17 16:27 | Deemed Ex Ante Team | In number of dwellings | 2024-10-23 09:13 | Deemed Ex Ante Team | Extended ExpiryDate
rWtd | Res | For producing the rWtd BldgHVAC records across multiple residential HVAC system types | DMo | CZ01 | Any | rDXGF | 0.01 | DEER2026 | 2026-01-01 |  | 2023-07-17 16:27 | Deemed Ex Ante Team | In number of dwellings (minima set to 0.01); Source: 2019 Residential Appliance Saturation Study, CEC | 2024-10-23 09:13 | Deemed Ex Ante Team | Revised StartDate to 2026-01-01
rWtd | Res | For producing the rWtd BldgHVAC records across multiple residential HVAC system types | DMo | CZ01 | Any | rDXHP | 16.49 | DEER2020 | 2019-01-01 | 2025-12-31 | 2023-07-17 16:27 | Deemed Ex Ante Team | In number of dwellings | 2024-10-23 09:13 | Deemed Ex Ante Team | Extended ExpiryDate
rWtd | Res | For producing the rWtd BldgHVAC records across multiple residential HVAC system types | DMo | CZ01 | Any | rDXHP | 0.01 | DEER2026 | 2026-01-01 |  | 2023-07-17 16:27 | Deemed Ex Ante Team | In number of dwellings (minima set to 0.01); Source: 2019 Residential Appliance Saturation Study, CEC | 2024-10-23 09:13 | Deemed Ex Ante Team | Revised StartDate to 2026-01-01
rWtd | Res | For producing the rWtd BldgHVAC records across multiple residential HVAC system types | DMo | CZ01 | Any | rDXHW | 0.01 | DEER2026 | 2026-01-01 |  | 2023-07-17 16:27 | Deemed Ex Ante Team | In number of dwellings (minima set to 0.01); Source: 2019 Residential Appliance Saturation Study, CEC | 2024-10-23 09:13 | Deemed Ex Ante Team | Revised StartDate to 2026-01-01
rWtd | Res | For producing the rWtd BldgHVAC records across multiple residential HVAC system types | DMo | CZ01 | Any | rDXOH | 28.04 | DEER2020 | 2019-01-01 | 2025-12-31 | 2023-07-17 16:27 | Deemed Ex Ante Team | In number of dwellings | 2024-10-23 09:13 | Deemed Ex Ante Team | Extended ExpiryDate
rWtd | Res | For producing the rWtd BldgHVAC records across multiple residential HVAC system types | DMo | CZ01 | Any | rDXOH | 103.7 | DEER2026 | 2026-01-01 |  | 2023-07-17 16:27 | Deemed Ex Ante Team | In number of dwellings (minima set to 0.01); Source: 2019 Residential Appliance Saturation Study, CEC | 2024-10-23 09:13 | Deemed Ex Ante Team | Revised StartDate to 2026-01-01
rWtd | Res | For producing the rWtd BldgHVAC records across multiple residential HVAC system types | DMo | CZ01 | Any | rDXWP | 0.01 | DEER2026 | 2026-01-01 |  | 2023-07-17 16:27 | Deemed Ex Ante Team | In number of dwellings (minima set to 0.01); Source: 2019 Residential Appliance Saturation Study, CEC | 2024-10-23 09:13 | Deemed Ex Ante Team | Revised StartDate to 2026-01-01
rWtd | Res | For producing the rWtd BldgHVAC records across multiple residential HVAC system types | DMo | CZ01 | Any | rEVEF | 0.01 | DEER2026 | 2026-01-01 |  | 2023-07-17 16:27 | Deemed Ex Ante Team | In number of dwellings (minima set to 0.01); Source: 2019 Residential Appliance Saturation Study, CEC | 2024-10-23 09:13 | Deemed Ex Ante Team | Revised StartDate to 2026-01-01
rWtd | Res | For producing the rWtd BldgHVAC records across multiple residential HVAC system types | DMo | CZ01 | Any | rEVEH | 0.01 | DEER2026 | 2026-01-01 |  | 2023-07-17 16:27 | Deemed Ex Ante Team | In number of dwellings (minima set to 0.01); Source: 2019 Residential Appliance Saturation Study, CEC | 2024-10-23 09:13 | Deemed Ex Ante Team | Revised StartDate to 2026-01-01
rWtd | Res | For producing the rWtd BldgHVAC records across multiple residential HVAC system types | DMo | CZ01 | Any | rEVGF | 0.01 | DEER2026 | 2026-01-01 |  | 2023-07-17 16:27 | Deemed Ex Ante Team | In number of dwellings (minima set to 0.01); Source: 2019 Residential Appliance Saturation Study, CEC | 2024-10-23 09:13 | Deemed Ex Ante Team | Revised StartDate to 2026-01-01
rWtd | Res | For producing the rWtd BldgHVAC records across multiple residential HVAC system types | DMo | CZ01 | Any | rEVOH | 0.01 | DEER2026 | 2026-01-01 |  | 2023-07-17 16:27 | Deemed Ex Ante Team | In number of dwellings (minima set to 0.01); Source: 2019 Residential Appliance Saturation Study, CEC | 2024-10-23 09:13 | Deemed Ex Ante Team | Revised StartDate to 2026-01-01
rWtd | Res | For producing the rWtd BldgHVAC records across multiple residential HVAC system types | DMo | CZ01 | Any | rNCEF | 0.01 | DEER2026 | 2026-01-01 |  | 2023-07-17 16:27 | Deemed Ex Ante Team | In number of dwellings (minima set to 0.01); Source: 2019 Residential Appliance Saturation Study, CEC | 2024-10-23 09:13 | Deemed Ex Ante Team | Revised StartDate to 2026-01-01
rWtd | Res | For producing the rWtd BldgHVAC records across multiple residential HVAC system types | DMo | CZ01 | Any | rNCEH | 117.9 | DEER2020 | 2019-01-01 | 2025-12-31 | 2023-07-17 16:27 | Deemed Ex Ante Team | In number of dwellings | 2024-10-23 09:13 | Deemed Ex Ante Team | Extended ExpiryDate
rWtd | Res | For producing the rWtd BldgHVAC records across multiple residential HVAC system types | DMo | CZ01 | Any | rNCEH | 0.01 | DEER2026 | 2026-01-01 |  | 2023-07-17 16:27 | Deemed Ex Ante Team | In number of dwellings (minima set to 0.01); Source: 2019 Residential Appliance Saturation Study, CEC | 2024-10-23 09:13 | Deemed Ex Ante Team | Revised StartDate to 2026-01-01
rWtd | Res | For producing the rWtd BldgHVAC records across multiple residential HVAC system types | DMo | CZ01 | Any | rNCGF | 825.6 | DEER2020 | 2019-01-01 | 2025-12-31 | 2023-07-17 16:27 | Deemed Ex Ante Team | In number of dwellings | 2024-10-23 09:13 | Deemed Ex Ante Team | Extended ExpiryDate
rWtd | Res | For producing the rWtd BldgHVAC records across multiple residential HVAC system types | DMo | CZ01 | Any | rNCGF | 0.01 | DEER2026 | 2026-01-01 |  | 2023-07-17 16:27 | Deemed Ex Ante Team | In number of dwellings (minima set to 0.01); Source: 2019 Residential Appliance Saturation Study, CEC | 2024-10-23 09:13 | Deemed Ex Ante Team | Revised StartDate to 2026-01-01
rWtd | Res | For producing the rWtd BldgHVAC records across multiple residential HVAC system types | DMo | CZ01 | Any | rNCOH | 200.5 | DEER2020 | 2019-01-01 | 2025-12-31 | 2023-07-17 16:27 | Deemed Ex Ante Team | In number of dwellings | 2024-10-23 09:13 | Deemed Ex Ante Team | Extended ExpiryDate
rWtd | Res | For producing the rWtd BldgHVAC records across multiple residential HVAC system types | DMo | CZ01 | Any | rNCOH | 0.01 | DEER2026 | 2026-01-01 |  | 2023-07-17 16:27 | Deemed Ex Ante Team | In number of dwellings (minima set to 0.01); Source: 2019 Residential Appliance Saturation Study, CEC | 2024-10-23 09:13 | Deemed Ex Ante Team | Revised StartDate to 2026-01-01
rWtd | Res | For producing the rWtd BldgHVAC records across multiple residential HVAC system types | DMo | CZ02 | Any | rDXEF | 141.8 | DEER2026 | 2026-01-01 |  | 2023-07-17 16:27 | Deemed Ex Ante Team | In number of dwellings (minima set to 0.01); Source: 2019 Residential Appliance Saturation Study, CEC | 2024-10-23 09:13 | Deemed Ex Ante Team | Revised StartDate to 2026-01-01
rWtd | Res | For producing the rWtd BldgHVAC records across multiple residential HVAC system types | DMo | CZ02 | Any | rDXEH | 0.01 | DEER2026 | 2026-01-01 |  | 2023-07-17 16:27 | Deemed Ex Ante Team | In number of dwellings (minima set to 0.01); Source: 2019 Residential Appliance Saturation Study, CEC | 2024-10-23 09:13 | Deemed Ex Ante Team | Revised StartDate to 2026-01-01
rWtd | Res | For producing the rWtd BldgHVAC records across multiple residential HVAC system types | DMo | CZ02 | Any | rDXGF | 10589.7002 | DEER2020 | 2019-01-01 | 2025-12-31 | 2023-07-17 16:27 | Deemed Ex Ante Team | In number of dwellings | 2024-10-23 09:13 | Deemed Ex Ante Team | Extended ExpiryDate
rWtd | Res | For producing the rWtd BldgHVAC records across multiple residential HVAC system types | DMo | CZ02 | Any | rDXGF | 1165.4 | DEER2026 | 2026-01-01 |  | 2023-07-17 16:27 | Deemed Ex Ante Team | In number of dwellings (minima set to 0.01); Source: 2019 Residential Appliance Saturation Study, CEC | 2024-10-23 09:13 | Deemed Ex Ante Team | Revised StartDate to 2026-01-01
rWtd | Res | For producing the rWtd BldgHVAC records across multiple residential HVAC system types | DMo | CZ02 | Any | rDXHP | 1512.8 | DEER2020 | 2019-01-01 | 2025-12-31 | 2023-07-17 16:27 | Deemed Ex Ante Team | In number of dwellings | 2024-10-23 09:13 | Deemed Ex Ante Team | Extended ExpiryDate
rWtd | Res | For producing the rWtd BldgHVAC records across multiple residential HVAC system types | DMo | CZ02 | Any | rDXHP | 501.3 | DEER2026 | 2026-01-01 |  | 2023-07-17 16:27 | Deemed Ex Ante Team | In number of dwellings (minima set to 0.01); Source: 2019 Residential Appliance Saturation Study, CEC | 2024-10-23 09:13 | Deemed Ex Ante Team | Revised StartDate to 2026-01-01
rWtd | Res | For producing the rWtd BldgHVAC records across multiple residential HVAC system types | DMo | CZ02 | Any | rDXHW | 0.01 | DEER2026 | 2026-01-01 |  | 2023-07-17 16:27 | Deemed Ex Ante Team | In number of dwellings (minima set to 0.01); Source: 2019 Residential Appliance Saturation Study, CEC | 2024-10-23 09:13 | Deemed Ex Ante Team | Revised StartDate to 2026-01-01
rWtd | Res | For producing the rWtd BldgHVAC records across multiple residential HVAC system types | DMo | CZ02 | Any | rDXOH | 2571.8 | DEER2020 | 2019-01-01 | 2025-12-31 | 2023-07-17 16:27 | Deemed Ex Ante Team | In number of dwellings | 2024-10-23 09:13 | Deemed Ex Ante Team | Extended ExpiryDate
rWtd | Res | For producing the rWtd BldgHVAC records across multiple residential HVAC system types | DMo | CZ02 | Any | rDXOH | 501 | DEER2026 | 2026-01-01 |  | 2023-07-17 16:27 | Deemed Ex Ante Team | In number of dwellings (minima set to 0.01); Source: 2019 Residential Appliance Saturation Study, CEC | 2024-10-23 09:13 | Deemed Ex Ante Team | Revised StartDate to 2026-01-01
rWtd | Res | For producing the rWtd BldgHVAC records across multiple residential HVAC system types | DMo | CZ02 | Any | rDXWP | 0.01 | DEER2026 | 2026-01-01 |  | 2023-07-17 16:27 | Deemed Ex Ante Team | In number of dwellings (minima set to 0.01); Source: 2019 Residential Appliance Saturation Study, CEC | 2024-10-23 09:13 | Deemed Ex Ante Team | Revised StartDate to 2026-01-01
rWtd | Res | For producing the rWtd BldgHVAC records across multiple residential HVAC system types | DMo | CZ02 | Any | rEVEF | 308.1 | DEER2026 | 2026-01-01 |  | 2023-07-17 16:27 | Deemed Ex Ante Team | In number of dwellings (minima set to 0.01); Source: 2019 Residential Appliance Saturation Study, CEC | 2024-10-23 09:13 | Deemed Ex Ante Team | Revised StartDate to 2026-01-01
rWtd | Res | For producing the rWtd BldgHVAC records across multiple residential HVAC system types | DMo | CZ02 | Any | rEVEH | 0.01 | DEER2026 | 2026-01-01 |  | 2023-07-17 16:27 | Deemed Ex Ante Team | In number of dwellings (minima set to 0.01); Source: 2019 Residential Appliance Saturation Study, CEC | 2024-10-23 09:13 | Deemed Ex Ante Team | Revised StartDate to 2026-01-01
rWtd | Res | For producing the rWtd BldgHVAC records across multiple residential HVAC system types | DMo | CZ02 | Any | rEVGF | 335.6 | DEER2026 | 2026-01-01 |  | 2023-07-17 16:27 | Deemed Ex Ante Team | In number of dwellings (minima set to 0.01); Source: 2019 Residential Appliance Saturation Study, CEC | 2024-10-23 09:13 | Deemed Ex Ante Team | Revised StartDate to 2026-01-01
rWtd | Res | For producing the rWtd BldgHVAC records across multiple residential HVAC system types | DMo | CZ02 | Any | rEVOH | 634.6 | DEER2026 | 2026-01-01 |  | 2023-07-17 16:27 | Deemed Ex Ante Team | In number of dwellings (minima set to 0.01); Source: 2019 Residential Appliance Saturation Study, CEC | 2024-10-23 09:13 | Deemed Ex Ante Team | Revised StartDate to 2026-01-01
rWtd | Res | For producing the rWtd BldgHVAC records across multiple residential HVAC system types | DMo | CZ02 | Any | rNCEF | 99.9 | DEER2026 | 2026-01-01 |  | 2023-07-17 16:27 | Deemed Ex Ante Team | In number of dwellings (minima set to 0.01); Source: 2019 Residential Appliance Saturation Study, CEC | 2024-10-23 09:13 | Deemed Ex Ante Team | Revised StartDate to 2026-01-01
rWtd | Res | For producing the rWtd BldgHVAC records across multiple residential HVAC system types | DMo | CZ02 | Any | rNCEH | 144.6 | DEER2020 | 2019-01-01 | 2025-12-31 | 2023-07-17 16:27 | Deemed Ex Ante Team | In number of dwellings | 2024-10-23 09:13 | Deemed Ex Ante Team | Extended ExpiryDate
rWtd | Res | For producing the rWtd BldgHVAC records across multiple residential HVAC system types | DMo | CZ02 | Any | rNCEH | 29.3 | DEER2026 | 2026-01-01 |  | 2023-07-17 16:27 | Deemed Ex Ante Team | In number of dwellings (minima set to 0.01); Source: 2019 Residential Appliance Saturation Study, CEC | 2024-10-23 09:13 | Deemed Ex Ante Team | Revised StartDate to 2026-01-01
rWtd | Res | For producing the rWtd BldgHVAC records across multiple residential HVAC system types | DMo | CZ02 | Any | rNCGF | 1012 | DEER2020 | 2019-01-01 | 2025-12-31 | 2023-07-17 16:27 | Deemed Ex Ante Team | In number of dwellings | 2024-10-23 09:13 | Deemed Ex Ante Team | Extended ExpiryDate
rWtd | Res | For producing the rWtd BldgHVAC records across multiple residential HVAC system types | DMo | CZ02 | Any | rNCGF | 281.5 | DEER2026 | 2026-01-01 |  | 2023-07-17 16:27 | Deemed Ex Ante Team | In number of dwellings (minima set to 0.01); Source: 2019 Residential Appliance Saturation Study, CEC | 2024-10-23 09:13 | Deemed Ex Ante Team | Revised StartDate to 2026-01-01
rWtd | Res | For producing the rWtd BldgHVAC records across multiple residential HVAC system types | DMo | CZ02 | Any | rNCOH | 245.8 | DEER2020 | 2019-01-01 | 2025-12-31 | 2023-07-17 16:27 | Deemed Ex Ante Team | In number of dwellings | 2024-10-23 09:13 | Deemed Ex Ante Team | Extended ExpiryDate
rWtd | Res | For producing the rWtd BldgHVAC records across multiple residential HVAC system types | DMo | CZ02 | Any | rNCOH | 817 | DEER2026 | 2026-01-01 |  | 2023-07-17 16:27 | Deemed Ex Ante Team | In number of dwellings (minima set to 0.01); Source: 2019 Residential Appliance Saturation Study, CEC | 2024-10-23 09:13 | Deemed Ex Ante Team | Revised StartDate to 2026-01-01
rWtd | Res | For producing the rWtd BldgHVAC records across multiple residential HVAC system types | DMo | CZ03 | Any | rDXEF | 0.01 | DEER2026 | 2026-01-01 |  | 2023-07-17 16:27 | Deemed Ex Ante Team | In number of dwellings (minima set to 0.01); Source: 2019 Residential Appliance Saturation Study, CEC | 2024-10-23 09:13 | Deemed Ex Ante Team | Revised StartDate to 2026-01-01
rWtd | Res | For producing the rWtd BldgHVAC records across multiple residential HVAC system types | DMo | CZ03 | Any | rDXEH | 0.01 | DEER2026 | 2026-01-01 |  | 2023-07-17 16:27 | Deemed Ex Ante Team | In number of dwellings (minima set to 0.01); Source: 2019 Residential Appliance Saturation Study, CEC | 2024-10-23 09:13 | Deemed Ex Ante Team | Revised StartDate to 2026-01-01
rWtd | Res | For producing the rWtd BldgHVAC records across multiple residential HVAC system types | DMo | CZ03 | Any | rDXGF | 5427.8999 | DEER2020 | 2019-01-01 | 2025-12-31 | 2023-07-17 16:27 | Deemed Ex Ante Team | In number of dwellings | 2024-10-23 09:13 | Deemed Ex Ante Team | Extended ExpiryDate
rWtd | Res | For producing the rWtd BldgHVAC records across multiple residential HVAC system types | DMo | CZ03 | Any | rDXGF | 4937.2998 | DEER2026 | 2026-01-01 |  | 2023-07-17 16:27 | Deemed Ex Ante Team | In number of dwellings (minima set to 0.01); Source: 2019 Residential Appliance Saturation Study, CEC | 2024-10-23 09:13 | Deemed Ex Ante Team | Revised StartDate to 2026-01-01
rWtd | Res | For producing the rWtd BldgHVAC records across multiple residential HVAC system types | DMo | CZ03 | Any | rDXHP | 775.4 | DEER2020 | 2019-01-01 | 2025-12-31 | 2023-07-17 16:27 | Deemed Ex Ante Team | In number of dwellings | 2024-10-23 09:13 | Deemed Ex Ante Team | Extended ExpiryDate
rWtd | Res | For producing the rWtd BldgHVAC records across multiple residential HVAC system types | DMo | CZ03 | Any | rDXHP | 0.01 | DEER2026 | 2026-01-01 |  | 2023-07-17 16:27 | Deemed Ex Ante Team | In number of dwellings (minima set to 0.01); Source: 2019 Residential Appliance Saturation Study, CEC | 2024-10-23 09:13 | Deemed Ex Ante Team | Revised StartDate to 2026-01-01
rWtd | Res | For producing the rWtd BldgHVAC records across multiple residential HVAC system types | DMo | CZ03 | Any | rDXHW | 0.01 | DEER2026 | 2026-01-01 |  | 2023-07-17 16:27 | Deemed Ex Ante Team | In number of dwellings (minima set to 0.01); Source: 2019 Residential Appliance Saturation Study, CEC | 2024-10-23 09:13 | Deemed Ex Ante Team | Revised StartDate to 2026-01-01
rWtd | Res | For producing the rWtd BldgHVAC records across multiple residential HVAC system types | DMo | CZ03 | Any | rDXOH | 1318.2 | DEER2020 | 2019-01-01 | 2025-12-31 | 2023-07-17 16:27 | Deemed Ex Ante Team | In number of dwellings | 2024-10-23 09:13 | Deemed Ex Ante Team | Extended ExpiryDate
rWtd | Res | For producing the rWtd BldgHVAC records across multiple residential HVAC system types | DMo | CZ03 | Any | rDXOH | 0.01 | DEER2026 | 2026-01-01 |  | 2023-07-17 16:27 | Deemed Ex Ante Team | In number of dwellings (minima set to 0.01); Source: 2019 Residential Appliance Saturation Study, CEC | 2024-10-23 09:13 | Deemed Ex Ante Team | Revised StartDate to 2026-01-01
rWtd | Res | For producing the rWtd BldgHVAC records across multiple residential HVAC system types | DMo | CZ03 | Any | rDXWP | 0.01 | DEER2026 | 2026-01-01 |  | 2023-07-17 16:27 | Deemed Ex Ante Team | In number of dwellings (minima set to 0.01); Source: 2019 Residential Appliance Saturation Study, CEC | 2024-10-23 09:13 | Deemed Ex Ante Team | Revised StartDate to 2026-01-01
rWtd | Res | For producing the rWtd BldgHVAC records across multiple residential HVAC system types | DMo | CZ03 | Any | rEVEF | 0.01 | DEER2026 | 2026-01-01 |  | 2023-07-17 16:27 | Deemed Ex Ante Team | In number of dwellings (minima set to 0.01); Source: 2019 Residential Appliance Saturation Study, CEC | 2024-10-23 09:13 | Deemed Ex Ante Team | Revised StartDate to 2026-01-01
rWtd | Res | For producing the rWtd BldgHVAC records across multiple residential HVAC system types | DMo | CZ03 | Any | rEVEH | 0.01 | DEER2026 | 2026-01-01 |  | 2023-07-17 16:27 | Deemed Ex Ante Team | In number of dwellings (minima set to 0.01); Source: 2019 Residential Appliance Saturation Study, CEC | 2024-10-23 09:13 | Deemed Ex Ante Team | Revised StartDate to 2026-01-01
rWtd | Res | For producing the rWtd BldgHVAC records across multiple residential HVAC system types | DMo | CZ03 | Any | rEVGF | 393.7 | DEER2026 | 2026-01-01 |  | 2023-07-17 16:27 | Deemed Ex Ante Team | In number of dwellings (minima set to 0.01); Source: 2019 Residential Appliance Saturation Study, CEC | 2024-10-23 09:13 | Deemed Ex Ante Team | Revised StartDate to 2026-01-01
rWtd | Res | For producing the rWtd BldgHVAC records across multiple residential HVAC system types | DMo | CZ03 | Any | rEVOH | 0.01 | DEER2026 | 2026-01-01 |  | 2023-07-17 16:27 | Deemed Ex Ante Team | In number of dwellings (minima set to 0.01); Source: 2019 Residential Appliance Saturation Study, CEC | 2024-10-23 09:13 | Deemed Ex Ante Team | Revised StartDate to 2026-01-01
rWtd | Res | For producing the rWtd BldgHVAC records across multiple residential HVAC system types | DMo | CZ03 | Any | rNCEF | 0.01 | DEER2026 | 2026-01-01 |  | 2023-07-17 16:27 | Deemed Ex Ante Team | In number of dwellings (minima set to 0.01); Source: 2019 Residential Appliance Saturation Study, CEC | 2024-10-23 09:13 | Deemed Ex Ante Team | Revised StartDate to 2026-01-01
rWtd | Res | For producing the rWtd BldgHVAC records across multiple residential HVAC system types | DMo | CZ03 | Any | rNCEH | 613.6 | DEER2020 | 2019-01-01 | 2025-12-31 | 2023-07-17 16:27 | Deemed Ex Ante Team | In number of dwellings | 2024-10-23 09:13 | Deemed Ex Ante Team | Extended ExpiryDate
rWtd | Res | For producing the rWtd BldgHVAC records across multiple residential HVAC system types | DMo | CZ03 | Any | rNCEH | 0.01 | DEER2026 | 2026-01-01 |  | 2023-07-17 16:27 | Deemed Ex Ante Team | In number of dwellings (minima set to 0.01); Source: 2019 Residential Appliance Saturation Study, CEC | 2024-10-23 09:13 | Deemed Ex Ante Team | Revised StartDate to 2026-01-01
rWtd | Res | For producing the rWtd BldgHVAC records across multiple residential HVAC system types | DMo | CZ03 | Any | rNCGF | 4295.5 | DEER2020 | 2019-01-01 | 2025-12-31 | 2023-07-17 16:27 | Deemed Ex Ante Team | In number of dwellings | 2024-10-23 09:13 | Deemed Ex Ante Team | Extended ExpiryDate
rWtd | Res | For producing the rWtd BldgHVAC records across multiple residential HVAC system types | DMo | CZ03 | Any | rNCGF | 15335.5996 | DEER2026 | 2026-01-01 |  | 2023-07-17 16:27 | Deemed Ex Ante Team | In number of dwellings (minima set to 0.01); Source: 2019 Residential Appliance Saturation Study, CEC | 2024-10-23 09:13 | Deemed Ex Ante Team | Revised StartDate to 2026-01-01
rWtd | Res | For producing the rWtd BldgHVAC records across multiple residential HVAC system types | DMo | CZ03 | Any | rNCOH | 1043.2 | DEER2020 | 2019-01-01 | 2025-12-31 | 2023-07-17 16:27 | Deemed Ex Ante Team | In number of dwellings | 2024-10-23 09:13 | Deemed Ex Ante Team | Extended ExpiryDate
rWtd | Res | For producing the rWtd BldgHVAC records across multiple residential HVAC system types | DMo | CZ03 | Any | rNCOH | 0.01 | DEER2026 | 2026-01-01 |  | 2023-07-17 16:27 | Deemed Ex Ante Team | In number of dwellings (minima set to 0.01); Source: 2019 Residential Appliance Saturation Study, CEC | 2024-10-23 09:13 | Deemed Ex Ante Team | Revised StartDate to 2026-01-01
rWtd | Res | For producing the rWtd BldgHVAC records across multiple residential HVAC system types | DMo | CZ04 | Any | rDXEF | 140 | DEER2026 | 2026-01-01 |  | 2023-07-17 16:27 | Deemed Ex Ante Team | In number of dwellings (minima set to 0.01); Source: 2019 Residential Appliance Saturation Study, CEC | 2024-10-23 09:13 | Deemed Ex Ante Team | Revised StartDate to 2026-01-01
rWtd | Res | For producing the rWtd BldgHVAC records across multiple residential HVAC system types | DMo | CZ04 | Any | rDXEH | 0.01 | DEER2026 | 2026-01-01 |  | 2023-07-17 16:27 | Deemed Ex Ante Team | In number of dwellings (minima set to 0.01); Source: 2019 Residential Appliance Saturation Study, CEC | 2024-10-23 09:13 | Deemed Ex Ante Team | Revised StartDate to 2026-01-01
rWtd | Res | For producing the rWtd BldgHVAC records across multiple residential HVAC system types | DMo | CZ04 | Any | rDXGF | 6035.5 | DEER2020 | 2019-01-01 | 2025-12-31 | 2023-07-17 16:27 | Deemed Ex Ante Team | In number of dwellings | 2024-10-23 09:13 | Deemed Ex Ante Team | Extended ExpiryDate
rWtd | Res | For producing the rWtd BldgHVAC records across multiple residential HVAC system types | DMo | CZ04 | Any | rDXGF | 3911.2 | DEER2026 | 2026-01-01 |  | 2023-07-17 16:27 | Deemed Ex Ante Team | In number of dwellings (minima set to 0.01); Source: 2019 Residential Appliance Saturation Study, CEC | 2024-10-23 09:13 | Deemed Ex Ante Team | Revised StartDate to 2026-01-01
rWtd | Res | For producing the rWtd BldgHVAC records across multiple residential HVAC system types | DMo | CZ04 | Any | rDXHP | 862.21 | DEER2020 | 2019-01-01 | 2025-12-31 | 2023-07-17 16:27 | Deemed Ex Ante Team | In number of dwellings | 2024-10-23 09:13 | Deemed Ex Ante Team | Extended ExpiryDate
rWtd | Res | For producing the rWtd BldgHVAC records across multiple residential HVAC system types | DMo | CZ04 | Any | rDXHP | 0.01 | DEER2026 | 2026-01-01 |  | 2023-07-17 16:27 | Deemed Ex Ante Team | In number of dwellings (minima set to 0.01); Source: 2019 Residential Appliance Saturation Study, CEC | 2024-10-23 09:13 | Deemed Ex Ante Team | Revised StartDate to 2026-01-01
rWtd | Res | For producing the rWtd BldgHVAC records across multiple residential HVAC system types | DMo | CZ04 | Any | rDXHW | 0.01 | DEER2026 | 2026-01-01 |  | 2023-07-17 16:27 | Deemed Ex Ante Team | In number of dwellings (minima set to 0.01); Source: 2019 Residential Appliance Saturation Study, CEC | 2024-10-23 09:13 | Deemed Ex Ante Team | Revised StartDate to 2026-01-01
rWtd | Res | For producing the rWtd BldgHVAC records across multiple residential HVAC system types | DMo | CZ04 | Any | rDXOH | 1465.8 | DEER2020 | 2019-01-01 | 2025-12-31 | 2023-07-17 16:27 | Deemed Ex Ante Team | In number of dwellings | 2024-10-23 09:13 | Deemed Ex Ante Team | Extended ExpiryDate
rWtd | Res | For producing the rWtd BldgHVAC records across multiple residential HVAC system types | DMo | CZ04 | Any | rDXOH | 203.1 | DEER2026 | 2026-01-01 |  | 2023-07-17 16:27 | Deemed Ex Ante Team | In number of dwellings (minima set to 0.01); Source: 2019 Residential Appliance Saturation Study, CEC | 2024-10-23 09:13 | Deemed Ex Ante Team | Revised StartDate to 2026-01-01
rWtd | Res | For producing the rWtd BldgHVAC records across multiple residential HVAC system types | DMo | CZ04 | Any | rDXWP | 0.01 | DEER2026 | 2026-01-01 |  | 2023-07-17 16:27 | Deemed Ex Ante Team | In number of dwellings (minima set to 0.01); Source: 2019 Residential Appliance Saturation Study, CEC | 2024-10-23 09:13 | Deemed Ex Ante Team | Revised StartDate to 2026-01-01
rWtd | Res | For producing the rWtd BldgHVAC records across multiple residential HVAC system types | DMo | CZ04 | Any | rEVEF | 121.1 | DEER2026 | 2026-01-01 |  | 2023-07-17 16:27 | Deemed Ex Ante Team | In number of dwellings (minima set to 0.01); Source: 2019 Residential Appliance Saturation Study, CEC | 2024-10-23 09:13 | Deemed Ex Ante Team | Revised StartDate to 2026-01-01
rWtd | Res | For producing the rWtd BldgHVAC records across multiple residential HVAC system types | DMo | CZ04 | Any | rEVEH | 0.01 | DEER2026 | 2026-01-01 |  | 2023-07-17 16:27 | Deemed Ex Ante Team | In number of dwellings (minima set to 0.01); Source: 2019 Residential Appliance Saturation Study, CEC | 2024-10-23 09:13 | Deemed Ex Ante Team | Revised StartDate to 2026-01-01
rWtd | Res | For producing the rWtd BldgHVAC records across multiple residential HVAC system types | DMo | CZ04 | Any | rEVGF | 92.1 | DEER2026 | 2026-01-01 |  | 2023-07-17 16:27 | Deemed Ex Ante Team | In number of dwellings (minima set to 0.01); Source: 2019 Residential Appliance Saturation Study, CEC | 2024-10-23 09:13 | Deemed Ex Ante Team | Revised StartDate to 2026-01-01
rWtd | Res | For producing the rWtd BldgHVAC records across multiple residential HVAC system types | DMo | CZ04 | Any | rEVOH | 65.1 | DEER2026 | 2026-01-01 |  | 2023-07-17 16:27 | Deemed Ex Ante Team | In number of dwellings (minima set to 0.01); Source: 2019 Residential Appliance Saturation Study, CEC | 2024-10-23 09:13 | Deemed Ex Ante Team | Revised StartDate to 2026-01-01
rWtd | Res | For producing the rWtd BldgHVAC records across multiple residential HVAC system types | DMo | CZ04 | Any | rNCEF | 249.6 | DEER2026 | 2026-01-01 |  | 2023-07-17 16:27 | Deemed Ex Ante Team | In number of dwellings (minima set to 0.01); Source: 2019 Residential Appliance Saturation Study, CEC | 2024-10-23 09:13 | Deemed Ex Ante Team | Revised StartDate to 2026-01-01
rWtd | Res | For producing the rWtd BldgHVAC records across multiple residential HVAC system types | DMo | CZ04 | Any | rNCEH | 294.2147 | DEER2020 | 2019-01-01 | 2025-12-31 | 2023-07-17 16:27 | Deemed Ex Ante Team | In number of dwellings | 2024-10-23 09:13 | Deemed Ex Ante Team | Extended ExpiryDate
rWtd | Res | For producing the rWtd BldgHVAC records across multiple residential HVAC system types | DMo | CZ04 | Any | rNCEH | 0.01 | DEER2026 | 2026-01-01 |  | 2023-07-17 16:27 | Deemed Ex Ante Team | In number of dwellings (minima set to 0.01); Source: 2019 Residential Appliance Saturation Study, CEC | 2024-10-23 09:13 | Deemed Ex Ante Team | Revised StartDate to 2026-01-01
rWtd | Res | For producing the rWtd BldgHVAC records across multiple residential HVAC system types | DMo | CZ04 | Any | rNCGF | 2059.303 | DEER2020 | 2019-01-01 | 2025-12-31 | 2023-07-17 16:27 | Deemed Ex Ante Team | In number of dwellings | 2024-10-23 09:13 | Deemed Ex Ante Team | Extended ExpiryDate
rWtd | Res | For producing the rWtd BldgHVAC records across multiple residential HVAC system types | DMo | CZ04 | Any | rNCGF | 130.2 | DEER2026 | 2026-01-01 |  | 2023-07-17 16:27 | Deemed Ex Ante Team | In number of dwellings (minima set to 0.01); Source: 2019 Residential Appliance Saturation Study, CEC | 2024-10-23 09:13 | Deemed Ex Ante Team | Revised StartDate to 2026-01-01
rWtd | Res | For producing the rWtd BldgHVAC records across multiple residential HVAC system types | DMo | CZ04 | Any | rNCOH | 500.125 | DEER2020 | 2019-01-01 | 2025-12-31 | 2023-07-17 16:27 | Deemed Ex Ante Team | In number of dwellings | 2024-10-23 09:13 | Deemed Ex Ante Team | Extended ExpiryDate
rWtd | Res | For producing the rWtd BldgHVAC records across multiple residential HVAC system types | DMo | CZ04 | Any | rNCOH | 175.9 | DEER2026 | 2026-01-01 |  | 2023-07-17 16:27 | Deemed Ex Ante Team | In number of dwellings (minima set to 0.01); Source: 2019 Residential Appliance Saturation Study, CEC | 2024-10-23 09:13 | Deemed Ex Ante Team | Revised StartDate to 2026-01-01
rWtd | Res | For producing the rWtd BldgHVAC records across multiple residential HVAC system types | DMo | CZ05 | Any | rDXEF | 0.01 | DEER2026 | 2026-01-01 |  | 2023-07-17 16:27 | Deemed Ex Ante Team | In number of dwellings (minima set to 0.01); Source: 2019 Residential Appliance Saturation Study, CEC | 2024-10-23 09:13 | Deemed Ex Ante Team | Revised StartDate to 2026-01-01
rWtd | Res | For producing the rWtd BldgHVAC records across multiple residential HVAC system types | DMo | CZ05 | Any | rDXEH | 0.01 | DEER2026 | 2026-01-01 |  | 2023-07-17 16:27 | Deemed Ex Ante Team | In number of dwellings (minima set to 0.01); Source: 2019 Residential Appliance Saturation Study, CEC | 2024-10-23 09:13 | Deemed Ex Ante Team | Revised StartDate to 2026-01-01
rWtd | Res | For producing the rWtd BldgHVAC records across multiple residential HVAC system types | DMo | CZ05 | Any | rDXGF | 1358.5833 | DEER2020 | 2019-01-01 | 2025-12-31 | 2023-07-17 16:27 | Deemed Ex Ante Team | In number of dwellings | 2024-10-23 09:13 | Deemed Ex Ante Team | Extended ExpiryDate
rWtd | Res | For producing the rWtd BldgHVAC records across multiple residential HVAC system types | DMo | CZ05 | Any | rDXGF | 0.01 | DEER2026 | 2026-01-01 |  | 2023-07-17 16:27 | Deemed Ex Ante Team | In number of dwellings (minima set to 0.01); Source: 2019 Residential Appliance Saturation Study, CEC | 2024-10-23 09:13 | Deemed Ex Ante Team | Revised StartDate to 2026-01-01
rWtd | Res | For producing the rWtd BldgHVAC records across multiple residential HVAC system types | DMo | CZ05 | Any | rDXHP | 194.1033 | DEER2020 | 2019-01-01 | 2025-12-31 | 2023-07-17 16:27 | Deemed Ex Ante Team | In number of dwellings | 2024-10-23 09:13 | Deemed Ex Ante Team | Extended ExpiryDate
rWtd | Res | For producing the rWtd BldgHVAC records across multiple residential HVAC system types | DMo | CZ05 | Any | rDXHP | 0.01 | DEER2026 | 2026-01-01 |  | 2023-07-17 16:27 | Deemed Ex Ante Team | In number of dwellings (minima set to 0.01); Source: 2019 Residential Appliance Saturation Study, CEC | 2024-10-23 09:13 | Deemed Ex Ante Team | Revised StartDate to 2026-01-01
rWtd | Res | For producing the rWtd BldgHVAC records across multiple residential HVAC system types | DMo | CZ05 | Any | rDXHW | 0.01 | DEER2026 | 2026-01-01 |  | 2023-07-17 16:27 | Deemed Ex Ante Team | In number of dwellings (minima set to 0.01); Source: 2019 Residential Appliance Saturation Study, CEC | 2024-10-23 09:13 | Deemed Ex Ante Team | Revised StartDate to 2026-01-01
rWtd | Res | For producing the rWtd BldgHVAC records across multiple residential HVAC system types | DMo | CZ05 | Any | rDXOH | 329.9916 | DEER2020 | 2019-01-01 | 2025-12-31 | 2023-07-17 16:27 | Deemed Ex Ante Team | In number of dwellings | 2024-10-23 09:13 | Deemed Ex Ante Team | Extended ExpiryDate
rWtd | Res | For producing the rWtd BldgHVAC records across multiple residential HVAC system types | DMo | CZ05 | Any | rDXOH | 0.01 | DEER2026 | 2026-01-01 |  | 2023-07-17 16:27 | Deemed Ex Ante Team | In number of dwellings (minima set to 0.01); Source: 2019 Residential Appliance Saturation Study, CEC | 2024-10-23 09:13 | Deemed Ex Ante Team | Revised StartDate to 2026-01-01
rWtd | Res | For producing the rWtd BldgHVAC records across multiple residential HVAC system types | DMo | CZ05 | Any | rDXWP | 0.01 | DEER2026 | 2026-01-01 |  | 2023-07-17 16:27 | Deemed Ex Ante Team | In number of dwellings (minima set to 0.01); Source: 2019 Residential Appliance Saturation Study, CEC | 2024-10-23 09:13 | Deemed Ex Ante Team | Revised StartDate to 2026-01-01
rWtd | Res | For producing the rWtd BldgHVAC records across multiple residential HVAC system types | DMo | CZ05 | Any | rEVEF | 0.01 | DEER2026 | 2026-01-01 |  | 2023-07-17 16:27 | Deemed Ex Ante Team | In number of dwellings (minima set to 0.01); Source: 2019 Residential Appliance Saturation Study, CEC | 2024-10-23 09:13 | Deemed Ex Ante Team | Revised StartDate to 2026-01-01
rWtd | Res | For producing the rWtd BldgHVAC records across multiple residential HVAC system types | DMo | CZ05 | Any | rEVEH | 0.01 | DEER2026 | 2026-01-01 |  | 2023-07-17 16:27 | Deemed Ex Ante Team | In number of dwellings (minima set to 0.01); Source: 2019 Residential Appliance Saturation Study, CEC | 2024-10-23 09:13 | Deemed Ex Ante Team | Revised StartDate to 2026-01-01
rWtd | Res | For producing the rWtd BldgHVAC records across multiple residential HVAC system types | DMo | CZ05 | Any | rEVGF | 0.01 | DEER2026 | 2026-01-01 |  | 2023-07-17 16:27 | Deemed Ex Ante Team | In number of dwellings (minima set to 0.01); Source: 2019 Residential Appliance Saturation Study, CEC | 2024-10-23 09:13 | Deemed Ex Ante Team | Revised StartDate to 2026-01-01
rWtd | Res | For producing the rWtd BldgHVAC records across multiple residential HVAC system types | DMo | CZ05 | Any | rEVOH | 80.9 | DEER2026 | 2026-01-01 |  | 2023-07-17 16:27 | Deemed Ex Ante Team | In number of dwellings (minima set to 0.01); Source: 2019 Residential Appliance Saturation Study, CEC | 2024-10-23 09:13 | Deemed Ex Ante Team | Revised StartDate to 2026-01-01
rWtd | Res | For producing the rWtd BldgHVAC records across multiple residential HVAC system types | DMo | CZ05 | Any | rNCEF | 0.01 | DEER2026 | 2026-01-01 |  | 2023-07-17 16:27 | Deemed Ex Ante Team | In number of dwellings (minima set to 0.01); Source: 2019 Residential Appliance Saturation Study, CEC | 2024-10-23 09:13 | Deemed Ex Ante Team | Revised StartDate to 2026-01-01
rWtd | Res | For producing the rWtd BldgHVAC records across multiple residential HVAC system types | DMo | CZ05 | Any | rNCEH | 1059.9198 | DEER2020 | 2019-01-01 | 2025-12-31 | 2023-07-17 16:27 | Deemed Ex Ante Team | In number of dwellings | 2024-10-23 09:13 | Deemed Ex Ante Team | Extended ExpiryDate
rWtd | Res | For producing the rWtd BldgHVAC records across multiple residential HVAC system types | DMo | CZ05 | Any | rNCEH | 0.01 | DEER2026 | 2026-01-01 |  | 2023-07-17 16:27 | Deemed Ex Ante Team | In number of dwellings (minima set to 0.01); Source: 2019 Residential Appliance Saturation Study, CEC | 2024-10-23 09:13 | Deemed Ex Ante Team | Revised StartDate to 2026-01-01
rWtd | Res | For producing the rWtd BldgHVAC records across multiple residential HVAC system types | DMo | CZ05 | Any | rNCGF | 7419.2383 | DEER2020 | 2019-01-01 | 2025-12-31 | 2023-07-17 16:27 | Deemed Ex Ante Team | In number of dwellings | 2024-10-23 09:13 | Deemed Ex Ante Team | Extended ExpiryDate
rWtd | Res | For producing the rWtd BldgHVAC records across multiple residential HVAC system types | DMo | CZ05 | Any | rNCGF | 0.01 | DEER2026 | 2026-01-01 |  | 2023-07-17 16:27 | Deemed Ex Ante Team | In number of dwellings (minima set to 0.01); Source: 2019 Residential Appliance Saturation Study, CEC | 2024-10-23 09:13 | Deemed Ex Ante Team | Revised StartDate to 2026-01-01
rWtd | Res | For producing the rWtd BldgHVAC records across multiple residential HVAC system types | DMo | CZ05 | Any | rNCOH | 1801.8336 | DEER2020 | 2019-01-01 | 2025-12-31 | 2023-07-17 16:27 | Deemed Ex Ante Team | In number of dwellings | 2024-10-23 09:13 | Deemed Ex Ante Team | Extended ExpiryDate
rWtd | Res | For producing the rWtd BldgHVAC records across multiple residential HVAC system types | DMo | CZ05 | Any | rNCOH | 0.01 | DEER2026 | 2026-01-01 |  | 2023-07-17 16:27 | Deemed Ex Ante Team | In number of dwellings (minima set to 0.01); Source: 2019 Residential Appliance Saturation Study, CEC | 2024-10-23 09:13 | Deemed Ex Ante Team | Revised StartDate to 2026-01-01
rWtd | Res | For producing the rWtd BldgHVAC records across multiple residential HVAC system types | DMo | CZ06 | Any | rDXEF | 84 | DEER2026 | 2026-01-01 |  | 2023-07-17 16:27 | Deemed Ex Ante Team | In number of dwellings (minima set to 0.01); Source: 2019 Residential Appliance Saturation Study, CEC | 2024-10-23 09:13 | Deemed Ex Ante Team | Revised StartDate to 2026-01-01
rWtd | Res | For producing the rWtd BldgHVAC records across multiple residential HVAC system types | DMo | CZ06 | Any | rDXEH | 0.01 | DEER2026 | 2026-01-01 |  | 2023-07-17 16:27 | Deemed Ex Ante Team | In number of dwellings (minima set to 0.01); Source: 2019 Residential Appliance Saturation Study, CEC | 2024-10-23 09:13 | Deemed Ex Ante Team | Revised StartDate to 2026-01-01
rWtd | Res | For producing the rWtd BldgHVAC records across multiple residential HVAC system types | DMo | CZ06 | Any | rDXGF | 5353.7778 | DEER2020 | 2019-01-01 | 2025-12-31 | 2023-07-17 16:27 | Deemed Ex Ante Team | In number of dwellings | 2024-10-23 09:13 | Deemed Ex Ante Team | Extended ExpiryDate
rWtd | Res | For producing the rWtd BldgHVAC records across multiple residential HVAC system types | DMo | CZ06 | Any | rDXGF | 845.9 | DEER2026 | 2026-01-01 |  | 2023-07-17 16:27 | Deemed Ex Ante Team | In number of dwellings (minima set to 0.01); Source: 2019 Residential Appliance Saturation Study, CEC | 2024-10-23 09:13 | Deemed Ex Ante Team | Revised StartDate to 2026-01-01
rWtd | Res | For producing the rWtd BldgHVAC records across multiple residential HVAC system types | DMo | CZ06 | Any | rDXHP | 764.774 | DEER2020 | 2019-01-01 | 2025-12-31 | 2023-07-17 16:27 | Deemed Ex Ante Team | In number of dwellings | 2024-10-23 09:13 | Deemed Ex Ante Team | Extended ExpiryDate
rWtd | Res | For producing the rWtd BldgHVAC records across multiple residential HVAC system types | DMo | CZ06 | Any | rDXHP | 52.8 | DEER2026 | 2026-01-01 |  | 2023-07-17 16:27 | Deemed Ex Ante Team | In number of dwellings (minima set to 0.01); Source: 2019 Residential Appliance Saturation Study, CEC | 2024-10-23 09:13 | Deemed Ex Ante Team | Revised StartDate to 2026-01-01
rWtd | Res | For producing the rWtd BldgHVAC records across multiple residential HVAC system types | DMo | CZ06 | Any | rDXHW | 0.01 | DEER2026 | 2026-01-01 |  | 2023-07-17 16:27 | Deemed Ex Ante Team | In number of dwellings (minima set to 0.01); Source: 2019 Residential Appliance Saturation Study, CEC | 2024-10-23 09:13 | Deemed Ex Ante Team | Revised StartDate to 2026-01-01
rWtd | Res | For producing the rWtd BldgHVAC records across multiple residential HVAC system types | DMo | CZ06 | Any | rDXOH | 1300.1917 | DEER2020 | 2019-01-01 | 2025-12-31 | 2023-07-17 16:27 | Deemed Ex Ante Team | In number of dwellings | 2024-10-23 09:13 | Deemed Ex Ante Team | Extended ExpiryDate
rWtd | Res | For producing the rWtd BldgHVAC records across multiple residential HVAC system types | DMo | CZ06 | Any | rDXOH | 54.3 | DEER2026 | 2026-01-01 |  | 2023-07-17 16:27 | Deemed Ex Ante Team | In number of dwellings (minima set to 0.01); Source: 2019 Residential Appliance Saturation Study, CEC | 2024-10-23 09:13 | Deemed Ex Ante Team | Revised StartDate to 2026-01-01
rWtd | Res | For producing the rWtd BldgHVAC records across multiple residential HVAC system types | DMo | CZ06 | Any | rDXWP | 0.01 | DEER2026 | 2026-01-01 |  | 2023-07-17 16:27 | Deemed Ex Ante Team | In number of dwellings (minima set to 0.01); Source: 2019 Residential Appliance Saturation Study, CEC | 2024-10-23 09:13 | Deemed Ex Ante Team | Revised StartDate to 2026-01-01
rWtd | Res | For producing the rWtd BldgHVAC records across multiple residential HVAC system types | DMo | CZ06 | Any | rEVEF | 0.01 | DEER2026 | 2026-01-01 |  | 2023-07-17 16:27 | Deemed Ex Ante Team | In number of dwellings (minima set to 0.01); Source: 2019 Residential Appliance Saturation Study, CEC | 2024-10-23 09:13 | Deemed Ex Ante Team | Revised StartDate to 2026-01-01
rWtd | Res | For producing the rWtd BldgHVAC records across multiple residential HVAC system types | DMo | CZ06 | Any | rEVEH | 0.01 | DEER2026 | 2026-01-01 |  | 2023-07-17 16:27 | Deemed Ex Ante Team | In number of dwellings (minima set to 0.01); Source: 2019 Residential Appliance Saturation Study, CEC | 2024-10-23 09:13 | Deemed Ex Ante Team | Revised StartDate to 2026-01-01
rWtd | Res | For producing the rWtd BldgHVAC records across multiple residential HVAC system types | DMo | CZ06 | Any | rEVGF | 63 | DEER2026 | 2026-01-01 |  | 2023-07-17 16:27 | Deemed Ex Ante Team | In number of dwellings (minima set to 0.01); Source: 2019 Residential Appliance Saturation Study, CEC | 2024-10-23 09:13 | Deemed Ex Ante Team | Revised StartDate to 2026-01-01
rWtd | Res | For producing the rWtd BldgHVAC records across multiple residential HVAC system types | DMo | CZ06 | Any | rEVOH | 0.01 | DEER2026 | 2026-01-01 |  | 2023-07-17 16:27 | Deemed Ex Ante Team | In number of dwellings (minima set to 0.01); Source: 2019 Residential Appliance Saturation Study, CEC | 2024-10-23 09:13 | Deemed Ex Ante Team | Revised StartDate to 2026-01-01
rWtd | Res | For producing the rWtd BldgHVAC records across multiple residential HVAC system types | DMo | CZ06 | Any | rNCEF | 0.01 | DEER2026 | 2026-01-01 |  | 2023-07-17 16:27 | Deemed Ex Ante Team | In number of dwellings (minima set to 0.01); Source: 2019 Residential Appliance Saturation Study, CEC | 2024-10-23 09:13 | Deemed Ex Ante Team | Revised StartDate to 2026-01-01
rWtd | Res | For producing the rWtd BldgHVAC records across multiple residential HVAC system types | DMo | CZ06 | Any | rNCEH | 2615.5491 | DEER2020 | 2019-01-01 | 2025-12-31 | 2023-07-17 16:27 | Deemed Ex Ante Team | In number of dwellings | 2024-10-23 09:13 | Deemed Ex Ante Team | Extended ExpiryDate
rWtd | Res | For producing the rWtd BldgHVAC records across multiple residential HVAC system types | DMo | CZ06 | Any | rNCEH | 0.01 | DEER2026 | 2026-01-01 |  | 2023-07-17 16:27 | Deemed Ex Ante Team | In number of dwellings (minima set to 0.01); Source: 2019 Residential Appliance Saturation Study, CEC | 2024-10-23 09:13 | Deemed Ex Ante Team | Revised StartDate to 2026-01-01
rWtd | Res | For producing the rWtd BldgHVAC records across multiple residential HVAC system types | DMo | CZ06 | Any | rNCGF | 18308.9434 | DEER2020 | 2019-01-01 | 2025-12-31 | 2023-07-17 16:27 | Deemed Ex Ante Team | In number of dwellings | 2024-10-23 09:13 | Deemed Ex Ante Team | Extended ExpiryDate
rWtd | Res | For producing the rWtd BldgHVAC records across multiple residential HVAC system types | DMo | CZ06 | Any | rNCGF | 370.5 | DEER2026 | 2026-01-01 |  | 2023-07-17 16:27 | Deemed Ex Ante Team | In number of dwellings (minima set to 0.01); Source: 2019 Residential Appliance Saturation Study, CEC | 2024-10-23 09:13 | Deemed Ex Ante Team | Revised StartDate to 2026-01-01
rWtd | Res | For producing the rWtd BldgHVAC records across multiple residential HVAC system types | DMo | CZ06 | Any | rNCOH | 4446.4834 | DEER2020 | 2019-01-01 | 2025-12-31 | 2023-07-17 16:27 | Deemed Ex Ante Team | In number of dwellings | 2024-10-23 09:13 | Deemed Ex Ante Team | Extended ExpiryDate
rWtd | Res | For producing the rWtd BldgHVAC records across multiple residential HVAC system types | DMo | CZ06 | Any | rNCOH | 105.7 | DEER2026 | 2026-01-01 |  | 2023-07-17 16:27 | Deemed Ex Ante Team | In number of dwellings (minima set to 0.01); Source: 2019 Residential Appliance Saturation Study, CEC | 2024-10-23 09:13 | Deemed Ex Ante Team | Revised StartDate to 2026-01-01
rWtd | Res | For producing the rWtd BldgHVAC records across multiple residential HVAC system types | DMo | CZ07 | Any | rDXEF | 124 | DEER2026 | 2026-01-01 |  | 2023-07-17 16:27 | Deemed Ex Ante Team | In number of dwellings (minima set to 0.01); Source: 2019 Residential Appliance Saturation Study, CEC | 2024-10-23 09:13 | Deemed Ex Ante Team | Revised StartDate to 2026-01-01
rWtd | Res | For producing the rWtd BldgHVAC records across multiple residential HVAC system types | DMo | CZ07 | Any | rDXEH | 0.01 | DEER2026 | 2026-01-01 |  | 2023-07-17 16:27 | Deemed Ex Ante Team | In number of dwellings (minima set to 0.01); Source: 2019 Residential Appliance Saturation Study, CEC | 2024-10-23 09:13 | Deemed Ex Ante Team | Revised StartDate to 2026-01-01
rWtd | Res | For producing the rWtd BldgHVAC records across multiple residential HVAC system types | DMo | CZ07 | Any | rDXGF | 3813.9939 | DEER2020 | 2019-01-01 | 2025-12-31 | 2023-07-17 16:27 | Deemed Ex Ante Team | In number of dwellings | 2024-10-23 09:13 | Deemed Ex Ante Team | Extended ExpiryDate
rWtd | Res | For producing the rWtd BldgHVAC records across multiple residential HVAC system types | DMo | CZ07 | Any | rDXGF | 795.8 | DEER2026 | 2026-01-01 |  | 2023-07-17 16:27 | Deemed Ex Ante Team | In number of dwellings (minima set to 0.01); Source: 2019 Residential Appliance Saturation Study, CEC | 2024-10-23 09:13 | Deemed Ex Ante Team | Revised StartDate to 2026-01-01
rWtd | Res | For producing the rWtd BldgHVAC records across multiple residential HVAC system types | DMo | CZ07 | Any | rDXHP | 544.8134 | DEER2020 | 2019-01-01 | 2025-12-31 | 2023-07-17 16:27 | Deemed Ex Ante Team | In number of dwellings | 2024-10-23 09:13 | Deemed Ex Ante Team | Extended ExpiryDate
rWtd | Res | For producing the rWtd BldgHVAC records across multiple residential HVAC system types | DMo | CZ07 | Any | rDXHP | 0.01 | DEER2026 | 2026-01-01 |  | 2023-07-17 16:27 | Deemed Ex Ante Team | In number of dwellings (minima set to 0.01); Source: 2019 Residential Appliance Saturation Study, CEC | 2024-10-23 09:13 | Deemed Ex Ante Team | Revised StartDate to 2026-01-01
rWtd | Res | For producing the rWtd BldgHVAC records across multiple residential HVAC system types | DMo | CZ07 | Any | rDXHW | 0.01 | DEER2026 | 2026-01-01 |  | 2023-07-17 16:27 | Deemed Ex Ante Team | In number of dwellings (minima set to 0.01); Source: 2019 Residential Appliance Saturation Study, CEC | 2024-10-23 09:13 | Deemed Ex Ante Team | Revised StartDate to 2026-01-01
rWtd | Res | For producing the rWtd BldgHVAC records across multiple residential HVAC system types | DMo | CZ07 | Any | rDXOH | 926.2228 | DEER2020 | 2019-01-01 | 2025-12-31 | 2023-07-17 16:27 | Deemed Ex Ante Team | In number of dwellings | 2024-10-23 09:13 | Deemed Ex Ante Team | Extended ExpiryDate
rWtd | Res | For producing the rWtd BldgHVAC records across multiple residential HVAC system types | DMo | CZ07 | Any | rDXOH | 95.1 | DEER2026 | 2026-01-01 |  | 2023-07-17 16:27 | Deemed Ex Ante Team | In number of dwellings (minima set to 0.01); Source: 2019 Residential Appliance Saturation Study, CEC | 2024-10-23 09:13 | Deemed Ex Ante Team | Revised StartDate to 2026-01-01
rWtd | Res | For producing the rWtd BldgHVAC records across multiple residential HVAC system types | DMo | CZ07 | Any | rDXWP | 0.01 | DEER2026 | 2026-01-01 |  | 2023-07-17 16:27 | Deemed Ex Ante Team | In number of dwellings (minima set to 0.01); Source: 2019 Residential Appliance Saturation Study, CEC | 2024-10-23 09:13 | Deemed Ex Ante Team | Revised StartDate to 2026-01-01
rWtd | Res | For producing the rWtd BldgHVAC records across multiple residential HVAC system types | DMo | CZ07 | Any | rEVEF | 0.01 | DEER2026 | 2026-01-01 |  | 2023-07-17 16:27 | Deemed Ex Ante Team | In number of dwellings (minima set to 0.01); Source: 2019 Residential Appliance Saturation Study, CEC | 2024-10-23 09:13 | Deemed Ex Ante Team | Revised StartDate to 2026-01-01
rWtd | Res | For producing the rWtd BldgHVAC records across multiple residential HVAC system types | DMo | CZ07 | Any | rEVEH | 0.01 | DEER2026 | 2026-01-01 |  | 2023-07-17 16:27 | Deemed Ex Ante Team | In number of dwellings (minima set to 0.01); Source: 2019 Residential Appliance Saturation Study, CEC | 2024-10-23 09:13 | Deemed Ex Ante Team | Revised StartDate to 2026-01-01
rWtd | Res | For producing the rWtd BldgHVAC records across multiple residential HVAC system types | DMo | CZ07 | Any | rEVGF | 0.01 | DEER2026 | 2026-01-01 |  | 2023-07-17 16:27 | Deemed Ex Ante Team | In number of dwellings (minima set to 0.01); Source: 2019 Residential Appliance Saturation Study, CEC | 2024-10-23 09:13 | Deemed Ex Ante Team | Revised StartDate to 2026-01-01
rWtd | Res | For producing the rWtd BldgHVAC records across multiple residential HVAC system types | DMo | CZ07 | Any | rEVOH | 0.01 | DEER2026 | 2026-01-01 |  | 2023-07-17 16:27 | Deemed Ex Ante Team | In number of dwellings (minima set to 0.01); Source: 2019 Residential Appliance Saturation Study, CEC | 2024-10-23 09:13 | Deemed Ex Ante Team | Revised StartDate to 2026-01-01
rWtd | Res | For producing the rWtd BldgHVAC records across multiple residential HVAC system types | DMo | CZ07 | Any | rNCEF | 0.01 | DEER2026 | 2026-01-01 |  | 2023-07-17 16:27 | Deemed Ex Ante Team | In number of dwellings (minima set to 0.01); Source: 2019 Residential Appliance Saturation Study, CEC | 2024-10-23 09:13 | Deemed Ex Ante Team | Revised StartDate to 2026-01-01
rWtd | Res | For producing the rWtd BldgHVAC records across multiple residential HVAC system types | DMo | CZ07 | Any | rNCEH | 1943.7897 | DEER2020 | 2019-01-01 | 2025-12-31 | 2023-07-17 16:27 | Deemed Ex Ante Team | In number of dwellings | 2024-10-23 09:13 | Deemed Ex Ante Team | Extended ExpiryDate
rWtd | Res | For producing the rWtd BldgHVAC records across multiple residential HVAC system types | DMo | CZ07 | Any | rNCEH | 0.01 | DEER2026 | 2026-01-01 |  | 2023-07-17 16:27 | Deemed Ex Ante Team | In number of dwellings (minima set to 0.01); Source: 2019 Residential Appliance Saturation Study, CEC | 2024-10-23 09:13 | Deemed Ex Ante Team | Revised StartDate to 2026-01-01
rWtd | Res | For producing the rWtd BldgHVAC records across multiple residential HVAC system types | DMo | CZ07 | Any | rNCGF | 13606.7275 | DEER2020 | 2019-01-01 | 2025-12-31 | 2023-07-17 16:27 | Deemed Ex Ante Team | In number of dwellings | 2024-10-23 09:13 | Deemed Ex Ante Team | Extended ExpiryDate
rWtd | Res | For producing the rWtd BldgHVAC records across multiple residential HVAC system types | DMo | CZ07 | Any | rNCGF | 0.01 | DEER2026 | 2026-01-01 |  | 2023-07-17 16:27 | Deemed Ex Ante Team | In number of dwellings (minima set to 0.01); Source: 2019 Residential Appliance Saturation Study, CEC | 2024-10-23 09:13 | Deemed Ex Ante Team | Revised StartDate to 2026-01-01
rWtd | Res | For producing the rWtd BldgHVAC records across multiple residential HVAC system types | DMo | CZ07 | Any | rNCOH | 3304.4524 | DEER2020 | 2019-01-01 | 2025-12-31 | 2023-07-17 16:27 | Deemed Ex Ante Team | In number of dwellings | 2024-10-23 09:13 | Deemed Ex Ante Team | Extended ExpiryDate
rWtd | Res | For producing the rWtd BldgHVAC records across multiple residential HVAC system types | DMo | CZ07 | Any | rNCOH | 0.01 | DEER2026 | 2026-01-01 |  | 2023-07-17 16:27 | Deemed Ex Ante Team | In number of dwellings (minima set to 0.01); Source: 2019 Residential Appliance Saturation Study, CEC | 2024-10-23 09:13 | Deemed Ex Ante Team | Revised StartDate to 2026-01-01
rWtd | Res | For producing the rWtd BldgHVAC records across multiple residential HVAC system types | DMo | CZ08 | Any | rDXEF | 80.1 | DEER2026 | 2026-01-01 |  | 2023-07-17 16:27 | Deemed Ex Ante Team | In number of dwellings (minima set to 0.01); Source: 2019 Residential Appliance Saturation Study, CEC | 2024-10-23 09:13 | Deemed Ex Ante Team | Revised StartDate to 2026-01-01
rWtd | Res | For producing the rWtd BldgHVAC records across multiple residential HVAC system types | DMo | CZ08 | Any | rDXEH | 0.01 | DEER2026 | 2026-01-01 |  | 2023-07-17 16:27 | Deemed Ex Ante Team | In number of dwellings (minima set to 0.01); Source: 2019 Residential Appliance Saturation Study, CEC | 2024-10-23 09:13 | Deemed Ex Ante Team | Revised StartDate to 2026-01-01
rWtd | Res | For producing the rWtd BldgHVAC records across multiple residential HVAC system types | DMo | CZ08 | Any | rDXGF | 15865.2998 | DEER2020 | 2019-01-01 | 2025-12-31 | 2023-07-17 16:27 | Deemed Ex Ante Team | In number of dwellings | 2024-10-23 09:13 | Deemed Ex Ante Team | Extended ExpiryDate
rWtd | Res | For producing the rWtd BldgHVAC records across multiple residential HVAC system types | DMo | CZ08 | Any | rDXGF | 5580 | DEER2026 | 2026-01-01 |  | 2023-07-17 16:27 | Deemed Ex Ante Team | In number of dwellings (minima set to 0.01); Source: 2019 Residential Appliance Saturation Study, CEC | 2024-10-23 09:13 | Deemed Ex Ante Team | Revised StartDate to 2026-01-01
rWtd | Res | For producing the rWtd BldgHVAC records across multiple residential HVAC system types | DMo | CZ08 | Any | rDXHP | 2266.5 | DEER2020 | 2019-01-01 | 2025-12-31 | 2023-07-17 16:27 | Deemed Ex Ante Team | In number of dwellings | 2024-10-23 09:13 | Deemed Ex Ante Team | Extended ExpiryDate
rWtd | Res | For producing the rWtd BldgHVAC records across multiple residential HVAC system types | DMo | CZ08 | Any | rDXHP | 0.01 | DEER2026 | 2026-01-01 |  | 2023-07-17 16:27 | Deemed Ex Ante Team | In number of dwellings (minima set to 0.01); Source: 2019 Residential Appliance Saturation Study, CEC | 2024-10-23 09:13 | Deemed Ex Ante Team | Revised StartDate to 2026-01-01
rWtd | Res | For producing the rWtd BldgHVAC records across multiple residential HVAC system types | DMo | CZ08 | Any | rDXHW | 0.01 | DEER2026 | 2026-01-01 |  | 2023-07-17 16:27 | Deemed Ex Ante Team | In number of dwellings (minima set to 0.01); Source: 2019 Residential Appliance Saturation Study, CEC | 2024-10-23 09:13 | Deemed Ex Ante Team | Revised StartDate to 2026-01-01
rWtd | Res | For producing the rWtd BldgHVAC records across multiple residential HVAC system types | DMo | CZ08 | Any | rDXOH | 3853.1001 | DEER2020 | 2019-01-01 | 2025-12-31 | 2023-07-17 16:27 | Deemed Ex Ante Team | In number of dwellings | 2024-10-23 09:13 | Deemed Ex Ante Team | Extended ExpiryDate
rWtd | Res | For producing the rWtd BldgHVAC records across multiple residential HVAC system types | DMo | CZ08 | Any | rDXOH | 784.4 | DEER2026 | 2026-01-01 |  | 2023-07-17 16:27 | Deemed Ex Ante Team | In number of dwellings (minima set to 0.01); Source: 2019 Residential Appliance Saturation Study, CEC | 2024-10-23 09:13 | Deemed Ex Ante Team | Revised StartDate to 2026-01-01
rWtd | Res | For producing the rWtd BldgHVAC records across multiple residential HVAC system types | DMo | CZ08 | Any | rDXWP | 0.01 | DEER2026 | 2026-01-01 |  | 2023-07-17 16:27 | Deemed Ex Ante Team | In number of dwellings (minima set to 0.01); Source: 2019 Residential Appliance Saturation Study, CEC | 2024-10-23 09:13 | Deemed Ex Ante Team | Revised StartDate to 2026-01-01
rWtd | Res | For producing the rWtd BldgHVAC records across multiple residential HVAC system types | DMo | CZ08 | Any | rEVEF | 0.01 | DEER2026 | 2026-01-01 |  | 2023-07-17 16:27 | Deemed Ex Ante Team | In number of dwellings (minima set to 0.01); Source: 2019 Residential Appliance Saturation Study, CEC | 2024-10-23 09:13 | Deemed Ex Ante Team | Revised StartDate to 2026-01-01
rWtd | Res | For producing the rWtd BldgHVAC records across multiple residential HVAC system types | DMo | CZ08 | Any | rEVEH | 0.01 | DEER2026 | 2026-01-01 |  | 2023-07-17 16:27 | Deemed Ex Ante Team | In number of dwellings (minima set to 0.01); Source: 2019 Residential Appliance Saturation Study, CEC | 2024-10-23 09:13 | Deemed Ex Ante Team | Revised StartDate to 2026-01-01
rWtd | Res | For producing the rWtd BldgHVAC records across multiple residential HVAC system types | DMo | CZ08 | Any | rEVGF | 0.01 | DEER2026 | 2026-01-01 |  | 2023-07-17 16:27 | Deemed Ex Ante Team | In number of dwellings (minima set to 0.01); Source: 2019 Residential Appliance Saturation Study, CEC | 2024-10-23 09:13 | Deemed Ex Ante Team | Revised StartDate to 2026-01-01
rWtd | Res | For producing the rWtd BldgHVAC records across multiple residential HVAC system types | DMo | CZ08 | Any | rEVOH | 0.01 | DEER2026 | 2026-01-01 |  | 2023-07-17 16:27 | Deemed Ex Ante Team | In number of dwellings (minima set to 0.01); Source: 2019 Residential Appliance Saturation Study, CEC | 2024-10-23 09:13 | Deemed Ex Ante Team | Revised StartDate to 2026-01-01
rWtd | Res | For producing the rWtd BldgHVAC records across multiple residential HVAC system types | DMo | CZ08 | Any | rNCEF | 0.01 | DEER2026 | 2026-01-01 |  | 2023-07-17 16:27 | Deemed Ex Ante Team | In number of dwellings (minima set to 0.01); Source: 2019 Residential Appliance Saturation Study, CEC | 2024-10-23 09:13 | Deemed Ex Ante Team | Revised StartDate to 2026-01-01
rWtd | Res | For producing the rWtd BldgHVAC records across multiple residential HVAC system types | DMo | CZ08 | Any | rNCEH | 690.33 | DEER2020 | 2019-01-01 | 2025-12-31 | 2023-07-17 16:27 | Deemed Ex Ante Team | In number of dwellings | 2024-10-23 09:13 | Deemed Ex Ante Team | Extended ExpiryDate
rWtd | Res | For producing the rWtd BldgHVAC records across multiple residential HVAC system types | DMo | CZ08 | Any | rNCEH | 3273.6001 | DEER2026 | 2026-01-01 |  | 2023-07-17 16:27 | Deemed Ex Ante Team | In number of dwellings (minima set to 0.01); Source: 2019 Residential Appliance Saturation Study, CEC | 2024-10-23 09:13 | Deemed Ex Ante Team | Revised StartDate to 2026-01-01
rWtd | Res | For producing the rWtd BldgHVAC records across multiple residential HVAC system types | DMo | CZ08 | Any | rNCGF | 4832.3999 | DEER2020 | 2019-01-01 | 2025-12-31 | 2023-07-17 16:27 | Deemed Ex Ante Team | In number of dwellings | 2024-10-23 09:13 | Deemed Ex Ante Team | Extended ExpiryDate
rWtd | Res | For producing the rWtd BldgHVAC records across multiple residential HVAC system types | DMo | CZ08 | Any | rNCGF | 242.8 | DEER2026 | 2026-01-01 |  | 2023-07-17 16:27 | Deemed Ex Ante Team | In number of dwellings (minima set to 0.01); Source: 2019 Residential Appliance Saturation Study, CEC | 2024-10-23 09:13 | Deemed Ex Ante Team | Revised StartDate to 2026-01-01
rWtd | Res | For producing the rWtd BldgHVAC records across multiple residential HVAC system types | DMo | CZ08 | Any | rNCOH | 1173.6 | DEER2020 | 2019-01-01 | 2025-12-31 | 2023-07-17 16:27 | Deemed Ex Ante Team | In number of dwellings | 2024-10-23 09:13 | Deemed Ex Ante Team | Extended ExpiryDate
rWtd | Res | For producing the rWtd BldgHVAC records across multiple residential HVAC system types | DMo | CZ08 | Any | rNCOH | 179.5 | DEER2026 | 2026-01-01 |  | 2023-07-17 16:27 | Deemed Ex Ante Team | In number of dwellings (minima set to 0.01); Source: 2019 Residential Appliance Saturation Study, CEC | 2024-10-23 09:13 | Deemed Ex Ante Team | Revised StartDate to 2026-01-01
rWtd | Res | For producing the rWtd BldgHVAC records across multiple residential HVAC system types | DMo | CZ09 | Any | rDXEF | 0.01 | DEER2026 | 2026-01-01 |  | 2023-07-17 16:27 | Deemed Ex Ante Team | In number of dwellings (minima set to 0.01); Source: 2019 Residential Appliance Saturation Study, CEC | 2024-10-23 09:13 | Deemed Ex Ante Team | Revised StartDate to 2026-01-01
rWtd | Res | For producing the rWtd BldgHVAC records across multiple residential HVAC system types | DMo | CZ09 | Any | rDXEH | 0.01 | DEER2026 | 2026-01-01 |  | 2023-07-17 16:27 | Deemed Ex Ante Team | In number of dwellings (minima set to 0.01); Source: 2019 Residential Appliance Saturation Study, CEC | 2024-10-23 09:13 | Deemed Ex Ante Team | Revised StartDate to 2026-01-01
rWtd | Res | For producing the rWtd BldgHVAC records across multiple residential HVAC system types | DMo | CZ09 | Any | rDXGF | 23377.1992 | DEER2020 | 2019-01-01 | 2025-12-31 | 2023-07-17 16:27 | Deemed Ex Ante Team | In number of dwellings | 2024-10-23 09:13 | Deemed Ex Ante Team | Extended ExpiryDate
rWtd | Res | For producing the rWtd BldgHVAC records across multiple residential HVAC system types | DMo | CZ09 | Any | rDXGF | 14886.5 | DEER2026 | 2026-01-01 |  | 2023-07-17 16:27 | Deemed Ex Ante Team | In number of dwellings (minima set to 0.01); Source: 2019 Residential Appliance Saturation Study, CEC | 2024-10-23 09:13 | Deemed Ex Ante Team | Revised StartDate to 2026-01-01
rWtd | Res | For producing the rWtd BldgHVAC records across multiple residential HVAC system types | DMo | CZ09 | Any | rDXHP | 3339.6001 | DEER2020 | 2019-01-01 | 2025-12-31 | 2023-07-17 16:27 | Deemed Ex Ante Team | In number of dwellings | 2024-10-23 09:13 | Deemed Ex Ante Team | Extended ExpiryDate
rWtd | Res | For producing the rWtd BldgHVAC records across multiple residential HVAC system types | DMo | CZ09 | Any | rDXHP | 67.5 | DEER2026 | 2026-01-01 |  | 2023-07-17 16:27 | Deemed Ex Ante Team | In number of dwellings (minima set to 0.01); Source: 2019 Residential Appliance Saturation Study, CEC | 2024-10-23 09:13 | Deemed Ex Ante Team | Revised StartDate to 2026-01-01
rWtd | Res | For producing the rWtd BldgHVAC records across multiple residential HVAC system types | DMo | CZ09 | Any | rDXHW | 0.01 | DEER2026 | 2026-01-01 |  | 2023-07-17 16:27 | Deemed Ex Ante Team | In number of dwellings (minima set to 0.01); Source: 2019 Residential Appliance Saturation Study, CEC | 2024-10-23 09:13 | Deemed Ex Ante Team | Revised StartDate to 2026-01-01
rWtd | Res | For producing the rWtd BldgHVAC records across multiple residential HVAC system types | DMo | CZ09 | Any | rDXOH | 5677.2998 | DEER2020 | 2019-01-01 | 2025-12-31 | 2023-07-17 16:27 | Deemed Ex Ante Team | In number of dwellings | 2024-10-23 09:13 | Deemed Ex Ante Team | Extended ExpiryDate
rWtd | Res | For producing the rWtd BldgHVAC records across multiple residential HVAC system types | DMo | CZ09 | Any | rDXOH | 642 | DEER2026 | 2026-01-01 |  | 2023-07-17 16:27 | Deemed Ex Ante Team | In number of dwellings (minima set to 0.01); Source: 2019 Residential Appliance Saturation Study, CEC | 2024-10-23 09:13 | Deemed Ex Ante Team | Revised StartDate to 2026-01-01
rWtd | Res | For producing the rWtd BldgHVAC records across multiple residential HVAC system types | DMo | CZ09 | Any | rDXWP | 0.01 | DEER2026 | 2026-01-01 |  | 2023-07-17 16:27 | Deemed Ex Ante Team | In number of dwellings (minima set to 0.01); Source: 2019 Residential Appliance Saturation Study, CEC | 2024-10-23 09:13 | Deemed Ex Ante Team | Revised StartDate to 2026-01-01
rWtd | Res | For producing the rWtd BldgHVAC records across multiple residential HVAC system types | DMo | CZ09 | Any | rEVEF | 0.01 | DEER2026 | 2026-01-01 |  | 2023-07-17 16:27 | Deemed Ex Ante Team | In number of dwellings (minima set to 0.01); Source: 2019 Residential Appliance Saturation Study, CEC | 2024-10-23 09:13 | Deemed Ex Ante Team | Revised StartDate to 2026-01-01
rWtd | Res | For producing the rWtd BldgHVAC records across multiple residential HVAC system types | DMo | CZ09 | Any | rEVEH | 0.01 | DEER2026 | 2026-01-01 |  | 2023-07-17 16:27 | Deemed Ex Ante Team | In number of dwellings (minima set to 0.01); Source: 2019 Residential Appliance Saturation Study, CEC | 2024-10-23 09:13 | Deemed Ex Ante Team | Revised StartDate to 2026-01-01
rWtd | Res | For producing the rWtd BldgHVAC records across multiple residential HVAC system types | DMo | CZ09 | Any | rEVGF | 0.01 | DEER2026 | 2026-01-01 |  | 2023-07-17 16:27 | Deemed Ex Ante Team | In number of dwellings (minima set to 0.01); Source: 2019 Residential Appliance Saturation Study, CEC | 2024-10-23 09:13 | Deemed Ex Ante Team | Revised StartDate to 2026-01-01
rWtd | Res | For producing the rWtd BldgHVAC records across multiple residential HVAC system types | DMo | CZ09 | Any | rEVOH | 0.01 | DEER2026 | 2026-01-01 |  | 2023-07-17 16:27 | Deemed Ex Ante Team | In number of dwellings (minima set to 0.01); Source: 2019 Residential Appliance Saturation Study, CEC | 2024-10-23 09:13 | Deemed Ex Ante Team | Revised StartDate to 2026-01-01
rWtd | Res | For producing the rWtd BldgHVAC records across multiple residential HVAC system types | DMo | CZ09 | Any | rNCEF | 0.01 | DEER2026 | 2026-01-01 |  | 2023-07-17 16:27 | Deemed Ex Ante Team | In number of dwellings (minima set to 0.01); Source: 2019 Residential Appliance Saturation Study, CEC | 2024-10-23 09:13 | Deemed Ex Ante Team | Revised StartDate to 2026-01-01
rWtd | Res | For producing the rWtd BldgHVAC records across multiple residential HVAC system types | DMo | CZ09 | Any | rNCEH | 879.2 | DEER2020 | 2019-01-01 | 2025-12-31 | 2023-07-17 16:27 | Deemed Ex Ante Team | In number of dwellings | 2024-10-23 09:13 | Deemed Ex Ante Team | Extended ExpiryDate
rWtd | Res | For producing the rWtd BldgHVAC records across multiple residential HVAC system types | DMo | CZ09 | Any | rNCEH | 0.01 | DEER2026 | 2026-01-01 |  | 2023-07-17 16:27 | Deemed Ex Ante Team | In number of dwellings (minima set to 0.01); Source: 2019 Residential Appliance Saturation Study, CEC | 2024-10-23 09:13 | Deemed Ex Ante Team | Revised StartDate to 2026-01-01
rWtd | Res | For producing the rWtd BldgHVAC records across multiple residential HVAC system types | DMo | CZ09 | Any | rNCGF | 6154.2002 | DEER2020 | 2019-01-01 | 2025-12-31 | 2023-07-17 16:27 | Deemed Ex Ante Team | In number of dwellings | 2024-10-23 09:13 | Deemed Ex Ante Team | Extended ExpiryDate
rWtd | Res | For producing the rWtd BldgHVAC records across multiple residential HVAC system types | DMo | CZ09 | Any | rNCGF | 149.1 | DEER2026 | 2026-01-01 |  | 2023-07-17 16:27 | Deemed Ex Ante Team | In number of dwellings (minima set to 0.01); Source: 2019 Residential Appliance Saturation Study, CEC | 2024-10-23 09:13 | Deemed Ex Ante Team | Revised StartDate to 2026-01-01
rWtd | Res | For producing the rWtd BldgHVAC records across multiple residential HVAC system types | DMo | CZ09 | Any | rNCOH | 1494.6 | DEER2020 | 2019-01-01 | 2025-12-31 | 2023-07-17 16:27 | Deemed Ex Ante Team | In number of dwellings | 2024-10-23 09:13 | Deemed Ex Ante Team | Extended ExpiryDate
rWtd | Res | For producing the rWtd BldgHVAC records across multiple residential HVAC system types | DMo | CZ09 | Any | rNCOH | 7575 | DEER2026 | 2026-01-01 |  | 2023-07-17 16:27 | Deemed Ex Ante Team | In number of dwellings (minima set to 0.01); Source: 2019 Residential Appliance Saturation Study, CEC | 2024-10-23 09:13 | Deemed Ex Ante Team | Revised StartDate to 2026-01-01
rWtd | Res | For producing the rWtd BldgHVAC records across multiple residential HVAC system types | DMo | CZ10 | Any | rDXEF | 807.2 | DEER2026 | 2026-01-01 |  | 2023-07-17 16:27 | Deemed Ex Ante Team | In number of dwellings (minima set to 0.01); Source: 2019 Residential Appliance Saturation Study, CEC | 2024-10-23 09:13 | Deemed Ex Ante Team | Revised StartDate to 2026-01-01
rWtd | Res | For producing the rWtd BldgHVAC records across multiple residential HVAC system types | DMo | CZ10 | Any | rDXEH | 1830 | DEER2026 | 2026-01-01 |  | 2023-07-17 16:27 | Deemed Ex Ante Team | In number of dwellings (minima set to 0.01); Source: 2019 Residential Appliance Saturation Study, CEC | 2024-10-23 09:13 | Deemed Ex Ante Team | Revised StartDate to 2026-01-01
rWtd | Res | For producing the rWtd BldgHVAC records across multiple residential HVAC system types | DMo | CZ10 | Any | rDXGF | 61423.1016 | DEER2020 | 2019-01-01 | 2025-12-31 | 2023-07-17 16:27 | Deemed Ex Ante Team | In number of dwellings | 2024-10-23 09:13 | Deemed Ex Ante Team | Extended ExpiryDate
rWtd | Res | For producing the rWtd BldgHVAC records across multiple residential HVAC system types | DMo | CZ10 | Any | rDXGF | 23504.0996 | DEER2026 | 2026-01-01 |  | 2023-07-17 16:27 | Deemed Ex Ante Team | In number of dwellings (minima set to 0.01); Source: 2019 Residential Appliance Saturation Study, CEC | 2024-10-23 09:13 | Deemed Ex Ante Team | Revised StartDate to 2026-01-01
rWtd | Res | For producing the rWtd BldgHVAC records across multiple residential HVAC system types | DMo | CZ10 | Any | rDXHP | 8774.7002 | DEER2020 | 2019-01-01 | 2025-12-31 | 2023-07-17 16:27 | Deemed Ex Ante Team | In number of dwellings | 2024-10-23 09:13 | Deemed Ex Ante Team | Extended ExpiryDate
rWtd | Res | For producing the rWtd BldgHVAC records across multiple residential HVAC system types | DMo | CZ10 | Any | rDXHP | 364.2 | DEER2026 | 2026-01-01 |  | 2023-07-17 16:27 | Deemed Ex Ante Team | In number of dwellings (minima set to 0.01); Source: 2019 Residential Appliance Saturation Study, CEC | 2024-10-23 09:13 | Deemed Ex Ante Team | Revised StartDate to 2026-01-01
rWtd | Res | For producing the rWtd BldgHVAC records across multiple residential HVAC system types | DMo | CZ10 | Any | rDXHW | 0.01 | DEER2026 | 2026-01-01 |  | 2023-07-17 16:27 | Deemed Ex Ante Team | In number of dwellings (minima set to 0.01); Source: 2019 Residential Appliance Saturation Study, CEC | 2024-10-23 09:13 | Deemed Ex Ante Team | Revised StartDate to 2026-01-01
rWtd | Res | For producing the rWtd BldgHVAC records across multiple residential HVAC system types | DMo | CZ10 | Any | rDXOH | 14917.0996 | DEER2020 | 2019-01-01 | 2025-12-31 | 2023-07-17 16:27 | Deemed Ex Ante Team | In number of dwellings | 2024-10-23 09:13 | Deemed Ex Ante Team | Extended ExpiryDate
rWtd | Res | For producing the rWtd BldgHVAC records across multiple residential HVAC system types | DMo | CZ10 | Any | rDXOH | 1710.9 | DEER2026 | 2026-01-01 |  | 2023-07-17 16:27 | Deemed Ex Ante Team | In number of dwellings (minima set to 0.01); Source: 2019 Residential Appliance Saturation Study, CEC | 2024-10-23 09:13 | Deemed Ex Ante Team | Revised StartDate to 2026-01-01
rWtd | Res | For producing the rWtd BldgHVAC records across multiple residential HVAC system types | DMo | CZ10 | Any | rDXWP | 0.01 | DEER2026 | 2026-01-01 |  | 2023-07-17 16:27 | Deemed Ex Ante Team | In number of dwellings (minima set to 0.01); Source: 2019 Residential Appliance Saturation Study, CEC | 2024-10-23 09:13 | Deemed Ex Ante Team | Revised StartDate to 2026-01-01
rWtd | Res | For producing the rWtd BldgHVAC records across multiple residential HVAC system types | DMo | CZ10 | Any | rEVEF | 0.01 | DEER2026 | 2026-01-01 |  | 2023-07-17 16:27 | Deemed Ex Ante Team | In number of dwellings (minima set to 0.01); Source: 2019 Residential Appliance Saturation Study, CEC | 2024-10-23 09:13 | Deemed Ex Ante Team | Revised StartDate to 2026-01-01
rWtd | Res | For producing the rWtd BldgHVAC records across multiple residential HVAC system types | DMo | CZ10 | Any | rEVEH | 0.01 | DEER2026 | 2026-01-01 |  | 2023-07-17 16:27 | Deemed Ex Ante Team | In number of dwellings (minima set to 0.01); Source: 2019 Residential Appliance Saturation Study, CEC | 2024-10-23 09:13 | Deemed Ex Ante Team | Revised StartDate to 2026-01-01
rWtd | Res | For producing the rWtd BldgHVAC records across multiple residential HVAC system types | DMo | CZ10 | Any | rEVGF | 320.1 | DEER2026 | 2026-01-01 |  | 2023-07-17 16:27 | Deemed Ex Ante Team | In number of dwellings (minima set to 0.01); Source: 2019 Residential Appliance Saturation Study, CEC | 2024-10-23 09:13 | Deemed Ex Ante Team | Revised StartDate to 2026-01-01
rWtd | Res | For producing the rWtd BldgHVAC records across multiple residential HVAC system types | DMo | CZ10 | Any | rEVOH | 8285.4004 | DEER2026 | 2026-01-01 |  | 2023-07-17 16:27 | Deemed Ex Ante Team | In number of dwellings (minima set to 0.01); Source: 2019 Residential Appliance Saturation Study, CEC | 2024-10-23 09:13 | Deemed Ex Ante Team | Revised StartDate to 2026-01-01
rWtd | Res | For producing the rWtd BldgHVAC records across multiple residential HVAC system types | DMo | CZ10 | Any | rNCEF | 98.2 | DEER2026 | 2026-01-01 |  | 2023-07-17 16:27 | Deemed Ex Ante Team | In number of dwellings (minima set to 0.01); Source: 2019 Residential Appliance Saturation Study, CEC | 2024-10-23 09:13 | Deemed Ex Ante Team | Revised StartDate to 2026-01-01
rWtd | Res | For producing the rWtd BldgHVAC records across multiple residential HVAC system types | DMo | CZ10 | Any | rNCEH | 598.1 | DEER2020 | 2019-01-01 | 2025-12-31 | 2023-07-17 16:27 | Deemed Ex Ante Team | In number of dwellings | 2024-10-23 09:13 | Deemed Ex Ante Team | Extended ExpiryDate
rWtd | Res | For producing the rWtd BldgHVAC records across multiple residential HVAC system types | DMo | CZ10 | Any | rNCEH | 0.01 | DEER2026 | 2026-01-01 |  | 2023-07-17 16:27 | Deemed Ex Ante Team | In number of dwellings (minima set to 0.01); Source: 2019 Residential Appliance Saturation Study, CEC | 2024-10-23 09:13 | Deemed Ex Ante Team | Revised StartDate to 2026-01-01
rWtd | Res | For producing the rWtd BldgHVAC records across multiple residential HVAC system types | DMo | CZ10 | Any | rNCGF | 4186.5 | DEER2020 | 2019-01-01 | 2025-12-31 | 2023-07-17 16:27 | Deemed Ex Ante Team | In number of dwellings | 2024-10-23 09:13 | Deemed Ex Ante Team | Extended ExpiryDate
rWtd | Res | For producing the rWtd BldgHVAC records across multiple residential HVAC system types | DMo | CZ10 | Any | rNCGF | 636.5 | DEER2026 | 2026-01-01 |  | 2023-07-17 16:27 | Deemed Ex Ante Team | In number of dwellings (minima set to 0.01); Source: 2019 Residential Appliance Saturation Study, CEC | 2024-10-23 09:13 | Deemed Ex Ante Team | Revised StartDate to 2026-01-01
rWtd | Res | For producing the rWtd BldgHVAC records across multiple residential HVAC system types | DMo | CZ10 | Any | rNCOH | 1016.7 | DEER2020 | 2019-01-01 | 2025-12-31 | 2023-07-17 16:27 | Deemed Ex Ante Team | In number of dwellings | 2024-10-23 09:13 | Deemed Ex Ante Team | Extended ExpiryDate
rWtd | Res | For producing the rWtd BldgHVAC records across multiple residential HVAC system types | DMo | CZ10 | Any | rNCOH | 1437.2 | DEER2026 | 2026-01-01 |  | 2023-07-17 16:27 | Deemed Ex Ante Team | In number of dwellings (minima set to 0.01); Source: 2019 Residential Appliance Saturation Study, CEC | 2024-10-23 09:13 | Deemed Ex Ante Team | Revised StartDate to 2026-01-01
rWtd | Res | For producing the rWtd BldgHVAC records across multiple residential HVAC system types | DMo | CZ11 | Any | rDXEF | 331.4 | DEER2026 | 2026-01-01 |  | 2023-07-17 16:27 | Deemed Ex Ante Team | In number of dwellings (minima set to 0.01); Source: 2019 Residential Appliance Saturation Study, CEC | 2024-10-23 09:13 | Deemed Ex Ante Team | Revised StartDate to 2026-01-01
rWtd | Res | For producing the rWtd BldgHVAC records across multiple residential HVAC system types | DMo | CZ11 | Any | rDXEH | 43.7 | DEER2026 | 2026-01-01 |  | 2023-07-17 16:27 | Deemed Ex Ante Team | In number of dwellings (minima set to 0.01); Source: 2019 Residential Appliance Saturation Study, CEC | 2024-10-23 09:13 | Deemed Ex Ante Team | Revised StartDate to 2026-01-01
rWtd | Res | For producing the rWtd BldgHVAC records across multiple residential HVAC system types | DMo | CZ11 | Any | rDXGF | 31856.9004 | DEER2020 | 2019-01-01 | 2025-12-31 | 2023-07-17 16:27 | Deemed Ex Ante Team | In number of dwellings | 2024-10-23 09:13 | Deemed Ex Ante Team | Extended ExpiryDate
rWtd | Res | For producing the rWtd BldgHVAC records across multiple residential HVAC system types | DMo | CZ11 | Any | rDXGF | 847.2 | DEER2026 | 2026-01-01 |  | 2023-07-17 16:27 | Deemed Ex Ante Team | In number of dwellings (minima set to 0.01); Source: 2019 Residential Appliance Saturation Study, CEC | 2024-10-23 09:13 | Deemed Ex Ante Team | Revised StartDate to 2026-01-01
rWtd | Res | For producing the rWtd BldgHVAC records across multiple residential HVAC system types | DMo | CZ11 | Any | rDXHP | 4551 | DEER2020 | 2019-01-01 | 2025-12-31 | 2023-07-17 16:27 | Deemed Ex Ante Team | In number of dwellings | 2024-10-23 09:13 | Deemed Ex Ante Team | Extended ExpiryDate
rWtd | Res | For producing the rWtd BldgHVAC records across multiple residential HVAC system types | DMo | CZ11 | Any | rDXHP | 533.1 | DEER2026 | 2026-01-01 |  | 2023-07-17 16:27 | Deemed Ex Ante Team | In number of dwellings (minima set to 0.01); Source: 2019 Residential Appliance Saturation Study, CEC | 2024-10-23 09:13 | Deemed Ex Ante Team | Revised StartDate to 2026-01-01
rWtd | Res | For producing the rWtd BldgHVAC records across multiple residential HVAC system types | DMo | CZ11 | Any | rDXHW | 0.01 | DEER2026 | 2026-01-01 |  | 2023-07-17 16:27 | Deemed Ex Ante Team | In number of dwellings (minima set to 0.01); Source: 2019 Residential Appliance Saturation Study, CEC | 2024-10-23 09:13 | Deemed Ex Ante Team | Revised StartDate to 2026-01-01
rWtd | Res | For producing the rWtd BldgHVAC records across multiple residential HVAC system types | DMo | CZ11 | Any | rDXOH | 7736.7002 | DEER2020 | 2019-01-01 | 2025-12-31 | 2023-07-17 16:27 | Deemed Ex Ante Team | In number of dwellings | 2024-10-23 09:13 | Deemed Ex Ante Team | Extended ExpiryDate
rWtd | Res | For producing the rWtd BldgHVAC records across multiple residential HVAC system types | DMo | CZ11 | Any | rDXOH | 4046.3 | DEER2026 | 2026-01-01 |  | 2023-07-17 16:27 | Deemed Ex Ante Team | In number of dwellings (minima set to 0.01); Source: 2019 Residential Appliance Saturation Study, CEC | 2024-10-23 09:13 | Deemed Ex Ante Team | Revised StartDate to 2026-01-01
rWtd | Res | For producing the rWtd BldgHVAC records across multiple residential HVAC system types | DMo | CZ11 | Any | rDXWP | 0.01 | DEER2026 | 2026-01-01 |  | 2023-07-17 16:27 | Deemed Ex Ante Team | In number of dwellings (minima set to 0.01); Source: 2019 Residential Appliance Saturation Study, CEC | 2024-10-23 09:13 | Deemed Ex Ante Team | Revised StartDate to 2026-01-01
rWtd | Res | For producing the rWtd BldgHVAC records across multiple residential HVAC system types | DMo | CZ11 | Any | rEVEF | 0.01 | DEER2026 | 2026-01-01 |  | 2023-07-17 16:27 | Deemed Ex Ante Team | In number of dwellings (minima set to 0.01); Source: 2019 Residential Appliance Saturation Study, CEC | 2024-10-23 09:13 | Deemed Ex Ante Team | Revised StartDate to 2026-01-01
rWtd | Res | For producing the rWtd BldgHVAC records across multiple residential HVAC system types | DMo | CZ11 | Any | rEVEH | 0.01 | DEER2026 | 2026-01-01 |  | 2023-07-17 16:27 | Deemed Ex Ante Team | In number of dwellings (minima set to 0.01); Source: 2019 Residential Appliance Saturation Study, CEC | 2024-10-23 09:13 | Deemed Ex Ante Team | Revised StartDate to 2026-01-01
rWtd | Res | For producing the rWtd BldgHVAC records across multiple residential HVAC system types | DMo | CZ11 | Any | rEVGF | 3905.3999 | DEER2026 | 2026-01-01 |  | 2023-07-17 16:27 | Deemed Ex Ante Team | In number of dwellings (minima set to 0.01); Source: 2019 Residential Appliance Saturation Study, CEC | 2024-10-23 09:13 | Deemed Ex Ante Team | Revised StartDate to 2026-01-01
rWtd | Res | For producing the rWtd BldgHVAC records across multiple residential HVAC system types | DMo | CZ11 | Any | rEVOH | 4792 | DEER2026 | 2026-01-01 |  | 2023-07-17 16:27 | Deemed Ex Ante Team | In number of dwellings (minima set to 0.01); Source: 2019 Residential Appliance Saturation Study, CEC | 2024-10-23 09:13 | Deemed Ex Ante Team | Revised StartDate to 2026-01-01
rWtd | Res | For producing the rWtd BldgHVAC records across multiple residential HVAC system types | DMo | CZ11 | Any | rNCEF | 0.01 | DEER2026 | 2026-01-01 |  | 2023-07-17 16:27 | Deemed Ex Ante Team | In number of dwellings (minima set to 0.01); Source: 2019 Residential Appliance Saturation Study, CEC | 2024-10-23 09:13 | Deemed Ex Ante Team | Revised StartDate to 2026-01-01
rWtd | Res | For producing the rWtd BldgHVAC records across multiple residential HVAC system types | DMo | CZ11 | Any | rNCEH | 357.3 | DEER2020 | 2019-01-01 | 2025-12-31 | 2023-07-17 16:27 | Deemed Ex Ante Team | In number of dwellings | 2024-10-23 09:13 | Deemed Ex Ante Team | Extended ExpiryDate
rWtd | Res | For producing the rWtd BldgHVAC records across multiple residential HVAC system types | DMo | CZ11 | Any | rNCEH | 0.01 | DEER2026 | 2026-01-01 |  | 2023-07-17 16:27 | Deemed Ex Ante Team | In number of dwellings (minima set to 0.01); Source: 2019 Residential Appliance Saturation Study, CEC | 2024-10-23 09:13 | Deemed Ex Ante Team | Revised StartDate to 2026-01-01
rWtd | Res | For producing the rWtd BldgHVAC records across multiple residential HVAC system types | DMo | CZ11 | Any | rNCGF | 2501.3999 | DEER2020 | 2019-01-01 | 2025-12-31 | 2023-07-17 16:27 | Deemed Ex Ante Team | In number of dwellings | 2024-10-23 09:13 | Deemed Ex Ante Team | Extended ExpiryDate
rWtd | Res | For producing the rWtd BldgHVAC records across multiple residential HVAC system types | DMo | CZ11 | Any | rNCGF | 44.1 | DEER2026 | 2026-01-01 |  | 2023-07-17 16:27 | Deemed Ex Ante Team | In number of dwellings (minima set to 0.01); Source: 2019 Residential Appliance Saturation Study, CEC | 2024-10-23 09:13 | Deemed Ex Ante Team | Revised StartDate to 2026-01-01
rWtd | Res | For producing the rWtd BldgHVAC records across multiple residential HVAC system types | DMo | CZ11 | Any | rNCOH | 607.5 | DEER2020 | 2019-01-01 | 2025-12-31 | 2023-07-17 16:27 | Deemed Ex Ante Team | In number of dwellings | 2024-10-23 09:13 | Deemed Ex Ante Team | Extended ExpiryDate
rWtd | Res | For producing the rWtd BldgHVAC records across multiple residential HVAC system types | DMo | CZ11 | Any | rNCOH | 9584 | DEER2026 | 2026-01-01 |  | 2023-07-17 16:27 | Deemed Ex Ante Team | In number of dwellings (minima set to 0.01); Source: 2019 Residential Appliance Saturation Study, CEC | 2024-10-23 09:13 | Deemed Ex Ante Team | Revised StartDate to 2026-01-01
rWtd | Res | For producing the rWtd BldgHVAC records across multiple residential HVAC system types | DMo | CZ12 | Any | rDXEF | 374.6 | DEER2026 | 2026-01-01 |  | 2023-07-17 16:27 | Deemed Ex Ante Team | In number of dwellings (minima set to 0.01); Source: 2019 Residential Appliance Saturation Study, CEC | 2024-10-23 09:13 | Deemed Ex Ante Team | Revised StartDate to 2026-01-01
rWtd | Res | For producing the rWtd BldgHVAC records across multiple residential HVAC system types | DMo | CZ12 | Any | rDXEH | 0.01 | DEER2026 | 2026-01-01 |  | 2023-07-17 16:27 | Deemed Ex Ante Team | In number of dwellings (minima set to 0.01); Source: 2019 Residential Appliance Saturation Study, CEC | 2024-10-23 09:13 | Deemed Ex Ante Team | Revised StartDate to 2026-01-01
rWtd | Res | For producing the rWtd BldgHVAC records across multiple residential HVAC system types | DMo | CZ12 | Any | rDXGF | 20357.8008 | DEER2020 | 2019-01-01 | 2025-12-31 | 2023-07-17 16:27 | Deemed Ex Ante Team | In number of dwellings | 2024-10-23 09:13 | Deemed Ex Ante Team | Extended ExpiryDate
rWtd | Res | For producing the rWtd BldgHVAC records across multiple residential HVAC system types | DMo | CZ12 | Any | rDXGF | 7804.5 | DEER2026 | 2026-01-01 |  | 2023-07-17 16:27 | Deemed Ex Ante Team | In number of dwellings (minima set to 0.01); Source: 2019 Residential Appliance Saturation Study, CEC | 2024-10-23 09:13 | Deemed Ex Ante Team | Revised StartDate to 2026-01-01
rWtd | Res | For producing the rWtd BldgHVAC records across multiple residential HVAC system types | DMo | CZ12 | Any | rDXHP | 2908.3 | DEER2020 | 2019-01-01 | 2025-12-31 | 2023-07-17 16:27 | Deemed Ex Ante Team | In number of dwellings | 2024-10-23 09:13 | Deemed Ex Ante Team | Extended ExpiryDate
rWtd | Res | For producing the rWtd BldgHVAC records across multiple residential HVAC system types | DMo | CZ12 | Any | rDXHP | 640.6 | DEER2026 | 2026-01-01 |  | 2023-07-17 16:27 | Deemed Ex Ante Team | In number of dwellings (minima set to 0.01); Source: 2019 Residential Appliance Saturation Study, CEC | 2024-10-23 09:13 | Deemed Ex Ante Team | Revised StartDate to 2026-01-01
rWtd | Res | For producing the rWtd BldgHVAC records across multiple residential HVAC system types | DMo | CZ12 | Any | rDXHW | 0.01 | DEER2026 | 2026-01-01 |  | 2023-07-17 16:27 | Deemed Ex Ante Team | In number of dwellings (minima set to 0.01); Source: 2019 Residential Appliance Saturation Study, CEC | 2024-10-23 09:13 | Deemed Ex Ante Team | Revised StartDate to 2026-01-01
rWtd | Res | For producing the rWtd BldgHVAC records across multiple residential HVAC system types | DMo | CZ12 | Any | rDXOH | 4944 | DEER2020 | 2019-01-01 | 2025-12-31 | 2023-07-17 16:27 | Deemed Ex Ante Team | In number of dwellings | 2024-10-23 09:13 | Deemed Ex Ante Team | Extended ExpiryDate
rWtd | Res | For producing the rWtd BldgHVAC records across multiple residential HVAC system types | DMo | CZ12 | Any | rDXOH | 2931.8999 | DEER2026 | 2026-01-01 |  | 2023-07-17 16:27 | Deemed Ex Ante Team | In number of dwellings (minima set to 0.01); Source: 2019 Residential Appliance Saturation Study, CEC | 2024-10-23 09:13 | Deemed Ex Ante Team | Revised StartDate to 2026-01-01
rWtd | Res | For producing the rWtd BldgHVAC records across multiple residential HVAC system types | DMo | CZ12 | Any | rDXWP | 0.01 | DEER2026 | 2026-01-01 |  | 2023-07-17 16:27 | Deemed Ex Ante Team | In number of dwellings (minima set to 0.01); Source: 2019 Residential Appliance Saturation Study, CEC | 2024-10-23 09:13 | Deemed Ex Ante Team | Revised StartDate to 2026-01-01
rWtd | Res | For producing the rWtd BldgHVAC records across multiple residential HVAC system types | DMo | CZ12 | Any | rEVEF | 0.01 | DEER2026 | 2026-01-01 |  | 2023-07-17 16:27 | Deemed Ex Ante Team | In number of dwellings (minima set to 0.01); Source: 2019 Residential Appliance Saturation Study, CEC | 2024-10-23 09:13 | Deemed Ex Ante Team | Revised StartDate to 2026-01-01
rWtd | Res | For producing the rWtd BldgHVAC records across multiple residential HVAC system types | DMo | CZ12 | Any | rEVEH | 51.6 | DEER2026 | 2026-01-01 |  | 2023-07-17 16:27 | Deemed Ex Ante Team | In number of dwellings (minima set to 0.01); Source: 2019 Residential Appliance Saturation Study, CEC | 2024-10-23 09:13 | Deemed Ex Ante Team | Revised StartDate to 2026-01-01
rWtd | Res | For producing the rWtd BldgHVAC records across multiple residential HVAC system types | DMo | CZ12 | Any | rEVGF | 209.3 | DEER2026 | 2026-01-01 |  | 2023-07-17 16:27 | Deemed Ex Ante Team | In number of dwellings (minima set to 0.01); Source: 2019 Residential Appliance Saturation Study, CEC | 2024-10-23 09:13 | Deemed Ex Ante Team | Revised StartDate to 2026-01-01
rWtd | Res | For producing the rWtd BldgHVAC records across multiple residential HVAC system types | DMo | CZ12 | Any | rEVOH | 651.8 | DEER2026 | 2026-01-01 |  | 2023-07-17 16:27 | Deemed Ex Ante Team | In number of dwellings (minima set to 0.01); Source: 2019 Residential Appliance Saturation Study, CEC | 2024-10-23 09:13 | Deemed Ex Ante Team | Revised StartDate to 2026-01-01
rWtd | Res | For producing the rWtd BldgHVAC records across multiple residential HVAC system types | DMo | CZ12 | Any | rNCEF | 0.01 | DEER2026 | 2026-01-01 |  | 2023-07-17 16:27 | Deemed Ex Ante Team | In number of dwellings (minima set to 0.01); Source: 2019 Residential Appliance Saturation Study, CEC | 2024-10-23 09:13 | Deemed Ex Ante Team | Revised StartDate to 2026-01-01
rWtd | Res | For producing the rWtd BldgHVAC records across multiple residential HVAC system types | DMo | CZ12 | Any | rNCEH | 96.8 | DEER2020 | 2019-01-01 | 2025-12-31 | 2023-07-17 16:27 | Deemed Ex Ante Team | In number of dwellings | 2024-10-23 09:13 | Deemed Ex Ante Team | Extended ExpiryDate
rWtd | Res | For producing the rWtd BldgHVAC records across multiple residential HVAC system types | DMo | CZ12 | Any | rNCEH | 0.01 | DEER2026 | 2026-01-01 |  | 2023-07-17 16:27 | Deemed Ex Ante Team | In number of dwellings (minima set to 0.01); Source: 2019 Residential Appliance Saturation Study, CEC | 2024-10-23 09:13 | Deemed Ex Ante Team | Revised StartDate to 2026-01-01
rWtd | Res | For producing the rWtd BldgHVAC records across multiple residential HVAC system types | DMo | CZ12 | Any | rNCGF | 677.6 | DEER2020 | 2019-01-01 | 2025-12-31 | 2023-07-17 16:27 | Deemed Ex Ante Team | In number of dwellings | 2024-10-23 09:13 | Deemed Ex Ante Team | Extended ExpiryDate
rWtd | Res | For producing the rWtd BldgHVAC records across multiple residential HVAC system types | DMo | CZ12 | Any | rNCGF | 74.1 | DEER2026 | 2026-01-01 |  | 2023-07-17 16:27 | Deemed Ex Ante Team | In number of dwellings (minima set to 0.01); Source: 2019 Residential Appliance Saturation Study, CEC | 2024-10-23 09:13 | Deemed Ex Ante Team | Revised StartDate to 2026-01-01
rWtd | Res | For producing the rWtd BldgHVAC records across multiple residential HVAC system types | DMo | CZ12 | Any | rNCOH | 164.6 | DEER2020 | 2019-01-01 | 2025-12-31 | 2023-07-17 16:27 | Deemed Ex Ante Team | In number of dwellings | 2024-10-23 09:13 | Deemed Ex Ante Team | Extended ExpiryDate
rWtd | Res | For producing the rWtd BldgHVAC records across multiple residential HVAC system types | DMo | CZ12 | Any | rNCOH | 1049.6 | DEER2026 | 2026-01-01 |  | 2023-07-17 16:27 | Deemed Ex Ante Team | In number of dwellings (minima set to 0.01); Source: 2019 Residential Appliance Saturation Study, CEC | 2024-10-23 09:13 | Deemed Ex Ante Team | Revised StartDate to 2026-01-01
rWtd | Res | For producing the rWtd BldgHVAC records across multiple residential HVAC system types | DMo | CZ13 | Any | rDXEF | 66.1 | DEER2026 | 2026-01-01 |  | 2023-07-17 16:27 | Deemed Ex Ante Team | In number of dwellings (minima set to 0.01); Source: 2019 Residential Appliance Saturation Study, CEC | 2024-10-23 09:13 | Deemed Ex Ante Team | Revised StartDate to 2026-01-01
rWtd | Res | For producing the rWtd BldgHVAC records across multiple residential HVAC system types | DMo | CZ13 | Any | rDXEH | 0.01 | DEER2026 | 2026-01-01 |  | 2023-07-17 16:27 | Deemed Ex Ante Team | In number of dwellings (minima set to 0.01); Source: 2019 Residential Appliance Saturation Study, CEC | 2024-10-23 09:13 | Deemed Ex Ante Team | Revised StartDate to 2026-01-01
rWtd | Res | For producing the rWtd BldgHVAC records across multiple residential HVAC system types | DMo | CZ13 | Any | rDXGF | 25338.1992 | DEER2020 | 2019-01-01 | 2025-12-31 | 2023-07-17 16:27 | Deemed Ex Ante Team | In number of dwellings | 2024-10-23 09:13 | Deemed Ex Ante Team | Extended ExpiryDate
rWtd | Res | For producing the rWtd BldgHVAC records across multiple residential HVAC system types | DMo | CZ13 | Any | rDXGF | 1786 | DEER2026 | 2026-01-01 |  | 2023-07-17 16:27 | Deemed Ex Ante Team | In number of dwellings (minima set to 0.01); Source: 2019 Residential Appliance Saturation Study, CEC | 2024-10-23 09:13 | Deemed Ex Ante Team | Revised StartDate to 2026-01-01
rWtd | Res | For producing the rWtd BldgHVAC records across multiple residential HVAC system types | DMo | CZ13 | Any | rDXHP | 3619.8 | DEER2020 | 2019-01-01 | 2025-12-31 | 2023-07-17 16:27 | Deemed Ex Ante Team | In number of dwellings | 2024-10-23 09:13 | Deemed Ex Ante Team | Extended ExpiryDate
rWtd | Res | For producing the rWtd BldgHVAC records across multiple residential HVAC system types | DMo | CZ13 | Any | rDXHP | 0.01 | DEER2026 | 2026-01-01 |  | 2023-07-17 16:27 | Deemed Ex Ante Team | In number of dwellings (minima set to 0.01); Source: 2019 Residential Appliance Saturation Study, CEC | 2024-10-23 09:13 | Deemed Ex Ante Team | Revised StartDate to 2026-01-01
rWtd | Res | For producing the rWtd BldgHVAC records across multiple residential HVAC system types | DMo | CZ13 | Any | rDXHW | 193.6 | DEER2026 | 2026-01-01 |  | 2023-07-17 16:27 | Deemed Ex Ante Team | In number of dwellings (minima set to 0.01); Source: 2019 Residential Appliance Saturation Study, CEC | 2024-10-23 09:13 | Deemed Ex Ante Team | Revised StartDate to 2026-01-01
rWtd | Res | For producing the rWtd BldgHVAC records across multiple residential HVAC system types | DMo | CZ13 | Any | rDXOH | 6153.6001 | DEER2020 | 2019-01-01 | 2025-12-31 | 2023-07-17 16:27 | Deemed Ex Ante Team | In number of dwellings | 2024-10-23 09:13 | Deemed Ex Ante Team | Extended ExpiryDate
rWtd | Res | For producing the rWtd BldgHVAC records across multiple residential HVAC system types | DMo | CZ13 | Any | rDXOH | 9774.4004 | DEER2026 | 2026-01-01 |  | 2023-07-17 16:27 | Deemed Ex Ante Team | In number of dwellings (minima set to 0.01); Source: 2019 Residential Appliance Saturation Study, CEC | 2024-10-23 09:13 | Deemed Ex Ante Team | Revised StartDate to 2026-01-01
rWtd | Res | For producing the rWtd BldgHVAC records across multiple residential HVAC system types | DMo | CZ13 | Any | rDXWP | 0.01 | DEER2026 | 2026-01-01 |  | 2023-07-17 16:27 | Deemed Ex Ante Team | In number of dwellings (minima set to 0.01); Source: 2019 Residential Appliance Saturation Study, CEC | 2024-10-23 09:13 | Deemed Ex Ante Team | Revised StartDate to 2026-01-01
rWtd | Res | For producing the rWtd BldgHVAC records across multiple residential HVAC system types | DMo | CZ13 | Any | rEVEF | 0.01 | DEER2026 | 2026-01-01 |  | 2023-07-17 16:27 | Deemed Ex Ante Team | In number of dwellings (minima set to 0.01); Source: 2019 Residential Appliance Saturation Study, CEC | 2024-10-23 09:13 | Deemed Ex Ante Team | Revised StartDate to 2026-01-01
rWtd | Res | For producing the rWtd BldgHVAC records across multiple residential HVAC system types | DMo | CZ13 | Any | rEVEH | 0.01 | DEER2026 | 2026-01-01 |  | 2023-07-17 16:27 | Deemed Ex Ante Team | In number of dwellings (minima set to 0.01); Source: 2019 Residential Appliance Saturation Study, CEC | 2024-10-23 09:13 | Deemed Ex Ante Team | Revised StartDate to 2026-01-01
rWtd | Res | For producing the rWtd BldgHVAC records across multiple residential HVAC system types | DMo | CZ13 | Any | rEVGF | 3661.6001 | DEER2026 | 2026-01-01 |  | 2023-07-17 16:27 | Deemed Ex Ante Team | In number of dwellings (minima set to 0.01); Source: 2019 Residential Appliance Saturation Study, CEC | 2024-10-23 09:13 | Deemed Ex Ante Team | Revised StartDate to 2026-01-01
rWtd | Res | For producing the rWtd BldgHVAC records across multiple residential HVAC system types | DMo | CZ13 | Any | rEVOH | 15330.0996 | DEER2026 | 2026-01-01 |  | 2023-07-17 16:27 | Deemed Ex Ante Team | In number of dwellings (minima set to 0.01); Source: 2019 Residential Appliance Saturation Study, CEC | 2024-10-23 09:13 | Deemed Ex Ante Team | Revised StartDate to 2026-01-01
rWtd | Res | For producing the rWtd BldgHVAC records across multiple residential HVAC system types | DMo | CZ13 | Any | rNCEF | 0.01 | DEER2026 | 2026-01-01 |  | 2023-07-17 16:27 | Deemed Ex Ante Team | In number of dwellings (minima set to 0.01); Source: 2019 Residential Appliance Saturation Study, CEC | 2024-10-23 09:13 | Deemed Ex Ante Team | Revised StartDate to 2026-01-01
rWtd | Res | For producing the rWtd BldgHVAC records across multiple residential HVAC system types | DMo | CZ13 | Any | rNCEH | 184.8 | DEER2020 | 2019-01-01 | 2025-12-31 | 2023-07-17 16:27 | Deemed Ex Ante Team | In number of dwellings | 2024-10-23 09:13 | Deemed Ex Ante Team | Extended ExpiryDate
rWtd | Res | For producing the rWtd BldgHVAC records across multiple residential HVAC system types | DMo | CZ13 | Any | rNCEH | 0.01 | DEER2026 | 2026-01-01 |  | 2023-07-17 16:27 | Deemed Ex Ante Team | In number of dwellings (minima set to 0.01); Source: 2019 Residential Appliance Saturation Study, CEC | 2024-10-23 09:13 | Deemed Ex Ante Team | Revised StartDate to 2026-01-01
rWtd | Res | For producing the rWtd BldgHVAC records across multiple residential HVAC system types | DMo | CZ13 | Any | rNCGF | 1293.3 | DEER2020 | 2019-01-01 | 2025-12-31 | 2023-07-17 16:27 | Deemed Ex Ante Team | In number of dwellings | 2024-10-23 09:13 | Deemed Ex Ante Team | Extended ExpiryDate
rWtd | Res | For producing the rWtd BldgHVAC records across multiple residential HVAC system types | DMo | CZ13 | Any | rNCGF | 397.5 | DEER2026 | 2026-01-01 |  | 2023-07-17 16:27 | Deemed Ex Ante Team | In number of dwellings (minima set to 0.01); Source: 2019 Residential Appliance Saturation Study, CEC | 2024-10-23 09:13 | Deemed Ex Ante Team | Revised StartDate to 2026-01-01
rWtd | Res | For producing the rWtd BldgHVAC records across multiple residential HVAC system types | DMo | CZ13 | Any | rNCOH | 314.1 | DEER2020 | 2019-01-01 | 2025-12-31 | 2023-07-17 16:27 | Deemed Ex Ante Team | In number of dwellings | 2024-10-23 09:13 | Deemed Ex Ante Team | Extended ExpiryDate
rWtd | Res | For producing the rWtd BldgHVAC records across multiple residential HVAC system types | DMo | CZ13 | Any | rNCOH | 2706 | DEER2026 | 2026-01-01 |  | 2023-07-17 16:27 | Deemed Ex Ante Team | In number of dwellings (minima set to 0.01); Source: 2019 Residential Appliance Saturation Study, CEC | 2024-10-23 09:13 | Deemed Ex Ante Team | Revised StartDate to 2026-01-01
rWtd | Res | For producing the rWtd BldgHVAC records across multiple residential HVAC system types | DMo | CZ14 | Any | rDXEF | 56.6 | DEER2026 | 2026-01-01 |  | 2023-07-17 16:27 | Deemed Ex Ante Team | In number of dwellings (minima set to 0.01); Source: 2019 Residential Appliance Saturation Study, CEC | 2024-10-23 09:13 | Deemed Ex Ante Team | Revised StartDate to 2026-01-01
rWtd | Res | For producing the rWtd BldgHVAC records across multiple residential HVAC system types | DMo | CZ14 | Any | rDXEH | 0.01 | DEER2026 | 2026-01-01 |  | 2023-07-17 16:27 | Deemed Ex Ante Team | In number of dwellings (minima set to 0.01); Source: 2019 Residential Appliance Saturation Study, CEC | 2024-10-23 09:13 | Deemed Ex Ante Team | Revised StartDate to 2026-01-01
rWtd | Res | For producing the rWtd BldgHVAC records across multiple residential HVAC system types | DMo | CZ14 | Any | rDXGF | 10578.7002 | DEER2020 | 2019-01-01 | 2025-12-31 | 2023-07-17 16:27 | Deemed Ex Ante Team | In number of dwellings | 2024-10-23 09:13 | Deemed Ex Ante Team | Extended ExpiryDate
rWtd | Res | For producing the rWtd BldgHVAC records across multiple residential HVAC system types | DMo | CZ14 | Any | rDXGF | 1286.7 | DEER2026 | 2026-01-01 |  | 2023-07-17 16:27 | Deemed Ex Ante Team | In number of dwellings (minima set to 0.01); Source: 2019 Residential Appliance Saturation Study, CEC | 2024-10-23 09:13 | Deemed Ex Ante Team | Revised StartDate to 2026-01-01
rWtd | Res | For producing the rWtd BldgHVAC records across multiple residential HVAC system types | DMo | CZ14 | Any | rDXHP | 1511.24 | DEER2020 | 2019-01-01 | 2025-12-31 | 2023-07-17 16:27 | Deemed Ex Ante Team | In number of dwellings | 2024-10-23 09:13 | Deemed Ex Ante Team | Extended ExpiryDate
rWtd | Res | For producing the rWtd BldgHVAC records across multiple residential HVAC system types | DMo | CZ14 | Any | rDXHP | 113.6 | DEER2026 | 2026-01-01 |  | 2023-07-17 16:27 | Deemed Ex Ante Team | In number of dwellings (minima set to 0.01); Source: 2019 Residential Appliance Saturation Study, CEC | 2024-10-23 09:13 | Deemed Ex Ante Team | Revised StartDate to 2026-01-01
rWtd | Res | For producing the rWtd BldgHVAC records across multiple residential HVAC system types | DMo | CZ14 | Any | rDXHW | 0.01 | DEER2026 | 2026-01-01 |  | 2023-07-17 16:27 | Deemed Ex Ante Team | In number of dwellings (minima set to 0.01); Source: 2019 Residential Appliance Saturation Study, CEC | 2024-10-23 09:13 | Deemed Ex Ante Team | Revised StartDate to 2026-01-01
rWtd | Res | For producing the rWtd BldgHVAC records across multiple residential HVAC system types | DMo | CZ14 | Any | rDXOH | 2569.0801 | DEER2020 | 2019-01-01 | 2025-12-31 | 2023-07-17 16:27 | Deemed Ex Ante Team | In number of dwellings | 2024-10-23 09:13 | Deemed Ex Ante Team | Extended ExpiryDate
rWtd | Res | For producing the rWtd BldgHVAC records across multiple residential HVAC system types | DMo | CZ14 | Any | rDXOH | 635 | DEER2026 | 2026-01-01 |  | 2023-07-17 16:27 | Deemed Ex Ante Team | In number of dwellings (minima set to 0.01); Source: 2019 Residential Appliance Saturation Study, CEC | 2024-10-23 09:13 | Deemed Ex Ante Team | Revised StartDate to 2026-01-01
rWtd | Res | For producing the rWtd BldgHVAC records across multiple residential HVAC system types | DMo | CZ14 | Any | rDXWP | 0.01 | DEER2026 | 2026-01-01 |  | 2023-07-17 16:27 | Deemed Ex Ante Team | In number of dwellings (minima set to 0.01); Source: 2019 Residential Appliance Saturation Study, CEC | 2024-10-23 09:13 | Deemed Ex Ante Team | Revised StartDate to 2026-01-01
rWtd | Res | For producing the rWtd BldgHVAC records across multiple residential HVAC system types | DMo | CZ14 | Any | rEVEF | 163 | DEER2026 | 2026-01-01 |  | 2023-07-17 16:27 | Deemed Ex Ante Team | In number of dwellings (minima set to 0.01); Source: 2019 Residential Appliance Saturation Study, CEC | 2024-10-23 09:13 | Deemed Ex Ante Team | Revised StartDate to 2026-01-01
rWtd | Res | For producing the rWtd BldgHVAC records across multiple residential HVAC system types | DMo | CZ14 | Any | rEVEH | 0.01 | DEER2026 | 2026-01-01 |  | 2023-07-17 16:27 | Deemed Ex Ante Team | In number of dwellings (minima set to 0.01); Source: 2019 Residential Appliance Saturation Study, CEC | 2024-10-23 09:13 | Deemed Ex Ante Team | Revised StartDate to 2026-01-01
rWtd | Res | For producing the rWtd BldgHVAC records across multiple residential HVAC system types | DMo | CZ14 | Any | rEVGF | 2639.3999 | DEER2026 | 2026-01-01 |  | 2023-07-17 16:27 | Deemed Ex Ante Team | In number of dwellings (minima set to 0.01); Source: 2019 Residential Appliance Saturation Study, CEC | 2024-10-23 09:13 | Deemed Ex Ante Team | Revised StartDate to 2026-01-01
rWtd | Res | For producing the rWtd BldgHVAC records across multiple residential HVAC system types | DMo | CZ14 | Any | rEVOH | 888.6 | DEER2026 | 2026-01-01 |  | 2023-07-17 16:27 | Deemed Ex Ante Team | In number of dwellings (minima set to 0.01); Source: 2019 Residential Appliance Saturation Study, CEC | 2024-10-23 09:13 | Deemed Ex Ante Team | Revised StartDate to 2026-01-01
rWtd | Res | For producing the rWtd BldgHVAC records across multiple residential HVAC system types | DMo | CZ14 | Any | rNCEF | 0.01 | DEER2026 | 2026-01-01 |  | 2023-07-17 16:27 | Deemed Ex Ante Team | In number of dwellings (minima set to 0.01); Source: 2019 Residential Appliance Saturation Study, CEC | 2024-10-23 09:13 | Deemed Ex Ante Team | Revised StartDate to 2026-01-01
rWtd | Res | For producing the rWtd BldgHVAC records across multiple residential HVAC system types | DMo | CZ14 | Any | rNCEH | 198.28 | DEER2020 | 2019-01-01 | 2025-12-31 | 2023-07-17 16:27 | Deemed Ex Ante Team | In number of dwellings | 2024-10-23 09:13 | Deemed Ex Ante Team | Extended ExpiryDate
rWtd | Res | For producing the rWtd BldgHVAC records across multiple residential HVAC system types | DMo | CZ14 | Any | rNCEH | 0.01 | DEER2026 | 2026-01-01 |  | 2023-07-17 16:27 | Deemed Ex Ante Team | In number of dwellings (minima set to 0.01); Source: 2019 Residential Appliance Saturation Study, CEC | 2024-10-23 09:13 | Deemed Ex Ante Team | Revised StartDate to 2026-01-01
rWtd | Res | For producing the rWtd BldgHVAC records across multiple residential HVAC system types | DMo | CZ14 | Any | rNCGF | 1388 | DEER2020 | 2019-01-01 | 2025-12-31 | 2023-07-17 16:27 | Deemed Ex Ante Team | In number of dwellings | 2024-10-23 09:13 | Deemed Ex Ante Team | Extended ExpiryDate
rWtd | Res | For producing the rWtd BldgHVAC records across multiple residential HVAC system types | DMo | CZ14 | Any | rNCGF | 399.5 | DEER2026 | 2026-01-01 |  | 2023-07-17 16:27 | Deemed Ex Ante Team | In number of dwellings (minima set to 0.01); Source: 2019 Residential Appliance Saturation Study, CEC | 2024-10-23 09:13 | Deemed Ex Ante Team | Revised StartDate to 2026-01-01
rWtd | Res | For producing the rWtd BldgHVAC records across multiple residential HVAC system types | DMo | CZ14 | Any | rNCOH | 337.11 | DEER2020 | 2019-01-01 | 2025-12-31 | 2023-07-17 16:27 | Deemed Ex Ante Team | In number of dwellings | 2024-10-23 09:13 | Deemed Ex Ante Team | Extended ExpiryDate
rWtd | Res | For producing the rWtd BldgHVAC records across multiple residential HVAC system types | DMo | CZ14 | Any | rNCOH | 749.5 | DEER2026 | 2026-01-01 |  | 2023-07-17 16:27 | Deemed Ex Ante Team | In number of dwellings (minima set to 0.01); Source: 2019 Residential Appliance Saturation Study, CEC | 2024-10-23 09:13 | Deemed Ex Ante Team | Revised StartDate to 2026-01-01
rWtd | Res | For producing the rWtd BldgHVAC records across multiple residential HVAC system types | DMo | CZ15 | Any | rDXEF | 521.7 | DEER2026 | 2026-01-01 |  | 2023-07-17 16:27 | Deemed Ex Ante Team | In number of dwellings (minima set to 0.01); Source: 2019 Residential Appliance Saturation Study, CEC | 2024-10-23 09:13 | Deemed Ex Ante Team | Revised StartDate to 2026-01-01
rWtd | Res | For producing the rWtd BldgHVAC records across multiple residential HVAC system types | DMo | CZ15 | Any | rDXEH | 0.01 | DEER2026 | 2026-01-01 |  | 2023-07-17 16:27 | Deemed Ex Ante Team | In number of dwellings (minima set to 0.01); Source: 2019 Residential Appliance Saturation Study, CEC | 2024-10-23 09:13 | Deemed Ex Ante Team | Revised StartDate to 2026-01-01
rWtd | Res | For producing the rWtd BldgHVAC records across multiple residential HVAC system types | DMo | CZ15 | Any | rDXGF | 5719.6777 | DEER2020 | 2019-01-01 | 2025-12-31 | 2023-07-17 16:27 | Deemed Ex Ante Team | In number of dwellings | 2024-10-23 09:13 | Deemed Ex Ante Team | Extended ExpiryDate
rWtd | Res | For producing the rWtd BldgHVAC records across multiple residential HVAC system types | DMo | CZ15 | Any | rDXGF | 7480.7998 | DEER2026 | 2026-01-01 |  | 2023-07-17 16:27 | Deemed Ex Ante Team | In number of dwellings (minima set to 0.01); Source: 2019 Residential Appliance Saturation Study, CEC | 2024-10-23 09:13 | Deemed Ex Ante Team | Revised StartDate to 2026-01-01
rWtd | Res | For producing the rWtd BldgHVAC records across multiple residential HVAC system types | DMo | CZ15 | Any | rDXHP | 817.054 | DEER2020 | 2019-01-01 | 2025-12-31 | 2023-07-17 16:27 | Deemed Ex Ante Team | In number of dwellings | 2024-10-23 09:13 | Deemed Ex Ante Team | Extended ExpiryDate
rWtd | Res | For producing the rWtd BldgHVAC records across multiple residential HVAC system types | DMo | CZ15 | Any | rDXHP | 534.5 | DEER2026 | 2026-01-01 |  | 2023-07-17 16:27 | Deemed Ex Ante Team | In number of dwellings (minima set to 0.01); Source: 2019 Residential Appliance Saturation Study, CEC | 2024-10-23 09:13 | Deemed Ex Ante Team | Revised StartDate to 2026-01-01
rWtd | Res | For producing the rWtd BldgHVAC records across multiple residential HVAC system types | DMo | CZ15 | Any | rDXHW | 0.01 | DEER2026 | 2026-01-01 |  | 2023-07-17 16:27 | Deemed Ex Ante Team | In number of dwellings (minima set to 0.01); Source: 2019 Residential Appliance Saturation Study, CEC | 2024-10-23 09:13 | Deemed Ex Ante Team | Revised StartDate to 2026-01-01
rWtd | Res | For producing the rWtd BldgHVAC records across multiple residential HVAC system types | DMo | CZ15 | Any | rDXOH | 1389.0917 | DEER2020 | 2019-01-01 | 2025-12-31 | 2023-07-17 16:27 | Deemed Ex Ante Team | In number of dwellings | 2024-10-23 09:13 | Deemed Ex Ante Team | Extended ExpiryDate
rWtd | Res | For producing the rWtd BldgHVAC records across multiple residential HVAC system types | DMo | CZ15 | Any | rDXOH | 851.6 | DEER2026 | 2026-01-01 |  | 2023-07-17 16:27 | Deemed Ex Ante Team | In number of dwellings (minima set to 0.01); Source: 2019 Residential Appliance Saturation Study, CEC | 2024-10-23 09:13 | Deemed Ex Ante Team | Revised StartDate to 2026-01-01
rWtd | Res | For producing the rWtd BldgHVAC records across multiple residential HVAC system types | DMo | CZ15 | Any | rDXWP | 0.01 | DEER2026 | 2026-01-01 |  | 2023-07-17 16:27 | Deemed Ex Ante Team | In number of dwellings (minima set to 0.01); Source: 2019 Residential Appliance Saturation Study, CEC | 2024-10-23 09:13 | Deemed Ex Ante Team | Revised StartDate to 2026-01-01
rWtd | Res | For producing the rWtd BldgHVAC records across multiple residential HVAC system types | DMo | CZ15 | Any | rEVEF | 0.01 | DEER2026 | 2026-01-01 |  | 2023-07-17 16:27 | Deemed Ex Ante Team | In number of dwellings (minima set to 0.01); Source: 2019 Residential Appliance Saturation Study, CEC | 2024-10-23 09:13 | Deemed Ex Ante Team | Revised StartDate to 2026-01-01
rWtd | Res | For producing the rWtd BldgHVAC records across multiple residential HVAC system types | DMo | CZ15 | Any | rEVEH | 0.01 | DEER2026 | 2026-01-01 |  | 2023-07-17 16:27 | Deemed Ex Ante Team | In number of dwellings (minima set to 0.01); Source: 2019 Residential Appliance Saturation Study, CEC | 2024-10-23 09:13 | Deemed Ex Ante Team | Revised StartDate to 2026-01-01
rWtd | Res | For producing the rWtd BldgHVAC records across multiple residential HVAC system types | DMo | CZ15 | Any | rEVGF | 597.5 | DEER2026 | 2026-01-01 |  | 2023-07-17 16:27 | Deemed Ex Ante Team | In number of dwellings (minima set to 0.01); Source: 2019 Residential Appliance Saturation Study, CEC | 2024-10-23 09:13 | Deemed Ex Ante Team | Revised StartDate to 2026-01-01
rWtd | Res | For producing the rWtd BldgHVAC records across multiple residential HVAC system types | DMo | CZ15 | Any | rEVOH | 638.6 | DEER2026 | 2026-01-01 |  | 2023-07-17 16:27 | Deemed Ex Ante Team | In number of dwellings (minima set to 0.01); Source: 2019 Residential Appliance Saturation Study, CEC | 2024-10-23 09:13 | Deemed Ex Ante Team | Revised StartDate to 2026-01-01
rWtd | Res | For producing the rWtd BldgHVAC records across multiple residential HVAC system types | DMo | CZ15 | Any | rNCEF | 0.01 | DEER2026 | 2026-01-01 |  | 2023-07-17 16:27 | Deemed Ex Ante Team | In number of dwellings (minima set to 0.01); Source: 2019 Residential Appliance Saturation Study, CEC | 2024-10-23 09:13 | Deemed Ex Ante Team | Revised StartDate to 2026-01-01
rWtd | Res | For producing the rWtd BldgHVAC records across multiple residential HVAC system types | DMo | CZ15 | Any | rNCEH | 0.0491 | DEER2020 | 2019-01-01 | 2025-12-31 | 2023-07-17 16:27 | Deemed Ex Ante Team | In number of dwellings | 2024-10-23 09:13 | Deemed Ex Ante Team | Extended ExpiryDate
rWtd | Res | For producing the rWtd BldgHVAC records across multiple residential HVAC system types | DMo | CZ15 | Any | rNCEH | 0.01 | DEER2026 | 2026-01-01 |  | 2023-07-17 16:27 | Deemed Ex Ante Team | In number of dwellings (minima set to 0.01); Source: 2019 Residential Appliance Saturation Study, CEC | 2024-10-23 09:13 | Deemed Ex Ante Team | Revised StartDate to 2026-01-01
rWtd | Res | For producing the rWtd BldgHVAC records across multiple residential HVAC system types | DMo | CZ15 | Any | rNCGF | 0.3439 | DEER2020 | 2019-01-01 | 2025-12-31 | 2023-07-17 16:27 | Deemed Ex Ante Team | In number of dwellings | 2024-10-23 09:13 | Deemed Ex Ante Team | Extended ExpiryDate
rWtd | Res | For producing the rWtd BldgHVAC records across multiple residential HVAC system types | DMo | CZ15 | Any | rNCGF | 0.01 | DEER2026 | 2026-01-01 |  | 2023-07-17 16:27 | Deemed Ex Ante Team | In number of dwellings (minima set to 0.01); Source: 2019 Residential Appliance Saturation Study, CEC | 2024-10-23 09:13 | Deemed Ex Ante Team | Revised StartDate to 2026-01-01
rWtd | Res | For producing the rWtd BldgHVAC records across multiple residential HVAC system types | DMo | CZ15 | Any | rNCOH | 0.0835 | DEER2020 | 2019-01-01 | 2025-12-31 | 2023-07-17 16:27 | Deemed Ex Ante Team | In number of dwellings | 2024-10-23 09:13 | Deemed Ex Ante Team | Extended ExpiryDate
rWtd | Res | For producing the rWtd BldgHVAC records across multiple residential HVAC system types | DMo | CZ15 | Any | rNCOH | 700.2 | DEER2026 | 2026-01-01 |  | 2023-07-17 16:27 | Deemed Ex Ante Team | In number of dwellings (minima set to 0.01); Source: 2019 Residential Appliance Saturation Study, CEC | 2024-10-23 09:13 | Deemed Ex Ante Team | Revised StartDate to 2026-01-01
rWtd | Res | For producing the rWtd BldgHVAC records across multiple residential HVAC system types | DMo | CZ16 | Any | rDXEF | 21.1 | DEER2026 | 2026-01-01 |  | 2023-07-17 16:27 | Deemed Ex Ante Team | In number of dwellings (minima set to 0.01); Source: 2019 Residential Appliance Saturation Study, CEC | 2024-10-23 09:13 | Deemed Ex Ante Team | Revised StartDate to 2026-01-01
rWtd | Res | For producing the rWtd BldgHVAC records across multiple residential HVAC system types | DMo | CZ16 | Any | rDXEH | 72.6 | DEER2026 | 2026-01-01 |  | 2023-07-17 16:27 | Deemed Ex Ante Team | In number of dwellings (minima set to 0.01); Source: 2019 Residential Appliance Saturation Study, CEC | 2024-10-23 09:13 | Deemed Ex Ante Team | Revised StartDate to 2026-01-01
rWtd | Res | For producing the rWtd BldgHVAC records across multiple residential HVAC system types | DMo | CZ16 | Any | rDXGF | 15631.7998 | DEER2020 | 2019-01-01 | 2025-12-31 | 2023-07-17 16:27 | Deemed Ex Ante Team | In number of dwellings | 2024-10-23 09:13 | Deemed Ex Ante Team | Extended ExpiryDate
rWtd | Res | For producing the rWtd BldgHVAC records across multiple residential HVAC system types | DMo | CZ16 | Any | rDXGF | 277.7 | DEER2026 | 2026-01-01 |  | 2023-07-17 16:27 | Deemed Ex Ante Team | In number of dwellings (minima set to 0.01); Source: 2019 Residential Appliance Saturation Study, CEC | 2024-10-23 09:13 | Deemed Ex Ante Team | Revised StartDate to 2026-01-01
rWtd | Res | For producing the rWtd BldgHVAC records across multiple residential HVAC system types | DMo | CZ16 | Any | rDXHP | 2233.0801 | DEER2020 | 2019-01-01 | 2025-12-31 | 2023-07-17 16:27 | Deemed Ex Ante Team | In number of dwellings | 2024-10-23 09:13 | Deemed Ex Ante Team | Extended ExpiryDate
rWtd | Res | For producing the rWtd BldgHVAC records across multiple residential HVAC system types | DMo | CZ16 | Any | rDXHP | 106.3 | DEER2026 | 2026-01-01 |  | 2023-07-17 16:27 | Deemed Ex Ante Team | In number of dwellings (minima set to 0.01); Source: 2019 Residential Appliance Saturation Study, CEC | 2024-10-23 09:13 | Deemed Ex Ante Team | Revised StartDate to 2026-01-01
rWtd | Res | For producing the rWtd BldgHVAC records across multiple residential HVAC system types | DMo | CZ16 | Any | rDXHW | 0.01 | DEER2026 | 2026-01-01 |  | 2023-07-17 16:27 | Deemed Ex Ante Team | In number of dwellings (minima set to 0.01); Source: 2019 Residential Appliance Saturation Study, CEC | 2024-10-23 09:13 | Deemed Ex Ante Team | Revised StartDate to 2026-01-01
rWtd | Res | For producing the rWtd BldgHVAC records across multiple residential HVAC system types | DMo | CZ16 | Any | rDXOH | 3796.3401 | DEER2020 | 2019-01-01 | 2025-12-31 | 2023-07-17 16:27 | Deemed Ex Ante Team | In number of dwellings | 2024-10-23 09:13 | Deemed Ex Ante Team | Extended ExpiryDate
rWtd | Res | For producing the rWtd BldgHVAC records across multiple residential HVAC system types | DMo | CZ16 | Any | rDXOH | 6251.3999 | DEER2026 | 2026-01-01 |  | 2023-07-17 16:27 | Deemed Ex Ante Team | In number of dwellings (minima set to 0.01); Source: 2019 Residential Appliance Saturation Study, CEC | 2024-10-23 09:13 | Deemed Ex Ante Team | Revised StartDate to 2026-01-01
rWtd | Res | For producing the rWtd BldgHVAC records across multiple residential HVAC system types | DMo | CZ16 | Any | rDXWP | 0.01 | DEER2026 | 2026-01-01 |  | 2023-07-17 16:27 | Deemed Ex Ante Team | In number of dwellings (minima set to 0.01); Source: 2019 Residential Appliance Saturation Study, CEC | 2024-10-23 09:13 | Deemed Ex Ante Team | Revised StartDate to 2026-01-01
rWtd | Res | For producing the rWtd BldgHVAC records across multiple residential HVAC system types | DMo | CZ16 | Any | rEVEF | 0.01 | DEER2026 | 2026-01-01 |  | 2023-07-17 16:27 | Deemed Ex Ante Team | In number of dwellings (minima set to 0.01); Source: 2019 Residential Appliance Saturation Study, CEC | 2024-10-23 09:13 | Deemed Ex Ante Team | Revised StartDate to 2026-01-01
rWtd | Res | For producing the rWtd BldgHVAC records across multiple residential HVAC system types | DMo | CZ16 | Any | rEVEH | 0.01 | DEER2026 | 2026-01-01 |  | 2023-07-17 16:27 | Deemed Ex Ante Team | In number of dwellings (minima set to 0.01); Source: 2019 Residential Appliance Saturation Study, CEC | 2024-10-23 09:13 | Deemed Ex Ante Team | Revised StartDate to 2026-01-01
rWtd | Res | For producing the rWtd BldgHVAC records across multiple residential HVAC system types | DMo | CZ16 | Any | rEVGF | 0.01 | DEER2026 | 2026-01-01 |  | 2023-07-17 16:27 | Deemed Ex Ante Team | In number of dwellings (minima set to 0.01); Source: 2019 Residential Appliance Saturation Study, CEC | 2024-10-23 09:13 | Deemed Ex Ante Team | Revised StartDate to 2026-01-01
rWtd | Res | For producing the rWtd BldgHVAC records across multiple residential HVAC system types | DMo | CZ16 | Any | rEVOH | 688.8 | DEER2026 | 2026-01-01 |  | 2023-07-17 16:27 | Deemed Ex Ante Team | In number of dwellings (minima set to 0.01); Source: 2019 Residential Appliance Saturation Study, CEC | 2024-10-23 09:13 | Deemed Ex Ante Team | Revised StartDate to 2026-01-01
rWtd | Res | For producing the rWtd BldgHVAC records across multiple residential HVAC system types | DMo | CZ16 | Any | rNCEF | 0.01 | DEER2026 | 2026-01-01 |  | 2023-07-17 16:27 | Deemed Ex Ante Team | In number of dwellings (minima set to 0.01); Source: 2019 Residential Appliance Saturation Study, CEC | 2024-10-23 09:13 | Deemed Ex Ante Team | Revised StartDate to 2026-01-01
rWtd | Res | For producing the rWtd BldgHVAC records across multiple residential HVAC system types | DMo | CZ16 | Any | rNCEH | 455.7 | DEER2020 | 2019-01-01 | 2025-12-31 | 2023-07-17 16:27 | Deemed Ex Ante Team | In number of dwellings | 2024-10-23 09:13 | Deemed Ex Ante Team | Extended ExpiryDate
rWtd | Res | For producing the rWtd BldgHVAC records across multiple residential HVAC system types | DMo | CZ16 | Any | rNCEH | 0.01 | DEER2026 | 2026-01-01 |  | 2023-07-17 16:27 | Deemed Ex Ante Team | In number of dwellings (minima set to 0.01); Source: 2019 Residential Appliance Saturation Study, CEC | 2024-10-23 09:13 | Deemed Ex Ante Team | Revised StartDate to 2026-01-01
rWtd | Res | For producing the rWtd BldgHVAC records across multiple residential HVAC system types | DMo | CZ16 | Any | rNCGF | 3189.7 | DEER2020 | 2019-01-01 | 2025-12-31 | 2023-07-17 16:27 | Deemed Ex Ante Team | In number of dwellings | 2024-10-23 09:13 | Deemed Ex Ante Team | Extended ExpiryDate
rWtd | Res | For producing the rWtd BldgHVAC records across multiple residential HVAC system types | DMo | CZ16 | Any | rNCGF | 22.8 | DEER2026 | 2026-01-01 |  | 2023-07-17 16:27 | Deemed Ex Ante Team | In number of dwellings (minima set to 0.01); Source: 2019 Residential Appliance Saturation Study, CEC | 2024-10-23 09:13 | Deemed Ex Ante Team | Revised StartDate to 2026-01-01
rWtd | Res | For producing the rWtd BldgHVAC records across multiple residential HVAC system types | DMo | CZ16 | Any | rNCOH | 774.6 | DEER2020 | 2019-01-01 | 2025-12-31 | 2023-07-17 16:27 | Deemed Ex Ante Team | In number of dwellings | 2024-10-23 09:13 | Deemed Ex Ante Team | Extended ExpiryDate
rWtd | Res | For producing the rWtd BldgHVAC records across multiple residential HVAC system types | DMo | CZ16 | Any | rNCOH | 614.4 | DEER2026 | 2026-01-01 |  | 2023-07-17 16:27 | Deemed Ex Ante Team | In number of dwellings (minima set to 0.01); Source: 2019 Residential Appliance Saturation Study, CEC | 2024-10-23 09:13 | Deemed Ex Ante Team | Revised StartDate to 2026-01-01
rWtd | Res | For producing the rWtd BldgHVAC records across multiple residential HVAC system types | MFm | CZ01 | Any | rDXEF | 0.01 | DEER2026 | 2026-01-01 |  | 2023-07-17 16:27 | Deemed Ex Ante Team | In number of dwellings (minima set to 0.01); Source: 2019 Residential Appliance Saturation Study, CEC | 2024-10-23 09:13 | Deemed Ex Ante Team | Revised StartDate to 2026-01-01
rWtd | Res | For producing the rWtd BldgHVAC records across multiple residential HVAC system types | MFm | CZ01 | Any | rDXEH | 0.01 | DEER2026 | 2026-01-01 |  | 2023-07-17 16:27 | Deemed Ex Ante Team | In number of dwellings (minima set to 0.01); Source: 2019 Residential Appliance Saturation Study, CEC | 2024-10-23 09:13 | Deemed Ex Ante Team | Revised StartDate to 2026-01-01
rWtd | Res | For producing the rWtd BldgHVAC records across multiple residential HVAC system types | MFm | CZ01 | Any | rDXGF | 240.7 | DEER2020 | 2019-01-01 | 2025-12-31 | 2023-07-17 16:27 | Deemed Ex Ante Team | In number of dwellings | 2024-10-23 09:13 | Deemed Ex Ante Team | Extended ExpiryDate
rWtd | Res | For producing the rWtd BldgHVAC records across multiple residential HVAC system types | MFm | CZ01 | Any | rDXGF | 230.4 | DEER2026 | 2026-01-01 |  | 2023-07-17 16:27 | Deemed Ex Ante Team | In number of dwellings (minima set to 0.01); Source: 2019 Residential Appliance Saturation Study, CEC | 2024-10-23 09:13 | Deemed Ex Ante Team | Revised StartDate to 2026-01-01
rWtd | Res | For producing the rWtd BldgHVAC records across multiple residential HVAC system types | MFm | CZ01 | Any | rDXHP | 34.61 | DEER2020 | 2019-01-01 | 2025-12-31 | 2023-07-17 16:27 | Deemed Ex Ante Team | In number of dwellings | 2024-10-23 09:13 | Deemed Ex Ante Team | Extended ExpiryDate
rWtd | Res | For producing the rWtd BldgHVAC records across multiple residential HVAC system types | MFm | CZ01 | Any | rDXHP | 196 | DEER2026 | 2026-01-01 |  | 2023-07-17 16:27 | Deemed Ex Ante Team | In number of dwellings (minima set to 0.01); Source: 2019 Residential Appliance Saturation Study, CEC | 2024-10-23 09:13 | Deemed Ex Ante Team | Revised StartDate to 2026-01-01
rWtd | Res | For producing the rWtd BldgHVAC records across multiple residential HVAC system types | MFm | CZ01 | Any | rDXHW | 0.01 | DEER2026 | 2026-01-01 |  | 2023-07-17 16:27 | Deemed Ex Ante Team | In number of dwellings (minima set to 0.01); Source: 2019 Residential Appliance Saturation Study, CEC | 2024-10-23 09:13 | Deemed Ex Ante Team | Revised StartDate to 2026-01-01
rWtd | Res | For producing the rWtd BldgHVAC records across multiple residential HVAC system types | MFm | CZ01 | Any | rDXOH | 30.02 | DEER2020 | 2019-01-01 | 2025-12-31 | 2023-07-17 16:27 | Deemed Ex Ante Team | In number of dwellings | 2024-10-23 09:13 | Deemed Ex Ante Team | Extended ExpiryDate
rWtd | Res | For producing the rWtd BldgHVAC records across multiple residential HVAC system types | MFm | CZ01 | Any | rDXOH | 0.01 | DEER2026 | 2026-01-01 |  | 2023-07-17 16:27 | Deemed Ex Ante Team | In number of dwellings (minima set to 0.01); Source: 2019 Residential Appliance Saturation Study, CEC | 2024-10-23 09:13 | Deemed Ex Ante Team | Revised StartDate to 2026-01-01
rWtd | Res | For producing the rWtd BldgHVAC records across multiple residential HVAC system types | MFm | CZ01 | Any | rDXWP | 0.01 | DEER2026 | 2026-01-01 |  | 2023-07-17 16:27 | Deemed Ex Ante Team | In number of dwellings (minima set to 0.01); Source: 2019 Residential Appliance Saturation Study, CEC | 2024-10-23 09:13 | Deemed Ex Ante Team | Revised StartDate to 2026-01-01
rWtd | Res | For producing the rWtd BldgHVAC records across multiple residential HVAC system types | MFm | CZ01 | Any | rEVEF | 0.01 | DEER2026 | 2026-01-01 |  | 2023-07-17 16:27 | Deemed Ex Ante Team | In number of dwellings (minima set to 0.01); Source: 2019 Residential Appliance Saturation Study, CEC | 2024-10-23 09:13 | Deemed Ex Ante Team | Revised StartDate to 2026-01-01
rWtd | Res | For producing the rWtd BldgHVAC records across multiple residential HVAC system types | MFm | CZ01 | Any | rEVEH | 0.01 | DEER2026 | 2026-01-01 |  | 2023-07-17 16:27 | Deemed Ex Ante Team | In number of dwellings (minima set to 0.01); Source: 2019 Residential Appliance Saturation Study, CEC | 2024-10-23 09:13 | Deemed Ex Ante Team | Revised StartDate to 2026-01-01
rWtd | Res | For producing the rWtd BldgHVAC records across multiple residential HVAC system types | MFm | CZ01 | Any | rEVGF | 0.01 | DEER2026 | 2026-01-01 |  | 2023-07-17 16:27 | Deemed Ex Ante Team | In number of dwellings (minima set to 0.01); Source: 2019 Residential Appliance Saturation Study, CEC | 2024-10-23 09:13 | Deemed Ex Ante Team | Revised StartDate to 2026-01-01
rWtd | Res | For producing the rWtd BldgHVAC records across multiple residential HVAC system types | MFm | CZ01 | Any | rEVOH | 174.4 | DEER2026 | 2026-01-01 |  | 2023-07-17 16:27 | Deemed Ex Ante Team | In number of dwellings (minima set to 0.01); Source: 2019 Residential Appliance Saturation Study, CEC | 2024-10-23 09:13 | Deemed Ex Ante Team | Revised StartDate to 2026-01-01
rWtd | Res | For producing the rWtd BldgHVAC records across multiple residential HVAC system types | MFm | CZ01 | Any | rNCEF | 0.01 | DEER2026 | 2026-01-01 |  | 2023-07-17 16:27 | Deemed Ex Ante Team | In number of dwellings (minima set to 0.01); Source: 2019 Residential Appliance Saturation Study, CEC | 2024-10-23 09:13 | Deemed Ex Ante Team | Revised StartDate to 2026-01-01
rWtd | Res | For producing the rWtd BldgHVAC records across multiple residential HVAC system types | MFm | CZ01 | Any | rNCEH | 1112.2 | DEER2020 | 2019-01-01 | 2025-12-31 | 2023-07-17 16:27 | Deemed Ex Ante Team | In number of dwellings | 2024-10-23 09:13 | Deemed Ex Ante Team | Extended ExpiryDate
rWtd | Res | For producing the rWtd BldgHVAC records across multiple residential HVAC system types | MFm | CZ01 | Any | rNCEH | 0.01 | DEER2026 | 2026-01-01 |  | 2023-07-17 16:27 | Deemed Ex Ante Team | In number of dwellings (minima set to 0.01); Source: 2019 Residential Appliance Saturation Study, CEC | 2024-10-23 09:13 | Deemed Ex Ante Team | Revised StartDate to 2026-01-01
rWtd | Res | For producing the rWtd BldgHVAC records across multiple residential HVAC system types | MFm | CZ01 | Any | rNCGF | 7734.7998 | DEER2020 | 2019-01-01 | 2025-12-31 | 2023-07-17 16:27 | Deemed Ex Ante Team | In number of dwellings | 2024-10-23 09:13 | Deemed Ex Ante Team | Extended ExpiryDate
rWtd | Res | For producing the rWtd BldgHVAC records across multiple residential HVAC system types | MFm | CZ01 | Any | rNCGF | 0.01 | DEER2026 | 2026-01-01 |  | 2023-07-17 16:27 | Deemed Ex Ante Team | In number of dwellings (minima set to 0.01); Source: 2019 Residential Appliance Saturation Study, CEC | 2024-10-23 09:13 | Deemed Ex Ante Team | Revised StartDate to 2026-01-01
rWtd | Res | For producing the rWtd BldgHVAC records across multiple residential HVAC system types | MFm | CZ01 | Any | rNCOH | 964.6 | DEER2020 | 2019-01-01 | 2025-12-31 | 2023-07-17 16:27 | Deemed Ex Ante Team | In number of dwellings | 2024-10-23 09:13 | Deemed Ex Ante Team | Extended ExpiryDate
rWtd | Res | For producing the rWtd BldgHVAC records across multiple residential HVAC system types | MFm | CZ01 | Any | rNCOH | 0.01 | DEER2026 | 2026-01-01 |  | 2023-07-17 16:27 | Deemed Ex Ante Team | In number of dwellings (minima set to 0.01); Source: 2019 Residential Appliance Saturation Study, CEC | 2024-10-23 09:13 | Deemed Ex Ante Team | Revised StartDate to 2026-01-01
rWtd | Res | For producing the rWtd BldgHVAC records across multiple residential HVAC system types | MFm | CZ02 | Any | rDXEF | 872.2 | DEER2026 | 2026-01-01 |  | 2023-07-17 16:27 | Deemed Ex Ante Team | In number of dwellings (minima set to 0.01); Source: 2019 Residential Appliance Saturation Study, CEC | 2024-10-23 09:13 | Deemed Ex Ante Team | Revised StartDate to 2026-01-01
rWtd | Res | For producing the rWtd BldgHVAC records across multiple residential HVAC system types | MFm | CZ02 | Any | rDXEH | 147.3 | DEER2026 | 2026-01-01 |  | 2023-07-17 16:27 | Deemed Ex Ante Team | In number of dwellings (minima set to 0.01); Source: 2019 Residential Appliance Saturation Study, CEC | 2024-10-23 09:13 | Deemed Ex Ante Team | Revised StartDate to 2026-01-01
rWtd | Res | For producing the rWtd BldgHVAC records across multiple residential HVAC system types | MFm | CZ02 | Any | rDXGF | 15232.9004 | DEER2020 | 2019-01-01 | 2025-12-31 | 2023-07-17 16:27 | Deemed Ex Ante Team | In number of dwellings | 2024-10-23 09:13 | Deemed Ex Ante Team | Extended ExpiryDate
rWtd | Res | For producing the rWtd BldgHVAC records across multiple residential HVAC system types | MFm | CZ02 | Any | rDXGF | 13271.0996 | DEER2026 | 2026-01-01 |  | 2023-07-17 16:27 | Deemed Ex Ante Team | In number of dwellings (minima set to 0.01); Source: 2019 Residential Appliance Saturation Study, CEC | 2024-10-23 09:13 | Deemed Ex Ante Team | Revised StartDate to 2026-01-01
rWtd | Res | For producing the rWtd BldgHVAC records across multiple residential HVAC system types | MFm | CZ02 | Any | rDXHP | 2190.3999 | DEER2020 | 2019-01-01 | 2025-12-31 | 2023-07-17 16:27 | Deemed Ex Ante Team | In number of dwellings | 2024-10-23 09:13 | Deemed Ex Ante Team | Extended ExpiryDate
rWtd | Res | For producing the rWtd BldgHVAC records across multiple residential HVAC system types | MFm | CZ02 | Any | rDXHP | 802 | DEER2026 | 2026-01-01 |  | 2023-07-17 16:27 | Deemed Ex Ante Team | In number of dwellings (minima set to 0.01); Source: 2019 Residential Appliance Saturation Study, CEC | 2024-10-23 09:13 | Deemed Ex Ante Team | Revised StartDate to 2026-01-01
rWtd | Res | For producing the rWtd BldgHVAC records across multiple residential HVAC system types | MFm | CZ02 | Any | rDXHW | 0.01 | DEER2026 | 2026-01-01 |  | 2023-07-17 16:27 | Deemed Ex Ante Team | In number of dwellings (minima set to 0.01); Source: 2019 Residential Appliance Saturation Study, CEC | 2024-10-23 09:13 | Deemed Ex Ante Team | Revised StartDate to 2026-01-01
rWtd | Res | For producing the rWtd BldgHVAC records across multiple residential HVAC system types | MFm | CZ02 | Any | rDXOH | 1899.6 | DEER2020 | 2019-01-01 | 2025-12-31 | 2023-07-17 16:27 | Deemed Ex Ante Team | In number of dwellings | 2024-10-23 09:13 | Deemed Ex Ante Team | Extended ExpiryDate
rWtd | Res | For producing the rWtd BldgHVAC records across multiple residential HVAC system types | MFm | CZ02 | Any | rDXOH | 2393.7 | DEER2026 | 2026-01-01 |  | 2023-07-17 16:27 | Deemed Ex Ante Team | In number of dwellings (minima set to 0.01); Source: 2019 Residential Appliance Saturation Study, CEC | 2024-10-23 09:13 | Deemed Ex Ante Team | Revised StartDate to 2026-01-01
rWtd | Res | For producing the rWtd BldgHVAC records across multiple residential HVAC system types | MFm | CZ02 | Any | rDXWP | 0.01 | DEER2026 | 2026-01-01 |  | 2023-07-17 16:27 | Deemed Ex Ante Team | In number of dwellings (minima set to 0.01); Source: 2019 Residential Appliance Saturation Study, CEC | 2024-10-23 09:13 | Deemed Ex Ante Team | Revised StartDate to 2026-01-01
rWtd | Res | For producing the rWtd BldgHVAC records across multiple residential HVAC system types | MFm | CZ02 | Any | rEVEF | 64 | DEER2026 | 2026-01-01 |  | 2023-07-17 16:27 | Deemed Ex Ante Team | In number of dwellings (minima set to 0.01); Source: 2019 Residential Appliance Saturation Study, CEC | 2024-10-23 09:13 | Deemed Ex Ante Team | Revised StartDate to 2026-01-01
rWtd | Res | For producing the rWtd BldgHVAC records across multiple residential HVAC system types | MFm | CZ02 | Any | rEVEH | 0.01 | DEER2026 | 2026-01-01 |  | 2023-07-17 16:27 | Deemed Ex Ante Team | In number of dwellings (minima set to 0.01); Source: 2019 Residential Appliance Saturation Study, CEC | 2024-10-23 09:13 | Deemed Ex Ante Team | Revised StartDate to 2026-01-01
rWtd | Res | For producing the rWtd BldgHVAC records across multiple residential HVAC system types | MFm | CZ02 | Any | rEVGF | 0.01 | DEER2026 | 2026-01-01 |  | 2023-07-17 16:27 | Deemed Ex Ante Team | In number of dwellings (minima set to 0.01); Source: 2019 Residential Appliance Saturation Study, CEC | 2024-10-23 09:13 | Deemed Ex Ante Team | Revised StartDate to 2026-01-01
rWtd | Res | For producing the rWtd BldgHVAC records across multiple residential HVAC system types | MFm | CZ02 | Any | rEVOH | 189 | DEER2026 | 2026-01-01 |  | 2023-07-17 16:27 | Deemed Ex Ante Team | In number of dwellings (minima set to 0.01); Source: 2019 Residential Appliance Saturation Study, CEC | 2024-10-23 09:13 | Deemed Ex Ante Team | Revised StartDate to 2026-01-01
rWtd | Res | For producing the rWtd BldgHVAC records across multiple residential HVAC system types | MFm | CZ02 | Any | rNCEF | 133.5 | DEER2026 | 2026-01-01 |  | 2023-07-17 16:27 | Deemed Ex Ante Team | In number of dwellings (minima set to 0.01); Source: 2019 Residential Appliance Saturation Study, CEC | 2024-10-23 09:13 | Deemed Ex Ante Team | Revised StartDate to 2026-01-01
rWtd | Res | For producing the rWtd BldgHVAC records across multiple residential HVAC system types | MFm | CZ02 | Any | rNCEH | 3543.6001 | DEER2020 | 2019-01-01 | 2025-12-31 | 2023-07-17 16:27 | Deemed Ex Ante Team | In number of dwellings | 2024-10-23 09:13 | Deemed Ex Ante Team | Extended ExpiryDate
rWtd | Res | For producing the rWtd BldgHVAC records across multiple residential HVAC system types | MFm | CZ02 | Any | rNCEH | 455.6 | DEER2026 | 2026-01-01 |  | 2023-07-17 16:27 | Deemed Ex Ante Team | In number of dwellings (minima set to 0.01); Source: 2019 Residential Appliance Saturation Study, CEC | 2024-10-23 09:13 | Deemed Ex Ante Team | Revised StartDate to 2026-01-01
rWtd | Res | For producing the rWtd BldgHVAC records across multiple residential HVAC system types | MFm | CZ02 | Any | rNCGF | 24643.5996 | DEER2020 | 2019-01-01 | 2025-12-31 | 2023-07-17 16:27 | Deemed Ex Ante Team | In number of dwellings | 2024-10-23 09:13 | Deemed Ex Ante Team | Extended ExpiryDate
rWtd | Res | For producing the rWtd BldgHVAC records across multiple residential HVAC system types | MFm | CZ02 | Any | rNCGF | 2435.8 | DEER2026 | 2026-01-01 |  | 2023-07-17 16:27 | Deemed Ex Ante Team | In number of dwellings (minima set to 0.01); Source: 2019 Residential Appliance Saturation Study, CEC | 2024-10-23 09:13 | Deemed Ex Ante Team | Revised StartDate to 2026-01-01
rWtd | Res | For producing the rWtd BldgHVAC records across multiple residential HVAC system types | MFm | CZ02 | Any | rNCOH | 3073.2 | DEER2020 | 2019-01-01 | 2025-12-31 | 2023-07-17 16:27 | Deemed Ex Ante Team | In number of dwellings | 2024-10-23 09:13 | Deemed Ex Ante Team | Extended ExpiryDate
rWtd | Res | For producing the rWtd BldgHVAC records across multiple residential HVAC system types | MFm | CZ02 | Any | rNCOH | 11652 | DEER2026 | 2026-01-01 |  | 2023-07-17 16:27 | Deemed Ex Ante Team | In number of dwellings (minima set to 0.01); Source: 2019 Residential Appliance Saturation Study, CEC | 2024-10-23 09:13 | Deemed Ex Ante Team | Revised StartDate to 2026-01-01
rWtd | Res | For producing the rWtd BldgHVAC records across multiple residential HVAC system types | MFm | CZ03 | Any | rDXEF | 16205.2002 | DEER2026 | 2026-01-01 |  | 2023-07-17 16:27 | Deemed Ex Ante Team | In number of dwellings (minima set to 0.01); Source: 2019 Residential Appliance Saturation Study, CEC | 2024-10-23 09:13 | Deemed Ex Ante Team | Revised StartDate to 2026-01-01
rWtd | Res | For producing the rWtd BldgHVAC records across multiple residential HVAC system types | MFm | CZ03 | Any | rDXEH | 8445.2002 | DEER2026 | 2026-01-01 |  | 2023-07-17 16:27 | Deemed Ex Ante Team | In number of dwellings (minima set to 0.01); Source: 2019 Residential Appliance Saturation Study, CEC | 2024-10-23 09:13 | Deemed Ex Ante Team | Revised StartDate to 2026-01-01
rWtd | Res | For producing the rWtd BldgHVAC records across multiple residential HVAC system types | MFm | CZ03 | Any | rDXGF | 28336.6992 | DEER2020 | 2019-01-01 | 2025-12-31 | 2023-07-17 16:27 | Deemed Ex Ante Team | In number of dwellings | 2024-10-23 09:13 | Deemed Ex Ante Team | Extended ExpiryDate
rWtd | Res | For producing the rWtd BldgHVAC records across multiple residential HVAC system types | MFm | CZ03 | Any | rDXGF | 20199.0996 | DEER2026 | 2026-01-01 |  | 2023-07-17 16:27 | Deemed Ex Ante Team | In number of dwellings (minima set to 0.01); Source: 2019 Residential Appliance Saturation Study, CEC | 2024-10-23 09:13 | Deemed Ex Ante Team | Revised StartDate to 2026-01-01
rWtd | Res | For producing the rWtd BldgHVAC records across multiple residential HVAC system types | MFm | CZ03 | Any | rDXHP | 4074.7 | DEER2020 | 2019-01-01 | 2025-12-31 | 2023-07-17 16:27 | Deemed Ex Ante Team | In number of dwellings | 2024-10-23 09:13 | Deemed Ex Ante Team | Extended ExpiryDate
rWtd | Res | For producing the rWtd BldgHVAC records across multiple residential HVAC system types | MFm | CZ03 | Any | rDXHP | 1449.8 | DEER2026 | 2026-01-01 |  | 2023-07-17 16:27 | Deemed Ex Ante Team | In number of dwellings (minima set to 0.01); Source: 2019 Residential Appliance Saturation Study, CEC | 2024-10-23 09:13 | Deemed Ex Ante Team | Revised StartDate to 2026-01-01
rWtd | Res | For producing the rWtd BldgHVAC records across multiple residential HVAC system types | MFm | CZ03 | Any | rDXHW | 166.4 | DEER2026 | 2026-01-01 |  | 2023-07-17 16:27 | Deemed Ex Ante Team | In number of dwellings (minima set to 0.01); Source: 2019 Residential Appliance Saturation Study, CEC | 2024-10-23 09:13 | Deemed Ex Ante Team | Revised StartDate to 2026-01-01
rWtd | Res | For producing the rWtd BldgHVAC records across multiple residential HVAC system types | MFm | CZ03 | Any | rDXOH | 3533.7 | DEER2020 | 2019-01-01 | 2025-12-31 | 2023-07-17 16:27 | Deemed Ex Ante Team | In number of dwellings | 2024-10-23 09:13 | Deemed Ex Ante Team | Extended ExpiryDate
rWtd | Res | For producing the rWtd BldgHVAC records across multiple residential HVAC system types | MFm | CZ03 | Any | rDXOH | 24660.8008 | DEER2026 | 2026-01-01 |  | 2023-07-17 16:27 | Deemed Ex Ante Team | In number of dwellings (minima set to 0.01); Source: 2019 Residential Appliance Saturation Study, CEC | 2024-10-23 09:13 | Deemed Ex Ante Team | Revised StartDate to 2026-01-01
rWtd | Res | For producing the rWtd BldgHVAC records across multiple residential HVAC system types | MFm | CZ03 | Any | rDXWP | 0.01 | DEER2026 | 2026-01-01 |  | 2023-07-17 16:27 | Deemed Ex Ante Team | In number of dwellings (minima set to 0.01); Source: 2019 Residential Appliance Saturation Study, CEC | 2024-10-23 09:13 | Deemed Ex Ante Team | Revised StartDate to 2026-01-01
rWtd | Res | For producing the rWtd BldgHVAC records across multiple residential HVAC system types | MFm | CZ03 | Any | rEVEF | 115.2 | DEER2026 | 2026-01-01 |  | 2023-07-17 16:27 | Deemed Ex Ante Team | In number of dwellings (minima set to 0.01); Source: 2019 Residential Appliance Saturation Study, CEC | 2024-10-23 09:13 | Deemed Ex Ante Team | Revised StartDate to 2026-01-01
rWtd | Res | For producing the rWtd BldgHVAC records across multiple residential HVAC system types | MFm | CZ03 | Any | rEVEH | 0.01 | DEER2026 | 2026-01-01 |  | 2023-07-17 16:27 | Deemed Ex Ante Team | In number of dwellings (minima set to 0.01); Source: 2019 Residential Appliance Saturation Study, CEC | 2024-10-23 09:13 | Deemed Ex Ante Team | Revised StartDate to 2026-01-01
rWtd | Res | For producing the rWtd BldgHVAC records across multiple residential HVAC system types | MFm | CZ03 | Any | rEVGF | 0.01 | DEER2026 | 2026-01-01 |  | 2023-07-17 16:27 | Deemed Ex Ante Team | In number of dwellings (minima set to 0.01); Source: 2019 Residential Appliance Saturation Study, CEC | 2024-10-23 09:13 | Deemed Ex Ante Team | Revised StartDate to 2026-01-01
rWtd | Res | For producing the rWtd BldgHVAC records across multiple residential HVAC system types | MFm | CZ03 | Any | rEVOH | 68.9 | DEER2026 | 2026-01-01 |  | 2023-07-17 16:27 | Deemed Ex Ante Team | In number of dwellings (minima set to 0.01); Source: 2019 Residential Appliance Saturation Study, CEC | 2024-10-23 09:13 | Deemed Ex Ante Team | Revised StartDate to 2026-01-01
rWtd | Res | For producing the rWtd BldgHVAC records across multiple residential HVAC system types | MFm | CZ03 | Any | rNCEF | 438.8 | DEER2026 | 2026-01-01 |  | 2023-07-17 16:27 | Deemed Ex Ante Team | In number of dwellings (minima set to 0.01); Source: 2019 Residential Appliance Saturation Study, CEC | 2024-10-23 09:13 | Deemed Ex Ante Team | Revised StartDate to 2026-01-01
rWtd | Res | For producing the rWtd BldgHVAC records across multiple residential HVAC system types | MFm | CZ03 | Any | rNCEH | 48107.6016 | DEER2020 | 2019-01-01 | 2025-12-31 | 2023-07-17 16:27 | Deemed Ex Ante Team | In number of dwellings | 2024-10-23 09:13 | Deemed Ex Ante Team | Extended ExpiryDate
rWtd | Res | For producing the rWtd BldgHVAC records across multiple residential HVAC system types | MFm | CZ03 | Any | rNCEH | 7950.7002 | DEER2026 | 2026-01-01 |  | 2023-07-17 16:27 | Deemed Ex Ante Team | In number of dwellings (minima set to 0.01); Source: 2019 Residential Appliance Saturation Study, CEC | 2024-10-23 09:13 | Deemed Ex Ante Team | Revised StartDate to 2026-01-01
rWtd | Res | For producing the rWtd BldgHVAC records across multiple residential HVAC system types | MFm | CZ03 | Any | rNCGF | 334557.9062 | DEER2020 | 2019-01-01 | 2025-12-31 | 2023-07-17 16:27 | Deemed Ex Ante Team | In number of dwellings | 2024-10-23 09:13 | Deemed Ex Ante Team | Extended ExpiryDate
rWtd | Res | For producing the rWtd BldgHVAC records across multiple residential HVAC system types | MFm | CZ03 | Any | rNCGF | 5843.3999 | DEER2026 | 2026-01-01 |  | 2023-07-17 16:27 | Deemed Ex Ante Team | In number of dwellings (minima set to 0.01); Source: 2019 Residential Appliance Saturation Study, CEC | 2024-10-23 09:13 | Deemed Ex Ante Team | Revised StartDate to 2026-01-01
rWtd | Res | For producing the rWtd BldgHVAC records across multiple residential HVAC system types | MFm | CZ03 | Any | rNCOH | 41721 | DEER2020 | 2019-01-01 | 2025-12-31 | 2023-07-17 16:27 | Deemed Ex Ante Team | In number of dwellings | 2024-10-23 09:13 | Deemed Ex Ante Team | Extended ExpiryDate
rWtd | Res | For producing the rWtd BldgHVAC records across multiple residential HVAC system types | MFm | CZ03 | Any | rNCOH | 21301.0996 | DEER2026 | 2026-01-01 |  | 2023-07-17 16:27 | Deemed Ex Ante Team | In number of dwellings (minima set to 0.01); Source: 2019 Residential Appliance Saturation Study, CEC | 2024-10-23 09:13 | Deemed Ex Ante Team | Revised StartDate to 2026-01-01
rWtd | Res | For producing the rWtd BldgHVAC records across multiple residential HVAC system types | MFm | CZ04 | Any | rDXEF | 18715.1992 | DEER2026 | 2026-01-01 |  | 2023-07-17 16:27 | Deemed Ex Ante Team | In number of dwellings (minima set to 0.01); Source: 2019 Residential Appliance Saturation Study, CEC | 2024-10-23 09:13 | Deemed Ex Ante Team | Revised StartDate to 2026-01-01
rWtd | Res | For producing the rWtd BldgHVAC records across multiple residential HVAC system types | MFm | CZ04 | Any | rDXEH | 8630.4004 | DEER2026 | 2026-01-01 |  | 2023-07-17 16:27 | Deemed Ex Ante Team | In number of dwellings (minima set to 0.01); Source: 2019 Residential Appliance Saturation Study, CEC | 2024-10-23 09:13 | Deemed Ex Ante Team | Revised StartDate to 2026-01-01
rWtd | Res | For producing the rWtd BldgHVAC records across multiple residential HVAC system types | MFm | CZ04 | Any | rDXGF | 59558.3984 | DEER2020 | 2019-01-01 | 2025-12-31 | 2023-07-17 16:27 | Deemed Ex Ante Team | In number of dwellings | 2024-10-23 09:13 | Deemed Ex Ante Team | Extended ExpiryDate
rWtd | Res | For producing the rWtd BldgHVAC records across multiple residential HVAC system types | MFm | CZ04 | Any | rDXGF | 21938.8008 | DEER2026 | 2026-01-01 |  | 2023-07-17 16:27 | Deemed Ex Ante Team | In number of dwellings (minima set to 0.01); Source: 2019 Residential Appliance Saturation Study, CEC | 2024-10-23 09:13 | Deemed Ex Ante Team | Revised StartDate to 2026-01-01
rWtd | Res | For producing the rWtd BldgHVAC records across multiple residential HVAC system types | MFm | CZ04 | Any | rDXHP | 8564.2002 | DEER2020 | 2019-01-01 | 2025-12-31 | 2023-07-17 16:27 | Deemed Ex Ante Team | In number of dwellings | 2024-10-23 09:13 | Deemed Ex Ante Team | Extended ExpiryDate
rWtd | Res | For producing the rWtd BldgHVAC records across multiple residential HVAC system types | MFm | CZ04 | Any | rDXHP | 5413.1001 | DEER2026 | 2026-01-01 |  | 2023-07-17 16:27 | Deemed Ex Ante Team | In number of dwellings (minima set to 0.01); Source: 2019 Residential Appliance Saturation Study, CEC | 2024-10-23 09:13 | Deemed Ex Ante Team | Revised StartDate to 2026-01-01
rWtd | Res | For producing the rWtd BldgHVAC records across multiple residential HVAC system types | MFm | CZ04 | Any | rDXHW | 600.7 | DEER2026 | 2026-01-01 |  | 2023-07-17 16:27 | Deemed Ex Ante Team | In number of dwellings (minima set to 0.01); Source: 2019 Residential Appliance Saturation Study, CEC | 2024-10-23 09:13 | Deemed Ex Ante Team | Revised StartDate to 2026-01-01
rWtd | Res | For producing the rWtd BldgHVAC records across multiple residential HVAC system types | MFm | CZ04 | Any | rDXOH | 7427.21 | DEER2020 | 2019-01-01 | 2025-12-31 | 2023-07-17 16:27 | Deemed Ex Ante Team | In number of dwellings | 2024-10-23 09:13 | Deemed Ex Ante Team | Extended ExpiryDate
rWtd | Res | For producing the rWtd BldgHVAC records across multiple residential HVAC system types | MFm | CZ04 | Any | rDXOH | 21134.8008 | DEER2026 | 2026-01-01 |  | 2023-07-17 16:27 | Deemed Ex Ante Team | In number of dwellings (minima set to 0.01); Source: 2019 Residential Appliance Saturation Study, CEC | 2024-10-23 09:13 | Deemed Ex Ante Team | Revised StartDate to 2026-01-01
rWtd | Res | For producing the rWtd BldgHVAC records across multiple residential HVAC system types | MFm | CZ04 | Any | rDXWP | 0.01 | DEER2026 | 2026-01-01 |  | 2023-07-17 16:27 | Deemed Ex Ante Team | In number of dwellings (minima set to 0.01); Source: 2019 Residential Appliance Saturation Study, CEC | 2024-10-23 09:13 | Deemed Ex Ante Team | Revised StartDate to 2026-01-01
rWtd | Res | For producing the rWtd BldgHVAC records across multiple residential HVAC system types | MFm | CZ04 | Any | rEVEF | 0.01 | DEER2026 | 2026-01-01 |  | 2023-07-17 16:27 | Deemed Ex Ante Team | In number of dwellings (minima set to 0.01); Source: 2019 Residential Appliance Saturation Study, CEC | 2024-10-23 09:13 | Deemed Ex Ante Team | Revised StartDate to 2026-01-01
rWtd | Res | For producing the rWtd BldgHVAC records across multiple residential HVAC system types | MFm | CZ04 | Any | rEVEH | 273.8 | DEER2026 | 2026-01-01 |  | 2023-07-17 16:27 | Deemed Ex Ante Team | In number of dwellings (minima set to 0.01); Source: 2019 Residential Appliance Saturation Study, CEC | 2024-10-23 09:13 | Deemed Ex Ante Team | Revised StartDate to 2026-01-01
rWtd | Res | For producing the rWtd BldgHVAC records across multiple residential HVAC system types | MFm | CZ04 | Any | rEVGF | 0.01 | DEER2026 | 2026-01-01 |  | 2023-07-17 16:27 | Deemed Ex Ante Team | In number of dwellings (minima set to 0.01); Source: 2019 Residential Appliance Saturation Study, CEC | 2024-10-23 09:13 | Deemed Ex Ante Team | Revised StartDate to 2026-01-01
rWtd | Res | For producing the rWtd BldgHVAC records across multiple residential HVAC system types | MFm | CZ04 | Any | rEVOH | 0.01 | DEER2026 | 2026-01-01 |  | 2023-07-17 16:27 | Deemed Ex Ante Team | In number of dwellings (minima set to 0.01); Source: 2019 Residential Appliance Saturation Study, CEC | 2024-10-23 09:13 | Deemed Ex Ante Team | Revised StartDate to 2026-01-01
rWtd | Res | For producing the rWtd BldgHVAC records across multiple residential HVAC system types | MFm | CZ04 | Any | rNCEF | 3399.8 | DEER2026 | 2026-01-01 |  | 2023-07-17 16:27 | Deemed Ex Ante Team | In number of dwellings (minima set to 0.01); Source: 2019 Residential Appliance Saturation Study, CEC | 2024-10-23 09:13 | Deemed Ex Ante Team | Revised StartDate to 2026-01-01
rWtd | Res | For producing the rWtd BldgHVAC records across multiple residential HVAC system types | MFm | CZ04 | Any | rNCEH | 12679.5996 | DEER2020 | 2019-01-01 | 2025-12-31 | 2023-07-17 16:27 | Deemed Ex Ante Team | In number of dwellings | 2024-10-23 09:13 | Deemed Ex Ante Team | Extended ExpiryDate
rWtd | Res | For producing the rWtd BldgHVAC records across multiple residential HVAC system types | MFm | CZ04 | Any | rNCEH | 2795 | DEER2026 | 2026-01-01 |  | 2023-07-17 16:27 | Deemed Ex Ante Team | In number of dwellings (minima set to 0.01); Source: 2019 Residential Appliance Saturation Study, CEC | 2024-10-23 09:13 | Deemed Ex Ante Team | Revised StartDate to 2026-01-01
rWtd | Res | For producing the rWtd BldgHVAC records across multiple residential HVAC system types | MFm | CZ04 | Any | rNCGF | 88178.6016 | DEER2020 | 2019-01-01 | 2025-12-31 | 2023-07-17 16:27 | Deemed Ex Ante Team | In number of dwellings | 2024-10-23 09:13 | Deemed Ex Ante Team | Extended ExpiryDate
rWtd | Res | For producing the rWtd BldgHVAC records across multiple residential HVAC system types | MFm | CZ04 | Any | rNCGF | 5685.2998 | DEER2026 | 2026-01-01 |  | 2023-07-17 16:27 | Deemed Ex Ante Team | In number of dwellings (minima set to 0.01); Source: 2019 Residential Appliance Saturation Study, CEC | 2024-10-23 09:13 | Deemed Ex Ante Team | Revised StartDate to 2026-01-01
rWtd | Res | For producing the rWtd BldgHVAC records across multiple residential HVAC system types | MFm | CZ04 | Any | rNCOH | 10996.2998 | DEER2020 | 2019-01-01 | 2025-12-31 | 2023-07-17 16:27 | Deemed Ex Ante Team | In number of dwellings | 2024-10-23 09:13 | Deemed Ex Ante Team | Extended ExpiryDate
rWtd | Res | For producing the rWtd BldgHVAC records across multiple residential HVAC system types | MFm | CZ04 | Any | rNCOH | 10298.0996 | DEER2026 | 2026-01-01 |  | 2023-07-17 16:27 | Deemed Ex Ante Team | In number of dwellings (minima set to 0.01); Source: 2019 Residential Appliance Saturation Study, CEC | 2024-10-23 09:13 | Deemed Ex Ante Team | Revised StartDate to 2026-01-01
rWtd | Res | For producing the rWtd BldgHVAC records across multiple residential HVAC system types | MFm | CZ05 | Any | rDXEF | 0.01 | DEER2026 | 2026-01-01 |  | 2023-07-17 16:27 | Deemed Ex Ante Team | In number of dwellings (minima set to 0.01); Source: 2019 Residential Appliance Saturation Study, CEC | 2024-10-23 09:13 | Deemed Ex Ante Team | Revised StartDate to 2026-01-01
rWtd | Res | For producing the rWtd BldgHVAC records across multiple residential HVAC system types | MFm | CZ05 | Any | rDXEH | 0.01 | DEER2026 | 2026-01-01 |  | 2023-07-17 16:27 | Deemed Ex Ante Team | In number of dwellings (minima set to 0.01); Source: 2019 Residential Appliance Saturation Study, CEC | 2024-10-23 09:13 | Deemed Ex Ante Team | Revised StartDate to 2026-01-01
rWtd | Res | For producing the rWtd BldgHVAC records across multiple residential HVAC system types | MFm | CZ05 | Any | rDXGF | 4476 | DEER2020 | 2019-01-01 | 2025-12-31 | 2023-07-17 16:27 | Deemed Ex Ante Team | In number of dwellings | 2024-10-23 09:13 | Deemed Ex Ante Team | Extended ExpiryDate
rWtd | Res | For producing the rWtd BldgHVAC records across multiple residential HVAC system types | MFm | CZ05 | Any | rDXGF | 4277.2002 | DEER2026 | 2026-01-01 |  | 2023-07-17 16:27 | Deemed Ex Ante Team | In number of dwellings (minima set to 0.01); Source: 2019 Residential Appliance Saturation Study, CEC | 2024-10-23 09:13 | Deemed Ex Ante Team | Revised StartDate to 2026-01-01
rWtd | Res | For producing the rWtd BldgHVAC records across multiple residential HVAC system types | MFm | CZ05 | Any | rDXHP | 643.6 | DEER2020 | 2019-01-01 | 2025-12-31 | 2023-07-17 16:27 | Deemed Ex Ante Team | In number of dwellings | 2024-10-23 09:13 | Deemed Ex Ante Team | Extended ExpiryDate
rWtd | Res | For producing the rWtd BldgHVAC records across multiple residential HVAC system types | MFm | CZ05 | Any | rDXHP | 0.01 | DEER2026 | 2026-01-01 |  | 2023-07-17 16:27 | Deemed Ex Ante Team | In number of dwellings (minima set to 0.01); Source: 2019 Residential Appliance Saturation Study, CEC | 2024-10-23 09:13 | Deemed Ex Ante Team | Revised StartDate to 2026-01-01
rWtd | Res | For producing the rWtd BldgHVAC records across multiple residential HVAC system types | MFm | CZ05 | Any | rDXHW | 0.01 | DEER2026 | 2026-01-01 |  | 2023-07-17 16:27 | Deemed Ex Ante Team | In number of dwellings (minima set to 0.01); Source: 2019 Residential Appliance Saturation Study, CEC | 2024-10-23 09:13 | Deemed Ex Ante Team | Revised StartDate to 2026-01-01
rWtd | Res | For producing the rWtd BldgHVAC records across multiple residential HVAC system types | MFm | CZ05 | Any | rDXOH | 558.21 | DEER2020 | 2019-01-01 | 2025-12-31 | 2023-07-17 16:27 | Deemed Ex Ante Team | In number of dwellings | 2024-10-23 09:13 | Deemed Ex Ante Team | Extended ExpiryDate
rWtd | Res | For producing the rWtd BldgHVAC records across multiple residential HVAC system types | MFm | CZ05 | Any | rDXOH | 157.3 | DEER2026 | 2026-01-01 |  | 2023-07-17 16:27 | Deemed Ex Ante Team | In number of dwellings (minima set to 0.01); Source: 2019 Residential Appliance Saturation Study, CEC | 2024-10-23 09:13 | Deemed Ex Ante Team | Revised StartDate to 2026-01-01
rWtd | Res | For producing the rWtd BldgHVAC records across multiple residential HVAC system types | MFm | CZ05 | Any | rDXWP | 0.01 | DEER2026 | 2026-01-01 |  | 2023-07-17 16:27 | Deemed Ex Ante Team | In number of dwellings (minima set to 0.01); Source: 2019 Residential Appliance Saturation Study, CEC | 2024-10-23 09:13 | Deemed Ex Ante Team | Revised StartDate to 2026-01-01
rWtd | Res | For producing the rWtd BldgHVAC records across multiple residential HVAC system types | MFm | CZ05 | Any | rEVEF | 0.01 | DEER2026 | 2026-01-01 |  | 2023-07-17 16:27 | Deemed Ex Ante Team | In number of dwellings (minima set to 0.01); Source: 2019 Residential Appliance Saturation Study, CEC | 2024-10-23 09:13 | Deemed Ex Ante Team | Revised StartDate to 2026-01-01
rWtd | Res | For producing the rWtd BldgHVAC records across multiple residential HVAC system types | MFm | CZ05 | Any | rEVEH | 0.01 | DEER2026 | 2026-01-01 |  | 2023-07-17 16:27 | Deemed Ex Ante Team | In number of dwellings (minima set to 0.01); Source: 2019 Residential Appliance Saturation Study, CEC | 2024-10-23 09:13 | Deemed Ex Ante Team | Revised StartDate to 2026-01-01
rWtd | Res | For producing the rWtd BldgHVAC records across multiple residential HVAC system types | MFm | CZ05 | Any | rEVGF | 0.01 | DEER2026 | 2026-01-01 |  | 2023-07-17 16:27 | Deemed Ex Ante Team | In number of dwellings (minima set to 0.01); Source: 2019 Residential Appliance Saturation Study, CEC | 2024-10-23 09:13 | Deemed Ex Ante Team | Revised StartDate to 2026-01-01
rWtd | Res | For producing the rWtd BldgHVAC records across multiple residential HVAC system types | MFm | CZ05 | Any | rEVOH | 0.01 | DEER2026 | 2026-01-01 |  | 2023-07-17 16:27 | Deemed Ex Ante Team | In number of dwellings (minima set to 0.01); Source: 2019 Residential Appliance Saturation Study, CEC | 2024-10-23 09:13 | Deemed Ex Ante Team | Revised StartDate to 2026-01-01
rWtd | Res | For producing the rWtd BldgHVAC records across multiple residential HVAC system types | MFm | CZ05 | Any | rNCEF | 0.01 | DEER2026 | 2026-01-01 |  | 2023-07-17 16:27 | Deemed Ex Ante Team | In number of dwellings (minima set to 0.01); Source: 2019 Residential Appliance Saturation Study, CEC | 2024-10-23 09:13 | Deemed Ex Ante Team | Revised StartDate to 2026-01-01
rWtd | Res | For producing the rWtd BldgHVAC records across multiple residential HVAC system types | MFm | CZ05 | Any | rNCEH | 3082.2 | DEER2020 | 2019-01-01 | 2025-12-31 | 2023-07-17 16:27 | Deemed Ex Ante Team | In number of dwellings | 2024-10-23 09:13 | Deemed Ex Ante Team | Extended ExpiryDate
rWtd | Res | For producing the rWtd BldgHVAC records across multiple residential HVAC system types | MFm | CZ05 | Any | rNCEH | 0.01 | DEER2026 | 2026-01-01 |  | 2023-07-17 16:27 | Deemed Ex Ante Team | In number of dwellings (minima set to 0.01); Source: 2019 Residential Appliance Saturation Study, CEC | 2024-10-23 09:13 | Deemed Ex Ante Team | Revised StartDate to 2026-01-01
rWtd | Res | For producing the rWtd BldgHVAC records across multiple residential HVAC system types | MFm | CZ05 | Any | rNCGF | 22194.3008 | DEER2020 | 2019-01-01 | 2025-12-31 | 2023-07-17 16:27 | Deemed Ex Ante Team | In number of dwellings | 2024-10-23 09:13 | Deemed Ex Ante Team | Extended ExpiryDate
rWtd | Res | For producing the rWtd BldgHVAC records across multiple residential HVAC system types | MFm | CZ05 | Any | rNCGF | 233.5 | DEER2026 | 2026-01-01 |  | 2023-07-17 16:27 | Deemed Ex Ante Team | In number of dwellings (minima set to 0.01); Source: 2019 Residential Appliance Saturation Study, CEC | 2024-10-23 09:13 | Deemed Ex Ante Team | Revised StartDate to 2026-01-01
rWtd | Res | For producing the rWtd BldgHVAC records across multiple residential HVAC system types | MFm | CZ05 | Any | rNCOH | 2767.79 | DEER2020 | 2019-01-01 | 2025-12-31 | 2023-07-17 16:27 | Deemed Ex Ante Team | In number of dwellings | 2024-10-23 09:13 | Deemed Ex Ante Team | Extended ExpiryDate
rWtd | Res | For producing the rWtd BldgHVAC records across multiple residential HVAC system types | MFm | CZ05 | Any | rNCOH | 110.4 | DEER2026 | 2026-01-01 |  | 2023-07-17 16:27 | Deemed Ex Ante Team | In number of dwellings (minima set to 0.01); Source: 2019 Residential Appliance Saturation Study, CEC | 2024-10-23 09:13 | Deemed Ex Ante Team | Revised StartDate to 2026-01-01
rWtd | Res | For producing the rWtd BldgHVAC records across multiple residential HVAC system types | MFm | CZ06 | Any | rDXEF | 8584.4004 | DEER2026 | 2026-01-01 |  | 2023-07-17 16:27 | Deemed Ex Ante Team | In number of dwellings (minima set to 0.01); Source: 2019 Residential Appliance Saturation Study, CEC | 2024-10-23 09:13 | Deemed Ex Ante Team | Revised StartDate to 2026-01-01
rWtd | Res | For producing the rWtd BldgHVAC records across multiple residential HVAC system types | MFm | CZ06 | Any | rDXEH | 2654.2 | DEER2026 | 2026-01-01 |  | 2023-07-17 16:27 | Deemed Ex Ante Team | In number of dwellings (minima set to 0.01); Source: 2019 Residential Appliance Saturation Study, CEC | 2024-10-23 09:13 | Deemed Ex Ante Team | Revised StartDate to 2026-01-01
rWtd | Res | For producing the rWtd BldgHVAC records across multiple residential HVAC system types | MFm | CZ06 | Any | rDXGF | 163837 | DEER2020 | 2019-01-01 | 2025-12-31 | 2023-07-17 16:27 | Deemed Ex Ante Team | In number of dwellings | 2024-10-23 09:13 | Deemed Ex Ante Team | Extended ExpiryDate
rWtd | Res | For producing the rWtd BldgHVAC records across multiple residential HVAC system types | MFm | CZ06 | Any | rDXGF | 65758.7031 | DEER2026 | 2026-01-01 |  | 2023-07-17 16:27 | Deemed Ex Ante Team | In number of dwellings (minima set to 0.01); Source: 2019 Residential Appliance Saturation Study, CEC | 2024-10-23 09:13 | Deemed Ex Ante Team | Revised StartDate to 2026-01-01
rWtd | Res | For producing the rWtd BldgHVAC records across multiple residential HVAC system types | MFm | CZ06 | Any | rDXHP | 23558.9004 | DEER2020 | 2019-01-01 | 2025-12-31 | 2023-07-17 16:27 | Deemed Ex Ante Team | In number of dwellings | 2024-10-23 09:13 | Deemed Ex Ante Team | Extended ExpiryDate
rWtd | Res | For producing the rWtd BldgHVAC records across multiple residential HVAC system types | MFm | CZ06 | Any | rDXHP | 10461.4004 | DEER2026 | 2026-01-01 |  | 2023-07-17 16:27 | Deemed Ex Ante Team | In number of dwellings (minima set to 0.01); Source: 2019 Residential Appliance Saturation Study, CEC | 2024-10-23 09:13 | Deemed Ex Ante Team | Revised StartDate to 2026-01-01
rWtd | Res | For producing the rWtd BldgHVAC records across multiple residential HVAC system types | MFm | CZ06 | Any | rDXHW | 73 | DEER2026 | 2026-01-01 |  | 2023-07-17 16:27 | Deemed Ex Ante Team | In number of dwellings (minima set to 0.01); Source: 2019 Residential Appliance Saturation Study, CEC | 2024-10-23 09:13 | Deemed Ex Ante Team | Revised StartDate to 2026-01-01
rWtd | Res | For producing the rWtd BldgHVAC records across multiple residential HVAC system types | MFm | CZ06 | Any | rDXOH | 20431.1992 | DEER2020 | 2019-01-01 | 2025-12-31 | 2023-07-17 16:27 | Deemed Ex Ante Team | In number of dwellings | 2024-10-23 09:13 | Deemed Ex Ante Team | Extended ExpiryDate
rWtd | Res | For producing the rWtd BldgHVAC records across multiple residential HVAC system types | MFm | CZ06 | Any | rDXOH | 19890.6992 | DEER2026 | 2026-01-01 |  | 2023-07-17 16:27 | Deemed Ex Ante Team | In number of dwellings (minima set to 0.01); Source: 2019 Residential Appliance Saturation Study, CEC | 2024-10-23 09:13 | Deemed Ex Ante Team | Revised StartDate to 2026-01-01
rWtd | Res | For producing the rWtd BldgHVAC records across multiple residential HVAC system types | MFm | CZ06 | Any | rDXWP | 0.01 | DEER2026 | 2026-01-01 |  | 2023-07-17 16:27 | Deemed Ex Ante Team | In number of dwellings (minima set to 0.01); Source: 2019 Residential Appliance Saturation Study, CEC | 2024-10-23 09:13 | Deemed Ex Ante Team | Revised StartDate to 2026-01-01
rWtd | Res | For producing the rWtd BldgHVAC records across multiple residential HVAC system types | MFm | CZ06 | Any | rEVEF | 88.1 | DEER2026 | 2026-01-01 |  | 2023-07-17 16:27 | Deemed Ex Ante Team | In number of dwellings (minima set to 0.01); Source: 2019 Residential Appliance Saturation Study, CEC | 2024-10-23 09:13 | Deemed Ex Ante Team | Revised StartDate to 2026-01-01
rWtd | Res | For producing the rWtd BldgHVAC records across multiple residential HVAC system types | MFm | CZ06 | Any | rEVEH | 81.7 | DEER2026 | 2026-01-01 |  | 2023-07-17 16:27 | Deemed Ex Ante Team | In number of dwellings (minima set to 0.01); Source: 2019 Residential Appliance Saturation Study, CEC | 2024-10-23 09:13 | Deemed Ex Ante Team | Revised StartDate to 2026-01-01
rWtd | Res | For producing the rWtd BldgHVAC records across multiple residential HVAC system types | MFm | CZ06 | Any | rEVGF | 40.2 | DEER2026 | 2026-01-01 |  | 2023-07-17 16:27 | Deemed Ex Ante Team | In number of dwellings (minima set to 0.01); Source: 2019 Residential Appliance Saturation Study, CEC | 2024-10-23 09:13 | Deemed Ex Ante Team | Revised StartDate to 2026-01-01
rWtd | Res | For producing the rWtd BldgHVAC records across multiple residential HVAC system types | MFm | CZ06 | Any | rEVOH | 374.9 | DEER2026 | 2026-01-01 |  | 2023-07-17 16:27 | Deemed Ex Ante Team | In number of dwellings (minima set to 0.01); Source: 2019 Residential Appliance Saturation Study, CEC | 2024-10-23 09:13 | Deemed Ex Ante Team | Revised StartDate to 2026-01-01
rWtd | Res | For producing the rWtd BldgHVAC records across multiple residential HVAC system types | MFm | CZ06 | Any | rNCEF | 2395 | DEER2026 | 2026-01-01 |  | 2023-07-17 16:27 | Deemed Ex Ante Team | In number of dwellings (minima set to 0.01); Source: 2019 Residential Appliance Saturation Study, CEC | 2024-10-23 09:13 | Deemed Ex Ante Team | Revised StartDate to 2026-01-01
rWtd | Res | For producing the rWtd BldgHVAC records across multiple residential HVAC system types | MFm | CZ06 | Any | rNCEH | 37922.6016 | DEER2020 | 2019-01-01 | 2025-12-31 | 2023-07-17 16:27 | Deemed Ex Ante Team | In number of dwellings | 2024-10-23 09:13 | Deemed Ex Ante Team | Extended ExpiryDate
rWtd | Res | For producing the rWtd BldgHVAC records across multiple residential HVAC system types | MFm | CZ06 | Any | rNCEH | 13956.4004 | DEER2026 | 2026-01-01 |  | 2023-07-17 16:27 | Deemed Ex Ante Team | In number of dwellings (minima set to 0.01); Source: 2019 Residential Appliance Saturation Study, CEC | 2024-10-23 09:13 | Deemed Ex Ante Team | Revised StartDate to 2026-01-01
rWtd | Res | For producing the rWtd BldgHVAC records across multiple residential HVAC system types | MFm | CZ06 | Any | rNCGF | 263727.9062 | DEER2020 | 2019-01-01 | 2025-12-31 | 2023-07-17 16:27 | Deemed Ex Ante Team | In number of dwellings | 2024-10-23 09:13 | Deemed Ex Ante Team | Extended ExpiryDate
rWtd | Res | For producing the rWtd BldgHVAC records across multiple residential HVAC system types | MFm | CZ06 | Any | rNCGF | 9800.2998 | DEER2026 | 2026-01-01 |  | 2023-07-17 16:27 | Deemed Ex Ante Team | In number of dwellings (minima set to 0.01); Source: 2019 Residential Appliance Saturation Study, CEC | 2024-10-23 09:13 | Deemed Ex Ante Team | Revised StartDate to 2026-01-01
rWtd | Res | For producing the rWtd BldgHVAC records across multiple residential HVAC system types | MFm | CZ06 | Any | rNCOH | 32888.1016 | DEER2020 | 2019-01-01 | 2025-12-31 | 2023-07-17 16:27 | Deemed Ex Ante Team | In number of dwellings | 2024-10-23 09:13 | Deemed Ex Ante Team | Extended ExpiryDate
rWtd | Res | For producing the rWtd BldgHVAC records across multiple residential HVAC system types | MFm | CZ06 | Any | rNCOH | 55468.5 | DEER2026 | 2026-01-01 |  | 2023-07-17 16:27 | Deemed Ex Ante Team | In number of dwellings (minima set to 0.01); Source: 2019 Residential Appliance Saturation Study, CEC | 2024-10-23 09:13 | Deemed Ex Ante Team | Revised StartDate to 2026-01-01
rWtd | Res | For producing the rWtd BldgHVAC records across multiple residential HVAC system types | MFm | CZ07 | Any | rDXEF | 21142.8008 | DEER2026 | 2026-01-01 |  | 2023-07-17 16:27 | Deemed Ex Ante Team | In number of dwellings (minima set to 0.01); Source: 2019 Residential Appliance Saturation Study, CEC | 2024-10-23 09:13 | Deemed Ex Ante Team | Revised StartDate to 2026-01-01
rWtd | Res | For producing the rWtd BldgHVAC records across multiple residential HVAC system types | MFm | CZ07 | Any | rDXEH | 6642.8999 | DEER2026 | 2026-01-01 |  | 2023-07-17 16:27 | Deemed Ex Ante Team | In number of dwellings (minima set to 0.01); Source: 2019 Residential Appliance Saturation Study, CEC | 2024-10-23 09:13 | Deemed Ex Ante Team | Revised StartDate to 2026-01-01
rWtd | Res | For producing the rWtd BldgHVAC records across multiple residential HVAC system types | MFm | CZ07 | Any | rDXGF | 50387.3984 | DEER2020 | 2019-01-01 | 2025-12-31 | 2023-07-17 16:27 | Deemed Ex Ante Team | In number of dwellings | 2024-10-23 09:13 | Deemed Ex Ante Team | Extended ExpiryDate
rWtd | Res | For producing the rWtd BldgHVAC records across multiple residential HVAC system types | MFm | CZ07 | Any | rDXGF | 41978.6992 | DEER2026 | 2026-01-01 |  | 2023-07-17 16:27 | Deemed Ex Ante Team | In number of dwellings (minima set to 0.01); Source: 2019 Residential Appliance Saturation Study, CEC | 2024-10-23 09:13 | Deemed Ex Ante Team | Revised StartDate to 2026-01-01
rWtd | Res | For producing the rWtd BldgHVAC records across multiple residential HVAC system types | MFm | CZ07 | Any | rDXHP | 7245.5 | DEER2020 | 2019-01-01 | 2025-12-31 | 2023-07-17 16:27 | Deemed Ex Ante Team | In number of dwellings | 2024-10-23 09:13 | Deemed Ex Ante Team | Extended ExpiryDate
rWtd | Res | For producing the rWtd BldgHVAC records across multiple residential HVAC system types | MFm | CZ07 | Any | rDXHP | 14505.5 | DEER2026 | 2026-01-01 |  | 2023-07-17 16:27 | Deemed Ex Ante Team | In number of dwellings (minima set to 0.01); Source: 2019 Residential Appliance Saturation Study, CEC | 2024-10-23 09:13 | Deemed Ex Ante Team | Revised StartDate to 2026-01-01
rWtd | Res | For producing the rWtd BldgHVAC records across multiple residential HVAC system types | MFm | CZ07 | Any | rDXHW | 209.6 | DEER2026 | 2026-01-01 |  | 2023-07-17 16:27 | Deemed Ex Ante Team | In number of dwellings (minima set to 0.01); Source: 2019 Residential Appliance Saturation Study, CEC | 2024-10-23 09:13 | Deemed Ex Ante Team | Revised StartDate to 2026-01-01
rWtd | Res | For producing the rWtd BldgHVAC records across multiple residential HVAC system types | MFm | CZ07 | Any | rDXOH | 6283.6001 | DEER2020 | 2019-01-01 | 2025-12-31 | 2023-07-17 16:27 | Deemed Ex Ante Team | In number of dwellings | 2024-10-23 09:13 | Deemed Ex Ante Team | Extended ExpiryDate
rWtd | Res | For producing the rWtd BldgHVAC records across multiple residential HVAC system types | MFm | CZ07 | Any | rDXOH | 25370.5 | DEER2026 | 2026-01-01 |  | 2023-07-17 16:27 | Deemed Ex Ante Team | In number of dwellings (minima set to 0.01); Source: 2019 Residential Appliance Saturation Study, CEC | 2024-10-23 09:13 | Deemed Ex Ante Team | Revised StartDate to 2026-01-01
rWtd | Res | For producing the rWtd BldgHVAC records across multiple residential HVAC system types | MFm | CZ07 | Any | rDXWP | 0.01 | DEER2026 | 2026-01-01 |  | 2023-07-17 16:27 | Deemed Ex Ante Team | In number of dwellings (minima set to 0.01); Source: 2019 Residential Appliance Saturation Study, CEC | 2024-10-23 09:13 | Deemed Ex Ante Team | Revised StartDate to 2026-01-01
rWtd | Res | For producing the rWtd BldgHVAC records across multiple residential HVAC system types | MFm | CZ07 | Any | rEVEF | 0.01 | DEER2026 | 2026-01-01 |  | 2023-07-17 16:27 | Deemed Ex Ante Team | In number of dwellings (minima set to 0.01); Source: 2019 Residential Appliance Saturation Study, CEC | 2024-10-23 09:13 | Deemed Ex Ante Team | Revised StartDate to 2026-01-01
rWtd | Res | For producing the rWtd BldgHVAC records across multiple residential HVAC system types | MFm | CZ07 | Any | rEVEH | 67.7 | DEER2026 | 2026-01-01 |  | 2023-07-17 16:27 | Deemed Ex Ante Team | In number of dwellings (minima set to 0.01); Source: 2019 Residential Appliance Saturation Study, CEC | 2024-10-23 09:13 | Deemed Ex Ante Team | Revised StartDate to 2026-01-01
rWtd | Res | For producing the rWtd BldgHVAC records across multiple residential HVAC system types | MFm | CZ07 | Any | rEVGF | 93.8 | DEER2026 | 2026-01-01 |  | 2023-07-17 16:27 | Deemed Ex Ante Team | In number of dwellings (minima set to 0.01); Source: 2019 Residential Appliance Saturation Study, CEC | 2024-10-23 09:13 | Deemed Ex Ante Team | Revised StartDate to 2026-01-01
rWtd | Res | For producing the rWtd BldgHVAC records across multiple residential HVAC system types | MFm | CZ07 | Any | rEVOH | 218.2 | DEER2026 | 2026-01-01 |  | 2023-07-17 16:27 | Deemed Ex Ante Team | In number of dwellings (minima set to 0.01); Source: 2019 Residential Appliance Saturation Study, CEC | 2024-10-23 09:13 | Deemed Ex Ante Team | Revised StartDate to 2026-01-01
rWtd | Res | For producing the rWtd BldgHVAC records across multiple residential HVAC system types | MFm | CZ07 | Any | rNCEF | 3205.5 | DEER2026 | 2026-01-01 |  | 2023-07-17 16:27 | Deemed Ex Ante Team | In number of dwellings (minima set to 0.01); Source: 2019 Residential Appliance Saturation Study, CEC | 2024-10-23 09:13 | Deemed Ex Ante Team | Revised StartDate to 2026-01-01
rWtd | Res | For producing the rWtd BldgHVAC records across multiple residential HVAC system types | MFm | CZ07 | Any | rNCEH | 17243.9004 | DEER2020 | 2019-01-01 | 2025-12-31 | 2023-07-17 16:27 | Deemed Ex Ante Team | In number of dwellings | 2024-10-23 09:13 | Deemed Ex Ante Team | Extended ExpiryDate
rWtd | Res | For producing the rWtd BldgHVAC records across multiple residential HVAC system types | MFm | CZ07 | Any | rNCEH | 15577.7002 | DEER2026 | 2026-01-01 |  | 2023-07-17 16:27 | Deemed Ex Ante Team | In number of dwellings (minima set to 0.01); Source: 2019 Residential Appliance Saturation Study, CEC | 2024-10-23 09:13 | Deemed Ex Ante Team | Revised StartDate to 2026-01-01
rWtd | Res | For producing the rWtd BldgHVAC records across multiple residential HVAC system types | MFm | CZ07 | Any | rNCGF | 119920.1016 | DEER2020 | 2019-01-01 | 2025-12-31 | 2023-07-17 16:27 | Deemed Ex Ante Team | In number of dwellings | 2024-10-23 09:13 | Deemed Ex Ante Team | Extended ExpiryDate
rWtd | Res | For producing the rWtd BldgHVAC records across multiple residential HVAC system types | MFm | CZ07 | Any | rNCGF | 1487.9 | DEER2026 | 2026-01-01 |  | 2023-07-17 16:27 | Deemed Ex Ante Team | In number of dwellings (minima set to 0.01); Source: 2019 Residential Appliance Saturation Study, CEC | 2024-10-23 09:13 | Deemed Ex Ante Team | Revised StartDate to 2026-01-01
rWtd | Res | For producing the rWtd BldgHVAC records across multiple residential HVAC system types | MFm | CZ07 | Any | rNCOH | 14954.5996 | DEER2020 | 2019-01-01 | 2025-12-31 | 2023-07-17 16:27 | Deemed Ex Ante Team | In number of dwellings | 2024-10-23 09:13 | Deemed Ex Ante Team | Extended ExpiryDate
rWtd | Res | For producing the rWtd BldgHVAC records across multiple residential HVAC system types | MFm | CZ07 | Any | rNCOH | 19902.0996 | DEER2026 | 2026-01-01 |  | 2023-07-17 16:27 | Deemed Ex Ante Team | In number of dwellings (minima set to 0.01); Source: 2019 Residential Appliance Saturation Study, CEC | 2024-10-23 09:13 | Deemed Ex Ante Team | Revised StartDate to 2026-01-01
rWtd | Res | For producing the rWtd BldgHVAC records across multiple residential HVAC system types | MFm | CZ08 | Any | rDXEF | 47858.3008 | DEER2026 | 2026-01-01 |  | 2023-07-17 16:27 | Deemed Ex Ante Team | In number of dwellings (minima set to 0.01); Source: 2019 Residential Appliance Saturation Study, CEC | 2024-10-23 09:13 | Deemed Ex Ante Team | Revised StartDate to 2026-01-01
rWtd | Res | For producing the rWtd BldgHVAC records across multiple residential HVAC system types | MFm | CZ08 | Any | rDXEH | 9374.5996 | DEER2026 | 2026-01-01 |  | 2023-07-17 16:27 | Deemed Ex Ante Team | In number of dwellings (minima set to 0.01); Source: 2019 Residential Appliance Saturation Study, CEC | 2024-10-23 09:13 | Deemed Ex Ante Team | Revised StartDate to 2026-01-01
rWtd | Res | For producing the rWtd BldgHVAC records across multiple residential HVAC system types | MFm | CZ08 | Any | rDXGF | 178342.7031 | DEER2020 | 2019-01-01 | 2025-12-31 | 2023-07-17 16:27 | Deemed Ex Ante Team | In number of dwellings | 2024-10-23 09:13 | Deemed Ex Ante Team | Extended ExpiryDate
rWtd | Res | For producing the rWtd BldgHVAC records across multiple residential HVAC system types | MFm | CZ08 | Any | rDXGF | 62888.8984 | DEER2026 | 2026-01-01 |  | 2023-07-17 16:27 | Deemed Ex Ante Team | In number of dwellings (minima set to 0.01); Source: 2019 Residential Appliance Saturation Study, CEC | 2024-10-23 09:13 | Deemed Ex Ante Team | Revised StartDate to 2026-01-01
rWtd | Res | For producing the rWtd BldgHVAC records across multiple residential HVAC system types | MFm | CZ08 | Any | rDXHP | 25644.5996 | DEER2020 | 2019-01-01 | 2025-12-31 | 2023-07-17 16:27 | Deemed Ex Ante Team | In number of dwellings | 2024-10-23 09:13 | Deemed Ex Ante Team | Extended ExpiryDate
rWtd | Res | For producing the rWtd BldgHVAC records across multiple residential HVAC system types | MFm | CZ08 | Any | rDXHP | 20659.6992 | DEER2026 | 2026-01-01 |  | 2023-07-17 16:27 | Deemed Ex Ante Team | In number of dwellings (minima set to 0.01); Source: 2019 Residential Appliance Saturation Study, CEC | 2024-10-23 09:13 | Deemed Ex Ante Team | Revised StartDate to 2026-01-01
rWtd | Res | For producing the rWtd BldgHVAC records across multiple residential HVAC system types | MFm | CZ08 | Any | rDXHW | 2576.6001 | DEER2026 | 2026-01-01 |  | 2023-07-17 16:27 | Deemed Ex Ante Team | In number of dwellings (minima set to 0.01); Source: 2019 Residential Appliance Saturation Study, CEC | 2024-10-23 09:13 | Deemed Ex Ante Team | Revised StartDate to 2026-01-01
rWtd | Res | For producing the rWtd BldgHVAC records across multiple residential HVAC system types | MFm | CZ08 | Any | rDXOH | 22240.0996 | DEER2020 | 2019-01-01 | 2025-12-31 | 2023-07-17 16:27 | Deemed Ex Ante Team | In number of dwellings | 2024-10-23 09:13 | Deemed Ex Ante Team | Extended ExpiryDate
rWtd | Res | For producing the rWtd BldgHVAC records across multiple residential HVAC system types | MFm | CZ08 | Any | rDXOH | 27024.6992 | DEER2026 | 2026-01-01 |  | 2023-07-17 16:27 | Deemed Ex Ante Team | In number of dwellings (minima set to 0.01); Source: 2019 Residential Appliance Saturation Study, CEC | 2024-10-23 09:13 | Deemed Ex Ante Team | Revised StartDate to 2026-01-01
rWtd | Res | For producing the rWtd BldgHVAC records across multiple residential HVAC system types | MFm | CZ08 | Any | rDXWP | 0.01 | DEER2026 | 2026-01-01 |  | 2023-07-17 16:27 | Deemed Ex Ante Team | In number of dwellings (minima set to 0.01); Source: 2019 Residential Appliance Saturation Study, CEC | 2024-10-23 09:13 | Deemed Ex Ante Team | Revised StartDate to 2026-01-01
rWtd | Res | For producing the rWtd BldgHVAC records across multiple residential HVAC system types | MFm | CZ08 | Any | rEVEF | 740.1 | DEER2026 | 2026-01-01 |  | 2023-07-17 16:27 | Deemed Ex Ante Team | In number of dwellings (minima set to 0.01); Source: 2019 Residential Appliance Saturation Study, CEC | 2024-10-23 09:13 | Deemed Ex Ante Team | Revised StartDate to 2026-01-01
rWtd | Res | For producing the rWtd BldgHVAC records across multiple residential HVAC system types | MFm | CZ08 | Any | rEVEH | 148.3 | DEER2026 | 2026-01-01 |  | 2023-07-17 16:27 | Deemed Ex Ante Team | In number of dwellings (minima set to 0.01); Source: 2019 Residential Appliance Saturation Study, CEC | 2024-10-23 09:13 | Deemed Ex Ante Team | Revised StartDate to 2026-01-01
rWtd | Res | For producing the rWtd BldgHVAC records across multiple residential HVAC system types | MFm | CZ08 | Any | rEVGF | 12201.5996 | DEER2026 | 2026-01-01 |  | 2023-07-17 16:27 | Deemed Ex Ante Team | In number of dwellings (minima set to 0.01); Source: 2019 Residential Appliance Saturation Study, CEC | 2024-10-23 09:13 | Deemed Ex Ante Team | Revised StartDate to 2026-01-01
rWtd | Res | For producing the rWtd BldgHVAC records across multiple residential HVAC system types | MFm | CZ08 | Any | rEVOH | 15422.2002 | DEER2026 | 2026-01-01 |  | 2023-07-17 16:27 | Deemed Ex Ante Team | In number of dwellings (minima set to 0.01); Source: 2019 Residential Appliance Saturation Study, CEC | 2024-10-23 09:13 | Deemed Ex Ante Team | Revised StartDate to 2026-01-01
rWtd | Res | For producing the rWtd BldgHVAC records across multiple residential HVAC system types | MFm | CZ08 | Any | rNCEF | 333.8 | DEER2026 | 2026-01-01 |  | 2023-07-17 16:27 | Deemed Ex Ante Team | In number of dwellings (minima set to 0.01); Source: 2019 Residential Appliance Saturation Study, CEC | 2024-10-23 09:13 | Deemed Ex Ante Team | Revised StartDate to 2026-01-01
rWtd | Res | For producing the rWtd BldgHVAC records across multiple residential HVAC system types | MFm | CZ08 | Any | rNCEH | 27408.1992 | DEER2020 | 2019-01-01 | 2025-12-31 | 2023-07-17 16:27 | Deemed Ex Ante Team | In number of dwellings | 2024-10-23 09:13 | Deemed Ex Ante Team | Extended ExpiryDate
rWtd | Res | For producing the rWtd BldgHVAC records across multiple residential HVAC system types | MFm | CZ08 | Any | rNCEH | 16985 | DEER2026 | 2026-01-01 |  | 2023-07-17 16:27 | Deemed Ex Ante Team | In number of dwellings (minima set to 0.01); Source: 2019 Residential Appliance Saturation Study, CEC | 2024-10-23 09:13 | Deemed Ex Ante Team | Revised StartDate to 2026-01-01
rWtd | Res | For producing the rWtd BldgHVAC records across multiple residential HVAC system types | MFm | CZ08 | Any | rNCGF | 190607 | DEER2020 | 2019-01-01 | 2025-12-31 | 2023-07-17 16:27 | Deemed Ex Ante Team | In number of dwellings | 2024-10-23 09:13 | Deemed Ex Ante Team | Extended ExpiryDate
rWtd | Res | For producing the rWtd BldgHVAC records across multiple residential HVAC system types | MFm | CZ08 | Any | rNCGF | 4426.1001 | DEER2026 | 2026-01-01 |  | 2023-07-17 16:27 | Deemed Ex Ante Team | In number of dwellings (minima set to 0.01); Source: 2019 Residential Appliance Saturation Study, CEC | 2024-10-23 09:13 | Deemed Ex Ante Team | Revised StartDate to 2026-01-01
rWtd | Res | For producing the rWtd BldgHVAC records across multiple residential HVAC system types | MFm | CZ08 | Any | rNCOH | 23769.6992 | DEER2020 | 2019-01-01 | 2025-12-31 | 2023-07-17 16:27 | Deemed Ex Ante Team | In number of dwellings | 2024-10-23 09:13 | Deemed Ex Ante Team | Extended ExpiryDate
rWtd | Res | For producing the rWtd BldgHVAC records across multiple residential HVAC system types | MFm | CZ08 | Any | rNCOH | 81020.2031 | DEER2026 | 2026-01-01 |  | 2023-07-17 16:27 | Deemed Ex Ante Team | In number of dwellings (minima set to 0.01); Source: 2019 Residential Appliance Saturation Study, CEC | 2024-10-23 09:13 | Deemed Ex Ante Team | Revised StartDate to 2026-01-01
rWtd | Res | For producing the rWtd BldgHVAC records across multiple residential HVAC system types | MFm | CZ09 | Any | rDXEF | 61797.6992 | DEER2026 | 2026-01-01 |  | 2023-07-17 16:27 | Deemed Ex Ante Team | In number of dwellings (minima set to 0.01); Source: 2019 Residential Appliance Saturation Study, CEC | 2024-10-23 09:13 | Deemed Ex Ante Team | Revised StartDate to 2026-01-01
rWtd | Res | For producing the rWtd BldgHVAC records across multiple residential HVAC system types | MFm | CZ09 | Any | rDXEH | 30119.3008 | DEER2026 | 2026-01-01 |  | 2023-07-17 16:27 | Deemed Ex Ante Team | In number of dwellings (minima set to 0.01); Source: 2019 Residential Appliance Saturation Study, CEC | 2024-10-23 09:13 | Deemed Ex Ante Team | Revised StartDate to 2026-01-01
rWtd | Res | For producing the rWtd BldgHVAC records across multiple residential HVAC system types | MFm | CZ09 | Any | rDXGF | 393148.5938 | DEER2020 | 2019-01-01 | 2025-12-31 | 2023-07-17 16:27 | Deemed Ex Ante Team | In number of dwellings | 2024-10-23 09:13 | Deemed Ex Ante Team | Extended ExpiryDate
rWtd | Res | For producing the rWtd BldgHVAC records across multiple residential HVAC system types | MFm | CZ09 | Any | rDXGF | 148597.7031 | DEER2026 | 2026-01-01 |  | 2023-07-17 16:27 | Deemed Ex Ante Team | In number of dwellings (minima set to 0.01); Source: 2019 Residential Appliance Saturation Study, CEC | 2024-10-23 09:13 | Deemed Ex Ante Team | Revised StartDate to 2026-01-01
rWtd | Res | For producing the rWtd BldgHVAC records across multiple residential HVAC system types | MFm | CZ09 | Any | rDXHP | 56532.6992 | DEER2020 | 2019-01-01 | 2025-12-31 | 2023-07-17 16:27 | Deemed Ex Ante Team | In number of dwellings | 2024-10-23 09:13 | Deemed Ex Ante Team | Extended ExpiryDate
rWtd | Res | For producing the rWtd BldgHVAC records across multiple residential HVAC system types | MFm | CZ09 | Any | rDXHP | 59675.8984 | DEER2026 | 2026-01-01 |  | 2023-07-17 16:27 | Deemed Ex Ante Team | In number of dwellings (minima set to 0.01); Source: 2019 Residential Appliance Saturation Study, CEC | 2024-10-23 09:13 | Deemed Ex Ante Team | Revised StartDate to 2026-01-01
rWtd | Res | For producing the rWtd BldgHVAC records across multiple residential HVAC system types | MFm | CZ09 | Any | rDXHW | 1145.8 | DEER2026 | 2026-01-01 |  | 2023-07-17 16:27 | Deemed Ex Ante Team | In number of dwellings (minima set to 0.01); Source: 2019 Residential Appliance Saturation Study, CEC | 2024-10-23 09:13 | Deemed Ex Ante Team | Revised StartDate to 2026-01-01
rWtd | Res | For producing the rWtd BldgHVAC records across multiple residential HVAC system types | MFm | CZ09 | Any | rDXOH | 49027.5 | DEER2020 | 2019-01-01 | 2025-12-31 | 2023-07-17 16:27 | Deemed Ex Ante Team | In number of dwellings | 2024-10-23 09:13 | Deemed Ex Ante Team | Extended ExpiryDate
rWtd | Res | For producing the rWtd BldgHVAC records across multiple residential HVAC system types | MFm | CZ09 | Any | rDXOH | 73598.2969 | DEER2026 | 2026-01-01 |  | 2023-07-17 16:27 | Deemed Ex Ante Team | In number of dwellings (minima set to 0.01); Source: 2019 Residential Appliance Saturation Study, CEC | 2024-10-23 09:13 | Deemed Ex Ante Team | Revised StartDate to 2026-01-01
rWtd | Res | For producing the rWtd BldgHVAC records across multiple residential HVAC system types | MFm | CZ09 | Any | rDXWP | 0.01 | DEER2026 | 2026-01-01 |  | 2023-07-17 16:27 | Deemed Ex Ante Team | In number of dwellings (minima set to 0.01); Source: 2019 Residential Appliance Saturation Study, CEC | 2024-10-23 09:13 | Deemed Ex Ante Team | Revised StartDate to 2026-01-01
rWtd | Res | For producing the rWtd BldgHVAC records across multiple residential HVAC system types | MFm | CZ09 | Any | rEVEF | 1715.1 | DEER2026 | 2026-01-01 |  | 2023-07-17 16:27 | Deemed Ex Ante Team | In number of dwellings (minima set to 0.01); Source: 2019 Residential Appliance Saturation Study, CEC | 2024-10-23 09:13 | Deemed Ex Ante Team | Revised StartDate to 2026-01-01
rWtd | Res | For producing the rWtd BldgHVAC records across multiple residential HVAC system types | MFm | CZ09 | Any | rEVEH | 0.01 | DEER2026 | 2026-01-01 |  | 2023-07-17 16:27 | Deemed Ex Ante Team | In number of dwellings (minima set to 0.01); Source: 2019 Residential Appliance Saturation Study, CEC | 2024-10-23 09:13 | Deemed Ex Ante Team | Revised StartDate to 2026-01-01
rWtd | Res | For producing the rWtd BldgHVAC records across multiple residential HVAC system types | MFm | CZ09 | Any | rEVGF | 591.6 | DEER2026 | 2026-01-01 |  | 2023-07-17 16:27 | Deemed Ex Ante Team | In number of dwellings (minima set to 0.01); Source: 2019 Residential Appliance Saturation Study, CEC | 2024-10-23 09:13 | Deemed Ex Ante Team | Revised StartDate to 2026-01-01
rWtd | Res | For producing the rWtd BldgHVAC records across multiple residential HVAC system types | MFm | CZ09 | Any | rEVOH | 5893 | DEER2026 | 2026-01-01 |  | 2023-07-17 16:27 | Deemed Ex Ante Team | In number of dwellings (minima set to 0.01); Source: 2019 Residential Appliance Saturation Study, CEC | 2024-10-23 09:13 | Deemed Ex Ante Team | Revised StartDate to 2026-01-01
rWtd | Res | For producing the rWtd BldgHVAC records across multiple residential HVAC system types | MFm | CZ09 | Any | rNCEF | 2202.8 | DEER2026 | 2026-01-01 |  | 2023-07-17 16:27 | Deemed Ex Ante Team | In number of dwellings (minima set to 0.01); Source: 2019 Residential Appliance Saturation Study, CEC | 2024-10-23 09:13 | Deemed Ex Ante Team | Revised StartDate to 2026-01-01
rWtd | Res | For producing the rWtd BldgHVAC records across multiple residential HVAC system types | MFm | CZ09 | Any | rNCEH | 24508.6992 | DEER2020 | 2019-01-01 | 2025-12-31 | 2023-07-17 16:27 | Deemed Ex Ante Team | In number of dwellings | 2024-10-23 09:13 | Deemed Ex Ante Team | Extended ExpiryDate
rWtd | Res | For producing the rWtd BldgHVAC records across multiple residential HVAC system types | MFm | CZ09 | Any | rNCEH | 15901.9004 | DEER2026 | 2026-01-01 |  | 2023-07-17 16:27 | Deemed Ex Ante Team | In number of dwellings (minima set to 0.01); Source: 2019 Residential Appliance Saturation Study, CEC | 2024-10-23 09:13 | Deemed Ex Ante Team | Revised StartDate to 2026-01-01
rWtd | Res | For producing the rWtd BldgHVAC records across multiple residential HVAC system types | MFm | CZ09 | Any | rNCGF | 170442.7031 | DEER2020 | 2019-01-01 | 2025-12-31 | 2023-07-17 16:27 | Deemed Ex Ante Team | In number of dwellings | 2024-10-23 09:13 | Deemed Ex Ante Team | Extended ExpiryDate
rWtd | Res | For producing the rWtd BldgHVAC records across multiple residential HVAC system types | MFm | CZ09 | Any | rNCGF | 10703.4004 | DEER2026 | 2026-01-01 |  | 2023-07-17 16:27 | Deemed Ex Ante Team | In number of dwellings (minima set to 0.01); Source: 2019 Residential Appliance Saturation Study, CEC | 2024-10-23 09:13 | Deemed Ex Ante Team | Revised StartDate to 2026-01-01
rWtd | Res | For producing the rWtd BldgHVAC records across multiple residential HVAC system types | MFm | CZ09 | Any | rNCOH | 21255.0996 | DEER2020 | 2019-01-01 | 2025-12-31 | 2023-07-17 16:27 | Deemed Ex Ante Team | In number of dwellings | 2024-10-23 09:13 | Deemed Ex Ante Team | Extended ExpiryDate
rWtd | Res | For producing the rWtd BldgHVAC records across multiple residential HVAC system types | MFm | CZ09 | Any | rNCOH | 178495.9062 | DEER2026 | 2026-01-01 |  | 2023-07-17 16:27 | Deemed Ex Ante Team | In number of dwellings (minima set to 0.01); Source: 2019 Residential Appliance Saturation Study, CEC | 2024-10-23 09:13 | Deemed Ex Ante Team | Revised StartDate to 2026-01-01
rWtd | Res | For producing the rWtd BldgHVAC records across multiple residential HVAC system types | MFm | CZ10 | Any | rDXEF | 26669 | DEER2026 | 2026-01-01 |  | 2023-07-17 16:27 | Deemed Ex Ante Team | In number of dwellings (minima set to 0.01); Source: 2019 Residential Appliance Saturation Study, CEC | 2024-10-23 09:13 | Deemed Ex Ante Team | Revised StartDate to 2026-01-01
rWtd | Res | For producing the rWtd BldgHVAC records across multiple residential HVAC system types | MFm | CZ10 | Any | rDXEH | 8540.7998 | DEER2026 | 2026-01-01 |  | 2023-07-17 16:27 | Deemed Ex Ante Team | In number of dwellings (minima set to 0.01); Source: 2019 Residential Appliance Saturation Study, CEC | 2024-10-23 09:13 | Deemed Ex Ante Team | Revised StartDate to 2026-01-01
rWtd | Res | For producing the rWtd BldgHVAC records across multiple residential HVAC system types | MFm | CZ10 | Any | rDXGF | 112735.3984 | DEER2020 | 2019-01-01 | 2025-12-31 | 2023-07-17 16:27 | Deemed Ex Ante Team | In number of dwellings | 2024-10-23 09:13 | Deemed Ex Ante Team | Extended ExpiryDate
rWtd | Res | For producing the rWtd BldgHVAC records across multiple residential HVAC system types | MFm | CZ10 | Any | rDXGF | 51593.3984 | DEER2026 | 2026-01-01 |  | 2023-07-17 16:27 | Deemed Ex Ante Team | In number of dwellings (minima set to 0.01); Source: 2019 Residential Appliance Saturation Study, CEC | 2024-10-23 09:13 | Deemed Ex Ante Team | Revised StartDate to 2026-01-01
rWtd | Res | For producing the rWtd BldgHVAC records across multiple residential HVAC system types | MFm | CZ10 | Any | rDXHP | 16210.7002 | DEER2020 | 2019-01-01 | 2025-12-31 | 2023-07-17 16:27 | Deemed Ex Ante Team | In number of dwellings | 2024-10-23 09:13 | Deemed Ex Ante Team | Extended ExpiryDate
rWtd | Res | For producing the rWtd BldgHVAC records across multiple residential HVAC system types | MFm | CZ10 | Any | rDXHP | 19163.9004 | DEER2026 | 2026-01-01 |  | 2023-07-17 16:27 | Deemed Ex Ante Team | In number of dwellings (minima set to 0.01); Source: 2019 Residential Appliance Saturation Study, CEC | 2024-10-23 09:13 | Deemed Ex Ante Team | Revised StartDate to 2026-01-01
rWtd | Res | For producing the rWtd BldgHVAC records across multiple residential HVAC system types | MFm | CZ10 | Any | rDXHW | 483.1 | DEER2026 | 2026-01-01 |  | 2023-07-17 16:27 | Deemed Ex Ante Team | In number of dwellings (minima set to 0.01); Source: 2019 Residential Appliance Saturation Study, CEC | 2024-10-23 09:13 | Deemed Ex Ante Team | Revised StartDate to 2026-01-01
rWtd | Res | For producing the rWtd BldgHVAC records across multiple residential HVAC system types | MFm | CZ10 | Any | rDXOH | 14058.5996 | DEER2020 | 2019-01-01 | 2025-12-31 | 2023-07-17 16:27 | Deemed Ex Ante Team | In number of dwellings | 2024-10-23 09:13 | Deemed Ex Ante Team | Extended ExpiryDate
rWtd | Res | For producing the rWtd BldgHVAC records across multiple residential HVAC system types | MFm | CZ10 | Any | rDXOH | 53959.8008 | DEER2026 | 2026-01-01 |  | 2023-07-17 16:27 | Deemed Ex Ante Team | In number of dwellings (minima set to 0.01); Source: 2019 Residential Appliance Saturation Study, CEC | 2024-10-23 09:13 | Deemed Ex Ante Team | Revised StartDate to 2026-01-01
rWtd | Res | For producing the rWtd BldgHVAC records across multiple residential HVAC system types | MFm | CZ10 | Any | rDXWP | 0.01 | DEER2026 | 2026-01-01 |  | 2023-07-17 16:27 | Deemed Ex Ante Team | In number of dwellings (minima set to 0.01); Source: 2019 Residential Appliance Saturation Study, CEC | 2024-10-23 09:13 | Deemed Ex Ante Team | Revised StartDate to 2026-01-01
rWtd | Res | For producing the rWtd BldgHVAC records across multiple residential HVAC system types | MFm | CZ10 | Any | rEVEF | 0.01 | DEER2026 | 2026-01-01 |  | 2023-07-17 16:27 | Deemed Ex Ante Team | In number of dwellings (minima set to 0.01); Source: 2019 Residential Appliance Saturation Study, CEC | 2024-10-23 09:13 | Deemed Ex Ante Team | Revised StartDate to 2026-01-01
rWtd | Res | For producing the rWtd BldgHVAC records across multiple residential HVAC system types | MFm | CZ10 | Any | rEVEH | 0.01 | DEER2026 | 2026-01-01 |  | 2023-07-17 16:27 | Deemed Ex Ante Team | In number of dwellings (minima set to 0.01); Source: 2019 Residential Appliance Saturation Study, CEC | 2024-10-23 09:13 | Deemed Ex Ante Team | Revised StartDate to 2026-01-01
rWtd | Res | For producing the rWtd BldgHVAC records across multiple residential HVAC system types | MFm | CZ10 | Any | rEVGF | 312.3 | DEER2026 | 2026-01-01 |  | 2023-07-17 16:27 | Deemed Ex Ante Team | In number of dwellings (minima set to 0.01); Source: 2019 Residential Appliance Saturation Study, CEC | 2024-10-23 09:13 | Deemed Ex Ante Team | Revised StartDate to 2026-01-01
rWtd | Res | For producing the rWtd BldgHVAC records across multiple residential HVAC system types | MFm | CZ10 | Any | rEVOH | 481.2 | DEER2026 | 2026-01-01 |  | 2023-07-17 16:27 | Deemed Ex Ante Team | In number of dwellings (minima set to 0.01); Source: 2019 Residential Appliance Saturation Study, CEC | 2024-10-23 09:13 | Deemed Ex Ante Team | Revised StartDate to 2026-01-01
rWtd | Res | For producing the rWtd BldgHVAC records across multiple residential HVAC system types | MFm | CZ10 | Any | rNCEF | 0.01 | DEER2026 | 2026-01-01 |  | 2023-07-17 16:27 | Deemed Ex Ante Team | In number of dwellings (minima set to 0.01); Source: 2019 Residential Appliance Saturation Study, CEC | 2024-10-23 09:13 | Deemed Ex Ante Team | Revised StartDate to 2026-01-01
rWtd | Res | For producing the rWtd BldgHVAC records across multiple residential HVAC system types | MFm | CZ10 | Any | rNCEH | 2533.1001 | DEER2020 | 2019-01-01 | 2025-12-31 | 2023-07-17 16:27 | Deemed Ex Ante Team | In number of dwellings | 2024-10-23 09:13 | Deemed Ex Ante Team | Extended ExpiryDate
rWtd | Res | For producing the rWtd BldgHVAC records across multiple residential HVAC system types | MFm | CZ10 | Any | rNCEH | 1466.7 | DEER2026 | 2026-01-01 |  | 2023-07-17 16:27 | Deemed Ex Ante Team | In number of dwellings (minima set to 0.01); Source: 2019 Residential Appliance Saturation Study, CEC | 2024-10-23 09:13 | Deemed Ex Ante Team | Revised StartDate to 2026-01-01
rWtd | Res | For producing the rWtd BldgHVAC records across multiple residential HVAC system types | MFm | CZ10 | Any | rNCGF | 17615.5 | DEER2020 | 2019-01-01 | 2025-12-31 | 2023-07-17 16:27 | Deemed Ex Ante Team | In number of dwellings | 2024-10-23 09:13 | Deemed Ex Ante Team | Extended ExpiryDate
rWtd | Res | For producing the rWtd BldgHVAC records across multiple residential HVAC system types | MFm | CZ10 | Any | rNCGF | 850.2 | DEER2026 | 2026-01-01 |  | 2023-07-17 16:27 | Deemed Ex Ante Team | In number of dwellings (minima set to 0.01); Source: 2019 Residential Appliance Saturation Study, CEC | 2024-10-23 09:13 | Deemed Ex Ante Team | Revised StartDate to 2026-01-01
rWtd | Res | For producing the rWtd BldgHVAC records across multiple residential HVAC system types | MFm | CZ10 | Any | rNCOH | 2196.7 | DEER2020 | 2019-01-01 | 2025-12-31 | 2023-07-17 16:27 | Deemed Ex Ante Team | In number of dwellings | 2024-10-23 09:13 | Deemed Ex Ante Team | Extended ExpiryDate
rWtd | Res | For producing the rWtd BldgHVAC records across multiple residential HVAC system types | MFm | CZ10 | Any | rNCOH | 17793.5996 | DEER2026 | 2026-01-01 |  | 2023-07-17 16:27 | Deemed Ex Ante Team | In number of dwellings (minima set to 0.01); Source: 2019 Residential Appliance Saturation Study, CEC | 2024-10-23 09:13 | Deemed Ex Ante Team | Revised StartDate to 2026-01-01
rWtd | Res | For producing the rWtd BldgHVAC records across multiple residential HVAC system types | MFm | CZ11 | Any | rDXEF | 5353 | DEER2026 | 2026-01-01 |  | 2023-07-17 16:27 | Deemed Ex Ante Team | In number of dwellings (minima set to 0.01); Source: 2019 Residential Appliance Saturation Study, CEC | 2024-10-23 09:13 | Deemed Ex Ante Team | Revised StartDate to 2026-01-01
rWtd | Res | For producing the rWtd BldgHVAC records across multiple residential HVAC system types | MFm | CZ11 | Any | rDXEH | 673.4 | DEER2026 | 2026-01-01 |  | 2023-07-17 16:27 | Deemed Ex Ante Team | In number of dwellings (minima set to 0.01); Source: 2019 Residential Appliance Saturation Study, CEC | 2024-10-23 09:13 | Deemed Ex Ante Team | Revised StartDate to 2026-01-01
rWtd | Res | For producing the rWtd BldgHVAC records across multiple residential HVAC system types | MFm | CZ11 | Any | rDXGF | 29584.5996 | DEER2020 | 2019-01-01 | 2025-12-31 | 2023-07-17 16:27 | Deemed Ex Ante Team | In number of dwellings | 2024-10-23 09:13 | Deemed Ex Ante Team | Extended ExpiryDate
rWtd | Res | For producing the rWtd BldgHVAC records across multiple residential HVAC system types | MFm | CZ11 | Any | rDXGF | 24407.9004 | DEER2026 | 2026-01-01 |  | 2023-07-17 16:27 | Deemed Ex Ante Team | In number of dwellings (minima set to 0.01); Source: 2019 Residential Appliance Saturation Study, CEC | 2024-10-23 09:13 | Deemed Ex Ante Team | Revised StartDate to 2026-01-01
rWtd | Res | For producing the rWtd BldgHVAC records across multiple residential HVAC system types | MFm | CZ11 | Any | rDXHP | 4254.1001 | DEER2020 | 2019-01-01 | 2025-12-31 | 2023-07-17 16:27 | Deemed Ex Ante Team | In number of dwellings | 2024-10-23 09:13 | Deemed Ex Ante Team | Extended ExpiryDate
rWtd | Res | For producing the rWtd BldgHVAC records across multiple residential HVAC system types | MFm | CZ11 | Any | rDXHP | 3098.5 | DEER2026 | 2026-01-01 |  | 2023-07-17 16:27 | Deemed Ex Ante Team | In number of dwellings (minima set to 0.01); Source: 2019 Residential Appliance Saturation Study, CEC | 2024-10-23 09:13 | Deemed Ex Ante Team | Revised StartDate to 2026-01-01
rWtd | Res | For producing the rWtd BldgHVAC records across multiple residential HVAC system types | MFm | CZ11 | Any | rDXHW | 74.6 | DEER2026 | 2026-01-01 |  | 2023-07-17 16:27 | Deemed Ex Ante Team | In number of dwellings (minima set to 0.01); Source: 2019 Residential Appliance Saturation Study, CEC | 2024-10-23 09:13 | Deemed Ex Ante Team | Revised StartDate to 2026-01-01
rWtd | Res | For producing the rWtd BldgHVAC records across multiple residential HVAC system types | MFm | CZ11 | Any | rDXOH | 3689.3 | DEER2020 | 2019-01-01 | 2025-12-31 | 2023-07-17 16:27 | Deemed Ex Ante Team | In number of dwellings | 2024-10-23 09:13 | Deemed Ex Ante Team | Extended ExpiryDate
rWtd | Res | For producing the rWtd BldgHVAC records across multiple residential HVAC system types | MFm | CZ11 | Any | rDXOH | 2930.1001 | DEER2026 | 2026-01-01 |  | 2023-07-17 16:27 | Deemed Ex Ante Team | In number of dwellings (minima set to 0.01); Source: 2019 Residential Appliance Saturation Study, CEC | 2024-10-23 09:13 | Deemed Ex Ante Team | Revised StartDate to 2026-01-01
rWtd | Res | For producing the rWtd BldgHVAC records across multiple residential HVAC system types | MFm | CZ11 | Any | rDXWP | 0.01 | DEER2026 | 2026-01-01 |  | 2023-07-17 16:27 | Deemed Ex Ante Team | In number of dwellings (minima set to 0.01); Source: 2019 Residential Appliance Saturation Study, CEC | 2024-10-23 09:13 | Deemed Ex Ante Team | Revised StartDate to 2026-01-01
rWtd | Res | For producing the rWtd BldgHVAC records across multiple residential HVAC system types | MFm | CZ11 | Any | rEVEF | 152.3 | DEER2026 | 2026-01-01 |  | 2023-07-17 16:27 | Deemed Ex Ante Team | In number of dwellings (minima set to 0.01); Source: 2019 Residential Appliance Saturation Study, CEC | 2024-10-23 09:13 | Deemed Ex Ante Team | Revised StartDate to 2026-01-01
rWtd | Res | For producing the rWtd BldgHVAC records across multiple residential HVAC system types | MFm | CZ11 | Any | rEVEH | 0.01 | DEER2026 | 2026-01-01 |  | 2023-07-17 16:27 | Deemed Ex Ante Team | In number of dwellings (minima set to 0.01); Source: 2019 Residential Appliance Saturation Study, CEC | 2024-10-23 09:13 | Deemed Ex Ante Team | Revised StartDate to 2026-01-01
rWtd | Res | For producing the rWtd BldgHVAC records across multiple residential HVAC system types | MFm | CZ11 | Any | rEVGF | 131.6 | DEER2026 | 2026-01-01 |  | 2023-07-17 16:27 | Deemed Ex Ante Team | In number of dwellings (minima set to 0.01); Source: 2019 Residential Appliance Saturation Study, CEC | 2024-10-23 09:13 | Deemed Ex Ante Team | Revised StartDate to 2026-01-01
rWtd | Res | For producing the rWtd BldgHVAC records across multiple residential HVAC system types | MFm | CZ11 | Any | rEVOH | 467.8 | DEER2026 | 2026-01-01 |  | 2023-07-17 16:27 | Deemed Ex Ante Team | In number of dwellings (minima set to 0.01); Source: 2019 Residential Appliance Saturation Study, CEC | 2024-10-23 09:13 | Deemed Ex Ante Team | Revised StartDate to 2026-01-01
rWtd | Res | For producing the rWtd BldgHVAC records across multiple residential HVAC system types | MFm | CZ11 | Any | rNCEF | 0.01 | DEER2026 | 2026-01-01 |  | 2023-07-17 16:27 | Deemed Ex Ante Team | In number of dwellings (minima set to 0.01); Source: 2019 Residential Appliance Saturation Study, CEC | 2024-10-23 09:13 | Deemed Ex Ante Team | Revised StartDate to 2026-01-01
rWtd | Res | For producing the rWtd BldgHVAC records across multiple residential HVAC system types | MFm | CZ11 | Any | rNCEH | 124.9 | DEER2020 | 2019-01-01 | 2025-12-31 | 2023-07-17 16:27 | Deemed Ex Ante Team | In number of dwellings | 2024-10-23 09:13 | Deemed Ex Ante Team | Extended ExpiryDate
rWtd | Res | For producing the rWtd BldgHVAC records across multiple residential HVAC system types | MFm | CZ11 | Any | rNCEH | 2898 | DEER2026 | 2026-01-01 |  | 2023-07-17 16:27 | Deemed Ex Ante Team | In number of dwellings (minima set to 0.01); Source: 2019 Residential Appliance Saturation Study, CEC | 2024-10-23 09:13 | Deemed Ex Ante Team | Revised StartDate to 2026-01-01
rWtd | Res | For producing the rWtd BldgHVAC records across multiple residential HVAC system types | MFm | CZ11 | Any | rNCGF | 868.7 | DEER2020 | 2019-01-01 | 2025-12-31 | 2023-07-17 16:27 | Deemed Ex Ante Team | In number of dwellings | 2024-10-23 09:13 | Deemed Ex Ante Team | Extended ExpiryDate
rWtd | Res | For producing the rWtd BldgHVAC records across multiple residential HVAC system types | MFm | CZ11 | Any | rNCGF | 0.01 | DEER2026 | 2026-01-01 |  | 2023-07-17 16:27 | Deemed Ex Ante Team | In number of dwellings (minima set to 0.01); Source: 2019 Residential Appliance Saturation Study, CEC | 2024-10-23 09:13 | Deemed Ex Ante Team | Revised StartDate to 2026-01-01
rWtd | Res | For producing the rWtd BldgHVAC records across multiple residential HVAC system types | MFm | CZ11 | Any | rNCOH | 108.3 | DEER2020 | 2019-01-01 | 2025-12-31 | 2023-07-17 16:27 | Deemed Ex Ante Team | In number of dwellings | 2024-10-23 09:13 | Deemed Ex Ante Team | Extended ExpiryDate
rWtd | Res | For producing the rWtd BldgHVAC records across multiple residential HVAC system types | MFm | CZ11 | Any | rNCOH | 9495.2002 | DEER2026 | 2026-01-01 |  | 2023-07-17 16:27 | Deemed Ex Ante Team | In number of dwellings (minima set to 0.01); Source: 2019 Residential Appliance Saturation Study, CEC | 2024-10-23 09:13 | Deemed Ex Ante Team | Revised StartDate to 2026-01-01
rWtd | Res | For producing the rWtd BldgHVAC records across multiple residential HVAC system types | MFm | CZ12 | Any | rDXEF | 38027.3984 | DEER2026 | 2026-01-01 |  | 2023-07-17 16:27 | Deemed Ex Ante Team | In number of dwellings (minima set to 0.01); Source: 2019 Residential Appliance Saturation Study, CEC | 2024-10-23 09:13 | Deemed Ex Ante Team | Revised StartDate to 2026-01-01
rWtd | Res | For producing the rWtd BldgHVAC records across multiple residential HVAC system types | MFm | CZ12 | Any | rDXEH | 3338.1001 | DEER2026 | 2026-01-01 |  | 2023-07-17 16:27 | Deemed Ex Ante Team | In number of dwellings (minima set to 0.01); Source: 2019 Residential Appliance Saturation Study, CEC | 2024-10-23 09:13 | Deemed Ex Ante Team | Revised StartDate to 2026-01-01
rWtd | Res | For producing the rWtd BldgHVAC records across multiple residential HVAC system types | MFm | CZ12 | Any | rDXGF | 137090 | DEER2020 | 2019-01-01 | 2025-12-31 | 2023-07-17 16:27 | Deemed Ex Ante Team | In number of dwellings | 2024-10-23 09:13 | Deemed Ex Ante Team | Extended ExpiryDate
rWtd | Res | For producing the rWtd BldgHVAC records across multiple residential HVAC system types | MFm | CZ12 | Any | rDXGF | 47975.3008 | DEER2026 | 2026-01-01 |  | 2023-07-17 16:27 | Deemed Ex Ante Team | In number of dwellings (minima set to 0.01); Source: 2019 Residential Appliance Saturation Study, CEC | 2024-10-23 09:13 | Deemed Ex Ante Team | Revised StartDate to 2026-01-01
rWtd | Res | For producing the rWtd BldgHVAC records across multiple residential HVAC system types | MFm | CZ12 | Any | rDXHP | 19712.8008 | DEER2020 | 2019-01-01 | 2025-12-31 | 2023-07-17 16:27 | Deemed Ex Ante Team | In number of dwellings | 2024-10-23 09:13 | Deemed Ex Ante Team | Extended ExpiryDate
rWtd | Res | For producing the rWtd BldgHVAC records across multiple residential HVAC system types | MFm | CZ12 | Any | rDXHP | 36127.6016 | DEER2026 | 2026-01-01 |  | 2023-07-17 16:27 | Deemed Ex Ante Team | In number of dwellings (minima set to 0.01); Source: 2019 Residential Appliance Saturation Study, CEC | 2024-10-23 09:13 | Deemed Ex Ante Team | Revised StartDate to 2026-01-01
rWtd | Res | For producing the rWtd BldgHVAC records across multiple residential HVAC system types | MFm | CZ12 | Any | rDXHW | 564.8 | DEER2026 | 2026-01-01 |  | 2023-07-17 16:27 | Deemed Ex Ante Team | In number of dwellings (minima set to 0.01); Source: 2019 Residential Appliance Saturation Study, CEC | 2024-10-23 09:13 | Deemed Ex Ante Team | Revised StartDate to 2026-01-01
rWtd | Res | For producing the rWtd BldgHVAC records across multiple residential HVAC system types | MFm | CZ12 | Any | rDXOH | 17095.8008 | DEER2020 | 2019-01-01 | 2025-12-31 | 2023-07-17 16:27 | Deemed Ex Ante Team | In number of dwellings | 2024-10-23 09:13 | Deemed Ex Ante Team | Extended ExpiryDate
rWtd | Res | For producing the rWtd BldgHVAC records across multiple residential HVAC system types | MFm | CZ12 | Any | rDXOH | 31344.5996 | DEER2026 | 2026-01-01 |  | 2023-07-17 16:27 | Deemed Ex Ante Team | In number of dwellings (minima set to 0.01); Source: 2019 Residential Appliance Saturation Study, CEC | 2024-10-23 09:13 | Deemed Ex Ante Team | Revised StartDate to 2026-01-01
rWtd | Res | For producing the rWtd BldgHVAC records across multiple residential HVAC system types | MFm | CZ12 | Any | rDXWP | 0.01 | DEER2026 | 2026-01-01 |  | 2023-07-17 16:27 | Deemed Ex Ante Team | In number of dwellings (minima set to 0.01); Source: 2019 Residential Appliance Saturation Study, CEC | 2024-10-23 09:13 | Deemed Ex Ante Team | Revised StartDate to 2026-01-01
rWtd | Res | For producing the rWtd BldgHVAC records across multiple residential HVAC system types | MFm | CZ12 | Any | rEVEF | 195.9 | DEER2026 | 2026-01-01 |  | 2023-07-17 16:27 | Deemed Ex Ante Team | In number of dwellings (minima set to 0.01); Source: 2019 Residential Appliance Saturation Study, CEC | 2024-10-23 09:13 | Deemed Ex Ante Team | Revised StartDate to 2026-01-01
rWtd | Res | For producing the rWtd BldgHVAC records across multiple residential HVAC system types | MFm | CZ12 | Any | rEVEH | 162 | DEER2026 | 2026-01-01 |  | 2023-07-17 16:27 | Deemed Ex Ante Team | In number of dwellings (minima set to 0.01); Source: 2019 Residential Appliance Saturation Study, CEC | 2024-10-23 09:13 | Deemed Ex Ante Team | Revised StartDate to 2026-01-01
rWtd | Res | For producing the rWtd BldgHVAC records across multiple residential HVAC system types | MFm | CZ12 | Any | rEVGF | 256.5 | DEER2026 | 2026-01-01 |  | 2023-07-17 16:27 | Deemed Ex Ante Team | In number of dwellings (minima set to 0.01); Source: 2019 Residential Appliance Saturation Study, CEC | 2024-10-23 09:13 | Deemed Ex Ante Team | Revised StartDate to 2026-01-01
rWtd | Res | For producing the rWtd BldgHVAC records across multiple residential HVAC system types | MFm | CZ12 | Any | rEVOH | 5477.7002 | DEER2026 | 2026-01-01 |  | 2023-07-17 16:27 | Deemed Ex Ante Team | In number of dwellings (minima set to 0.01); Source: 2019 Residential Appliance Saturation Study, CEC | 2024-10-23 09:13 | Deemed Ex Ante Team | Revised StartDate to 2026-01-01
rWtd | Res | For producing the rWtd BldgHVAC records across multiple residential HVAC system types | MFm | CZ12 | Any | rNCEF | 261 | DEER2026 | 2026-01-01 |  | 2023-07-17 16:27 | Deemed Ex Ante Team | In number of dwellings (minima set to 0.01); Source: 2019 Residential Appliance Saturation Study, CEC | 2024-10-23 09:13 | Deemed Ex Ante Team | Revised StartDate to 2026-01-01
rWtd | Res | For producing the rWtd BldgHVAC records across multiple residential HVAC system types | MFm | CZ12 | Any | rNCEH | 2994.2 | DEER2020 | 2019-01-01 | 2025-12-31 | 2023-07-17 16:27 | Deemed Ex Ante Team | In number of dwellings | 2024-10-23 09:13 | Deemed Ex Ante Team | Extended ExpiryDate
rWtd | Res | For producing the rWtd BldgHVAC records across multiple residential HVAC system types | MFm | CZ12 | Any | rNCEH | 1078.8 | DEER2026 | 2026-01-01 |  | 2023-07-17 16:27 | Deemed Ex Ante Team | In number of dwellings (minima set to 0.01); Source: 2019 Residential Appliance Saturation Study, CEC | 2024-10-23 09:13 | Deemed Ex Ante Team | Revised StartDate to 2026-01-01
rWtd | Res | For producing the rWtd BldgHVAC records across multiple residential HVAC system types | MFm | CZ12 | Any | rNCGF | 20822.8008 | DEER2020 | 2019-01-01 | 2025-12-31 | 2023-07-17 16:27 | Deemed Ex Ante Team | In number of dwellings | 2024-10-23 09:13 | Deemed Ex Ante Team | Extended ExpiryDate
rWtd | Res | For producing the rWtd BldgHVAC records across multiple residential HVAC system types | MFm | CZ12 | Any | rNCGF | 11225.0996 | DEER2026 | 2026-01-01 |  | 2023-07-17 16:27 | Deemed Ex Ante Team | In number of dwellings (minima set to 0.01); Source: 2019 Residential Appliance Saturation Study, CEC | 2024-10-23 09:13 | Deemed Ex Ante Team | Revised StartDate to 2026-01-01
rWtd | Res | For producing the rWtd BldgHVAC records across multiple residential HVAC system types | MFm | CZ12 | Any | rNCOH | 2596.7 | DEER2020 | 2019-01-01 | 2025-12-31 | 2023-07-17 16:27 | Deemed Ex Ante Team | In number of dwellings | 2024-10-23 09:13 | Deemed Ex Ante Team | Extended ExpiryDate
rWtd | Res | For producing the rWtd BldgHVAC records across multiple residential HVAC system types | MFm | CZ12 | Any | rNCOH | 33221.1992 | DEER2026 | 2026-01-01 |  | 2023-07-17 16:27 | Deemed Ex Ante Team | In number of dwellings (minima set to 0.01); Source: 2019 Residential Appliance Saturation Study, CEC | 2024-10-23 09:13 | Deemed Ex Ante Team | Revised StartDate to 2026-01-01
rWtd | Res | For producing the rWtd BldgHVAC records across multiple residential HVAC system types | MFm | CZ13 | Any | rDXEF | 16202.5996 | DEER2026 | 2026-01-01 |  | 2023-07-17 16:27 | Deemed Ex Ante Team | In number of dwellings (minima set to 0.01); Source: 2019 Residential Appliance Saturation Study, CEC | 2024-10-23 09:13 | Deemed Ex Ante Team | Revised StartDate to 2026-01-01
rWtd | Res | For producing the rWtd BldgHVAC records across multiple residential HVAC system types | MFm | CZ13 | Any | rDXEH | 3024.1001 | DEER2026 | 2026-01-01 |  | 2023-07-17 16:27 | Deemed Ex Ante Team | In number of dwellings (minima set to 0.01); Source: 2019 Residential Appliance Saturation Study, CEC | 2024-10-23 09:13 | Deemed Ex Ante Team | Revised StartDate to 2026-01-01
rWtd | Res | For producing the rWtd BldgHVAC records across multiple residential HVAC system types | MFm | CZ13 | Any | rDXGF | 75782.7969 | DEER2020 | 2019-01-01 | 2025-12-31 | 2023-07-17 16:27 | Deemed Ex Ante Team | In number of dwellings | 2024-10-23 09:13 | Deemed Ex Ante Team | Extended ExpiryDate
rWtd | Res | For producing the rWtd BldgHVAC records across multiple residential HVAC system types | MFm | CZ13 | Any | rDXGF | 51049.1992 | DEER2026 | 2026-01-01 |  | 2023-07-17 16:27 | Deemed Ex Ante Team | In number of dwellings (minima set to 0.01); Source: 2019 Residential Appliance Saturation Study, CEC | 2024-10-23 09:13 | Deemed Ex Ante Team | Revised StartDate to 2026-01-01
rWtd | Res | For producing the rWtd BldgHVAC records across multiple residential HVAC system types | MFm | CZ13 | Any | rDXHP | 10897.2002 | DEER2020 | 2019-01-01 | 2025-12-31 | 2023-07-17 16:27 | Deemed Ex Ante Team | In number of dwellings | 2024-10-23 09:13 | Deemed Ex Ante Team | Extended ExpiryDate
rWtd | Res | For producing the rWtd BldgHVAC records across multiple residential HVAC system types | MFm | CZ13 | Any | rDXHP | 10681 | DEER2026 | 2026-01-01 |  | 2023-07-17 16:27 | Deemed Ex Ante Team | In number of dwellings (minima set to 0.01); Source: 2019 Residential Appliance Saturation Study, CEC | 2024-10-23 09:13 | Deemed Ex Ante Team | Revised StartDate to 2026-01-01
rWtd | Res | For producing the rWtd BldgHVAC records across multiple residential HVAC system types | MFm | CZ13 | Any | rDXHW | 3275.8 | DEER2026 | 2026-01-01 |  | 2023-07-17 16:27 | Deemed Ex Ante Team | In number of dwellings (minima set to 0.01); Source: 2019 Residential Appliance Saturation Study, CEC | 2024-10-23 09:13 | Deemed Ex Ante Team | Revised StartDate to 2026-01-01
rWtd | Res | For producing the rWtd BldgHVAC records across multiple residential HVAC system types | MFm | CZ13 | Any | rDXOH | 9450.5 | DEER2020 | 2019-01-01 | 2025-12-31 | 2023-07-17 16:27 | Deemed Ex Ante Team | In number of dwellings | 2024-10-23 09:13 | Deemed Ex Ante Team | Extended ExpiryDate
rWtd | Res | For producing the rWtd BldgHVAC records across multiple residential HVAC system types | MFm | CZ13 | Any | rDXOH | 23402.9004 | DEER2026 | 2026-01-01 |  | 2023-07-17 16:27 | Deemed Ex Ante Team | In number of dwellings (minima set to 0.01); Source: 2019 Residential Appliance Saturation Study, CEC | 2024-10-23 09:13 | Deemed Ex Ante Team | Revised StartDate to 2026-01-01
rWtd | Res | For producing the rWtd BldgHVAC records across multiple residential HVAC system types | MFm | CZ13 | Any | rDXWP | 0.01 | DEER2026 | 2026-01-01 |  | 2023-07-17 16:27 | Deemed Ex Ante Team | In number of dwellings (minima set to 0.01); Source: 2019 Residential Appliance Saturation Study, CEC | 2024-10-23 09:13 | Deemed Ex Ante Team | Revised StartDate to 2026-01-01
rWtd | Res | For producing the rWtd BldgHVAC records across multiple residential HVAC system types | MFm | CZ13 | Any | rEVEF | 38.9 | DEER2026 | 2026-01-01 |  | 2023-07-17 16:27 | Deemed Ex Ante Team | In number of dwellings (minima set to 0.01); Source: 2019 Residential Appliance Saturation Study, CEC | 2024-10-23 09:13 | Deemed Ex Ante Team | Revised StartDate to 2026-01-01
rWtd | Res | For producing the rWtd BldgHVAC records across multiple residential HVAC system types | MFm | CZ13 | Any | rEVEH | 0.01 | DEER2026 | 2026-01-01 |  | 2023-07-17 16:27 | Deemed Ex Ante Team | In number of dwellings (minima set to 0.01); Source: 2019 Residential Appliance Saturation Study, CEC | 2024-10-23 09:13 | Deemed Ex Ante Team | Revised StartDate to 2026-01-01
rWtd | Res | For producing the rWtd BldgHVAC records across multiple residential HVAC system types | MFm | CZ13 | Any | rEVGF | 129.5 | DEER2026 | 2026-01-01 |  | 2023-07-17 16:27 | Deemed Ex Ante Team | In number of dwellings (minima set to 0.01); Source: 2019 Residential Appliance Saturation Study, CEC | 2024-10-23 09:13 | Deemed Ex Ante Team | Revised StartDate to 2026-01-01
rWtd | Res | For producing the rWtd BldgHVAC records across multiple residential HVAC system types | MFm | CZ13 | Any | rEVOH | 1154.3 | DEER2026 | 2026-01-01 |  | 2023-07-17 16:27 | Deemed Ex Ante Team | In number of dwellings (minima set to 0.01); Source: 2019 Residential Appliance Saturation Study, CEC | 2024-10-23 09:13 | Deemed Ex Ante Team | Revised StartDate to 2026-01-01
rWtd | Res | For producing the rWtd BldgHVAC records across multiple residential HVAC system types | MFm | CZ13 | Any | rNCEF | 47.3 | DEER2026 | 2026-01-01 |  | 2023-07-17 16:27 | Deemed Ex Ante Team | In number of dwellings (minima set to 0.01); Source: 2019 Residential Appliance Saturation Study, CEC | 2024-10-23 09:13 | Deemed Ex Ante Team | Revised StartDate to 2026-01-01
rWtd | Res | For producing the rWtd BldgHVAC records across multiple residential HVAC system types | MFm | CZ13 | Any | rNCEH | 465.51 | DEER2020 | 2019-01-01 | 2025-12-31 | 2023-07-17 16:27 | Deemed Ex Ante Team | In number of dwellings | 2024-10-23 09:13 | Deemed Ex Ante Team | Extended ExpiryDate
rWtd | Res | For producing the rWtd BldgHVAC records across multiple residential HVAC system types | MFm | CZ13 | Any | rNCEH | 327.4 | DEER2026 | 2026-01-01 |  | 2023-07-17 16:27 | Deemed Ex Ante Team | In number of dwellings (minima set to 0.01); Source: 2019 Residential Appliance Saturation Study, CEC | 2024-10-23 09:13 | Deemed Ex Ante Team | Revised StartDate to 2026-01-01
rWtd | Res | For producing the rWtd BldgHVAC records across multiple residential HVAC system types | MFm | CZ13 | Any | rNCGF | 3237.3999 | DEER2020 | 2019-01-01 | 2025-12-31 | 2023-07-17 16:27 | Deemed Ex Ante Team | In number of dwellings | 2024-10-23 09:13 | Deemed Ex Ante Team | Extended ExpiryDate
rWtd | Res | For producing the rWtd BldgHVAC records across multiple residential HVAC system types | MFm | CZ13 | Any | rNCGF | 0.01 | DEER2026 | 2026-01-01 |  | 2023-07-17 16:27 | Deemed Ex Ante Team | In number of dwellings (minima set to 0.01); Source: 2019 Residential Appliance Saturation Study, CEC | 2024-10-23 09:13 | Deemed Ex Ante Team | Revised StartDate to 2026-01-01
rWtd | Res | For producing the rWtd BldgHVAC records across multiple residential HVAC system types | MFm | CZ13 | Any | rNCOH | 403.68 | DEER2020 | 2019-01-01 | 2025-12-31 | 2023-07-17 16:27 | Deemed Ex Ante Team | In number of dwellings | 2024-10-23 09:13 | Deemed Ex Ante Team | Extended ExpiryDate
rWtd | Res | For producing the rWtd BldgHVAC records across multiple residential HVAC system types | MFm | CZ13 | Any | rNCOH | 12353.9004 | DEER2026 | 2026-01-01 |  | 2023-07-17 16:27 | Deemed Ex Ante Team | In number of dwellings (minima set to 0.01); Source: 2019 Residential Appliance Saturation Study, CEC | 2024-10-23 09:13 | Deemed Ex Ante Team | Revised StartDate to 2026-01-01
rWtd | Res | For producing the rWtd BldgHVAC records across multiple residential HVAC system types | MFm | CZ14 | Any | rDXEF | 891 | DEER2026 | 2026-01-01 |  | 2023-07-17 16:27 | Deemed Ex Ante Team | In number of dwellings (minima set to 0.01); Source: 2019 Residential Appliance Saturation Study, CEC | 2024-10-23 09:13 | Deemed Ex Ante Team | Revised StartDate to 2026-01-01
rWtd | Res | For producing the rWtd BldgHVAC records across multiple residential HVAC system types | MFm | CZ14 | Any | rDXEH | 0.01 | DEER2026 | 2026-01-01 |  | 2023-07-17 16:27 | Deemed Ex Ante Team | In number of dwellings (minima set to 0.01); Source: 2019 Residential Appliance Saturation Study, CEC | 2024-10-23 09:13 | Deemed Ex Ante Team | Revised StartDate to 2026-01-01
rWtd | Res | For producing the rWtd BldgHVAC records across multiple residential HVAC system types | MFm | CZ14 | Any | rDXGF | 25347.1992 | DEER2020 | 2019-01-01 | 2025-12-31 | 2023-07-17 16:27 | Deemed Ex Ante Team | In number of dwellings | 2024-10-23 09:13 | Deemed Ex Ante Team | Extended ExpiryDate
rWtd | Res | For producing the rWtd BldgHVAC records across multiple residential HVAC system types | MFm | CZ14 | Any | rDXGF | 14144.7002 | DEER2026 | 2026-01-01 |  | 2023-07-17 16:27 | Deemed Ex Ante Team | In number of dwellings (minima set to 0.01); Source: 2019 Residential Appliance Saturation Study, CEC | 2024-10-23 09:13 | Deemed Ex Ante Team | Revised StartDate to 2026-01-01
rWtd | Res | For producing the rWtd BldgHVAC records across multiple residential HVAC system types | MFm | CZ14 | Any | rDXHP | 3644.8501 | DEER2020 | 2019-01-01 | 2025-12-31 | 2023-07-17 16:27 | Deemed Ex Ante Team | In number of dwellings | 2024-10-23 09:13 | Deemed Ex Ante Team | Extended ExpiryDate
rWtd | Res | For producing the rWtd BldgHVAC records across multiple residential HVAC system types | MFm | CZ14 | Any | rDXHP | 521.6 | DEER2026 | 2026-01-01 |  | 2023-07-17 16:27 | Deemed Ex Ante Team | In number of dwellings (minima set to 0.01); Source: 2019 Residential Appliance Saturation Study, CEC | 2024-10-23 09:13 | Deemed Ex Ante Team | Revised StartDate to 2026-01-01
rWtd | Res | For producing the rWtd BldgHVAC records across multiple residential HVAC system types | MFm | CZ14 | Any | rDXHW | 0.01 | DEER2026 | 2026-01-01 |  | 2023-07-17 16:27 | Deemed Ex Ante Team | In number of dwellings (minima set to 0.01); Source: 2019 Residential Appliance Saturation Study, CEC | 2024-10-23 09:13 | Deemed Ex Ante Team | Revised StartDate to 2026-01-01
rWtd | Res | For producing the rWtd BldgHVAC records across multiple residential HVAC system types | MFm | CZ14 | Any | rDXOH | 3160.8799 | DEER2020 | 2019-01-01 | 2025-12-31 | 2023-07-17 16:27 | Deemed Ex Ante Team | In number of dwellings | 2024-10-23 09:13 | Deemed Ex Ante Team | Extended ExpiryDate
rWtd | Res | For producing the rWtd BldgHVAC records across multiple residential HVAC system types | MFm | CZ14 | Any | rDXOH | 1241.5 | DEER2026 | 2026-01-01 |  | 2023-07-17 16:27 | Deemed Ex Ante Team | In number of dwellings (minima set to 0.01); Source: 2019 Residential Appliance Saturation Study, CEC | 2024-10-23 09:13 | Deemed Ex Ante Team | Revised StartDate to 2026-01-01
rWtd | Res | For producing the rWtd BldgHVAC records across multiple residential HVAC system types | MFm | CZ14 | Any | rDXWP | 0.01 | DEER2026 | 2026-01-01 |  | 2023-07-17 16:27 | Deemed Ex Ante Team | In number of dwellings (minima set to 0.01); Source: 2019 Residential Appliance Saturation Study, CEC | 2024-10-23 09:13 | Deemed Ex Ante Team | Revised StartDate to 2026-01-01
rWtd | Res | For producing the rWtd BldgHVAC records across multiple residential HVAC system types | MFm | CZ14 | Any | rEVEF | 0.01 | DEER2026 | 2026-01-01 |  | 2023-07-17 16:27 | Deemed Ex Ante Team | In number of dwellings (minima set to 0.01); Source: 2019 Residential Appliance Saturation Study, CEC | 2024-10-23 09:13 | Deemed Ex Ante Team | Revised StartDate to 2026-01-01
rWtd | Res | For producing the rWtd BldgHVAC records across multiple residential HVAC system types | MFm | CZ14 | Any | rEVEH | 0.01 | DEER2026 | 2026-01-01 |  | 2023-07-17 16:27 | Deemed Ex Ante Team | In number of dwellings (minima set to 0.01); Source: 2019 Residential Appliance Saturation Study, CEC | 2024-10-23 09:13 | Deemed Ex Ante Team | Revised StartDate to 2026-01-01
rWtd | Res | For producing the rWtd BldgHVAC records across multiple residential HVAC system types | MFm | CZ14 | Any | rEVGF | 0.01 | DEER2026 | 2026-01-01 |  | 2023-07-17 16:27 | Deemed Ex Ante Team | In number of dwellings (minima set to 0.01); Source: 2019 Residential Appliance Saturation Study, CEC | 2024-10-23 09:13 | Deemed Ex Ante Team | Revised StartDate to 2026-01-01
rWtd | Res | For producing the rWtd BldgHVAC records across multiple residential HVAC system types | MFm | CZ14 | Any | rEVOH | 737.1 | DEER2026 | 2026-01-01 |  | 2023-07-17 16:27 | Deemed Ex Ante Team | In number of dwellings (minima set to 0.01); Source: 2019 Residential Appliance Saturation Study, CEC | 2024-10-23 09:13 | Deemed Ex Ante Team | Revised StartDate to 2026-01-01
rWtd | Res | For producing the rWtd BldgHVAC records across multiple residential HVAC system types | MFm | CZ14 | Any | rNCEF | 0.01 | DEER2026 | 2026-01-01 |  | 2023-07-17 16:27 | Deemed Ex Ante Team | In number of dwellings (minima set to 0.01); Source: 2019 Residential Appliance Saturation Study, CEC | 2024-10-23 09:13 | Deemed Ex Ante Team | Revised StartDate to 2026-01-01
rWtd | Res | For producing the rWtd BldgHVAC records across multiple residential HVAC system types | MFm | CZ14 | Any | rNCEH | 0 | DEER2020 | 2019-01-01 | 2025-12-31 | 2023-07-17 16:27 | Deemed Ex Ante Team | In number of dwellings | 2024-10-23 09:13 | Deemed Ex Ante Team | Extended ExpiryDate
rWtd | Res | For producing the rWtd BldgHVAC records across multiple residential HVAC system types | MFm | CZ14 | Any | rNCEH | 0.01 | DEER2026 | 2026-01-01 |  | 2023-07-17 16:27 | Deemed Ex Ante Team | In number of dwellings (minima set to 0.01); Source: 2019 Residential Appliance Saturation Study, CEC | 2024-10-23 09:13 | Deemed Ex Ante Team | Revised StartDate to 2026-01-01
rWtd | Res | For producing the rWtd BldgHVAC records across multiple residential HVAC system types | MFm | CZ14 | Any | rNCGF | 0 | DEER2020 | 2019-01-01 | 2025-12-31 | 2023-07-17 16:27 | Deemed Ex Ante Team | In number of dwellings | 2024-10-23 09:13 | Deemed Ex Ante Team | Extended ExpiryDate
rWtd | Res | For producing the rWtd BldgHVAC records across multiple residential HVAC system types | MFm | CZ14 | Any | rNCGF | 214.5 | DEER2026 | 2026-01-01 |  | 2023-07-17 16:27 | Deemed Ex Ante Team | In number of dwellings (minima set to 0.01); Source: 2019 Residential Appliance Saturation Study, CEC | 2024-10-23 09:13 | Deemed Ex Ante Team | Revised StartDate to 2026-01-01
rWtd | Res | For producing the rWtd BldgHVAC records across multiple residential HVAC system types | MFm | CZ14 | Any | rNCOH | 0 | DEER2020 | 2019-01-01 | 2025-12-31 | 2023-07-17 16:27 | Deemed Ex Ante Team | In number of dwellings | 2024-10-23 09:13 | Deemed Ex Ante Team | Extended ExpiryDate
rWtd | Res | For producing the rWtd BldgHVAC records across multiple residential HVAC system types | MFm | CZ14 | Any | rNCOH | 2175 | DEER2026 | 2026-01-01 |  | 2023-07-17 16:27 | Deemed Ex Ante Team | In number of dwellings (minima set to 0.01); Source: 2019 Residential Appliance Saturation Study, CEC | 2024-10-23 09:13 | Deemed Ex Ante Team | Revised StartDate to 2026-01-01
rWtd | Res | For producing the rWtd BldgHVAC records across multiple residential HVAC system types | MFm | CZ15 | Any | rDXEF | 4260.8999 | DEER2026 | 2026-01-01 |  | 2023-07-17 16:27 | Deemed Ex Ante Team | In number of dwellings (minima set to 0.01); Source: 2019 Residential Appliance Saturation Study, CEC | 2024-10-23 09:13 | Deemed Ex Ante Team | Revised StartDate to 2026-01-01
rWtd | Res | For producing the rWtd BldgHVAC records across multiple residential HVAC system types | MFm | CZ15 | Any | rDXEH | 519.1 | DEER2026 | 2026-01-01 |  | 2023-07-17 16:27 | Deemed Ex Ante Team | In number of dwellings (minima set to 0.01); Source: 2019 Residential Appliance Saturation Study, CEC | 2024-10-23 09:13 | Deemed Ex Ante Team | Revised StartDate to 2026-01-01
rWtd | Res | For producing the rWtd BldgHVAC records across multiple residential HVAC system types | MFm | CZ15 | Any | rDXGF | 57344.6016 | DEER2020 | 2019-01-01 | 2025-12-31 | 2023-07-17 16:27 | Deemed Ex Ante Team | In number of dwellings | 2024-10-23 09:13 | Deemed Ex Ante Team | Extended ExpiryDate
rWtd | Res | For producing the rWtd BldgHVAC records across multiple residential HVAC system types | MFm | CZ15 | Any | rDXGF | 17742.5996 | DEER2026 | 2026-01-01 |  | 2023-07-17 16:27 | Deemed Ex Ante Team | In number of dwellings (minima set to 0.01); Source: 2019 Residential Appliance Saturation Study, CEC | 2024-10-23 09:13 | Deemed Ex Ante Team | Revised StartDate to 2026-01-01
rWtd | Res | For producing the rWtd BldgHVAC records across multiple residential HVAC system types | MFm | CZ15 | Any | rDXHP | 8245.8496 | DEER2020 | 2019-01-01 | 2025-12-31 | 2023-07-17 16:27 | Deemed Ex Ante Team | In number of dwellings | 2024-10-23 09:13 | Deemed Ex Ante Team | Extended ExpiryDate
rWtd | Res | For producing the rWtd BldgHVAC records across multiple residential HVAC system types | MFm | CZ15 | Any | rDXHP | 4154 | DEER2026 | 2026-01-01 |  | 2023-07-17 16:27 | Deemed Ex Ante Team | In number of dwellings (minima set to 0.01); Source: 2019 Residential Appliance Saturation Study, CEC | 2024-10-23 09:13 | Deemed Ex Ante Team | Revised StartDate to 2026-01-01
rWtd | Res | For producing the rWtd BldgHVAC records across multiple residential HVAC system types | MFm | CZ15 | Any | rDXHW | 0.01 | DEER2026 | 2026-01-01 |  | 2023-07-17 16:27 | Deemed Ex Ante Team | In number of dwellings (minima set to 0.01); Source: 2019 Residential Appliance Saturation Study, CEC | 2024-10-23 09:13 | Deemed Ex Ante Team | Revised StartDate to 2026-01-01
rWtd | Res | For producing the rWtd BldgHVAC records across multiple residential HVAC system types | MFm | CZ15 | Any | rDXOH | 7151.1201 | DEER2020 | 2019-01-01 | 2025-12-31 | 2023-07-17 16:27 | Deemed Ex Ante Team | In number of dwellings | 2024-10-23 09:13 | Deemed Ex Ante Team | Extended ExpiryDate
rWtd | Res | For producing the rWtd BldgHVAC records across multiple residential HVAC system types | MFm | CZ15 | Any | rDXOH | 3889.7 | DEER2026 | 2026-01-01 |  | 2023-07-17 16:27 | Deemed Ex Ante Team | In number of dwellings (minima set to 0.01); Source: 2019 Residential Appliance Saturation Study, CEC | 2024-10-23 09:13 | Deemed Ex Ante Team | Revised StartDate to 2026-01-01
rWtd | Res | For producing the rWtd BldgHVAC records across multiple residential HVAC system types | MFm | CZ15 | Any | rDXWP | 0.01 | DEER2026 | 2026-01-01 |  | 2023-07-17 16:27 | Deemed Ex Ante Team | In number of dwellings (minima set to 0.01); Source: 2019 Residential Appliance Saturation Study, CEC | 2024-10-23 09:13 | Deemed Ex Ante Team | Revised StartDate to 2026-01-01
rWtd | Res | For producing the rWtd BldgHVAC records across multiple residential HVAC system types | MFm | CZ15 | Any | rEVEF | 334.4 | DEER2026 | 2026-01-01 |  | 2023-07-17 16:27 | Deemed Ex Ante Team | In number of dwellings (minima set to 0.01); Source: 2019 Residential Appliance Saturation Study, CEC | 2024-10-23 09:13 | Deemed Ex Ante Team | Revised StartDate to 2026-01-01
rWtd | Res | For producing the rWtd BldgHVAC records across multiple residential HVAC system types | MFm | CZ15 | Any | rEVEH | 0.01 | DEER2026 | 2026-01-01 |  | 2023-07-17 16:27 | Deemed Ex Ante Team | In number of dwellings (minima set to 0.01); Source: 2019 Residential Appliance Saturation Study, CEC | 2024-10-23 09:13 | Deemed Ex Ante Team | Revised StartDate to 2026-01-01
rWtd | Res | For producing the rWtd BldgHVAC records across multiple residential HVAC system types | MFm | CZ15 | Any | rEVGF | 202.8 | DEER2026 | 2026-01-01 |  | 2023-07-17 16:27 | Deemed Ex Ante Team | In number of dwellings (minima set to 0.01); Source: 2019 Residential Appliance Saturation Study, CEC | 2024-10-23 09:13 | Deemed Ex Ante Team | Revised StartDate to 2026-01-01
rWtd | Res | For producing the rWtd BldgHVAC records across multiple residential HVAC system types | MFm | CZ15 | Any | rEVOH | 49 | DEER2026 | 2026-01-01 |  | 2023-07-17 16:27 | Deemed Ex Ante Team | In number of dwellings (minima set to 0.01); Source: 2019 Residential Appliance Saturation Study, CEC | 2024-10-23 09:13 | Deemed Ex Ante Team | Revised StartDate to 2026-01-01
rWtd | Res | For producing the rWtd BldgHVAC records across multiple residential HVAC system types | MFm | CZ15 | Any | rNCEF | 0.01 | DEER2026 | 2026-01-01 |  | 2023-07-17 16:27 | Deemed Ex Ante Team | In number of dwellings (minima set to 0.01); Source: 2019 Residential Appliance Saturation Study, CEC | 2024-10-23 09:13 | Deemed Ex Ante Team | Revised StartDate to 2026-01-01
rWtd | Res | For producing the rWtd BldgHVAC records across multiple residential HVAC system types | MFm | CZ15 | Any | rNCEH | 90.49 | DEER2020 | 2019-01-01 | 2025-12-31 | 2023-07-17 16:27 | Deemed Ex Ante Team | In number of dwellings | 2024-10-23 09:13 | Deemed Ex Ante Team | Extended ExpiryDate
rWtd | Res | For producing the rWtd BldgHVAC records across multiple residential HVAC system types | MFm | CZ15 | Any | rNCEH | 0.01 | DEER2026 | 2026-01-01 |  | 2023-07-17 16:27 | Deemed Ex Ante Team | In number of dwellings (minima set to 0.01); Source: 2019 Residential Appliance Saturation Study, CEC | 2024-10-23 09:13 | Deemed Ex Ante Team | Revised StartDate to 2026-01-01
rWtd | Res | For producing the rWtd BldgHVAC records across multiple residential HVAC system types | MFm | CZ15 | Any | rNCGF | 629.4 | DEER2020 | 2019-01-01 | 2025-12-31 | 2023-07-17 16:27 | Deemed Ex Ante Team | In number of dwellings | 2024-10-23 09:13 | Deemed Ex Ante Team | Extended ExpiryDate
rWtd | Res | For producing the rWtd BldgHVAC records across multiple residential HVAC system types | MFm | CZ15 | Any | rNCGF | 185.4 | DEER2026 | 2026-01-01 |  | 2023-07-17 16:27 | Deemed Ex Ante Team | In number of dwellings (minima set to 0.01); Source: 2019 Residential Appliance Saturation Study, CEC | 2024-10-23 09:13 | Deemed Ex Ante Team | Revised StartDate to 2026-01-01
rWtd | Res | For producing the rWtd BldgHVAC records across multiple residential HVAC system types | MFm | CZ15 | Any | rNCOH | 78.48 | DEER2020 | 2019-01-01 | 2025-12-31 | 2023-07-17 16:27 | Deemed Ex Ante Team | In number of dwellings | 2024-10-23 09:13 | Deemed Ex Ante Team | Extended ExpiryDate
rWtd | Res | For producing the rWtd BldgHVAC records across multiple residential HVAC system types | MFm | CZ15 | Any | rNCOH | 466 | DEER2026 | 2026-01-01 |  | 2023-07-17 16:27 | Deemed Ex Ante Team | In number of dwellings (minima set to 0.01); Source: 2019 Residential Appliance Saturation Study, CEC | 2024-10-23 09:13 | Deemed Ex Ante Team | Revised StartDate to 2026-01-01
rWtd | Res | For producing the rWtd BldgHVAC records across multiple residential HVAC system types | MFm | CZ16 | Any | rDXEF | 0.01 | DEER2026 | 2026-01-01 |  | 2023-07-17 16:27 | Deemed Ex Ante Team | In number of dwellings (minima set to 0.01); Source: 2019 Residential Appliance Saturation Study, CEC | 2024-10-23 09:13 | Deemed Ex Ante Team | Revised StartDate to 2026-01-01
rWtd | Res | For producing the rWtd BldgHVAC records across multiple residential HVAC system types | MFm | CZ16 | Any | rDXEH | 0.01 | DEER2026 | 2026-01-01 |  | 2023-07-17 16:27 | Deemed Ex Ante Team | In number of dwellings (minima set to 0.01); Source: 2019 Residential Appliance Saturation Study, CEC | 2024-10-23 09:13 | Deemed Ex Ante Team | Revised StartDate to 2026-01-01
rWtd | Res | For producing the rWtd BldgHVAC records across multiple residential HVAC system types | MFm | CZ16 | Any | rDXGF | 13003.5 | DEER2020 | 2019-01-01 | 2025-12-31 | 2023-07-17 16:27 | Deemed Ex Ante Team | In number of dwellings | 2024-10-23 09:13 | Deemed Ex Ante Team | Extended ExpiryDate
rWtd | Res | For producing the rWtd BldgHVAC records across multiple residential HVAC system types | MFm | CZ16 | Any | rDXGF | 1172.4 | DEER2026 | 2026-01-01 |  | 2023-07-17 16:27 | Deemed Ex Ante Team | In number of dwellings (minima set to 0.01); Source: 2019 Residential Appliance Saturation Study, CEC | 2024-10-23 09:13 | Deemed Ex Ante Team | Revised StartDate to 2026-01-01
rWtd | Res | For producing the rWtd BldgHVAC records across multiple residential HVAC system types | MFm | CZ16 | Any | rDXHP | 1869.8 | DEER2020 | 2019-01-01 | 2025-12-31 | 2023-07-17 16:27 | Deemed Ex Ante Team | In number of dwellings | 2024-10-23 09:13 | Deemed Ex Ante Team | Extended ExpiryDate
rWtd | Res | For producing the rWtd BldgHVAC records across multiple residential HVAC system types | MFm | CZ16 | Any | rDXHP | 3466.8 | DEER2026 | 2026-01-01 |  | 2023-07-17 16:27 | Deemed Ex Ante Team | In number of dwellings (minima set to 0.01); Source: 2019 Residential Appliance Saturation Study, CEC | 2024-10-23 09:13 | Deemed Ex Ante Team | Revised StartDate to 2026-01-01
rWtd | Res | For producing the rWtd BldgHVAC records across multiple residential HVAC system types | MFm | CZ16 | Any | rDXHW | 0.01 | DEER2026 | 2026-01-01 |  | 2023-07-17 16:27 | Deemed Ex Ante Team | In number of dwellings (minima set to 0.01); Source: 2019 Residential Appliance Saturation Study, CEC | 2024-10-23 09:13 | Deemed Ex Ante Team | Revised StartDate to 2026-01-01
rWtd | Res | For producing the rWtd BldgHVAC records across multiple residential HVAC system types | MFm | CZ16 | Any | rDXOH | 1621.5699 | DEER2020 | 2019-01-01 | 2025-12-31 | 2023-07-17 16:27 | Deemed Ex Ante Team | In number of dwellings | 2024-10-23 09:13 | Deemed Ex Ante Team | Extended ExpiryDate
rWtd | Res | For producing the rWtd BldgHVAC records across multiple residential HVAC system types | MFm | CZ16 | Any | rDXOH | 451 | DEER2026 | 2026-01-01 |  | 2023-07-17 16:27 | Deemed Ex Ante Team | In number of dwellings (minima set to 0.01); Source: 2019 Residential Appliance Saturation Study, CEC | 2024-10-23 09:13 | Deemed Ex Ante Team | Revised StartDate to 2026-01-01
rWtd | Res | For producing the rWtd BldgHVAC records across multiple residential HVAC system types | MFm | CZ16 | Any | rDXWP | 0.01 | DEER2026 | 2026-01-01 |  | 2023-07-17 16:27 | Deemed Ex Ante Team | In number of dwellings (minima set to 0.01); Source: 2019 Residential Appliance Saturation Study, CEC | 2024-10-23 09:13 | Deemed Ex Ante Team | Revised StartDate to 2026-01-01
rWtd | Res | For producing the rWtd BldgHVAC records across multiple residential HVAC system types | MFm | CZ16 | Any | rEVEF | 0.01 | DEER2026 | 2026-01-01 |  | 2023-07-17 16:27 | Deemed Ex Ante Team | In number of dwellings (minima set to 0.01); Source: 2019 Residential Appliance Saturation Study, CEC | 2024-10-23 09:13 | Deemed Ex Ante Team | Revised StartDate to 2026-01-01
rWtd | Res | For producing the rWtd BldgHVAC records across multiple residential HVAC system types | MFm | CZ16 | Any | rEVEH | 0.01 | DEER2026 | 2026-01-01 |  | 2023-07-17 16:27 | Deemed Ex Ante Team | In number of dwellings (minima set to 0.01); Source: 2019 Residential Appliance Saturation Study, CEC | 2024-10-23 09:13 | Deemed Ex Ante Team | Revised StartDate to 2026-01-01
rWtd | Res | For producing the rWtd BldgHVAC records across multiple residential HVAC system types | MFm | CZ16 | Any | rEVGF | 129.8 | DEER2026 | 2026-01-01 |  | 2023-07-17 16:27 | Deemed Ex Ante Team | In number of dwellings (minima set to 0.01); Source: 2019 Residential Appliance Saturation Study, CEC | 2024-10-23 09:13 | Deemed Ex Ante Team | Revised StartDate to 2026-01-01
rWtd | Res | For producing the rWtd BldgHVAC records across multiple residential HVAC system types | MFm | CZ16 | Any | rEVOH | 454.3 | DEER2026 | 2026-01-01 |  | 2023-07-17 16:27 | Deemed Ex Ante Team | In number of dwellings (minima set to 0.01); Source: 2019 Residential Appliance Saturation Study, CEC | 2024-10-23 09:13 | Deemed Ex Ante Team | Revised StartDate to 2026-01-01
rWtd | Res | For producing the rWtd BldgHVAC records across multiple residential HVAC system types | MFm | CZ16 | Any | rNCEF | 0.01 | DEER2026 | 2026-01-01 |  | 2023-07-17 16:27 | Deemed Ex Ante Team | In number of dwellings (minima set to 0.01); Source: 2019 Residential Appliance Saturation Study, CEC | 2024-10-23 09:13 | Deemed Ex Ante Team | Revised StartDate to 2026-01-01
rWtd | Res | For producing the rWtd BldgHVAC records across multiple residential HVAC system types | MFm | CZ16 | Any | rNCEH | 398.69 | DEER2020 | 2019-01-01 | 2025-12-31 | 2023-07-17 16:27 | Deemed Ex Ante Team | In number of dwellings | 2024-10-23 09:13 | Deemed Ex Ante Team | Extended ExpiryDate
rWtd | Res | For producing the rWtd BldgHVAC records across multiple residential HVAC system types | MFm | CZ16 | Any | rNCEH | 59.4 | DEER2026 | 2026-01-01 |  | 2023-07-17 16:27 | Deemed Ex Ante Team | In number of dwellings (minima set to 0.01); Source: 2019 Residential Appliance Saturation Study, CEC | 2024-10-23 09:13 | Deemed Ex Ante Team | Revised StartDate to 2026-01-01
rWtd | Res | For producing the rWtd BldgHVAC records across multiple residential HVAC system types | MFm | CZ16 | Any | rNCGF | 2772.6699 | DEER2020 | 2019-01-01 | 2025-12-31 | 2023-07-17 16:27 | Deemed Ex Ante Team | In number of dwellings | 2024-10-23 09:13 | Deemed Ex Ante Team | Extended ExpiryDate
rWtd | Res | For producing the rWtd BldgHVAC records across multiple residential HVAC system types | MFm | CZ16 | Any | rNCGF | 326.1 | DEER2026 | 2026-01-01 |  | 2023-07-17 16:27 | Deemed Ex Ante Team | In number of dwellings (minima set to 0.01); Source: 2019 Residential Appliance Saturation Study, CEC | 2024-10-23 09:13 | Deemed Ex Ante Team | Revised StartDate to 2026-01-01
rWtd | Res | For producing the rWtd BldgHVAC records across multiple residential HVAC system types | MFm | CZ16 | Any | rNCOH | 345.81 | DEER2020 | 2019-01-01 | 2025-12-31 | 2023-07-17 16:27 | Deemed Ex Ante Team | In number of dwellings | 2024-10-23 09:13 | Deemed Ex Ante Team | Extended ExpiryDate
rWtd | Res | For producing the rWtd BldgHVAC records across multiple residential HVAC system types | MFm | CZ16 | Any | rNCOH | 7568.1001 | DEER2026 | 2026-01-01 |  | 2023-07-17 16:27 | Deemed Ex Ante Team | In number of dwellings (minima set to 0.01); Source: 2019 Residential Appliance Saturation Study, CEC | 2024-10-23 09:13 | Deemed Ex Ante Team | Revised StartDate to 2026-01-01
rWtd | Res | For producing the rWtd BldgHVAC records across multiple residential HVAC system types | SFm | CZ01 | Any | rDXEF | 0.01 | DEER2026 | 2026-01-01 |  | 2023-07-17 16:27 | Deemed Ex Ante Team | In number of dwellings (minima set to 0.01); Source: 2019 Residential Appliance Saturation Study, CEC | 2024-10-23 09:13 | Deemed Ex Ante Team | Revised StartDate to 2026-01-01
rWtd | Res | For producing the rWtd BldgHVAC records across multiple residential HVAC system types | SFm | CZ01 | Any | rDXEH | 0.01 | DEER2026 | 2026-01-01 |  | 2023-07-17 16:27 | Deemed Ex Ante Team | In number of dwellings (minima set to 0.01); Source: 2019 Residential Appliance Saturation Study, CEC | 2024-10-23 09:13 | Deemed Ex Ante Team | Revised StartDate to 2026-01-01
rWtd | Res | For producing the rWtd BldgHVAC records across multiple residential HVAC system types | SFm | CZ01 | Any | rDXGF | 345.7 | DEER2020 | 2019-01-01 | 2025-12-31 | 2023-07-17 16:27 | Deemed Ex Ante Team | In number of dwellings | 2024-10-23 09:13 | Deemed Ex Ante Team | Extended ExpiryDate
rWtd | Res | For producing the rWtd BldgHVAC records across multiple residential HVAC system types | SFm | CZ01 | Any | rDXGF | 7262.6001 | DEER2026 | 2026-01-01 |  | 2023-07-17 16:27 | Deemed Ex Ante Team | In number of dwellings (minima set to 0.01); Source: 2019 Residential Appliance Saturation Study, CEC | 2024-10-23 09:13 | Deemed Ex Ante Team | Revised StartDate to 2026-01-01
rWtd | Res | For producing the rWtd BldgHVAC records across multiple residential HVAC system types | SFm | CZ01 | Any | rDXHP | 19.87 | DEER2020 | 2019-01-01 | 2025-12-31 | 2023-07-17 16:27 | Deemed Ex Ante Team | In number of dwellings | 2024-10-23 09:13 | Deemed Ex Ante Team | Extended ExpiryDate
rWtd | Res | For producing the rWtd BldgHVAC records across multiple residential HVAC system types | SFm | CZ01 | Any | rDXHP | 71.5 | DEER2026 | 2026-01-01 |  | 2023-07-17 16:27 | Deemed Ex Ante Team | In number of dwellings (minima set to 0.01); Source: 2019 Residential Appliance Saturation Study, CEC | 2024-10-23 09:13 | Deemed Ex Ante Team | Revised StartDate to 2026-01-01
rWtd | Res | For producing the rWtd BldgHVAC records across multiple residential HVAC system types | SFm | CZ01 | Any | rDXHW | 0.01 | DEER2026 | 2026-01-01 |  | 2023-07-17 16:27 | Deemed Ex Ante Team | In number of dwellings (minima set to 0.01); Source: 2019 Residential Appliance Saturation Study, CEC | 2024-10-23 09:13 | Deemed Ex Ante Team | Revised StartDate to 2026-01-01
rWtd | Res | For producing the rWtd BldgHVAC records across multiple residential HVAC system types | SFm | CZ01 | Any | rDXOH | 27.82 | DEER2020 | 2019-01-01 | 2025-12-31 | 2023-07-17 16:27 | Deemed Ex Ante Team | In number of dwellings | 2024-10-23 09:13 | Deemed Ex Ante Team | Extended ExpiryDate
rWtd | Res | For producing the rWtd BldgHVAC records across multiple residential HVAC system types | SFm | CZ01 | Any | rDXOH | 142.3 | DEER2026 | 2026-01-01 |  | 2023-07-17 16:27 | Deemed Ex Ante Team | In number of dwellings (minima set to 0.01); Source: 2019 Residential Appliance Saturation Study, CEC | 2024-10-23 09:13 | Deemed Ex Ante Team | Revised StartDate to 2026-01-01
rWtd | Res | For producing the rWtd BldgHVAC records across multiple residential HVAC system types | SFm | CZ01 | Any | rDXWP | 0.01 | DEER2026 | 2026-01-01 |  | 2023-07-17 16:27 | Deemed Ex Ante Team | In number of dwellings (minima set to 0.01); Source: 2019 Residential Appliance Saturation Study, CEC | 2024-10-23 09:13 | Deemed Ex Ante Team | Revised StartDate to 2026-01-01
rWtd | Res | For producing the rWtd BldgHVAC records across multiple residential HVAC system types | SFm | CZ01 | Any | rEVEF | 0.01 | DEER2026 | 2026-01-01 |  | 2023-07-17 16:27 | Deemed Ex Ante Team | In number of dwellings (minima set to 0.01); Source: 2019 Residential Appliance Saturation Study, CEC | 2024-10-23 09:13 | Deemed Ex Ante Team | Revised StartDate to 2026-01-01
rWtd | Res | For producing the rWtd BldgHVAC records across multiple residential HVAC system types | SFm | CZ01 | Any | rEVEH | 0.01 | DEER2026 | 2026-01-01 |  | 2023-07-17 16:27 | Deemed Ex Ante Team | In number of dwellings (minima set to 0.01); Source: 2019 Residential Appliance Saturation Study, CEC | 2024-10-23 09:13 | Deemed Ex Ante Team | Revised StartDate to 2026-01-01
rWtd | Res | For producing the rWtd BldgHVAC records across multiple residential HVAC system types | SFm | CZ01 | Any | rEVGF | 0.01 | DEER2026 | 2026-01-01 |  | 2023-07-17 16:27 | Deemed Ex Ante Team | In number of dwellings (minima set to 0.01); Source: 2019 Residential Appliance Saturation Study, CEC | 2024-10-23 09:13 | Deemed Ex Ante Team | Revised StartDate to 2026-01-01
rWtd | Res | For producing the rWtd BldgHVAC records across multiple residential HVAC system types | SFm | CZ01 | Any | rEVOH | 0.01 | DEER2026 | 2026-01-01 |  | 2023-07-17 16:27 | Deemed Ex Ante Team | In number of dwellings (minima set to 0.01); Source: 2019 Residential Appliance Saturation Study, CEC | 2024-10-23 09:13 | Deemed Ex Ante Team | Revised StartDate to 2026-01-01
rWtd | Res | For producing the rWtd BldgHVAC records across multiple residential HVAC system types | SFm | CZ01 | Any | rNCEF | 0.01 | DEER2026 | 2026-01-01 |  | 2023-07-17 16:27 | Deemed Ex Ante Team | In number of dwellings (minima set to 0.01); Source: 2019 Residential Appliance Saturation Study, CEC | 2024-10-23 09:13 | Deemed Ex Ante Team | Revised StartDate to 2026-01-01
rWtd | Res | For producing the rWtd BldgHVAC records across multiple residential HVAC system types | SFm | CZ01 | Any | rNCEH | 1562.8 | DEER2020 | 2019-01-01 | 2025-12-31 | 2023-07-17 16:27 | Deemed Ex Ante Team | In number of dwellings | 2024-10-23 09:13 | Deemed Ex Ante Team | Extended ExpiryDate
rWtd | Res | For producing the rWtd BldgHVAC records across multiple residential HVAC system types | SFm | CZ01 | Any | rNCEH | 33.1 | DEER2026 | 2026-01-01 |  | 2023-07-17 16:27 | Deemed Ex Ante Team | In number of dwellings (minima set to 0.01); Source: 2019 Residential Appliance Saturation Study, CEC | 2024-10-23 09:13 | Deemed Ex Ante Team | Revised StartDate to 2026-01-01
rWtd | Res | For producing the rWtd BldgHVAC records across multiple residential HVAC system types | SFm | CZ01 | Any | rNCGF | 27193 | DEER2020 | 2019-01-01 | 2025-12-31 | 2023-07-17 16:27 | Deemed Ex Ante Team | In number of dwellings | 2024-10-23 09:13 | Deemed Ex Ante Team | Extended ExpiryDate
rWtd | Res | For producing the rWtd BldgHVAC records across multiple residential HVAC system types | SFm | CZ01 | Any | rNCGF | 240.1 | DEER2026 | 2026-01-01 |  | 2023-07-17 16:27 | Deemed Ex Ante Team | In number of dwellings (minima set to 0.01); Source: 2019 Residential Appliance Saturation Study, CEC | 2024-10-23 09:13 | Deemed Ex Ante Team | Revised StartDate to 2026-01-01
rWtd | Res | For producing the rWtd BldgHVAC records across multiple residential HVAC system types | SFm | CZ01 | Any | rNCOH | 2187.8999 | DEER2020 | 2019-01-01 | 2025-12-31 | 2023-07-17 16:27 | Deemed Ex Ante Team | In number of dwellings | 2024-10-23 09:13 | Deemed Ex Ante Team | Extended ExpiryDate
rWtd | Res | For producing the rWtd BldgHVAC records across multiple residential HVAC system types | SFm | CZ01 | Any | rNCOH | 99.9 | DEER2026 | 2026-01-01 |  | 2023-07-17 16:27 | Deemed Ex Ante Team | In number of dwellings (minima set to 0.01); Source: 2019 Residential Appliance Saturation Study, CEC | 2024-10-23 09:13 | Deemed Ex Ante Team | Revised StartDate to 2026-01-01
rWtd | Res | For producing the rWtd BldgHVAC records across multiple residential HVAC system types | SFm | CZ02 | Any | rDXEF | 24403.4004 | DEER2026 | 2026-01-01 |  | 2023-07-17 16:27 | Deemed Ex Ante Team | In number of dwellings (minima set to 0.01); Source: 2019 Residential Appliance Saturation Study, CEC | 2024-10-23 09:13 | Deemed Ex Ante Team | Revised StartDate to 2026-01-01
rWtd | Res | For producing the rWtd BldgHVAC records across multiple residential HVAC system types | SFm | CZ02 | Any | rDXEH | 1265.7 | DEER2026 | 2026-01-01 |  | 2023-07-17 16:27 | Deemed Ex Ante Team | In number of dwellings (minima set to 0.01); Source: 2019 Residential Appliance Saturation Study, CEC | 2024-10-23 09:13 | Deemed Ex Ante Team | Revised StartDate to 2026-01-01
rWtd | Res | For producing the rWtd BldgHVAC records across multiple residential HVAC system types | SFm | CZ02 | Any | rDXGF | 58933.5 | DEER2020 | 2019-01-01 | 2025-12-31 | 2023-07-17 16:27 | Deemed Ex Ante Team | In number of dwellings | 2024-10-23 09:13 | Deemed Ex Ante Team | Extended ExpiryDate
rWtd | Res | For producing the rWtd BldgHVAC records across multiple residential HVAC system types | SFm | CZ02 | Any | rDXGF | 68940.1016 | DEER2026 | 2026-01-01 |  | 2023-07-17 16:27 | Deemed Ex Ante Team | In number of dwellings (minima set to 0.01); Source: 2019 Residential Appliance Saturation Study, CEC | 2024-10-23 09:13 | Deemed Ex Ante Team | Revised StartDate to 2026-01-01
rWtd | Res | For producing the rWtd BldgHVAC records across multiple residential HVAC system types | SFm | CZ02 | Any | rDXHP | 3387 | DEER2020 | 2019-01-01 | 2025-12-31 | 2023-07-17 16:27 | Deemed Ex Ante Team | In number of dwellings | 2024-10-23 09:13 | Deemed Ex Ante Team | Extended ExpiryDate
rWtd | Res | For producing the rWtd BldgHVAC records across multiple residential HVAC system types | SFm | CZ02 | Any | rDXHP | 9289.7998 | DEER2026 | 2026-01-01 |  | 2023-07-17 16:27 | Deemed Ex Ante Team | In number of dwellings (minima set to 0.01); Source: 2019 Residential Appliance Saturation Study, CEC | 2024-10-23 09:13 | Deemed Ex Ante Team | Revised StartDate to 2026-01-01
rWtd | Res | For producing the rWtd BldgHVAC records across multiple residential HVAC system types | SFm | CZ02 | Any | rDXHW | 159.4 | DEER2026 | 2026-01-01 |  | 2023-07-17 16:27 | Deemed Ex Ante Team | In number of dwellings (minima set to 0.01); Source: 2019 Residential Appliance Saturation Study, CEC | 2024-10-23 09:13 | Deemed Ex Ante Team | Revised StartDate to 2026-01-01
rWtd | Res | For producing the rWtd BldgHVAC records across multiple residential HVAC system types | SFm | CZ02 | Any | rDXOH | 4741.7998 | DEER2020 | 2019-01-01 | 2025-12-31 | 2023-07-17 16:27 | Deemed Ex Ante Team | In number of dwellings | 2024-10-23 09:13 | Deemed Ex Ante Team | Extended ExpiryDate
rWtd | Res | For producing the rWtd BldgHVAC records across multiple residential HVAC system types | SFm | CZ02 | Any | rDXOH | 10665.2002 | DEER2026 | 2026-01-01 |  | 2023-07-17 16:27 | Deemed Ex Ante Team | In number of dwellings (minima set to 0.01); Source: 2019 Residential Appliance Saturation Study, CEC | 2024-10-23 09:13 | Deemed Ex Ante Team | Revised StartDate to 2026-01-01
rWtd | Res | For producing the rWtd BldgHVAC records across multiple residential HVAC system types | SFm | CZ02 | Any | rDXWP | 0.01 | DEER2026 | 2026-01-01 |  | 2023-07-17 16:27 | Deemed Ex Ante Team | In number of dwellings (minima set to 0.01); Source: 2019 Residential Appliance Saturation Study, CEC | 2024-10-23 09:13 | Deemed Ex Ante Team | Revised StartDate to 2026-01-01
rWtd | Res | For producing the rWtd BldgHVAC records across multiple residential HVAC system types | SFm | CZ02 | Any | rEVEF | 0.01 | DEER2026 | 2026-01-01 |  | 2023-07-17 16:27 | Deemed Ex Ante Team | In number of dwellings (minima set to 0.01); Source: 2019 Residential Appliance Saturation Study, CEC | 2024-10-23 09:13 | Deemed Ex Ante Team | Revised StartDate to 2026-01-01
rWtd | Res | For producing the rWtd BldgHVAC records across multiple residential HVAC system types | SFm | CZ02 | Any | rEVEH | 0.01 | DEER2026 | 2026-01-01 |  | 2023-07-17 16:27 | Deemed Ex Ante Team | In number of dwellings (minima set to 0.01); Source: 2019 Residential Appliance Saturation Study, CEC | 2024-10-23 09:13 | Deemed Ex Ante Team | Revised StartDate to 2026-01-01
rWtd | Res | For producing the rWtd BldgHVAC records across multiple residential HVAC system types | SFm | CZ02 | Any | rEVGF | 254.8 | DEER2026 | 2026-01-01 |  | 2023-07-17 16:27 | Deemed Ex Ante Team | In number of dwellings (minima set to 0.01); Source: 2019 Residential Appliance Saturation Study, CEC | 2024-10-23 09:13 | Deemed Ex Ante Team | Revised StartDate to 2026-01-01
rWtd | Res | For producing the rWtd BldgHVAC records across multiple residential HVAC system types | SFm | CZ02 | Any | rEVOH | 1584.5 | DEER2026 | 2026-01-01 |  | 2023-07-17 16:27 | Deemed Ex Ante Team | In number of dwellings (minima set to 0.01); Source: 2019 Residential Appliance Saturation Study, CEC | 2024-10-23 09:13 | Deemed Ex Ante Team | Revised StartDate to 2026-01-01
rWtd | Res | For producing the rWtd BldgHVAC records across multiple residential HVAC system types | SFm | CZ02 | Any | rNCEF | 7927.5 | DEER2026 | 2026-01-01 |  | 2023-07-17 16:27 | Deemed Ex Ante Team | In number of dwellings (minima set to 0.01); Source: 2019 Residential Appliance Saturation Study, CEC | 2024-10-23 09:13 | Deemed Ex Ante Team | Revised StartDate to 2026-01-01
rWtd | Res | For producing the rWtd BldgHVAC records across multiple residential HVAC system types | SFm | CZ02 | Any | rNCEH | 5495.3999 | DEER2020 | 2019-01-01 | 2025-12-31 | 2023-07-17 16:27 | Deemed Ex Ante Team | In number of dwellings | 2024-10-23 09:13 | Deemed Ex Ante Team | Extended ExpiryDate
rWtd | Res | For producing the rWtd BldgHVAC records across multiple residential HVAC system types | SFm | CZ02 | Any | rNCEH | 288.3 | DEER2026 | 2026-01-01 |  | 2023-07-17 16:27 | Deemed Ex Ante Team | In number of dwellings (minima set to 0.01); Source: 2019 Residential Appliance Saturation Study, CEC | 2024-10-23 09:13 | Deemed Ex Ante Team | Revised StartDate to 2026-01-01
rWtd | Res | For producing the rWtd BldgHVAC records across multiple residential HVAC system types | SFm | CZ02 | Any | rNCGF | 95620.2969 | DEER2020 | 2019-01-01 | 2025-12-31 | 2023-07-17 16:27 | Deemed Ex Ante Team | In number of dwellings | 2024-10-23 09:13 | Deemed Ex Ante Team | Extended ExpiryDate
rWtd | Res | For producing the rWtd BldgHVAC records across multiple residential HVAC system types | SFm | CZ02 | Any | rNCGF | 13409.2002 | DEER2026 | 2026-01-01 |  | 2023-07-17 16:27 | Deemed Ex Ante Team | In number of dwellings (minima set to 0.01); Source: 2019 Residential Appliance Saturation Study, CEC | 2024-10-23 09:13 | Deemed Ex Ante Team | Revised StartDate to 2026-01-01
rWtd | Res | For producing the rWtd BldgHVAC records across multiple residential HVAC system types | SFm | CZ02 | Any | rNCOH | 7693.6001 | DEER2020 | 2019-01-01 | 2025-12-31 | 2023-07-17 16:27 | Deemed Ex Ante Team | In number of dwellings | 2024-10-23 09:13 | Deemed Ex Ante Team | Extended ExpiryDate
rWtd | Res | For producing the rWtd BldgHVAC records across multiple residential HVAC system types | SFm | CZ02 | Any | rNCOH | 18730 | DEER2026 | 2026-01-01 |  | 2023-07-17 16:27 | Deemed Ex Ante Team | In number of dwellings (minima set to 0.01); Source: 2019 Residential Appliance Saturation Study, CEC | 2024-10-23 09:13 | Deemed Ex Ante Team | Revised StartDate to 2026-01-01
rWtd | Res | For producing the rWtd BldgHVAC records across multiple residential HVAC system types | SFm | CZ03 | Any | rDXEF | 25375.6992 | DEER2026 | 2026-01-01 |  | 2023-07-17 16:27 | Deemed Ex Ante Team | In number of dwellings (minima set to 0.01); Source: 2019 Residential Appliance Saturation Study, CEC | 2024-10-23 09:13 | Deemed Ex Ante Team | Revised StartDate to 2026-01-01
rWtd | Res | For producing the rWtd BldgHVAC records across multiple residential HVAC system types | SFm | CZ03 | Any | rDXEH | 407.7 | DEER2026 | 2026-01-01 |  | 2023-07-17 16:27 | Deemed Ex Ante Team | In number of dwellings (minima set to 0.01); Source: 2019 Residential Appliance Saturation Study, CEC | 2024-10-23 09:13 | Deemed Ex Ante Team | Revised StartDate to 2026-01-01
rWtd | Res | For producing the rWtd BldgHVAC records across multiple residential HVAC system types | SFm | CZ03 | Any | rDXGF | 65011.3008 | DEER2020 | 2019-01-01 | 2025-12-31 | 2023-07-17 16:27 | Deemed Ex Ante Team | In number of dwellings | 2024-10-23 09:13 | Deemed Ex Ante Team | Extended ExpiryDate
rWtd | Res | For producing the rWtd BldgHVAC records across multiple residential HVAC system types | SFm | CZ03 | Any | rDXGF | 125189.2031 | DEER2026 | 2026-01-01 |  | 2023-07-17 16:27 | Deemed Ex Ante Team | In number of dwellings (minima set to 0.01); Source: 2019 Residential Appliance Saturation Study, CEC | 2024-10-23 09:13 | Deemed Ex Ante Team | Revised StartDate to 2026-01-01
rWtd | Res | For producing the rWtd BldgHVAC records across multiple residential HVAC system types | SFm | CZ03 | Any | rDXHP | 3736.3 | DEER2020 | 2019-01-01 | 2025-12-31 | 2023-07-17 16:27 | Deemed Ex Ante Team | In number of dwellings | 2024-10-23 09:13 | Deemed Ex Ante Team | Extended ExpiryDate
rWtd | Res | For producing the rWtd BldgHVAC records across multiple residential HVAC system types | SFm | CZ03 | Any | rDXHP | 2752.6001 | DEER2026 | 2026-01-01 |  | 2023-07-17 16:27 | Deemed Ex Ante Team | In number of dwellings (minima set to 0.01); Source: 2019 Residential Appliance Saturation Study, CEC | 2024-10-23 09:13 | Deemed Ex Ante Team | Revised StartDate to 2026-01-01
rWtd | Res | For producing the rWtd BldgHVAC records across multiple residential HVAC system types | SFm | CZ03 | Any | rDXHW | 2280.3 | DEER2026 | 2026-01-01 |  | 2023-07-17 16:27 | Deemed Ex Ante Team | In number of dwellings (minima set to 0.01); Source: 2019 Residential Appliance Saturation Study, CEC | 2024-10-23 09:13 | Deemed Ex Ante Team | Revised StartDate to 2026-01-01
rWtd | Res | For producing the rWtd BldgHVAC records across multiple residential HVAC system types | SFm | CZ03 | Any | rDXOH | 5230.7998 | DEER2020 | 2019-01-01 | 2025-12-31 | 2023-07-17 16:27 | Deemed Ex Ante Team | In number of dwellings | 2024-10-23 09:13 | Deemed Ex Ante Team | Extended ExpiryDate
rWtd | Res | For producing the rWtd BldgHVAC records across multiple residential HVAC system types | SFm | CZ03 | Any | rDXOH | 24578.0996 | DEER2026 | 2026-01-01 |  | 2023-07-17 16:27 | Deemed Ex Ante Team | In number of dwellings (minima set to 0.01); Source: 2019 Residential Appliance Saturation Study, CEC | 2024-10-23 09:13 | Deemed Ex Ante Team | Revised StartDate to 2026-01-01
rWtd | Res | For producing the rWtd BldgHVAC records across multiple residential HVAC system types | SFm | CZ03 | Any | rDXWP | 0.01 | DEER2026 | 2026-01-01 |  | 2023-07-17 16:27 | Deemed Ex Ante Team | In number of dwellings (minima set to 0.01); Source: 2019 Residential Appliance Saturation Study, CEC | 2024-10-23 09:13 | Deemed Ex Ante Team | Revised StartDate to 2026-01-01
rWtd | Res | For producing the rWtd BldgHVAC records across multiple residential HVAC system types | SFm | CZ03 | Any | rEVEF | 0.01 | DEER2026 | 2026-01-01 |  | 2023-07-17 16:27 | Deemed Ex Ante Team | In number of dwellings (minima set to 0.01); Source: 2019 Residential Appliance Saturation Study, CEC | 2024-10-23 09:13 | Deemed Ex Ante Team | Revised StartDate to 2026-01-01
rWtd | Res | For producing the rWtd BldgHVAC records across multiple residential HVAC system types | SFm | CZ03 | Any | rEVEH | 0.01 | DEER2026 | 2026-01-01 |  | 2023-07-17 16:27 | Deemed Ex Ante Team | In number of dwellings (minima set to 0.01); Source: 2019 Residential Appliance Saturation Study, CEC | 2024-10-23 09:13 | Deemed Ex Ante Team | Revised StartDate to 2026-01-01
rWtd | Res | For producing the rWtd BldgHVAC records across multiple residential HVAC system types | SFm | CZ03 | Any | rEVGF | 611.1 | DEER2026 | 2026-01-01 |  | 2023-07-17 16:27 | Deemed Ex Ante Team | In number of dwellings (minima set to 0.01); Source: 2019 Residential Appliance Saturation Study, CEC | 2024-10-23 09:13 | Deemed Ex Ante Team | Revised StartDate to 2026-01-01
rWtd | Res | For producing the rWtd BldgHVAC records across multiple residential HVAC system types | SFm | CZ03 | Any | rEVOH | 273.5 | DEER2026 | 2026-01-01 |  | 2023-07-17 16:27 | Deemed Ex Ante Team | In number of dwellings (minima set to 0.01); Source: 2019 Residential Appliance Saturation Study, CEC | 2024-10-23 09:13 | Deemed Ex Ante Team | Revised StartDate to 2026-01-01
rWtd | Res | For producing the rWtd BldgHVAC records across multiple residential HVAC system types | SFm | CZ03 | Any | rNCEF | 2644.7 | DEER2026 | 2026-01-01 |  | 2023-07-17 16:27 | Deemed Ex Ante Team | In number of dwellings (minima set to 0.01); Source: 2019 Residential Appliance Saturation Study, CEC | 2024-10-23 09:13 | Deemed Ex Ante Team | Revised StartDate to 2026-01-01
rWtd | Res | For producing the rWtd BldgHVAC records across multiple residential HVAC system types | SFm | CZ03 | Any | rNCEH | 26313.0996 | DEER2020 | 2019-01-01 | 2025-12-31 | 2023-07-17 16:27 | Deemed Ex Ante Team | In number of dwellings | 2024-10-23 09:13 | Deemed Ex Ante Team | Extended ExpiryDate
rWtd | Res | For producing the rWtd BldgHVAC records across multiple residential HVAC system types | SFm | CZ03 | Any | rNCEH | 3098.2 | DEER2026 | 2026-01-01 |  | 2023-07-17 16:27 | Deemed Ex Ante Team | In number of dwellings (minima set to 0.01); Source: 2019 Residential Appliance Saturation Study, CEC | 2024-10-23 09:13 | Deemed Ex Ante Team | Revised StartDate to 2026-01-01
rWtd | Res | For producing the rWtd BldgHVAC records across multiple residential HVAC system types | SFm | CZ03 | Any | rNCGF | 457847.4062 | DEER2020 | 2019-01-01 | 2025-12-31 | 2023-07-17 16:27 | Deemed Ex Ante Team | In number of dwellings | 2024-10-23 09:13 | Deemed Ex Ante Team | Extended ExpiryDate
rWtd | Res | For producing the rWtd BldgHVAC records across multiple residential HVAC system types | SFm | CZ03 | Any | rNCGF | 36638.1992 | DEER2026 | 2026-01-01 |  | 2023-07-17 16:27 | Deemed Ex Ante Team | In number of dwellings (minima set to 0.01); Source: 2019 Residential Appliance Saturation Study, CEC | 2024-10-23 09:13 | Deemed Ex Ante Team | Revised StartDate to 2026-01-01
rWtd | Res | For producing the rWtd BldgHVAC records across multiple residential HVAC system types | SFm | CZ03 | Any | rNCOH | 36838.3008 | DEER2020 | 2019-01-01 | 2025-12-31 | 2023-07-17 16:27 | Deemed Ex Ante Team | In number of dwellings | 2024-10-23 09:13 | Deemed Ex Ante Team | Extended ExpiryDate
rWtd | Res | For producing the rWtd BldgHVAC records across multiple residential HVAC system types | SFm | CZ03 | Any | rNCOH | 16044.5996 | DEER2026 | 2026-01-01 |  | 2023-07-17 16:27 | Deemed Ex Ante Team | In number of dwellings (minima set to 0.01); Source: 2019 Residential Appliance Saturation Study, CEC | 2024-10-23 09:13 | Deemed Ex Ante Team | Revised StartDate to 2026-01-01
rWtd | Res | For producing the rWtd BldgHVAC records across multiple residential HVAC system types | SFm | CZ04 | Any | rDXEF | 16582.4004 | DEER2026 | 2026-01-01 |  | 2023-07-17 16:27 | Deemed Ex Ante Team | In number of dwellings (minima set to 0.01); Source: 2019 Residential Appliance Saturation Study, CEC | 2024-10-23 09:13 | Deemed Ex Ante Team | Revised StartDate to 2026-01-01
rWtd | Res | For producing the rWtd BldgHVAC records across multiple residential HVAC system types | SFm | CZ04 | Any | rDXEH | 771.4 | DEER2026 | 2026-01-01 |  | 2023-07-17 16:27 | Deemed Ex Ante Team | In number of dwellings (minima set to 0.01); Source: 2019 Residential Appliance Saturation Study, CEC | 2024-10-23 09:13 | Deemed Ex Ante Team | Revised StartDate to 2026-01-01
rWtd | Res | For producing the rWtd BldgHVAC records across multiple residential HVAC system types | SFm | CZ04 | Any | rDXGF | 159991.2031 | DEER2020 | 2019-01-01 | 2025-12-31 | 2023-07-17 16:27 | Deemed Ex Ante Team | In number of dwellings | 2024-10-23 09:13 | Deemed Ex Ante Team | Extended ExpiryDate
rWtd | Res | For producing the rWtd BldgHVAC records across multiple residential HVAC system types | SFm | CZ04 | Any | rDXGF | 178774.0938 | DEER2026 | 2026-01-01 |  | 2023-07-17 16:27 | Deemed Ex Ante Team | In number of dwellings (minima set to 0.01); Source: 2019 Residential Appliance Saturation Study, CEC | 2024-10-23 09:13 | Deemed Ex Ante Team | Revised StartDate to 2026-01-01
rWtd | Res | For producing the rWtd BldgHVAC records across multiple residential HVAC system types | SFm | CZ04 | Any | rDXHP | 9194.9004 | DEER2020 | 2019-01-01 | 2025-12-31 | 2023-07-17 16:27 | Deemed Ex Ante Team | In number of dwellings | 2024-10-23 09:13 | Deemed Ex Ante Team | Extended ExpiryDate
rWtd | Res | For producing the rWtd BldgHVAC records across multiple residential HVAC system types | SFm | CZ04 | Any | rDXHP | 10630.5996 | DEER2026 | 2026-01-01 |  | 2023-07-17 16:27 | Deemed Ex Ante Team | In number of dwellings (minima set to 0.01); Source: 2019 Residential Appliance Saturation Study, CEC | 2024-10-23 09:13 | Deemed Ex Ante Team | Revised StartDate to 2026-01-01
rWtd | Res | For producing the rWtd BldgHVAC records across multiple residential HVAC system types | SFm | CZ04 | Any | rDXHW | 736 | DEER2026 | 2026-01-01 |  | 2023-07-17 16:27 | Deemed Ex Ante Team | In number of dwellings (minima set to 0.01); Source: 2019 Residential Appliance Saturation Study, CEC | 2024-10-23 09:13 | Deemed Ex Ante Team | Revised StartDate to 2026-01-01
rWtd | Res | For producing the rWtd BldgHVAC records across multiple residential HVAC system types | SFm | CZ04 | Any | rDXOH | 12872.9004 | DEER2020 | 2019-01-01 | 2025-12-31 | 2023-07-17 16:27 | Deemed Ex Ante Team | In number of dwellings | 2024-10-23 09:13 | Deemed Ex Ante Team | Extended ExpiryDate
rWtd | Res | For producing the rWtd BldgHVAC records across multiple residential HVAC system types | SFm | CZ04 | Any | rDXOH | 7742.1001 | DEER2026 | 2026-01-01 |  | 2023-07-17 16:27 | Deemed Ex Ante Team | In number of dwellings (minima set to 0.01); Source: 2019 Residential Appliance Saturation Study, CEC | 2024-10-23 09:13 | Deemed Ex Ante Team | Revised StartDate to 2026-01-01
rWtd | Res | For producing the rWtd BldgHVAC records across multiple residential HVAC system types | SFm | CZ04 | Any | rDXWP | 0.01 | DEER2026 | 2026-01-01 |  | 2023-07-17 16:27 | Deemed Ex Ante Team | In number of dwellings (minima set to 0.01); Source: 2019 Residential Appliance Saturation Study, CEC | 2024-10-23 09:13 | Deemed Ex Ante Team | Revised StartDate to 2026-01-01
rWtd | Res | For producing the rWtd BldgHVAC records across multiple residential HVAC system types | SFm | CZ04 | Any | rEVEF | 5925.3999 | DEER2026 | 2026-01-01 |  | 2023-07-17 16:27 | Deemed Ex Ante Team | In number of dwellings (minima set to 0.01); Source: 2019 Residential Appliance Saturation Study, CEC | 2024-10-23 09:13 | Deemed Ex Ante Team | Revised StartDate to 2026-01-01
rWtd | Res | For producing the rWtd BldgHVAC records across multiple residential HVAC system types | SFm | CZ04 | Any | rEVEH | 126.9 | DEER2026 | 2026-01-01 |  | 2023-07-17 16:27 | Deemed Ex Ante Team | In number of dwellings (minima set to 0.01); Source: 2019 Residential Appliance Saturation Study, CEC | 2024-10-23 09:13 | Deemed Ex Ante Team | Revised StartDate to 2026-01-01
rWtd | Res | For producing the rWtd BldgHVAC records across multiple residential HVAC system types | SFm | CZ04 | Any | rEVGF | 379.4 | DEER2026 | 2026-01-01 |  | 2023-07-17 16:27 | Deemed Ex Ante Team | In number of dwellings (minima set to 0.01); Source: 2019 Residential Appliance Saturation Study, CEC | 2024-10-23 09:13 | Deemed Ex Ante Team | Revised StartDate to 2026-01-01
rWtd | Res | For producing the rWtd BldgHVAC records across multiple residential HVAC system types | SFm | CZ04 | Any | rEVOH | 92.7 | DEER2026 | 2026-01-01 |  | 2023-07-17 16:27 | Deemed Ex Ante Team | In number of dwellings (minima set to 0.01); Source: 2019 Residential Appliance Saturation Study, CEC | 2024-10-23 09:13 | Deemed Ex Ante Team | Revised StartDate to 2026-01-01
rWtd | Res | For producing the rWtd BldgHVAC records across multiple residential HVAC system types | SFm | CZ04 | Any | rNCEF | 529.4 | DEER2026 | 2026-01-01 |  | 2023-07-17 16:27 | Deemed Ex Ante Team | In number of dwellings (minima set to 0.01); Source: 2019 Residential Appliance Saturation Study, CEC | 2024-10-23 09:13 | Deemed Ex Ante Team | Revised StartDate to 2026-01-01
rWtd | Res | For producing the rWtd BldgHVAC records across multiple residential HVAC system types | SFm | CZ04 | Any | rNCEH | 8646.5 | DEER2020 | 2019-01-01 | 2025-12-31 | 2023-07-17 16:27 | Deemed Ex Ante Team | In number of dwellings | 2024-10-23 09:13 | Deemed Ex Ante Team | Extended ExpiryDate
rWtd | Res | For producing the rWtd BldgHVAC records across multiple residential HVAC system types | SFm | CZ04 | Any | rNCEH | 401 | DEER2026 | 2026-01-01 |  | 2023-07-17 16:27 | Deemed Ex Ante Team | In number of dwellings (minima set to 0.01); Source: 2019 Residential Appliance Saturation Study, CEC | 2024-10-23 09:13 | Deemed Ex Ante Team | Revised StartDate to 2026-01-01
rWtd | Res | For producing the rWtd BldgHVAC records across multiple residential HVAC system types | SFm | CZ04 | Any | rNCGF | 150450 | DEER2020 | 2019-01-01 | 2025-12-31 | 2023-07-17 16:27 | Deemed Ex Ante Team | In number of dwellings | 2024-10-23 09:13 | Deemed Ex Ante Team | Extended ExpiryDate
rWtd | Res | For producing the rWtd BldgHVAC records across multiple residential HVAC system types | SFm | CZ04 | Any | rNCGF | 21213.0996 | DEER2026 | 2026-01-01 |  | 2023-07-17 16:27 | Deemed Ex Ante Team | In number of dwellings (minima set to 0.01); Source: 2019 Residential Appliance Saturation Study, CEC | 2024-10-23 09:13 | Deemed Ex Ante Team | Revised StartDate to 2026-01-01
rWtd | Res | For producing the rWtd BldgHVAC records across multiple residential HVAC system types | SFm | CZ04 | Any | rNCOH | 12105.2002 | DEER2020 | 2019-01-01 | 2025-12-31 | 2023-07-17 16:27 | Deemed Ex Ante Team | In number of dwellings | 2024-10-23 09:13 | Deemed Ex Ante Team | Extended ExpiryDate
rWtd | Res | For producing the rWtd BldgHVAC records across multiple residential HVAC system types | SFm | CZ04 | Any | rNCOH | 24439.1992 | DEER2026 | 2026-01-01 |  | 2023-07-17 16:27 | Deemed Ex Ante Team | In number of dwellings (minima set to 0.01); Source: 2019 Residential Appliance Saturation Study, CEC | 2024-10-23 09:13 | Deemed Ex Ante Team | Revised StartDate to 2026-01-01
rWtd | Res | For producing the rWtd BldgHVAC records across multiple residential HVAC system types | SFm | CZ05 | Any | rDXEF | 5393.3999 | DEER2026 | 2026-01-01 |  | 2023-07-17 16:27 | Deemed Ex Ante Team | In number of dwellings (minima set to 0.01); Source: 2019 Residential Appliance Saturation Study, CEC | 2024-10-23 09:13 | Deemed Ex Ante Team | Revised StartDate to 2026-01-01
rWtd | Res | For producing the rWtd BldgHVAC records across multiple residential HVAC system types | SFm | CZ05 | Any | rDXEH | 0.01 | DEER2026 | 2026-01-01 |  | 2023-07-17 16:27 | Deemed Ex Ante Team | In number of dwellings (minima set to 0.01); Source: 2019 Residential Appliance Saturation Study, CEC | 2024-10-23 09:13 | Deemed Ex Ante Team | Revised StartDate to 2026-01-01
rWtd | Res | For producing the rWtd BldgHVAC records across multiple residential HVAC system types | SFm | CZ05 | Any | rDXGF | 19404.5996 | DEER2020 | 2019-01-01 | 2025-12-31 | 2023-07-17 16:27 | Deemed Ex Ante Team | In number of dwellings | 2024-10-23 09:13 | Deemed Ex Ante Team | Extended ExpiryDate
rWtd | Res | For producing the rWtd BldgHVAC records across multiple residential HVAC system types | SFm | CZ05 | Any | rDXGF | 3575.5 | DEER2026 | 2026-01-01 |  | 2023-07-17 16:27 | Deemed Ex Ante Team | In number of dwellings (minima set to 0.01); Source: 2019 Residential Appliance Saturation Study, CEC | 2024-10-23 09:13 | Deemed Ex Ante Team | Revised StartDate to 2026-01-01
rWtd | Res | For producing the rWtd BldgHVAC records across multiple residential HVAC system types | SFm | CZ05 | Any | rDXHP | 1115.21 | DEER2020 | 2019-01-01 | 2025-12-31 | 2023-07-17 16:27 | Deemed Ex Ante Team | In number of dwellings | 2024-10-23 09:13 | Deemed Ex Ante Team | Extended ExpiryDate
rWtd | Res | For producing the rWtd BldgHVAC records across multiple residential HVAC system types | SFm | CZ05 | Any | rDXHP | 138 | DEER2026 | 2026-01-01 |  | 2023-07-17 16:27 | Deemed Ex Ante Team | In number of dwellings (minima set to 0.01); Source: 2019 Residential Appliance Saturation Study, CEC | 2024-10-23 09:13 | Deemed Ex Ante Team | Revised StartDate to 2026-01-01
rWtd | Res | For producing the rWtd BldgHVAC records across multiple residential HVAC system types | SFm | CZ05 | Any | rDXHW | 0.01 | DEER2026 | 2026-01-01 |  | 2023-07-17 16:27 | Deemed Ex Ante Team | In number of dwellings (minima set to 0.01); Source: 2019 Residential Appliance Saturation Study, CEC | 2024-10-23 09:13 | Deemed Ex Ante Team | Revised StartDate to 2026-01-01
rWtd | Res | For producing the rWtd BldgHVAC records across multiple residential HVAC system types | SFm | CZ05 | Any | rDXOH | 1561.26 | DEER2020 | 2019-01-01 | 2025-12-31 | 2023-07-17 16:27 | Deemed Ex Ante Team | In number of dwellings | 2024-10-23 09:13 | Deemed Ex Ante Team | Extended ExpiryDate
rWtd | Res | For producing the rWtd BldgHVAC records across multiple residential HVAC system types | SFm | CZ05 | Any | rDXOH | 284.3 | DEER2026 | 2026-01-01 |  | 2023-07-17 16:27 | Deemed Ex Ante Team | In number of dwellings (minima set to 0.01); Source: 2019 Residential Appliance Saturation Study, CEC | 2024-10-23 09:13 | Deemed Ex Ante Team | Revised StartDate to 2026-01-01
rWtd | Res | For producing the rWtd BldgHVAC records across multiple residential HVAC system types | SFm | CZ05 | Any | rDXWP | 0.01 | DEER2026 | 2026-01-01 |  | 2023-07-17 16:27 | Deemed Ex Ante Team | In number of dwellings (minima set to 0.01); Source: 2019 Residential Appliance Saturation Study, CEC | 2024-10-23 09:13 | Deemed Ex Ante Team | Revised StartDate to 2026-01-01
rWtd | Res | For producing the rWtd BldgHVAC records across multiple residential HVAC system types | SFm | CZ05 | Any | rEVEF | 0.01 | DEER2026 | 2026-01-01 |  | 2023-07-17 16:27 | Deemed Ex Ante Team | In number of dwellings (minima set to 0.01); Source: 2019 Residential Appliance Saturation Study, CEC | 2024-10-23 09:13 | Deemed Ex Ante Team | Revised StartDate to 2026-01-01
rWtd | Res | For producing the rWtd BldgHVAC records across multiple residential HVAC system types | SFm | CZ05 | Any | rEVEH | 0.01 | DEER2026 | 2026-01-01 |  | 2023-07-17 16:27 | Deemed Ex Ante Team | In number of dwellings (minima set to 0.01); Source: 2019 Residential Appliance Saturation Study, CEC | 2024-10-23 09:13 | Deemed Ex Ante Team | Revised StartDate to 2026-01-01
rWtd | Res | For producing the rWtd BldgHVAC records across multiple residential HVAC system types | SFm | CZ05 | Any | rEVGF | 106.5 | DEER2026 | 2026-01-01 |  | 2023-07-17 16:27 | Deemed Ex Ante Team | In number of dwellings (minima set to 0.01); Source: 2019 Residential Appliance Saturation Study, CEC | 2024-10-23 09:13 | Deemed Ex Ante Team | Revised StartDate to 2026-01-01
rWtd | Res | For producing the rWtd BldgHVAC records across multiple residential HVAC system types | SFm | CZ05 | Any | rEVOH | 145.8 | DEER2026 | 2026-01-01 |  | 2023-07-17 16:27 | Deemed Ex Ante Team | In number of dwellings (minima set to 0.01); Source: 2019 Residential Appliance Saturation Study, CEC | 2024-10-23 09:13 | Deemed Ex Ante Team | Revised StartDate to 2026-01-01
rWtd | Res | For producing the rWtd BldgHVAC records across multiple residential HVAC system types | SFm | CZ05 | Any | rNCEF | 0.01 | DEER2026 | 2026-01-01 |  | 2023-07-17 16:27 | Deemed Ex Ante Team | In number of dwellings (minima set to 0.01); Source: 2019 Residential Appliance Saturation Study, CEC | 2024-10-23 09:13 | Deemed Ex Ante Team | Revised StartDate to 2026-01-01
rWtd | Res | For producing the rWtd BldgHVAC records across multiple residential HVAC system types | SFm | CZ05 | Any | rNCEH | 5317.2598 | DEER2020 | 2019-01-01 | 2025-12-31 | 2023-07-17 16:27 | Deemed Ex Ante Team | In number of dwellings | 2024-10-23 09:13 | Deemed Ex Ante Team | Extended ExpiryDate
rWtd | Res | For producing the rWtd BldgHVAC records across multiple residential HVAC system types | SFm | CZ05 | Any | rNCEH | 53 | DEER2026 | 2026-01-01 |  | 2023-07-17 16:27 | Deemed Ex Ante Team | In number of dwellings (minima set to 0.01); Source: 2019 Residential Appliance Saturation Study, CEC | 2024-10-23 09:13 | Deemed Ex Ante Team | Revised StartDate to 2026-01-01
rWtd | Res | For producing the rWtd BldgHVAC records across multiple residential HVAC system types | SFm | CZ05 | Any | rNCGF | 92521.2969 | DEER2020 | 2019-01-01 | 2025-12-31 | 2023-07-17 16:27 | Deemed Ex Ante Team | In number of dwellings | 2024-10-23 09:13 | Deemed Ex Ante Team | Extended ExpiryDate
rWtd | Res | For producing the rWtd BldgHVAC records across multiple residential HVAC system types | SFm | CZ05 | Any | rNCGF | 1290.8 | DEER2026 | 2026-01-01 |  | 2023-07-17 16:27 | Deemed Ex Ante Team | In number of dwellings (minima set to 0.01); Source: 2019 Residential Appliance Saturation Study, CEC | 2024-10-23 09:13 | Deemed Ex Ante Team | Revised StartDate to 2026-01-01
rWtd | Res | For producing the rWtd BldgHVAC records across multiple residential HVAC system types | SFm | CZ05 | Any | rNCOH | 7444.2002 | DEER2020 | 2019-01-01 | 2025-12-31 | 2023-07-17 16:27 | Deemed Ex Ante Team | In number of dwellings | 2024-10-23 09:13 | Deemed Ex Ante Team | Extended ExpiryDate
rWtd | Res | For producing the rWtd BldgHVAC records across multiple residential HVAC system types | SFm | CZ05 | Any | rNCOH | 494.1 | DEER2026 | 2026-01-01 |  | 2023-07-17 16:27 | Deemed Ex Ante Team | In number of dwellings (minima set to 0.01); Source: 2019 Residential Appliance Saturation Study, CEC | 2024-10-23 09:13 | Deemed Ex Ante Team | Revised StartDate to 2026-01-01
rWtd | Res | For producing the rWtd BldgHVAC records across multiple residential HVAC system types | SFm | CZ06 | Any | rDXEF | 22037.6992 | DEER2026 | 2026-01-01 |  | 2023-07-17 16:27 | Deemed Ex Ante Team | In number of dwellings (minima set to 0.01); Source: 2019 Residential Appliance Saturation Study, CEC | 2024-10-23 09:13 | Deemed Ex Ante Team | Revised StartDate to 2026-01-01
rWtd | Res | For producing the rWtd BldgHVAC records across multiple residential HVAC system types | SFm | CZ06 | Any | rDXEH | 4251.8999 | DEER2026 | 2026-01-01 |  | 2023-07-17 16:27 | Deemed Ex Ante Team | In number of dwellings (minima set to 0.01); Source: 2019 Residential Appliance Saturation Study, CEC | 2024-10-23 09:13 | Deemed Ex Ante Team | Revised StartDate to 2026-01-01
rWtd | Res | For producing the rWtd BldgHVAC records across multiple residential HVAC system types | SFm | CZ06 | Any | rDXGF | 282082.1875 | DEER2020 | 2019-01-01 | 2025-12-31 | 2023-07-17 16:27 | Deemed Ex Ante Team | In number of dwellings | 2024-10-23 09:13 | Deemed Ex Ante Team | Extended ExpiryDate
rWtd | Res | For producing the rWtd BldgHVAC records across multiple residential HVAC system types | SFm | CZ06 | Any | rDXGF | 250101.0938 | DEER2026 | 2026-01-01 |  | 2023-07-17 16:27 | Deemed Ex Ante Team | In number of dwellings (minima set to 0.01); Source: 2019 Residential Appliance Saturation Study, CEC | 2024-10-23 09:13 | Deemed Ex Ante Team | Revised StartDate to 2026-01-01
rWtd | Res | For producing the rWtd BldgHVAC records across multiple residential HVAC system types | SFm | CZ06 | Any | rDXHP | 16211.5996 | DEER2020 | 2019-01-01 | 2025-12-31 | 2023-07-17 16:27 | Deemed Ex Ante Team | In number of dwellings | 2024-10-23 09:13 | Deemed Ex Ante Team | Extended ExpiryDate
rWtd | Res | For producing the rWtd BldgHVAC records across multiple residential HVAC system types | SFm | CZ06 | Any | rDXHP | 6365.2002 | DEER2026 | 2026-01-01 |  | 2023-07-17 16:27 | Deemed Ex Ante Team | In number of dwellings (minima set to 0.01); Source: 2019 Residential Appliance Saturation Study, CEC | 2024-10-23 09:13 | Deemed Ex Ante Team | Revised StartDate to 2026-01-01
rWtd | Res | For producing the rWtd BldgHVAC records across multiple residential HVAC system types | SFm | CZ06 | Any | rDXHW | 558.4 | DEER2026 | 2026-01-01 |  | 2023-07-17 16:27 | Deemed Ex Ante Team | In number of dwellings (minima set to 0.01); Source: 2019 Residential Appliance Saturation Study, CEC | 2024-10-23 09:13 | Deemed Ex Ante Team | Revised StartDate to 2026-01-01
rWtd | Res | For producing the rWtd BldgHVAC records across multiple residential HVAC system types | SFm | CZ06 | Any | rDXOH | 22696.3008 | DEER2020 | 2019-01-01 | 2025-12-31 | 2023-07-17 16:27 | Deemed Ex Ante Team | In number of dwellings | 2024-10-23 09:13 | Deemed Ex Ante Team | Extended ExpiryDate
rWtd | Res | For producing the rWtd BldgHVAC records across multiple residential HVAC system types | SFm | CZ06 | Any | rDXOH | 13151.5996 | DEER2026 | 2026-01-01 |  | 2023-07-17 16:27 | Deemed Ex Ante Team | In number of dwellings (minima set to 0.01); Source: 2019 Residential Appliance Saturation Study, CEC | 2024-10-23 09:13 | Deemed Ex Ante Team | Revised StartDate to 2026-01-01
rWtd | Res | For producing the rWtd BldgHVAC records across multiple residential HVAC system types | SFm | CZ06 | Any | rDXWP | 0.01 | DEER2026 | 2026-01-01 |  | 2023-07-17 16:27 | Deemed Ex Ante Team | In number of dwellings (minima set to 0.01); Source: 2019 Residential Appliance Saturation Study, CEC | 2024-10-23 09:13 | Deemed Ex Ante Team | Revised StartDate to 2026-01-01
rWtd | Res | For producing the rWtd BldgHVAC records across multiple residential HVAC system types | SFm | CZ06 | Any | rEVEF | 3197.8 | DEER2026 | 2026-01-01 |  | 2023-07-17 16:27 | Deemed Ex Ante Team | In number of dwellings (minima set to 0.01); Source: 2019 Residential Appliance Saturation Study, CEC | 2024-10-23 09:13 | Deemed Ex Ante Team | Revised StartDate to 2026-01-01
rWtd | Res | For producing the rWtd BldgHVAC records across multiple residential HVAC system types | SFm | CZ06 | Any | rEVEH | 0.01 | DEER2026 | 2026-01-01 |  | 2023-07-17 16:27 | Deemed Ex Ante Team | In number of dwellings (minima set to 0.01); Source: 2019 Residential Appliance Saturation Study, CEC | 2024-10-23 09:13 | Deemed Ex Ante Team | Revised StartDate to 2026-01-01
rWtd | Res | For producing the rWtd BldgHVAC records across multiple residential HVAC system types | SFm | CZ06 | Any | rEVGF | 4805.5 | DEER2026 | 2026-01-01 |  | 2023-07-17 16:27 | Deemed Ex Ante Team | In number of dwellings (minima set to 0.01); Source: 2019 Residential Appliance Saturation Study, CEC | 2024-10-23 09:13 | Deemed Ex Ante Team | Revised StartDate to 2026-01-01
rWtd | Res | For producing the rWtd BldgHVAC records across multiple residential HVAC system types | SFm | CZ06 | Any | rEVOH | 1671.8 | DEER2026 | 2026-01-01 |  | 2023-07-17 16:27 | Deemed Ex Ante Team | In number of dwellings (minima set to 0.01); Source: 2019 Residential Appliance Saturation Study, CEC | 2024-10-23 09:13 | Deemed Ex Ante Team | Revised StartDate to 2026-01-01
rWtd | Res | For producing the rWtd BldgHVAC records across multiple residential HVAC system types | SFm | CZ06 | Any | rNCEF | 434.6 | DEER2026 | 2026-01-01 |  | 2023-07-17 16:27 | Deemed Ex Ante Team | In number of dwellings (minima set to 0.01); Source: 2019 Residential Appliance Saturation Study, CEC | 2024-10-23 09:13 | Deemed Ex Ante Team | Revised StartDate to 2026-01-01
rWtd | Res | For producing the rWtd BldgHVAC records across multiple residential HVAC system types | SFm | CZ06 | Any | rNCEH | 24651.4004 | DEER2020 | 2019-01-01 | 2025-12-31 | 2023-07-17 16:27 | Deemed Ex Ante Team | In number of dwellings | 2024-10-23 09:13 | Deemed Ex Ante Team | Extended ExpiryDate
rWtd | Res | For producing the rWtd BldgHVAC records across multiple residential HVAC system types | SFm | CZ06 | Any | rNCEH | 2259.5 | DEER2026 | 2026-01-01 |  | 2023-07-17 16:27 | Deemed Ex Ante Team | In number of dwellings (minima set to 0.01); Source: 2019 Residential Appliance Saturation Study, CEC | 2024-10-23 09:13 | Deemed Ex Ante Team | Revised StartDate to 2026-01-01
rWtd | Res | For producing the rWtd BldgHVAC records across multiple residential HVAC system types | SFm | CZ06 | Any | rNCGF | 428934.8125 | DEER2020 | 2019-01-01 | 2025-12-31 | 2023-07-17 16:27 | Deemed Ex Ante Team | In number of dwellings | 2024-10-23 09:13 | Deemed Ex Ante Team | Extended ExpiryDate
rWtd | Res | For producing the rWtd BldgHVAC records across multiple residential HVAC system types | SFm | CZ06 | Any | rNCGF | 36414.3984 | DEER2026 | 2026-01-01 |  | 2023-07-17 16:27 | Deemed Ex Ante Team | In number of dwellings (minima set to 0.01); Source: 2019 Residential Appliance Saturation Study, CEC | 2024-10-23 09:13 | Deemed Ex Ante Team | Revised StartDate to 2026-01-01
rWtd | Res | For producing the rWtd BldgHVAC records across multiple residential HVAC system types | SFm | CZ06 | Any | rNCOH | 34512 | DEER2020 | 2019-01-01 | 2025-12-31 | 2023-07-17 16:27 | Deemed Ex Ante Team | In number of dwellings | 2024-10-23 09:13 | Deemed Ex Ante Team | Extended ExpiryDate
rWtd | Res | For producing the rWtd BldgHVAC records across multiple residential HVAC system types | SFm | CZ06 | Any | rNCOH | 38900.5 | DEER2026 | 2026-01-01 |  | 2023-07-17 16:27 | Deemed Ex Ante Team | In number of dwellings (minima set to 0.01); Source: 2019 Residential Appliance Saturation Study, CEC | 2024-10-23 09:13 | Deemed Ex Ante Team | Revised StartDate to 2026-01-01
rWtd | Res | For producing the rWtd BldgHVAC records across multiple residential HVAC system types | SFm | CZ07 | Any | rDXEF | 13321.7002 | DEER2026 | 2026-01-01 |  | 2023-07-17 16:27 | Deemed Ex Ante Team | In number of dwellings (minima set to 0.01); Source: 2019 Residential Appliance Saturation Study, CEC | 2024-10-23 09:13 | Deemed Ex Ante Team | Revised StartDate to 2026-01-01
rWtd | Res | For producing the rWtd BldgHVAC records across multiple residential HVAC system types | SFm | CZ07 | Any | rDXEH | 678.7 | DEER2026 | 2026-01-01 |  | 2023-07-17 16:27 | Deemed Ex Ante Team | In number of dwellings (minima set to 0.01); Source: 2019 Residential Appliance Saturation Study, CEC | 2024-10-23 09:13 | Deemed Ex Ante Team | Revised StartDate to 2026-01-01
rWtd | Res | For producing the rWtd BldgHVAC records across multiple residential HVAC system types | SFm | CZ07 | Any | rDXGF | 112244.2969 | DEER2020 | 2019-01-01 | 2025-12-31 | 2023-07-17 16:27 | Deemed Ex Ante Team | In number of dwellings | 2024-10-23 09:13 | Deemed Ex Ante Team | Extended ExpiryDate
rWtd | Res | For producing the rWtd BldgHVAC records across multiple residential HVAC system types | SFm | CZ07 | Any | rDXGF | 156835.5 | DEER2026 | 2026-01-01 |  | 2023-07-17 16:27 | Deemed Ex Ante Team | In number of dwellings (minima set to 0.01); Source: 2019 Residential Appliance Saturation Study, CEC | 2024-10-23 09:13 | Deemed Ex Ante Team | Revised StartDate to 2026-01-01
rWtd | Res | For producing the rWtd BldgHVAC records across multiple residential HVAC system types | SFm | CZ07 | Any | rDXHP | 6450.79 | DEER2020 | 2019-01-01 | 2025-12-31 | 2023-07-17 16:27 | Deemed Ex Ante Team | In number of dwellings | 2024-10-23 09:13 | Deemed Ex Ante Team | Extended ExpiryDate
rWtd | Res | For producing the rWtd BldgHVAC records across multiple residential HVAC system types | SFm | CZ07 | Any | rDXHP | 5429.3999 | DEER2026 | 2026-01-01 |  | 2023-07-17 16:27 | Deemed Ex Ante Team | In number of dwellings (minima set to 0.01); Source: 2019 Residential Appliance Saturation Study, CEC | 2024-10-23 09:13 | Deemed Ex Ante Team | Revised StartDate to 2026-01-01
rWtd | Res | For producing the rWtd BldgHVAC records across multiple residential HVAC system types | SFm | CZ07 | Any | rDXHW | 3109.6001 | DEER2026 | 2026-01-01 |  | 2023-07-17 16:27 | Deemed Ex Ante Team | In number of dwellings (minima set to 0.01); Source: 2019 Residential Appliance Saturation Study, CEC | 2024-10-23 09:13 | Deemed Ex Ante Team | Revised StartDate to 2026-01-01
rWtd | Res | For producing the rWtd BldgHVAC records across multiple residential HVAC system types | SFm | CZ07 | Any | rDXOH | 9031.1201 | DEER2020 | 2019-01-01 | 2025-12-31 | 2023-07-17 16:27 | Deemed Ex Ante Team | In number of dwellings | 2024-10-23 09:13 | Deemed Ex Ante Team | Extended ExpiryDate
rWtd | Res | For producing the rWtd BldgHVAC records across multiple residential HVAC system types | SFm | CZ07 | Any | rDXOH | 26123.5 | DEER2026 | 2026-01-01 |  | 2023-07-17 16:27 | Deemed Ex Ante Team | In number of dwellings (minima set to 0.01); Source: 2019 Residential Appliance Saturation Study, CEC | 2024-10-23 09:13 | Deemed Ex Ante Team | Revised StartDate to 2026-01-01
rWtd | Res | For producing the rWtd BldgHVAC records across multiple residential HVAC system types | SFm | CZ07 | Any | rDXWP | 0.01 | DEER2026 | 2026-01-01 |  | 2023-07-17 16:27 | Deemed Ex Ante Team | In number of dwellings (minima set to 0.01); Source: 2019 Residential Appliance Saturation Study, CEC | 2024-10-23 09:13 | Deemed Ex Ante Team | Revised StartDate to 2026-01-01
rWtd | Res | For producing the rWtd BldgHVAC records across multiple residential HVAC system types | SFm | CZ07 | Any | rEVEF | 0.01 | DEER2026 | 2026-01-01 |  | 2023-07-17 16:27 | Deemed Ex Ante Team | In number of dwellings (minima set to 0.01); Source: 2019 Residential Appliance Saturation Study, CEC | 2024-10-23 09:13 | Deemed Ex Ante Team | Revised StartDate to 2026-01-01
rWtd | Res | For producing the rWtd BldgHVAC records across multiple residential HVAC system types | SFm | CZ07 | Any | rEVEH | 0.01 | DEER2026 | 2026-01-01 |  | 2023-07-17 16:27 | Deemed Ex Ante Team | In number of dwellings (minima set to 0.01); Source: 2019 Residential Appliance Saturation Study, CEC | 2024-10-23 09:13 | Deemed Ex Ante Team | Revised StartDate to 2026-01-01
rWtd | Res | For producing the rWtd BldgHVAC records across multiple residential HVAC system types | SFm | CZ07 | Any | rEVGF | 82.1 | DEER2026 | 2026-01-01 |  | 2023-07-17 16:27 | Deemed Ex Ante Team | In number of dwellings (minima set to 0.01); Source: 2019 Residential Appliance Saturation Study, CEC | 2024-10-23 09:13 | Deemed Ex Ante Team | Revised StartDate to 2026-01-01
rWtd | Res | For producing the rWtd BldgHVAC records across multiple residential HVAC system types | SFm | CZ07 | Any | rEVOH | 294 | DEER2026 | 2026-01-01 |  | 2023-07-17 16:27 | Deemed Ex Ante Team | In number of dwellings (minima set to 0.01); Source: 2019 Residential Appliance Saturation Study, CEC | 2024-10-23 09:13 | Deemed Ex Ante Team | Revised StartDate to 2026-01-01
rWtd | Res | For producing the rWtd BldgHVAC records across multiple residential HVAC system types | SFm | CZ07 | Any | rNCEF | 4688.8999 | DEER2026 | 2026-01-01 |  | 2023-07-17 16:27 | Deemed Ex Ante Team | In number of dwellings (minima set to 0.01); Source: 2019 Residential Appliance Saturation Study, CEC | 2024-10-23 09:13 | Deemed Ex Ante Team | Revised StartDate to 2026-01-01
rWtd | Res | For producing the rWtd BldgHVAC records across multiple residential HVAC system types | SFm | CZ07 | Any | rNCEH | 13945.2002 | DEER2020 | 2019-01-01 | 2025-12-31 | 2023-07-17 16:27 | Deemed Ex Ante Team | In number of dwellings | 2024-10-23 09:13 | Deemed Ex Ante Team | Extended ExpiryDate
rWtd | Res | For producing the rWtd BldgHVAC records across multiple residential HVAC system types | SFm | CZ07 | Any | rNCEH | 4201.1001 | DEER2026 | 2026-01-01 |  | 2023-07-17 16:27 | Deemed Ex Ante Team | In number of dwellings (minima set to 0.01); Source: 2019 Residential Appliance Saturation Study, CEC | 2024-10-23 09:13 | Deemed Ex Ante Team | Revised StartDate to 2026-01-01
rWtd | Res | For producing the rWtd BldgHVAC records across multiple residential HVAC system types | SFm | CZ07 | Any | rNCGF | 242646.5938 | DEER2020 | 2019-01-01 | 2025-12-31 | 2023-07-17 16:27 | Deemed Ex Ante Team | In number of dwellings | 2024-10-23 09:13 | Deemed Ex Ante Team | Extended ExpiryDate
rWtd | Res | For producing the rWtd BldgHVAC records across multiple residential HVAC system types | SFm | CZ07 | Any | rNCGF | 31719.4004 | DEER2026 | 2026-01-01 |  | 2023-07-17 16:27 | Deemed Ex Ante Team | In number of dwellings (minima set to 0.01); Source: 2019 Residential Appliance Saturation Study, CEC | 2024-10-23 09:13 | Deemed Ex Ante Team | Revised StartDate to 2026-01-01
rWtd | Res | For producing the rWtd BldgHVAC records across multiple residential HVAC system types | SFm | CZ07 | Any | rNCOH | 19523.3008 | DEER2020 | 2019-01-01 | 2025-12-31 | 2023-07-17 16:27 | Deemed Ex Ante Team | In number of dwellings | 2024-10-23 09:13 | Deemed Ex Ante Team | Extended ExpiryDate
rWtd | Res | For producing the rWtd BldgHVAC records across multiple residential HVAC system types | SFm | CZ07 | Any | rNCOH | 46194.3984 | DEER2026 | 2026-01-01 |  | 2023-07-17 16:27 | Deemed Ex Ante Team | In number of dwellings (minima set to 0.01); Source: 2019 Residential Appliance Saturation Study, CEC | 2024-10-23 09:13 | Deemed Ex Ante Team | Revised StartDate to 2026-01-01
rWtd | Res | For producing the rWtd BldgHVAC records across multiple residential HVAC system types | SFm | CZ08 | Any | rDXEF | 30634.9004 | DEER2026 | 2026-01-01 |  | 2023-07-17 16:27 | Deemed Ex Ante Team | In number of dwellings (minima set to 0.01); Source: 2019 Residential Appliance Saturation Study, CEC | 2024-10-23 09:13 | Deemed Ex Ante Team | Revised StartDate to 2026-01-01
rWtd | Res | For producing the rWtd BldgHVAC records across multiple residential HVAC system types | SFm | CZ08 | Any | rDXEH | 4207.2998 | DEER2026 | 2026-01-01 |  | 2023-07-17 16:27 | Deemed Ex Ante Team | In number of dwellings (minima set to 0.01); Source: 2019 Residential Appliance Saturation Study, CEC | 2024-10-23 09:13 | Deemed Ex Ante Team | Revised StartDate to 2026-01-01
rWtd | Res | For producing the rWtd BldgHVAC records across multiple residential HVAC system types | SFm | CZ08 | Any | rDXGF | 419484.0938 | DEER2020 | 2019-01-01 | 2025-12-31 | 2023-07-17 16:27 | Deemed Ex Ante Team | In number of dwellings | 2024-10-23 09:13 | Deemed Ex Ante Team | Extended ExpiryDate
rWtd | Res | For producing the rWtd BldgHVAC records across multiple residential HVAC system types | SFm | CZ08 | Any | rDXGF | 375140.3125 | DEER2026 | 2026-01-01 |  | 2023-07-17 16:27 | Deemed Ex Ante Team | In number of dwellings (minima set to 0.01); Source: 2019 Residential Appliance Saturation Study, CEC | 2024-10-23 09:13 | Deemed Ex Ante Team | Revised StartDate to 2026-01-01
rWtd | Res | For producing the rWtd BldgHVAC records across multiple residential HVAC system types | SFm | CZ08 | Any | rDXHP | 24108.4004 | DEER2020 | 2019-01-01 | 2025-12-31 | 2023-07-17 16:27 | Deemed Ex Ante Team | In number of dwellings | 2024-10-23 09:13 | Deemed Ex Ante Team | Extended ExpiryDate
rWtd | Res | For producing the rWtd BldgHVAC records across multiple residential HVAC system types | SFm | CZ08 | Any | rDXHP | 17532.8008 | DEER2026 | 2026-01-01 |  | 2023-07-17 16:27 | Deemed Ex Ante Team | In number of dwellings (minima set to 0.01); Source: 2019 Residential Appliance Saturation Study, CEC | 2024-10-23 09:13 | Deemed Ex Ante Team | Revised StartDate to 2026-01-01
rWtd | Res | For producing the rWtd BldgHVAC records across multiple residential HVAC system types | SFm | CZ08 | Any | rDXHW | 545 | DEER2026 | 2026-01-01 |  | 2023-07-17 16:27 | Deemed Ex Ante Team | In number of dwellings (minima set to 0.01); Source: 2019 Residential Appliance Saturation Study, CEC | 2024-10-23 09:13 | Deemed Ex Ante Team | Revised StartDate to 2026-01-01
rWtd | Res | For producing the rWtd BldgHVAC records across multiple residential HVAC system types | SFm | CZ08 | Any | rDXOH | 33751.6016 | DEER2020 | 2019-01-01 | 2025-12-31 | 2023-07-17 16:27 | Deemed Ex Ante Team | In number of dwellings | 2024-10-23 09:13 | Deemed Ex Ante Team | Extended ExpiryDate
rWtd | Res | For producing the rWtd BldgHVAC records across multiple residential HVAC system types | SFm | CZ08 | Any | rDXOH | 24379.4004 | DEER2026 | 2026-01-01 |  | 2023-07-17 16:27 | Deemed Ex Ante Team | In number of dwellings (minima set to 0.01); Source: 2019 Residential Appliance Saturation Study, CEC | 2024-10-23 09:13 | Deemed Ex Ante Team | Revised StartDate to 2026-01-01
rWtd | Res | For producing the rWtd BldgHVAC records across multiple residential HVAC system types | SFm | CZ08 | Any | rDXWP | 0.01 | DEER2026 | 2026-01-01 |  | 2023-07-17 16:27 | Deemed Ex Ante Team | In number of dwellings (minima set to 0.01); Source: 2019 Residential Appliance Saturation Study, CEC | 2024-10-23 09:13 | Deemed Ex Ante Team | Revised StartDate to 2026-01-01
rWtd | Res | For producing the rWtd BldgHVAC records across multiple residential HVAC system types | SFm | CZ08 | Any | rEVEF | 60 | DEER2026 | 2026-01-01 |  | 2023-07-17 16:27 | Deemed Ex Ante Team | In number of dwellings (minima set to 0.01); Source: 2019 Residential Appliance Saturation Study, CEC | 2024-10-23 09:13 | Deemed Ex Ante Team | Revised StartDate to 2026-01-01
rWtd | Res | For producing the rWtd BldgHVAC records across multiple residential HVAC system types | SFm | CZ08 | Any | rEVEH | 141.3 | DEER2026 | 2026-01-01 |  | 2023-07-17 16:27 | Deemed Ex Ante Team | In number of dwellings (minima set to 0.01); Source: 2019 Residential Appliance Saturation Study, CEC | 2024-10-23 09:13 | Deemed Ex Ante Team | Revised StartDate to 2026-01-01
rWtd | Res | For producing the rWtd BldgHVAC records across multiple residential HVAC system types | SFm | CZ08 | Any | rEVGF | 672.1 | DEER2026 | 2026-01-01 |  | 2023-07-17 16:27 | Deemed Ex Ante Team | In number of dwellings (minima set to 0.01); Source: 2019 Residential Appliance Saturation Study, CEC | 2024-10-23 09:13 | Deemed Ex Ante Team | Revised StartDate to 2026-01-01
rWtd | Res | For producing the rWtd BldgHVAC records across multiple residential HVAC system types | SFm | CZ08 | Any | rEVOH | 204.5 | DEER2026 | 2026-01-01 |  | 2023-07-17 16:27 | Deemed Ex Ante Team | In number of dwellings (minima set to 0.01); Source: 2019 Residential Appliance Saturation Study, CEC | 2024-10-23 09:13 | Deemed Ex Ante Team | Revised StartDate to 2026-01-01
rWtd | Res | For producing the rWtd BldgHVAC records across multiple residential HVAC system types | SFm | CZ08 | Any | rNCEF | 8373.2002 | DEER2026 | 2026-01-01 |  | 2023-07-17 16:27 | Deemed Ex Ante Team | In number of dwellings (minima set to 0.01); Source: 2019 Residential Appliance Saturation Study, CEC | 2024-10-23 09:13 | Deemed Ex Ante Team | Revised StartDate to 2026-01-01
rWtd | Res | For producing the rWtd BldgHVAC records across multiple residential HVAC system types | SFm | CZ08 | Any | rNCEH | 23243.9004 | DEER2020 | 2019-01-01 | 2025-12-31 | 2023-07-17 16:27 | Deemed Ex Ante Team | In number of dwellings | 2024-10-23 09:13 | Deemed Ex Ante Team | Extended ExpiryDate
rWtd | Res | For producing the rWtd BldgHVAC records across multiple residential HVAC system types | SFm | CZ08 | Any | rNCEH | 871.9 | DEER2026 | 2026-01-01 |  | 2023-07-17 16:27 | Deemed Ex Ante Team | In number of dwellings (minima set to 0.01); Source: 2019 Residential Appliance Saturation Study, CEC | 2024-10-23 09:13 | Deemed Ex Ante Team | Revised StartDate to 2026-01-01
rWtd | Res | For producing the rWtd BldgHVAC records across multiple residential HVAC system types | SFm | CZ08 | Any | rNCGF | 404444.3125 | DEER2020 | 2019-01-01 | 2025-12-31 | 2023-07-17 16:27 | Deemed Ex Ante Team | In number of dwellings | 2024-10-23 09:13 | Deemed Ex Ante Team | Extended ExpiryDate
rWtd | Res | For producing the rWtd BldgHVAC records across multiple residential HVAC system types | SFm | CZ08 | Any | rNCGF | 30003.9004 | DEER2026 | 2026-01-01 |  | 2023-07-17 16:27 | Deemed Ex Ante Team | In number of dwellings (minima set to 0.01); Source: 2019 Residential Appliance Saturation Study, CEC | 2024-10-23 09:13 | Deemed Ex Ante Team | Revised StartDate to 2026-01-01
rWtd | Res | For producing the rWtd BldgHVAC records across multiple residential HVAC system types | SFm | CZ08 | Any | rNCOH | 32541.5 | DEER2020 | 2019-01-01 | 2025-12-31 | 2023-07-17 16:27 | Deemed Ex Ante Team | In number of dwellings | 2024-10-23 09:13 | Deemed Ex Ante Team | Extended ExpiryDate
rWtd | Res | For producing the rWtd BldgHVAC records across multiple residential HVAC system types | SFm | CZ08 | Any | rNCOH | 111386.6016 | DEER2026 | 2026-01-01 |  | 2023-07-17 16:27 | Deemed Ex Ante Team | In number of dwellings (minima set to 0.01); Source: 2019 Residential Appliance Saturation Study, CEC | 2024-10-23 09:13 | Deemed Ex Ante Team | Revised StartDate to 2026-01-01
rWtd | Res | For producing the rWtd BldgHVAC records across multiple residential HVAC system types | SFm | CZ09 | Any | rDXEF | 34081.5 | DEER2026 | 2026-01-01 |  | 2023-07-17 16:27 | Deemed Ex Ante Team | In number of dwellings (minima set to 0.01); Source: 2019 Residential Appliance Saturation Study, CEC | 2024-10-23 09:13 | Deemed Ex Ante Team | Revised StartDate to 2026-01-01
rWtd | Res | For producing the rWtd BldgHVAC records across multiple residential HVAC system types | SFm | CZ09 | Any | rDXEH | 13497.0996 | DEER2026 | 2026-01-01 |  | 2023-07-17 16:27 | Deemed Ex Ante Team | In number of dwellings (minima set to 0.01); Source: 2019 Residential Appliance Saturation Study, CEC | 2024-10-23 09:13 | Deemed Ex Ante Team | Revised StartDate to 2026-01-01
rWtd | Res | For producing the rWtd BldgHVAC records across multiple residential HVAC system types | SFm | CZ09 | Any | rDXGF | 778495.6875 | DEER2020 | 2019-01-01 | 2025-12-31 | 2023-07-17 16:27 | Deemed Ex Ante Team | In number of dwellings | 2024-10-23 09:13 | Deemed Ex Ante Team | Extended ExpiryDate
rWtd | Res | For producing the rWtd BldgHVAC records across multiple residential HVAC system types | SFm | CZ09 | Any | rDXGF | 636841.5 | DEER2026 | 2026-01-01 |  | 2023-07-17 16:27 | Deemed Ex Ante Team | In number of dwellings (minima set to 0.01); Source: 2019 Residential Appliance Saturation Study, CEC | 2024-10-23 09:13 | Deemed Ex Ante Team | Revised StartDate to 2026-01-01
rWtd | Res | For producing the rWtd BldgHVAC records across multiple residential HVAC system types | SFm | CZ09 | Any | rDXHP | 44741.1016 | DEER2020 | 2019-01-01 | 2025-12-31 | 2023-07-17 16:27 | Deemed Ex Ante Team | In number of dwellings | 2024-10-23 09:13 | Deemed Ex Ante Team | Extended ExpiryDate
rWtd | Res | For producing the rWtd BldgHVAC records across multiple residential HVAC system types | SFm | CZ09 | Any | rDXHP | 36996.3984 | DEER2026 | 2026-01-01 |  | 2023-07-17 16:27 | Deemed Ex Ante Team | In number of dwellings (minima set to 0.01); Source: 2019 Residential Appliance Saturation Study, CEC | 2024-10-23 09:13 | Deemed Ex Ante Team | Revised StartDate to 2026-01-01
rWtd | Res | For producing the rWtd BldgHVAC records across multiple residential HVAC system types | SFm | CZ09 | Any | rDXHW | 8653.0996 | DEER2026 | 2026-01-01 |  | 2023-07-17 16:27 | Deemed Ex Ante Team | In number of dwellings (minima set to 0.01); Source: 2019 Residential Appliance Saturation Study, CEC | 2024-10-23 09:13 | Deemed Ex Ante Team | Revised StartDate to 2026-01-01
rWtd | Res | For producing the rWtd BldgHVAC records across multiple residential HVAC system types | SFm | CZ09 | Any | rDXOH | 62637.6016 | DEER2020 | 2019-01-01 | 2025-12-31 | 2023-07-17 16:27 | Deemed Ex Ante Team | In number of dwellings | 2024-10-23 09:13 | Deemed Ex Ante Team | Extended ExpiryDate
rWtd | Res | For producing the rWtd BldgHVAC records across multiple residential HVAC system types | SFm | CZ09 | Any | rDXOH | 69280.1016 | DEER2026 | 2026-01-01 |  | 2023-07-17 16:27 | Deemed Ex Ante Team | In number of dwellings (minima set to 0.01); Source: 2019 Residential Appliance Saturation Study, CEC | 2024-10-23 09:13 | Deemed Ex Ante Team | Revised StartDate to 2026-01-01
rWtd | Res | For producing the rWtd BldgHVAC records across multiple residential HVAC system types | SFm | CZ09 | Any | rDXWP | 0.01 | DEER2026 | 2026-01-01 |  | 2023-07-17 16:27 | Deemed Ex Ante Team | In number of dwellings (minima set to 0.01); Source: 2019 Residential Appliance Saturation Study, CEC | 2024-10-23 09:13 | Deemed Ex Ante Team | Revised StartDate to 2026-01-01
rWtd | Res | For producing the rWtd BldgHVAC records across multiple residential HVAC system types | SFm | CZ09 | Any | rEVEF | 4804.7998 | DEER2026 | 2026-01-01 |  | 2023-07-17 16:27 | Deemed Ex Ante Team | In number of dwellings (minima set to 0.01); Source: 2019 Residential Appliance Saturation Study, CEC | 2024-10-23 09:13 | Deemed Ex Ante Team | Revised StartDate to 2026-01-01
rWtd | Res | For producing the rWtd BldgHVAC records across multiple residential HVAC system types | SFm | CZ09 | Any | rEVEH | 0.01 | DEER2026 | 2026-01-01 |  | 2023-07-17 16:27 | Deemed Ex Ante Team | In number of dwellings (minima set to 0.01); Source: 2019 Residential Appliance Saturation Study, CEC | 2024-10-23 09:13 | Deemed Ex Ante Team | Revised StartDate to 2026-01-01
rWtd | Res | For producing the rWtd BldgHVAC records across multiple residential HVAC system types | SFm | CZ09 | Any | rEVGF | 1392.9 | DEER2026 | 2026-01-01 |  | 2023-07-17 16:27 | Deemed Ex Ante Team | In number of dwellings (minima set to 0.01); Source: 2019 Residential Appliance Saturation Study, CEC | 2024-10-23 09:13 | Deemed Ex Ante Team | Revised StartDate to 2026-01-01
rWtd | Res | For producing the rWtd BldgHVAC records across multiple residential HVAC system types | SFm | CZ09 | Any | rEVOH | 639.8 | DEER2026 | 2026-01-01 |  | 2023-07-17 16:27 | Deemed Ex Ante Team | In number of dwellings (minima set to 0.01); Source: 2019 Residential Appliance Saturation Study, CEC | 2024-10-23 09:13 | Deemed Ex Ante Team | Revised StartDate to 2026-01-01
rWtd | Res | For producing the rWtd BldgHVAC records across multiple residential HVAC system types | SFm | CZ09 | Any | rNCEF | 5951.5 | DEER2026 | 2026-01-01 |  | 2023-07-17 16:27 | Deemed Ex Ante Team | In number of dwellings (minima set to 0.01); Source: 2019 Residential Appliance Saturation Study, CEC | 2024-10-23 09:13 | Deemed Ex Ante Team | Revised StartDate to 2026-01-01
rWtd | Res | For producing the rWtd BldgHVAC records across multiple residential HVAC system types | SFm | CZ09 | Any | rNCEH | 11942.2998 | DEER2020 | 2019-01-01 | 2025-12-31 | 2023-07-17 16:27 | Deemed Ex Ante Team | In number of dwellings | 2024-10-23 09:13 | Deemed Ex Ante Team | Extended ExpiryDate
rWtd | Res | For producing the rWtd BldgHVAC records across multiple residential HVAC system types | SFm | CZ09 | Any | rNCEH | 681.6 | DEER2026 | 2026-01-01 |  | 2023-07-17 16:27 | Deemed Ex Ante Team | In number of dwellings (minima set to 0.01); Source: 2019 Residential Appliance Saturation Study, CEC | 2024-10-23 09:13 | Deemed Ex Ante Team | Revised StartDate to 2026-01-01
rWtd | Res | For producing the rWtd BldgHVAC records across multiple residential HVAC system types | SFm | CZ09 | Any | rNCGF | 207796.2031 | DEER2020 | 2019-01-01 | 2025-12-31 | 2023-07-17 16:27 | Deemed Ex Ante Team | In number of dwellings | 2024-10-23 09:13 | Deemed Ex Ante Team | Extended ExpiryDate
rWtd | Res | For producing the rWtd BldgHVAC records across multiple residential HVAC system types | SFm | CZ09 | Any | rNCGF | 18090 | DEER2026 | 2026-01-01 |  | 2023-07-17 16:27 | Deemed Ex Ante Team | In number of dwellings (minima set to 0.01); Source: 2019 Residential Appliance Saturation Study, CEC | 2024-10-23 09:13 | Deemed Ex Ante Team | Revised StartDate to 2026-01-01
rWtd | Res | For producing the rWtd BldgHVAC records across multiple residential HVAC system types | SFm | CZ09 | Any | rNCOH | 16719.1992 | DEER2020 | 2019-01-01 | 2025-12-31 | 2023-07-17 16:27 | Deemed Ex Ante Team | In number of dwellings | 2024-10-23 09:13 | Deemed Ex Ante Team | Extended ExpiryDate
rWtd | Res | For producing the rWtd BldgHVAC records across multiple residential HVAC system types | SFm | CZ09 | Any | rNCOH | 170251.2031 | DEER2026 | 2026-01-01 |  | 2023-07-17 16:27 | Deemed Ex Ante Team | In number of dwellings (minima set to 0.01); Source: 2019 Residential Appliance Saturation Study, CEC | 2024-10-23 09:13 | Deemed Ex Ante Team | Revised StartDate to 2026-01-01
rWtd | Res | For producing the rWtd BldgHVAC records across multiple residential HVAC system types | SFm | CZ10 | Any | rDXEF | 47991 | DEER2026 | 2026-01-01 |  | 2023-07-17 16:27 | Deemed Ex Ante Team | In number of dwellings (minima set to 0.01); Source: 2019 Residential Appliance Saturation Study, CEC | 2024-10-23 09:13 | Deemed Ex Ante Team | Revised StartDate to 2026-01-01
rWtd | Res | For producing the rWtd BldgHVAC records across multiple residential HVAC system types | SFm | CZ10 | Any | rDXEH | 3385.1001 | DEER2026 | 2026-01-01 |  | 2023-07-17 16:27 | Deemed Ex Ante Team | In number of dwellings (minima set to 0.01); Source: 2019 Residential Appliance Saturation Study, CEC | 2024-10-23 09:13 | Deemed Ex Ante Team | Revised StartDate to 2026-01-01
rWtd | Res | For producing the rWtd BldgHVAC records across multiple residential HVAC system types | SFm | CZ10 | Any | rDXGF | 889865.5 | DEER2020 | 2019-01-01 | 2025-12-31 | 2023-07-17 16:27 | Deemed Ex Ante Team | In number of dwellings | 2024-10-23 09:13 | Deemed Ex Ante Team | Extended ExpiryDate
rWtd | Res | For producing the rWtd BldgHVAC records across multiple residential HVAC system types | SFm | CZ10 | Any | rDXGF | 704852.625 | DEER2026 | 2026-01-01 |  | 2023-07-17 16:27 | Deemed Ex Ante Team | In number of dwellings (minima set to 0.01); Source: 2019 Residential Appliance Saturation Study, CEC | 2024-10-23 09:13 | Deemed Ex Ante Team | Revised StartDate to 2026-01-01
rWtd | Res | For producing the rWtd BldgHVAC records across multiple residential HVAC system types | SFm | CZ10 | Any | rDXHP | 51141.8008 | DEER2020 | 2019-01-01 | 2025-12-31 | 2023-07-17 16:27 | Deemed Ex Ante Team | In number of dwellings | 2024-10-23 09:13 | Deemed Ex Ante Team | Extended ExpiryDate
rWtd | Res | For producing the rWtd BldgHVAC records across multiple residential HVAC system types | SFm | CZ10 | Any | rDXHP | 20238.5996 | DEER2026 | 2026-01-01 |  | 2023-07-17 16:27 | Deemed Ex Ante Team | In number of dwellings (minima set to 0.01); Source: 2019 Residential Appliance Saturation Study, CEC | 2024-10-23 09:13 | Deemed Ex Ante Team | Revised StartDate to 2026-01-01
rWtd | Res | For producing the rWtd BldgHVAC records across multiple residential HVAC system types | SFm | CZ10 | Any | rDXHW | 4107.7998 | DEER2026 | 2026-01-01 |  | 2023-07-17 16:27 | Deemed Ex Ante Team | In number of dwellings (minima set to 0.01); Source: 2019 Residential Appliance Saturation Study, CEC | 2024-10-23 09:13 | Deemed Ex Ante Team | Revised StartDate to 2026-01-01
rWtd | Res | For producing the rWtd BldgHVAC records across multiple residential HVAC system types | SFm | CZ10 | Any | rDXOH | 71598.3984 | DEER2020 | 2019-01-01 | 2025-12-31 | 2023-07-17 16:27 | Deemed Ex Ante Team | In number of dwellings | 2024-10-23 09:13 | Deemed Ex Ante Team | Extended ExpiryDate
rWtd | Res | For producing the rWtd BldgHVAC records across multiple residential HVAC system types | SFm | CZ10 | Any | rDXOH | 56991.8008 | DEER2026 | 2026-01-01 |  | 2023-07-17 16:27 | Deemed Ex Ante Team | In number of dwellings (minima set to 0.01); Source: 2019 Residential Appliance Saturation Study, CEC | 2024-10-23 09:13 | Deemed Ex Ante Team | Revised StartDate to 2026-01-01
rWtd | Res | For producing the rWtd BldgHVAC records across multiple residential HVAC system types | SFm | CZ10 | Any | rDXWP | 0.01 | DEER2026 | 2026-01-01 |  | 2023-07-17 16:27 | Deemed Ex Ante Team | In number of dwellings (minima set to 0.01); Source: 2019 Residential Appliance Saturation Study, CEC | 2024-10-23 09:13 | Deemed Ex Ante Team | Revised StartDate to 2026-01-01
rWtd | Res | For producing the rWtd BldgHVAC records across multiple residential HVAC system types | SFm | CZ10 | Any | rEVEF | 298.5 | DEER2026 | 2026-01-01 |  | 2023-07-17 16:27 | Deemed Ex Ante Team | In number of dwellings (minima set to 0.01); Source: 2019 Residential Appliance Saturation Study, CEC | 2024-10-23 09:13 | Deemed Ex Ante Team | Revised StartDate to 2026-01-01
rWtd | Res | For producing the rWtd BldgHVAC records across multiple residential HVAC system types | SFm | CZ10 | Any | rEVEH | 72.4 | DEER2026 | 2026-01-01 |  | 2023-07-17 16:27 | Deemed Ex Ante Team | In number of dwellings (minima set to 0.01); Source: 2019 Residential Appliance Saturation Study, CEC | 2024-10-23 09:13 | Deemed Ex Ante Team | Revised StartDate to 2026-01-01
rWtd | Res | For producing the rWtd BldgHVAC records across multiple residential HVAC system types | SFm | CZ10 | Any | rEVGF | 3595.3999 | DEER2026 | 2026-01-01 |  | 2023-07-17 16:27 | Deemed Ex Ante Team | In number of dwellings (minima set to 0.01); Source: 2019 Residential Appliance Saturation Study, CEC | 2024-10-23 09:13 | Deemed Ex Ante Team | Revised StartDate to 2026-01-01
rWtd | Res | For producing the rWtd BldgHVAC records across multiple residential HVAC system types | SFm | CZ10 | Any | rEVOH | 6342.3999 | DEER2026 | 2026-01-01 |  | 2023-07-17 16:27 | Deemed Ex Ante Team | In number of dwellings (minima set to 0.01); Source: 2019 Residential Appliance Saturation Study, CEC | 2024-10-23 09:13 | Deemed Ex Ante Team | Revised StartDate to 2026-01-01
rWtd | Res | For producing the rWtd BldgHVAC records across multiple residential HVAC system types | SFm | CZ10 | Any | rNCEF | 1777.9 | DEER2026 | 2026-01-01 |  | 2023-07-17 16:27 | Deemed Ex Ante Team | In number of dwellings (minima set to 0.01); Source: 2019 Residential Appliance Saturation Study, CEC | 2024-10-23 09:13 | Deemed Ex Ante Team | Revised StartDate to 2026-01-01
rWtd | Res | For producing the rWtd BldgHVAC records across multiple residential HVAC system types | SFm | CZ10 | Any | rNCEH | 5082.5 | DEER2020 | 2019-01-01 | 2025-12-31 | 2023-07-17 16:27 | Deemed Ex Ante Team | In number of dwellings | 2024-10-23 09:13 | Deemed Ex Ante Team | Extended ExpiryDate
rWtd | Res | For producing the rWtd BldgHVAC records across multiple residential HVAC system types | SFm | CZ10 | Any | rNCEH | 2348.3 | DEER2026 | 2026-01-01 |  | 2023-07-17 16:27 | Deemed Ex Ante Team | In number of dwellings (minima set to 0.01); Source: 2019 Residential Appliance Saturation Study, CEC | 2024-10-23 09:13 | Deemed Ex Ante Team | Revised StartDate to 2026-01-01
rWtd | Res | For producing the rWtd BldgHVAC records across multiple residential HVAC system types | SFm | CZ10 | Any | rNCGF | 88434.7969 | DEER2020 | 2019-01-01 | 2025-12-31 | 2023-07-17 16:27 | Deemed Ex Ante Team | In number of dwellings | 2024-10-23 09:13 | Deemed Ex Ante Team | Extended ExpiryDate
rWtd | Res | For producing the rWtd BldgHVAC records across multiple residential HVAC system types | SFm | CZ10 | Any | rNCGF | 14961.2002 | DEER2026 | 2026-01-01 |  | 2023-07-17 16:27 | Deemed Ex Ante Team | In number of dwellings (minima set to 0.01); Source: 2019 Residential Appliance Saturation Study, CEC | 2024-10-23 09:13 | Deemed Ex Ante Team | Revised StartDate to 2026-01-01
rWtd | Res | For producing the rWtd BldgHVAC records across multiple residential HVAC system types | SFm | CZ10 | Any | rNCOH | 7115.3999 | DEER2020 | 2019-01-01 | 2025-12-31 | 2023-07-17 16:27 | Deemed Ex Ante Team | In number of dwellings | 2024-10-23 09:13 | Deemed Ex Ante Team | Extended ExpiryDate
rWtd | Res | For producing the rWtd BldgHVAC records across multiple residential HVAC system types | SFm | CZ10 | Any | rNCOH | 20810.6992 | DEER2026 | 2026-01-01 |  | 2023-07-17 16:27 | Deemed Ex Ante Team | In number of dwellings (minima set to 0.01); Source: 2019 Residential Appliance Saturation Study, CEC | 2024-10-23 09:13 | Deemed Ex Ante Team | Revised StartDate to 2026-01-01
rWtd | Res | For producing the rWtd BldgHVAC records across multiple residential HVAC system types | SFm | CZ11 | Any | rDXEF | 31625.1992 | DEER2026 | 2026-01-01 |  | 2023-07-17 16:27 | Deemed Ex Ante Team | In number of dwellings (minima set to 0.01); Source: 2019 Residential Appliance Saturation Study, CEC | 2024-10-23 09:13 | Deemed Ex Ante Team | Revised StartDate to 2026-01-01
rWtd | Res | For producing the rWtd BldgHVAC records across multiple residential HVAC system types | SFm | CZ11 | Any | rDXEH | 466.7 | DEER2026 | 2026-01-01 |  | 2023-07-17 16:27 | Deemed Ex Ante Team | In number of dwellings (minima set to 0.01); Source: 2019 Residential Appliance Saturation Study, CEC | 2024-10-23 09:13 | Deemed Ex Ante Team | Revised StartDate to 2026-01-01
rWtd | Res | For producing the rWtd BldgHVAC records across multiple residential HVAC system types | SFm | CZ11 | Any | rDXGF | 166500.2969 | DEER2020 | 2019-01-01 | 2025-12-31 | 2023-07-17 16:27 | Deemed Ex Ante Team | In number of dwellings | 2024-10-23 09:13 | Deemed Ex Ante Team | Extended ExpiryDate
rWtd | Res | For producing the rWtd BldgHVAC records across multiple residential HVAC system types | SFm | CZ11 | Any | rDXGF | 168404.2969 | DEER2026 | 2026-01-01 |  | 2023-07-17 16:27 | Deemed Ex Ante Team | In number of dwellings (minima set to 0.01); Source: 2019 Residential Appliance Saturation Study, CEC | 2024-10-23 09:13 | Deemed Ex Ante Team | Revised StartDate to 2026-01-01
rWtd | Res | For producing the rWtd BldgHVAC records across multiple residential HVAC system types | SFm | CZ11 | Any | rDXHP | 9569 | DEER2020 | 2019-01-01 | 2025-12-31 | 2023-07-17 16:27 | Deemed Ex Ante Team | In number of dwellings | 2024-10-23 09:13 | Deemed Ex Ante Team | Extended ExpiryDate
rWtd | Res | For producing the rWtd BldgHVAC records across multiple residential HVAC system types | SFm | CZ11 | Any | rDXHP | 15446.7998 | DEER2026 | 2026-01-01 |  | 2023-07-17 16:27 | Deemed Ex Ante Team | In number of dwellings (minima set to 0.01); Source: 2019 Residential Appliance Saturation Study, CEC | 2024-10-23 09:13 | Deemed Ex Ante Team | Revised StartDate to 2026-01-01
rWtd | Res | For producing the rWtd BldgHVAC records across multiple residential HVAC system types | SFm | CZ11 | Any | rDXHW | 0.01 | DEER2026 | 2026-01-01 |  | 2023-07-17 16:27 | Deemed Ex Ante Team | In number of dwellings (minima set to 0.01); Source: 2019 Residential Appliance Saturation Study, CEC | 2024-10-23 09:13 | Deemed Ex Ante Team | Revised StartDate to 2026-01-01
rWtd | Res | For producing the rWtd BldgHVAC records across multiple residential HVAC system types | SFm | CZ11 | Any | rDXOH | 13396.5996 | DEER2020 | 2019-01-01 | 2025-12-31 | 2023-07-17 16:27 | Deemed Ex Ante Team | In number of dwellings | 2024-10-23 09:13 | Deemed Ex Ante Team | Extended ExpiryDate
rWtd | Res | For producing the rWtd BldgHVAC records across multiple residential HVAC system types | SFm | CZ11 | Any | rDXOH | 68472.1016 | DEER2026 | 2026-01-01 |  | 2023-07-17 16:27 | Deemed Ex Ante Team | In number of dwellings (minima set to 0.01); Source: 2019 Residential Appliance Saturation Study, CEC | 2024-10-23 09:13 | Deemed Ex Ante Team | Revised StartDate to 2026-01-01
rWtd | Res | For producing the rWtd BldgHVAC records across multiple residential HVAC system types | SFm | CZ11 | Any | rDXWP | 0.01 | DEER2026 | 2026-01-01 |  | 2023-07-17 16:27 | Deemed Ex Ante Team | In number of dwellings (minima set to 0.01); Source: 2019 Residential Appliance Saturation Study, CEC | 2024-10-23 09:13 | Deemed Ex Ante Team | Revised StartDate to 2026-01-01
rWtd | Res | For producing the rWtd BldgHVAC records across multiple residential HVAC system types | SFm | CZ11 | Any | rEVEF | 90.7 | DEER2026 | 2026-01-01 |  | 2023-07-17 16:27 | Deemed Ex Ante Team | In number of dwellings (minima set to 0.01); Source: 2019 Residential Appliance Saturation Study, CEC | 2024-10-23 09:13 | Deemed Ex Ante Team | Revised StartDate to 2026-01-01
rWtd | Res | For producing the rWtd BldgHVAC records across multiple residential HVAC system types | SFm | CZ11 | Any | rEVEH | 45.6 | DEER2026 | 2026-01-01 |  | 2023-07-17 16:27 | Deemed Ex Ante Team | In number of dwellings (minima set to 0.01); Source: 2019 Residential Appliance Saturation Study, CEC | 2024-10-23 09:13 | Deemed Ex Ante Team | Revised StartDate to 2026-01-01
rWtd | Res | For producing the rWtd BldgHVAC records across multiple residential HVAC system types | SFm | CZ11 | Any | rEVGF | 262.9 | DEER2026 | 2026-01-01 |  | 2023-07-17 16:27 | Deemed Ex Ante Team | In number of dwellings (minima set to 0.01); Source: 2019 Residential Appliance Saturation Study, CEC | 2024-10-23 09:13 | Deemed Ex Ante Team | Revised StartDate to 2026-01-01
rWtd | Res | For producing the rWtd BldgHVAC records across multiple residential HVAC system types | SFm | CZ11 | Any | rEVOH | 5966.7998 | DEER2026 | 2026-01-01 |  | 2023-07-17 16:27 | Deemed Ex Ante Team | In number of dwellings (minima set to 0.01); Source: 2019 Residential Appliance Saturation Study, CEC | 2024-10-23 09:13 | Deemed Ex Ante Team | Revised StartDate to 2026-01-01
rWtd | Res | For producing the rWtd BldgHVAC records across multiple residential HVAC system types | SFm | CZ11 | Any | rNCEF | 65.7 | DEER2026 | 2026-01-01 |  | 2023-07-17 16:27 | Deemed Ex Ante Team | In number of dwellings (minima set to 0.01); Source: 2019 Residential Appliance Saturation Study, CEC | 2024-10-23 09:13 | Deemed Ex Ante Team | Revised StartDate to 2026-01-01
rWtd | Res | For producing the rWtd BldgHVAC records across multiple residential HVAC system types | SFm | CZ11 | Any | rNCEH | 739.1 | DEER2020 | 2019-01-01 | 2025-12-31 | 2023-07-17 16:27 | Deemed Ex Ante Team | In number of dwellings | 2024-10-23 09:13 | Deemed Ex Ante Team | Extended ExpiryDate
rWtd | Res | For producing the rWtd BldgHVAC records across multiple residential HVAC system types | SFm | CZ11 | Any | rNCEH | 261.6 | DEER2026 | 2026-01-01 |  | 2023-07-17 16:27 | Deemed Ex Ante Team | In number of dwellings (minima set to 0.01); Source: 2019 Residential Appliance Saturation Study, CEC | 2024-10-23 09:13 | Deemed Ex Ante Team | Revised StartDate to 2026-01-01
rWtd | Res | For producing the rWtd BldgHVAC records across multiple residential HVAC system types | SFm | CZ11 | Any | rNCGF | 12859.7002 | DEER2020 | 2019-01-01 | 2025-12-31 | 2023-07-17 16:27 | Deemed Ex Ante Team | In number of dwellings | 2024-10-23 09:13 | Deemed Ex Ante Team | Extended ExpiryDate
rWtd | Res | For producing the rWtd BldgHVAC records across multiple residential HVAC system types | SFm | CZ11 | Any | rNCGF | 94.4 | DEER2026 | 2026-01-01 |  | 2023-07-17 16:27 | Deemed Ex Ante Team | In number of dwellings (minima set to 0.01); Source: 2019 Residential Appliance Saturation Study, CEC | 2024-10-23 09:13 | Deemed Ex Ante Team | Revised StartDate to 2026-01-01
rWtd | Res | For producing the rWtd BldgHVAC records across multiple residential HVAC system types | SFm | CZ11 | Any | rNCOH | 1034.7 | DEER2020 | 2019-01-01 | 2025-12-31 | 2023-07-17 16:27 | Deemed Ex Ante Team | In number of dwellings | 2024-10-23 09:13 | Deemed Ex Ante Team | Extended ExpiryDate
rWtd | Res | For producing the rWtd BldgHVAC records across multiple residential HVAC system types | SFm | CZ11 | Any | rNCOH | 21160.5996 | DEER2026 | 2026-01-01 |  | 2023-07-17 16:27 | Deemed Ex Ante Team | In number of dwellings (minima set to 0.01); Source: 2019 Residential Appliance Saturation Study, CEC | 2024-10-23 09:13 | Deemed Ex Ante Team | Revised StartDate to 2026-01-01
rWtd | Res | For producing the rWtd BldgHVAC records across multiple residential HVAC system types | SFm | CZ12 | Any | rDXEF | 113188.2031 | DEER2026 | 2026-01-01 |  | 2023-07-17 16:27 | Deemed Ex Ante Team | In number of dwellings (minima set to 0.01); Source: 2019 Residential Appliance Saturation Study, CEC | 2024-10-23 09:13 | Deemed Ex Ante Team | Revised StartDate to 2026-01-01
rWtd | Res | For producing the rWtd BldgHVAC records across multiple residential HVAC system types | SFm | CZ12 | Any | rDXEH | 7768.2002 | DEER2026 | 2026-01-01 |  | 2023-07-17 16:27 | Deemed Ex Ante Team | In number of dwellings (minima set to 0.01); Source: 2019 Residential Appliance Saturation Study, CEC | 2024-10-23 09:13 | Deemed Ex Ante Team | Revised StartDate to 2026-01-01
rWtd | Res | For producing the rWtd BldgHVAC records across multiple residential HVAC system types | SFm | CZ12 | Any | rDXGF | 479843.6875 | DEER2020 | 2019-01-01 | 2025-12-31 | 2023-07-17 16:27 | Deemed Ex Ante Team | In number of dwellings | 2024-10-23 09:13 | Deemed Ex Ante Team | Extended ExpiryDate
rWtd | Res | For producing the rWtd BldgHVAC records across multiple residential HVAC system types | SFm | CZ12 | Any | rDXGF | 770005.375 | DEER2026 | 2026-01-01 |  | 2023-07-17 16:27 | Deemed Ex Ante Team | In number of dwellings (minima set to 0.01); Source: 2019 Residential Appliance Saturation Study, CEC | 2024-10-23 09:13 | Deemed Ex Ante Team | Revised StartDate to 2026-01-01
rWtd | Res | For producing the rWtd BldgHVAC records across multiple residential HVAC system types | SFm | CZ12 | Any | rDXHP | 27577.1992 | DEER2020 | 2019-01-01 | 2025-12-31 | 2023-07-17 16:27 | Deemed Ex Ante Team | In number of dwellings | 2024-10-23 09:13 | Deemed Ex Ante Team | Extended ExpiryDate
rWtd | Res | For producing the rWtd BldgHVAC records across multiple residential HVAC system types | SFm | CZ12 | Any | rDXHP | 40823.6992 | DEER2026 | 2026-01-01 |  | 2023-07-17 16:27 | Deemed Ex Ante Team | In number of dwellings (minima set to 0.01); Source: 2019 Residential Appliance Saturation Study, CEC | 2024-10-23 09:13 | Deemed Ex Ante Team | Revised StartDate to 2026-01-01
rWtd | Res | For producing the rWtd BldgHVAC records across multiple residential HVAC system types | SFm | CZ12 | Any | rDXHW | 12258 | DEER2026 | 2026-01-01 |  | 2023-07-17 16:27 | Deemed Ex Ante Team | In number of dwellings (minima set to 0.01); Source: 2019 Residential Appliance Saturation Study, CEC | 2024-10-23 09:13 | Deemed Ex Ante Team | Revised StartDate to 2026-01-01
rWtd | Res | For producing the rWtd BldgHVAC records across multiple residential HVAC system types | SFm | CZ12 | Any | rDXOH | 38608.1016 | DEER2020 | 2019-01-01 | 2025-12-31 | 2023-07-17 16:27 | Deemed Ex Ante Team | In number of dwellings | 2024-10-23 09:13 | Deemed Ex Ante Team | Extended ExpiryDate
rWtd | Res | For producing the rWtd BldgHVAC records across multiple residential HVAC system types | SFm | CZ12 | Any | rDXOH | 89344.8984 | DEER2026 | 2026-01-01 |  | 2023-07-17 16:27 | Deemed Ex Ante Team | In number of dwellings (minima set to 0.01); Source: 2019 Residential Appliance Saturation Study, CEC | 2024-10-23 09:13 | Deemed Ex Ante Team | Revised StartDate to 2026-01-01
rWtd | Res | For producing the rWtd BldgHVAC records across multiple residential HVAC system types | SFm | CZ12 | Any | rDXWP | 0.01 | DEER2026 | 2026-01-01 |  | 2023-07-17 16:27 | Deemed Ex Ante Team | In number of dwellings (minima set to 0.01); Source: 2019 Residential Appliance Saturation Study, CEC | 2024-10-23 09:13 | Deemed Ex Ante Team | Revised StartDate to 2026-01-01
rWtd | Res | For producing the rWtd BldgHVAC records across multiple residential HVAC system types | SFm | CZ12 | Any | rEVEF | 609.4 | DEER2026 | 2026-01-01 |  | 2023-07-17 16:27 | Deemed Ex Ante Team | In number of dwellings (minima set to 0.01); Source: 2019 Residential Appliance Saturation Study, CEC | 2024-10-23 09:13 | Deemed Ex Ante Team | Revised StartDate to 2026-01-01
rWtd | Res | For producing the rWtd BldgHVAC records across multiple residential HVAC system types | SFm | CZ12 | Any | rEVEH | 0.01 | DEER2026 | 2026-01-01 |  | 2023-07-17 16:27 | Deemed Ex Ante Team | In number of dwellings (minima set to 0.01); Source: 2019 Residential Appliance Saturation Study, CEC | 2024-10-23 09:13 | Deemed Ex Ante Team | Revised StartDate to 2026-01-01
rWtd | Res | For producing the rWtd BldgHVAC records across multiple residential HVAC system types | SFm | CZ12 | Any | rEVGF | 1155.6 | DEER2026 | 2026-01-01 |  | 2023-07-17 16:27 | Deemed Ex Ante Team | In number of dwellings (minima set to 0.01); Source: 2019 Residential Appliance Saturation Study, CEC | 2024-10-23 09:13 | Deemed Ex Ante Team | Revised StartDate to 2026-01-01
rWtd | Res | For producing the rWtd BldgHVAC records across multiple residential HVAC system types | SFm | CZ12 | Any | rEVOH | 2744.2 | DEER2026 | 2026-01-01 |  | 2023-07-17 16:27 | Deemed Ex Ante Team | In number of dwellings (minima set to 0.01); Source: 2019 Residential Appliance Saturation Study, CEC | 2024-10-23 09:13 | Deemed Ex Ante Team | Revised StartDate to 2026-01-01
rWtd | Res | For producing the rWtd BldgHVAC records across multiple residential HVAC system types | SFm | CZ12 | Any | rNCEF | 7421.7998 | DEER2026 | 2026-01-01 |  | 2023-07-17 16:27 | Deemed Ex Ante Team | In number of dwellings (minima set to 0.01); Source: 2019 Residential Appliance Saturation Study, CEC | 2024-10-23 09:13 | Deemed Ex Ante Team | Revised StartDate to 2026-01-01
rWtd | Res | For producing the rWtd BldgHVAC records across multiple residential HVAC system types | SFm | CZ12 | Any | rNCEH | 4070.8 | DEER2020 | 2019-01-01 | 2025-12-31 | 2023-07-17 16:27 | Deemed Ex Ante Team | In number of dwellings | 2024-10-23 09:13 | Deemed Ex Ante Team | Extended ExpiryDate
rWtd | Res | For producing the rWtd BldgHVAC records across multiple residential HVAC system types | SFm | CZ12 | Any | rNCEH | 550.3 | DEER2026 | 2026-01-01 |  | 2023-07-17 16:27 | Deemed Ex Ante Team | In number of dwellings (minima set to 0.01); Source: 2019 Residential Appliance Saturation Study, CEC | 2024-10-23 09:13 | Deemed Ex Ante Team | Revised StartDate to 2026-01-01
rWtd | Res | For producing the rWtd BldgHVAC records across multiple residential HVAC system types | SFm | CZ12 | Any | rNCGF | 70831.2031 | DEER2020 | 2019-01-01 | 2025-12-31 | 2023-07-17 16:27 | Deemed Ex Ante Team | In number of dwellings | 2024-10-23 09:13 | Deemed Ex Ante Team | Extended ExpiryDate
rWtd | Res | For producing the rWtd BldgHVAC records across multiple residential HVAC system types | SFm | CZ12 | Any | rNCGF | 29343.4004 | DEER2026 | 2026-01-01 |  | 2023-07-17 16:27 | Deemed Ex Ante Team | In number of dwellings (minima set to 0.01); Source: 2019 Residential Appliance Saturation Study, CEC | 2024-10-23 09:13 | Deemed Ex Ante Team | Revised StartDate to 2026-01-01
rWtd | Res | For producing the rWtd BldgHVAC records across multiple residential HVAC system types | SFm | CZ12 | Any | rNCOH | 5699.1001 | DEER2020 | 2019-01-01 | 2025-12-31 | 2023-07-17 16:27 | Deemed Ex Ante Team | In number of dwellings | 2024-10-23 09:13 | Deemed Ex Ante Team | Extended ExpiryDate
rWtd | Res | For producing the rWtd BldgHVAC records across multiple residential HVAC system types | SFm | CZ12 | Any | rNCOH | 53055.1016 | DEER2026 | 2026-01-01 |  | 2023-07-17 16:27 | Deemed Ex Ante Team | In number of dwellings (minima set to 0.01); Source: 2019 Residential Appliance Saturation Study, CEC | 2024-10-23 09:13 | Deemed Ex Ante Team | Revised StartDate to 2026-01-01
rWtd | Res | For producing the rWtd BldgHVAC records across multiple residential HVAC system types | SFm | CZ13 | Any | rDXEF | 49086.5 | DEER2026 | 2026-01-01 |  | 2023-07-17 16:27 | Deemed Ex Ante Team | In number of dwellings (minima set to 0.01); Source: 2019 Residential Appliance Saturation Study, CEC | 2024-10-23 09:13 | Deemed Ex Ante Team | Revised StartDate to 2026-01-01
rWtd | Res | For producing the rWtd BldgHVAC records across multiple residential HVAC system types | SFm | CZ13 | Any | rDXEH | 11918.2002 | DEER2026 | 2026-01-01 |  | 2023-07-17 16:27 | Deemed Ex Ante Team | In number of dwellings (minima set to 0.01); Source: 2019 Residential Appliance Saturation Study, CEC | 2024-10-23 09:13 | Deemed Ex Ante Team | Revised StartDate to 2026-01-01
rWtd | Res | For producing the rWtd BldgHVAC records across multiple residential HVAC system types | SFm | CZ13 | Any | rDXGF | 350662.9062 | DEER2020 | 2019-01-01 | 2025-12-31 | 2023-07-17 16:27 | Deemed Ex Ante Team | In number of dwellings | 2024-10-23 09:13 | Deemed Ex Ante Team | Extended ExpiryDate
rWtd | Res | For producing the rWtd BldgHVAC records across multiple residential HVAC system types | SFm | CZ13 | Any | rDXGF | 297653.4062 | DEER2026 | 2026-01-01 |  | 2023-07-17 16:27 | Deemed Ex Ante Team | In number of dwellings (minima set to 0.01); Source: 2019 Residential Appliance Saturation Study, CEC | 2024-10-23 09:13 | Deemed Ex Ante Team | Revised StartDate to 2026-01-01
rWtd | Res | For producing the rWtd BldgHVAC records across multiple residential HVAC system types | SFm | CZ13 | Any | rDXHP | 20153.0996 | DEER2020 | 2019-01-01 | 2025-12-31 | 2023-07-17 16:27 | Deemed Ex Ante Team | In number of dwellings | 2024-10-23 09:13 | Deemed Ex Ante Team | Extended ExpiryDate
rWtd | Res | For producing the rWtd BldgHVAC records across multiple residential HVAC system types | SFm | CZ13 | Any | rDXHP | 14616.9004 | DEER2026 | 2026-01-01 |  | 2023-07-17 16:27 | Deemed Ex Ante Team | In number of dwellings (minima set to 0.01); Source: 2019 Residential Appliance Saturation Study, CEC | 2024-10-23 09:13 | Deemed Ex Ante Team | Revised StartDate to 2026-01-01
rWtd | Res | For producing the rWtd BldgHVAC records across multiple residential HVAC system types | SFm | CZ13 | Any | rDXHW | 1220.9 | DEER2026 | 2026-01-01 |  | 2023-07-17 16:27 | Deemed Ex Ante Team | In number of dwellings (minima set to 0.01); Source: 2019 Residential Appliance Saturation Study, CEC | 2024-10-23 09:13 | Deemed Ex Ante Team | Revised StartDate to 2026-01-01
rWtd | Res | For producing the rWtd BldgHVAC records across multiple residential HVAC system types | SFm | CZ13 | Any | rDXOH | 28214.3008 | DEER2020 | 2019-01-01 | 2025-12-31 | 2023-07-17 16:27 | Deemed Ex Ante Team | In number of dwellings | 2024-10-23 09:13 | Deemed Ex Ante Team | Extended ExpiryDate
rWtd | Res | For producing the rWtd BldgHVAC records across multiple residential HVAC system types | SFm | CZ13 | Any | rDXOH | 63354 | DEER2026 | 2026-01-01 |  | 2023-07-17 16:27 | Deemed Ex Ante Team | In number of dwellings (minima set to 0.01); Source: 2019 Residential Appliance Saturation Study, CEC | 2024-10-23 09:13 | Deemed Ex Ante Team | Revised StartDate to 2026-01-01
rWtd | Res | For producing the rWtd BldgHVAC records across multiple residential HVAC system types | SFm | CZ13 | Any | rDXWP | 0.01 | DEER2026 | 2026-01-01 |  | 2023-07-17 16:27 | Deemed Ex Ante Team | In number of dwellings (minima set to 0.01); Source: 2019 Residential Appliance Saturation Study, CEC | 2024-10-23 09:13 | Deemed Ex Ante Team | Revised StartDate to 2026-01-01
rWtd | Res | For producing the rWtd BldgHVAC records across multiple residential HVAC system types | SFm | CZ13 | Any | rEVEF | 0.01 | DEER2026 | 2026-01-01 |  | 2023-07-17 16:27 | Deemed Ex Ante Team | In number of dwellings (minima set to 0.01); Source: 2019 Residential Appliance Saturation Study, CEC | 2024-10-23 09:13 | Deemed Ex Ante Team | Revised StartDate to 2026-01-01
rWtd | Res | For producing the rWtd BldgHVAC records across multiple residential HVAC system types | SFm | CZ13 | Any | rEVEH | 34 | DEER2026 | 2026-01-01 |  | 2023-07-17 16:27 | Deemed Ex Ante Team | In number of dwellings (minima set to 0.01); Source: 2019 Residential Appliance Saturation Study, CEC | 2024-10-23 09:13 | Deemed Ex Ante Team | Revised StartDate to 2026-01-01
rWtd | Res | For producing the rWtd BldgHVAC records across multiple residential HVAC system types | SFm | CZ13 | Any | rEVGF | 8654.2998 | DEER2026 | 2026-01-01 |  | 2023-07-17 16:27 | Deemed Ex Ante Team | In number of dwellings (minima set to 0.01); Source: 2019 Residential Appliance Saturation Study, CEC | 2024-10-23 09:13 | Deemed Ex Ante Team | Revised StartDate to 2026-01-01
rWtd | Res | For producing the rWtd BldgHVAC records across multiple residential HVAC system types | SFm | CZ13 | Any | rEVOH | 19680.3008 | DEER2026 | 2026-01-01 |  | 2023-07-17 16:27 | Deemed Ex Ante Team | In number of dwellings (minima set to 0.01); Source: 2019 Residential Appliance Saturation Study, CEC | 2024-10-23 09:13 | Deemed Ex Ante Team | Revised StartDate to 2026-01-01
rWtd | Res | For producing the rWtd BldgHVAC records across multiple residential HVAC system types | SFm | CZ13 | Any | rNCEF | 0.01 | DEER2026 | 2026-01-01 |  | 2023-07-17 16:27 | Deemed Ex Ante Team | In number of dwellings (minima set to 0.01); Source: 2019 Residential Appliance Saturation Study, CEC | 2024-10-23 09:13 | Deemed Ex Ante Team | Revised StartDate to 2026-01-01
rWtd | Res | For producing the rWtd BldgHVAC records across multiple residential HVAC system types | SFm | CZ13 | Any | rNCEH | 731.46 | DEER2020 | 2019-01-01 | 2025-12-31 | 2023-07-17 16:27 | Deemed Ex Ante Team | In number of dwellings | 2024-10-23 09:13 | Deemed Ex Ante Team | Extended ExpiryDate
rWtd | Res | For producing the rWtd BldgHVAC records across multiple residential HVAC system types | SFm | CZ13 | Any | rNCEH | 117.6 | DEER2026 | 2026-01-01 |  | 2023-07-17 16:27 | Deemed Ex Ante Team | In number of dwellings (minima set to 0.01); Source: 2019 Residential Appliance Saturation Study, CEC | 2024-10-23 09:13 | Deemed Ex Ante Team | Revised StartDate to 2026-01-01
rWtd | Res | For producing the rWtd BldgHVAC records across multiple residential HVAC system types | SFm | CZ13 | Any | rNCGF | 12728.2002 | DEER2020 | 2019-01-01 | 2025-12-31 | 2023-07-17 16:27 | Deemed Ex Ante Team | In number of dwellings | 2024-10-23 09:13 | Deemed Ex Ante Team | Extended ExpiryDate
rWtd | Res | For producing the rWtd BldgHVAC records across multiple residential HVAC system types | SFm | CZ13 | Any | rNCGF | 27038.3008 | DEER2026 | 2026-01-01 |  | 2023-07-17 16:27 | Deemed Ex Ante Team | In number of dwellings (minima set to 0.01); Source: 2019 Residential Appliance Saturation Study, CEC | 2024-10-23 09:13 | Deemed Ex Ante Team | Revised StartDate to 2026-01-01
rWtd | Res | For producing the rWtd BldgHVAC records across multiple residential HVAC system types | SFm | CZ13 | Any | rNCOH | 1024.2 | DEER2020 | 2019-01-01 | 2025-12-31 | 2023-07-17 16:27 | Deemed Ex Ante Team | In number of dwellings | 2024-10-23 09:13 | Deemed Ex Ante Team | Extended ExpiryDate
rWtd | Res | For producing the rWtd BldgHVAC records across multiple residential HVAC system types | SFm | CZ13 | Any | rNCOH | 30507 | DEER2026 | 2026-01-01 |  | 2023-07-17 16:27 | Deemed Ex Ante Team | In number of dwellings (minima set to 0.01); Source: 2019 Residential Appliance Saturation Study, CEC | 2024-10-23 09:13 | Deemed Ex Ante Team | Revised StartDate to 2026-01-01
rWtd | Res | For producing the rWtd BldgHVAC records across multiple residential HVAC system types | SFm | CZ14 | Any | rDXEF | 3868.2 | DEER2026 | 2026-01-01 |  | 2023-07-17 16:27 | Deemed Ex Ante Team | In number of dwellings (minima set to 0.01); Source: 2019 Residential Appliance Saturation Study, CEC | 2024-10-23 09:13 | Deemed Ex Ante Team | Revised StartDate to 2026-01-01
rWtd | Res | For producing the rWtd BldgHVAC records across multiple residential HVAC system types | SFm | CZ14 | Any | rDXEH | 169.9 | DEER2026 | 2026-01-01 |  | 2023-07-17 16:27 | Deemed Ex Ante Team | In number of dwellings (minima set to 0.01); Source: 2019 Residential Appliance Saturation Study, CEC | 2024-10-23 09:13 | Deemed Ex Ante Team | Revised StartDate to 2026-01-01
rWtd | Res | For producing the rWtd BldgHVAC records across multiple residential HVAC system types | SFm | CZ14 | Any | rDXGF | 244693.9062 | DEER2020 | 2019-01-01 | 2025-12-31 | 2023-07-17 16:27 | Deemed Ex Ante Team | In number of dwellings | 2024-10-23 09:13 | Deemed Ex Ante Team | Extended ExpiryDate
rWtd | Res | For producing the rWtd BldgHVAC records across multiple residential HVAC system types | SFm | CZ14 | Any | rDXGF | 140643.5 | DEER2026 | 2026-01-01 |  | 2023-07-17 16:27 | Deemed Ex Ante Team | In number of dwellings (minima set to 0.01); Source: 2019 Residential Appliance Saturation Study, CEC | 2024-10-23 09:13 | Deemed Ex Ante Team | Revised StartDate to 2026-01-01
rWtd | Res | For producing the rWtd BldgHVAC records across multiple residential HVAC system types | SFm | CZ14 | Any | rDXHP | 14062.7998 | DEER2020 | 2019-01-01 | 2025-12-31 | 2023-07-17 16:27 | Deemed Ex Ante Team | In number of dwellings | 2024-10-23 09:13 | Deemed Ex Ante Team | Extended ExpiryDate
rWtd | Res | For producing the rWtd BldgHVAC records across multiple residential HVAC system types | SFm | CZ14 | Any | rDXHP | 4702.2998 | DEER2026 | 2026-01-01 |  | 2023-07-17 16:27 | Deemed Ex Ante Team | In number of dwellings (minima set to 0.01); Source: 2019 Residential Appliance Saturation Study, CEC | 2024-10-23 09:13 | Deemed Ex Ante Team | Revised StartDate to 2026-01-01
rWtd | Res | For producing the rWtd BldgHVAC records across multiple residential HVAC system types | SFm | CZ14 | Any | rDXHW | 0.01 | DEER2026 | 2026-01-01 |  | 2023-07-17 16:27 | Deemed Ex Ante Team | In number of dwellings (minima set to 0.01); Source: 2019 Residential Appliance Saturation Study, CEC | 2024-10-23 09:13 | Deemed Ex Ante Team | Revised StartDate to 2026-01-01
rWtd | Res | For producing the rWtd BldgHVAC records across multiple residential HVAC system types | SFm | CZ14 | Any | rDXOH | 19688 | DEER2020 | 2019-01-01 | 2025-12-31 | 2023-07-17 16:27 | Deemed Ex Ante Team | In number of dwellings | 2024-10-23 09:13 | Deemed Ex Ante Team | Extended ExpiryDate
rWtd | Res | For producing the rWtd BldgHVAC records across multiple residential HVAC system types | SFm | CZ14 | Any | rDXOH | 46792 | DEER2026 | 2026-01-01 |  | 2023-07-17 16:27 | Deemed Ex Ante Team | In number of dwellings (minima set to 0.01); Source: 2019 Residential Appliance Saturation Study, CEC | 2024-10-23 09:13 | Deemed Ex Ante Team | Revised StartDate to 2026-01-01
rWtd | Res | For producing the rWtd BldgHVAC records across multiple residential HVAC system types | SFm | CZ14 | Any | rDXWP | 0.01 | DEER2026 | 2026-01-01 |  | 2023-07-17 16:27 | Deemed Ex Ante Team | In number of dwellings (minima set to 0.01); Source: 2019 Residential Appliance Saturation Study, CEC | 2024-10-23 09:13 | Deemed Ex Ante Team | Revised StartDate to 2026-01-01
rWtd | Res | For producing the rWtd BldgHVAC records across multiple residential HVAC system types | SFm | CZ14 | Any | rEVEF | 600.8 | DEER2026 | 2026-01-01 |  | 2023-07-17 16:27 | Deemed Ex Ante Team | In number of dwellings (minima set to 0.01); Source: 2019 Residential Appliance Saturation Study, CEC | 2024-10-23 09:13 | Deemed Ex Ante Team | Revised StartDate to 2026-01-01
rWtd | Res | For producing the rWtd BldgHVAC records across multiple residential HVAC system types | SFm | CZ14 | Any | rEVEH | 284.6 | DEER2026 | 2026-01-01 |  | 2023-07-17 16:27 | Deemed Ex Ante Team | In number of dwellings (minima set to 0.01); Source: 2019 Residential Appliance Saturation Study, CEC | 2024-10-23 09:13 | Deemed Ex Ante Team | Revised StartDate to 2026-01-01
rWtd | Res | For producing the rWtd BldgHVAC records across multiple residential HVAC system types | SFm | CZ14 | Any | rEVGF | 14497.9004 | DEER2026 | 2026-01-01 |  | 2023-07-17 16:27 | Deemed Ex Ante Team | In number of dwellings (minima set to 0.01); Source: 2019 Residential Appliance Saturation Study, CEC | 2024-10-23 09:13 | Deemed Ex Ante Team | Revised StartDate to 2026-01-01
rWtd | Res | For producing the rWtd BldgHVAC records across multiple residential HVAC system types | SFm | CZ14 | Any | rEVOH | 9073.2002 | DEER2026 | 2026-01-01 |  | 2023-07-17 16:27 | Deemed Ex Ante Team | In number of dwellings (minima set to 0.01); Source: 2019 Residential Appliance Saturation Study, CEC | 2024-10-23 09:13 | Deemed Ex Ante Team | Revised StartDate to 2026-01-01
rWtd | Res | For producing the rWtd BldgHVAC records across multiple residential HVAC system types | SFm | CZ14 | Any | rNCEF | 0.01 | DEER2026 | 2026-01-01 |  | 2023-07-17 16:27 | Deemed Ex Ante Team | In number of dwellings (minima set to 0.01); Source: 2019 Residential Appliance Saturation Study, CEC | 2024-10-23 09:13 | Deemed Ex Ante Team | Revised StartDate to 2026-01-01
rWtd | Res | For producing the rWtd BldgHVAC records across multiple residential HVAC system types | SFm | CZ14 | Any | rNCEH | 541.76 | DEER2020 | 2019-01-01 | 2025-12-31 | 2023-07-17 16:27 | Deemed Ex Ante Team | In number of dwellings | 2024-10-23 09:13 | Deemed Ex Ante Team | Extended ExpiryDate
rWtd | Res | For producing the rWtd BldgHVAC records across multiple residential HVAC system types | SFm | CZ14 | Any | rNCEH | 242.8 | DEER2026 | 2026-01-01 |  | 2023-07-17 16:27 | Deemed Ex Ante Team | In number of dwellings (minima set to 0.01); Source: 2019 Residential Appliance Saturation Study, CEC | 2024-10-23 09:13 | Deemed Ex Ante Team | Revised StartDate to 2026-01-01
rWtd | Res | For producing the rWtd BldgHVAC records across multiple residential HVAC system types | SFm | CZ14 | Any | rNCGF | 9427.0996 | DEER2020 | 2019-01-01 | 2025-12-31 | 2023-07-17 16:27 | Deemed Ex Ante Team | In number of dwellings | 2024-10-23 09:13 | Deemed Ex Ante Team | Extended ExpiryDate
rWtd | Res | For producing the rWtd BldgHVAC records across multiple residential HVAC system types | SFm | CZ14 | Any | rNCGF | 1698.1 | DEER2026 | 2026-01-01 |  | 2023-07-17 16:27 | Deemed Ex Ante Team | In number of dwellings (minima set to 0.01); Source: 2019 Residential Appliance Saturation Study, CEC | 2024-10-23 09:13 | Deemed Ex Ante Team | Revised StartDate to 2026-01-01
rWtd | Res | For producing the rWtd BldgHVAC records across multiple residential HVAC system types | SFm | CZ14 | Any | rNCOH | 758.53 | DEER2020 | 2019-01-01 | 2025-12-31 | 2023-07-17 16:27 | Deemed Ex Ante Team | In number of dwellings | 2024-10-23 09:13 | Deemed Ex Ante Team | Extended ExpiryDate
rWtd | Res | For producing the rWtd BldgHVAC records across multiple residential HVAC system types | SFm | CZ14 | Any | rNCOH | 11750.7002 | DEER2026 | 2026-01-01 |  | 2023-07-17 16:27 | Deemed Ex Ante Team | In number of dwellings (minima set to 0.01); Source: 2019 Residential Appliance Saturation Study, CEC | 2024-10-23 09:13 | Deemed Ex Ante Team | Revised StartDate to 2026-01-01
rWtd | Res | For producing the rWtd BldgHVAC records across multiple residential HVAC system types | SFm | CZ15 | Any | rDXEF | 4314.6001 | DEER2026 | 2026-01-01 |  | 2023-07-17 16:27 | Deemed Ex Ante Team | In number of dwellings (minima set to 0.01); Source: 2019 Residential Appliance Saturation Study, CEC | 2024-10-23 09:13 | Deemed Ex Ante Team | Revised StartDate to 2026-01-01
rWtd | Res | For producing the rWtd BldgHVAC records across multiple residential HVAC system types | SFm | CZ15 | Any | rDXEH | 653.3 | DEER2026 | 2026-01-01 |  | 2023-07-17 16:27 | Deemed Ex Ante Team | In number of dwellings (minima set to 0.01); Source: 2019 Residential Appliance Saturation Study, CEC | 2024-10-23 09:13 | Deemed Ex Ante Team | Revised StartDate to 2026-01-01
rWtd | Res | For producing the rWtd BldgHVAC records across multiple residential HVAC system types | SFm | CZ15 | Any | rDXGF | 63183 | DEER2020 | 2019-01-01 | 2025-12-31 | 2023-07-17 16:27 | Deemed Ex Ante Team | In number of dwellings | 2024-10-23 09:13 | Deemed Ex Ante Team | Extended ExpiryDate
rWtd | Res | For producing the rWtd BldgHVAC records across multiple residential HVAC system types | SFm | CZ15 | Any | rDXGF | 64102.6992 | DEER2026 | 2026-01-01 |  | 2023-07-17 16:27 | Deemed Ex Ante Team | In number of dwellings (minima set to 0.01); Source: 2019 Residential Appliance Saturation Study, CEC | 2024-10-23 09:13 | Deemed Ex Ante Team | Revised StartDate to 2026-01-01
rWtd | Res | For producing the rWtd BldgHVAC records across multiple residential HVAC system types | SFm | CZ15 | Any | rDXHP | 3631.3 | DEER2020 | 2019-01-01 | 2025-12-31 | 2023-07-17 16:27 | Deemed Ex Ante Team | In number of dwellings | 2024-10-23 09:13 | Deemed Ex Ante Team | Extended ExpiryDate
rWtd | Res | For producing the rWtd BldgHVAC records across multiple residential HVAC system types | SFm | CZ15 | Any | rDXHP | 3403 | DEER2026 | 2026-01-01 |  | 2023-07-17 16:27 | Deemed Ex Ante Team | In number of dwellings (minima set to 0.01); Source: 2019 Residential Appliance Saturation Study, CEC | 2024-10-23 09:13 | Deemed Ex Ante Team | Revised StartDate to 2026-01-01
rWtd | Res | For producing the rWtd BldgHVAC records across multiple residential HVAC system types | SFm | CZ15 | Any | rDXHW | 0.01 | DEER2026 | 2026-01-01 |  | 2023-07-17 16:27 | Deemed Ex Ante Team | In number of dwellings (minima set to 0.01); Source: 2019 Residential Appliance Saturation Study, CEC | 2024-10-23 09:13 | Deemed Ex Ante Team | Revised StartDate to 2026-01-01
rWtd | Res | For producing the rWtd BldgHVAC records across multiple residential HVAC system types | SFm | CZ15 | Any | rDXOH | 5083.6001 | DEER2020 | 2019-01-01 | 2025-12-31 | 2023-07-17 16:27 | Deemed Ex Ante Team | In number of dwellings | 2024-10-23 09:13 | Deemed Ex Ante Team | Extended ExpiryDate
rWtd | Res | For producing the rWtd BldgHVAC records across multiple residential HVAC system types | SFm | CZ15 | Any | rDXOH | 5180.8999 | DEER2026 | 2026-01-01 |  | 2023-07-17 16:27 | Deemed Ex Ante Team | In number of dwellings (minima set to 0.01); Source: 2019 Residential Appliance Saturation Study, CEC | 2024-10-23 09:13 | Deemed Ex Ante Team | Revised StartDate to 2026-01-01
rWtd | Res | For producing the rWtd BldgHVAC records across multiple residential HVAC system types | SFm | CZ15 | Any | rDXWP | 0.01 | DEER2026 | 2026-01-01 |  | 2023-07-17 16:27 | Deemed Ex Ante Team | In number of dwellings (minima set to 0.01); Source: 2019 Residential Appliance Saturation Study, CEC | 2024-10-23 09:13 | Deemed Ex Ante Team | Revised StartDate to 2026-01-01
rWtd | Res | For producing the rWtd BldgHVAC records across multiple residential HVAC system types | SFm | CZ15 | Any | rEVEF | 403.6 | DEER2026 | 2026-01-01 |  | 2023-07-17 16:27 | Deemed Ex Ante Team | In number of dwellings (minima set to 0.01); Source: 2019 Residential Appliance Saturation Study, CEC | 2024-10-23 09:13 | Deemed Ex Ante Team | Revised StartDate to 2026-01-01
rWtd | Res | For producing the rWtd BldgHVAC records across multiple residential HVAC system types | SFm | CZ15 | Any | rEVEH | 0.01 | DEER2026 | 2026-01-01 |  | 2023-07-17 16:27 | Deemed Ex Ante Team | In number of dwellings (minima set to 0.01); Source: 2019 Residential Appliance Saturation Study, CEC | 2024-10-23 09:13 | Deemed Ex Ante Team | Revised StartDate to 2026-01-01
rWtd | Res | For producing the rWtd BldgHVAC records across multiple residential HVAC system types | SFm | CZ15 | Any | rEVGF | 0.01 | DEER2026 | 2026-01-01 |  | 2023-07-17 16:27 | Deemed Ex Ante Team | In number of dwellings (minima set to 0.01); Source: 2019 Residential Appliance Saturation Study, CEC | 2024-10-23 09:13 | Deemed Ex Ante Team | Revised StartDate to 2026-01-01
rWtd | Res | For producing the rWtd BldgHVAC records across multiple residential HVAC system types | SFm | CZ15 | Any | rEVOH | 185.4 | DEER2026 | 2026-01-01 |  | 2023-07-17 16:27 | Deemed Ex Ante Team | In number of dwellings (minima set to 0.01); Source: 2019 Residential Appliance Saturation Study, CEC | 2024-10-23 09:13 | Deemed Ex Ante Team | Revised StartDate to 2026-01-01
rWtd | Res | For producing the rWtd BldgHVAC records across multiple residential HVAC system types | SFm | CZ15 | Any | rNCEF | 0.01 | DEER2026 | 2026-01-01 |  | 2023-07-17 16:27 | Deemed Ex Ante Team | In number of dwellings (minima set to 0.01); Source: 2019 Residential Appliance Saturation Study, CEC | 2024-10-23 09:13 | Deemed Ex Ante Team | Revised StartDate to 2026-01-01
rWtd | Res | For producing the rWtd BldgHVAC records across multiple residential HVAC system types | SFm | CZ15 | Any | rNCEH | 32.48 | DEER2020 | 2019-01-01 | 2025-12-31 | 2023-07-17 16:27 | Deemed Ex Ante Team | In number of dwellings | 2024-10-23 09:13 | Deemed Ex Ante Team | Extended ExpiryDate
rWtd | Res | For producing the rWtd BldgHVAC records across multiple residential HVAC system types | SFm | CZ15 | Any | rNCEH | 0.01 | DEER2026 | 2026-01-01 |  | 2023-07-17 16:27 | Deemed Ex Ante Team | In number of dwellings (minima set to 0.01); Source: 2019 Residential Appliance Saturation Study, CEC | 2024-10-23 09:13 | Deemed Ex Ante Team | Revised StartDate to 2026-01-01
rWtd | Res | For producing the rWtd BldgHVAC records across multiple residential HVAC system types | SFm | CZ15 | Any | rNCGF | 565.2 | DEER2020 | 2019-01-01 | 2025-12-31 | 2023-07-17 16:27 | Deemed Ex Ante Team | In number of dwellings | 2024-10-23 09:13 | Deemed Ex Ante Team | Extended ExpiryDate
rWtd | Res | For producing the rWtd BldgHVAC records across multiple residential HVAC system types | SFm | CZ15 | Any | rNCGF | 1077.2 | DEER2026 | 2026-01-01 |  | 2023-07-17 16:27 | Deemed Ex Ante Team | In number of dwellings (minima set to 0.01); Source: 2019 Residential Appliance Saturation Study, CEC | 2024-10-23 09:13 | Deemed Ex Ante Team | Revised StartDate to 2026-01-01
rWtd | Res | For producing the rWtd BldgHVAC records across multiple residential HVAC system types | SFm | CZ15 | Any | rNCOH | 45.48 | DEER2020 | 2019-01-01 | 2025-12-31 | 2023-07-17 16:27 | Deemed Ex Ante Team | In number of dwellings | 2024-10-23 09:13 | Deemed Ex Ante Team | Extended ExpiryDate
rWtd | Res | For producing the rWtd BldgHVAC records across multiple residential HVAC system types | SFm | CZ15 | Any | rNCOH | 926.3 | DEER2026 | 2026-01-01 |  | 2023-07-17 16:27 | Deemed Ex Ante Team | In number of dwellings (minima set to 0.01); Source: 2019 Residential Appliance Saturation Study, CEC | 2024-10-23 09:13 | Deemed Ex Ante Team | Revised StartDate to 2026-01-01
rWtd | Res | For producing the rWtd BldgHVAC records across multiple residential HVAC system types | SFm | CZ16 | Any | rDXEF | 891.4 | DEER2026 | 2026-01-01 |  | 2023-07-17 16:27 | Deemed Ex Ante Team | In number of dwellings (minima set to 0.01); Source: 2019 Residential Appliance Saturation Study, CEC | 2024-10-23 09:13 | Deemed Ex Ante Team | Revised StartDate to 2026-01-01
rWtd | Res | For producing the rWtd BldgHVAC records across multiple residential HVAC system types | SFm | CZ16 | Any | rDXEH | 192.7 | DEER2026 | 2026-01-01 |  | 2023-07-17 16:27 | Deemed Ex Ante Team | In number of dwellings (minima set to 0.01); Source: 2019 Residential Appliance Saturation Study, CEC | 2024-10-23 09:13 | Deemed Ex Ante Team | Revised StartDate to 2026-01-01
rWtd | Res | For producing the rWtd BldgHVAC records across multiple residential HVAC system types | SFm | CZ16 | Any | rDXGF | 97831.2969 | DEER2020 | 2019-01-01 | 2025-12-31 | 2023-07-17 16:27 | Deemed Ex Ante Team | In number of dwellings | 2024-10-23 09:13 | Deemed Ex Ante Team | Extended ExpiryDate
rWtd | Res | For producing the rWtd BldgHVAC records across multiple residential HVAC system types | SFm | CZ16 | Any | rDXGF | 42002.6992 | DEER2026 | 2026-01-01 |  | 2023-07-17 16:27 | Deemed Ex Ante Team | In number of dwellings (minima set to 0.01); Source: 2019 Residential Appliance Saturation Study, CEC | 2024-10-23 09:13 | Deemed Ex Ante Team | Revised StartDate to 2026-01-01
rWtd | Res | For producing the rWtd BldgHVAC records across multiple residential HVAC system types | SFm | CZ16 | Any | rDXHP | 5622.5 | DEER2020 | 2019-01-01 | 2025-12-31 | 2023-07-17 16:27 | Deemed Ex Ante Team | In number of dwellings | 2024-10-23 09:13 | Deemed Ex Ante Team | Extended ExpiryDate
rWtd | Res | For producing the rWtd BldgHVAC records across multiple residential HVAC system types | SFm | CZ16 | Any | rDXHP | 861.6 | DEER2026 | 2026-01-01 |  | 2023-07-17 16:27 | Deemed Ex Ante Team | In number of dwellings (minima set to 0.01); Source: 2019 Residential Appliance Saturation Study, CEC | 2024-10-23 09:13 | Deemed Ex Ante Team | Revised StartDate to 2026-01-01
rWtd | Res | For producing the rWtd BldgHVAC records across multiple residential HVAC system types | SFm | CZ16 | Any | rDXHW | 0.01 | DEER2026 | 2026-01-01 |  | 2023-07-17 16:27 | Deemed Ex Ante Team | In number of dwellings (minima set to 0.01); Source: 2019 Residential Appliance Saturation Study, CEC | 2024-10-23 09:13 | Deemed Ex Ante Team | Revised StartDate to 2026-01-01
rWtd | Res | For producing the rWtd BldgHVAC records across multiple residential HVAC system types | SFm | CZ16 | Any | rDXOH | 7871.3999 | DEER2020 | 2019-01-01 | 2025-12-31 | 2023-07-17 16:27 | Deemed Ex Ante Team | In number of dwellings | 2024-10-23 09:13 | Deemed Ex Ante Team | Extended ExpiryDate
rWtd | Res | For producing the rWtd BldgHVAC records across multiple residential HVAC system types | SFm | CZ16 | Any | rDXOH | 20198.0996 | DEER2026 | 2026-01-01 |  | 2023-07-17 16:27 | Deemed Ex Ante Team | In number of dwellings (minima set to 0.01); Source: 2019 Residential Appliance Saturation Study, CEC | 2024-10-23 09:13 | Deemed Ex Ante Team | Revised StartDate to 2026-01-01
rWtd | Res | For producing the rWtd BldgHVAC records across multiple residential HVAC system types | SFm | CZ16 | Any | rDXWP | 0.01 | DEER2026 | 2026-01-01 |  | 2023-07-17 16:27 | Deemed Ex Ante Team | In number of dwellings (minima set to 0.01); Source: 2019 Residential Appliance Saturation Study, CEC | 2024-10-23 09:13 | Deemed Ex Ante Team | Revised StartDate to 2026-01-01
rWtd | Res | For producing the rWtd BldgHVAC records across multiple residential HVAC system types | SFm | CZ16 | Any | rEVEF | 0.01 | DEER2026 | 2026-01-01 |  | 2023-07-17 16:27 | Deemed Ex Ante Team | In number of dwellings (minima set to 0.01); Source: 2019 Residential Appliance Saturation Study, CEC | 2024-10-23 09:13 | Deemed Ex Ante Team | Revised StartDate to 2026-01-01
rWtd | Res | For producing the rWtd BldgHVAC records across multiple residential HVAC system types | SFm | CZ16 | Any | rEVEH | 27.5 | DEER2026 | 2026-01-01 |  | 2023-07-17 16:27 | Deemed Ex Ante Team | In number of dwellings (minima set to 0.01); Source: 2019 Residential Appliance Saturation Study, CEC | 2024-10-23 09:13 | Deemed Ex Ante Team | Revised StartDate to 2026-01-01
rWtd | Res | For producing the rWtd BldgHVAC records across multiple residential HVAC system types | SFm | CZ16 | Any | rEVGF | 353.6 | DEER2026 | 2026-01-01 |  | 2023-07-17 16:27 | Deemed Ex Ante Team | In number of dwellings (minima set to 0.01); Source: 2019 Residential Appliance Saturation Study, CEC | 2024-10-23 09:13 | Deemed Ex Ante Team | Revised StartDate to 2026-01-01
rWtd | Res | For producing the rWtd BldgHVAC records across multiple residential HVAC system types | SFm | CZ16 | Any | rEVOH | 2233 | DEER2026 | 2026-01-01 |  | 2023-07-17 16:27 | Deemed Ex Ante Team | In number of dwellings (minima set to 0.01); Source: 2019 Residential Appliance Saturation Study, CEC | 2024-10-23 09:13 | Deemed Ex Ante Team | Revised StartDate to 2026-01-01
rWtd | Res | For producing the rWtd BldgHVAC records across multiple residential HVAC system types | SFm | CZ16 | Any | rNCEF | 94.3 | DEER2026 | 2026-01-01 |  | 2023-07-17 16:27 | Deemed Ex Ante Team | In number of dwellings (minima set to 0.01); Source: 2019 Residential Appliance Saturation Study, CEC | 2024-10-23 09:13 | Deemed Ex Ante Team | Revised StartDate to 2026-01-01
rWtd | Res | For producing the rWtd BldgHVAC records across multiple residential HVAC system types | SFm | CZ16 | Any | rNCEH | 3366.3 | DEER2020 | 2019-01-01 | 2025-12-31 | 2023-07-17 16:27 | Deemed Ex Ante Team | In number of dwellings | 2024-10-23 09:13 | Deemed Ex Ante Team | Extended ExpiryDate
rWtd | Res | For producing the rWtd BldgHVAC records across multiple residential HVAC system types | SFm | CZ16 | Any | rNCEH | 7621.8999 | DEER2026 | 2026-01-01 |  | 2023-07-17 16:27 | Deemed Ex Ante Team | In number of dwellings (minima set to 0.01); Source: 2019 Residential Appliance Saturation Study, CEC | 2024-10-23 09:13 | Deemed Ex Ante Team | Revised StartDate to 2026-01-01
rWtd | Res | For producing the rWtd BldgHVAC records across multiple residential HVAC system types | SFm | CZ16 | Any | rNCGF | 58573.8984 | DEER2020 | 2019-01-01 | 2025-12-31 | 2023-07-17 16:27 | Deemed Ex Ante Team | In number of dwellings | 2024-10-23 09:13 | Deemed Ex Ante Team | Extended ExpiryDate
rWtd | Res | For producing the rWtd BldgHVAC records across multiple residential HVAC system types | SFm | CZ16 | Any | rNCGF | 3703.5 | DEER2026 | 2026-01-01 |  | 2023-07-17 16:27 | Deemed Ex Ante Team | In number of dwellings (minima set to 0.01); Source: 2019 Residential Appliance Saturation Study, CEC | 2024-10-23 09:13 | Deemed Ex Ante Team | Revised StartDate to 2026-01-01
rWtd | Res | For producing the rWtd BldgHVAC records across multiple residential HVAC system types | SFm | CZ16 | Any | rNCOH | 4712.8999 | DEER2020 | 2019-01-01 | 2025-12-31 | 2023-07-17 16:27 | Deemed Ex Ante Team | In number of dwellings | 2024-10-23 09:13 | Deemed Ex Ante Team | Extended ExpiryDate
rWtd | Res | For producing the rWtd BldgHVAC records across multiple residential HVAC system types | SFm | CZ16 | Any | rNCOH | 4775.1001 | DEER2026 | 2026-01-01 |  | 2023-07-17 16:27 | Deemed Ex Ante Team | In number of dwellings (minima set to 0.01); Source: 2019 Residential Appliance Saturation Study, CEC | 2024-10-23 09:13 | Deemed Ex Ante Team | Revised StartDate to 2026-01-01

## CARB_EPA_GWP_Limits__DEER
CARB_EndUse | CARB_Sector | CARB_BldgCategory | MeasAppType | Version | StartDate | ExpiryDate | GWP_Max | GWP_MaxUnit | SourceAgency | Source | IsProposed | LastMod | LastModComment | LastModBy | Created | CreatedComment | CreatedBy | ProhibitedRefrigerants
Heat Pump Clothes Dryers | Appliance | Residential / Commercial / Industrial | AOE | DEER2022 | 2022-01-01 |  | 1430 | metric tonne CO2e/metric tonne CO2 | DOE | https://www.energystar.gov/productfinder/product/certified-clothes-dryers/results | 0 | 2024-02-22 13:43 |  | Deemed Ex Ante Team | 2024-02-22 13:43 |  | Deemed Ex Ante Team
Heat Pump Clothes Dryers | Appliance | Residential / Commercial / Industrial | AR | DEER2022 | 2022-01-01 |  | 1430 | metric tonne CO2e/metric tonne CO2 | DOE | https://www.energystar.gov/productfinder/product/certified-clothes-dryers/results | 0 | 2024-02-22 13:43 |  | Deemed Ex Ante Team | 2024-02-22 13:43 |  | Deemed Ex Ante Team
Heat Pump Clothes Dryers | Appliance | Residential / Commercial / Industrial | NC | DEER2022 | 2022-01-01 |  | 1430 | metric tonne CO2e/metric tonne CO2 | DOE | https://www.energystar.gov/productfinder/product/certified-clothes-dryers/results | 0 | 2024-02-22 13:43 |  | Deemed Ex Ante Team | 2024-02-22 13:43 |  | Deemed Ex Ante Team
Heat Pump Clothes Dryers | Appliance | Residential / Commercial / Industrial | NR | DEER2022 | 2022-01-01 |  | 1430 | metric tonne CO2e/metric tonne CO2 | DOE | https://www.energystar.gov/productfinder/product/certified-clothes-dryers/results | 0 | 2024-02-22 13:43 |  | Deemed Ex Ante Team | 2024-02-22 13:43 |  | Deemed Ex Ante Team
Heat Pump Water Heaters | Appliance | Residential / Commercial / Industrial | AOE | DEER2022 | 2022-01-01 |  | 2087.5 | metric tonne CO2e/metric tonne CO2 | DOE | https://www.energystar.gov/productfinder/product/certified-water-heaters/ | 0 | 2024-02-22 13:43 |  | Deemed Ex Ante Team | 2024-02-22 13:43 |  | Deemed Ex Ante Team
Heat Pump Water Heaters | Appliance | Residential / Commercial / Industrial | AR | DEER2022 | 2022-01-01 |  | 2087.5 | metric tonne CO2e/metric tonne CO2 | DOE | https://www.energystar.gov/productfinder/product/certified-water-heaters/ | 0 | 2024-02-22 13:43 |  | Deemed Ex Ante Team | 2024-02-22 13:43 |  | Deemed Ex Ante Team
Heat Pump Water Heaters | Appliance | Residential / Commercial / Industrial | NC | DEER2022 | 2022-01-01 |  | 2087.5 | metric tonne CO2e/metric tonne CO2 | DOE | https://www.energystar.gov/productfinder/product/certified-water-heaters/ | 0 | 2024-02-22 13:43 |  | Deemed Ex Ante Team | 2024-02-22 13:43 |  | Deemed Ex Ante Team
Heat Pump Water Heaters | Appliance | Residential / Commercial / Industrial | NR | DEER2022 | 2022-01-01 |  | 2087.5 | metric tonne CO2e/metric tonne CO2 | DOE | https://www.energystar.gov/productfinder/product/certified-water-heaters/ | 0 | 2024-02-22 13:43 |  | Deemed Ex Ante Team | 2024-02-22 13:43 |  | Deemed Ex Ante Team
Chillers - Industrial Process Refrigeration (fluid leaving the chiller at temperatures > +35 °F) | Stationary Refrigeration | Industrial | AOE | DEER2022 | 2022-01-01 | 2023-12-31 | 14800 | metric tonne CO2e/metric tonne CO2 | EPA | https://www.epa.gov/snap/substitutes-industrial-process-refrigeration | 0 | 2024-02-22 13:43 |  | Deemed Ex Ante Team | 2024-02-22 13:43 |  | Deemed Ex Ante Team
Chillers - Industrial Process Refrigeration (fluid leaving the chiller at temperatures > +35 °F) | Stationary Refrigeration | Industrial | AOE | DEER2024 | 2024-01-01 | 2025-12-31 | 750 | metric tonne CO2e/metric tonne CO2 | CARB | California Code of Regulations, Title 17, Division 3, Chapter 1, Subchapter 10 Climate Change, Article 4, pp. 27-28 - December 29, 2021 (https://ww2.arb.ca.gov/sites/default/files/barcu/regact/2020/hfc2020/frorevised.pdf) | 0 | 2024-02-22 13:43 |  | Deemed Ex Ante Team | 2024-02-22 13:43 |  | Deemed Ex Ante Team
Chillers - Industrial Process Refrigeration (fluid leaving the chiller at temperatures > +35 °F) | Stationary Refrigeration | Industrial | AOE | DEER2026 | 2026-01-01 |  | 700 | metric tonne CO2e/metric tonne CO2 | EPA | Final Rule - Phasedown of Hydrofluorocarbons: Restrictions on the Use of Certain Hydrofluorocarbons under Subsection (i) of the American Innovation and Manufacturing Act of 2020 - https://www.epa.gov/system/files/documents/2023-10/technology-transitions-final-rule-fact-sheet-2023.pdf | 0 | 2024-02-22 13:43 |  | Deemed Ex Ante Team | 2024-02-22 13:43 |  | Deemed Ex Ante Team
Chillers - Industrial Process Refrigeration (fluid leaving the chiller at temperatures > +35 °F) | Stationary Refrigeration | Industrial | AR | DEER2022 | 2022-01-01 | 2023-12-31 | 14800 | metric tonne CO2e/metric tonne CO2 | EPA | https://www.epa.gov/snap/substitutes-industrial-process-refrigeration | 0 | 2024-02-22 13:43 |  | Deemed Ex Ante Team | 2024-02-22 13:43 |  | Deemed Ex Ante Team
Chillers - Industrial Process Refrigeration (fluid leaving the chiller at temperatures > +35 °F) | Stationary Refrigeration | Industrial | AR | DEER2024 | 2024-01-01 | 2025-12-31 | 750 | metric tonne CO2e/metric tonne CO2 | CARB | California Code of Regulations, Title 17, Division 3, Chapter 1, Subchapter 10 Climate Change, Article 4, pp. 27-28 - December 29, 2021 (https://ww2.arb.ca.gov/sites/default/files/barcu/regact/2020/hfc2020/frorevised.pdf) | 0 | 2024-02-22 13:43 |  | Deemed Ex Ante Team | 2024-02-22 13:43 |  | Deemed Ex Ante Team
Chillers - Industrial Process Refrigeration (fluid leaving the chiller at temperatures > +35 °F) | Stationary Refrigeration | Industrial | AR | DEER2026 | 2026-01-01 |  | 700 | metric tonne CO2e/metric tonne CO2 | EPA | Final Rule - Phasedown of Hydrofluorocarbons: Restrictions on the Use of Certain Hydrofluorocarbons under Subsection (i) of the American Innovation and Manufacturing Act of 2020 - https://www.epa.gov/system/files/documents/2023-10/technology-transitions-final-rule-fact-sheet-2023.pdf | 0 | 2024-02-22 13:43 |  | Deemed Ex Ante Team | 2024-02-22 13:43 |  | Deemed Ex Ante Team
Chillers - Industrial Process Refrigeration (fluid leaving the chiller at temperatures > +35 °F) | Stationary Refrigeration | Industrial | NC | DEER2022 | 2022-01-01 | 2023-12-31 | 14800 | metric tonne CO2e/metric tonne CO2 | EPA | https://www.epa.gov/snap/substitutes-industrial-process-refrigeration | 0 | 2024-02-22 13:43 |  | Deemed Ex Ante Team | 2024-02-22 13:43 |  | Deemed Ex Ante Team
Chillers - Industrial Process Refrigeration (fluid leaving the chiller at temperatures > +35 °F) | Stationary Refrigeration | Industrial | NC | DEER2024 | 2024-01-01 | 2025-12-31 | 750 | metric tonne CO2e/metric tonne CO2 | CARB | California Code of Regulations, Title 17, Division 3, Chapter 1, Subchapter 10 Climate Change, Article 4, pp. 27-28 - December 29, 2021 (https://ww2.arb.ca.gov/sites/default/files/barcu/regact/2020/hfc2020/frorevised.pdf) | 0 | 2024-02-22 13:43 |  | Deemed Ex Ante Team | 2024-02-22 13:43 |  | Deemed Ex Ante Team
Chillers - Industrial Process Refrigeration (fluid leaving the chiller at temperatures > +35 °F) | Stationary Refrigeration | Industrial | NC | DEER2026 | 2026-01-01 |  | 700 | metric tonne CO2e/metric tonne CO2 | EPA | Final Rule - Phasedown of Hydrofluorocarbons: Restrictions on the Use of Certain Hydrofluorocarbons under Subsection (i) of the American Innovation and Manufacturing Act of 2020 - https://www.epa.gov/system/files/documents/2023-10/technology-transitions-final-rule-fact-sheet-2023.pdf | 0 | 2024-02-22 13:43 |  | Deemed Ex Ante Team | 2024-02-22 13:43 |  | Deemed Ex Ante Team
Chillers - Industrial Process Refrigeration (fluid leaving the chiller at temperatures > +35 °F) | Stationary Refrigeration | Industrial | NR | DEER2022 | 2022-01-01 | 2023-12-31 | 14800 | metric tonne CO2e/metric tonne CO2 | EPA | https://www.epa.gov/snap/substitutes-industrial-process-refrigeration | 0 | 2024-02-22 13:43 |  | Deemed Ex Ante Team | 2024-02-22 13:43 |  | Deemed Ex Ante Team
Chillers - Industrial Process Refrigeration (fluid leaving the chiller at temperatures > +35 °F) | Stationary Refrigeration | Industrial | NR | DEER2024 | 2024-01-01 | 2025-12-31 | 750 | metric tonne CO2e/metric tonne CO2 | CARB | California Code of Regulations, Title 17, Division 3, Chapter 1, Subchapter 10 Climate Change, Article 4, pp. 27-28 - December 29, 2021 (https://ww2.arb.ca.gov/sites/default/files/barcu/regact/2020/hfc2020/frorevised.pdf) | 0 | 2024-02-22 13:43 |  | Deemed Ex Ante Team | 2024-02-22 13:43 |  | Deemed Ex Ante Team
Chillers - Industrial Process Refrigeration (fluid leaving the chiller at temperatures > +35 °F) | Stationary Refrigeration | Industrial | NR | DEER2026 | 2026-01-01 |  | 700 | metric tonne CO2e/metric tonne CO2 | EPA | Final Rule - Phasedown of Hydrofluorocarbons: Restrictions on the Use of Certain Hydrofluorocarbons under Subsection (i) of the American Innovation and Manufacturing Act of 2020 - https://www.epa.gov/system/files/documents/2023-10/technology-transitions-final-rule-fact-sheet-2023.pdf | 0 | 2024-02-22 13:43 |  | Deemed Ex Ante Team | 2024-02-22 13:43 |  | Deemed Ex Ante Team
Chillers - Industrial Process Refrigeration (fluid leaving the chiller at temperatures ≤ +35 °F and > -10 °F) | Stationary Refrigeration | Industrial | AOE | DEER2022 | 2022-01-01 | 2023-12-31 | 14800 | metric tonne CO2e/metric tonne CO2 | EPA | https://www.epa.gov/snap/substitutes-industrial-process-refrigeration | 0 | 2024-02-22 13:43 |  | Deemed Ex Ante Team | 2024-02-22 13:43 |  | Deemed Ex Ante Team
Chillers - Industrial Process Refrigeration (fluid leaving the chiller at temperatures ≤ +35 °F and > -10 °F) | Stationary Refrigeration | Industrial | AOE | DEER2024 | 2024-01-01 | 2025-12-31 | 1500 | metric tonne CO2e/metric tonne CO2 | CARB | California Code of Regulations, Title 17, Division 3, Chapter 1, Subchapter 10 Climate Change, Article 4, pp. 27-28 - December 29, 2021 (https://ww2.arb.ca.gov/sites/default/files/barcu/regact/2020/hfc2020/frorevised.pdf) | 0 | 2024-02-22 13:43 |  | Deemed Ex Ante Team | 2024-02-22 13:43 |  | Deemed Ex Ante Team
Chillers - Industrial Process Refrigeration (fluid leaving the chiller at temperatures ≤ +35 °F and > -10 °F) | Stationary Refrigeration | Industrial | AOE | DEER2026 | 2026-01-01 |  | 700 | metric tonne CO2e/metric tonne CO2 | EPA | Final Rule - Phasedown of Hydrofluorocarbons: Restrictions on the Use of Certain Hydrofluorocarbons under Subsection (i) of the American Innovation and Manufacturing Act of 2020 - https://www.epa.gov/system/files/documents/2023-10/technology-transitions-final-rule-fact-sheet-2023.pdf | 0 | 2024-02-22 13:43 |  | Deemed Ex Ante Team | 2024-02-22 13:43 |  | Deemed Ex Ante Team
Chillers - Industrial Process Refrigeration (fluid leaving the chiller at temperatures ≤ +35 °F and > -10 °F) | Stationary Refrigeration | Industrial | AR | DEER2022 | 2022-01-01 | 2023-12-31 | 14800 | metric tonne CO2e/metric tonne CO2 | EPA | https://www.epa.gov/snap/substitutes-industrial-process-refrigeration | 0 | 2024-02-22 13:43 |  | Deemed Ex Ante Team | 2024-02-22 13:43 |  | Deemed Ex Ante Team
Chillers - Industrial Process Refrigeration (fluid leaving the chiller at temperatures ≤ +35 °F and > -10 °F) | Stationary Refrigeration | Industrial | AR | DEER2024 | 2024-01-01 | 2025-12-31 | 1500 | metric tonne CO2e/metric tonne CO2 | CARB | California Code of Regulations, Title 17, Division 3, Chapter 1, Subchapter 10 Climate Change, Article 4, pp. 27-28 - December 29, 2021 (https://ww2.arb.ca.gov/sites/default/files/barcu/regact/2020/hfc2020/frorevised.pdf) | 0 | 2024-02-22 13:43 |  | Deemed Ex Ante Team | 2024-02-22 13:43 |  | Deemed Ex Ante Team
Chillers - Industrial Process Refrigeration (fluid leaving the chiller at temperatures ≤ +35 °F and > -10 °F) | Stationary Refrigeration | Industrial | AR | DEER2026 | 2026-01-01 |  | 700 | metric tonne CO2e/metric tonne CO2 | EPA | Final Rule - Phasedown of Hydrofluorocarbons: Restrictions on the Use of Certain Hydrofluorocarbons under Subsection (i) of the American Innovation and Manufacturing Act of 2020 - https://www.epa.gov/system/files/documents/2023-10/technology-transitions-final-rule-fact-sheet-2023.pdf | 0 | 2024-02-22 13:43 |  | Deemed Ex Ante Team | 2024-02-22 13:43 |  | Deemed Ex Ante Team
Chillers - Industrial Process Refrigeration (fluid leaving the chiller at temperatures ≤ +35 °F and > -10 °F) | Stationary Refrigeration | Industrial | NC | DEER2024 | 2024-01-01 | 2025-12-31 | 1500 | metric tonne CO2e/metric tonne CO2 | CARB | California Code of Regulations, Title 17, Division 3, Chapter 1, Subchapter 10 Climate Change, Article 4, pp. 27-28 - December 29, 2021 (https://ww2.arb.ca.gov/sites/default/files/barcu/regact/2020/hfc2020/frorevised.pdf) | 0 | 2024-02-22 13:43 |  | Deemed Ex Ante Team | 2024-02-22 13:43 |  | Deemed Ex Ante Team
Chillers - Industrial Process Refrigeration (fluid leaving the chiller at temperatures ≤ +35 °F and > -10 °F) | Stationary Refrigeration | Industrial | NC | DEER2026 | 2026-01-01 |  | 700 | metric tonne CO2e/metric tonne CO2 | EPA | Final Rule - Phasedown of Hydrofluorocarbons: Restrictions on the Use of Certain Hydrofluorocarbons under Subsection (i) of the American Innovation and Manufacturing Act of 2020 - https://www.epa.gov/system/files/documents/2023-10/technology-transitions-final-rule-fact-sheet-2023.pdf | 0 | 2024-02-22 13:43 |  | Deemed Ex Ante Team | 2024-02-22 13:43 |  | Deemed Ex Ante Team
Chillers - Industrial Process Refrigeration (fluid leaving the chiller at temperatures ≤ +35 °F and > -10 °F) | Stationary Refrigeration | Industrial | NR | DEER2022 | 2022-01-01 | 2023-12-31 | 14800 | metric tonne CO2e/metric tonne CO2 | EPA | https://www.epa.gov/snap/substitutes-industrial-process-refrigeration | 0 | 2024-02-22 13:43 |  | Deemed Ex Ante Team | 2024-02-22 13:43 |  | Deemed Ex Ante Team
Chillers - Industrial Process Refrigeration (fluid leaving the chiller at temperatures ≤ +35 °F and > -10 °F) | Stationary Refrigeration | Industrial | NR | DEER2024 | 2024-01-01 | 2025-12-31 | 1500 | metric tonne CO2e/metric tonne CO2 | CARB | California Code of Regulations, Title 17, Division 3, Chapter 1, Subchapter 10 Climate Change, Article 4, pp. 27-28 - December 29, 2021 (https://ww2.arb.ca.gov/sites/default/files/barcu/regact/2020/hfc2020/frorevised.pdf) | 0 | 2024-02-22 13:43 |  | Deemed Ex Ante Team | 2024-02-22 13:43 |  | Deemed Ex Ante Team
Chillers - Industrial Process Refrigeration (fluid leaving the chiller at temperatures ≤ +35 °F and > -10 °F) | Stationary Refrigeration | Industrial | NR | DEER2026 | 2026-01-01 |  | 700 | metric tonne CO2e/metric tonne CO2 | EPA | Final Rule - Phasedown of Hydrofluorocarbons: Restrictions on the Use of Certain Hydrofluorocarbons under Subsection (i) of the American Innovation and Manufacturing Act of 2020 - https://www.epa.gov/system/files/documents/2023-10/technology-transitions-final-rule-fact-sheet-2023.pdf | 0 | 2024-02-22 13:43 |  | Deemed Ex Ante Team | 2024-02-22 13:43 |  | Deemed Ex Ante Team
Chillers - Industrial Process Refrigeration (fluid leaving the chiller at temperatures ≤ -10 °F and > -58 °F) | Stationary Refrigeration | Industrial | AOE | DEER2022 | 2022-01-01 | 2023-12-31 | 14800 | metric tonne CO2e/metric tonne CO2 | EPA | https://www.epa.gov/snap/substitutes-industrial-process-refrigeration | 0 | 2024-02-22 13:43 |  | Deemed Ex Ante Team | 2024-02-22 13:43 |  | Deemed Ex Ante Team
Chillers - Industrial Process Refrigeration (fluid leaving the chiller at temperatures ≤ -10 °F and > -58 °F) | Stationary Refrigeration | Industrial | AOE | DEER2024 | 2024-01-01 | 2027-12-31 | 2200 | metric tonne CO2e/metric tonne CO2 | CARB | California Code of Regulations, Title 17, Division 3, Chapter 1, Subchapter 10 Climate Change, Article 4, pp. 27-28 - December 29, 2021 (https://ww2.arb.ca.gov/sites/default/files/barcu/regact/2020/hfc2020/frorevised.pdf) | 0 | 2024-02-22 13:43 |  | Deemed Ex Ante Team | 2024-02-22 13:43 |  | Deemed Ex Ante Team
Variable Refrigerant Flow (VRF) system | Stationary Air-Conditioning | Unregulated | AR | DEER2022 | 2022-01-01 |  | 3990 | metric tonne CO2e/metric tonne CO2 | EPA | https://www.epa.gov/snap/substitutes-residential-and-light-commercial-air-conditioning-and-heat-pumps | 0 | 2024-02-22 13:43 |  | Deemed Ex Ante Team | 2024-02-22 13:43 |  | Deemed Ex Ante Team
Chillers - Industrial Process Refrigeration (fluid leaving the chiller at temperatures ≤ -10 °F and > -58 °F) | Stationary Refrigeration | Industrial | AOE | DEER2028 | 2028-01-01 |  | 700 | metric tonne CO2e/metric tonne CO2 | EPA | Final Rule - Phasedown of Hydrofluorocarbons: Restrictions on the Use of Certain Hydrofluorocarbons under Subsection (i) of the American Innovation and Manufacturing Act of 2020 - https://www.epa.gov/system/files/documents/2023-10/technology-transitions-final-rule-fact-sheet-2023.pdf | 0 | 2024-02-22 13:43 |  | Deemed Ex Ante Team | 2024-02-22 13:43 |  | Deemed Ex Ante Team
Chillers - Industrial Process Refrigeration (fluid leaving the chiller at temperatures ≤ -10 °F and > -58 °F) | Stationary Refrigeration | Industrial | AR | DEER2022 | 2022-01-01 | 2023-12-31 | 14800 | metric tonne CO2e/metric tonne CO2 | EPA | https://www.epa.gov/snap/substitutes-industrial-process-refrigeration | 0 | 2024-02-22 13:43 |  | Deemed Ex Ante Team | 2024-02-22 13:43 |  | Deemed Ex Ante Team
Chillers - Industrial Process Refrigeration (fluid leaving the chiller at temperatures ≤ -10 °F and > -58 °F) | Stationary Refrigeration | Industrial | AR | DEER2024 | 2024-01-01 | 2027-12-31 | 2200 | metric tonne CO2e/metric tonne CO2 | CARB | California Code of Regulations, Title 17, Division 3, Chapter 1, Subchapter 10 Climate Change, Article 4, pp. 27-28 - December 29, 2021 (https://ww2.arb.ca.gov/sites/default/files/barcu/regact/2020/hfc2020/frorevised.pdf) | 0 | 2024-02-22 13:43 |  | Deemed Ex Ante Team | 2024-02-22 13:43 |  | Deemed Ex Ante Team
Chillers - Industrial Process Refrigeration (fluid leaving the chiller at temperatures ≤ -10 °F and > -58 °F) | Stationary Refrigeration | Industrial | AR | DEER2028 | 2028-01-01 |  | 700 | metric tonne CO2e/metric tonne CO2 | EPA | Final Rule - Phasedown of Hydrofluorocarbons: Restrictions on the Use of Certain Hydrofluorocarbons under Subsection (i) of the American Innovation and Manufacturing Act of 2020 - https://www.epa.gov/system/files/documents/2023-10/technology-transitions-final-rule-fact-sheet-2023.pdf | 0 | 2024-02-22 13:43 |  | Deemed Ex Ante Team | 2024-02-22 13:43 |  | Deemed Ex Ante Team
Chillers - Industrial Process Refrigeration (fluid leaving the chiller at temperatures ≤ -10 °F and > -58 °F) | Stationary Refrigeration | Industrial | NC | DEER2022 | 2022-01-01 | 2023-12-31 | 14800 | metric tonne CO2e/metric tonne CO2 | EPA | https://www.epa.gov/snap/substitutes-industrial-process-refrigeration | 0 | 2024-02-22 13:43 |  | Deemed Ex Ante Team | 2024-02-22 13:43 |  | Deemed Ex Ante Team
Chillers - Industrial Process Refrigeration (fluid leaving the chiller at temperatures ≤ -10 °F and > -58 °F) | Stationary Refrigeration | Industrial | NC | DEER2024 | 2024-01-01 | 2027-12-31 | 2200 | metric tonne CO2e/metric tonne CO2 | CARB | California Code of Regulations, Title 17, Division 3, Chapter 1, Subchapter 10 Climate Change, Article 4, pp. 27-28 - December 29, 2021 (https://ww2.arb.ca.gov/sites/default/files/barcu/regact/2020/hfc2020/frorevised.pdf) | 0 | 2024-02-22 13:43 |  | Deemed Ex Ante Team | 2024-02-22 13:43 |  | Deemed Ex Ante Team
Chillers - Industrial Process Refrigeration (fluid leaving the chiller at temperatures ≤ -10 °F and > -58 °F) | Stationary Refrigeration | Industrial | NC | DEER2028 | 2028-01-01 |  | 700 | metric tonne CO2e/metric tonne CO2 | EPA | Final Rule - Phasedown of Hydrofluorocarbons: Restrictions on the Use of Certain Hydrofluorocarbons under Subsection (i) of the American Innovation and Manufacturing Act of 2020 - https://www.epa.gov/system/files/documents/2023-10/technology-transitions-final-rule-fact-sheet-2023.pdf | 0 | 2024-02-22 13:43 |  | Deemed Ex Ante Team | 2024-02-22 13:43 |  | Deemed Ex Ante Team
Chillers - Industrial Process Refrigeration (fluid leaving the chiller at temperatures ≤ -10 °F and > -58 °F) | Stationary Refrigeration | Industrial | NR | DEER2022 | 2022-01-01 | 2023-12-31 | 14800 | metric tonne CO2e/metric tonne CO2 | EPA | https://www.epa.gov/snap/substitutes-industrial-process-refrigeration | 0 | 2024-02-22 13:43 |  | Deemed Ex Ante Team | 2024-02-22 13:43 |  | Deemed Ex Ante Team
Chillers - Industrial Process Refrigeration (fluid leaving the chiller at temperatures ≤ -10 °F and > -58 °F) | Stationary Refrigeration | Industrial | NR | DEER2024 | 2024-01-01 | 2027-12-31 | 2200 | metric tonne CO2e/metric tonne CO2 | CARB | California Code of Regulations, Title 17, Division 3, Chapter 1, Subchapter 10 Climate Change, Article 4, pp. 27-28 - December 29, 2021 (https://ww2.arb.ca.gov/sites/default/files/barcu/regact/2020/hfc2020/frorevised.pdf) | 0 | 2024-02-22 13:43 |  | Deemed Ex Ante Team | 2024-02-22 13:43 |  | Deemed Ex Ante Team
Chillers - Industrial Process Refrigeration (fluid leaving the chiller at temperatures ≤ -10 °F and > -58 °F) | Stationary Refrigeration | Industrial | NR | DEER2028 | 2028-01-01 |  | 700 | metric tonne CO2e/metric tonne CO2 | EPA | Final Rule - Phasedown of Hydrofluorocarbons: Restrictions on the Use of Certain Hydrofluorocarbons under Subsection (i) of the American Innovation and Manufacturing Act of 2020 - https://www.epa.gov/system/files/documents/2023-10/technology-transitions-final-rule-fact-sheet-2023.pdf | 0 | 2024-02-22 13:43 |  | Deemed Ex Ante Team | 2024-02-22 13:43 |  | Deemed Ex Ante Team
Chillers - Air-Conditioning | Stationary Air-Conditioning | Residential / Commercial / Industrial | AOE | DEER2022 | 2022-01-01 | 2023-12-31 | 3990 | metric tonne CO2e/metric tonne CO2 | EPA | https://www.epa.gov/snap/substitutes-residential-and-light-commercial-air-conditioning-and-heat-pumps | 0 | 2024-02-22 13:43 |  | Deemed Ex Ante Team | 2024-02-22 13:43 |  | Deemed Ex Ante Team
Chillers - Air-Conditioning | Stationary Air-Conditioning | Residential / Commercial / Industrial | AOE | DEER2024 | 2024-01-01 | 2024-12-31 | 750 | metric tonne CO2e/metric tonne CO2 | CARB | California Code of Regulations, Title 17, Division 3, Chapter 1, Subchapter 10 Climate Change, Article 4, p. 27 - December 29, 2021 (https://ww2.arb.ca.gov/sites/default/files/barcu/regact/2020/hfc2020/frorevised.pdf) | 0 | 2024-02-22 13:43 |  | Deemed Ex Ante Team | 2024-02-22 13:43 |  | Deemed Ex Ante Team
Chillers - Air-Conditioning | Stationary Air-Conditioning | Residential / Commercial / Industrial | AOE | DEER2025 | 2025-01-01 |  | 700 | metric tonne CO2e/metric tonne CO2 | EPA | Final Rule - Phasedown of Hydrofluorocarbons: Restrictions on the Use of Certain Hydrofluorocarbons under Subsection (i) of the American Innovation and Manufacturing Act of 2020 - https://www.epa.gov/system/files/documents/2023-10/technology-transitions-final-rule-fact-sheet-2023.pdf | 0 | 2024-02-22 13:43 |  | Deemed Ex Ante Team | 2024-02-22 13:43 |  | Deemed Ex Ante Team
Chillers - Air-Conditioning | Stationary Air-Conditioning | Residential / Commercial / Industrial | AR | DEER2022 | 2022-01-01 | 2023-12-31 | 3990 | metric tonne CO2e/metric tonne CO2 | EPA | https://www.epa.gov/system/files/documents/2023-10/technology-transitions-final-rule-fact-sheet-2023.pdf | 0 | 2024-02-22 13:43 |  | Deemed Ex Ante Team | 2024-02-22 13:43 |  | Deemed Ex Ante Team
Chillers - Air-Conditioning | Stationary Air-Conditioning | Residential / Commercial / Industrial | AR | DEER2024 | 2024-01-01 | 2024-12-31 | 750 | metric tonne CO2e/metric tonne CO2 | CARB | California Code of Regulations, Title 17, Division 3, Chapter 1, Subchapter 10 Climate Change, Article 4, p. 27 - December 29, 2021 (https://ww2.arb.ca.gov/sites/default/files/barcu/regact/2020/hfc2020/frorevised.pdf) | 0 | 2024-02-22 13:43 |  | Deemed Ex Ante Team | 2024-02-22 13:43 |  | Deemed Ex Ante Team
Chillers - Air-Conditioning | Stationary Air-Conditioning | Residential / Commercial / Industrial | AR | DEER2025 | 2025-01-01 |  | 700 | metric tonne CO2e/metric tonne CO2 | EPA | Final Rule - Phasedown of Hydrofluorocarbons: Restrictions on the Use of Certain Hydrofluorocarbons under Subsection (i) of the American Innovation and Manufacturing Act of 2020 | 0 | 2024-02-22 13:43 |  | Deemed Ex Ante Team | 2024-02-22 13:43 |  | Deemed Ex Ante Team
Chillers - Air-Conditioning | Stationary Air-Conditioning | Residential / Commercial / Industrial | NC | DEER2022 | 2022-01-01 | 2023-12-31 | 3990 | metric tonne CO2e/metric tonne CO2 | EPA | https://www.epa.gov/snap/substitutes-residential-and-light-commercial-air-conditioning-and-heat-pumps | 0 | 2024-02-22 13:43 |  | Deemed Ex Ante Team | 2024-02-22 13:43 |  | Deemed Ex Ante Team
Chillers - Air-Conditioning | Stationary Air-Conditioning | Residential / Commercial / Industrial | NC | DEER2024 | 2024-01-01 | 2024-12-31 | 750 | metric tonne CO2e/metric tonne CO2 | CARB | California Code of Regulations, Title 17, Division 3, Chapter 1, Subchapter 10 Climate Change, Article 4, p. 27 - December 29, 2021 (https://ww2.arb.ca.gov/sites/default/files/barcu/regact/2020/hfc2020/frorevised.pdf) | 0 | 2024-02-22 13:43 |  | Deemed Ex Ante Team | 2024-02-22 13:43 |  | Deemed Ex Ante Team
Chillers - Air-Conditioning | Stationary Air-Conditioning | Residential / Commercial / Industrial | NC | DEER2025 | 2025-01-01 |  | 700 | metric tonne CO2e/metric tonne CO2 | EPA | Final Rule - Phasedown of Hydrofluorocarbons: Restrictions on the Use of Certain Hydrofluorocarbons under Subsection (i) of the American Innovation and Manufacturing Act of 2020 | 0 | 2024-02-22 13:43 |  | Deemed Ex Ante Team | 2024-02-22 13:43 |  | Deemed Ex Ante Team
Chillers - Air-Conditioning | Stationary Air-Conditioning | Residential / Commercial / Industrial | NR | DEER2022 | 2022-01-01 | 2023-12-31 | 3990 | metric tonne CO2e/metric tonne CO2 | EPA | https://www.epa.gov/snap/substitutes-residential-and-light-commercial-air-conditioning-and-heat-pumps | 0 | 2024-02-22 13:43 |  | Deemed Ex Ante Team | 2024-02-22 13:43 |  | Deemed Ex Ante Team
Chillers - Air-Conditioning | Stationary Air-Conditioning | Residential / Commercial / Industrial | NR | DEER2024 | 2024-01-01 | 2024-12-31 | 750 | metric tonne CO2e/metric tonne CO2 | CARB | California Code of Regulations, Title 17, Division 3, Chapter 1, Subchapter 10 Climate Change, Article 4, p. 27 - December 29, 2021 (https://ww2.arb.ca.gov/sites/default/files/barcu/regact/2020/hfc2020/frorevised.pdf) | 0 | 2024-02-22 13:43 |  | Deemed Ex Ante Team | 2024-02-22 13:43 |  | Deemed Ex Ante Team
Chillers - Air-Conditioning | Stationary Air-Conditioning | Residential / Commercial / Industrial | NR | DEER2025 | 2025-01-01 |  | 700 | metric tonne CO2e/metric tonne CO2 | EPA | Final Rule - Phasedown of Hydrofluorocarbons: Restrictions on the Use of Certain Hydrofluorocarbons under Subsection (i) of the American Innovation and Manufacturing Act of 2020 | 0 | 2024-02-22 13:43 |  | Deemed Ex Ante Team | 2024-02-22 13:43 |  | Deemed Ex Ante Team
Other Air-Conditioning Equipment (residential and non-residential) | Stationary Air-Conditioning | Residential / Commercial / Industrial | AOE | DEER2022 | 2022-01-01 | 2024-12-31 | 3990 | metric tonne CO2e/metric tonne CO2 | EPA | https://www.epa.gov/snap/substitutes-residential-and-light-commercial-air-conditioning-and-heat-pumps | 0 | 2024-02-22 13:43 |  | Deemed Ex Ante Team | 2024-02-22 13:43 |  | Deemed Ex Ante Team
Other Air-Conditioning Equipment (residential and non-residential) | Stationary Air-Conditioning | Residential / Commercial / Industrial | AOE | DEER2025 | 2025-01-01 |  | 700 | metric tonne CO2e/metric tonne CO2 | EPA | Final Rule - Phasedown of Hydrofluorocarbons: Restrictions on the Use of Certain Hydrofluorocarbons under Subsection (i) of the American Innovation and Manufacturing Act of 2020 | 0 | 2024-02-22 13:43 |  | Deemed Ex Ante Team | 2024-02-22 13:43 |  | Deemed Ex Ante Team
Other Air-Conditioning Equipment (residential and non-residential) | Stationary Air-Conditioning | Residential / Commercial / Industrial | AR | DEER2022 | 2022-01-01 | 2024-12-31 | 3990 | metric tonne CO2e/metric tonne CO2 | EPA | https://www.epa.gov/snap/substitutes-residential-and-light-commercial-air-conditioning-and-heat-pumps | 0 | 2024-02-22 13:43 |  | Deemed Ex Ante Team | 2024-02-22 13:43 |  | Deemed Ex Ante Team
Other Air-Conditioning Equipment (residential and non-residential) | Stationary Air-Conditioning | Residential / Commercial / Industrial | AR | DEER2025 | 2025-01-01 |  | 700 | metric tonne CO2e/metric tonne CO2 | EPA | Final Rule - Phasedown of Hydrofluorocarbons: Restrictions on the Use of Certain Hydrofluorocarbons under Subsection (i) of the American Innovation and Manufacturing Act of 2020 | 0 | 2024-02-22 13:43 |  | Deemed Ex Ante Team | 2024-02-22 13:43 |  | Deemed Ex Ante Team
Other Air-Conditioning Equipment (residential and non-residential) | Stationary Air-Conditioning | Residential / Commercial / Industrial | NC | DEER2022 | 2022-01-01 | 2024-12-31 | 3990 | metric tonne CO2e/metric tonne CO2 | EPA | https://www.epa.gov/snap/substitutes-residential-and-light-commercial-air-conditioning-and-heat-pumps | 0 | 2024-02-22 13:43 |  | Deemed Ex Ante Team | 2024-02-22 13:43 |  | Deemed Ex Ante Team
Other Air-Conditioning Equipment (residential and non-residential) | Stationary Air-Conditioning | Residential / Commercial / Industrial | NC | DEER2025 | 2025-01-01 |  | 700 | metric tonne CO2e/metric tonne CO2 | EPA | Final Rule - Phasedown of Hydrofluorocarbons: Restrictions on the Use of Certain Hydrofluorocarbons under Subsection (i) of the American Innovation and Manufacturing Act of 2020 | 0 | 2024-02-22 13:43 |  | Deemed Ex Ante Team | 2024-02-22 13:43 |  | Deemed Ex Ante Team
Other Air-Conditioning Equipment (residential and non-residential) | Stationary Air-Conditioning | Residential / Commercial / Industrial | NR | DEER2022 | 2022-01-01 | 2024-12-31 | 3990 | metric tonne CO2e/metric tonne CO2 | EPA | https://www.epa.gov/snap/substitutes-residential-and-light-commercial-air-conditioning-and-heat-pumps | 0 | 2024-02-22 13:43 |  | Deemed Ex Ante Team | 2024-02-22 13:43 |  | Deemed Ex Ante Team
Other Air-Conditioning Equipment (residential and non-residential) | Stationary Air-Conditioning | Residential / Commercial / Industrial | NR | DEER2025 | 2025-01-01 |  | 700 | metric tonne CO2e/metric tonne CO2 | EPA | Final Rule - Phasedown of Hydrofluorocarbons: Restrictions on the Use of Certain Hydrofluorocarbons under Subsection (i) of the American Innovation and Manufacturing Act of 2020 | 0 | 2024-02-22 13:43 |  | Deemed Ex Ante Team | 2024-02-22 13:43 |  | Deemed Ex Ante Team
Room/Wall/Window Air-Conditioning, PTACs, PTHPs, Portable Air-Conditioning, and Residential Dehumidifiers | Stationary Air-Conditioning | Residential / Commercial / Industrial | AOE | DEER2022 | 2022-01-01 | 2022-12-31 | 3990 | metric tonne CO2e/metric tonne CO2 | EPA | https://www.epa.gov/snap/substitutes-residential-and-light-commercial-air-conditioning-and-heat-pumps | 0 | 2024-02-22 13:43 |  | Deemed Ex Ante Team | 2024-02-22 13:43 |  | Deemed Ex Ante Team
Room/Wall/Window Air-Conditioning, PTACs, PTHPs, Portable Air-Conditioning, and Residential Dehumidifiers | Stationary Air-Conditioning | Residential / Commercial / Industrial | AOE | DEER2023 | 2023-01-01 | 2024-12-31 | 750 | metric tonne CO2e/metric tonne CO2 | CARB | California Code of Regulations, Title 17, Division 3, Chapter 1, Subchapter 10 Climate Change, Article 4, p. 27 - December 29, 2021 (https://ww2.arb.ca.gov/sites/default/files/barcu/regact/2020/hfc2020/frorevised.pdf) | 0 | 2024-02-22 13:43 |  | Deemed Ex Ante Team | 2024-02-22 13:43 |  | Deemed Ex Ante Team
Room/Wall/Window Air-Conditioning, PTACs, PTHPs, Portable Air-Conditioning, and Residential Dehumidifiers | Stationary Air-Conditioning | Residential / Commercial / Industrial | AOE | DEER2025 | 2025-01-01 |  | 700 | metric tonne CO2e/metric tonne CO2 | EPA | Final Rule - Phasedown of Hydrofluorocarbons: Restrictions on the Use of Certain Hydrofluorocarbons under Subsection (i) of the American Innovation and Manufacturing Act of 2020 | 0 | 2024-02-22 13:43 |  | Deemed Ex Ante Team | 2024-02-22 13:43 |  | Deemed Ex Ante Team
Chillers - Industrial Process Refrigeration (fluid leaving the chiller at temperatures > +35 °F) | Stationary Air-Conditioning | Unregulated | AOE | DEER2022 | 2022-01-01 |  | 14800 | metric tonne CO2e/metric tonne CO2 | EPA | https://www.epa.gov/snap/substitutes-industrial-process-refrigeration | 0 | 2024-02-22 13:43 |  | Deemed Ex Ante Team | 2024-02-22 13:43 |  | Deemed Ex Ante Team
Room/Wall/Window Air-Conditioning, PTACs, PTHPs, Portable Air-Conditioning, and Residential Dehumidifiers | Stationary Air-Conditioning | Residential / Commercial / Industrial | AR | DEER2022 | 2022-01-01 | 2022-12-31 | 3990 | metric tonne CO2e/metric tonne CO2 | EPA | https://www.epa.gov/snap/substitutes-residential-and-light-commercial-air-conditioning-and-heat-pumps | 0 | 2024-02-22 13:43 |  | Deemed Ex Ante Team | 2024-02-22 13:43 |  | Deemed Ex Ante Team
Room/Wall/Window Air-Conditioning, PTACs, PTHPs, Portable Air-Conditioning, and Residential Dehumidifiers | Stationary Air-Conditioning | Residential / Commercial / Industrial | AR | DEER2023 | 2023-01-01 | 2024-12-31 | 750 | metric tonne CO2e/metric tonne CO2 | CARB | California Code of Regulations, Title 17, Division 3, Chapter 1, Subchapter 10 Climate Change, Article 4, p. 27 - December 29, 2021 (https://ww2.arb.ca.gov/sites/default/files/barcu/regact/2020/hfc2020/frorevised.pdf) | 0 | 2024-02-22 13:43 |  | Deemed Ex Ante Team | 2024-02-22 13:43 |  | Deemed Ex Ante Team
Room/Wall/Window Air-Conditioning, PTACs, PTHPs, Portable Air-Conditioning, and Residential Dehumidifiers | Stationary Air-Conditioning | Residential / Commercial / Industrial | AR | DEER2025 | 2025-01-01 |  | 700 | metric tonne CO2e/metric tonne CO2 | EPA | Final Rule - Phasedown of Hydrofluorocarbons: Restrictions on the Use of Certain Hydrofluorocarbons under Subsection (i) of the American Innovation and Manufacturing Act of 2020 | 0 | 2024-02-22 13:43 |  | Deemed Ex Ante Team | 2024-02-22 13:43 |  | Deemed Ex Ante Team
Room/Wall/Window Air-Conditioning, PTACs, PTHPs, Portable Air-Conditioning, and Residential Dehumidifiers | Stationary Air-Conditioning | Residential / Commercial / Industrial | NC | DEER2022 | 2022-01-01 | 2022-12-31 | 3990 | metric tonne CO2e/metric tonne CO2 | EPA | https://www.epa.gov/snap/substitutes-residential-and-light-commercial-air-conditioning-and-heat-pumps | 0 | 2024-02-22 13:43 |  | Deemed Ex Ante Team | 2024-02-22 13:43 |  | Deemed Ex Ante Team
Room/Wall/Window Air-Conditioning, PTACs, PTHPs, Portable Air-Conditioning, and Residential Dehumidifiers | Stationary Air-Conditioning | Residential / Commercial / Industrial | NC | DEER2023 | 2023-01-01 | 2024-12-31 | 750 | metric tonne CO2e/metric tonne CO2 | CARB | California Code of Regulations, Title 17, Division 3, Chapter 1, Subchapter 10 Climate Change, Article 4, p. 27 - December 29, 2021 (https://ww2.arb.ca.gov/sites/default/files/barcu/regact/2020/hfc2020/frorevised.pdf) | 0 | 2024-02-22 13:43 |  | Deemed Ex Ante Team | 2024-02-22 13:43 |  | Deemed Ex Ante Team
Room/Wall/Window Air-Conditioning, PTACs, PTHPs, Portable Air-Conditioning, and Residential Dehumidifiers | Stationary Air-Conditioning | Residential / Commercial / Industrial | NC | DEER2025 | 2025-01-01 |  | 700 | metric tonne CO2e/metric tonne CO2 | EPA | Final Rule - Phasedown of Hydrofluorocarbons: Restrictions on the Use of Certain Hydrofluorocarbons under Subsection (i) of the American Innovation and Manufacturing Act of 2020 | 0 | 2024-02-22 13:43 |  | Deemed Ex Ante Team | 2024-02-22 13:43 |  | Deemed Ex Ante Team
Room/Wall/Window Air-Conditioning, PTACs, PTHPs, Portable Air-Conditioning, and Residential Dehumidifiers | Stationary Air-Conditioning | Residential / Commercial / Industrial | NR | DEER2022 | 2022-01-01 | 2022-12-31 | 3990 | metric tonne CO2e/metric tonne CO2 | EPA | https://www.epa.gov/snap/substitutes-residential-and-light-commercial-air-conditioning-and-heat-pumps | 0 | 2024-02-22 13:43 |  | Deemed Ex Ante Team | 2024-02-22 13:43 |  | Deemed Ex Ante Team
Room/Wall/Window Air-Conditioning, PTACs, PTHPs, Portable Air-Conditioning, and Residential Dehumidifiers | Stationary Air-Conditioning | Residential / Commercial / Industrial | NR | DEER2023 | 2023-01-01 | 2024-12-31 | 750 | metric tonne CO2e/metric tonne CO2 | CARB | California Code of Regulations, Title 17, Division 3, Chapter 1, Subchapter 10 Climate Change, Article 4, p. 27 - December 29, 2021 (https://ww2.arb.ca.gov/sites/default/files/barcu/regact/2020/hfc2020/frorevised.pdf) | 0 | 2024-02-22 13:43 |  | Deemed Ex Ante Team | 2024-02-22 13:43 |  | Deemed Ex Ante Team
Room/Wall/Window Air-Conditioning, PTACs, PTHPs, Portable Air-Conditioning, and Residential Dehumidifiers | Stationary Air-Conditioning | Residential / Commercial / Industrial | NR | DEER2025 | 2025-01-01 |  | 700 | metric tonne CO2e/metric tonne CO2 | EPA | Final Rule - Phasedown of Hydrofluorocarbons: Restrictions on the Use of Certain Hydrofluorocarbons under Subsection (i) of the American Innovation and Manufacturing Act of 2020 | 0 | 2024-02-22 13:43 |  | Deemed Ex Ante Team | 2024-02-22 13:43 |  | Deemed Ex Ante Team
Variable Refrigerant Flow (VRF) system | Stationary Air-Conditioning | Residential / Commercial / Industrial | AOE | DEER2022 | 2022-01-01 | 2025-12-31 | 3990 | metric tonne CO2e/metric tonne CO2 | EPA | https://www.epa.gov/snap/substitutes-residential-and-light-commercial-air-conditioning-and-heat-pumps | 0 | 2024-02-22 13:43 |  | Deemed Ex Ante Team | 2024-02-22 13:43 |  | Deemed Ex Ante Team
Variable Refrigerant Flow (VRF) system | Stationary Air-Conditioning | Residential / Commercial / Industrial | AOE | DEER2026 | 2026-01-01 |  | 700 | metric tonne CO2e/metric tonne CO2 | EPA | Final Rule - Phasedown of Hydrofluorocarbons: Restrictions on the Use of Certain Hydrofluorocarbons under Subsection (i) of the American Innovation and Manufacturing Act of 2020 | 0 | 2024-02-22 13:43 |  | Deemed Ex Ante Team | 2024-02-22 13:43 |  | Deemed Ex Ante Team
Variable Refrigerant Flow (VRF) system | Stationary Air-Conditioning | Residential / Commercial / Industrial | AR | DEER2022 | 2022-01-01 | 2025-12-31 | 3990 | metric tonne CO2e/metric tonne CO2 | EPA | https://www.epa.gov/snap/substitutes-residential-and-light-commercial-air-conditioning-and-heat-pumps | 0 | 2024-02-22 13:43 |  | Deemed Ex Ante Team | 2024-02-22 13:43 |  | Deemed Ex Ante Team
Variable Refrigerant Flow (VRF) system | Stationary Air-Conditioning | Residential / Commercial / Industrial | AR | DEER2026 | 2026-01-01 |  | 700 | metric tonne CO2e/metric tonne CO2 | EPA | Final Rule - Phasedown of Hydrofluorocarbons: Restrictions on the Use of Certain Hydrofluorocarbons under Subsection (i) of the American Innovation and Manufacturing Act of 2020 | 0 | 2024-02-22 13:43 |  | Deemed Ex Ante Team | 2024-02-22 13:43 |  | Deemed Ex Ante Team
Variable Refrigerant Flow (VRF) system | Stationary Air-Conditioning | Residential / Commercial / Industrial | NC | DEER2022 | 2022-01-01 | 2025-12-31 | 3990 | metric tonne CO2e/metric tonne CO2 | EPA | https://www.epa.gov/snap/substitutes-residential-and-light-commercial-air-conditioning-and-heat-pumps | 0 | 2024-02-22 13:43 |  | Deemed Ex Ante Team | 2024-02-22 13:43 |  | Deemed Ex Ante Team
Variable Refrigerant Flow (VRF) system | Stationary Air-Conditioning | Residential / Commercial / Industrial | NC | DEER2026 | 2026-01-01 |  | 700 | metric tonne CO2e/metric tonne CO2 | EPA | Final Rule - Phasedown of Hydrofluorocarbons: Restrictions on the Use of Certain Hydrofluorocarbons under Subsection (i) of the American Innovation and Manufacturing Act of 2020 | 0 | 2024-02-22 13:43 |  | Deemed Ex Ante Team | 2024-02-22 13:43 |  | Deemed Ex Ante Team
Variable Refrigerant Flow (VRF) system | Stationary Air-Conditioning | Residential / Commercial / Industrial | NR | DEER2022 | 2022-01-01 | 2025-12-31 | 3990 | metric tonne CO2e/metric tonne CO2 | EPA | https://www.epa.gov/snap/substitutes-residential-and-light-commercial-air-conditioning-and-heat-pumps | 0 | 2024-02-22 13:43 |  | Deemed Ex Ante Team | 2024-02-22 13:43 |  | Deemed Ex Ante Team
Variable Refrigerant Flow (VRF) system | Stationary Air-Conditioning | Residential / Commercial / Industrial | NR | DEER2026 | 2026-01-01 |  | 700 | metric tonne CO2e/metric tonne CO2 | EPA | Final Rule - Phasedown of Hydrofluorocarbons: Restrictions on the Use of Certain Hydrofluorocarbons under Subsection (i) of the American Innovation and Manufacturing Act of 2020 | 0 | 2024-02-22 13:43 |  | Deemed Ex Ante Team | 2024-02-22 13:43 |  | Deemed Ex Ante Team
Chillers - Industrial Process Refrigeration (fluid leaving the chiller at temperatures > +35 °F) | Stationary Air-Conditioning | Unregulated | AR | DEER2022 | 2022-01-01 |  | 14800 | metric tonne CO2e/metric tonne CO2 | EPA | https://www.epa.gov/snap/substitutes-industrial-process-refrigeration | 0 | 2024-02-22 13:43 |  | Deemed Ex Ante Team | 2024-02-22 13:43 |  | Deemed Ex Ante Team
Chillers - Industrial Process Refrigeration (fluid leaving the chiller at temperatures > +35 °F) | Stationary Air-Conditioning | Unregulated | NC | DEER2022 | 2022-01-01 |  | 14800 | metric tonne CO2e/metric tonne CO2 | EPA | https://www.epa.gov/snap/substitutes-industrial-process-refrigeration | 0 | 2024-02-22 13:43 |  | Deemed Ex Ante Team | 2024-02-22 13:43 |  | Deemed Ex Ante Team
Chillers - Industrial Process Refrigeration (fluid leaving the chiller at temperatures > +35 °F) | Stationary Air-Conditioning | Unregulated | NR | DEER2022 | 2022-01-01 |  | 14800 | metric tonne CO2e/metric tonne CO2 | EPA | https://www.epa.gov/snap/substitutes-industrial-process-refrigeration | 0 | 2024-02-22 13:43 |  | Deemed Ex Ante Team | 2024-02-22 13:43 |  | Deemed Ex Ante Team
Chillers - Industrial Process Refrigeration (fluid leaving the chiller at temperatures ≤ +35 °F and > -10 °F) | Stationary Air-Conditioning | Unregulated | AOE | DEER2022 | 2022-01-01 |  | 14800 | metric tonne CO2e/metric tonne CO2 | EPA | https://www.epa.gov/snap/substitutes-industrial-process-refrigeration | 0 | 2024-02-22 13:43 |  | Deemed Ex Ante Team | 2024-02-22 13:43 |  | Deemed Ex Ante Team
Chillers - Industrial Process Refrigeration (fluid leaving the chiller at temperatures ≤ +35 °F and > -10 °F) | Stationary Air-Conditioning | Unregulated | AR | DEER2022 | 2022-01-01 |  | 14800 | metric tonne CO2e/metric tonne CO2 | EPA | https://www.epa.gov/snap/substitutes-industrial-process-refrigeration | 0 | 2024-02-22 13:43 |  | Deemed Ex Ante Team | 2024-02-22 13:43 |  | Deemed Ex Ante Team
Chillers - Industrial Process Refrigeration (fluid leaving the chiller at temperatures ≤ +35 °F and > -10 °F) | Stationary Air-Conditioning | Unregulated | NC | DEER2022 | 2022-01-01 |  | 14800 | metric tonne CO2e/metric tonne CO2 | EPA | https://www.epa.gov/snap/substitutes-industrial-process-refrigeration | 0 | 2024-02-22 13:43 |  | Deemed Ex Ante Team | 2024-02-22 13:43 |  | Deemed Ex Ante Team
Chillers - Industrial Process Refrigeration (fluid leaving the chiller at temperatures ≤ +35 °F and > -10 °F) | Stationary Air-Conditioning | Unregulated | NR | DEER2022 | 2022-01-01 |  | 14800 | metric tonne CO2e/metric tonne CO2 | EPA | https://www.epa.gov/snap/substitutes-industrial-process-refrigeration | 0 | 2024-02-22 13:43 |  | Deemed Ex Ante Team | 2024-02-22 13:43 |  | Deemed Ex Ante Team
Chillers - Industrial Process Refrigeration (fluid leaving the chiller at temperatures ≤ -10 °F and > -58 °F) | Stationary Air-Conditioning | Unregulated | AOE | DEER2022 | 2022-01-01 |  | 14800 | metric tonne CO2e/metric tonne CO2 | EPA | https://www.epa.gov/snap/substitutes-industrial-process-refrigeration | 0 | 2024-02-22 13:43 |  | Deemed Ex Ante Team | 2024-02-22 13:43 |  | Deemed Ex Ante Team
Chillers - Industrial Process Refrigeration (fluid leaving the chiller at temperatures ≤ -10 °F and > -58 °F) | Stationary Air-Conditioning | Unregulated | AR | DEER2022 | 2022-01-01 |  | 14800 | metric tonne CO2e/metric tonne CO2 | EPA | https://www.epa.gov/snap/substitutes-industrial-process-refrigeration | 0 | 2024-02-22 13:43 |  | Deemed Ex Ante Team | 2024-02-22 13:43 |  | Deemed Ex Ante Team
Chillers - Industrial Process Refrigeration (fluid leaving the chiller at temperatures ≤ -10 °F and > -58 °F) | Stationary Air-Conditioning | Unregulated | NC | DEER2022 | 2022-01-01 |  | 14800 | metric tonne CO2e/metric tonne CO2 | EPA | https://www.epa.gov/snap/substitutes-industrial-process-refrigeration | 0 | 2024-02-22 13:43 |  | Deemed Ex Ante Team | 2024-02-22 13:43 |  | Deemed Ex Ante Team
Chillers - Industrial Process Refrigeration (fluid leaving the chiller at temperatures ≤ -10 °F and > -58 °F) | Stationary Air-Conditioning | Unregulated | NR | DEER2022 | 2022-01-01 |  | 14800 | metric tonne CO2e/metric tonne CO2 | EPA | https://www.epa.gov/snap/substitutes-industrial-process-refrigeration | 0 | 2024-02-22 13:43 |  | Deemed Ex Ante Team | 2024-02-22 13:43 |  | Deemed Ex Ante Team
Other Air-Conditioning Equipment (residential and non-residential) | Stationary Air-Conditioning | Unregulated | AOE | DEER2022 | 2022-01-01 |  | 3990 | metric tonne CO2e/metric tonne CO2 | EPA | https://www.epa.gov/snap/substitutes-residential-and-light-commercial-air-conditioning-and-heat-pumps | 0 | 2024-02-22 13:43 |  | Deemed Ex Ante Team | 2024-02-22 13:43 |  | Deemed Ex Ante Team
Other Air-Conditioning Equipment (residential and non-residential) | Stationary Air-Conditioning | Unregulated | AR | DEER2022 | 2022-01-01 |  | 3990 | metric tonne CO2e/metric tonne CO2 | EPA | https://www.epa.gov/snap/substitutes-residential-and-light-commercial-air-conditioning-and-heat-pumps | 0 | 2024-02-22 13:43 |  | Deemed Ex Ante Team | 2024-02-22 13:43 |  | Deemed Ex Ante Team
Other Air-Conditioning Equipment (residential and non-residential) | Stationary Air-Conditioning | Unregulated | NC | DEER2022 | 2022-01-01 |  | 3990 | metric tonne CO2e/metric tonne CO2 | EPA | https://www.epa.gov/snap/substitutes-residential-and-light-commercial-air-conditioning-and-heat-pumps | 0 | 2024-02-22 13:43 |  | Deemed Ex Ante Team | 2024-02-22 13:43 |  | Deemed Ex Ante Team
Other Air-Conditioning Equipment (residential and non-residential) | Stationary Air-Conditioning | Unregulated | NR | DEER2022 | 2022-01-01 |  | 3990 | metric tonne CO2e/metric tonne CO2 | EPA | https://www.epa.gov/snap/substitutes-residential-and-light-commercial-air-conditioning-and-heat-pumps | 0 | 2024-02-22 13:43 |  | Deemed Ex Ante Team | 2024-02-22 13:43 |  | Deemed Ex Ante Team
Room/Wall/Window Air-Conditioning, PTACs, PTHPs, Portable Air-Conditioning, and Residential Dehumidifiers | Stationary Air-Conditioning | Unregulated | AOE | DEER2022 | 2022-01-01 |  | 3990 | metric tonne CO2e/metric tonne CO2 | EPA | https://www.epa.gov/snap/substitutes-residential-and-light-commercial-air-conditioning-and-heat-pumps | 0 | 2024-02-22 13:43 |  | Deemed Ex Ante Team | 2024-02-22 13:43 |  | Deemed Ex Ante Team
Room/Wall/Window Air-Conditioning, PTACs, PTHPs, Portable Air-Conditioning, and Residential Dehumidifiers | Stationary Air-Conditioning | Unregulated | AR | DEER2022 | 2022-01-01 |  | 3990 | metric tonne CO2e/metric tonne CO2 | EPA | https://www.epa.gov/snap/substitutes-residential-and-light-commercial-air-conditioning-and-heat-pumps | 0 | 2024-02-22 13:43 |  | Deemed Ex Ante Team | 2024-02-22 13:43 |  | Deemed Ex Ante Team
Room/Wall/Window Air-Conditioning, PTACs, PTHPs, Portable Air-Conditioning, and Residential Dehumidifiers | Stationary Air-Conditioning | Unregulated | NC | DEER2022 | 2022-01-01 |  | 3990 | metric tonne CO2e/metric tonne CO2 | EPA | https://www.epa.gov/snap/substitutes-residential-and-light-commercial-air-conditioning-and-heat-pumps | 0 | 2024-02-22 13:43 |  | Deemed Ex Ante Team | 2024-02-22 13:43 |  | Deemed Ex Ante Team
Room/Wall/Window Air-Conditioning, PTACs, PTHPs, Portable Air-Conditioning, and Residential Dehumidifiers | Stationary Air-Conditioning | Unregulated | NR | DEER2022 | 2022-01-01 |  | 3990 | metric tonne CO2e/metric tonne CO2 | EPA | https://www.epa.gov/snap/substitutes-residential-and-light-commercial-air-conditioning-and-heat-pumps | 0 | 2024-02-22 13:43 |  | Deemed Ex Ante Team | 2024-02-22 13:43 |  | Deemed Ex Ante Team
Variable Refrigerant Flow (VRF) system | Stationary Air-Conditioning | Unregulated | AOE | DEER2022 | 2022-01-01 |  | 3990 | metric tonne CO2e/metric tonne CO2 | EPA | https://www.epa.gov/snap/substitutes-residential-and-light-commercial-air-conditioning-and-heat-pumps | 0 | 2024-02-22 13:43 |  | Deemed Ex Ante Team | 2024-02-22 13:43 |  | Deemed Ex Ante Team
Variable Refrigerant Flow (VRF) system | Stationary Air-Conditioning | Unregulated | NC | DEER2022 | 2022-01-01 |  | 3990 | metric tonne CO2e/metric tonne CO2 | EPA | https://www.epa.gov/snap/substitutes-residential-and-light-commercial-air-conditioning-and-heat-pumps | 0 | 2024-02-22 13:43 |  | Deemed Ex Ante Team | 2024-02-22 13:43 |  | Deemed Ex Ante Team
Variable Refrigerant Flow (VRF) system | Stationary Air-Conditioning | Unregulated | NR | DEER2022 | 2022-01-01 |  | 3990 | metric tonne CO2e/metric tonne CO2 | EPA | https://www.epa.gov/snap/substitutes-residential-and-light-commercial-air-conditioning-and-heat-pumps | 0 | 2024-02-22 13:43 |  | Deemed Ex Ante Team | 2024-02-22 13:43 |  | Deemed Ex Ante Team
Cold Storage Warehouse (> 50 lbs refrigerant) | Stationary Refrigeration | Commercial / Industrial | AOE | DEER2022 | 2022-01-01 |  | 3337 | metric tonne CO2e/metric tonne CO2 | EPA | https://www.epa.gov/snap/substitutes-cold-storage-warehouses | 0 | 2024-02-22 13:43 |  | Deemed Ex Ante Team | 2024-02-22 13:43 |  | Deemed Ex Ante Team
Cold Storage Warehouse (> 50 lbs refrigerant) | Stationary Refrigeration | Commercial / Industrial | AR | DEER2022 | 2022-01-01 |  | 3337 | metric tonne CO2e/metric tonne CO2 | EPA | https://www.epa.gov/snap/substitutes-cold-storage-warehouses | 0 | 2024-02-22 13:43 |  | Deemed Ex Ante Team | 2024-02-22 13:43 |  | Deemed Ex Ante Team
Cold Storage Warehouse (> 50 lbs refrigerant) | Stationary Refrigeration | Commercial / Industrial | NC | DEER2022 | 2022-01-01 |  | 150 | metric tonne CO2e/metric tonne CO2 | CARB | California Code of Regulations, Title 17, Division 3, Chapter 1, Subchapter 10 Climate Change, Article 4 - December 29, 2021 (https://ww2.arb.ca.gov/sites/default/files/barcu/regact/2020/hfc2020/frorevised.pdf) | 0 | 2024-02-22 13:43 |  | Deemed Ex Ante Team | 2024-02-22 13:43 |  | Deemed Ex Ante Team
Cold Storage Warehouse (> 50 lbs refrigerant) | Stationary Refrigeration | Commercial / Industrial | NR | DEER2022 | 2022-01-01 |  | 3337 | metric tonne CO2e/metric tonne CO2 | EPA | https://www.epa.gov/snap/substitutes-cold-storage-warehouses | 0 | 2024-02-22 13:43 |  | Deemed Ex Ante Team | 2024-02-22 13:43 |  | Deemed Ex Ante Team
Ice Rinks (> 50 lbs refrigerant) | Stationary Refrigeration | Ice Rinks | AOE | DEER2022 | 2022-01-01 | 2023-12-31 | 3990 | metric tonne CO2e/metric tonne CO2 | EPA | https://www.epa.gov/snap/substitutes-ice-skating-rinks | 0 | 2024-02-22 13:43 |  | Deemed Ex Ante Team | 2024-02-22 13:43 |  | Deemed Ex Ante Team
Ice Rinks (> 50 lbs refrigerant) | Stationary Refrigeration | Ice Rinks | AOE | DEER2024 | 2024-01-01 | 2024-12-31 | 750 | metric tonne CO2e/metric tonne CO2 | CARB | California Code of Regulations, Title 17, Division 3, Chapter 1, Subchapter 10 Climate Change, Article 4 - December 29, 2021 (https://ww2.arb.ca.gov/sites/default/files/barcu/regact/2020/hfc2020/frorevised.pdf) | 0 | 2024-02-22 13:43 |  | Deemed Ex Ante Team | 2024-02-22 13:43 |  | Deemed Ex Ante Team
Ice Rinks (> 50 lbs refrigerant) | Stationary Refrigeration | Ice Rinks | AOE | DEER2025 | 2025-01-01 |  | 700 | metric tonne CO2e/metric tonne CO2 | EPA | Final Rule - Phasedown of Hydrofluorocarbons: Restrictions on the Use of Certain Hydrofluorocarbons under Subsection (i) of the American Innovation and Manufacturing Act of 2020 - https://www.epa.gov/system/files/documents/2023-10/technology-transitions-final-rule-fact-sheet-2023.pdf | 0 | 2024-02-22 13:43 |  | Deemed Ex Ante Team | 2024-02-22 13:43 |  | Deemed Ex Ante Team
Ice Rinks (> 50 lbs refrigerant) | Stationary Refrigeration | Ice Rinks | AR | DEER2022 | 2022-01-01 | 2023-12-31 | 3990 | metric tonne CO2e/metric tonne CO2 | EPA | https://www.epa.gov/snap/substitutes-ice-skating-rinks | 0 | 2024-02-22 13:43 |  | Deemed Ex Ante Team | 2024-02-22 13:43 |  | Deemed Ex Ante Team
Ice Rinks (> 50 lbs refrigerant) | Stationary Refrigeration | Ice Rinks | AR | DEER2024 | 2024-01-01 | 2024-12-31 | 750 | metric tonne CO2e/metric tonne CO2 | CARB | California Code of Regulations, Title 17, Division 3, Chapter 1, Subchapter 10 Climate Change, Article 4 - December 29, 2021 (https://ww2.arb.ca.gov/sites/default/files/barcu/regact/2020/hfc2020/frorevised.pdf) | 0 | 2024-02-22 13:43 |  | Deemed Ex Ante Team | 2024-02-22 13:43 |  | Deemed Ex Ante Team
Ice Rinks (> 50 lbs refrigerant) | Stationary Refrigeration | Ice Rinks | AR | DEER2025 | 2025-01-01 |  | 700 | metric tonne CO2e/metric tonne CO2 | EPA | Final Rule - Phasedown of Hydrofluorocarbons: Restrictions on the Use of Certain Hydrofluorocarbons under Subsection (i) of the American Innovation and Manufacturing Act of 2020 - https://www.epa.gov/system/files/documents/2023-10/technology-transitions-final-rule-fact-sheet-2023.pdf | 0 | 2024-02-22 13:43 |  | Deemed Ex Ante Team | 2024-02-22 13:43 |  | Deemed Ex Ante Team
Ice Rinks (> 50 lbs refrigerant) | Stationary Refrigeration | Ice Rinks | NC | DEER2022 | 2022-01-01 | 2022-12-31 | 3990 | metric tonne CO2e/metric tonne CO2 | EPA | https://www.epa.gov/snap/substitutes-ice-skating-rinks | 0 | 2024-02-22 13:43 |  | Deemed Ex Ante Team | 2024-02-22 13:43 |  | Deemed Ex Ante Team
Ice Rinks (> 50 lbs refrigerant) | Stationary Refrigeration | Ice Rinks | NC | DEER2023 | 2023-01-01 |  | 150 | metric tonne CO2e/metric tonne CO2 | CARB | California Code of Regulations, Title 17, Division 3, Chapter 1, Subchapter 10 Climate Change, Article 4 - December 29, 2021 (https://ww2.arb.ca.gov/sites/default/files/barcu/regact/2020/hfc2020/frorevised.pdf) | 0 | 2024-02-22 13:43 |  | Deemed Ex Ante Team | 2024-02-22 13:43 |  | Deemed Ex Ante Team
Ice Rinks (> 50 lbs refrigerant) | Stationary Refrigeration | Ice Rinks | NR | DEER2022 | 2022-01-01 | 2023-12-31 | 3990 | metric tonne CO2e/metric tonne CO2 | EPA | https://www.epa.gov/snap/substitutes-ice-skating-rinks | 0 | 2024-02-22 13:43 |  | Deemed Ex Ante Team | 2024-02-22 13:43 |  | Deemed Ex Ante Team
Ice Rinks (> 50 lbs refrigerant) | Stationary Refrigeration | Ice Rinks | NR | DEER2024 | 2024-01-01 | 2024-12-31 | 750 | metric tonne CO2e/metric tonne CO2 | CARB | California Code of Regulations, Title 17, Division 3, Chapter 1, Subchapter 10 Climate Change, Article 4 - December 29, 2021 (https://ww2.arb.ca.gov/sites/default/files/barcu/regact/2020/hfc2020/frorevised.pdf) | 0 | 2024-02-22 13:43 |  | Deemed Ex Ante Team | 2024-02-22 13:43 |  | Deemed Ex Ante Team
Ice Rinks (> 50 lbs refrigerant) | Stationary Refrigeration | Ice Rinks | NR | DEER2025 | 2025-01-01 |  | 700 | metric tonne CO2e/metric tonne CO2 | EPA | Final Rule - Phasedown of Hydrofluorocarbons: Restrictions on the Use of Certain Hydrofluorocarbons under Subsection (i) of the American Innovation and Manufacturing Act of 2020 - https://www.epa.gov/system/files/documents/2023-10/technology-transitions-final-rule-fact-sheet-2023.pdf | 0 | 2024-02-22 13:43 |  | Deemed Ex Ante Team | 2024-02-22 13:43 |  | Deemed Ex Ante Team
Industrial Process Refrigeration (excl. chillers) (< 50 lbs refrigerant) | Stationary Refrigeration | Industrial | AOE | DEER2022 | 2022-01-01 |  | 14800 | metric tonne CO2e/metric tonne CO2 | EPA | https://www.epa.gov/snap/substitutes-industrial-process-refrigeration | 0 | 2024-02-22 13:43 |  | Deemed Ex Ante Team | 2024-02-22 13:43 |  | Deemed Ex Ante Team
Industrial Process Refrigeration (excl. chillers) (< 50 lbs refrigerant) | Stationary Refrigeration | Industrial | AR | DEER2022 | 2022-01-01 |  | 14800 | metric tonne CO2e/metric tonne CO2 | EPA | https://www.epa.gov/snap/substitutes-industrial-process-refrigeration | 0 | 2024-02-22 13:43 |  | Deemed Ex Ante Team | 2024-02-22 13:43 |  | Deemed Ex Ante Team
Industrial Process Refrigeration (excl. chillers) (< 50 lbs refrigerant) | Stationary Refrigeration | Industrial | NR | DEER2022 | 2022-01-01 | 2025-12-31 | 14800 | metric tonne CO2e/metric tonne CO2 | EPA | https://www.epa.gov/snap/substitutes-industrial-process-refrigeration | 0 | 2024-02-22 13:43 |  | Deemed Ex Ante Team | 2024-02-22 13:43 |  | Deemed Ex Ante Team
Retail Food Refrigeration (< 50 lbs refrigerant) | Stationary Refrigeration | Retail food facility | AOE | DEER2022 | 2022-01-01 |  | 3337 | metric tonne CO2e/metric tonne CO2 | EPA | https://www.epa.gov/snap/retail-food-refrigeration | 0 | 2024-02-22 13:43 |  | Deemed Ex Ante Team | 2024-02-22 13:43 |  | Deemed Ex Ante Team
Industrial Process Refrigeration (excl. chillers) (< 50 lbs refrigerant) | Stationary Refrigeration | Industrial | NR | DEER2026 | 2026-01-01 |  | 300 | metric tonne CO2e/metric tonne CO2 | EPA | Final Rule - Phasedown of Hydrofluorocarbons: Restrictions on the Use of Certain Hydrofluorocarbons under Subsection (i) of the American Innovation and Manufacturing Act of 2020 - https://www.epa.gov/system/files/documents/2023-10/technology-transitions-final-rule-fact-sheet-2023.pdf | 0 | 2024-02-22 13:43 |  | Deemed Ex Ante Team | 2024-02-22 13:43 |  | Deemed Ex Ante Team
Industrial Process Refrigeration (excl. chillers) (> 50 lbs refrigerant) | Stationary Refrigeration | Industrial | AOE | DEER2022 | 2022-01-01 | 2025-12-31 | 14800 | metric tonne CO2e/metric tonne CO2 | EPA | https://www.epa.gov/snap/substitutes-industrial-process-refrigeration | 0 | 2024-02-22 13:43 |  | Deemed Ex Ante Team | 2024-02-22 13:43 |  | Deemed Ex Ante Team
Industrial Process Refrigeration (excl. chillers) (> 50 lbs refrigerant) | Stationary Refrigeration | Industrial | AOE | DEER2026 | 2026-01-01 |  | 300 | metric tonne CO2e/metric tonne CO2 | EPA | Final Rule - Phasedown of Hydrofluorocarbons: Restrictions on the Use of Certain Hydrofluorocarbons under Subsection (i) of the American Innovation and Manufacturing Act of 2020 - https://www.epa.gov/system/files/documents/2023-10/technology-transitions-final-rule-fact-sheet-2023.pdf | 0 | 2024-02-22 13:43 |  | Deemed Ex Ante Team | 2024-02-22 13:43 |  | Deemed Ex Ante Team
Industrial Process Refrigeration (excl. chillers) (> 50 lbs refrigerant) | Stationary Refrigeration | Industrial | AR | DEER2022 | 2022-01-01 | 2025-12-31 | 14800 | metric tonne CO2e/metric tonne CO2 | EPA | https://www.epa.gov/snap/substitutes-industrial-process-refrigeration | 0 | 2024-02-22 13:43 |  | Deemed Ex Ante Team | 2024-02-22 13:43 |  | Deemed Ex Ante Team
Industrial Process Refrigeration (excl. chillers) (> 50 lbs refrigerant) | Stationary Refrigeration | Industrial | AR | DEER2026 | 2026-01-01 |  | 300 | metric tonne CO2e/metric tonne CO2 | EPA | Final Rule - Phasedown of Hydrofluorocarbons: Restrictions on the Use of Certain Hydrofluorocarbons under Subsection (i) of the American Innovation and Manufacturing Act of 2020 - https://www.epa.gov/system/files/documents/2023-10/technology-transitions-final-rule-fact-sheet-2023.pdf | 0 | 2024-02-22 13:43 |  | Deemed Ex Ante Team | 2024-02-22 13:43 |  | Deemed Ex Ante Team
Industrial Process Refrigeration (excl. chillers) (> 50 lbs refrigerant) | Stationary Refrigeration | Industrial | NR | DEER2022 | 2022-01-01 | 2025-12-31 | 14800 | metric tonne CO2e/metric tonne CO2 | EPA | https://www.epa.gov/snap/substitutes-industrial-process-refrigeration | 0 | 2024-02-22 13:43 |  | Deemed Ex Ante Team | 2024-02-22 13:43 |  | Deemed Ex Ante Team
Industrial Process Refrigeration (excl. chillers) (> 50 lbs refrigerant) | Stationary Refrigeration | Industrial | NR | DEER2026 | 2026-01-01 |  | 300 | metric tonne CO2e/metric tonne CO2 | EPA | Final Rule - Phasedown of Hydrofluorocarbons: Restrictions on the Use of Certain Hydrofluorocarbons under Subsection (i) of the American Innovation and Manufacturing Act of 2020 - https://www.epa.gov/system/files/documents/2023-10/technology-transitions-final-rule-fact-sheet-2023.pdf | 0 | 2024-02-22 13:43 |  | Deemed Ex Ante Team | 2024-02-22 13:43 |  | Deemed Ex Ante Team
Industrial Process Refrigeration (excl. chillers) and other Refrigeration (> 50 lbs refrigerant) | Stationary Refrigeration | Industrial | NC | DEER2022 | 2022-01-01 |  | 150 | metric tonne CO2e/metric tonne CO2 | CARB | California Code of Regulations, Title 17, Division 3, Chapter 1, Subchapter 10 Climate Change, Article 4 - December 29, 2021 (https://ww2.arb.ca.gov/sites/default/files/barcu/regact/2020/hfc2020/frorevised.pdf) | 0 | 2024-02-22 13:43 |  | Deemed Ex Ante Team | 2024-02-22 13:43 |  | Deemed Ex Ante Team
Retail Food Refrigeration (> 50 lbs refrigerant) | Stationary Refrigeration | Large retail food chain (≥20 stores) | AOE | DEER2022 | 2022-01-01 | 2026-12-31 | 3337 | metric tonne CO2e/metric tonne CO2 | EPA | https://www.epa.gov/snap/retail-food-refrigeration | 0 | 2024-02-22 13:43 |  | Deemed Ex Ante Team | 2024-02-22 13:43 |  | Deemed Ex Ante Team
Retail Food Refrigeration (> 50 lbs refrigerant) | Stationary Refrigeration | Large retail food chain (≥20 stores) | AOE | DEER2027 | 2027-01-01 | 2029-12-31 | 2500 | metric tonne CO2e/metric tonne CO2 | CARB | California Code of Regulations, Title 17, Division 3, Chapter 1, Subchapter 10 Climate Change, Article 4, p. 27 - December 29, 2021 (https://ww2.arb.ca.gov/sites/default/files/barcu/regact/2020/hfc2020/frorevised.pdf) | 0 | 2024-02-22 13:43 |  | Deemed Ex Ante Team | 2024-02-22 13:43 |  | Deemed Ex Ante Team
Retail Food Refrigeration (> 50 lbs refrigerant) | Stationary Refrigeration | Large retail food chain (≥20 stores) | AOE | DEER2030 | 2030-01-01 |  | 1400 | metric tonne CO2e/metric tonne CO2 | CARB | California Code of Regulations, Title 17, Division 3, Chapter 1, Subchapter 10 Climate Change, Article 4, p. 27 - December 29, 2021 (https://ww2.arb.ca.gov/sites/default/files/barcu/regact/2020/hfc2020/frorevised.pdf) | 0 | 2024-02-22 13:43 |  | Deemed Ex Ante Team | 2024-02-22 13:43 |  | Deemed Ex Ante Team
Retail Food Refrigeration (> 50 lbs refrigerant) | Stationary Refrigeration | Large retail food chain (≥20 stores) | AR | DEER2022 | 2022-01-01 | 2026-12-31 | 3337 | metric tonne CO2e/metric tonne CO2 | EPA | https://www.epa.gov/snap/retail-food-refrigeration | 0 | 2024-02-22 13:43 |  | Deemed Ex Ante Team | 2024-02-22 13:43 |  | Deemed Ex Ante Team
Retail Food Refrigeration (> 50 lbs refrigerant) | Stationary Refrigeration | Large retail food chain (≥20 stores) | AR | DEER2027 | 2027-01-01 | 2029-12-31 | 2500 | metric tonne CO2e/metric tonne CO2 | CARB | California Code of Regulations, Title 17, Division 3, Chapter 1, Subchapter 10 Climate Change, Article 4, p. 27 - December 29, 2021 (https://ww2.arb.ca.gov/sites/default/files/barcu/regact/2020/hfc2020/frorevised.pdf) | 0 | 2024-02-22 13:43 |  | Deemed Ex Ante Team | 2024-02-22 13:43 |  | Deemed Ex Ante Team
Retail Food Refrigeration (> 50 lbs refrigerant) | Stationary Refrigeration | Large retail food chain (≥20 stores) | AR | DEER2030 | 2030-01-01 |  | 1400 | metric tonne CO2e/metric tonne CO2 | CARB | California Code of Regulations, Title 17, Division 3, Chapter 1, Subchapter 10 Climate Change, Article 4, p. 27 - December 29, 2021 (https://ww2.arb.ca.gov/sites/default/files/barcu/regact/2020/hfc2020/frorevised.pdf) | 0 | 2024-02-22 13:43 |  | Deemed Ex Ante Team | 2024-02-22 13:43 |  | Deemed Ex Ante Team
Retail Food Refrigeration (> 50 lbs refrigerant) | Stationary Refrigeration | Large retail food chain (≥20 stores) | NR | DEER2022 | 2022-01-01 | 2026-12-31 | 3337 | metric tonne CO2e/metric tonne CO2 | EPA | https://www.epa.gov/snap/retail-food-refrigeration | 0 | 2024-02-22 13:43 |  | Deemed Ex Ante Team | 2024-02-22 13:43 |  | Deemed Ex Ante Team
Retail Food Refrigeration (> 50 lbs refrigerant) | Stationary Refrigeration | Large retail food chain (≥20 stores) | NR | DEER2027 | 2027-01-01 | 2029-12-31 | 2500 | metric tonne CO2e/metric tonne CO2 | CARB | California Code of Regulations, Title 17, Division 3, Chapter 1, Subchapter 10 Climate Change, Article 4, p. 27 - December 29, 2021 (https://ww2.arb.ca.gov/sites/default/files/barcu/regact/2020/hfc2020/frorevised.pdf) | 0 | 2024-02-22 13:43 |  | Deemed Ex Ante Team | 2024-02-22 13:43 |  | Deemed Ex Ante Team
Retail Food Refrigeration (> 50 lbs refrigerant) | Stationary Refrigeration | Large retail food chain (≥20 stores) | NR | DEER2030 | 2030-01-01 |  | 1400 | metric tonne CO2e/metric tonne CO2 | CARB | California Code of Regulations, Title 17, Division 3, Chapter 1, Subchapter 10 Climate Change, Article 4, p. 27 - December 29, 2021 (https://ww2.arb.ca.gov/sites/default/files/barcu/regact/2020/hfc2020/frorevised.pdf) | 0 | 2024-02-22 13:43 |  | Deemed Ex Ante Team | 2024-02-22 13:43 |  | Deemed Ex Ante Team
Retail Food Refrigeration (< 50 lbs refrigerant) | Stationary Refrigeration | Retail food facility | AR | DEER2022 | 2022-01-01 |  | 3337 | metric tonne CO2e/metric tonne CO2 | EPA | https://www.epa.gov/snap/retail-food-refrigeration | 0 | 2024-02-22 13:43 |  | Deemed Ex Ante Team | 2024-02-22 13:43 |  | Deemed Ex Ante Team
Retail Food Refrigeration (< 50 lbs refrigerant) | Stationary Refrigeration | Retail food facility | NC | DEER2022 | 2022-01-01 |  | 3337 | metric tonne CO2e/metric tonne CO2 | EPA | https://www.epa.gov/snap/retail-food-refrigeration | 0 | 2024-02-22 13:43 |  | Deemed Ex Ante Team | 2024-02-22 13:43 |  | Deemed Ex Ante Team
Retail Food Refrigeration (< 50 lbs refrigerant) | Stationary Refrigeration | Retail food facility | NR | DEER2022 | 2022-01-01 |  | 3337 | metric tonne CO2e/metric tonne CO2 | EPA | https://www.epa.gov/snap/retail-food-refrigeration | 0 | 2024-02-22 13:43 |  | Deemed Ex Ante Team | 2024-02-22 13:43 |  | Deemed Ex Ante Team
Retail Food Refrigeration (> 50 lbs refrigerant) | Stationary Refrigeration | Retail food facility | NC | DEER2022 | 2022-01-01 |  | 150 | metric tonne CO2e/metric tonne CO2 | CARB | California Code of Regulations, Title 17, Division 3, Chapter 1, Subchapter 10 Climate Change, Article 4, p. 27 - December 29, 2021 (https://ww2.arb.ca.gov/sites/default/files/barcu/regact/2020/hfc2020/frorevised.pdf) | 0 | 2024-02-22 13:43 |  | Deemed Ex Ante Team | 2024-02-22 13:43 |  | Deemed Ex Ante Team
Retail Food Refrigeration (> 50 lbs refrigerant) | Stationary Refrigeration | Small retail food chain (<20 stores) | AOE | DEER2022 | 2022-01-01 | 2029-12-31 | 3337 | metric tonne CO2e/metric tonne CO2 | EPA | https://www.epa.gov/snap/retail-food-refrigeration | 0 | 2024-02-22 13:43 |  | Deemed Ex Ante Team | 2024-02-22 13:43 |  | Deemed Ex Ante Team
Retail Food Refrigeration (> 50 lbs refrigerant) | Stationary Refrigeration | Small retail food chain (<20 stores) | AOE | DEER2030 | 2030-01-01 |  | 1400 | metric tonne CO2e/metric tonne CO2 | CARB | California Code of Regulations, Title 17, Division 3, Chapter 1, Subchapter 10 Climate Change, Article 4, p. 27 - December 29, 2021 (https://ww2.arb.ca.gov/sites/default/files/barcu/regact/2020/hfc2020/frorevised.pdf) | 0 | 2024-02-22 13:43 |  | Deemed Ex Ante Team | 2024-02-22 13:43 |  | Deemed Ex Ante Team
Retail Food Refrigeration (> 50 lbs refrigerant) | Stationary Refrigeration | Small retail food chain (<20 stores) | AR | DEER2022 | 2022-01-01 | 2029-12-31 | 3337 | metric tonne CO2e/metric tonne CO2 | EPA | https://www.epa.gov/snap/retail-food-refrigeration | 0 | 2024-02-22 13:43 |  | Deemed Ex Ante Team | 2024-02-22 13:43 |  | Deemed Ex Ante Team
Retail Food Refrigeration (> 50 lbs refrigerant) | Stationary Refrigeration | Small retail food chain (<20 stores) | AR | DEER2030 | 2030-01-01 |  | 1400 | metric tonne CO2e/metric tonne CO2 | CARB | California Code of Regulations, Title 17, Division 3, Chapter 1, Subchapter 10 Climate Change, Article 4, p. 27 - December 29, 2021 (https://ww2.arb.ca.gov/sites/default/files/barcu/regact/2020/hfc2020/frorevised.pdf) | 0 | 2024-02-22 13:43 |  | Deemed Ex Ante Team | 2024-02-22 13:43 |  | Deemed Ex Ante Team
Retail Food Refrigeration (> 50 lbs refrigerant) | Stationary Refrigeration | Small retail food chain (<20 stores) | NR | DEER2022 | 2022-01-01 | 2029-12-31 | 3337 | metric tonne CO2e/metric tonne CO2 | EPA | https://www.epa.gov/snap/retail-food-refrigeration | 0 | 2024-02-22 13:43 |  | Deemed Ex Ante Team | 2024-02-22 13:43 |  | Deemed Ex Ante Team
Retail Food Refrigeration (> 50 lbs refrigerant) | Stationary Refrigeration | Small retail food chain (<20 stores) | NR | DEER2030 | 2030-01-01 |  | 1400 | metric tonne CO2e/metric tonne CO2 | CARB | California Code of Regulations, Title 17, Division 3, Chapter 1, Subchapter 10 Climate Change, Article 4, p. 27 - December 29, 2021 (https://ww2.arb.ca.gov/sites/default/files/barcu/regact/2020/hfc2020/frorevised.pdf) | 0 | 2024-02-22 13:43 |  | Deemed Ex Ante Team | 2024-02-22 13:43 |  | Deemed Ex Ante Team
Cold Storage Warehouse (< 50 lbs refrigerant) | Stationary Refrigeration | Unregulated | AOE | DEER2022 | 2022-01-01 |  | 3337 | metric tonne CO2e/metric tonne CO2 | EPA | https://www.epa.gov/snap/substitutes-cold-storage-warehouses | 0 | 2024-02-22 13:43 |  | Deemed Ex Ante Team | 2024-02-22 13:43 |  | Deemed Ex Ante Team
Cold Storage Warehouse (< 50 lbs refrigerant) | Stationary Refrigeration | Unregulated | AR | DEER2022 | 2022-01-01 |  | 3337 | metric tonne CO2e/metric tonne CO2 | EPA | https://www.epa.gov/snap/substitutes-cold-storage-warehouses | 0 | 2024-02-22 13:43 |  | Deemed Ex Ante Team | 2024-02-22 13:43 |  | Deemed Ex Ante Team
Cold Storage Warehouse (< 50 lbs refrigerant) | Stationary Refrigeration | Unregulated | NC | DEER2022 | 2022-01-01 | 2025-12-31 | 3337 | metric tonne CO2e/metric tonne CO2 | EPA | https://www.epa.gov/snap/substitutes-cold-storage-warehouses | 0 | 2024-02-22 13:43 |  | Deemed Ex Ante Team | 2024-02-22 13:43 |  | Deemed Ex Ante Team
Cold Storage Warehouse (< 50 lbs refrigerant) | Stationary Refrigeration | Unregulated | NC | DEER2026 | 2026-01-01 |  | 300 | metric tonne CO2e/metric tonne CO2 | EPA | Final Rule - Phasedown of Hydrofluorocarbons: Restrictions on the Use of Certain Hydrofluorocarbons under Subsection (i) of the American Innovation and Manufacturing Act of 2020 - https://www.epa.gov/system/files/documents/2023-10/technology-transitions-final-rule-fact-sheet-2023.pdf | 0 | 2024-02-22 13:43 |  | Deemed Ex Ante Team | 2024-02-22 13:43 |  | Deemed Ex Ante Team
Cold Storage Warehouse (< 50 lbs refrigerant) | Stationary Refrigeration | Unregulated | NR | DEER2022 | 2022-01-01 |  | 3337 | metric tonne CO2e/metric tonne CO2 | EPA | https://www.epa.gov/snap/substitutes-cold-storage-warehouses | 0 | 2024-02-22 13:43 |  | Deemed Ex Ante Team | 2024-02-22 13:43 |  | Deemed Ex Ante Team
Ice Rinks (< 50 lbs refrigerant) | Stationary Refrigeration | Unregulated | AOE | DEER2022 | 2022-01-01 |  | 3990 | metric tonne CO2e/metric tonne CO2 | EPA | https://www.epa.gov/snap/substitutes-ice-skating-rinks | 0 | 2024-02-22 13:43 |  | Deemed Ex Ante Team | 2024-02-22 13:43 |  | Deemed Ex Ante Team
Ice Rinks (< 50 lbs refrigerant) | Stationary Refrigeration | Unregulated | AR | DEER2022 | 2022-01-01 |  | 3990 | metric tonne CO2e/metric tonne CO2 | EPA | https://www.epa.gov/snap/substitutes-ice-skating-rinks | 0 | 2024-02-22 13:43 |  | Deemed Ex Ante Team | 2024-02-22 13:43 |  | Deemed Ex Ante Team
Ice Rinks (< 50 lbs refrigerant) | Stationary Refrigeration | Unregulated | NC | DEER2022 | 2022-01-01 | 2024-12-31 | 3990 | metric tonne CO2e/metric tonne CO2 | EPA | https://www.epa.gov/snap/substitutes-ice-skating-rinks | 0 | 2024-02-22 13:43 |  | Deemed Ex Ante Team | 2024-02-22 13:43 |  | Deemed Ex Ante Team
Ice Rinks (< 50 lbs refrigerant) | Stationary Refrigeration | Unregulated | NC | DEER2025 | 2025-01-01 |  | 700 | metric tonne CO2e/metric tonne CO2 | EPA | Final Rule - Phasedown of Hydrofluorocarbons: Restrictions on the Use of Certain Hydrofluorocarbons under Subsection (i) of the American Innovation and Manufacturing Act of 2020 | 0 | 2024-02-22 13:43 |  | Deemed Ex Ante Team | 2024-02-22 13:43 |  | Deemed Ex Ante Team
Ice Rinks (< 50 lbs refrigerant) | Stationary Refrigeration | Unregulated | NR | DEER2022 | 2022-01-01 |  | 3990 | metric tonne CO2e/metric tonne CO2 | EPA | https://www.epa.gov/snap/substitutes-ice-skating-rinks | 0 | 2024-02-22 13:43 |  | Deemed Ex Ante Team | 2024-02-22 13:43 |  | Deemed Ex Ante Team
Industrial Process Refrigeration (excl. chillers) and other Refrigeration (> 50 lbs refrigerant) | Stationary Refrigeration | Unregulated | NC | DEER2022 | 2022-01-01 |  | 14800 | metric tonne CO2e/metric tonne CO2 | EPA | https://www.epa.gov/snap/substitutes-industrial-process-refrigeration | 0 | 2024-02-22 13:43 |  | Deemed Ex Ante Team | 2024-02-22 13:43 |  | Deemed Ex Ante Team
Chillers - Industrial Process Refrigeration (fluid leaving the chiller at temperatures ≤ +35 °F and > -10 °F) | Stationary Refrigeration | Industrial | NC | DEER2022 | 2022-01-01 | 2023-12-31 | 14800 | metric tonne CO2e/metric tonne CO2 | EPA | https://www.epa.gov/snap/substitutes-industrial-process-refrigeration | 0 | 2024-03-22 19:03 |  | Deemed Ex Ante Team | 2024-02-22 13:43 |  | Deemed Ex Ante Team
Commercial Ice Machine (self-contained air-cooled unit), Batch Type: Harvest Rate ≤ 1,000 lb./day | Stationary Refrigeration | Commercial / Industrial | NC | DEER2022 | 2022-01-01 | 2025-12-31 | 14800 | metric tonne CO2e/metric tonne CO2 | EPA | https://www.epa.gov/system/files/documents/2023-10/technology-transitions-final-rule-fact-sheet-2023.pdf, p. 9 | 0 | 2024-04-17 17:04 |  | Deemed Ex Ante Team | 2024-04-17 17:04 | Added for SWFS006 Ice Machine, Commercial | Deemed Ex Ante Team
Commercial Ice Machine (self-contained air-cooled unit), Batch Type: Harvest Rate ≤ 1,000 lb./day | Stationary Refrigeration | Commercial / Industrial | NR | DEER2022 | 2022-01-01 | 2025-12-31 | 14800 | metric tonne CO2e/metric tonne CO2 | EPA | https://www.epa.gov/system/files/documents/2023-10/technology-transitions-final-rule-fact-sheet-2023.pdf, p. 9 | 0 | 2024-04-17 17:04 |  | Deemed Ex Ante Team | 2024-04-17 17:04 | Added for SWFS006 Ice Machine, Commercial | Deemed Ex Ante Team
Commercial Ice Machine (self-contained air-cooled unit), Batch Type: Harvest Rate ≤ 1,000 lb./day | Stationary Refrigeration | Commercial / Industrial | AR | DEER2022 | 2022-01-01 | 2025-12-31 | 14800 | metric tonne CO2e/metric tonne CO2 | EPA | https://www.epa.gov/system/files/documents/2023-10/technology-transitions-final-rule-fact-sheet-2023.pdf, p. 9 | 0 | 2024-04-17 17:04 |  | Deemed Ex Ante Team | 2024-04-17 17:04 | Added for SWFS006 Ice Machine, Commercial | Deemed Ex Ante Team
Commercial Ice Machine (self-contained air-cooled unit), Batch Type: Harvest Rate ≤ 1,000 lb./day | Stationary Refrigeration | Commercial / Industrial | NC | DEER2026 | 2026-01-01 |  | 150 | metric tonne CO2e/metric tonne CO2 | EPA | https://www.epa.gov/system/files/documents/2023-10/technology-transitions-final-rule-fact-sheet-2023.pdf, p. 9 | 0 | 2024-04-17 17:04 |  | Deemed Ex Ante Team | 2024-04-17 17:04 | Added for SWFS006 Ice Machine, Commercial | Deemed Ex Ante Team
Commercial Ice Machine (self-contained air-cooled unit), Batch Type: Harvest Rate ≤ 1,000 lb./day | Stationary Refrigeration | Commercial / Industrial | NR | DEER2026 | 2026-01-01 |  | 150 | metric tonne CO2e/metric tonne CO2 | EPA | https://www.epa.gov/system/files/documents/2023-10/technology-transitions-final-rule-fact-sheet-2023.pdf, p. 9 | 0 | 2024-04-17 17:04 |  | Deemed Ex Ante Team | 2024-04-17 17:04 | Added for SWFS006 Ice Machine, Commercial | Deemed Ex Ante Team
Commercial Ice Machine (self-contained air-cooled unit), Batch Type: Harvest Rate ≤ 1,000 lb./day | Stationary Refrigeration | Commercial / Industrial | AR | DEER2026 | 2026-01-01 |  | 150 | metric tonne CO2e/metric tonne CO2 | EPA | https://www.epa.gov/system/files/documents/2023-10/technology-transitions-final-rule-fact-sheet-2023.pdf, p. 9 | 0 | 2024-04-17 17:04 |  | Deemed Ex Ante Team | 2024-04-17 17:04 | Added for SWFS006 Ice Machine, Commercial | Deemed Ex Ante Team
Commercial Ice Machine (self-contained air-cooled unit), Continuous Type: Harvest Rate ≤ 1,200 lb./day | Stationary Refrigeration | Commercial / Industrial | NC | DEER2022 | 2022-01-01 | 2025-12-31 | 14800 | metric tonne CO2e/metric tonne CO2 | EPA | https://www.epa.gov/system/files/documents/2023-10/technology-transitions-final-rule-fact-sheet-2023.pdf, p. 9 | 0 | 2024-04-17 17:04 |  | Deemed Ex Ante Team | 2024-04-17 17:04 | Added for SWFS006 Ice Machine, Commercial | Deemed Ex Ante Team
Commercial Ice Machine (self-contained air-cooled unit), Continuous Type: Harvest Rate ≤ 1,200 lb./day | Stationary Refrigeration | Commercial / Industrial | NR | DEER2022 | 2022-01-01 | 2025-12-31 | 14800 | metric tonne CO2e/metric tonne CO2 | EPA | https://www.epa.gov/system/files/documents/2023-10/technology-transitions-final-rule-fact-sheet-2023.pdf, p. 9 | 0 | 2024-04-17 17:04 |  | Deemed Ex Ante Team | 2024-04-17 17:04 | Added for SWFS006 Ice Machine, Commercial | Deemed Ex Ante Team
Commercial Ice Machine (self-contained air-cooled unit), Continuous Type: Harvest Rate ≤ 1,200 lb./day | Stationary Refrigeration | Commercial / Industrial | AR | DEER2022 | 2022-01-01 | 2025-12-31 | 14800 | metric tonne CO2e/metric tonne CO2 | EPA | https://www.epa.gov/system/files/documents/2023-10/technology-transitions-final-rule-fact-sheet-2023.pdf, p. 9 | 0 | 2024-04-17 17:04 |  | Deemed Ex Ante Team | 2024-04-17 17:04 | Added for SWFS006 Ice Machine, Commercial | Deemed Ex Ante Team
Commercial Ice Machine (self-contained air-cooled unit), Continuous Type: Harvest Rate ≤ 1,200 lb./day | Stationary Refrigeration | Commercial / Industrial | NC | DEER2026 | 2026-01-01 |  | 150 | metric tonne CO2e/metric tonne CO2 | EPA | https://www.epa.gov/system/files/documents/2023-10/technology-transitions-final-rule-fact-sheet-2023.pdf, p. 9 | 0 | 2024-04-17 17:04 |  | Deemed Ex Ante Team | 2024-04-17 17:04 | Added for SWFS006 Ice Machine, Commercial | Deemed Ex Ante Team
Commercial Ice Machine (self-contained air-cooled unit), Continuous Type: Harvest Rate ≤ 1,200 lb./day | Stationary Refrigeration | Commercial / Industrial | NR | DEER2026 | 2026-01-01 |  | 150 | metric tonne CO2e/metric tonne CO2 | EPA | https://www.epa.gov/system/files/documents/2023-10/technology-transitions-final-rule-fact-sheet-2023.pdf, p. 9 | 0 | 2024-04-17 17:04 |  | Deemed Ex Ante Team | 2024-04-17 17:04 | Added for SWFS006 Ice Machine, Commercial | Deemed Ex Ante Team
Commercial Ice Machine (self-contained air-cooled unit), Continuous Type: Harvest Rate ≤ 1,200 lb./day | Stationary Refrigeration | Commercial / Industrial | AR | DEER2026 | 2026-01-01 |  | 150 | metric tonne CO2e/metric tonne CO2 | EPA | https://www.epa.gov/system/files/documents/2023-10/technology-transitions-final-rule-fact-sheet-2023.pdf, p. 9 | 0 | 2024-04-17 17:04 |  | Deemed Ex Ante Team | 2024-04-17 17:04 | Added for SWFS006 Ice Machine, Commercial | Deemed Ex Ante Team
Commercial Ice Machine (self-contained air-cooled unit), Batch Type: Harvest Rate > 1,000 lb./day | Stationary Refrigeration | Commercial / Industrial | NC | DEER2022 | 2022-01-01 | 2026-12-31 | 14800 | metric tonne CO2e/metric tonne CO2 | EPA | https://www.epa.gov/system/files/documents/2023-10/technology-transitions-final-rule-fact-sheet-2023.pdf, p. 9 | 0 | 2024-04-17 17:04 |  | Deemed Ex Ante Team | 2024-04-17 17:04 | Added for SWFS006 Ice Machine, Commercial | Deemed Ex Ante Team
Commercial Ice Machine (self-contained air-cooled unit), Batch Type: Harvest Rate > 1,000 lb./day | Stationary Refrigeration | Commercial / Industrial | NR | DEER2022 | 2022-01-01 | 2026-12-31 | 14800 | metric tonne CO2e/metric tonne CO2 | EPA | https://www.epa.gov/system/files/documents/2023-10/technology-transitions-final-rule-fact-sheet-2023.pdf, p. 9 | 0 | 2024-04-17 17:04 |  | Deemed Ex Ante Team | 2024-04-17 17:04 | Added for SWFS006 Ice Machine, Commercial | Deemed Ex Ante Team
Commercial Ice Machine (self-contained air-cooled unit), Batch Type: Harvest Rate > 1,000 lb./day | Stationary Refrigeration | Commercial / Industrial | AR | DEER2022 | 2022-01-01 | 2026-12-31 | 14800 | metric tonne CO2e/metric tonne CO2 | EPA | https://www.epa.gov/system/files/documents/2023-10/technology-transitions-final-rule-fact-sheet-2023.pdf, p. 9 | 0 | 2024-04-17 17:04 |  | Deemed Ex Ante Team | 2024-04-17 17:04 | Added for SWFS006 Ice Machine, Commercial | Deemed Ex Ante Team
Commercial Ice Machine (self-contained air-cooled unit), Continuous Type: Harvest Rate > 1,200 lb./day | Stationary Refrigeration | Commercial / Industrial | NC | DEER2022 | 2022-01-01 | 2026-12-31 | 14800 | metric tonne CO2e/metric tonne CO2 | EPA | https://www.epa.gov/system/files/documents/2023-10/technology-transitions-final-rule-fact-sheet-2023.pdf, p. 9 | 0 | 2024-04-17 17:04 |  | Deemed Ex Ante Team | 2024-04-17 17:04 | Added for SWFS006 Ice Machine, Commercial | Deemed Ex Ante Team
Commercial Ice Machine (self-contained air-cooled unit), Continuous Type: Harvest Rate > 1,200 lb./day | Stationary Refrigeration | Commercial / Industrial | NR | DEER2022 | 2022-01-01 | 2026-12-31 | 14800 | metric tonne CO2e/metric tonne CO2 | EPA | https://www.epa.gov/system/files/documents/2023-10/technology-transitions-final-rule-fact-sheet-2023.pdf, p. 9 | 0 | 2024-04-17 17:04 |  | Deemed Ex Ante Team | 2024-04-17 17:04 | Added for SWFS006 Ice Machine, Commercial | Deemed Ex Ante Team
Commercial Ice Machine (self-contained air-cooled unit), Continuous Type: Harvest Rate > 1,200 lb./day | Stationary Refrigeration | Commercial / Industrial | AR | DEER2022 | 2022-01-01 | 2026-12-31 | 14800 | metric tonne CO2e/metric tonne CO2 | EPA | https://www.epa.gov/system/files/documents/2023-10/technology-transitions-final-rule-fact-sheet-2023.pdf, p. 9 | 0 | 2024-04-17 17:04 |  | Deemed Ex Ante Team | 2024-04-17 17:04 | Added for SWFS006 Ice Machine, Commercial | Deemed Ex Ante Team
Commercial Ice Machine (self-contained air-cooled unit), Batch Type: Harvest Rate > 1,000 lb./day | Stationary Refrigeration | Commercial / Industrial | NC | DEER2026 | 2027-01-01 |  | 14800 | metric tonne CO2e/metric tonne CO2 | EPA | https://www.epa.gov/system/files/documents/2023-10/technology-transitions-final-rule-fact-sheet-2023.pdf, p. 9 | 0 | 2024-04-17 17:04 |  | Deemed Ex Ante Team | 2024-04-17 17:04 | Added for SWFS006 Ice Machine, Commercial | Deemed Ex Ante Team | R-402A, R-402B, R-404A, R-407A, R-407B, R-407C, R-407F, R-408A, R-410A, R-410B, R-411A, R-411B, R-417A, R-417C, R-420A, R-421A, R-421B, R-422A, R-422B, R-422C, R-422D, R-424A, R-426A, R-428A, R-434A, R-437A, R-438A, R-442A, R-507, R-507A, HFC134a, R-125/290/134a/600a (55/1/42.5/1.5), RB-276, RS-24 (2002 formulation), RS-44 (2003 formulation), GHG-X5, G2018C, Freeze 12
Commercial Ice Machine (self-contained air-cooled unit), Batch Type: Harvest Rate > 1,000 lb./day | Stationary Refrigeration | Commercial / Industrial | NR | DEER2026 | 2027-01-01 |  | 14800 | metric tonne CO2e/metric tonne CO2 | EPA | https://www.epa.gov/system/files/documents/2023-10/technology-transitions-final-rule-fact-sheet-2023.pdf, p. 9 | 0 | 2024-04-17 17:04 |  | Deemed Ex Ante Team | 2024-04-17 17:04 | Added for SWFS006 Ice Machine, Commercial | Deemed Ex Ante Team | R-402A, R-402B, R-404A, R-407A, R-407B, R-407C, R-407F, R-408A, R-410A, R-410B, R-411A, R-411B, R-417A, R-417C, R-420A, R-421A, R-421B, R-422A, R-422B, R-422C, R-422D, R-424A, R-426A, R-428A, R-434A, R-437A, R-438A, R-442A, R-507, R-507A, HFC134a, R-125/290/134a/600a (55/1/42.5/1.5), RB-276, RS-24 (2002 formulation), RS-44 (2003 formulation), GHG-X5, G2018C, Freeze 12
Commercial Ice Machine (self-contained air-cooled unit), Batch Type: Harvest Rate > 1,000 lb./day | Stationary Refrigeration | Commercial / Industrial | AR | DEER2026 | 2027-01-01 |  | 14800 | metric tonne CO2e/metric tonne CO2 | EPA | https://www.epa.gov/system/files/documents/2023-10/technology-transitions-final-rule-fact-sheet-2023.pdf, p. 9 | 0 | 2024-04-17 17:04 |  | Deemed Ex Ante Team | 2024-04-17 17:04 | Added for SWFS006 Ice Machine, Commercial | Deemed Ex Ante Team | R-402A, R-402B, R-404A, R-407A, R-407B, R-407C, R-407F, R-408A, R-410A, R-410B, R-411A, R-411B, R-417A, R-417C, R-420A, R-421A, R-421B, R-422A, R-422B, R-422C, R-422D, R-424A, R-426A, R-428A, R-434A, R-437A, R-438A, R-442A, R-507, R-507A, HFC134a, R-125/290/134a/600a (55/1/42.5/1.5), RB-276, RS-24 (2002 formulation), RS-44 (2003 formulation), GHG-X5, G2018C, Freeze 12
Commercial Ice Machine (self-contained air-cooled unit), Continuous Type: Harvest Rate > 1,200 lb./day | Stationary Refrigeration | Commercial / Industrial | NC | DEER2026 | 2027-01-01 |  | 14800 | metric tonne CO2e/metric tonne CO2 | EPA | https://www.epa.gov/system/files/documents/2023-10/technology-transitions-final-rule-fact-sheet-2023.pdf, p. 9 | 0 | 2024-04-17 17:04 |  | Deemed Ex Ante Team | 2024-04-17 17:04 | Added for SWFS006 Ice Machine, Commercial | Deemed Ex Ante Team | R-402A, R-402B, R-404A, R-407A, R-407B, R-407C, R-407F, R-408A, R-410A, R-410B, R-411A, R-411B, R-417A, R-417C, R-420A, R-421A, R-421B, R-422A, R-422B, R-422C, R-422D, R-424A, R-426A, R-428A, R-434A, R-437A, R-438A, R-442A, R-507, R-507A, HFC134a, R-125/290/134a/600a (55/1/42.5/1.5), RB-276, RS-24 (2002 formulation), RS-44 (2003 formulation), GHG-X5, G2018C, Freeze 12
Commercial Ice Machine (self-contained air-cooled unit), Continuous Type: Harvest Rate > 1,200 lb./day | Stationary Refrigeration | Commercial / Industrial | NR | DEER2026 | 2027-01-01 |  | 14800 | metric tonne CO2e/metric tonne CO2 | EPA | https://www.epa.gov/system/files/documents/2023-10/technology-transitions-final-rule-fact-sheet-2023.pdf, p. 9 | 0 | 2024-04-17 17:04 |  | Deemed Ex Ante Team | 2024-04-17 17:04 | Added for SWFS006 Ice Machine, Commercial | Deemed Ex Ante Team | R-402A, R-402B, R-404A, R-407A, R-407B, R-407C, R-407F, R-408A, R-410A, R-410B, R-411A, R-411B, R-417A, R-417C, R-420A, R-421A, R-421B, R-422A, R-422B, R-422C, R-422D, R-424A, R-426A, R-428A, R-434A, R-437A, R-438A, R-442A, R-507, R-507A, HFC134a, R-125/290/134a/600a (55/1/42.5/1.5), RB-276, RS-24 (2002 formulation), RS-44 (2003 formulation), GHG-X5, G2018C, Freeze 12
Commercial Ice Machine (self-contained air-cooled unit), Continuous Type: Harvest Rate > 1,200 lb./day | Stationary Refrigeration | Commercial / Industrial | AR | DEER2026 | 2027-01-01 |  | 14800 | metric tonne CO2e/metric tonne CO2 | EPA | https://www.epa.gov/system/files/documents/2023-10/technology-transitions-final-rule-fact-sheet-2023.pdf, p. 9 | 0 | 2024-04-17 17:04 |  | Deemed Ex Ante Team | 2024-04-17 17:04 | Added for SWFS006 Ice Machine, Commercial | Deemed Ex Ante Team | R-402A, R-402B, R-404A, R-407A, R-407B, R-407C, R-407F, R-408A, R-410A, R-410B, R-411A, R-411B, R-417A, R-417C, R-420A, R-421A, R-421B, R-422A, R-422B, R-422C, R-422D, R-424A, R-426A, R-428A, R-434A, R-437A, R-438A, R-442A, R-507, R-507A, HFC134a, R-125/290/134a/600a (55/1/42.5/1.5), RB-276, RS-24 (2002 formulation), RS-44 (2003 formulation), GHG-X5, G2018C, Freeze 12
Commercial Ice Machine (self-contained air-cooled unit), Batch Type: Harvest Rate ≤ 1,000 lb./day | Stationary Refrigeration | Retail food facility | NC | DEER2022 | 2022-01-01 | 2025-12-31 | 14800 | metric tonne CO2e/metric tonne CO2 | EPA | https://www.epa.gov/system/files/documents/2023-10/technology-transitions-final-rule-fact-sheet-2023.pdf, p. 9 | 0 | 2024-04-17 17:18 |  | Deemed Ex Ante Team | 2024-04-17 17:18 | Added for SWFS006 Ice Machine, Commercial | Deemed Ex Ante Team
Commercial Ice Machine (self-contained air-cooled unit), Batch Type: Harvest Rate ≤ 1,000 lb./day | Stationary Refrigeration | Retail food facility | NR | DEER2022 | 2022-01-01 | 2025-12-31 | 14800 | metric tonne CO2e/metric tonne CO2 | EPA | https://www.epa.gov/system/files/documents/2023-10/technology-transitions-final-rule-fact-sheet-2023.pdf, p. 9 | 0 | 2024-04-17 17:18 |  | Deemed Ex Ante Team | 2024-04-17 17:18 | Added for SWFS006 Ice Machine, Commercial | Deemed Ex Ante Team
Commercial Ice Machine (self-contained air-cooled unit), Batch Type: Harvest Rate ≤ 1,000 lb./day | Stationary Refrigeration | Retail food facility | AR | DEER2022 | 2022-01-01 | 2025-12-31 | 14800 | metric tonne CO2e/metric tonne CO2 | EPA | https://www.epa.gov/system/files/documents/2023-10/technology-transitions-final-rule-fact-sheet-2023.pdf, p. 9 | 0 | 2024-04-17 17:18 |  | Deemed Ex Ante Team | 2024-04-17 17:18 | Added for SWFS006 Ice Machine, Commercial | Deemed Ex Ante Team
Commercial Ice Machine (self-contained air-cooled unit), Batch Type: Harvest Rate ≤ 1,000 lb./day | Stationary Refrigeration | Retail food facility | NC | DEER2026 | 2026-01-01 |  | 150 | metric tonne CO2e/metric tonne CO2 | EPA | https://www.epa.gov/system/files/documents/2023-10/technology-transitions-final-rule-fact-sheet-2023.pdf, p. 9 | 0 | 2024-04-17 17:18 |  | Deemed Ex Ante Team | 2024-04-17 17:18 | Added for SWFS006 Ice Machine, Commercial | Deemed Ex Ante Team
Commercial Ice Machine (self-contained air-cooled unit), Batch Type: Harvest Rate ≤ 1,000 lb./day | Stationary Refrigeration | Retail food facility | NR | DEER2026 | 2026-01-01 |  | 150 | metric tonne CO2e/metric tonne CO2 | EPA | https://www.epa.gov/system/files/documents/2023-10/technology-transitions-final-rule-fact-sheet-2023.pdf, p. 9 | 0 | 2024-04-17 17:18 |  | Deemed Ex Ante Team | 2024-04-17 17:18 | Added for SWFS006 Ice Machine, Commercial | Deemed Ex Ante Team
Commercial Ice Machine (self-contained air-cooled unit), Batch Type: Harvest Rate ≤ 1,000 lb./day | Stationary Refrigeration | Retail food facility | AR | DEER2026 | 2026-01-01 |  | 150 | metric tonne CO2e/metric tonne CO2 | EPA | https://www.epa.gov/system/files/documents/2023-10/technology-transitions-final-rule-fact-sheet-2023.pdf, p. 9 | 0 | 2024-04-17 17:18 |  | Deemed Ex Ante Team | 2024-04-17 17:18 | Added for SWFS006 Ice Machine, Commercial | Deemed Ex Ante Team
Commercial Ice Machine (self-contained air-cooled unit), Continuous Type: Harvest Rate ≤ 1,200 lb./day | Stationary Refrigeration | Retail food facility | NC | DEER2022 | 2022-01-01 | 2025-12-31 | 14800 | metric tonne CO2e/metric tonne CO2 | EPA | https://www.epa.gov/system/files/documents/2023-10/technology-transitions-final-rule-fact-sheet-2023.pdf, p. 9 | 0 | 2024-04-17 17:18 |  | Deemed Ex Ante Team | 2024-04-17 17:18 | Added for SWFS006 Ice Machine, Commercial | Deemed Ex Ante Team
Commercial Ice Machine (self-contained air-cooled unit), Continuous Type: Harvest Rate ≤ 1,200 lb./day | Stationary Refrigeration | Retail food facility | NR | DEER2022 | 2022-01-01 | 2025-12-31 | 14800 | metric tonne CO2e/metric tonne CO2 | EPA | https://www.epa.gov/system/files/documents/2023-10/technology-transitions-final-rule-fact-sheet-2023.pdf, p. 9 | 0 | 2024-04-17 17:18 |  | Deemed Ex Ante Team | 2024-04-17 17:18 | Added for SWFS006 Ice Machine, Commercial | Deemed Ex Ante Team
Commercial Ice Machine (self-contained air-cooled unit), Continuous Type: Harvest Rate ≤ 1,200 lb./day | Stationary Refrigeration | Retail food facility | AR | DEER2022 | 2022-01-01 | 2025-12-31 | 14800 | metric tonne CO2e/metric tonne CO2 | EPA | https://www.epa.gov/system/files/documents/2023-10/technology-transitions-final-rule-fact-sheet-2023.pdf, p. 9 | 0 | 2024-04-17 17:18 |  | Deemed Ex Ante Team | 2024-04-17 17:18 | Added for SWFS006 Ice Machine, Commercial | Deemed Ex Ante Team
Commercial Ice Machine (self-contained air-cooled unit), Continuous Type: Harvest Rate ≤ 1,200 lb./day | Stationary Refrigeration | Retail food facility | NC | DEER2026 | 2026-01-01 |  | 150 | metric tonne CO2e/metric tonne CO2 | EPA | https://www.epa.gov/system/files/documents/2023-10/technology-transitions-final-rule-fact-sheet-2023.pdf, p. 9 | 0 | 2024-04-17 17:18 |  | Deemed Ex Ante Team | 2024-04-17 17:18 | Added for SWFS006 Ice Machine, Commercial | Deemed Ex Ante Team
Commercial Ice Machine (self-contained air-cooled unit), Continuous Type: Harvest Rate ≤ 1,200 lb./day | Stationary Refrigeration | Retail food facility | NR | DEER2026 | 2026-01-01 |  | 150 | metric tonne CO2e/metric tonne CO2 | EPA | https://www.epa.gov/system/files/documents/2023-10/technology-transitions-final-rule-fact-sheet-2023.pdf, p. 9 | 0 | 2024-04-17 17:18 |  | Deemed Ex Ante Team | 2024-04-17 17:18 | Added for SWFS006 Ice Machine, Commercial | Deemed Ex Ante Team
Commercial Ice Machine (self-contained air-cooled unit), Continuous Type: Harvest Rate ≤ 1,200 lb./day | Stationary Refrigeration | Retail food facility | AR | DEER2026 | 2026-01-01 |  | 150 | metric tonne CO2e/metric tonne CO2 | EPA | https://www.epa.gov/system/files/documents/2023-10/technology-transitions-final-rule-fact-sheet-2023.pdf, p. 9 | 0 | 2024-04-17 17:18 |  | Deemed Ex Ante Team | 2024-04-17 17:18 | Added for SWFS006 Ice Machine, Commercial | Deemed Ex Ante Team
Commercial Ice Machine (self-contained air-cooled unit), Batch Type: Harvest Rate > 1,000 lb./day | Stationary Refrigeration | Retail food facility | NC | DEER2022 | 2022-01-01 | 2026-12-31 | 14800 | metric tonne CO2e/metric tonne CO2 | EPA | https://www.epa.gov/system/files/documents/2023-10/technology-transitions-final-rule-fact-sheet-2023.pdf, p. 9 | 0 | 2024-04-17 17:18 |  | Deemed Ex Ante Team | 2024-04-17 17:18 | Added for SWFS006 Ice Machine, Commercial | Deemed Ex Ante Team
Commercial Ice Machine (self-contained air-cooled unit), Batch Type: Harvest Rate > 1,000 lb./day | Stationary Refrigeration | Retail food facility | NR | DEER2022 | 2022-01-01 | 2026-12-31 | 14800 | metric tonne CO2e/metric tonne CO2 | EPA | https://www.epa.gov/system/files/documents/2023-10/technology-transitions-final-rule-fact-sheet-2023.pdf, p. 9 | 0 | 2024-04-17 17:18 |  | Deemed Ex Ante Team | 2024-04-17 17:18 | Added for SWFS006 Ice Machine, Commercial | Deemed Ex Ante Team
Commercial Ice Machine (self-contained air-cooled unit), Batch Type: Harvest Rate > 1,000 lb./day | Stationary Refrigeration | Retail food facility | AR | DEER2022 | 2022-01-01 | 2026-12-31 | 14800 | metric tonne CO2e/metric tonne CO2 | EPA | https://www.epa.gov/system/files/documents/2023-10/technology-transitions-final-rule-fact-sheet-2023.pdf, p. 9 | 0 | 2024-04-17 17:18 |  | Deemed Ex Ante Team | 2024-04-17 17:18 | Added for SWFS006 Ice Machine, Commercial | Deemed Ex Ante Team
Commercial Ice Machine (self-contained air-cooled unit), Continuous Type: Harvest Rate > 1,200 lb./day | Stationary Refrigeration | Retail food facility | NC | DEER2022 | 2022-01-01 | 2026-12-31 | 14800 | metric tonne CO2e/metric tonne CO2 | EPA | https://www.epa.gov/system/files/documents/2023-10/technology-transitions-final-rule-fact-sheet-2023.pdf, p. 9 | 0 | 2024-04-17 17:18 |  | Deemed Ex Ante Team | 2024-04-17 17:18 | Added for SWFS006 Ice Machine, Commercial | Deemed Ex Ante Team
Commercial Ice Machine (self-contained air-cooled unit), Continuous Type: Harvest Rate > 1,200 lb./day | Stationary Refrigeration | Retail food facility | NR | DEER2022 | 2022-01-01 | 2026-12-31 | 14800 | metric tonne CO2e/metric tonne CO2 | EPA | https://www.epa.gov/system/files/documents/2023-10/technology-transitions-final-rule-fact-sheet-2023.pdf, p. 9 | 0 | 2024-04-17 17:18 |  | Deemed Ex Ante Team | 2024-04-17 17:18 | Added for SWFS006 Ice Machine, Commercial | Deemed Ex Ante Team
Commercial Ice Machine (self-contained air-cooled unit), Continuous Type: Harvest Rate > 1,200 lb./day | Stationary Refrigeration | Retail food facility | AR | DEER2022 | 2022-01-01 | 2026-12-31 | 14800 | metric tonne CO2e/metric tonne CO2 | EPA | https://www.epa.gov/system/files/documents/2023-10/technology-transitions-final-rule-fact-sheet-2023.pdf, p. 9 | 0 | 2024-04-17 17:18 |  | Deemed Ex Ante Team | 2024-04-17 17:18 | Added for SWFS006 Ice Machine, Commercial | Deemed Ex Ante Team
Commercial Ice Machine (self-contained air-cooled unit), Batch Type: Harvest Rate > 1,000 lb./day | Stationary Refrigeration | Retail food facility | NC | DEER2026 | 2027-01-01 |  | 14800 | metric tonne CO2e/metric tonne CO2 | EPA | https://www.epa.gov/system/files/documents/2023-10/technology-transitions-final-rule-fact-sheet-2023.pdf, p. 9 | 0 | 2024-04-17 17:18 |  | Deemed Ex Ante Team | 2024-04-17 17:18 | Added for SWFS006 Ice Machine, Commercial | Deemed Ex Ante Team | R-402A, R-402B, R-404A, R-407A, R-407B, R-407C, R-407F, R-408A, R-410A, R-410B, R-411A, R-411B, R-417A, R-417C, R-420A, R-421A, R-421B, R-422A, R-422B, R-422C, R-422D, R-424A, R-426A, R-428A, R-434A, R-437A, R-438A, R-442A, R-507, R-507A, HFC134a, R-125/290/134a/600a (55/1/42.5/1.5), RB-276, RS-24 (2002 formulation), RS-44 (2003 formulation), GHG-X5, G2018C, Freeze 12
Commercial Ice Machine (self-contained air-cooled unit), Batch Type: Harvest Rate > 1,000 lb./day | Stationary Refrigeration | Retail food facility | NR | DEER2026 | 2027-01-01 |  | 14800 | metric tonne CO2e/metric tonne CO2 | EPA | https://www.epa.gov/system/files/documents/2023-10/technology-transitions-final-rule-fact-sheet-2023.pdf, p. 9 | 0 | 2024-04-17 17:18 |  | Deemed Ex Ante Team | 2024-04-17 17:18 | Added for SWFS006 Ice Machine, Commercial | Deemed Ex Ante Team | R-402A, R-402B, R-404A, R-407A, R-407B, R-407C, R-407F, R-408A, R-410A, R-410B, R-411A, R-411B, R-417A, R-417C, R-420A, R-421A, R-421B, R-422A, R-422B, R-422C, R-422D, R-424A, R-426A, R-428A, R-434A, R-437A, R-438A, R-442A, R-507, R-507A, HFC134a, R-125/290/134a/600a (55/1/42.5/1.5), RB-276, RS-24 (2002 formulation), RS-44 (2003 formulation), GHG-X5, G2018C, Freeze 12
Commercial Ice Machine (self-contained air-cooled unit), Batch Type: Harvest Rate > 1,000 lb./day | Stationary Refrigeration | Retail food facility | AR | DEER2026 | 2027-01-01 |  | 14800 | metric tonne CO2e/metric tonne CO2 | EPA | https://www.epa.gov/system/files/documents/2023-10/technology-transitions-final-rule-fact-sheet-2023.pdf, p. 9 | 0 | 2024-04-17 17:18 |  | Deemed Ex Ante Team | 2024-04-17 17:18 | Added for SWFS006 Ice Machine, Commercial | Deemed Ex Ante Team | R-402A, R-402B, R-404A, R-407A, R-407B, R-407C, R-407F, R-408A, R-410A, R-410B, R-411A, R-411B, R-417A, R-417C, R-420A, R-421A, R-421B, R-422A, R-422B, R-422C, R-422D, R-424A, R-426A, R-428A, R-434A, R-437A, R-438A, R-442A, R-507, R-507A, HFC134a, R-125/290/134a/600a (55/1/42.5/1.5), RB-276, RS-24 (2002 formulation), RS-44 (2003 formulation), GHG-X5, G2018C, Freeze 12
Commercial Ice Machine (self-contained air-cooled unit), Continuous Type: Harvest Rate > 1,200 lb./day | Stationary Refrigeration | Retail food facility | NC | DEER2026 | 2027-01-01 |  | 14800 | metric tonne CO2e/metric tonne CO2 | EPA | https://www.epa.gov/system/files/documents/2023-10/technology-transitions-final-rule-fact-sheet-2023.pdf, p. 9 | 0 | 2024-04-17 17:18 |  | Deemed Ex Ante Team | 2024-04-17 17:18 | Added for SWFS006 Ice Machine, Commercial | Deemed Ex Ante Team | R-402A, R-402B, R-404A, R-407A, R-407B, R-407C, R-407F, R-408A, R-410A, R-410B, R-411A, R-411B, R-417A, R-417C, R-420A, R-421A, R-421B, R-422A, R-422B, R-422C, R-422D, R-424A, R-426A, R-428A, R-434A, R-437A, R-438A, R-442A, R-507, R-507A, HFC134a, R-125/290/134a/600a (55/1/42.5/1.5), RB-276, RS-24 (2002 formulation), RS-44 (2003 formulation), GHG-X5, G2018C, Freeze 12
Commercial Ice Machine (self-contained air-cooled unit), Continuous Type: Harvest Rate > 1,200 lb./day | Stationary Refrigeration | Retail food facility | NR | DEER2026 | 2027-01-01 |  | 14800 | metric tonne CO2e/metric tonne CO2 | EPA | https://www.epa.gov/system/files/documents/2023-10/technology-transitions-final-rule-fact-sheet-2023.pdf, p. 9 | 0 | 2024-04-17 17:18 |  | Deemed Ex Ante Team | 2024-04-17 17:18 | Added for SWFS006 Ice Machine, Commercial | Deemed Ex Ante Team | R-402A, R-402B, R-404A, R-407A, R-407B, R-407C, R-407F, R-408A, R-410A, R-410B, R-411A, R-411B, R-417A, R-417C, R-420A, R-421A, R-421B, R-422A, R-422B, R-422C, R-422D, R-424A, R-426A, R-428A, R-434A, R-437A, R-438A, R-442A, R-507, R-507A, HFC134a, R-125/290/134a/600a (55/1/42.5/1.5), RB-276, RS-24 (2002 formulation), RS-44 (2003 formulation), GHG-X5, G2018C, Freeze 12
Commercial Ice Machine (self-contained air-cooled unit), Continuous Type: Harvest Rate > 1,200 lb./day | Stationary Refrigeration | Retail food facility | AR | DEER2026 | 2027-01-01 |  | 14800 | metric tonne CO2e/metric tonne CO2 | EPA | https://www.epa.gov/system/files/documents/2023-10/technology-transitions-final-rule-fact-sheet-2023.pdf, p. 9 | 0 | 2024-04-17 17:18 |  | Deemed Ex Ante Team | 2024-04-17 17:18 | Added for SWFS006 Ice Machine, Commercial | Deemed Ex Ante Team | R-402A, R-402B, R-404A, R-407A, R-407B, R-407C, R-407F, R-408A, R-410A, R-410B, R-411A, R-411B, R-417A, R-417C, R-420A, R-421A, R-421B, R-422A, R-422B, R-422C, R-422D, R-424A, R-426A, R-428A, R-434A, R-437A, R-438A, R-442A, R-507, R-507A, HFC134a, R-125/290/134a/600a (55/1/42.5/1.5), RB-276, RS-24 (2002 formulation), RS-44 (2003 formulation), GHG-X5, G2018C, Freeze 12

## CARB_RefrigLeaks__DEER
CARB_Sector | CARB_DeviceType | Version | ACC_Vintage | AvgChargeUnit | AvgCharge | AnnualLkgUnit | AnnualLkg | EOL_LkgUnit | EOL_Lkg | t_EOL_Unit | t_EOL | LifetimeLkgUnit | LifetimeLkg | LifetimeChargeLossUnit | LifetimeChargeLoss | StartDate | ExpiryDate | IsProposed | LastMod | LastModComment | LastModBy | Created | CreatedComment | CreatedBy | deerversion
Appliance | Heat Pump Clothes Dryers | DEER2022 | 2021ACC | pound/unit | 0.882 | percent | 1% | percent | 100% | years | 14 | percent | 100% | pound/unit | 0.882 | 2021-01-01 |  | 0 | 2024-02-29 08:56 |  | Deemed Ex Ante Team | 2024-02-29 08:56 |  | Deemed Ex Ante Team
Appliance | Heat Pump Water Heaters | DEER2022 | 2021ACC | pound/unit | 2.4 | percent | 1% | percent | 100% | years | 14 | percent | 100% | pound/unit | 2.4 | 2021-01-01 |  | 0 | 2024-02-29 08:56 |  | Deemed Ex Ante Team | 2024-02-29 08:56 |  | Deemed Ex Ante Team
Appliance | Household refrigerator freezer | DEER2022 | 2021ACC | pound/unit | 0.342 | percent | 1% | percent | 77% | years | 14 | percent | 80.22% | pound/unit | 0.27435 | 2021-01-01 |  | 0 | 2024-02-29 08:56 |  | Deemed Ex Ante Team | 2024-02-29 08:56 |  | Deemed Ex Ante Team
MVAC and Transport Refrigeration | Mobile Vehicle AC (MVAC) Light Duty (LD) | DEER2022 | 2021ACC | pound/unit | 1.52 | percent | 8% | percent | 42.5% | years | 2 | percent | 131.7% | pound/unit | 2.0018 | 2021-01-01 |  | 0 | 2024-02-29 08:56 |  | Deemed Ex Ante Team | 2024-02-29 08:56 |  | Deemed Ex Ante Team
MVAC and Transport Refrigeration | MVAC Bus | DEER2022 | 2021ACC | pound/unit | 21.8 | percent | 11.7% | percent | 49% | years | 1 | percent | 183.7% | pound/unit | 40.0394 | 2021-01-01 |  | 0 | 2024-02-29 08:56 |  | Deemed Ex Ante Team | 2024-02-29 08:56 |  | Deemed Ex Ante Team
MVAC and Transport Refrigeration | MVAC Heavy Duty (HD) (non-bus) | DEER2021 | 2021ACC | pound/unit | 2.92 | percent | 33.8% | percent | 51.34% | years | 1 | percent | 372% | pound/unit | 10.862 | 2021-01-01 |  | 0 | 2024-02-29 08:56 |  | Deemed Ex Ante Team | 2024-02-29 08:56 |  | Deemed Ex Ante Team
MVAC and Transport Refrigeration | MVAC Off-Road | DEER2021 | 2021ACC | pound/unit | 2.43 | percent | 33.8% | percent | 51.3% | years | 1 | percent | 372% | pound/unit | 9.0386 | 2021-01-01 |  | 0 | 2024-02-29 08:56 |  | Deemed Ex Ante Team | 2024-02-29 08:56 |  | Deemed Ex Ante Team
MVAC and Transport Refrigeration | Refrigerated Shipping Containers | DEER2021 | 2021ACC | pound/unit | 33.1 | percent | 5% | percent | 19.1% | years | 1 | percent | 43.15% | pound/unit | 14.281 | 2021-01-01 |  | 0 | 2024-02-29 08:56 |  | Deemed Ex Ante Team | 2024-02-29 08:56 |  | Deemed Ex Ante Team
MVAC and Transport Refrigeration | Ships | DEER2021 | 2021ACC | pound/unit | 273.2 | percent | 36.6% | percent | 0% | years | 1 | percent | 549% | pound/unit | 1499.868 | 2021-01-01 |  | 0 | 2024-02-29 08:56 |  | Deemed Ex Ante Team | 2024-02-29 08:56 |  | Deemed Ex Ante Team
MVAC and Transport Refrigeration | Transport Refrigerated Units (TRUs) | DEER2021 | 2021ACC | pound/unit | 16 | percent | 15% | percent | 49% | years | 1 | percent | 146.6% | pound/unit | 23.464 | 2021-01-01 |  | 0 | 2024-02-29 08:56 |  | Deemed Ex Ante Team | 2024-02-29 08:56 |  | Deemed Ex Ante Team
Stationary Air-conditioning | Commercial Unitary AC 50-200 lbs., > 135,000 BTUh size | DEER2021 | 2021ACC | pound/unit | 70 | percent | 7% | percent | 20% | years | 0 | percent | 160% | pound/unit | 112 | 2021-01-01 |  | 0 | 2024-02-29 08:56 |  | Deemed Ex Ante Team | 2024-02-29 08:56 |  | Deemed Ex Ante Team
Stationary Air-conditioning | Commercial Unitary AC, < 50-lbs., < 135,000 BTUh size (includes smaller "residential-type" central AC and heat pumps) | DEER2021 | 2021ACC | pound/unit | 18.2 | percent | 4.7% | percent | 56% | years | 0 | percent | 126.5% | pound/unit | 23.023 | 2021-01-01 |  | 0 | 2024-02-29 08:56 |  | Deemed Ex Ante Team | 2024-02-29 08:56 |  | Deemed Ex Ante Team
Stationary Air-conditioning | Dehumidifiers | DEER2021 | 2021ACC | pound/unit | 1 | percent | 1% | percent | 98.5% | years | 5 | percent | 98.58% | pound/unit | 0.98575 | 2021-01-01 |  | 0 | 2024-02-29 08:56 |  | Deemed Ex Ante Team | 2024-02-29 08:56 |  | Deemed Ex Ante Team
Stationary Air-conditioning | Large Chiller 2,000 lbs. + | DEER2021 | 2021ACC | pound/unit | 3978 | percent | 2.3% | percent | 20% | years | 0 | percent | 66% | pound/unit | 2625.48 | 2021-01-01 |  | 0 | 2024-02-29 08:56 |  | Deemed Ex Ante Team | 2024-02-29 08:56 |  | Deemed Ex Ante Team
Stationary Air-conditioning | Medium Chiller 200-2,000 lbs. | DEER2021 | 2021ACC | pound/unit | 526 | percent | 3% | percent | 20% | years | 0 | percent | 80% | pound/unit | 420.8 | 2021-01-01 |  | 0 | 2024-02-29 08:56 |  | Deemed Ex Ante Team | 2024-02-29 08:56 |  | Deemed Ex Ante Team
Stationary Air-conditioning | Portable AC | DEER2021 | 2021ACC | pound/unit | 1.54 | percent | 1% | percent | 98.5% | years | 10 | percent | 98.65% | pound/unit | 1.5192 | 2021-01-01 |  | 0 | 2024-02-29 08:56 |  | Deemed Ex Ante Team | 2024-02-29 08:56 |  | Deemed Ex Ante Team
Stationary Air-conditioning | Residential Heat Pumps | DEER2021 | 2021ACC | pound/unit | 8.2 | percent | 5.3% | percent | 80% | years | 3 | percent | 146.8% | pound/unit | 12.036 | 2021-01-01 |  | 0 | 2024-02-29 08:56 |  | Deemed Ex Ante Team | 2024-02-29 08:56 |  | Deemed Ex Ante Team
Stationary Air-conditioning | Residential Unitary AC | DEER2021 | 2021ACC | pound/unit | 7.5 | percent | 5% | percent | 80% | years | 3 | percent | 143% | pound/unit | 10.725 | 2021-01-01 |  | 0 | 2024-02-29 08:56 |  | Deemed Ex Ante Team | 2024-02-29 08:56 |  | Deemed Ex Ante Team
Stationary Air-conditioning | Window/Room AC and PTAC Units, commercial | DEER2021 | 2021ACC | pound/unit | 1.54 | percent | 2% | percent | 98.5% | years | 12 | percent | 98.86% | pound/unit | 1.5224 | 2021-01-01 |  | 0 | 2024-02-29 08:56 |  | Deemed Ex Ante Team | 2024-02-29 08:56 |  | Deemed Ex Ante Team
Stationary Air-conditioning | Window/Room/Wall AC and Packaged Terminal AC (PTAC) Units, residential | DEER2021 | 2021ACC | pound/unit | 1.54 | percent | 2% | percent | 98.5% | years | 12 | percent | 98.86% | pound/unit | 1.5224 | 2021-01-01 |  | 0 | 2024-02-29 08:56 |  | Deemed Ex Ante Team | 2024-02-29 08:56 |  | Deemed Ex Ante Team
Stationary Refrigeration | Commercial Ice Machines | DEER2021 | 2021ACC | pound/unit | 3.31 | percent | 0.5% | percent | 98.5% | years | 5 | percent | 98.54% | pound/unit | 3.2616 | 2021-01-01 |  | 0 | 2024-02-29 08:56 |  | Deemed Ex Ante Team | 2024-02-29 08:56 |  | Deemed Ex Ante Team
Stationary Refrigeration | Large cold storage 2,000 lbs. + | DEER2021 | 2021ACC | pound/unit | 7252 | percent | 14.8% | percent | 20% | years | 0 | percent | 316% | pound/unit | 22916.32 | 2021-01-01 |  | 0 | 2024-02-29 08:56 |  | Deemed Ex Ante Team | 2024-02-29 08:56 |  | Deemed Ex Ante Team
Stationary Refrigeration | Large commercial refrigeration 2,000 lbs. + | DEER2021 | 2021ACC | pound/unit | 3352 | percent | 24.2% | percent | 20% | years | 0 | percent | 383% | pound/unit | 12838.16 | 2021-01-01 |  | 0 | 2024-02-29 08:56 |  | Deemed Ex Ante Team | 2024-02-29 08:56 |  | Deemed Ex Ante Team
Stationary Refrigeration | Large industrial process cooling 2,000 lbs. + | DEER2021 | 2021ACC | pound/unit | 5873 | percent | 12.3% | percent | 20% | years | 0 | percent | 266% | pound/unit | 15622.18 | 2021-01-01 |  | 0 | 2024-02-29 08:56 |  | Deemed Ex Ante Team | 2024-02-29 08:56 |  | Deemed Ex Ante Team
Stationary Refrigeration | Medium cold storage 200-2,000 lbs. | DEER2021 | 2021ACC | pound/unit | 552 | percent | 10.3% | percent | 20% | years | 0 | percent | 226% | pound/unit | 1247.52 | 2021-01-01 |  | 0 | 2024-02-29 08:56 |  | Deemed Ex Ante Team | 2024-02-29 08:56 |  | Deemed Ex Ante Team
Stationary Refrigeration | Medium commercial refrigeration 200-2,000 lbs. | DEER2021 | 2021ACC | pound/unit | 684 | percent | 22.9% | percent | 20% | years | 0 | percent | 363.5% | pound/unit | 2486.34 | 2021-01-01 |  | 0 | 2024-02-29 08:56 |  | Deemed Ex Ante Team | 2024-02-29 08:56 |  | Deemed Ex Ante Team
Stationary Refrigeration | Medium industrial process cooling 200-2,000 lbs. | DEER2021 | 2021ACC | pound/unit | 660 | percent | 12.5% | percent | 20% | years | 0 | percent | 270% | pound/unit | 1782 | 2021-01-01 |  | 0 | 2024-02-29 08:56 |  | Deemed Ex Ante Team | 2024-02-29 08:56 |  | Deemed Ex Ante Team
Stationary Refrigeration | Refrigerated Food Processing and Dispensing Equipment | DEER2021 | 2021ACC | pound/unit | 3 | percent | 1% | percent | 98.5% | years | 6 | percent | 104.6% | pound/unit | 3.1377 | 2021-01-01 |  | 0 | 2024-02-29 08:56 |  | Deemed Ex Ante Team | 2024-02-29 08:56 |  | Deemed Ex Ante Team
Stationary Refrigeration | Refrigerated vending machines | DEER2021 | 2021ACC | pound/unit | 0.63 | percent | 1% | percent | 98.5% | years | 15 | percent | 98.72% | pound/unit | 0.62197 | 2021-01-01 |  | 0 | 2024-02-29 08:56 |  | Deemed Ex Ante Team | 2024-02-29 08:56 |  | Deemed Ex Ante Team
Stationary Refrigeration | Small cold storage 50-200 lbs. | DEER2021 | 2021ACC | pound/unit | 113 | percent | 4% | percent | 20% | years | 0 | percent | 100% | pound/unit | 113 | 2021-01-01 |  | 0 | 2024-02-29 08:56 |  | Deemed Ex Ante Team | 2024-02-29 08:56 |  | Deemed Ex Ante Team
Stationary Refrigeration | Small commercial refrigeration 50-200 lbs. | DEER2021 | 2021ACC | pound/unit | 103 | percent | 15.6% | percent | 20% | years | 0 | percent | 332% | pound/unit | 341.96 | 2021-01-01 |  | 0 | 2024-02-29 08:56 |  | Deemed Ex Ante Team | 2024-02-29 08:56 |  | Deemed Ex Ante Team
Stationary Refrigeration | Small industrial process cooling 50-200 lbs. | DEER2021 | 2021ACC | pound/unit | 104 | percent | 9.1% | percent | 20% | years | 0 | percent | 202% | pound/unit | 210.08 | 2021-01-01 |  | 0 | 2024-02-29 08:56 |  | Deemed Ex Ante Team | 2024-02-29 08:56 |  | Deemed Ex Ante Team
Stationary Refrigeration | Stand alone (self-contained) refrig units | DEER2021 | 2021ACC | pound/unit | 1.023 | percent | 1% | percent | 98.5% | years | 10 | percent | 108.7% | pound/unit | 1.1115 | 2021-01-01 |  | 0 | 2024-02-29 08:56 |  | Deemed Ex Ante Team | 2024-02-29 08:56 |  | Deemed Ex Ante Team
Stationary Refrigeration | Sub-small commercial refrigeration < 50 lbs. | DEER2021 | 2021ACC | pound/unit | 23 | percent | 15% | percent | 34% | years | 0 | percent | 244% | pound/unit | 56.12 | 2021-01-01 |  | 0 | 2024-02-29 08:56 |  | Deemed Ex Ante Team | 2024-02-29 08:56 |  | Deemed Ex Ante Team
Stationary Refrigeration | Water Coolers - Drinking Fountains | DEER2021 | 2021ACC | pound/unit | 0.25 | percent | 1% | percent | 98.5% | years | 14 | percent | 98.71% | pound/unit | 0.24677 | 2021-01-01 |  | 0 | 2024-02-29 08:56 |  | Deemed Ex Ante Team | 2024-02-29 08:56 |  | Deemed Ex Ante Team

## EUL_basis__DEER
EUL_ID | Description | Version | VersionSource | LastMod | Sector | UseCategory | UseSubCategory | TechGroup | TechType | BldgType | BldgLoc | BasisType | BasisValue | BasisDegFactor | defEFLH | EUL_Max_Yrs | EUL_Yrs | RUL_Yrs | LastModComment | Status | StartDate | ExpiryDate | HOU_cat | FilingSpec | ClaimSpec | IsProposed | LastModBy | Created | CreatedComment | CreatedBy
Agr-DripIrr | Sprinkler to Drip/Micro Irrigation | DEER2014 | D08 v2.05 | 2023-10-18 09:57 | Ag | Irrigate | FarmIrrig | Irrigation |  | Any | Any | rated years |  |  |  |  | 20 | 6.7 | Expired--no longer used | Standard | 2013-01-01 | 2022-12-31 | None | 1 | 1 | 0 | Deemed Ex Ante Team |  |  | Deemed Ex Ante Team
Agr-GHC | Greenhouse Heat Curtain | DEER2014 | D08 v2.05 | 2023-10-18 09:57 | Ag | ProcHeat | EvapSepDehyd | BldgShell | ThermCurtain | Any | Any | rated years |  |  |  |  | 5 | 1.7 | Updated TechGroup(s) and TechType(s) | Standard | 2013-01-01 |  | None | 1 | 1 | 0 | Deemed Ex Ante Team |  |  | Deemed Ex Ante Team
Agr-Irfilm | Infrared Film for Greenhouses | DEER2014 | D08 v2.05 | 2023-10-18 09:57 | Ag | BldgEnv | Fenestration | Fenest | WinFilm¦IRFilm | Any | Any | rated years |  |  |  |  | 5 | 1.7 | Updated TechType(s) | Standard | 2013-01-01 |  | None | 1 | 1 | 0 | Deemed Ex Ante Team |  |  | Deemed Ex Ante Team
Agr-LPSNperm | Low Pressure Sprinkler Nozzles (permanent) | DEER2014 | D08 v2.05 | 2023-10-18 09:57 | Ag | Irrigate | FarmIrrig | Irrigation |  | Any | Any | rated years |  |  |  |  | 5 | 1.7 | Expired--no longer used | Standard | 2013-01-01 | 2022-12-31 | None | 1 | 1 | 0 | Deemed Ex Ante Team |  |  | Deemed Ex Ante Team
Agr-LPSNport | Low Pressure Sprinkler Nozzles (portable) | DEER2014 | D08 v2.05 | 2023-10-18 09:57 | Ag | Irrigate | FarmIrrig | Irrigation |  | Any | Any | rated years |  |  |  |  | 3 | 1 | Expired--no longer used | Standard | 2013-01-01 | 2022-12-31 | None | 1 | 1 | 0 | Deemed Ex Ante Team |  |  | Deemed Ex Ante Team
Agr-MilkPreCool | Milk Pre-Cooler | DEER2014 | D08 v2.05 | 2023-10-18 09:57 | Ag | ProcRefrig | ProdChill | Ref_Storage | dxDairy | Any | Any | rated years |  |  |  |  | 15 | 5 | Updated TechGroup(s) and using new TechType(s) | Standard | 2013-01-01 |  | None | 1 | 1 | 0 | Deemed Ex Ante Team |  |  | Deemed Ex Ante Team
Agr-VSDmilkTrnsfr | Milk Transfer Pump Variable Speed Drive | DEER2014 | D08 v2.05 | 2023-10-18 09:57 | Ag | ProcDist | Pumping | Motor_Spd | ASD | Any | Any | rated years |  |  |  |  | 15 | 5 | Updated to indicate claim/filing status | Standard | 2013-01-01 |  | None | 1 | 1 | 0 | Deemed Ex Ante Team |  |  | Deemed Ex Ante Team
Agr-VSDmilkVcm | Milking Vacuum Pump Variable Speed Drive | DEER2014 | D08 v2.05 | 2023-10-18 09:57 | Ag | ProcDist | Pumping | Motor_Spd | ASD | Any | Any | rated years |  |  |  |  | 15 | 5 | Updated to indicate claim/filing status | Standard | 2013-01-01 |  | None | 1 | 1 | 0 | Deemed Ex Ante Team |  |  | Deemed Ex Ante Team
Agr-VSDWellPmp | Well Pump Variable Speed Drive | DEER2014 | D08 v2.05 | 2023-10-18 09:57 | Ag | Irrigate | FarmIrrig | Motor_Spd | ASD | Any | Any | rated years |  |  |  |  | 10 | 3.3 | Updated to indicate claim/filing status | Standard | 2013-01-01 |  | None | 1 | 1 | 0 | Deemed Ex Ante Team |  |  | Deemed Ex Ante Team
Agr-WineTnkIns | Wine Tank Insulation | DEER2014 | D08 v2.05 | 2023-10-18 09:57 | Ag | ProcRefrig | ProdChill | Chiller | TankIns | Any | Any | rated years |  |  |  |  | 15 | 5 | Updated to indicate claim/filing status | Standard | 2013-01-01 |  | None | 1 | 1 | 0 | Deemed Ex Ante Team |  |  | Deemed Ex Ante Team
Appl-DW-Dtu | Commercial Door-type dishwasher | ExAnte2015 | PA workpaper | 2023-10-18 09:57 | Com | AppPlug | KitchenApp | Clean_equip | Dishwash | Any | Any | rated years |  |  |  |  | 15 | 5 | Updated to indicate claim/filing status | Standard | 2016-01-01 |  | None | 1 | 1 | 0 | Deemed Ex Ante Team |  |  | Deemed Ex Ante Team
Appl-DW-UnderCounter | Commercial Under-Counter Dishwasher | ExAnte2020 | SWFS018-01 | 2023-10-18 09:57 | Com | AppPlug | KitchenApp | Clean_equip | DishWash | Any | Any | rated years |  |  |  |  | 12 | 4 | Updated to indicate claim/filing status | Standard | 2020-01-01 |  | None | 1 | 1 | 0 | Deemed Ex Ante Team |  |  | Deemed Ex Ante Team
Appl-EffCD | Clothes Dryer | ExAnte2016 | PA workpaper | 2023-10-18 09:57 | Res | AppPlug | Laundry | Clean_equip | ClothesWash | Any | Any | rated years |  |  |  |  | 12 | 4 | Updated to indicate claim/filing status | Available | 2013-01-01 |  | None | 1 | 1 | 0 | Deemed Ex Ante Team |  |  | Deemed Ex Ante Team
Appl-EffCW | High Efficiency Clothes Washer | DEER2014 | D08 v2.05 | 2023-10-18 09:57 | Res | AppPlug | Laundry | Clean_equip | ClothesWash | Any | Any | rated years |  |  |  |  | 11 | 3.7 | Updated to indicate claim/filing status | Standard | 2013-01-01 |  | None | 1 | 1 | 0 | Deemed Ex Ante Team |  |  | Deemed Ex Ante Team
Appl-EffDW | High Efficiency Dishwasher | DEER2014 | D08 v2.05 | 2023-10-18 09:57 | Res | AppPlug | KitchenApp | Clean_equip | DishWash | Any | Any | rated years |  |  |  |  | 11 | 3.7 | Updated to indicate claim/filing status | Standard | 2013-01-01 |  | None | 1 | 1 | 0 | Deemed Ex Ante Team |  |  | Deemed Ex Ante Team
Appl-Elec_Cooking | Residential electric cooktop and/or oven | DEER2020 | D20 v1.0 | 2023-10-18 09:57 | Res | AppPlug | KitchenApp | Cook_equip | Cooking | Any | Any |  |  |  |  | 0 | 16 | 5.3 | Updated to indicate claim/filing status | Proposed | 2020-01-01 |  | None | 1 | 1 | 0 | Deemed Ex Ante Team |  |  | Deemed Ex Ante Team
Appl-ESFrzr | High Efficiency Freezer | DEER2014 | D08 v2.05 | 2023-10-18 09:57 | Res | AppPlug | KitchenApp | Ref_Storage | Freezer | Any | Any | rated years |  |  |  |  | 11 | 3.7 | Updated to indicate claim/filing status | Standard | 2013-01-01 |  | None | 1 | 1 | 0 | Deemed Ex Ante Team |  |  | Deemed Ex Ante Team
Appl-ESRefg | High Efficiency Refrigerator | DEER2014 | D08 v2.05 | 2023-10-18 09:57 | Res | AppPlug | KitchenApp | Ref_Storage | Refrig | Any | Any | rated years |  |  |  |  | 14 | 4.7 | Updated to indicate claim/filing status | Standard | 2013-01-01 |  | None | 1 | 1 | 0 | Deemed Ex Ante Team |  |  | Deemed Ex Ante Team
Appl-Gas_Cooking | Residential gas cooktop and/or oven | DEER2020 | D20 v1.0 | 2023-10-18 09:57 | Res | AppPlug | KitchenApp | Cook_equip | Cooking | Any | Any |  |  |  |  | 0 | 13 | 4.3 | Updated to indicate claim/filing status | Proposed | 2020-01-01 |  | None | 1 | 1 | 0 | Deemed Ex Ante Team |  |  | Deemed Ex Ante Team
Appl-RecFrzr | Freezer Recycling (RUL) | DEER2014 | D08 v2.05 | 2023-10-18 09:57 | Res | AppPlug | KitchenApp | Ref_Storage | Freezer | Any | Any | rated years | [5 empty] | 4 | Updated to indicate claim/filing status | Standard | 2013-01-01 |  | None | 1 | 1 | 0 | Deemed Ex Ante Team |  |  | Deemed Ex Ante Team
Appl-RecRef | Refrigerator Recycling (RUL) | DEER2014 | D08 v2.05 | 2023-10-18 09:57 | Res | AppPlug | KitchenApp | Ref_Storage | Refrig | Any | Any | rated years | [5 empty] | 5 | Updated to indicate claim/filing status | Standard | 2013-01-01 |  | None | 1 | 1 | 0 | Deemed Ex Ante Team |  |  | Deemed Ex Ante Team
AppPlug-AllEquip-Audio | Energy Star Audio Equipment | DEER2014 | PA workpaper | 2023-10-18 09:57 | Res | AppPlug | Electronics | Electronics | AllEquip | Any | Any | evaluated years |  |  |  |  | 3 | 1 | Expired--no longer used | Available | 2013-01-01 | 2022-12-31 | None | 1 | 1 | 0 | Deemed Ex Ante Team |  |  | Deemed Ex Ante Team
AppPlug-AllEquip-BRDVD | Energy Star Blu-Ray/DVD Equipment | DEER2014 | PA workpaper | 2023-10-18 09:57 | Res | AppPlug | Electronics | Electronics | AllEquip | Any | Any | evaluated years |  |  |  |  | 3 | 1 | Expired--no longer used | Available | 2013-01-01 | 2022-12-31 | None | 1 | 1 | 0 | Deemed Ex Ante Team |  |  | Deemed Ex Ante Team
AppPlug-DesktopComp | Residential Desktop Computers | DEER2014 | PA workpaper | 2023-10-18 09:57 | Res | AppPlug | Electronics | Electronics | DesktopComp | Any | Any | evaluated years |  |  |  |  | 5 | 1.67 | Expired--no longer used | Available | 2013-01-01 | 2022-12-31 | None | 1 | 1 | 0 | Deemed Ex Ante Team |  |  | Deemed Ex Ante Team
AppPlug-ModValve-Dryer | Commercial Gas Dryer Modulating Valve | ExAnte2020 | SWAP012-01 | 2023-10-18 09:57 | Com | AppPlug | Laundry | Clean_equip | ClothesWash | Any | Any | rated years |  |  |  |  | 10 | 3.33 | Updated to indicate claim/filing status | Standard | 2020-01-01 |  | None | 1 | 1 | 0 | Deemed Ex Ante Team |  |  | Deemed Ex Ante Team
AppPlug-TV | Residential Use Energy Efficient TV | DEER2014 | PA workpaper | 2023-10-18 09:57 | Res | AppPlug | Electronics | Electronics | TV | Any | Any | evaluated years |  |  |  |  | 10 | 3.33 | Expired--no longer used | Available | 2013-01-01 | 2022-12-31 | None | 1 | 1 | 0 | Deemed Ex Ante Team |  |  | Deemed Ex Ante Team
BldgEnv-CoolRoof | Cool Roof - Commercial | DEER2014 | D08 v2.05 | 2023-10-18 09:57 | Com | BldgEnv | Opaque | BldgShell | CoolRoof | Any | Any | rated years |  |  |  |  | 15 | 5 | Updated to indicate claim/filing status | Standard | 2013-01-01 |  | None | 1 | 1 | 0 | Deemed Ex Ante Team |  |  | Deemed Ex Ante Team
BldgEnv-FlrIns | Floor Insulation - Commercial | DEER2014 | D08 v2.05 | 2023-10-18 09:57 | Com | BldgEnv | Opaque | BldgShell | FloorIns | Any | Any | rated years |  |  |  |  | 20 | 6.7 | Updated to indicate claim/filing status | Standard | 2013-01-01 |  | None | 1 | 1 | 0 | Deemed Ex Ante Team |  |  | Deemed Ex Ante Team
BldgEnv-RoofIns | Roof/Ceiling Insulation - Commercial | DEER2014 | D08 v2.05 | 2023-10-18 09:57 | Com | BldgEnv | Opaque | BldgShell | RigidRoofIns¦SprayRoofIns¦AttBatIns¦AttBlowIns | Any | Any | rated years |  |  |  |  | 20 | 6.7 | Updated TechType(s) | Standard | 2013-01-01 |  | None | 1 | 1 | 0 | Deemed Ex Ante Team |  |  | Deemed Ex Ante Team
BlrTuneup | Boiler Tune-up | DEER2020 | D20 v1 | 2023-10-18 09:57 | Com | Service | Maintenance | WaterHtg_eq | Boiler_RCx | Any | Any | rated years |  |  |  |  | 3 |  | Updated TechGroup(s) and using new TechType(s) | Standard | 2017-01-01 |  | None | 1 | 1 | 0 | Deemed Ex Ante Team |  |  | Deemed Ex Ante Team
BlrTuneup | Boiler Tune-up | ExAnte2013 | IOU Workpaper | 2023-10-18 09:57 | Com | Service | Maintenance | WaterHtg_eq | Boiler_RCx | Any | Any | rated years |  |  |  |  | 5 | 1.7 | Updated TechGroup(s) and using new TechType(s) | Standard | 2013-01-01 | 2016-12-31 | None | 1 | 1 | 0 | Deemed Ex Ante Team |  |  | Deemed Ex Ante Team
BS-BlowInIns | Wall Insulation (blown-in) | DEER2014 | D08 v2.05 | 2023-12-15 12:00 | Res | BldgEnv | Opaque | BldgShell | WallBlowIns | Any | Any | rated years |  |  |  |  | 20 | 6.7 | Expired per D.23-04-035 | Standard | 2013-01-01 | 2023-12-31 | None | 1 | 1 | 0 | Deemed Ex Ante Team |  |  | Deemed Ex Ante Team
BS-BlowInIns | Wall Insulation (blown-in) | DEER2024 | D24 v1 | 2023-12-22 11:07 | Res | BldgEnv | Opaque | BldgShell | WallBlowIns | Any | Any | evaluated years |  |  |  |  | 30 | 10 | Removed IsProposed flag | Standard | 2024-01-01 |  | None | 1 | 1 | 0 | Deemed Ex Ante Team | 2023-12-15 12:01 | "Group A Residential Insulation Measure Effective Useful Life Study Report", 2023-12-22, p. 2; capped at 30 years per D.23-04-035. | Deemed Ex Ante Team
BS-BuriedDuct | Attic insulation (R-60) covering sealed ductwork | ExAnte2022 |  | 2023-10-18 09:57 | Res | BldgEnv | Opaque | BldgShell | BuriedDuct | SFm | Any | rated years |  |  |  |  | 19 | 6.24 | Rounded EUL value for this EUL ID to nearest whole number. | Standard | 2022-06-10 |  | None | 1 | 1 | 1 | Deemed Ex Ante Team | 2022-03-18 | Supporting documentation provided for weighted EUL for new insulation-buried & sealed ductwork measure | Deemed Ex Ante Team
BS-CeilIns | Roof/Ceiling Insulation - Residential | DEER2014 | D08 v2.05 | 2023-12-18 15:44 | Res | BldgEnv | Opaque | BldgShell | RigidRoofIns¦SprayRoofIns¦AttBatIns¦AttBlowIns | Any | Any | rated years |  |  |  |  | 20 | 6.7 | Expired per D.23-04-035 | Standard | 2013-01-01 | 2023-12-31 | None | 1 | 1 | 0 | Deemed Ex Ante Team |  |  | Deemed Ex Ante Team
BS-CeilIns | Roof/Ceiling Insulation - Residential | DEER2024 | D24 v1 | 2023-12-22 11:07 | Res | BldgEnv | Opaque | BldgShell | RigidRoofIns¦SprayRoofIns¦AttBatIns¦AttBlowIns | Any | Any | evaluated years |  |  |  |  | 30 | 10 | Removed IsProposed flag | Standard | 2024-01-01 |  | None | 1 | 1 | 0 | Deemed Ex Ante Team | 2023-12-15 12:01 | "Group A Residential Insulation Measure Effective Useful Life Study Report", 2023-12-22, p. 2; capped at 30 years per D.23-04-035. | Deemed Ex Ante Team
BS-CoolAttic | Cool Attic | DEER2014 | D08 v2.05 | 2023-10-18 09:57 | Res | BldgEnv | Opaque | BldgShell | CoolAttic | Any | Any | rated years |  |  |  |  | 20 | 6.7 | Updated using new TechType(s) | Standard | 2013-01-01 |  | None | 1 | 1 | 0 | Deemed Ex Ante Team |  |  | Deemed Ex Ante Team
BS-Door | Exterior solid-core or metal-clad door | DEER2024 | D24 v0 | 2024-03-27 22:21 | Res | BldgEnv | Opaque | BldgShell | Door | Any | Any | rated years |  |  |  |  | 20 | 6.67 |  | Standard | 2024-03-27 |  | None | 1 | 1 | 1 | Deemed Ex Ante Team | 2024-03-27 22:02 | ENERGY STAR, "Residential Windows Doors and Skylights Data Package.xlsx", Version 7.0, "3. Energy and Cost Savings" worksheet. | Deemed Ex Ante Team
BS-DoorSeals | Door seals | DEER2024 | D24 v0 | 2024-04-02 14:02 | Res | BldgEnv | Opaque | BldgShell | Door | Any | Any | rated years |  |  |  |  | 15 | 5 | Changed TechType from "Weatherize" to "Door" | Standard | 2024-03-27 |  | None | 1 | 1 | 1 | Deemed Ex Ante Team | 2024-03-27 22:02 | Pennsylvania P.U.C., "Technical Reference Manual, Volume 2: Residential Measures", Aug. 2019 (rev. Feb. 2021), p. 155. | Deemed Ex Ante Team
BS-DoorSweep | Door sweep | DEER2024 | D24 v0 | 2024-04-02 14:02 | Res | BldgEnv | Opaque | BldgShell | Door | Any | Any | rated years |  |  |  |  | 5 | 1.67 | Changed TechType from "Weatherize" to "Door" | Standard | 2024-03-27 |  | None | 1 | 1 | 1 | Deemed Ex Ante Team | 2024-03-27 22:10 | Regional Technical Forum, Northwest Council, "ResDoorSweep_v2_1.xlsm", Jul. 17, 2023, "Summary" worksheet. | Deemed Ex Ante Team
BS-FlrIns | Floor Insulation - Residential | DEER2014 | D08 v2.05 | 2023-12-18 15:44 | Res | BldgEnv | Opaque | BldgShell | FloorIns | Any | Any | rated years |  |  |  |  | 20 | 6.7 |  | Standard | 2013-01-01 |  | None | 1 | 1 | 0 | Deemed Ex Ante Team |  |  | Deemed Ex Ante Team
BS-LtRoof | Cool Roof - Residential | DEER2014 | D08 v2.05 | 2023-10-18 09:57 | Res | BldgEnv | Opaque | BldgShell | CoolRoof | Any | Any | rated years |  |  |  |  | 15 | 5 | Updated to indicate claim/filing status | Standard | 2013-01-01 |  | None | 1 | 1 | 0 | Deemed Ex Ante Team |  |  | Deemed Ex Ante Team
BS-LtWalls | Light Colored Exterior Walls | DEER2014 | D08 v2.05 | 2023-10-18 09:57 | Res | BldgEnv | Opaque | BldgShell | LightExtrWallPaint | Any | Any | rated years |  |  |  |  | 6 | 2 | Updated using new TechType(s) | Standard | 2013-01-01 |  | None | 1 | 1 | 0 | Deemed Ex Ante Team |  |  | Deemed Ex Ante Team
BS-WallIns | Wall Insulation | DEER2014 | D08 v2.05 | 2023-12-22 11:01 | Res | BldgEnv | Opaque | BldgShell | WallBattIns¦WallSprayIns | Any | Any | rated years |  |  |  |  | 20 | 6.7 | Expired per D.23-04-035 | Standard | 2013-01-01 | 2023-12-31 | None | 1 | 1 | 0 | Deemed Ex Ante Team |  |  | Deemed Ex Ante Team
BS-WallIns | Wall Insulation | DEER2024 | D24 v1 | 2023-12-22 11:07 | Res | BldgEnv | Opaque | BldgShell | WallBattIns¦WallSprayIns | Any | Any | evaluated years |  |  |  |  | 30 | 10 |  | Standard | 2024-01-01 |  | None | 1 | 1 | 0 | Deemed Ex Ante Team | 2023-12-22 11:01 | "Group A Residential Insulation Measure Effective Useful Life Study Report", 2023-12-22, p. 2; capped at 30 years per D.23-04-035. | Deemed Ex Ante Team
BS-Win | High Performance Windows | DEER2014 | D08 v2.05 | 2023-10-18 09:57 | Res | BldgEnv | Fenestration | Fenest | ManufWin¦SiteBuiltWin | Any | Any | rated years |  |  |  |  | 20 | 6.7 | Updated TechType(s) | Standard | 2013-01-01 |  | None | 1 | 1 | 0 | Deemed Ex Ante Team |  |  | Deemed Ex Ante Team
BS-WinFilm | Reflective Window Films & Sunscreens - Residential | DEER2014 | D08 v2.05 | 2023-10-18 09:57 | Res | BldgEnv | Fenestration | Fenest | WinFilm | Any | Any | rated years |  |  |  |  | 10 | 3.3 | Updated to indicate claim/filing status | Standard | 2013-01-01 |  | None | 1 | 1 | 0 | Deemed Ex Ante Team |  |  | Deemed Ex Ante Team
BS-Wthr | Low-Income Weatherization | DEER2014 | D08 v2.05 | 2023-10-18 09:57 | Res | Service | Diagnostic | BldgShell | Weatherize | Any | Any | rated years |  |  |  |  | 11 | 3.7 | Updated TechGroup(s) and TechType(s) | Standard | 2013-01-01 |  | None | 1 | 1 | 0 | Deemed Ex Ante Team |  |  | Deemed Ex Ante Team
BS-WthrEvap | Low-Income Weatherization w/Evaporative Cooler | DEER2014 | D08 v2.05 | 2023-10-18 09:57 | Res | Service | Diagnostic | BldgShell | Weatherize | Any | Any | rated years |  |  |  |  | 11 | 3.7 | Updated TechGroup(s) and TechType(s) | Standard | 2013-01-01 |  | None | 1 | 1 | 0 | Deemed Ex Ante Team |  |  | Deemed Ex Ante Team
Com-GasDryer | Commercial Gas Clothes Dryer | ExAnte2020 | SWAP012-01 | 2023-10-18 09:57 | Com | Laundry | AppPlug | Clean_equip | ClothesWash | Any | Any | rated years |  |  |  |  | 14 | 4.67 | Updated to indicate claim/filing status | Standard | 2020-01-01 |  | None | 1 | 1 | 0 | Deemed Ex Ante Team |  |  | Deemed Ex Ante Team
Com-GasPatioHeater | Natural Gas Patio Heater, Commercial | DEER2023 |  | 2023-10-18 09:57 | Com | FoodServ | PatioHeat | PatioHeat | GasPatioHeat | Any | Any | rated years |  |  |  |  | 7.5 | 2.5 | Set ClaimSpec and FilingSpec flags to TRUE | Available | 2023-05-01 |  | None | 1 | 1 | 0 | Deemed Ex Ante Team | 2023-05-02 | "Patio Heater EUL Summary Report R3.doc" from SCG, dated 2023-04-04. | Deemed Ex Ante Team
ComLau-EffCW | High Efficiency Clothes Washer (CEE Tiers 1,2,3) | DEER2014 | D08 v2.05 | 2023-10-18 09:57 | Com | AppPlug | Laundry | Clean_equip | ClothesWash | Any | Any | rated years |  |  |  |  | 11 | 3.7 | Updated to indicate claim/filing status | Standard | 2013-01-01 |  | None | 1 | 1 | 0 | Deemed Ex Ante Team |  |  | Deemed Ex Ante Team
ComLau-EffCW-Leased | Leased High Efficiency Clothes Washer (CEE Tiers 1,2,3), 5-year min. term | ExAnte2020 | SW Workpaper | 2023-10-18 09:57 | Com | AppPlug | Laundry | Clean_equip | ClothesWash | MFmCmn | Any | rated years |  |  |  |  | 5 | 1.7 | Updated to indicate claim/filing status | Proposed | 2020-09-24 |  | None | 1 | 1 | 0 | Deemed Ex Ante Team | 2020-09-24 | SWAP004-02 (SCG requested) | Deemed Ex Ante Team
CompAir-CycAirDryr | Compressed Air System - Cycling-Air Dryer | DEER2014 | PA workpaper | 2023-10-18 09:57 | Com | CompAir | ManufDryAir | AirComp | CycAirDryr | Any | Any | rated years | 1 |  |  |  | 1 | 1 | Updated to indicate claim/filing status | Available | 2013-01-01 |  | None | 1 | 1 | 0 | Deemed Ex Ante Team |  |  | Deemed Ex Ante Team
CompAir-Screw-VSD | Variable Speed Drive on Air Compressor Control | DEER2014 | PA workpaper | 2023-10-18 09:57 | Any | CompAir |  | Motor_Spd | ASD | Any | Any | evaluated years |  |  |  |  | 13 | 4.33 | Updated to indicate claim/filing status | Available | 2013-01-01 |  | None | 1 | 1 | 0 | Deemed Ex Ante Team |  |  | Deemed Ex Ante Team
CompAir-ZeroLossCondDrn | Zero Air Loss Condensate Drains for Compressed Air Systems | DEER2014 | PA workpaper | 2023-10-18 09:57 | Any | CompAir |  | AirComp | NoLossDrain | Any | Any | evaluated years |  |  |  |  | 10 | 3.33 | Updated TechGroup(s) and using new TechType(s) | Available | 2013-01-01 |  | None | 1 | 1 | 0 | Deemed Ex Ante Team |  |  | Deemed Ex Ante Team
Cook-ConveyorBroiler | Gas Conveyor Broiler | DEER2018 | PA workpaper | 2023-10-18 09:57 | Com | FoodServ | Cooking | Cook_Equip | Broiler | Any | Any | rated years |  |  |  |  | 12 | 4 | Updated to indicate claim/filing status | Standard | 2018-01-01 |  | None | 1 | 1 | 0 | Deemed Ex Ante Team |  |  | Deemed Ex Ante Team
Cook-ElecCombOven | Combination Oven - Electric | DEER2014 | D08 v2.05 | 2023-10-18 09:57 | Com | FoodServ | Cooking | Cook_Equip | OvenComb | Any | Any | rated years |  |  |  |  | 12 | 4 | Updated to indicate claim/filing status | Standard | 2013-01-01 |  | None | 1 | 1 | 0 | Deemed Ex Ante Team |  |  | Deemed Ex Ante Team
Cook-ElecConvOven | Convection Oven - Electric | DEER2014 | D08 v2.05 | 2023-10-18 09:57 | Com | FoodServ | Cooking | Cook_Equip | OvenConv | Any | Any | rated years |  |  |  |  | 12 | 4 | Updated to indicate claim/filing status | Standard | 2013-01-01 |  | None | 1 | 1 | 0 | Deemed Ex Ante Team |  |  | Deemed Ex Ante Team
Cook-ElecFryer | Electric Fryer | DEER2014 | D08 v2.05 | 2023-10-18 09:57 | Com | FoodServ | Cooking | Cook_Equip | Fryer | Any | Any | rated years |  |  |  |  | 12 | 4 | Updated to indicate claim/filing status | Standard | 2013-01-01 |  | None | 1 | 1 | 0 | Deemed Ex Ante Team |  |  | Deemed Ex Ante Team
Cook-ElecGriddle | Griddle - Electric | DEER2014 | D08 v2.05 | 2023-10-18 09:57 | Com | FoodServ | Cooking | Cook_Equip | Griddle | Any | Any | rated years |  |  |  |  | 12 | 4 | Updated to indicate claim/filing status | Standard | 2013-01-01 |  | None | 1 | 1 | 0 | Deemed Ex Ante Team |  |  | Deemed Ex Ante Team
Cook-ElecStmCooker | Steam Cooker (electric) | DEER2014 | D08 v2.05 | 2023-10-18 09:57 | Com | FoodServ | Cooking | Cook_Equip | Steamer | Any | Any | rated years |  |  |  |  | 12 | 4 | Updated to indicate claim/filing status | Standard | 2013-01-01 |  | None | 1 | 1 | 0 | Deemed Ex Ante Team |  |  | Deemed Ex Ante Team
Cook-GasCombOVen | Combination Oven - Gas | DEER2014 | D08 v2.05 | 2023-10-18 09:57 | Com | FoodServ | Cooking | Cook_Equip | OvenComb | Any | Any | rated years |  |  |  |  | 12 | 4 | Updated to indicate claim/filing status | Standard | 2013-01-01 |  | None | 1 | 1 | 0 | Deemed Ex Ante Team |  |  | Deemed Ex Ante Team
Cook-GasConvOven | Convection Ovens - Gas | DEER2014 | D08 v2.05 | 2023-10-18 09:57 | Com | FoodServ | Cooking | Cook_Equip | OvenConv | Any | Any | rated years |  |  |  |  | 12 | 4 | Updated to indicate claim/filing status | Standard | 2013-01-01 |  | None | 1 | 1 | 0 | Deemed Ex Ante Team |  |  | Deemed Ex Ante Team
Cook-GasFryer | Gas Fryer | DEER2014 | D08 v2.05 | 2023-10-18 09:57 | Com | FoodServ | Cooking | Cook_Equip | Fryer | Any | Any | rated years |  |  |  |  | 12 | 4 | Extended EUL_ID since measure package that uses this was also extended | Standard | 2013-01-01 | 2022-03-20 | None | 1 | 1 | 0 | Deemed Ex Ante Team |  | Updated to indicate claim/filing status | Deemed Ex Ante Team
Cook-GasFryer | Gas Fryer | DEER2022 |  | 2023-10-18 09:57 | Com | FoodServ | Cooking | Cook_Equip | Fryer | Any | Any | rated years |  |  |  |  | 11 | 3.67 | Delayed start date since measure package was also delayed | Standard | 2022-03-21 |  | None | 1 | 1 | 0 | Deemed Ex Ante Team | 2021-04-15 | "EMV Group A, Deliverable 16 EUL Research–Gas Fryers, Final Report," Guidehouse (Ref. 203057) 2020-06-02, at https://pda.energydataweb.com/#!/documents/2427/view | Deemed Ex Ante Team
Cook-GasGriddle | Griddle - Gas | DEER2014 | D08 v2.05 | 2023-10-18 09:57 | Com | FoodServ | Cooking | Cook_Equip | Griddle | Any | Any | rated years |  |  |  |  | 12 | 4 | Updated to indicate claim/filing status | Standard | 2013-01-01 |  | None | 1 | 1 | 0 | Deemed Ex Ante Team |  |  | Deemed Ex Ante Team
Cook-GasRackOven | Commercial Gas Rack Ovens | DEER2014 | D08 v2.05 | 2023-10-18 09:57 | Com | FoodServ | Cooking | Cook_Equip | OvenConv | Any | Any | rated years |  |  |  |  | 12 | 4 | Updated to indicate claim/filing status | Standard | 2013-01-01 |  | None | 1 | 1 | 0 | Deemed Ex Ante Team |  |  | Deemed Ex Ante Team
Cook-GasStmCooker | Steam Cooker (gas) | DEER2014 | D08 v2.05 | 2023-10-18 09:57 | Com | FoodServ | Cooking | Cook_Equip | Steamer | Any | Any | rated years |  |  |  |  | 12 | 4 | Updated to indicate claim/filing status | Standard | 2013-01-01 |  | None | 1 | 1 | 0 | Deemed Ex Ante Team |  |  | Deemed Ex Ante Team
Cook-GDRef | Commercial Reach-In Refrigerator / Freezer | DEER2014 | D08 v2.05 | 2023-10-18 09:57 | Com | ComRefrig | Storage | Ref_Storage | ReachIn | Any | Any | rated years |  |  |  |  | 12 | 4 | Updated to indicate claim/filing status | Standard | 2013-01-01 |  | None | 1 | 1 | 0 | Deemed Ex Ante Team |  |  | Deemed Ex Ante Team
Cook-HoldCab | Commercial Insulated Holding Cabinet | DEER2014 | D08 v2.05 | 2023-10-18 09:57 | Com | FoodServ | Cooking | FoodService | HoldBin | Any | Any | rated years |  |  |  |  | 12 | 4 | Updated to indicate claim/filing status | Standard | 2013-01-01 |  | None | 1 | 1 | 0 | Deemed Ex Ante Team |  |  | Deemed Ex Ante Team
Cook-IceMach | Ice Machine | DEER2014 | D08 v2.05 | 2023-10-18 09:57 | Com | ComRefrig | Equipment | Ref_SelfCon | IceMach | Any | Any | rated years |  |  |  |  | 10 | 3.3 | Updated to indicate claim/filing status | Standard | 2013-01-01 |  | None | 1 | 1 | 0 | Deemed Ex Ante Team |  |  | Deemed Ex Ante Team
Cook-LowPreRinse | Low flow Pre-rinse valve - description update required | ExAnte2016 | PA workpaper | 2023-10-18 09:57 | Com | SHW | PointOfUse | WaterFixt | PreRinseValve | Any | Any | rated years |  |  |  |  | 5 | 1.7 | Updated using new TechType(s) | Standard | 2016-04-01 |  | None | 1 | 1 | 0 | Deemed Ex Ante Team |  |  | Deemed Ex Ante Team
Cook-SDFreez | Commercial Reach-In Refrigerator / Freezer | DEER2014 | D08 v2.05 | 2023-10-18 09:57 | Com | ComRefrig | Equipment | Ref_Storage | ReachIn | Any | Any | rated years |  |  |  |  | 12 | 4 | Updated to indicate claim/filing status | Standard | 2013-01-01 |  | None | 1 | 1 | 0 | Deemed Ex Ante Team |  |  | Deemed Ex Ante Team
Cook-SDRef | Commercial Reach-In Refrigerator / Freezer | DEER2014 | D08 v2.05 | 2023-10-18 09:57 | Com | ComRefrig | Equipment | Ref_Storage | ReachIn | Any | Any | rated years |  |  |  |  | 12 | 4 | Updated to indicate claim/filing status | Standard | 2013-01-01 |  | None | 1 | 1 | 0 | Deemed Ex Ante Team |  |  | Deemed Ex Ante Team
Cook-StockPot | Fin bottomed stock pot | ExAnte2013 | IOU Workpaper | 2023-10-18 09:57 | Com | FoodServ | Cooking | Cook_equip | StockPot | Any | Any | rated years |  |  |  |  | 3 | 1 | Updated TechType(s) | Standard | 2013-01-01 |  | None | 1 | 1 | 0 | Deemed Ex Ante Team |  |  | Deemed Ex Ante Team
Cook-VatFryer | Vat Fryer | DEER2014 | D08 v2.05 | 2023-10-18 09:57 | Com | FoodServ | Cooking | Cook_Equip | Fryer | Any | Any | rated years |  |  |  |  | 12 | 4 | Updated to indicate claim/filing status | Standard | 2013-01-01 |  | None | 1 | 1 | 0 | Deemed Ex Ante Team |  |  | Deemed Ex Ante Team
EnergyPolicyManual-Min | Energy Policy Manual minimum requirements | ExAnte2013 | IOU Workpaper | 2023-10-18 09:57 | CC |  |  |  |  | Any | Any | rated years |  |  |  |  | 3 | 1 | Expired--no longer used | Available | 2013-01-01 | 2022-12-31 | None | 1 | 1 | 0 | Deemed Ex Ante Team |  |  | Deemed Ex Ante Team
EUC_3.7 | EUL for PGE Energy Upgrade Calififornia program - description update required | ExAnte2016 | PA workpaper | 2023-10-18 09:57 | Res | WhlBldg | WBUpgrade | WhlBldg | WBRetPkg | Any | Any | rated years |  |  |  |  | 11.1 | 3.7 | Expired--no longer used | Standard | 2016-04-01 | 2022-12-31 | None | 1 | 1 | 0 | Deemed Ex Ante Team |  |  | Deemed Ex Ante Team
EUC_3.8 | EUL for PGE Energy Upgrade Calififornia program - description update required | ExAnte2016 | PA workpaper | 2023-10-18 09:57 | Res | WhlBldg | WBUpgrade | WhlBldg | WBRetPkg | Any | Any | rated years |  |  |  |  | 11.4 | 3.8 | Expired--no longer used | Standard | 2016-04-01 | 2022-12-31 | None | 1 | 1 | 0 | Deemed Ex Ante Team |  |  | Deemed Ex Ante Team
EUC_3.9 | EUL for PGE Energy Upgrade Calififornia program - description update required | ExAnte2016 | PA workpaper | 2023-10-18 09:57 | Res | WhlBldg | WBUpgrade | WhlBldg | WBRetPkg | Any | Any | rated years |  |  |  |  | 11.7 | 3.9 | Expired--no longer used | Standard | 2016-04-01 | 2022-12-31 | None | 1 | 1 | 0 | Deemed Ex Ante Team |  |  | Deemed Ex Ante Team
EUC_4 | EUL for PGE Energy Upgrade Calififornia program - description update required | ExAnte2016 | PA workpaper | 2023-10-18 09:57 | Res | WhlBldg | WBUpgrade | WhlBldg | WBRetPkg | Any | Any | rated years |  |  |  |  | 12 | 4 | Updated to indicate claim/filing status | Standard | 2016-04-01 |  | None | 1 | 1 | 0 | Deemed Ex Ante Team |  |  | Deemed Ex Ante Team
EUC_4.1 | EUL for PGE Energy Upgrade Calififornia program - description update required | ExAnte2016 | PA workpaper | 2023-10-18 09:57 | Res | WhlBldg | WBUpgrade | WhlBldg | WBRetPkg | Any | Any | rated years |  |  |  |  | 12.3 | 4.1 | Expired--no longer used | Standard | 2016-04-01 | 2022-12-31 | None | 1 | 1 | 0 | Deemed Ex Ante Team |  |  | Deemed Ex Ante Team
EUC_4.2 | EUL for PGE Energy Upgrade Calififornia program - description update required | ExAnte2016 | PA workpaper | 2023-10-18 09:57 | Res | WhlBldg | WBUpgrade | WhlBldg | WBRetPkg | Any | Any | rated years |  |  |  |  | 12.6 | 4.2 | Expired--no longer used | Standard | 2016-04-01 | 2022-12-31 | None | 1 | 1 | 0 | Deemed Ex Ante Team |  |  | Deemed Ex Ante Team
EUC_4.3 | EUL for PGE Energy Upgrade Calififornia program - description update required | ExAnte2016 | PA workpaper | 2023-10-18 09:57 | Res | WhlBldg | WBUpgrade | WhlBldg | WBRetPkg | Any | Any | rated years |  |  |  |  | 12.9 | 4.3 | Expired--no longer used | Standard | 2016-04-01 | 2022-12-31 | None | 1 | 1 | 0 | Deemed Ex Ante Team |  |  | Deemed Ex Ante Team
EUC_4.4 | EUL for PGE Energy Upgrade Calififornia program - description update required | ExAnte2016 | PA workpaper | 2023-10-18 09:57 | Res | WhlBldg | WBUpgrade | WhlBldg | WBRetPkg | Any | Any | rated years |  |  |  |  | 13.2 | 4.4 | Expired--no longer used | Standard | 2016-04-01 | 2022-12-31 | None | 1 | 1 | 0 | Deemed Ex Ante Team |  |  | Deemed Ex Ante Team
EUC_4.5 | EUL for PGE Energy Upgrade Calififornia program - description update required | ExAnte2016 | PA workpaper | 2023-10-18 09:57 | Res | WhlBldg | WBUpgrade | WhlBldg | WBRetPkg | Any | Any | rated years |  |  |  |  | 13.5 | 4.5 | Expired--no longer used | Standard | 2016-04-01 | 2022-12-31 | None | 1 | 1 | 0 | Deemed Ex Ante Team |  |  | Deemed Ex Ante Team
EUC_4.6 | EUL for PGE Energy Upgrade Calififornia program - description update required | ExAnte2016 | PA workpaper | 2023-10-18 09:57 | Res | WhlBldg | WBUpgrade | WhlBldg | WBRetPkg | Any | Any | rated years |  |  |  |  | 13.8 | 4.6 | Expired--no longer used | Standard | 2016-04-01 | 2022-12-31 | None | 1 | 1 | 0 | Deemed Ex Ante Team |  |  | Deemed Ex Ante Team
EUC_4.7 | EUL for PGE Energy Upgrade Calififornia program - description update required | ExAnte2016 | PA workpaper | 2023-10-18 09:57 | Res | WhlBldg | WBUpgrade | WhlBldg | WBRetPkg | Any | Any | rated years |  |  |  |  | 14.1 | 4.7 | Expired--no longer used | Standard | 2016-04-01 | 2022-12-31 | None | 1 | 1 | 0 | Deemed Ex Ante Team |  |  | Deemed Ex Ante Team
EUC_4.8 | EUL for PGE Energy Upgrade Calififornia program - description update required | ExAnte2016 | PA workpaper | 2023-10-18 09:57 | Res | WhlBldg | WBUpgrade | WhlBldg | WBRetPkg | Any | Any | rated years |  |  |  |  | 14.4 | 4.8 | Expired--no longer used | Standard | 2016-04-01 | 2022-12-31 | None | 1 | 1 | 0 | Deemed Ex Ante Team |  |  | Deemed Ex Ante Team
EUC_4.9 | EUL for PGE Energy Upgrade Calififornia program - description update required | ExAnte2016 | PA workpaper | 2023-10-18 09:57 | Res | WhlBldg | WBUpgrade | WhlBldg | WBRetPkg | Any | Any | rated years |  |  |  |  | 14.7 | 4.9 | Expired--no longer used | Standard | 2016-04-01 | 2022-12-31 | None | 1 | 1 | 0 | Deemed Ex Ante Team |  |  | Deemed Ex Ante Team
EUC_5 | EUL for PGE Energy Upgrade Calififornia program - description update required | ExAnte2016 | PA workpaper | 2023-10-18 09:57 | Res | WhlBldg | WBUpgrade | WhlBldg | WBRetPkg | Any | Any | rated years |  |  |  |  | 15 | 5 | Updated to indicate claim/filing status | Standard | 2016-04-01 |  | None | 1 | 1 | 0 | Deemed Ex Ante Team |  |  | Deemed Ex Ante Team
EUC_5.1 | EUL for PGE Energy Upgrade Calififornia program - description update required | ExAnte2016 | PA workpaper | 2023-10-18 09:57 | Res | WhlBldg | WBUpgrade | WhlBldg | WBRetPkg | Any | Any | rated years |  |  |  |  | 15.3 | 5.1 | Expired--no longer used | Standard | 2016-04-01 | 2022-12-31 | None | 1 | 1 | 0 | Deemed Ex Ante Team |  |  | Deemed Ex Ante Team
EUC_5.2 | EUL for PGE Energy Upgrade Calififornia program - description update required | ExAnte2016 | PA workpaper | 2023-10-18 09:57 | Res | WhlBldg | WBUpgrade | WhlBldg | WBRetPkg | Any | Any | rated years |  |  |  |  | 15.6 | 5.2 | Expired--no longer used | Standard | 2016-04-01 | 2022-12-31 | None | 1 | 1 | 0 | Deemed Ex Ante Team |  |  | Deemed Ex Ante Team
EUC_5.3 | EUL for PGE Energy Upgrade Calififornia program - description update required | ExAnte2016 | PA workpaper | 2023-10-18 09:57 | Res | WhlBldg | WBUpgrade | WhlBldg | WBRetPkg | Any | Any | rated years |  |  |  |  | 15.9 | 5.3 | Expired--no longer used | Standard | 2016-04-01 | 2022-12-31 | None | 1 | 1 | 0 | Deemed Ex Ante Team |  |  | Deemed Ex Ante Team
EUC_5.4 | EUL for PGE Energy Upgrade Calififornia program - description update required | ExAnte2016 | PA workpaper | 2023-10-18 09:57 | Res | WhlBldg | WBUpgrade | WhlBldg | WBRetPkg | Any | Any | rated years |  |  |  |  | 16.2 | 5.4 | Expired--no longer used | Standard | 2016-04-01 | 2022-12-31 | None | 1 | 1 | 0 | Deemed Ex Ante Team |  |  | Deemed Ex Ante Team
EUC_5.5 | EUL for PGE Energy Upgrade Calififornia program - description update required | ExAnte2016 | PA workpaper | 2023-10-18 09:57 | Res | WhlBldg | WBUpgrade | WhlBldg | WBRetPkg | Any | Any | rated years |  |  |  |  | 16.5 | 5.5 | Expired--no longer used | Standard | 2016-04-01 | 2022-12-31 | None | 1 | 1 | 0 | Deemed Ex Ante Team |  |  | Deemed Ex Ante Team
EUC_5.6 | EUL for PGE Energy Upgrade Calififornia program - description update required | ExAnte2016 | PA workpaper | 2023-10-18 09:57 | Res | WhlBldg | WBUpgrade | WhlBldg | WBRetPkg | Any | Any | rated years |  |  |  |  | 16.8 | 5.6 | Expired--no longer used | Standard | 2016-04-01 | 2022-12-31 | None | 1 | 1 | 0 | Deemed Ex Ante Team |  |  | Deemed Ex Ante Team
EUC_5.7 | EUL for PGE Energy Upgrade Calififornia program - description update required | ExAnte2016 | PA workpaper | 2023-10-18 09:57 | Res | WhlBldg | WBUpgrade | WhlBldg | WBRetPkg | Any | Any | rated years |  |  |  |  | 17.1 | 5.7 | Expired--no longer used | Standard | 2016-04-01 | 2022-12-31 | None | 1 | 1 | 0 | Deemed Ex Ante Team |  |  | Deemed Ex Ante Team
EUC_5.8 | EUL for PGE Energy Upgrade Calififornia program - description update required | ExAnte2016 | PA workpaper | 2023-10-18 09:57 | Res | WhlBldg | WBUpgrade | WhlBldg | WBRetPkg | Any | Any | rated years |  |  |  |  | 17.4 | 5.8 | Expired--no longer used | Standard | 2016-04-01 | 2022-12-31 | None | 1 | 1 | 0 | Deemed Ex Ante Team |  |  | Deemed Ex Ante Team
EUC_5.9 | EUL for PGE Energy Upgrade Calififornia program - description update required | ExAnte2016 | PA workpaper | 2023-10-18 09:57 | Res | WhlBldg | WBUpgrade | WhlBldg | WBRetPkg | Any | Any | rated years |  |  |  |  | 17.7 | 5.9 | Expired--no longer used | Standard | 2016-04-01 | 2022-12-31 | None | 1 | 1 | 0 | Deemed Ex Ante Team |  |  | Deemed Ex Ante Team
EUC_6 | EUL for PGE Energy Upgrade Calififornia program - description update required | ExAnte2016 | PA workpaper | 2023-10-18 09:57 | Res | WhlBldg | WBUpgrade | WhlBldg | WBRetPkg | Any | Any | rated years |  |  |  |  | 18 | 6 | Expired--no longer used | Standard | 2016-04-01 | 2022-12-31 | None | 1 | 1 | 0 | Deemed Ex Ante Team |  |  | Deemed Ex Ante Team
EUC_6.1 |  | ExAnte2016 | PA workpaper | 2023-10-18 09:57 | Res | WhlBldg | WBUpgrade | WhlBldg | WBRetPkg | Any | Any | rated years |  |  |  |  | 18.3 | 6.1 | Expired--no longer used | Standard | 2016-04-01 | 2022-12-31 | None | 1 | 1 | 0 | Deemed Ex Ante Team |  |  | Deemed Ex Ante Team
EUC_6.2 |  | ExAnte2016 | PA workpaper | 2023-10-18 09:57 | Res | WhlBldg | WBUpgrade | WhlBldg | WBRetPkg | Any | Any | rated years |  |  |  |  | 18.6 | 6.2 | Expired--no longer used | Standard | 2016-04-01 | 2022-12-31 | None | 1 | 1 | 0 | Deemed Ex Ante Team |  |  | Deemed Ex Ante Team
EUC_6.3 |  | ExAnte2016 | PA workpaper | 2023-10-18 09:57 | Res | WhlBldg | WBUpgrade | WhlBldg | WBRetPkg | Any | Any | rated years |  |  |  |  | 18.9 | 6.3 | Expired--no longer used | Standard | 2016-04-01 | 2022-12-31 | None | 1 | 1 | 0 | Deemed Ex Ante Team |  |  | Deemed Ex Ante Team
EUC_6.4 | EUL for PGE Energy Upgrade Calififornia program - description update required | ExAnte2016 | PA workpaper | 2023-10-18 09:57 | Res | WhlBldg | WBUpgrade | WhlBldg | WBRetPkg | Any | Any | rated years |  |  |  |  | 19.2 | 6.4 | Expired--no longer used | Standard | 2016-04-01 | 2022-12-31 | None | 1 | 1 | 0 | Deemed Ex Ante Team |  |  | Deemed Ex Ante Team
EUC_6.5 | EUL for PGE Energy Upgrade Calififornia program - description update required | ExAnte2016 | PA workpaper | 2023-10-18 09:57 | Res | WhlBldg | WBUpgrade | WhlBldg | WBRetPkg | Any | Any | rated years |  |  |  |  | 19.5 | 6.5 | Expired--no longer used | Standard | 2016-04-01 | 2022-12-31 | None | 1 | 1 | 0 | Deemed Ex Ante Team |  |  | Deemed Ex Ante Team
EUC_6.6 | EUL for PGE Energy Upgrade Calififornia program - description update required | ExAnte2016 | PA workpaper | 2023-10-18 09:57 | Res | WhlBldg | WBUpgrade | WhlBldg | WBRetPkg | Any | Any | rated years |  |  |  |  | 19.8 | 6.6 | Expired--no longer used | Standard | 2016-04-01 | 2022-12-31 | None | 1 | 1 | 0 | Deemed Ex Ante Team |  |  | Deemed Ex Ante Team
FoodHandWrap | Hand wrapping machine used in food service | DEER2014 | PA workpaper | 2023-10-18 09:57 | Com | FoodServ | Packaging | FoodService | HandWrap | Any | Any | evaluated years |  |  |  |  | 10 | 3.33 | Updated to indicate claim/filing status | Available | 2013-01-01 |  | None | 1 | 1 | 0 | Deemed Ex Ante Team |  |  | Deemed Ex Ante Team
GlazDaylt-Dayltg | Daylighting - controls | DEER2014 | D08 v2.05 | 2023-10-18 09:57 | Com | Lighting | Controls | Ltg_Controls | LtSensor | Any | Any | rated years |  |  |  |  | 8 | 2.7 | Updated to indicate claim/filing status | Standard | 2013-01-01 |  | None | 1 | 1 | 0 | Deemed Ex Ante Team |  |  | Deemed Ex Ante Team
GlazDaylt-HPWinDaylt | High Performance Windows for Daylighting | DEER2014 | D08 v2.05 | 2023-10-18 09:57 | Com | BldgEnv | Fenestration | Fenest | ManufWin¦SiteBuiltWin | Any | Any | rated years |  |  |  |  | 20 | 6.7 | Updated TechType(s) | Standard | 2013-01-01 |  | None | 1 | 1 | 0 | Deemed Ex Ante Team |  |  | Deemed Ex Ante Team
GlazDaylt-LoSHGC | Low Solar Heat Gain Coefficient Windows | DEER2014 | D08 v2.05 | 2023-10-18 09:57 | Com | BldgEnv | Fenestration | Fenest | ManufWin¦SiteBuiltWin | Any | Any | rated years |  |  |  |  | 20 | 6.7 | Updated TechType(s) | Standard | 2013-01-01 |  | None | 1 | 1 | 0 | Deemed Ex Ante Team |  |  | Deemed Ex Ante Team
GlazDaylt-WinFilm | Reflective Window Films & Sunscreens - Commercial | DEER2014 | D08 v2.05 | 2023-10-18 09:57 | Com | BldgEnv | Fenestration | Fenest | WinFilm | Any | Any | rated years |  |  |  |  | 10 | 3.3 | Updated to indicate claim/filing status | Standard | 2013-01-01 |  | None | 1 | 1 | 0 | Deemed Ex Ante Team |  |  | Deemed Ex Ante Team
GrocDisp-ASH | Anti-Sweat Heat (ASH) Controls | DEER2014 | D08 v2.05 | 2023-10-18 09:57 | Com | ComRefrig | Display | Ref_Storage | ASHCtrl | Any | Any | rated years |  |  |  |  | 12 | 4 | Updated using new TechType(s) | Standard | 2013-01-01 |  | None | 1 | 1 | 0 | Deemed Ex Ante Team |  |  | Deemed Ex Ante Team
GrocDisp-DispCvrs | Night Covers for vertical and horizontal refrigerated display cases | DEER2014 | D08 v2.05 | 2023-10-18 09:57 | Com | ComRefrig | Display | Ref_Storage | NightCover | Any | Any | rated years |  |  |  |  | 5 | 1.7 | Updated TechType(s) | Standard | 2013-01-01 |  | None | 1 | 1 | 0 | Deemed Ex Ante Team |  |  | Deemed Ex Ante Team
GrocDisp-DispLtgCtrl | Display Case Lighting Control | DEER2014 | D08 v2.05 | 2023-10-18 09:57 | Com | Lighting | RefDisplay | Ref_Storage | RefrigLtg | Any | Any | rated years |  |  |  |  | 8 | 2.7 | Updated to indicate claim/filing status | Standard | 2013-01-01 |  | None | 1 | 1 | 0 | Deemed Ex Ante Team |  |  | Deemed Ex Ante Team
GrocDisp-FEvapFanMtr | High Efficiency Evaporator Fan Motors | DEER2014 | D08 v2.05 | 2023-10-18 09:57 | Com | ComRefrig | Equipment | Ref_Storage | EvapFan | Any | Any | rated years |  |  |  |  | 15 | 5 | Updated to indicate claim/filing status | Standard | 2013-01-01 |  | None | 1 | 1 | 0 | Deemed Ex Ante Team |  |  | Deemed Ex Ante Team
GrocDisp-FixtDoors | New case with Doors | DEER2014 | D08 v2.05 | 2023-10-18 09:57 | Com | ComRefrig | Display | Ref_Storage | ReachIn | Any | Any | rated years |  |  |  |  | 12 | 4 | Updated TechType(s) | Standard | 2013-01-01 |  | None | 1 | 1 | 0 | Deemed Ex Ante Team |  |  | Deemed Ex Ante Team
GrocDisp-FixtDrGask | Door Gaskets on Cooler/Freezer Doors | DEER2014 | D08 v2.05 | 2023-10-18 09:57 | Com | ComRefrig | Display | Ref_Storage | Gasket | Any | Any | rated years |  |  |  |  | 4 | 1.3 | Updated to indicate claim/filing status | Standard | 2013-01-01 | 2016-12-31 | None | 1 | 1 | 0 | Deemed Ex Ante Team |  |  | Deemed Ex Ante Team
GrocDisp-FixtDrGask | Door Gaskets on Cooler/Freezer Doors | DEER2020 | D20 v1 | 2023-10-18 09:57 | Com | ComRefrig | Display | Ref_Storage | Gasket | Any | Any | rated years |  |  |  |  | 3 | 1 | Updated to indicate claim/filing status | Standard | 2017-01-01 |  | None | 1 | 1 | 0 | Deemed Ex Ante Team |  |  | Deemed Ex Ante Team
GrocDisp-FixtLtg-LED | Display Case Lighting LED Lighting | DEER2014 | D08 v2.05 | 2023-10-18 09:57 | Com | Lighting | RefDisplay | Ref_Storage | RefrigLtg | Any | Any | rated years |  |  |  |  | 16 | 5.3 | Updated to indicate claim/filing status | Standard | 2013-01-01 |  | None | 1 | 1 | 0 | Deemed Ex Ante Team |  |  | Deemed Ex Ante Team
GrocDisp-ZeroHtDrs | Zero Heat Reach-in Glass Doors | DEER2014 | D08 v2.05 | 2023-10-18 09:57 | Com | ComRefrig | Display | Ref_Storage | ReachIn | Any | Any | rated years |  |  |  |  | 12 | 4 | Updated TechType(s) | Standard | 2013-01-01 |  | None | 1 | 1 | 0 | Deemed Ex Ante Team |  |  | Deemed Ex Ante Team
GrocSys-Cndsr | Refrigeration Upgrades (Condenser) - Grocery | DEER2014 | D08 v2.05 | 2023-10-18 09:57 | Com | ComRefrig | Equipment | Ref_Storage | Refrig_sys | Any | Any | rated years |  |  |  |  | 15 | 5 | Updated to indicate claim/filing status | Standard | 2013-01-01 |  | None | 1 | 1 | 0 | Deemed Ex Ante Team |  |  | Deemed Ex Ante Team
GrocSys-FltHdPres | Refrigeration Upgrades (Head Pressure) - Grocery | DEER2014 | D08 v2.05 | 2023-10-18 09:57 | Com | ComRefrig | Equipment | Ref_Storage | Refrig_sys | Any | Any | rated years |  |  |  |  | 15 | 5 | Updated to indicate claim/filing status | Standard | 2013-01-01 |  | None | 1 | 1 | 0 | Deemed Ex Ante Team |  |  | Deemed Ex Ante Team
GrocSys-FltSucPres | Refrigeration Upgrades (Suction Pressure) - Grocery | DEER2014 | D08 v2.05 | 2023-10-18 09:57 | Com | ComRefrig | Equipment | Ref_Storage | Refrig_sys | Any | Any | rated years |  |  |  |  | 15 | 5 | Updated to indicate claim/filing status | Standard | 2013-01-01 |  | None | 1 | 1 | 0 | Deemed Ex Ante Team |  |  | Deemed Ex Ante Team
GrocSys-HtRecov | Heat Recovery from Central Refrigeration System | DEER2014 | D08 v2.05 | 2023-10-18 09:57 | Com | ComRefrig | Equipment | Ref_Storage | Refrig_sys | Any | Any | rated years |  |  |  |  | 10 | 3.3 | Updated to indicate claim/filing status | Standard | 2013-01-01 |  | None | 1 | 1 | 0 | Deemed Ex Ante Team |  |  | Deemed Ex Ante Team
GrocSys-MechSubcl | Refrigeration Upgrades (Subcooling) - Grocery | DEER2014 | D08 v2.05 | 2023-10-18 09:57 | Com | ComRefrig | Equipment | Ref_Storage | Refrig_sys | Any | Any | rated years |  |  |  |  | 15 | 5 | Updated to indicate claim/filing status | Standard | 2013-01-01 |  | None | 1 | 1 | 0 | Deemed Ex Ante Team |  |  | Deemed Ex Ante Team
GrocSys-Retro | Refrigeration Retrocommissioning - Grocery | DEER2014 | D08 v2.05 | 2023-10-18 09:57 | Com | Service | Diagnostic | Ref_Storage | Refrig_RCx | Any | Any | rated years |  |  |  |  | 10 |  | Updated TechGroup(s) and using new TechType(s) | Standard | 2013-01-01 | 2016-12-31 | None | 1 | 1 | 0 | Deemed Ex Ante Team |  |  | Deemed Ex Ante Team
GrocSys-Retro | Refrigeration Retrocommissioning - Grocery | DEER2020 | D20 v1 | 2023-10-18 09:57 | Com | Service | Diagnostic | Ref_Storage | Refrig_RCx | Any | Any | rated years |  |  |  |  | 3 |  | Updated TechGroup(s) and using new TechType(s) | Standard | 2017-01-01 |  | None | 1 | 1 | 0 | Deemed Ex Ante Team |  |  | Deemed Ex Ante Team
GrocWlkIn-DrClsr | Auto-Closer for Walk-In Cooler/Freezer Doors | DEER2014 | D08 v2.05 | 2023-10-18 09:57 | Com | ComRefrig | Storage | Ref_Storage | AutoCloserCF | Any | Any | rated years |  |  |  |  | 8 | 2.7 | Updated TechType(s) | Standard | 2013-01-01 |  | None | 1 | 1 | 0 | Deemed Ex Ante Team |  |  | Deemed Ex Ante Team
GrocWlkIn-StripCrtn | Strip Curtains for Walk-Ins | DEER2014 | D08 v2.05 | 2023-10-18 09:57 | Com | ComRefrig | Storage | Ref_Storage | StripCurt | Any | Any | rated years |  |  |  |  | 4 | 1.3 | Updated to indicate claim/filing status | Standard | 2013-01-01 |  | None | 1 | 1 | 0 | Deemed Ex Ante Team |  |  | Deemed Ex Ante Team
GrocWlkIn-WDrGask | Door Gaskets on Cooler/Freezer Doors | DEER2014 | D08 v2.05 | 2023-10-18 09:57 | Com | ComRefrig | Storage | Ref_Storage | Gasket | Any | Any | rated years |  |  |  |  | 4 | 1.3 | Updated to indicate claim/filing status | Standard | 2013-01-01 |  | None | 1 | 1 | 0 | Deemed Ex Ante Team |  |  | Deemed Ex Ante Team
GrocWlkIn-WEvapFanMtr | High Efficiency Evaporator Fan Motors | DEER2014 | D08 v2.05 | 2023-10-18 09:57 | Com | ComRefrig | Storage | Ref_Storage | EvapFan | Any | Any | rated years |  |  |  |  | 15 | 5 | Updated using new TechType(s) | Standard | 2013-01-01 |  | None | 1 | 1 | 0 | Deemed Ex Ante Team |  |  | Deemed Ex Ante Team
GrocWlkIn-WEvapFMtrCtrl | Evaporator Fan Controller for Walk-In Coolers | DEER2014 | D08 v2.05 | 2023-10-18 09:57 | Com | ComRefrig | Storage | Ref_Storage | EvapFanCtrl | Any | Any | rated years |  |  |  |  | 16 | 5.3 | Updated using new TechType(s) | Standard | 2013-01-01 |  | None | 1 | 1 | 0 | Deemed Ex Ante Team |  |  | Deemed Ex Ante Team
HVAC-2Spd | Two-Speed Fan | DEER2014 | D08 v2.05 | 2023-10-18 09:57 | Com | HVAC | VentAirDist | HV_AirDist | SupFanMtr | Any | Any | rated years |  |  |  |  | 15 | 5 | Updated TechType(s) | Standard | 2013-01-01 |  | None | 1 | 1 | 0 | Deemed Ex Ante Team |  |  | Deemed Ex Ante Team
HVAC-addEcono | Add Economizer | DEER2014 | D08 v2.05 | 2023-10-18 09:57 | Com | HVAC | SpaceCool | HV_AirDist | AirEcono | Any | Any | rated years |  |  |  |  | 10 | 3.3 | Updated to indicate claim/filing status | Standard | 2013-01-01 | 2016-12-31 | None | 1 | 1 | 0 | Deemed Ex Ante Team |  |  | Deemed Ex Ante Team
HVAC-airAC | Air Conditioners (air-cooled, split and unitary) | DEER2014 | D08 v2.05 | 2024-05-31 14:51 | Com | HVAC | SpaceCool | dxAC_equip | pkgAC-SEER-BA¦pkgEER¦pkgSEER¦spltAC-SEER_BA¦spltEER¦spltSEER¦vertEER | Any | Any | rated years |  |  |  |  | 15 | 5 | Expired record | Standard | 2013-01-01 | 2025-12-31 | None | 1 | 1 | 0 | Deemed Ex Ante Team |  |  | Deemed Ex Ante Team
HVAC-airAC | Air Conditioners (air-cooled, split and unitary) | DEER2026 | D26 v1 | 2024-06-07 13:53 | Com | HVAC | SpaceCool | dxAC_equip | pkgEER¦pkgSEER¦spltEER¦spltSEER¦vertEER | Any | Any | rated years | 0 | 0 | 0 | 0 | 20 | 6.67 | Added CALMAC ID | Standard | 2026-01-01 |  | None | 1 | 1 | 1 | Deemed Ex Ante Team | 2024-05-31 14:38 | Commercial HVAC and Water Heating Effective Useful Life Study, 2024-05-30, CALMAC ID: CPU0368.03, p. 4 | Deemed Ex Ante Team
HVAC-airHP | Heat Pumps (air-cooled, split and unitary) | DEER2014 | D08 v2.05 | 2024-05-31 14:51 | Com | HVAC | HeatCool | dxHP_equip | pkgEER¦pkgHP-SEER-BA¦pkgSEER¦spltEER¦spltHP-SEER-BA¦spltSEER¦VarRefgHP | Any | Any | rated years |  |  |  |  | 15 | 5 | Expired record | Standard | 2013-01-01 | 2025-12-31 | None | 1 | 1 | 0 | Deemed Ex Ante Team |  |  | Deemed Ex Ante Team
HVAC-airHP-Com | Heat Pumps (air-cooled, split and unitary) | DEER2026 | D26 v1 | 2024-06-07 13:53 | Com | HVAC | HeatCool | dxHP_equip | pkgEER¦pkgSEER¦spltEER¦spltSEER | Any | Any | rated years | 0 | 0 | 0 | 0 | 20 | 6.67 | Added CALMAC ID | Standard | 2026-01-01 |  | None | 1 | 1 | 1 | Deemed Ex Ante Team | 2024-05-31 14:38 | Commercial HVAC and Water Heating Effective Useful Life Study, 2024-05-30, CALMAC ID: CPU0368.03, p. 4 | Deemed Ex Ante Team
HVAC-airHP-VarRefg | Heat Pumps (air-cooled, split and unitary) | DEER2026 | D26 v1 | 2024-06-07 13:53 | Com | HVAC | HeatCool | dxHP_equip | VarRefgHP | Any | Any | rated years | 0 | 0 | 0 | 0 | 15 | 5 | Added CALMAC ID | Standard | 2026-01-01 |  | None | 1 | 1 | 1 | Deemed Ex Ante Team | 2024-05-31 14:38 | Commercial HVAC and Water Heating Effective Useful Life Study, 2024-05-30, CALMAC ID: CPU0368.03, p. 4 | Deemed Ex Ante Team
HVAC-AtoAHtExchng | Air To Air Heat Exchanger | DEER2014 | D08 v2.05 | 2023-10-18 09:57 | Com | HVAC | HeatCool | HV_AirDist | HeatRecov | Any | Any | rated years |  |  |  |  | 14 | 4.7 | Updated to indicate claim/filing status | Standard | 2013-01-01 |  | None | 1 | 1 | 0 | Deemed Ex Ante Team |  |  | Deemed Ex Ante Team
HVAC-Blr | High Efficiency Boiler | DEER2014 | D08 v2.05 | 2023-10-18 09:57 | Com | HVAC | SpaceHeat | SpaceHtg_eq | Boiler | Any | Any | rated years |  |  |  |  | 20 | 6.7 | Updated using new TechType(s) | Standard | 2013-01-01 |  | None | 1 | 1 | 0 | Deemed Ex Ante Team |  |  | Deemed Ex Ante Team
HVAC-Blr-Res | High Efficiency Boiler | ExAnte2013 | IOU Workpaper | 2023-10-18 09:57 | Res | HVAC | SpaceHeat | SpaceHtg_eq | Boiler | Any | Any | rated years |  |  |  |  | 20 | 6.7 | Updated TechGroup(s) and using new TechType(s) | Standard | 2013-01-01 |  | None | 1 | 1 | 0 | Deemed Ex Ante Team |  |  | Deemed Ex Ante Team
HVAC-Chlr | High Efficiency Chillers | DEER2014 | D08 v2.05 | 2023-10-18 09:57 | Com | HVAC | SpaceCool | Chiller | AirCldRecipChlr¦AirCldScrewChlr¦CentChlr¦NoFricCent¦NoFricComp¦RecipComp¦Recip¦Screw¦Scroll¦WtrCldCentChlr¦WtrCldRecipChlr¦WtrCldScrewChlr | Any | Any | rated years |  |  |  |  | 20 | 6.7 | Updated TechType(s) | Standard | 2013-01-01 |  | None | 1 | 1 | 0 | Deemed Ex Ante Team |  |  | Deemed Ex Ante Team
HVAC-ChlrComp | Compressor Heat Recovery (w/electric water heating), add-on equipment | DEER2014 | D08 v2.05 | 2023-10-18 09:57 | Com | SHW |  | LiquidCirc | CompHeatRecov | Any | Any | rated years |  |  |  |  | 14 | 4.7 | Updated TechGroup(s) and TechType(s) | Standard | 2013-01-01 |  | None | 1 | 1 | 0 | Deemed Ex Ante Team |  |  | Deemed Ex Ante Team
HVAC-ChlrComp-Ag | Compressor Heat Recovery (w/electric water heating) | ExAnte2013 | IOU Workpaper | 2023-10-18 09:57 | Ag | ProcHeat |  | LiquidCirc | CompHeatRecov | Any | Any | rated years |  |  |  |  | 14 | 4.7 | Updated TechType(s) | Available | 2013-01-01 |  | None | 1 | 1 | 0 | Deemed Ex Ante Team |  |  | Deemed Ex Ante Team
HVAC-ClnCondCoils | Clean Condenser Coils - Commercial | DEER2014 | D08 v2.05 | 2023-10-18 09:57 | Com | Service | Maintenance | dxAC_equip¦dxHP_equip | HVAC_RCx | Any | Any | rated years |  |  |  |  | 3 |  | Updated TechGroup(s) and using new TechType(s) | Standard | 2013-01-01 |  | None | 1 | 1 | 0 | Deemed Ex Ante Team |  |  | Deemed Ex Ante Team
HVAC-ClnEvapCoils | Clean Evaporator Coils | ExAnte2013 | IOU Workpaper | 2023-10-18 09:57 | Com | Service | Maintenance | dxAC_equip¦dxHP_equip | HVAC_RCx | Any | Any | rated years |  |  |  |  | 3 |  | Updated TechGroup(s) and using new TechType(s) | Standard | 2013-01-01 |  | None | 1 | 1 | 0 | Deemed Ex Ante Team |  |  | Deemed Ex Ante Team
HVAC-ClTwrPkgSys | Cooling Tower for Packaged System | DEER2014 | D08 v2.05 | 2023-10-18 09:57 | Com | HVAC | HtRej | HeatReject | CoolTwr | Any | Any | rated years |  |  |  |  | 15 | 5 | Updated using new TechType(s) | Standard | 2013-01-01 |  | None | 1 | 1 | 0 | Deemed Ex Ante Team |  |  | Deemed Ex Ante Team
HVAC-DuctInsul | Duct Insulation Material | DEER2014 | D08 v2.05 | 2023-10-18 09:57 | Com | HVAC | VentAirDist | HV_AirDist | DuctInsC | Any | Any | rated years |  |  |  |  | 20 | 6.7 | Updated to indicate claim/filing status | Standard | 2013-01-01 |  | None | 1 | 1 | 0 | Deemed Ex Ante Team |  |  | Deemed Ex Ante Team
HVAC-DuctSeal | Duct Sealing - Single Zone Package System | DEER2014 | D08 v2.05 | 2023-10-18 09:57 | Com | HVAC | VentAirDist | HV_AirDist | DuctSysC | Any | Any | rated years |  |  |  |  | 18 | 6 | Updated to indicate claim/filing status | Standard | 2013-01-01 | 2016-12-31 | None | 1 | 1 | 0 | Deemed Ex Ante Team |  |  | Deemed Ex Ante Team
HVAC-DuctSeal | Duct Sealing - Single Zone Package System | DEER2020 | D20 v1 | 2023-10-18 09:57 | Com | HVAC | VentAirDist | HV_AirDist | DuctSysC | Any | Any | rated years |  |  |  |  | 3 |  | Updated to indicate claim/filing status | Standard | 2017-01-01 |  | None | 1 | 1 | 0 | Deemed Ex Ante Team |  |  | Deemed Ex Ante Team
HVAC-DuctSeal-BW | Duct sealing for MAT=Building Weatherization - Single Zone Package System | DEER2022 | D22 v1 | 2023-10-18 09:57 | Com | HVAC | VentAirDist | HV_AirDist | DuctSysC | Any | Any | rated years |  |  |  |  | 18 | 6 | Updated to indicate claim/filing status | Proposed | 2021-01-01 |  | None | 1 | 1 | 0 | Deemed Ex Ante Team |  |  | Deemed Ex Ante Team
HVAC-EMS | Energy Management System | DEER2014 | D08 v2.05 | 2023-10-18 09:57 | Com | HVAC | EnvCtrl | HV_Tech | EMS | Any | Any | rated years |  |  |  |  | 15 | 5 | Updated to indicate claim/filing status | Standard | 2013-01-01 |  | None | 1 | 1 | 0 | Deemed Ex Ante Team |  |  | Deemed Ex Ante Team
HVAC-evapAC | Air Conditioners (evaporatively-cooled, split and unitary) | DEER2014 | D08 v2.05 | 2023-10-18 09:57 | Com | HVAC | SpaceCool | EvapCool_eq | ComEvap | Any | Any | rated years |  |  |  |  | 15 | 5 | Updated TechGroup(s) and TechType(s) | Standard | 2013-01-01 |  | None | 1 | 1 | 0 | Deemed Ex Ante Team |  |  | Deemed Ex Ante Team
HVAC-EvapCool | Evap Cool Indirect | DEER2014 | D08 v2.05 | 2023-10-18 09:57 | Com | HVAC | SpaceCool | EvapCool_eq | ComEvap | Any | Any | rated years |  |  |  |  | 15 | 5 | Updated to indicate claim/filing status | Standard | 2013-01-01 |  | None | 1 | 1 | 0 | Deemed Ex Ante Team |  |  | Deemed Ex Ante Team
HVAC-FanPwrdMix | Fan Powered Mixing Boxes | DEER2014 | D08 v2.05 | 2023-10-18 09:57 | Com | HVAC | VentAirDist | HV_AirDist | VentFanMtr | Any | Any | rated years |  |  |  |  | 10 | 3.3 | Updated TechType(s) | Standard | 2013-01-01 |  | None | 1 | 1 | 0 | Deemed Ex Ante Team |  |  | Deemed Ex Ante Team
HVAC-FlowCtrl-AirFiltCtrls | Air Filter Alarm | DEER2014 | PA workpaper | 2023-10-18 09:57 | Res | HVAC | VentAirDist | HV_AirDist | FlowCtrl | Any | Any | evaluated years |  |  |  |  | 5 | 1.67 | Updated TechGroup(s) and TechType(s) | Available | 2013-01-01 |  | None | 1 | 1 | 0 | Deemed Ex Ante Team |  |  | Deemed Ex Ante Team
HVAC-Frnc | High Efficiency Furnace | DEER2014 | D08 v2.05 | 2023-10-18 09:57 | Com | HVAC | SpaceHeat | SpaceHtg_eq | GasFurnace | Any | Any | rated years |  |  |  |  | 20 | 6.7 | Updated to indicate claim/filing status | Standard | 2013-01-01 |  | None | 1 | 1 | 0 | Deemed Ex Ante Team |  |  | Deemed Ex Ante Team
HVAC-HydHPVarFlow | Hydronic Heat Pump Var Flow Valve | DEER2014 | D08 v2.05 | 2023-10-18 09:57 | Com | HVAC | SpaceCool | dxHP_equip | HydronicHP_VFValve | Any | Any | rated years |  |  |  |  | 10 | 3.3 | Updated using new TechType(s) | Standard | 2013-01-01 |  | None | 1 | 1 | 0 | Deemed Ex Ante Team |  |  | Deemed Ex Ante Team
HVAC-ProgTStats | Setback Programmable Thermostats | DEER2014 | D08 v2.05 | 2023-10-18 09:57 | Com | HVAC | EnvCtrl | HV_Tech | Tstat | Any | Any | rated years |  |  |  |  | 11 | 3.7 | Updated to indicate claim/filing status | Standard | 2013-01-01 |  | None | 1 | 1 | 0 | Deemed Ex Ante Team |  |  | Deemed Ex Ante Team
HVAC-PTAC | Air Conditioners (packaged terminal AC) | DEER2014 | D08 v2.05 | 2023-10-18 09:57 | Com | HVAC | SpaceCool | dxAC_equip | pkgTerm | Any | Any | rated years |  |  |  |  | 15 | 5 | Updated TechType(s) | Standard | 2013-01-01 |  | None | 1 | 1 | 0 | Deemed Ex Ante Team |  |  | Deemed Ex Ante Team
HVAC-PTACCtrl | Package Terminal AC - Controller | ExAnte2010 | IOU Workpaper | 2023-10-18 09:57 | Com | HVAC | SpaceCool | HV_Tech | TStat | Gst | Any | rated years |  |  |  |  | 15 | 5 | Updated to indicate claim/filing status | Available | 2013-01-01 |  | None | 1 | 1 | 0 | Deemed Ex Ante Team |  |  | Deemed Ex Ante Team
HVAC-PTACCtrl | Package Terminal AC - Controller | ExAnte2010 | IOU Workpaper | 2023-10-18 09:57 | Com | HVAC | SpaceCool | HV_Tech | TStat | Htl | Any | rated years |  |  |  |  | 15 | 5 | Updated to indicate claim/filing status | Available | 2013-01-01 |  | None | 1 | 1 | 0 | Deemed Ex Ante Team |  |  | Deemed Ex Ante Team
HVAC-PTACCtrl | Package Terminal AC - Controller | ExAnte2010 | IOU Workpaper | 2023-10-18 09:57 | Com | HVAC | SpaceCool | HV_Tech | TStat | Mtl | Any | rated years |  |  |  |  | 15 | 5 | Updated to indicate claim/filing status | Available | 2013-01-01 |  | None | 1 | 1 | 0 | Deemed Ex Ante Team |  |  | Deemed Ex Ante Team
HVAC-PTHP | Heat Pumps (packaged terminal) | DEER2014 | D08 v2.05 | 2023-10-18 09:57 | Com | HVAC | HeatCool | dxHP_equip | pkgTerm | Any | Any | rated years |  |  |  |  | 15 | 5 | Updated TechType(s) | Standard | 2013-01-01 |  | None | 1 | 1 | 0 | Deemed Ex Ante Team |  |  | Deemed Ex Ante Team
HVAC-QMPkg | Quality Maintenance | DEER2014 | PA workpaper | 2023-10-18 09:57 | CC | HVAC | SpaceCool | HV_Tech | pkgEER | Any | Any | rated years | 3 |  |  |  | 3 | 3 | Updated to indicate claim/filing status | Available | 2013-01-01 | 2016-12-31 | None | 1 | 1 | 0 | Deemed Ex Ante Team |  |  | Deemed Ex Ante Team
HVAC-QMPkg | Quality Maintenance | DEER2020 | D20 v1 | 2023-10-18 09:57 | Any | HVAC | SpaceCool | HV_Tech | pkgEER | Any | Any | rated years | 3 |  |  |  | 3 |  | Updated Sector from All to Any | Available | 2017-01-01 |  | None | 1 | 1 | 0 | Deemed Ex Ante Team |  |  | Deemed Ex Ante Team
HVAC-RedcOverVent | Reducing Overventilation | DEER2014 | D08 v2.05 | 2023-10-18 09:57 | Com | HVAC | VentAirDist | HV_AirDist | HVAC_RCx | Any | Any | rated years |  |  |  |  | 10 | 3.3 | Updated using new TechType(s) | Standard | 2013-01-01 |  | None | 1 | 1 | 0 | Deemed Ex Ante Team |  |  | Deemed Ex Ante Team
HVAC-RefChg | Refrigerant Charge - Commercial | DEER2014 | D08 v2.05 | 2023-10-18 09:57 | Com | HVAC | HeatCool | dxAC_equip | refrig | Any | Any | rated years |  |  |  |  | 10 | 3.3 | Updated to indicate claim/filing status | Standard | 2013-01-01 | 2016-12-31 | None | 1 | 1 | 0 | Deemed Ex Ante Team |  |  | Deemed Ex Ante Team
HVAC-RefChg | Refrigerant Charge - Commercial | DEER2020 | D20 v1 | 2023-10-18 09:57 | Com | HVAC | HeatCool | dxAC_equip | refrig | Any | Any | rated years |  |  |  |  | 3 |  | Updated to indicate claim/filing status | Standard | 2017-01-01 |  | None | 1 | 1 | 0 | Deemed Ex Ante Team |  |  | Deemed Ex Ante Team
HVAC-RepEcono | Repair Economizer | DEER2014 | D08 v2.05 | 2023-10-18 09:57 | Com | HVAC | SpaceCool | HV_AirDist | AirEcono | Any | Any | rated years |  |  |  |  | 5 | 1.7 | Updated to indicate claim/filing status | Standard | 2013-01-01 | 2016-12-31 | None | 1 | 1 | 0 | Deemed Ex Ante Team |  |  | Deemed Ex Ante Team
HVAC-RepEcono | Repair Economizer | DEER2020 | D20 v1 | 2023-10-18 09:57 | Com | HVAC | SpaceCool | HV_AirDist | AirEcono | Any | Any | rated years |  |  |  |  | 3 |  | Updated to indicate claim/filing status | Standard | 2017-01-01 |  | None | 1 | 1 | 0 | Deemed Ex Ante Team |  |  | Deemed Ex Ante Team
HVAC-Reset | Water Loop Reset | DEER2014 | D08 v2.05 | 2023-10-18 09:57 | Com | HVAC | EnvCtrl | LiquidCirc | TempReset | Any | Any | rated years |  |  |  |  | 10 | 3.3 | Updated to indicate claim/filing status | Standard | 2013-01-01 |  | None | 1 | 1 | 0 | Deemed Ex Ante Team |  |  | Deemed Ex Ante Team
HVAC-RotHtRecov | Rotary Heat Recovery | DEER2014 | D08 v2.05 | 2023-10-18 09:57 | Com | HVAC | HeatCool | HV_AirDist | HeatRecov | Any | Any | rated years |  |  |  |  | 14 | 4.7 | Updated to indicate claim/filing status | Standard | 2013-01-01 |  | None | 1 | 1 | 0 | Deemed Ex Ante Team |  |  | Deemed Ex Ante Team
HVAC-StmTrp | Steam Traps - Space Heating | DEER2014 | D08 v2.05 | 2023-10-18 09:57 | Com | HVAC | SpaceHeat | SteamCirc | SteamTrap | Any | Any | rated years |  |  |  |  | 6 | 2 | Updated to indicate claim/filing status | Standard | 2013-01-01 | 2016-12-31 | None | 1 | 1 | 0 | Deemed Ex Ante Team |  |  | Deemed Ex Ante Team
HVAC-StmTrp | Steam Traps - Space Heating | DEER2020 | D20 v1 | 2023-10-18 09:57 | Com | HVAC | SpaceHeat | SteamCirc | SteamTrap | Any | Any | rated years |  |  |  |  | 3 | 3 | Updated to indicate claim/filing status | Standard | 2017-01-01 |  | None | 1 | 1 | 0 | Deemed Ex Ante Team |  |  | Deemed Ex Ante Team
HVAC-Timeclocks | Time Clocks (heating/cooling) | DEER2014 | D08 v2.05 | 2023-10-18 09:57 | Com | HVAC | EnvCtrl | HV_Tech | Timer | Any | Any | rated years |  |  |  |  | 11 | 3.7 | Updated to indicate claim/filing status | Standard | 2013-01-01 |  | None | 1 | 1 | 0 | Deemed Ex Ante Team |  |  | Deemed Ex Ante Team
HVAC-VarFlow | Hydronic Heat Pump Var Flow Valve | DEER2014 | D08 v2.05 | 2023-10-18 09:57 | Com | HVAC | HeatCool | LiquidCirc | FlowTempCtrl | Any | Any | rated years |  |  |  |  | 10 | 3.3 | Updated to indicate claim/filing status | Standard | 2013-01-01 |  | None | 1 | 1 | 0 | Deemed Ex Ante Team |  |  | Deemed Ex Ante Team
HVAC-VAVBox | Variable Air Volume Box, VSD Fan | DEER2014 | D08 v2.05 | 2023-10-18 09:57 | Com | HVAC | VentAirDist | Motor_Spd | ASD | Any | Any | rated years |  |  |  |  | 15 | 5 | Updated to indicate claim/filing status | Standard | 2013-01-01 |  | None | 1 | 1 | 0 | Deemed Ex Ante Team |  |  | Deemed Ex Ante Team
HVAC-VSD-DCV | Variable Speed Drive controlled by CO2 sensor | ExAnte2013 | IOU Workpaper | 2023-10-18 09:57 | Com | HVAC | HeatCool | HV_Tech | DCV | Any | Any | rated years |  |  |  |  | 15 | 5 | Updated to indicate claim/filing status | Standard | 2013-01-01 |  | None | 1 | 1 | 0 | Deemed Ex Ante Team |  |  | Deemed Ex Ante Team
HVAC-VSD-fan | Variable Air Volume Box, VSD Fan | DEER2014 | D08 v2.05 | 2023-10-18 09:57 | Com | HVAC | VentAirDist | Motor_Spd | ASD | Any | Any | rated years |  |  |  |  | 15 | 5 | Updated to indicate claim/filing status | Standard | 2013-01-01 |  | None | 1 | 1 | 0 | Deemed Ex Ante Team |  |  | Deemed Ex Ante Team
HVAC-VSD-pump | Variable Flow Water Loop, VSD Pump | DEER2014 | D08 v2.05 | 2023-10-18 09:57 | Com | HVAC | HeatCool | Motor_Spd | ASD | Any | Any | rated years |  |  |  |  | 15 | 5 | Updated to indicate claim/filing status | Standard | 2013-01-01 |  | None | 1 | 1 | 0 | Deemed Ex Ante Team |  |  | Deemed Ex Ante Team
HVAC-VSDSupFan | VSD Supply Fan Motors | DEER2014 | D08 v2.05 | 2023-10-18 09:57 | Com | HVAC | VentAirDist | Motor_Spd | ASD | Any | Any | rated years |  |  |  |  | 15 | 5 | Updated to indicate claim/filing status | Standard | 2013-01-01 |  | None | 1 | 1 | 0 | Deemed Ex Ante Team |  |  | Deemed Ex Ante Team
HVAC-WSHP | High Efficiency Water Source Heat Pump | DEER2014 | D08 v2.05 | 2023-10-18 09:57 | Com | HVAC | HeatCool | dxHP_equip | WSHP | Any | Any | rated years |  |  |  |  | 15 | 5 | Updated TechType(s) | Standard | 2013-01-01 |  | None | 1 | 1 | 0 | Deemed Ex Ante Team |  |  | Deemed Ex Ante Team
HVAC-wtrAC | Air Conditioners (water-cooled, split and unitary) | DEER2014 | D08 v2.05 | 2023-10-18 09:57 | Com | HVAC | SpaceCool | dxAC_equip | pkgAC-SEER-BA¦pkgEER¦pkgSEER¦spltAC-SEER_BA¦spltEER¦spltSEER¦vertEER | Any | Any | rated years |  |  |  |  | 15 | 5 | Updated TechType(s) | Standard | 2013-01-01 |  | None | 1 | 1 | 0 | Deemed Ex Ante Team |  |  | Deemed Ex Ante Team
HVAC-WtrEcon | Water Side Economizer | DEER2014 | D08 v2.05 | 2023-10-18 09:57 | Com | HVAC | SpaceCool | HeatReject | WSEcono | Any | Any | rated years |  |  |  |  | 15 | 5 | Updated to indicate claim/filing status | Standard | 2013-01-01 |  | None | 1 | 1 | 0 | Deemed Ex Ante Team |  |  | Deemed Ex Ante Team
HV-BFMotor | Brushless Fan Motor | ExAnte2020 | PA workpaper | 2023-10-18 09:57 | Res | HVAC | VentAirDist | HV_AirDist | VentFanMtr | Any | Any | rated years |  |  |  |  | 5 | 1.67 | Updated to indicate claim/filing status | Standard | 2020-01-01 |  | None | 1 | 1 | 0 | Deemed Ex Ante Team |  |  | Deemed Ex Ante Team
HV-CoggedBelt | Cogged Fan Belt | DEER2023 | D23 v0 | 2023-10-18 09:57 | Com | HVAC | VentAirDist | HV_AirDist | VentFanMtr | Asm | Any | Occupied Hours | 24000 | 1 | 5576 | 5 | 4.3 | 1.43 |  | Standard | 2023-01-01 |  | None | 1 | 1 | 0 | Deemed Ex Ante Team | 2022-10-12 | Updated EFLHs using the occupied hours from the DEER2020 commercial-building prototype updates to populate the EFLHs. | Deemed Ex Ante Team
HV-CoggedBelt | Cogged Fan Belt | ExAnte2013 | IOU Workpaper | 2023-10-18 09:57 | Com | HVAC | VentAirDist | HV_AirDist | VentFanMtr | Asm | Any | Occupied Hours | 24000 | 1 | 5110 | 5 | 4.7 | 1.6 | Updated to indicate claim/filing status | Standard | 2013-01-01 | 2022-12-31 | None | 1 | 1 | 0 | Deemed Ex Ante Team |  |  | Deemed Ex Ante Team
HV-CoggedBelt | Cogged Fan Belt | DEER2023 | D23 v0 | 2023-10-18 09:57 | Com | HVAC | VentAirDist | HV_AirDist | VentFanMtr | Com | Any | Occupied Hours | 24000 | 1 | 5190 | 5 | 4.62 | 1.54 |  | Standard | 2023-01-01 |  | None | 1 | 1 | 0 | Deemed Ex Ante Team | 2022-10-12 | Updated EFLHs using the occupied hours from the DEER2020 commercial-building prototype updates to populate the EFLHs. | Deemed Ex Ante Team
HV-CoggedBelt | Cogged Fan Belt | DEER2023 | D23 v0 | 2023-10-18 09:57 | Com | HVAC | VentAirDist | HV_AirDist | VentFanMtr | ECC | Any | Occupied Hours | 24000 | 1 | 4521 | 5 | 5 | 1.67 |  | Standard | 2023-01-01 |  | None | 1 | 1 | 0 | Deemed Ex Ante Team | 2022-10-12 | Updated EFLHs using the occupied hours from the DEER2020 commercial-building prototype updates to populate the EFLHs. | Deemed Ex Ante Team
HV-CoggedBelt | Cogged Fan Belt | ExAnte2013 | IOU Workpaper | 2023-10-18 09:57 | Com | HVAC | VentAirDist | HV_AirDist | VentFanMtr | ECC | Any | Occupied Hours | 24000 | 1 | 3828 | 5 | 5 | 1.7 | Updated to indicate claim/filing status | Standard | 2013-01-01 | 2022-12-31 | None | 1 | 1 | 0 | Deemed Ex Ante Team |  |  | Deemed Ex Ante Team
HV-CoggedBelt | Cogged Fan Belt | DEER2023 | D23 v0 | 2023-10-18 09:57 | Com | HVAC | VentAirDist | HV_AirDist | VentFanMtr | EPr | Any | Occupied Hours | 24000 | 1 | 3175 | 5 | 5 | 1.67 |  | Standard | 2023-01-01 |  | None | 1 | 1 | 0 | Deemed Ex Ante Team | 2022-10-12 | Updated EFLHs using the occupied hours from the DEER2020 commercial-building prototype updates to populate the EFLHs. | Deemed Ex Ante Team
HV-CoggedBelt | Cogged Fan Belt | ExAnte2013 | IOU Workpaper | 2023-10-18 09:57 | Com | HVAC | VentAirDist | HV_AirDist | VentFanMtr | EPr | Any | Occupied Hours | 24000 | 1 | 2616 | 5 | 5 | 1.7 | Updated to indicate claim/filing status | Standard | 2013-01-01 | 2022-12-31 | None | 1 | 1 | 0 | Deemed Ex Ante Team |  |  | Deemed Ex Ante Team
HV-CoggedBelt | Cogged Fan Belt | DEER2023 | D23 v0 | 2023-10-18 09:57 | Com | HVAC | VentAirDist | HV_AirDist | VentFanMtr | ERC | Any | Occupied Hours | 24000 | 1 | 3697 | 5 | 5 | 1.67 |  | Standard | 2023-01-01 |  | None | 1 | 1 | 0 | Deemed Ex Ante Team | 2022-10-12 | Updated EFLHs using the occupied hours from the DEER2020 commercial-building prototype updates to populate the EFLHs. | Deemed Ex Ante Team
HV-CoggedBelt | Cogged Fan Belt | DEER2023 | D23 v0 | 2023-10-18 09:57 | Com | HVAC | VentAirDist | HV_AirDist | VentFanMtr | ESe | Any | Occupied Hours | 24000 | 1 | 4317 | 5 | 5 | 1.67 |  | Standard | 2023-01-01 |  | None | 1 | 1 | 0 | Deemed Ex Ante Team | 2022-10-12 | Updated EFLHs using the occupied hours from the DEER2020 commercial-building prototype updates to populate the EFLHs. | Deemed Ex Ante Team
HV-CoggedBelt | Cogged Fan Belt | ExAnte2013 | IOU Workpaper | 2023-10-18 09:57 | Com | HVAC | VentAirDist | HV_AirDist | VentFanMtr | ESe | Any | Occupied Hours | 24000 | 1 | 2840 | 5 | 5 | 1.7 | Updated to indicate claim/filing status | Standard | 2013-01-01 | 2022-12-31 | None | 1 | 1 | 0 | Deemed Ex Ante Team |  |  | Deemed Ex Ante Team
HV-CoggedBelt | Cogged Fan Belt | DEER2023 | D23 v0 | 2023-10-18 09:57 | Com | HVAC | VentAirDist | HV_AirDist | VentFanMtr | EUn | Any | Occupied Hours | 24000 | 1 | 4820 | 5 | 4.98 | 1.66 |  | Standard | 2023-01-01 |  | None | 1 | 1 | 0 | Deemed Ex Ante Team | 2022-10-12 | Updated EFLHs using the occupied hours from the DEER2020 commercial-building prototype updates to populate the EFLHs. | Deemed Ex Ante Team
HV-CoggedBelt | Cogged Fan Belt | DEER2023 | D23 v0 | 2023-10-18 09:57 | Com | HVAC | VentAirDist | HV_AirDist | VentFanMtr | Gro | Any | Occupied Hours | 24000 | 1 | 8760 | 5 | 2.74 | 0.91 |  | Standard | 2023-01-01 |  | None | 1 | 1 | 0 | Deemed Ex Ante Team | 2022-10-12 | Updated EFLHs using the occupied hours from the DEER2020 commercial-building prototype updates to populate the EFLHs. | Deemed Ex Ante Team
HV-CoggedBelt | Cogged Fan Belt | DEER2023 | D23 v0 | 2023-10-18 09:57 | Com | HVAC | VentAirDist | HV_AirDist | VentFanMtr | Hsp | Any | Occupied Hours | 24000 | 1 | 8760 | 5 | 2.74 | 0.91 |  | Standard | 2023-01-01 |  | None | 1 | 1 | 0 | Deemed Ex Ante Team | 2022-10-12 | Updated EFLHs using the occupied hours from the DEER2020 commercial-building prototype updates to populate the EFLHs. | Deemed Ex Ante Team
HV-CoggedBelt | Cogged Fan Belt | DEER2023 | D23 v0 | 2023-10-18 09:57 | Com | HVAC | VentAirDist | HV_AirDist | VentFanMtr | Htl | Any | Occupied Hours | 24000 | 1 | 8760 | 5 | 2.74 | 0.91 |  | Standard | 2023-01-01 |  | None | 1 | 1 | 0 | Deemed Ex Ante Team | 2022-10-12 | Updated EFLHs using the occupied hours from the DEER2020 commercial-building prototype updates to populate the EFLHs. | Deemed Ex Ante Team
HV-CoggedBelt | Cogged Fan Belt | DEER2023 | D23 v0 | 2023-10-18 09:57 | Com | HVAC | VentAirDist | HV_AirDist | VentFanMtr | MBT | Any | Occupied Hours | 24000 | 1 | 3749 | 5 | 5 | 1.67 |  | Standard | 2023-01-01 |  | None | 1 | 1 | 0 | Deemed Ex Ante Team | 2022-10-12 | Updated EFLHs using the occupied hours from the DEER2020 commercial-building prototype updates to populate the EFLHs. | Deemed Ex Ante Team
HV-CoggedBelt | Cogged Fan Belt | DEER2023 | D23 v0 | 2023-10-18 09:57 | Ind | HVAC | VentAirDist | HV_AirDist | VentFanMtr | MLI | Any | Occupied Hours | 24000 | 1 | 4112 | 5 | 5 | 1.67 |  | Standard | 2023-01-01 |  | None | 1 | 1 | 0 | Deemed Ex Ante Team | 2022-10-12 | Updated EFLHs using the occupied hours from the DEER2020 commercial-building prototype updates to populate the EFLHs. | Deemed Ex Ante Team
HV-CoggedBelt | Cogged Fan Belt | ExAnte2013 | IOU Workpaper | 2023-10-18 09:57 | Ind | HVAC | VentAirDist | HV_AirDist | VentFanMtr | MLI | Any | Occupied Hours | 24000 | 1 | 3514 | 5 | 5 | 1.7 | Updated to indicate claim/filing status | Standard | 2013-01-01 | 2022-12-31 | None | 1 | 1 | 0 | Deemed Ex Ante Team |  |  | Deemed Ex Ante Team
HV-CoggedBelt | Cogged Fan Belt | DEER2023 | D23 v0 | 2023-10-18 09:57 | Ind | HVAC | VentAirDist | HV_AirDist | VentFanMtr | Mtl | Any | Occupied Hours | 24000 | 1 | 8760 | 5 | 2.74 | 0.91 |  | Standard | 2023-01-01 |  | None | 1 | 1 | 0 | Deemed Ex Ante Team | 2022-10-12 | Updated EFLHs using the occupied hours from the DEER2020 commercial-building prototype updates to populate the EFLHs. | Deemed Ex Ante Team
HV-CoggedBelt | Cogged Fan Belt | DEER2023 | D23 v0 | 2023-10-18 09:57 | Com | HVAC | VentAirDist | HV_AirDist | VentFanMtr | Nrs | Any | Occupied Hours | 24000 | 1 | 8760 | 5 | 2.74 | 0.91 |  | Standard | 2023-01-01 |  | None | 1 | 1 | 0 | Deemed Ex Ante Team | 2022-10-12 | Updated EFLHs using the occupied hours from the DEER2020 commercial-building prototype updates to populate the EFLHs. | Deemed Ex Ante Team
HV-CoggedBelt | Cogged Fan Belt | ExAnte2013 | IOU Workpaper | 2023-10-18 09:57 | Com | HVAC | VentAirDist | HV_AirDist | VentFanMtr | Nrs | Any | Occupied Hours | 24000 | 1 | 8760 | 5 | 2.7 | 0.9 | Updated to indicate claim/filing status | Standard | 2013-01-01 | 2022-12-31 | None | 1 | 1 | 0 | Deemed Ex Ante Team |  |  | Deemed Ex Ante Team
HV-CoggedBelt | Cogged Fan Belt | DEER2023 | D23 v0 | 2023-10-18 09:57 | Com | HVAC | VentAirDist | HV_AirDist | VentFanMtr | OfL | Any | Occupied Hours | 24000 | 1 | 3616 | 5 | 5 | 1.67 |  | Standard | 2023-01-01 |  | None | 1 | 1 | 0 | Deemed Ex Ante Team | 2022-10-12 | Updated EFLHs using the occupied hours from the DEER2020 commercial-building prototype updates to populate the EFLHs. | Deemed Ex Ante Team
HV-CoggedBelt | Cogged Fan Belt | ExAnte2013 | IOU Workpaper | 2023-10-18 09:57 | Com | HVAC | VentAirDist | HV_AirDist | VentFanMtr | OfL | Any | Occupied Hours | 24000 | 1 | 3974 | 5 | 5 | 1.7 | Updated to indicate claim/filing status | Standard | 2013-01-01 | 2022-12-31 | None | 1 | 1 | 0 | Deemed Ex Ante Team |  |  | Deemed Ex Ante Team
HV-CoggedBelt | Cogged Fan Belt | DEER2023 | D23 v0 | 2023-10-18 09:57 | Com | HVAC | VentAirDist | HV_AirDist | VentFanMtr | OfS | Any | Occupied Hours | 24000 | 1 | 4044 | 5 | 5 | 1.67 |  | Standard | 2023-01-01 |  | None | 1 | 1 | 0 | Deemed Ex Ante Team | 2022-10-12 | Updated EFLHs using the occupied hours from the DEER2020 commercial-building prototype updates to populate the EFLHs. | Deemed Ex Ante Team
HV-CoggedBelt | Cogged Fan Belt | ExAnte2013 | IOU Workpaper | 2023-10-18 09:57 | Com | HVAC | VentAirDist | HV_AirDist | VentFanMtr | OfS | Any | Occupied Hours | 24000 | 1 | 3371 | 5 | 5 | 1.7 | Updated to indicate claim/filing status | Standard | 2013-01-01 | 2022-12-31 | None | 1 | 1 | 0 | Deemed Ex Ante Team |  |  | Deemed Ex Ante Team
HV-CoggedBelt | Cogged Fan Belt | DEER2023 | D23 v0 | 2023-10-18 09:57 | Com | HVAC | VentAirDist | HV_AirDist | VentFanMtr | RFF | Any | Occupied Hours | 24000 | 1 | 6935 | 5 | 3.46 | 1.15 |  | Standard | 2023-01-01 |  | None | 1 | 1 | 0 | Deemed Ex Ante Team | 2022-10-12 | Updated EFLHs using the occupied hours from the DEER2020 commercial-building prototype updates to populate the EFLHs. | Deemed Ex Ante Team
HV-CoggedBelt | Cogged Fan Belt | ExAnte2013 | IOU Workpaper | 2023-10-18 09:57 | Com | HVAC | VentAirDist | HV_AirDist | VentFanMtr | RFF | Any | Occupied Hours | 24000 | 1 | 6935 | 5 | 3.5 | 1.2 | Updated to indicate claim/filing status | Standard | 2013-01-01 | 2022-12-31 | None | 1 | 1 | 0 | Deemed Ex Ante Team |  |  | Deemed Ex Ante Team
HV-CoggedBelt | Cogged Fan Belt | DEER2023 | D23 v0 | 2023-10-18 09:57 | Com | HVAC | VentAirDist | HV_AirDist | VentFanMtr | RSD | Any | Occupied Hours | 24000 | 1 | 5119 | 5 | 4.69 | 1.56 |  | Standard | 2023-01-01 |  | None | 1 | 1 | 0 | Deemed Ex Ante Team | 2022-10-12 | Updated EFLHs using the occupied hours from the DEER2020 commercial-building prototype updates to populate the EFLHs. | Deemed Ex Ante Team
HV-CoggedBelt | Cogged Fan Belt | ExAnte2013 | IOU Workpaper | 2023-10-18 09:57 | Com | HVAC | VentAirDist | HV_AirDist | VentFanMtr | RSD | Any | Occupied Hours | 24000 | 1 | 5110 | 5 | 4.7 | 1.6 | Updated to indicate claim/filing status | Standard | 2013-01-01 | 2022-12-31 | None | 1 | 1 | 0 | Deemed Ex Ante Team |  |  | Deemed Ex Ante Team
HV-CoggedBelt | Cogged Fan Belt | DEER2023 | D23 v0 | 2023-10-18 09:57 | Com | HVAC | VentAirDist | HV_AirDist | VentFanMtr | Rt3 | Any | Occupied Hours | 24000 | 1 | 5231 | 5 | 4.59 | 1.53 |  | Standard | 2023-01-01 |  | None | 1 | 1 | 0 | Deemed Ex Ante Team | 2022-10-12 | Updated EFLHs using the occupied hours from the DEER2020 commercial-building prototype updates to populate the EFLHs. | Deemed Ex Ante Team
HV-CoggedBelt | Cogged Fan Belt | ExAnte2013 | IOU Workpaper | 2023-10-18 09:57 | Com | HVAC | VentAirDist | HV_AirDist | VentFanMtr | Rt3 | Any | Occupied Hours | 24000 | 1 | 4482 | 5 | 5 | 1.7 | Updated to indicate claim/filing status | Standard | 2013-01-01 | 2022-12-31 | None | 1 | 1 | 0 | Deemed Ex Ante Team |  |  | Deemed Ex Ante Team
HV-CoggedBelt | Cogged Fan Belt | DEER2023 | D23 v0 | 2023-10-18 09:57 | Com | HVAC | VentAirDist | HV_AirDist | VentFanMtr | RtL | Any | Occupied Hours | 24000 | 1 | 5527 | 5 | 4.34 | 1.45 |  | Standard | 2023-01-01 |  | None | 1 | 1 | 0 | Deemed Ex Ante Team | 2022-10-12 | Updated EFLHs using the occupied hours from the DEER2020 commercial-building prototype updates to populate the EFLHs. | Deemed Ex Ante Team
HV-CoggedBelt | Cogged Fan Belt | ExAnte2013 | IOU Workpaper | 2023-10-18 09:57 | Com | HVAC | VentAirDist | HV_AirDist | VentFanMtr | RtL | Any | Occupied Hours | 24000 | 1 | 5475 | 5 | 4.4 | 1.5 | Updated to indicate claim/filing status | Standard | 2013-01-01 | 2022-12-31 | None | 1 | 1 | 0 | Deemed Ex Ante Team |  |  | Deemed Ex Ante Team
HV-CoggedBelt | Cogged Fan Belt | DEER2023 | D23 v0 | 2023-10-18 09:57 | Com | HVAC | VentAirDist | HV_AirDist | VentFanMtr | RtS | Any | Occupied Hours | 24000 | 1 | 4887 | 5 | 4.91 | 1.64 |  | Standard | 2023-01-01 |  | None | 1 | 1 | 0 | Deemed Ex Ante Team | 2022-10-12 | Updated EFLHs using the occupied hours from the DEER2020 commercial-building prototype updates to populate the EFLHs. | Deemed Ex Ante Team
HV-CoggedBelt | Cogged Fan Belt | ExAnte2013 | IOU Workpaper | 2023-10-18 09:57 | Com | HVAC | VentAirDist | HV_AirDist | VentFanMtr | RtS | Any | Occupied Hours | 24000 | 1 | 4745 | 5 | 5 | 1.7 | Updated to indicate claim/filing status | Standard | 2013-01-01 | 2022-12-31 | None | 1 | 1 | 0 | Deemed Ex Ante Team |  |  | Deemed Ex Ante Team
HV-CoggedBelt | Cogged Fan Belt | DEER2023 | D23 v0 | 2023-10-18 09:57 | Com | HVAC | VentAirDist | HV_AirDist | VentFanMtr | SCn | Any | Occupied Hours | 24000 | 1 | 4954 | 5 | 4.84 | 1.61 |  | Standard | 2023-01-01 |  | None | 1 | 1 | 0 | Deemed Ex Ante Team | 2022-10-12 | Updated EFLHs using the occupied hours from the DEER2020 commercial-building prototype updates to populate the EFLHs. | Deemed Ex Ante Team
HV-CoggedBelt | Cogged Fan Belt | DEER2023 | D23 v0 | 2023-10-18 09:57 | Com | HVAC | VentAirDist | HV_AirDist | VentFanMtr | WRf | Any | Occupied Hours | 24000 | 1 | 8760 | 5 | 2.74 | 0.91 |  | Standard | 2023-01-01 |  | None | 1 | 1 | 0 | Deemed Ex Ante Team | 2022-10-12 | Updated EFLHs using the occupied hours from the DEER2020 commercial-building prototype updates to populate the EFLHs. | Deemed Ex Ante Team
HV-DuctOpt-BW | Sheet-metal Return Duct Retrofit, Crossover Duct Replacement | ExAnte2022 | SW Workpaper | 2023-10-18 09:57 | Res | HVAC | VentAirDist | HV_AirDist | DuctLeak | DMo | Any | rated years |  |  |  |  | 18 | 6 | Updated to indicate claim/filing status | Proposed | 2020-09-01 |  | None | 1 | 1 | 0 | Deemed Ex Ante Team |  |  | Deemed Ex Ante Team
HV-DuctSeal | Duct Sealing | DEER2014 | D08 v2.05 | 2023-10-18 09:57 | Res | HVAC | VentAirDist | HV_AirDist | DuctInsul | Any | Any | rated years |  |  |  |  | 18 | 6 | Updated to indicate claim/filing status | Standard | 2013-01-01 | 2016-12-31 | None | 1 | 1 | 0 | Deemed Ex Ante Team |  |  | Deemed Ex Ante Team
HV-DuctSeal | Duct Sealing | DEER2020 | D20 v1 | 2023-10-18 09:57 | Res | HVAC | VentAirDist | HV_AirDist | DuctLeak | Any | Any | rated years |  |  |  |  | 3 |  | Updated to indicate claim/filing status | Standard | 2017-01-01 |  | None | 1 | 1 | 0 | Deemed Ex Ante Team |  |  | Deemed Ex Ante Team
HV-DuctSeal-BW | Duct sealing for MAT=Building Weatherization | DEER2022 | D22 v1 | 2023-10-18 09:57 | Res | HVAC | VentAirDist | HV_AirDist | DuctLeak | Any | Any | rated years |  |  |  |  | 18 | 6 | Updated TechGroup(s) | Proposed | 2021-01-01 |  | None | 1 | 1 | 0 | Deemed Ex Ante Team |  |  | Deemed Ex Ante Team
HV-EffFurn | High Efficiency Furnace | DEER2014 | D08 v2.05 | 2024-05-09 10:39 | Res | HVAC | SpaceHeat | SpaceHtg_eq | GasFurnace | Any | Any | rated years |  |  |  |  | 20 | 6.7 | Expiring EUL ID | Standard | 2013-01-01 | 2025-12-31 | None | 1 | 1 | 0 | Deemed Ex Ante Team |  |  | Deemed Ex Ante Team
HV-EffFurn | High Efficiency Furnace | DEER2026 | D26 v1 | 2024-05-09 10:38 | Res | HVAC | SpaceHeat | SpaceHtg_eq | GasFurnace | Any | Any | evaluated years |  |  |  |  | 30 | 10 |  | Standard | 2026-01-01 |  | None | 1 | 1 | 0 | Deemed Ex Ante Team | 2024-05-09 10:38 | Residential HVAC and DHW Measure Effective Useful Life Study, 2024-04-09, CALMAC ID: CPU0368.02, p. 27 | Deemed Ex Ante Team
HV-Evap | Evaporative Cooler | DEER2014 | D08 v2.05 | 2023-10-18 09:57 | Res | HVAC | SpaceCool | EvapCool_eq | ResEvap | Any | Any | rated years |  |  |  |  | 15 | 5 | Updated to indicate claim/filing status | Standard | 2013-01-01 |  | None | 1 | 1 | 0 | Deemed Ex Ante Team |  |  | Deemed Ex Ante Team
HV-FanControl | Fan controller for HVAC | DEER2023 |  | 2024-10-15 08:43 | Res | HVAC | InGen | HV_AirDist | VentFanCtrl | Any | Any | rated years | 0 | 0 |  |  | 9.7 | 3.23 |  | Standard | 2023-05-03 |  | None | 1 | 1 | 0 | Deemed Ex Ante Team | 2023-05-03 | "Five Year Retention Study of Efficient Fan Controller (EFC)" by Verified Inc. for GreenFan Inc., 2018-05-05. | Deemed Ex Ante Team
HV-ProgTstat | Programmable Thermostat | DEER2014 | D08 v2.05 | 2023-10-18 09:57 | Res | HVAC | EnvCtrl | HV_Tech | Tstat | Any | Any | rated years |  |  |  |  | 11 | 3.7 | Updated to indicate claim/filing status | Standard | 2013-01-01 |  | None | 1 | 1 | 0 | Deemed Ex Ante Team |  |  | Deemed Ex Ante Team
HV-RAC-ES | Room AC - Energy Star | DEER2014 | D08 v2.05 | 2023-10-18 09:57 | Res | HVAC | SpaceCool | dxAC_equip | RoomAC | Any | Any | rated years |  |  |  |  | 9 | 3 | Updated TechType(s) | Standard | 2013-01-01 |  | None | 1 | 1 | 0 | Deemed Ex Ante Team |  |  | Deemed Ex Ante Team
HV-RAC-RUL | Room AC - Recycling (RUL) | DEER2014 | D08 v2.05 | 2023-10-18 09:57 | Res | HVAC | SpaceCool | dxAC_equip | RoomAC | Any | Any | rated years | [5 empty] | 3 | Updated TechType(s) | Standard | 2013-01-01 |  | None | 1 | 1 | 0 | Deemed Ex Ante Team |  |  | Deemed Ex Ante Team
HV-RefChrg | Refrigerant Charge - Residential | DEER2014 | D08 v2.05 | 2023-10-18 09:57 | Res | HVAC | HeatCool | dxAC_equip | refrig | Any | Any | rated years |  |  |  |  | 10 | 3.3 | Updated to indicate claim/filing status | Standard | 2013-01-01 | 2016-12-31 | None | 1 | 1 | 0 | Deemed Ex Ante Team |  |  | Deemed Ex Ante Team
HV-RefChrg | Refrigerant Charge - Residential | DEER2020 | D20 v1 | 2023-10-18 09:57 | Res | HVAC | HeatCool | dxAC_equip | refrig | Any | Any | rated years |  |  |  |  | 3 |  | Updated to indicate claim/filing status | Standard | 2017-01-01 |  | None | 1 | 1 | 0 | Deemed Ex Ante Team |  |  | Deemed Ex Ante Team
HV-ResAC | High Efficiency Air Conditioner (package and split systems) | DEER2014 | D08 v2.05 | 2024-09-16 10:17 | Res | HVAC | SpaceCool | dxAC_equip | pkgAC-SEER-BA¦pkgSEER¦spltAC-SEER_BA¦spltSEER | Any | Any | rated years |  |  |  |  | 15 | 5 | Expired this record since a new record was created after review of 2023 Residential HVAC and DHW Effective Useful Life Final Report. | Standard | 2013-01-01 | 2025-12-31 | None | 1 | 1 | 0 | Deemed Ex Ante Team |  |  | Deemed Ex Ante Team
HV-ResAC | High Efficiency Air Conditioner (package and split systems) | DEER2026 | D26v0 | 2024-10-10 13:42 | Res | HVAC | SpaceCool | dxAC_equip | pkgAC-SEER-BA¦pkgSEER¦spltAC-SEER_BA¦spltSEER | Any | Any | rated years |  |  |  |  | 23 | 7.67 | Updated Status to "Standard" | Standard | 2026-01-01 |  | None | 1 | 1 | 0 | Deemed Ex Ante Team | 2024-09-16 10:23 | DEER2026 | Deemed Ex Ante Team
HV-ResAC-CleanCoil | Clean Condenser Coils - Residential | DEER2014 | D08 v2.05 | 2023-10-18 09:57 | Res | Service | Maintenance | dxAC_equip | HV_RCx | Any | Any | rated years |  |  |  |  | 3 |  | Updated TechGroup(s) and using new TechType(s) | Standard | 2013-01-01 |  | None | 1 | 1 | 0 | Deemed Ex Ante Team |  |  | Deemed Ex Ante Team
HV-ResEvapAC | High Efficiency Air Conditioner (Evap cooled split systems) | DEER2014 | D08 v2.05 | 2023-10-18 09:57 | Res | HVAC | SpaceCool | EvapCool_eq | ResEvap | Any | Any | rated years |  |  |  |  | 15 | 5 | Updated to indicate claim/filing status | Standard | 2013-01-01 |  | None | 1 | 1 | 0 | Deemed Ex Ante Team |  |  | Deemed Ex Ante Team
HV-ResHP | High Efficiency Heat Pump | DEER2014 | D08 v2.05 | 2024-02-09 14:47 | Res | HVAC | HeatCool | dxHP_equip | pkgEER¦pkgHP-SEER-BA¦pkgSEER¦spltEER¦spltHP-SEER-BA¦spltSEER¦VarRefgHP | Any | Any | rated years |  |  |  |  | 15 | 5 | Updated TechType(s) | Standard | 2013-01-01 | 2025-12-31 | None | 1 | 1 | 0 | Deemed Ex Ante Team |  |  | Deemed Ex Ante Team
HV-ResHP | Residential Heat Pump | DEER2026 | D26 v1 | 2024-05-09 10:39 | Res | HVAC | HeatCool | dxHP_equip | pkgEER¦pkgHP-SEER-BA¦pkgSEER¦spltEER¦spltHP-SEER-BA¦spltSEER¦VarRefgHP | Any | Any | evaluated years |  |  |  |  | 23 | 7.67 | Revised BasisType from rated years to evaluated years based on Residential HVAC and DHW Measure Effective Useful Life Study, 2024-04-09, CALMAC ID: CPU0368.02, p. 27 | Standard | 2026-01-01 |  | None | 1 | 1 | 1 | Deemed Ex Ante Team | 2024-02-09 14:47 | Residential HVAC and DHW Measure Effective Useful Life Study, 2024-04-09, CALMAC ID: CPU0368.02, p. 27 | Deemed Ex Ante Team
HV-ResRCx | Residential HVAC assessment report & maintenance contract | DEER2020 | D20 v1 | 2023-10-18 09:57 | Res | Service | Diagnostic | dxAC_equip¦dxHP_equip | HV_RCx | Any | Any | rated years | [6 empty] | Updated TechGroup(s) and using new TechType(s) | Available | 2017-01-01 |  | None | 1 | 1 | 0 | Deemed Ex Ante Team |  |  | Deemed Ex Ante Team
HV-ResRCx | Residential HVAC assessment report & maintenance contract | ExAnte2013 | IOU Workpaper | 2023-10-18 09:57 | Res | Service | Diagnostic | dxAC_equip¦dxHP_equip | HV_RCx | Any | Any | rated years |  |  |  |  | 5 | 1.7 | Updated TechGroup(s) and using new TechType(s) | Available | 2013-01-01 | 2016-12-31 | None | 1 | 1 | 0 | Deemed Ex Ante Team |  |  | Deemed Ex Ante Team
HV-SmartTstat | Smart communicating thermostat (SCT) | ExAnte2019 | D19 v1 | 2023-10-18 09:57 | Res | HVAC | EnvCtrl | HV_Tech | Tstat | Any | Any | rated years |  |  |  |  | 9.1 | 3.03 | Updated to indicate claim/filing status | Proposed | 2019-07-06 |  | None | 1 | 1 | 0 | Deemed Ex Ante Team |  |  | Deemed Ex Ante Team
HV-WHfan | Whole House Fans | DEER2014 | D08 v2.05 | 2023-10-18 09:57 | Res | HVAC | VentAirDist | HV_Tech | WHFan | Any | Any | rated years |  |  |  |  | 20 | 6.7 | Updated TechGroup(s) and TechType(s) | Standard | 2013-01-01 |  | None | 1 | 1 | 0 | Deemed Ex Ante Team |  |  | Deemed Ex Ante Team
ILtg-CFL-12000hr-Com | CFL Lamps - Indoor- Commercial - 12,000 Rated Hours | DEER2014 | D08 v2.05 | 2023-10-18 09:57 | Com | Lighting | InGen | Ltg_Lamp | CFLint_lamp | Any | Any | lamp rated hours | 12000 | 1 |  | 15 |  |  | Expired--no longer used | Available | 2013-01-01 | 2022-12-31 | Com_InGen-CFL | 1 | 1 | 0 | Deemed Ex Ante Team |  |  | Deemed Ex Ante Team
ILtg-CFL-12000hr-Res | CFL Lamps - Indoor- Residential - 12,000 Rated Hours | DEER2014 | D08 v2.05 | 2023-10-18 09:57 | Res | Lighting | InGen | Ltg_Lamp | CFLint_lamp | Any | Any | lamp rated hours | 12000 | 0.523 |  | 15 |  |  | Updated BldgType to Any | Available | 2013-01-01 | 2015-12-31 | Res_InGen | 1 | 1 | 0 | Deemed Ex Ante Team |  |  | Deemed Ex Ante Team
ILtg-CFL-12000hr-ResCmn | CFL Lamps - Indoor- Residential Common Area- 12,000 Rated Hours | DEER2014 | Lighting Disposition | 2023-10-18 09:57 | Res | Lighting | InCommon | Ltg_Lamp | CFLint_lamp | Any | Any | lamp rated hours | 12000 | 1 |  | 20 |  |  | Expired--no longer used | Available | 2013-01-01 | 2022-12-31 | Res_InCmn-Lmp | 1 | 1 | 0 | Deemed Ex Ante Team |  |  | Deemed Ex Ante Team
ILtg-CFL-3Dim-12000hr-Res | CFL Lamps - Indoor- Residential - 12,000 Rated Hours | DEER2014 | D08 v2.05 | 2023-10-18 09:57 | Res | Lighting | InGen | Ltg_Lamp | CFLint_lamp | Any | Any | lamp rated hours | 12000 | 0.523 |  | 15 |  |  | Updated BldgType to Any | Available | 2013-01-01 | 2015-12-31 | Res_InGen-3Dim | 1 | 1 | 0 | Deemed Ex Ante Team |  |  | Deemed Ex Ante Team
ILtg-CFL-3Dim-6000hr-Res | CFL Lamps - Indoor- Residential - 6,000 Rated Hours | DEER2014 | D08 v2.05 | 2023-10-18 09:57 | Res | Lighting | InGen | Ltg_Lamp | CFLint_lamp | Any | Any | lamp rated hours | 6000 | 0.523 |  | 15 |  |  | Updated BldgType to Any | Available | 2013-01-01 | 2015-12-31 | Res_InGen-3Dim | 1 | 1 | 0 | Deemed Ex Ante Team |  |  | Deemed Ex Ante Team
ILtg-CFL-3Dim-8000hr-Res | CFL Lamps - Indoor- Residential - 8,000 Rated Hours | DEER2014 | D08 v2.05 | 2023-10-18 09:57 | Res | Lighting | InGen | Ltg_Lamp | CFLint_lamp | Any | Any | lamp rated hours | 8000 | 0.523 |  | 20 |  |  | Updated BldgType to Any | Available | 2013-01-01 | 2015-12-31 | Res_InGen-3Dim | 1 | 1 | 0 | Deemed Ex Ante Team |  |  | Deemed Ex Ante Team
ILtg-CFL-3Dim-Res | CFL Lamps - Indoor- Residential - 10,000 Rated Hours | DEER2014 | D08 v2.05 | 2023-10-18 09:57 | Res | Lighting | InGen | Ltg_Lamp | CFLint_lamp | Any | Any | lamp rated hours | 10000 | 0.523 |  | 20 |  |  | Updated BldgType to Any | Available | 2013-01-01 | 2015-12-31 | Res_InGen-3Dim | 1 | 1 | 0 | Deemed Ex Ante Team |  |  | Deemed Ex Ante Team
ILtg-CFL-6000hr-Com | CFL Lamps - Indoor- Commercial - 6,000 Rated Hours | DEER2014 | D08 v2.05 | 2023-10-18 09:57 | Com | Lighting | InGen | Ltg_Lamp | CFLint_lamp | Any | Any | lamp rated hours | 6000 | 1 |  | 15 |  |  | Expired--no longer used | Available | 2013-01-01 | 2022-12-31 | Com_InGen-CFL | 1 | 1 | 0 | Deemed Ex Ante Team |  |  | Deemed Ex Ante Team
ILtg-CFL-6000hr-Res | CFL Lamps - Indoor- Residential - 6,000 Rated Hours | DEER2014 | D08 v2.05 | 2023-10-18 09:57 | Res | Lighting | InGen | Ltg_Lamp | CFLint_lamp | Any | Any | lamp rated hours | 6000 | 0.523 |  | 15 |  |  | Updated BldgType to Any | Available | 2013-01-01 | 2015-12-31 | Res_InGen | 1 | 1 | 0 | Deemed Ex Ante Team |  |  | Deemed Ex Ante Team
ILtg-CFL-6000hr-ResCmn | CFL Lamps - Indoor- Residential Common Area- 6,000 Rated Hours | DEER2014 | Lighting Disposition | 2023-10-18 09:57 | Res | Lighting | InCommon | Ltg_Lamp | CFLint_lamp | Any | Any | lamp rated hours | 6000 | 1 |  | 20 |  |  | Expired--no longer used | Available | 2013-01-01 | 2022-12-31 | Res_InCmn-Lmp | 1 | 1 | 0 | Deemed Ex Ante Team |  |  | Deemed Ex Ante Team
ILtg-CFL-8000hr-Com | CFL Lamps - Indoor- Commercial - 8,000 Rated Hours | DEER2014 | D08 v2.05 | 2023-10-18 09:57 | Com | Lighting | InGen | Ltg_Lamp | CFLint_lamp | Any | Any | lamp rated hours | 8000 | 1 |  | 15 |  |  | Expired--no longer used | Available | 2013-01-01 | 2022-12-31 | Com_InGen-CFL | 1 | 1 | 0 | Deemed Ex Ante Team |  |  | Deemed Ex Ante Team
ILtg-CFL-8000hr-Res | CFL Lamps - Indoor- Residential - 8,000 Rated Hours | DEER2014 | D08 v2.05 | 2023-10-18 09:57 | Res | Lighting | InGen | Ltg_Lamp | CFLint_lamp | Any | Any | lamp rated hours | 8000 | 0.523 |  | 20 |  |  | Updated BldgType to Any | Available | 2013-01-01 | 2015-12-31 | Res_InGen | 1 | 1 | 0 | Deemed Ex Ante Team |  |  | Deemed Ex Ante Team
ILtg-CFL-8000hr-ResCmn | CFL Lamps - Indoor- Residential Common Area- 8,000 Rated Hours | DEER2014 | Lighting Disposition | 2023-10-18 09:57 | Res | Lighting | InCommon | Ltg_Lamp | CFLint_lamp | Any | Any | lamp rated hours | 8000 | 1 |  | 20 |  |  | Expired--no longer used | Available | 2013-01-01 | 2022-12-31 | Res_InCmn-Lmp | 1 | 1 | 0 | Deemed Ex Ante Team |  |  | Deemed Ex Ante Team
ILtg-CFL-Com | CFL Lamps - Indoor- Commercial - 10,000 Rated Hours | DEER2014 | D08 v2.05 | 2023-10-18 09:57 | Com | Lighting | InGen | Ltg_Lamp | CFLint_lamp | Any | Any | lamp rated hours | 10000 | 1 |  | 15 |  |  | Although expired via Resolution E-5152 DEER2023 Update, it was later found to be needed; the approved expiration was cancelled. | Available | 2013-01-01 |  | Com_InGen-CFL | 1 | 1 | 0 | Deemed Ex Ante Team |  |  | Deemed Ex Ante Team
ILtg-CFLfix-Com | CFL Fixtures - Indoor- Commercial | DEER2014 | D08 v2.05 | 2023-10-18 09:57 | Com | Lighting | InGen | Ltg_Fixture | CFL_fixt | Any | Any | rated years |  |  |  |  | 12 | 4 | Although expired via Resolution E-5152 DEER2023 Update, it was later found to be needed; the approved expiration was cancelled. | Standard | 2013-01-01 |  | None | 1 | 1 | 0 | Deemed Ex Ante Team |  |  | Deemed Ex Ante Team
ILtg-CFLfix-Res | CFL Fixtures - Indoor - Residential | DEER2014 | D08 v2.05 | 2023-10-18 09:57 | Res | Lighting | InGen | Ltg_Fixture | CFL_fixt | Any | Any | rated years |  |  |  | 16 | 16 | 5.33 | Although expired via Resolution E-5152 DEER2023 Update, it was later found to be needed; the approved expiration was cancelled. | Standard | 2013-01-01 |  | None | 1 | 1 | 0 | Deemed Ex Ante Team |  |  | Deemed Ex Ante Team
ILtg-CFLfix-ResCmnArea | CFL Fixtures - Indoor - Residential Common Area | DEER2014 | Lighting Disposition | 2023-10-18 09:57 | Res | Lighting | InCommon | Ltg_Fixture | CFL_fixt | Any | Any | rated years |  |  |  | 15 | 15 | 5 | Although expired via Resolution E-5152 DEER2023 Update, it was later found to be needed; the approved expiration was cancelled. | Standard | 2013-01-01 |  | None | 1 | 1 | 0 | Deemed Ex Ante Team |  |  | Deemed Ex Ante Team
ILtg-CFL-Res | CFL Lamps - Indoor- Residential - 10,000 Rated Hours | DEER2014 | D08 v2.05 | 2023-10-18 09:57 | Res | Lighting | InGen | Ltg_Lamp | CFLint_lamp | Any | Any | lamp rated hours | 10000 | 0.523 |  | 20 |  |  | Updated BldgType to Any | Available | 2013-01-01 | 2015-12-31 | Res_InGen | 1 | 1 | 0 | Deemed Ex Ante Team |  |  | Deemed Ex Ante Team
ILtg-CFL-Res | CFL Lamps - Indoor- Residential | DEER2016 | D15-UncMsr | 2023-10-18 09:57 | Res | Lighting | InGen | Ltg_Lamp | CFLint_lamp | Any | Any | expected replacement cycle |  |  |  |  | 3.5 | 1.2 | Updated BldgType to Any | Available | 2016-01-01 |  | None | 1 | 1 | 0 | Deemed Ex Ante Team |  |  | Deemed Ex Ante Team
ILtg-CFL-ResCmn | CFL Lamps - Indoor- Residential Common Area- 10,000 Rated Hours | DEER2014 | Lighting Disposition | 2023-10-18 09:57 | Res | Lighting | InCommon | Ltg_Lamp | CFLint_lamp | Any | Any | lamp rated hours | 10000 | 1 |  | 20 |  |  | Although expired via Resolution E-5152 DEER2023 Update, it was later found to be needed; the approved expiration was cancelled. | Available | 2013-01-01 |  | Res_InCmn-Lmp | 1 | 1 | 0 | Deemed Ex Ante Team |  |  | Deemed Ex Ante Team
Iltg-Com-CldCthd-25000hr | Iltg-Com-CldCthd-25000hr | DEER2014 | PA workpaper | 2023-10-18 09:57 | Com | Lighting | InGen | Ltg_Lamp | CFLint_lamp | Any | Any | lamp rated hours | 25000 | 1 |  | 15 |  |  | Although expired via Resolution E-5152 DEER2023 Update, it was later found to be needed; the approved expiration was cancelled. | Available | 2013-01-01 |  | Com_InGen-CFL | 1 | 1 | 0 | Deemed Ex Ante Team |  |  | Deemed Ex Ante Team
ILtg-Com-LED-15000hr | LED Lamp - Indoor- Commercial - Small wattage Globe, Any Candle shape | DEER2014 | Lighting Disposition | 2023-10-18 09:57 | Com | Lighting | InGen | Ltg_Lamp | LED_lamp | Any | Any | lamp rated hours | 15000 | 1 |  | 12 |  |  | Updated BldgType to Any | Available | 2013-01-01 |  | Com_InGen-CFL | 1 | 1 | 0 | Deemed Ex Ante Team |  |  | Deemed Ex Ante Team
ILtg-Com-LED-20000hr | LED Lamp - Indoor- Commercial | DEER2014 | Lighting Disposition | 2023-10-18 09:57 | Com | Lighting | InGen | Ltg_Lamp | LED_lamp | Any | Any | lamp rated hours | 20000 | 1 |  | 12 |  |  | Updated BldgType to Any | Available | 2013-01-01 |  | Com_InGen-CFL | 1 | 1 | 0 | Deemed Ex Ante Team |  |  | Deemed Ex Ante Team
ILtg-Com-LED-50000hr | LED Fixture - Indoor- Commercial | DEER2014 | Lighting Disposition | 2023-10-18 09:57 | Com | Lighting | InGen | Ltg_Lamp | LED_lamp | Any | Any | LED fixture rated hours | 50000 | 1 |  | 12 |  |  | Updated BldgType to Any | Available | 2013-01-01 |  | Com_InGen-CFL | 1 | 1 | 0 | Deemed Ex Ante Team |  |  | Deemed Ex Ante Team
ILtg-Com-LED-50000hr+16yr | LED Fixture - Indoor - Commercial | DEER2016 | PA workpaper | 2023-10-18 09:57 | Com | Lighting | InGen | Ltg_Fixture | LED_fixt | Any | Any | LED Fixture life | 50000 | 1 | 4000 | 16 | 16 | 5.3 | Updated to indicate claim/filing status | Standard | 2013-01-01 |  | None | 1 | 1 | 0 | Deemed Ex Ante Team |  |  | Deemed Ex Ante Team
ILtg-Com-LED-Alamp-10000hr | LED A-Lamp - Indoor- Commercial | DEER2020 | D20 v1 | 2023-10-18 09:57 | Com | Lighting | InGen | Ltg_Lamp | LED_lamp | Any | Any | lamp rated hours | 10000 | 1 |  | 12 |  |  | Updated BldgType to Any | Available | 2019-01-01 |  | Com_InGen-CFL | 1 | 1 | 0 | Deemed Ex Ante Team |  |  | Deemed Ex Ante Team
ILtg-Exit | Exit Lighting | DEER2014 | D08 v2.05 | 2023-10-18 09:57 | Com | Lighting | InExit | Ltg_Fixture | Exit_fixt | Any | Any | rated years |  |  |  |  | 16 | 5.3 | Updated to indicate claim/filing status | Standard | 2013-01-01 |  | None | 1 | 1 | 0 | Deemed Ex Ante Team |  |  | Deemed Ex Ante Team
ILtg-HID | HID Lighting - Any HID Fixture | DEER2014 | D08 v2.05 | 2023-10-18 09:57 | Com | Lighting | InGen | Ltg_Fixture | HID_fixt | Any | Any | electronic ballast rated hours | 70000 | 1 |  | 15 |  |  | Although expired via Resolution E-5152 DEER2023 Update, it was later found to be needed; the approved expiration was cancelled. | Available | 2013-01-01 |  | Com_InGen-HB | 1 | 1 | 0 | Deemed Ex Ante Team |  |  | Deemed Ex Ante Team
ILtg-HID-Cmn | HID Lighting - Any Fixture - Residential Common Area | DEER2014 | Lighting Disposition | 2023-10-18 09:57 | Res | Lighting | InCommon | Ltg_Fixture | HID_fixt | Any | Any | electronic ballast rated hours | 70000 | 1 |  | 15 |  |  | Although expired via Resolution E-5152 DEER2023 Update, it was later found to be needed; the approved expiration was cancelled. | Available | 2013-01-01 |  | Res_InCmn-Fixt | 1 | 1 | 0 | Deemed Ex Ante Team |  |  | Deemed Ex Ante Team
ILtg-HPS | HID Lighting - High Pressure Sodium | DEER2014 | D08 v2.05 | 2023-10-18 09:57 | Com | Lighting | InGen | Ltg_Fixture | HID_fixt | Any | Any | electronic ballast rated hours | 70000 | 1 |  | 15 |  |  | Although expired via Resolution E-5152 DEER2023 Update, it was later found to be needed; the approved expiration was cancelled. | Available | 2013-01-01 |  | Com_InGen-HB | 1 | 1 | 0 | Deemed Ex Ante Team |  |  | Deemed Ex Ante Team
ILtg-Incand-Com | CFL Lamps - Indoor- Commercial - 10,000 Rated Hours | DEER2014 | D14 v1.0.0 | 2023-10-18 09:57 | Com | Lighting | InGen | Ltg_Lamp | Incan_lamp | Any | Any | lamp rated hours | 10000 | 1 |  | 15 |  |  | Although expired via Resolution E-5152 DEER2023 Update, it was later found to be needed; the approved expiration was cancelled. | Available | 2013-01-01 |  | Com_InGen-CFL | 1 | 1 | 0 | Deemed Ex Ante Team |  |  | Deemed Ex Ante Team
ILtg-Incand-Res | Incandescent Lamps - 2,000 Hour | DEER2014 | D14 v1.0.0 | 2023-10-18 09:57 | Res | Lighting | InGen | Ltg_Lamp | Incan_lamp | Any | Any | lamp rated hours | 2000 | 1 |  | 15 |  |  | Although expired via Resolution E-5152 DEER2023 Update, it was later found to be needed; the approved expiration was cancelled. | Available | 2013-01-01 |  | Res_InGen | 1 | 1 | 0 | Deemed Ex Ante Team |  |  | Deemed Ex Ante Team
ILtg-Induct-Elec | HID Lighting - Induction | DEER2014 | Lighting Disposition | 2023-10-18 09:57 | Com | Lighting | InGen | Ltg_Fixture | Ind_LmpBlst | Any | Any | electronic ballast rated hours | 70000 | 1 |  | 15 |  |  | Although expired via Resolution E-5152 DEER2023 Update, it was later found to be needed; the approved expiration was cancelled. | Available | 2013-01-01 |  | Com_InGen-HB | 1 | 1 | 0 | Deemed Ex Ante Team |  |  | Deemed Ex Ante Team
ILtg-LED | 0.3 W LED Night Light | DEER2014 | D08 v2.05 | 2023-10-18 09:57 | Res | Lighting | InTask | Ltg_Plugin | PlugIn_fixt | Any | Any | rated years |  |  |  |  | 16 | 5.3 | Updated to indicate claim/filing status | Standard | 2013-01-01 |  | None | 1 | 1 | 0 | Deemed Ex Ante Team |  |  | Deemed Ex Ante Team
Iltg-LED-Hort-Flowering | LED Horticulture, Cannabis Flowering Stage | DEER2024 | D24 v0 | 2024-06-21 16:15 | Ag | Lighting | InTask | Ltg_Fixture | LED_fixt | GHs | Any | LED lamp rated hours | 36000 | 1 | 4380 |  | 8.22 | 2.74 |  | Standard | 2024-06-21 |  | None | 1 | 1 | 0 | Deemed Ex Ante Team | 2024-06-21 16:12 | ET20SCE8030, Market Characterization of Indoor Cannabis Cultivation, Emerging Technology Study, April 2021 | Deemed Ex Ante Team
Iltg-LED-Hort-Propagation | LED Horticulture, Cannabis Propagation/Vegetative Stage | DEER2024 | D24 v0 | 2024-06-21 16:15 | Ag | Lighting | InTask | Ltg_Fixture | LED_fixt | GHs | Any | LED lamp rated hours | 36000 | 1 | 6570 |  | 5.48 | 1.83 |  | Standard | 2024-06-21 |  | None | 1 | 1 | 0 | Deemed Ex Ante Team | 2024-06-21 16:12 | ET20SCE8030, Market Characterization of Indoor Cannabis Cultivation, Emerging Technology Study, April 2021 | Deemed Ex Ante Team
ILtg-LED-seas | LED Seasonal Light | DEER2014 | D08 v2.05 | 2023-10-18 09:57 | Res | Lighting | Seasonal | Ltg_Plugin | LtString | Any | Any | rated years |  |  |  |  | 16 | 5.3 | Expired--no longer used | Standard | 2013-01-01 | 2022-12-31 | None | 1 | 1 | 0 | Deemed Ex Ante Team |  |  | Deemed Ex Ante Team
ILtg-Lfluor-CommArea | Linear Fluorescents - MF Common Area | DEER2014 | D08 v2.05 | 2023-10-18 09:57 | Res | Lighting | InGen | Ltg_Fixture | LinFluor_fixt | MFm | Any | electronic ballast rated hours | 70000 | 1 |  | 15 | 15 | 5 | Expired per Resolution E-5152 DEER2023 (but early for eTRM synchronization) | Standard | 2013-01-01 | 2022-09-21 | None | 1 | 1 | 0 | Deemed Ex Ante Team |  |  | Deemed Ex Ante Team
ILtg-Lfluor-CommArea | Linear Fluorescents - Indoor Residential Common Area | DEER2014 | Lighting Disposition | 2023-10-18 09:57 | Res | Lighting | InCommon | Ltg_Fixture | LinFluor_fixt | MFm | Any | electronic ballast rated hours | 70000 | 1 |  | 15 |  |  | To be expired per Resolution E-5152 DEER2023, but later found to be needed. | Available | 2013-01-01 |  | Res_InCmn-Fixt | 1 | 1 | 0 | Deemed Ex Ante Team |  |  | Deemed Ex Ante Team
ILtg-Lfluor-Elec | Linear Fluorescent with Electronic Ballast | DEER2014 | D08 v2.05 | 2023-10-18 09:57 | Com | Lighting | InGen | Ltg_Fixture | LinFluor_fixt | Any | Any | electronic ballast rated hours | 70000 | 1 |  | 15 |  |  | Updated BldgType to Any | Available | 2013-01-01 |  | Com_InGen-LF | 1 | 1 | 0 | Deemed Ex Ante Team |  |  | Deemed Ex Ante Team
ILtg-Lfluor-fix | Linear Fluorescent - Fixtures | DEER2014 | D08 v2.05 | 2023-10-18 09:57 | Com | Lighting | InGen | Ltg_Fixture | LinFluor_fixt | Any | Any | rated years |  |  |  |  | 16 | 5.3 | Expired--no longer used | Standard | 2013-01-01 | 2022-12-31 | None | 1 | 1 | 0 | Deemed Ex Ante Team |  |  | Deemed Ex Ante Team
ILtg-Lfluor-Mag | Linear Fluorescent with Magnetic Ballast | DEER2014 | D08 v2.05 | 2023-10-18 09:57 | Com | Lighting | InGen | Ltg_Fixture | LinFluor_fixt | Any | Any | magnetic ballast rated hours | 45000 | 1 |  | 15 |  |  | Although expired via Resolution E-5152 DEER2023 Update, it was later found to be needed; the approved expiration was cancelled. | Available | 2013-01-01 |  | Com_InGen-LF | 1 | 1 | 0 | Deemed Ex Ante Team |  |  | Deemed Ex Ante Team
ILtg-Lfluor-T12Mag | Linear Fluorescent with T12 Lamp + Magnetic Ballast | DEER2014 | D11 v4.00 | 2023-10-18 09:57 | Com | Lighting | InGen | Ltg_Fixture | LinFluor_fixt | Any | Any | T12 lamp rated hours | 20000 | 1 |  | 15 |  |  | Although expired via Resolution E-5152 DEER2023 Update, it was later found to be needed; the approved expiration was cancelled. | Available | 2013-01-01 |  | Com_InGen-LF | 1 | 1 | 0 | Deemed Ex Ante Team |  |  | Deemed Ex Ante Team
ILtg-MH | HID Lighting - Metal Halide | DEER2014 | D08 v2.05 | 2023-10-18 09:57 | Com | Lighting | InGen | Ltg_Fixture | HID_fixt | Any | Any | electronic ballast rated hours | 70000 | 1 |  | 15 |  |  | Although expired via Resolution E-5152 DEER2023 Update, it was later found to be needed; the approved expiration was cancelled. | Available | 2013-01-01 |  | Com_InGen-HB | 1 | 1 | 0 | Deemed Ex Ante Team |  |  | Deemed Ex Ante Team
ILtg-OccSens | Occupancy Sensors | DEER2014 | D08 v2.05 | 2023-10-18 09:57 | Com | Lighting | Controls | Ltg_Fixture | OccSensor | Any | Any | rated years |  |  |  |  | 8 | 2.7 | Updated to indicate claim/filing status | Standard | 2013-01-01 |  | None | 1 | 1 | 0 | Deemed Ex Ante Team |  |  | Deemed Ex Ante Team
ILtg-Res-LED-15000hr | LED lamp - Indoor - Residential - small wattage Globe, Any Candle shape | DEER2014 | Lighting Disposition | 2023-10-18 09:57 | Res | Lighting | InGen | Ltg_Lamp | LED_lamp | Any | Any | LED lamp rated hours | 15000 | 1 |  | 16 |  |  | Updated BldgType to Any | Available | 2013-01-01 |  | Res_InGen-LED | 1 | 1 | 0 | Deemed Ex Ante Team |  |  | Deemed Ex Ante Team
ILtg-Res-LED-15000hr-Cmn | LED lamp - Indoor - Residential Common Area - small wattage Globe, Any Candle shape | DEER2014 | Lighting Disposition | 2023-10-18 09:57 | Res | Lighting | InCommon | Ltg_Lamp | LED_lamp | Any | Any | LED lamp rated hours | 15000 | 1 |  | 16 |  |  | Updated BldgType to Any | Available | 2013-01-01 |  | Res_InCmn-Lmp | 1 | 1 | 0 | Deemed Ex Ante Team |  |  | Deemed Ex Ante Team
ILtg-Res-LED-20000hr | LED lamp - Indoor - Residential | DEER2014 | Lighting Disposition | 2023-10-18 09:57 | Res | Lighting | InGen | Ltg_Lamp | LED_lamp | Any | Any | LED lamp rated hours | 20000 | 1 |  | 16 |  |  | Updated BldgType to Any | Available | 2013-01-01 |  | Res_InGen-LED | 1 | 1 | 0 | Deemed Ex Ante Team |  |  | Deemed Ex Ante Team
ILtg-Res-LED-20000hr-Cmn | LED lamp - Indoor - Residential Common Area | DEER2014 | Lighting Disposition | 2023-10-18 09:57 | Res | Lighting | InCommon | Ltg_Lamp | LED_lamp | Any | Any | LED lamp rated hours | 20000 | 1 |  | 16 |  |  | Updated BldgType to Any | Available | 2013-01-01 |  | Res_InCmn-Lmp | 1 | 1 | 0 | Deemed Ex Ante Team |  |  | Deemed Ex Ante Team
ILtg-Res-LED-50000hr | LED Fixture - Indoor - Residential | DEER2014 | Lighting Disposition | 2023-10-18 09:57 | Res | Lighting | InGen | Ltg_Fixture | LED_fixt | Any | Any | LED fixture rated hours | 50000 | 1 |  | 16 |  |  | Updated BldgType to Any | Available | 2013-01-01 |  | Res_InGen-LED | 1 | 1 | 0 | Deemed Ex Ante Team |  |  | Deemed Ex Ante Team
ILtg-Res-LED-50000hr+12yr | LED Fixture - Indoor - Residential | ExAnte2017 | Disposition | 2023-10-18 09:57 | Res | Lighting | InGen | Ltg_Fixture | LED_fixt | Any | Any | LED Fixture life | 50000 | 1 |  |  | 12 | 4 | Updated to indicate claim/filing status | Standard | 2016-05-01 |  | None | 1 | 1 | 0 | Deemed Ex Ante Team |  |  | Deemed Ex Ante Team
ILtg-Res-LED-50000hr+16yr | LED Fixture - Indoor - Residential | DEER2016 | PA workpaper | 2023-10-18 09:57 | Res | Lighting | InCommon | Ltg_Fixture | LED_fixt | Any | Any | LED Fixture life | 50000 | 1 | 4000 | 16 | 16 | 5.3 | Updated to indicate claim/filing status | Standard | 2013-01-01 |  | None | 1 | 1 | 0 | Deemed Ex Ante Team |  |  | Deemed Ex Ante Team
ILtg-Res-LED-50000hr-Cmn | LED Fixture - Indoor - Residential Common Area | DEER2014 | Lighting Disposition | 2023-10-18 09:57 | Res | Lighting | InCommon | Ltg_Fixture | LED_fixt | Any | Any | LED fixture rated hours | 50000 | 1 |  | 16 |  |  | Updated BldgType to Any | Available | 2013-01-01 |  | Res_InCmn-Lmp | 1 | 1 | 0 | Deemed Ex Ante Team |  |  | Deemed Ex Ante Team
ILtg-Res-LED-Alamp-10000hr | LED A-lamp - Indoor - Residential | DEER2020 | D20 v1 | 2023-10-18 09:57 | Res | Lighting | InGen | Ltg_Lamp | LED_lamp | Any | Any | LED lamp rated hours | 10000 | 1 |  | 16 |  |  | Updated BldgType to Any | Available | 2019-01-01 |  | Res_InGen-LED | 1 | 1 | 0 | Deemed Ex Ante Team |  |  | Deemed Ex Ante Team
ILtg-Res-LED-Alamp-10000hr-Cmn | LED A-lamp - Indoor - Residential Common Area | DEER2020 | D20 v1 | 2023-10-18 09:57 | Res | Lighting | InCommon | Ltg_Lamp | LED_lamp | Any | Any | LED lamp rated hours | 10000 | 1 |  | 16 |  |  | Updated BldgType to Any | Available | 2019-01-01 |  | Res_InCmn-Lmp | 1 | 1 | 0 | Deemed Ex Ante Team |  |  | Deemed Ex Ante Team
ILtg-T5 | HID Lighting (T-5) | DEER2014 | D08 v2.05 | 2023-10-18 09:57 | Com | Lighting | InGen | Ltg_Fixture | LinFluor_fixt | Any | Any | electronic ballast rated hours | 70000 | 1 |  | 15 |  |  | Although expired via Resolution E-5152 DEER2023 Update, it was later found to be needed; the approved expiration was cancelled. | Available | 2013-01-01 |  | Com_InGen-HB | 1 | 1 | 0 | Deemed Ex Ante Team |  |  | Deemed Ex Ante Team
ILtg-TmClck | Timeclocks | DEER2014 | D08 v2.05 | 2023-10-18 09:57 | Com | Lighting | Controls | Ltg_Fixture | Timer | Any | Any | rated years |  |  |  |  | 8 | 2.7 | Updated to indicate claim/filing status | Standard | 2013-01-01 |  | None | 1 | 1 | 0 | Deemed Ex Ante Team |  |  | Deemed Ex Ante Team
LED-Cooler | LED Lighting in Walk-in Coolers and Freezers | ExAnte2013 | IOU Workpaper | 2023-10-18 09:57 | Com | Lighting | Refrig | Ltg_Fixture | LED_fixt | Gro | Any | Lamp rated hours | 50000 | 1 | 4380 |  | 11 | 3.7 | Updated to indicate claim/filing status | Available | 2013-01-01 |  | None | 1 | 1 | 0 | Deemed Ex Ante Team |  |  | Deemed Ex Ante Team
LED-sign | LED Open Signs | ExAnte2013 | IOU Workpaper | 2023-10-18 09:57 | Com | Lighting | OutSign | Ltg_Fixture | LED_fixt | Any | Any | rated years |  |  |  |  | 16 | 5.3 | Updated to indicate claim/filing status | Available | 2013-01-01 |  | None | 1 | 1 | 0 | Deemed Ex Ante Team |  |  | Deemed Ex Ante Team
LtgFixture-Default | Default EUL/RUL for lighting fixtures | DEER2016 | D16 | 2023-10-18 09:57 | CC | Lighting | Any | Ltg_Fixture | Any | Any | Any | rated years |  |  |  | 15 | 15 | 5 | Expired--no longer used | Available | 2013-01-01 | 2022-12-31 | None | 1 | 1 | 0 | Deemed Ex Ante Team |  |  | Deemed Ex Ante Team
Motors-fan | HVAC Fan Motors | DEER2014 | D08 v2.05 | 2023-10-18 09:57 | Com | HVAC | VentAirDist | HV_AirDist | VentFanMtr | Any | Any | rated years |  |  |  |  | 15 | 5 | Updated TechType(s) | Standard | 2013-01-01 |  | None | 1 | 1 | 0 | Deemed Ex Ante Team |  |  | Deemed Ex Ante Team
Motors-HiEff | Premium-Efficiency Motors | DEER2014 | D08 v2.05 | 2023-10-18 09:57 | Com |  |  | Motor | GenPurpose | Any | Any | rated years |  |  |  |  | 15 | 5 | Updated TechType(s) | Standard | 2013-01-01 |  | None | 1 | 1 | 0 | Deemed Ex Ante Team |  |  | Deemed Ex Ante Team
Motors-pump | Water Loop Pumps | DEER2014 | D08 v2.05 | 2023-10-18 09:57 | Com |  |  | LiquidCirc | PumpMtr | Any | Any | rated years |  |  |  |  | 15 | 5 | Updated to indicate claim/filing status | Standard | 2013-01-01 |  | None | 1 | 1 | 0 | Deemed Ex Ante Team |  |  | Deemed Ex Ante Team
NonRes-Behavioral | behavioral programs in non residential settings | DEER2017 | D.16-08-019, section 3.11 | 2023-10-18 09:57 | NonRes |  |  | Behavior | Nonres | Any | Any | rated years |  |  |  | 2 | 2 |  | Updated using new TechGroup(s) and using new TechType(s) | Standard | 2017-01-01 |  | None | 1 | 1 | 0 | Deemed Ex Ante Team |  |  | Deemed Ex Ante Team
NonRes-RCx-Operational | retrocommissioning and operational programs in non residential settings | DEER2017 | D.16-08-019, section 3.11 | 2023-10-18 09:57 | NonRes |  |  | Operation | Nonres | Any | Any | rated years |  |  |  | 3 | 3 |  | Updated using new TechGroup(s) and using new TechType(s) | Standard | 2017-01-01 |  | None | 1 | 1 | 0 | Deemed Ex Ante Team |  |  | Deemed Ex Ante Team
NonRes-WhlBldg-SEM | Strategic Energy Management (SEM) | ExAnte2020 | ExAnte Workpaper | 2023-10-18 09:57 | NonRes | WhlBldg | WBUpgrade | WhlBldg | WBBldgImpSites | Any | Any | rated years |  |  |  |  | 5 | 1.67 | Revised Sector from Ag, Ind, Com to NonRes | Standard | 2020-01-01 |  | None | 1 | 1 | 0 | Deemed Ex Ante Team | 2020-12-07 | Per CPUC Decision D.17.-09-025 , Order page 46; Navagant Table 3-26. Behavioral Intervention Summary Table, page 73. | Deemed Ex Ante Team
NonSav | EUL that can be specified for Non-savings measure claims so that they pass CEDARS | ExAnte2016 | CEDARS | 2023-10-18 09:57 | Any |  |  | NonSav | NonSav | Any | Any | [5 empty] | 0 | 0 | Updated TechGroup(s) and TechType(s) | Standard | 2013-01-01 |  | None | 1 | 1 | 0 | Deemed Ex Ante Team |  |  | Deemed Ex Ante Team
OLtg-All-TmClk | Timeclock with or without photocell | DEER2014 | D08 v2.05 | 2023-10-18 09:57 | Com | Lighting | Controls | Ltg_Controls | Timer | Any | Any | rated years |  |  |  |  | 8 | 2.7 | Updated to indicate claim/filing status | Standard | 2013-01-01 |  | None | 1 | 1 | 0 | Deemed Ex Ante Team |  |  | Deemed Ex Ante Team
OLtg-All-TmClkPhoto | Timeclock with or without photocell | DEER2014 | D08 v2.05 | 2023-10-18 09:57 | Com | Lighting | Controls | Ltg_Controls | Timer | Any | Any | rated years |  |  |  |  | 8 | 2.7 | Updated TechType(s) | Standard | 2013-01-01 |  | None | 1 | 1 | 0 | Deemed Ex Ante Team |  |  | Deemed Ex Ante Team
OLtg-CFL | Outdoor CFL Lamps - 10,000 Hour | DEER2014 | D08 v2.05 | 2023-10-18 09:57 | Com | Lighting | OutGen | Ltg_Lamp | CFLint_lamp | Any | Any | lamp rated hours | 10000 | 1 |  | 15 |  |  | Although expired via Resolution E-5152 DEER2023 Update, it was later found to be needed; the approved expiration was cancelled. | Available | 2013-01-01 |  | Com_OutGen | 1 | 1 | 0 | Deemed Ex Ante Team |  |  | Deemed Ex Ante Team
OLtg-CFL | CFL Lamps - Outdoor- Residential - 10,000 Rated Hours | DEER2014 | D08 v2.05 | 2023-10-18 09:57 | Res | Lighting | OutGen | Ltg_ScrewIn | CFL_lamp | Any | Any | lamp rated hours | 10000 | 1 |  | 20 |  |  | Expired via Resolution E-5152 DEER2023 Update (but early for eTRM synchronization). | Available | 2013-01-01 | 2022-09-21 | Res_OutGen-Lmp | 1 | 1 | 0 | Deemed Ex Ante Team |  |  | Deemed Ex Ante Team
OLtg-CFL | CFL Lamps - Outdoor- Residential - 10,000 Rated Hours | DEER2016 | D15-UncMsr | 2023-10-18 09:57 | Res | Lighting | OutGen | Ltg_ScrewIn | CFL_lamp | DMo | Any | expected replacement cycle |  | 1 |  | 20 | 3.5 | 1.2 | Although expired via Resolution E-5152 DEER2023 Update, it was later found to be needed; the approved expiration was cancelled. | Available | 2016-01-01 |  | None | 1 | 1 | 0 | Deemed Ex Ante Team |  |  | Deemed Ex Ante Team
OLtg-CFL | CFL Lamps - Outdoor- Residential - 10,000 Rated Hours | DEER2016 | D15-UncMsr | 2023-10-18 09:57 | Res | Lighting | OutGen | Ltg_ScrewIn | CFL_lamp | MFm | Any | expected replacement cycle |  | 1 |  | 20 | 3.5 | 1.2 | Although expired via Resolution E-5152 DEER2023 Update, it was later found to be needed; the approved expiration was cancelled. | Available | 2016-01-01 |  | None | 1 | 1 | 0 | Deemed Ex Ante Team |  |  | Deemed Ex Ante Team
OLtg-CFL | CFL Lamps - Outdoor- Residential - 10,000 Rated Hours | DEER2016 | D15-UncMsr | 2023-10-18 09:57 | Res | Lighting | OutGen | Ltg_ScrewIn | CFL_lamp | SFm | Any | expected replacement cycle |  | 1 |  | 20 | 3.5 | 1.2 | Although expired via Resolution E-5152 DEER2023 Update, it was later found to be needed; the approved expiration was cancelled. | Available | 2016-01-01 |  | None | 1 | 1 | 0 | Deemed Ex Ante Team |  |  | Deemed Ex Ante Team
OLtg-CFL-12000hr-Res | CFL Lamps - Outdoor- Residential - 12,000 Rated Hours | DEER2011 | D08 v2.05 | 2023-10-18 09:57 | Res | Lighting | OutGen | Ltg_ScrewIn | CFL_lamp | Any | Any | lamp rated hours | 12000 | 1 |  | 20 |  |  | Expired--no longer used | Available | 2013-01-01 | 2022-12-31 | Res_OutGen-Lmp | 1 | 1 | 0 | Deemed Ex Ante Team |  |  | Deemed Ex Ante Team
OLtg-CFL-12000hr-Res-Cmn | CFL Lamps - Outdoor- Residential Common Area - 12,000 Rated Hours | DEER2014 | Lighting Disposition | 2023-10-18 09:57 | Res | Lighting | OutCommon | Ltg_Lamp | CFLint_lamp | Any | Any | lamp rated hours | 12000 | 1 |  | 20 |  |  | Expired--no longer used | Available | 2013-01-01 | 2022-12-31 | Res_OutCmn-Lmp | 1 | 1 | 0 | Deemed Ex Ante Team |  |  | Deemed Ex Ante Team
OLtg-CFL-6000hr-Res | CFL Lamps - Outdoor- Residential - 6,000 Rated Hours | DEER2011 | D08 v2.05 | 2023-10-18 09:57 | Res | Lighting | OutGen | Ltg_ScrewIn | CFL_lamp | Any | Any | lamp rated hours | 6000 | 1 |  | 20 |  |  | Expired--no longer used | Available | 2013-01-01 | 2022-12-31 | Res_OutGen-Lmp | 1 | 1 | 0 | Deemed Ex Ante Team |  |  | Deemed Ex Ante Team
OLtg-CFL-6000hr-Res-Cmn | CFL Lamps - Outdoor- Residential Common Area - 6,000 Rated Hours | DEER2014 | Lighting Disposition | 2023-10-18 09:57 | Res | Lighting | OutCommon | Ltg_Lamp | CFLint_lamp | Any | Any | lamp rated hours | 6000 | 1 |  | 20 |  |  | Expired--no longer used | Available | 2013-01-01 | 2022-12-31 | Res_OutCmn-Lmp | 1 | 1 | 0 | Deemed Ex Ante Team |  |  | Deemed Ex Ante Team
OLtg-CFL-8000hr-Res | CFL Lamps - Outdoor- Residential - 8,000 Rated Hours | DEER2011 | D08 v2.05 | 2023-10-18 09:57 | Res | Lighting | OutGen | Ltg_ScrewIn | CFL_lamp | Any | Any | lamp rated hours | 8000 | 1 |  | 20 |  |  | Expired--no longer used | Available | 2013-01-01 | 2022-12-31 | Res_OutGen-Lmp | 1 | 1 | 0 | Deemed Ex Ante Team |  |  | Deemed Ex Ante Team
OLtg-CFL-8000hr-Res-Cmn | CFL Lamps - Outdoor- Residential Common Area - 8,000 Rated Hours | DEER2014 | Lighting Disposition | 2023-10-18 09:57 | Res | Lighting | OutCommon | Ltg_Lamp | CFLint_lamp | Any | Any | lamp rated hours | 8000 | 1 |  | 20 |  |  | Expired--no longer used | Available | 2013-01-01 | 2022-12-31 | Res_OutCmn-Lmp | 1 | 1 | 0 | Deemed Ex Ante Team |  |  | Deemed Ex Ante Team
OLtg-CFL-Cmn | CFL Lamps - Outdoor- Residential Common Area - 10,000 Rated Hours | DEER2014 | Lighting Disposition | 2023-10-18 09:57 | Res | Lighting | OutCommon | Ltg_Lamp | CFLint_lamp | Any | Any | lamp rated hours | 10000 | 1 |  | 20 |  |  | Although expired via Resolution E-5152 DEER2023 Update, it was later found to be needed; the approved expiration was cancelled. | Available | 2013-01-01 |  | Res_OutCmn-Lmp | 1 | 1 | 0 | Deemed Ex Ante Team |  |  | Deemed Ex Ante Team
OLtg-CFL-Dusk-to-Dawn | CFL Lamps - Outdoor Dusk to Dawn Operation | DEER2014 | Lighting Disposition | 2023-10-18 09:57 | CC | Lighting | OutDuskDawn | Ltg_Lamp | CFLint_lamp | Any | Any | lamp rated hours | 10000 | 1 | 4380 | 20 | 2.28 | 0.76 | Expired--no longer used | Standard | 2013-01-01 | 2022-12-31 | None | 1 | 1 | 0 | Deemed Ex Ante Team |  |  | Deemed Ex Ante Team
OLtg-CFLfix | CFL Fixtures - Outdoor - Residential | DEER2014 | D08 v2.05 | 2023-10-18 09:57 | Res | Lighting | OutGen | Ltg_Fixture | CFL_fixt | Any | Any | rated years |  |  |  | 15 | 16 | 5.3 | Although expired via Resolution E-5152 DEER2023 Update, it was later found to be needed; the approved expiration was cancelled. | Standard | 2013-01-01 |  | None | 1 | 1 | 0 | Deemed Ex Ante Team |  |  | Deemed Ex Ante Team
OLtg-CFLfix-Dusk-to-Dawn | CFL Fixtures - Outdoor - Dusk to Dawn Operation | DEER2014 | Lighting Disposition | 2023-10-18 09:57 | CC | Lighting | OutDuskDawn | Ltg_Fixture | CFL_fixt | Any | Any | rated years |  |  |  | 15 | 15 | 5 | Expired--no longer used | Standard | 2013-01-01 | 2022-12-31 | None | 1 | 1 | 0 | Deemed Ex Ante Team |  |  | Deemed Ex Ante Team
OLtg-CFLfix-ResCmnArea | CFL Fixtures - Outdoor - Residential Common Area | DEER2014 | Lighting Disposition | 2023-10-18 09:57 | Res | Lighting | OutCommon | Ltg_Fixture | CFL_fixt | Any | Any | rated years |  |  |  | 15 | 15 | 5 | Although expired via Resolution E-5152 DEER2023 Update, it was later found to be needed; the approved expiration was cancelled. | Standard | 2013-01-01 |  | None | 1 | 1 | 0 | Deemed Ex Ante Team |  |  | Deemed Ex Ante Team
OLtg-Com-LED-15000hr | LED lamp - Outdoor- Commercial - Small wattage Globe, Any Candle shape | DEER2014 | Lighting Disposition | 2023-10-18 09:57 | Com | Lighting | OutGen | Ltg_Lamp | LED_lamp | Any | Any | LED lamp rated hours | 15000 | 1 |  | 12 |  |  | Updated BldgType to Any | Available | 2013-01-01 |  | Com_OutGen | 1 | 1 | 0 | Deemed Ex Ante Team |  |  | Deemed Ex Ante Team
OLtg-Com-LED-20000hr | LED lamp - Outdoor- Commercial | DEER2014 | Lighting Disposition | 2023-10-18 09:57 | Com | Lighting | OutGen | Ltg_Lamp | LED_lamp | Any | Any | LED lamp rated hours | 20000 | 1 |  | 12 |  |  | Updated BldgType to Any | Available | 2013-01-01 |  | Com_OutGen | 1 | 1 | 0 | Deemed Ex Ante Team |  |  | Deemed Ex Ante Team
OLtg-Com-LED-50000hr | LED Fixture - Outdoor- Commercial | DEER2014 | Lighting Disposition | 2023-10-18 09:57 | Com | Lighting | OutGen | Ltg_Fixture | LED_fixt | Any | Any | LED fixture rated hours | 50000 | 1 |  | 12 |  |  | Updated BldgType to Any | Available | 2013-01-01 |  | Com_OutGen | 1 | 1 | 0 | Deemed Ex Ante Team |  |  | Deemed Ex Ante Team
OLtg-Com-LED-Alamp-10000hr | LED A-lamp - Outdoor- Commercial | DEER2020 | D20 v1 | 2023-10-18 09:57 | Com | Lighting | OutGen | Ltg_Lamp | LED_lamp | Any | Any | LED lamp rated hours | 10000 | 1 |  | 12 |  |  | Updated BldgType to Any | Available | 2019-01-01 |  | Com_OutGen | 1 | 1 | 0 | Deemed Ex Ante Team |  |  | Deemed Ex Ante Team
OLtg-HID | Outdoor HID Lighting | DEER2014 | D08 v2.05 | 2023-10-18 09:57 | Res | Lighting | OutGen | Ltg_Fixture | HID_fixt | Any | Any | electronic ballast rated hours | 70000 | 1 |  | 15 |  |  | Although expired via Resolution E-5152 DEER2023 Update, it was later found to be needed; the approved expiration was cancelled. | Available | 2013-01-01 |  | Res_OutGen-Fixt | 1 | 1 | 0 | Deemed Ex Ante Team |  |  | Deemed Ex Ante Team
OLtg-HID-Cmn | Outdoor HID Lighting - Any Fixture - Residential Common Area | DEER2014 | Lighting Disposition | 2023-10-18 09:57 | Res | Lighting | OutCommon | Ltg_Fixture | HID_fixt | Any | Any | electronic ballast rated hours | 70000 | 1 |  | 15 |  |  | Although expired via Resolution E-5152 DEER2023 Update, it was later found to be needed; the approved expiration was cancelled. | Available | 2013-01-01 |  | Res_OutCmn-Fixt | 1 | 1 | 0 | Deemed Ex Ante Team |  |  | Deemed Ex Ante Team
OLtg-HPS | HID Lighting - High Pressure Sodium | DEER2014 | D08 v2.05 | 2023-10-18 09:57 | Com | Lighting | OutGen | Ltg_Fixture | HID_fixt | Any | Any | electronic ballast rated hours | 70000 | 1 |  | 15 |  |  | Although expired via Resolution E-5152 DEER2023 Update, it was later found to be needed; the approved expiration was cancelled. | Available | 2013-01-01 |  | Com_OutGen | 1 | 1 | 0 | Deemed Ex Ante Team |  |  | Deemed Ex Ante Team
OLtg-Incand-Com | Incandescent Lamps - Outdoor- Commercial - 10,000 Rated Hours | DEER2014 | D14 v1.0.0 | 2023-10-18 09:57 | Com | Lighting | OutGen | Ltg_Lamp | Incan_lamp | Any | Any | lamp rated hours | 10000 | 1 |  | 15 |  |  | Expired--no longer used | Available | 2013-01-01 | 2022-12-31 | Com_OutGen | 1 | 1 | 0 | Deemed Ex Ante Team |  |  | Deemed Ex Ante Team
OLtg-Incand-Res | Incandescent Lamps - Outdoor- Residential - 2,000 Rated Hours | DEER2014 | D14 v1.0.0 | 2023-10-18 09:57 | Res | Lighting | OutGen | Ltg_Lamp | Incan_lamp | Any | Any | lamp rated hours | 2000 | 1 |  | 15 |  |  | Expired--no longer used | Available | 2013-01-01 | 2022-12-31 | Res_OutGen-Lmp | 1 | 1 | 0 | Deemed Ex Ante Team |  |  | Deemed Ex Ante Team
OLtg-Incand-Res-Cmn | Incandescent Lamps - Outdoor- Residential - 2,000 Rated Hours | DEER2014 | D14 v1.0.0 | 2023-10-18 09:57 | Res | Lighting | OutCommon | Ltg_Lamp | Incan_lamp | Any | Any | lamp rated hours | 2000 | 1 |  | 15 |  |  | Expired--no longer used | Available | 2013-01-01 | 2022-12-31 | Res_OutCmn-Lmp | 1 | 1 | 0 | Deemed Ex Ante Team |  |  | Deemed Ex Ante Team
OLtg-Induct | HID Lighting - Induction | DEER2014 | Lighting Disposition | 2023-10-18 09:57 | Com | Lighting | OutGen | Ltg_Fixture | Any | Any | Any | electronic ballast rated hours | 70000 | 1 |  | 15 |  |  | Although expired via Resolution E-5152 DEER2023 Update, it was later found to be needed; the approved expiration was cancelled. | Available | 2013-01-01 |  | Com_OutGen | 1 | 1 | 0 | Deemed Ex Ante Team |  |  | Deemed Ex Ante Team
Oltg-LED | LED Lighting | ExAnte2010 | IOU Workpaper | 2023-10-18 09:57 | CC | Lighting | OutGen | Ltg_Fixture | LED_fixt | Any | Any | lamp rated hours | 50000 | 1 | 4170 | 12 | 12 | 4 | Updated to indicate claim/filing status | Available | 2013-01-01 |  | None | 1 | 1 | 0 | Deemed Ex Ante Team |  |  | Deemed Ex Ante Team
OLtg-LEDfixt-Res | Outdoor LED Fixture replacement passed through from a 2013 3rd party PG&E workpaper (PGE3PLTG166). This ID may not be used for any new measures. | DEER2014 | Lighting Disposition | 2023-10-18 09:57 | Res | Lighting | OutGen | Ltg_Fixture | LED_fixt | Any | Any | rated years |  |  |  |  | 15 | 5 | Updated to indicate claim/filing status | Available | 2013-01-01 |  | None | 1 | 1 | 0 | Deemed Ex Ante Team |  |  | Deemed Ex Ante Team
OLtg-LFluor-Com | Outdoor Linear Fluorescent with Electronic Ballast | DEER2014 | D08 v2.05 | 2023-10-18 09:57 | Com | Lighting | OutGen | Ltg_Fixture | LinFluor_fixt | Any | Any | electronic ballast rated hours | 70000 | 1 |  | 15 |  |  | Updated BldgType to Any | Available | 2013-01-01 |  | Com_OutGen | 1 | 1 | 0 | Deemed Ex Ante Team |  |  | Deemed Ex Ante Team
OLtg-LFluor-CommArea | Linear Fluorescents - Outdoor Residential Common Area | DEER2014 | Lighting Disposition | 2023-10-18 09:57 | Res | Lighting | OutCommon | Ltg_Fixture | LinFluor_fixt | Any | Any | electronic ballast rated hours | 70000 | 1 |  | 15 |  |  | Although expired via Resolution E-5152 DEER2023 Update, it was later found to be needed; the approved expiration was cancelled. | Available | 2013-01-01 |  | Res_OutCmn-Fixt | 1 | 1 | 0 | Deemed Ex Ante Team |  |  | Deemed Ex Ante Team
OLtg-LFluor-Dusk-to-Dawn | Linear Fluorescents - Outdoor Dusk to Dawn operation | DEER2014 | Lighting Disposition | 2023-10-18 09:57 | CC | Lighting | OutDuskDawn | Ltg_Fixture | LinFluor_fixt | Any | Any | electronic ballast rated hours | 70000 | 1 | 4380 | 15 | 15 | 5 | Expired--no longer used | Available | 2013-01-01 | 2022-12-31 | None | 1 | 1 | 0 | Deemed Ex Ante Team |  |  | Deemed Ex Ante Team
OLtg-Lfluor-Mag | Outdoor Linear Fluorescent with Magnetic Ballast | DEER2014 | D08 v2.05 | 2023-10-18 09:57 | Com | Lighting | OutGen | Ltg_Fixture | LinFluor_fixt | Any | Any | magnetic ballast rated hours | 45000 | 1 |  | 15 |  |  | Although expired via Resolution E-5152 DEER2023 Update, it was later found to be needed; the approved expiration was cancelled. | Available | 2013-01-01 |  | Com_OutGen | 1 | 1 | 0 | Deemed Ex Ante Team |  |  | Deemed Ex Ante Team
OLtg-LFluor-Res | Linear Fluorescents - Home | DEER2014 | D08 v2.05 | 2023-10-18 09:57 | Res | Lighting | OutGen | Ltg_Fixture | LinFluor_fixt | Any | Any | electronic ballast rated hours | 70000 | 1 |  | 15 |  |  | Although expired via Resolution E-5152 DEER2023 Update, it was later found to be needed; the approved expiration was cancelled. | Available | 2013-01-01 |  | Res_OutGen-Fixt | 1 | 1 | 0 | Deemed Ex Ante Team |  |  | Deemed Ex Ante Team
OLtg-MH | HID Lighting - Metal Halide | DEER2014 | D08 v2.05 | 2023-10-18 09:57 | Com | Lighting | OutGen | Ltg_Fixture | HID_fixt | Any | Any | electronic ballast rated hours | 70000 | 1 |  | 15 |  |  | Although expired via Resolution E-5152 DEER2023 Update, it was later found to be needed; the approved expiration was cancelled. | Available | 2013-01-01 |  | Com_OutGen | 1 | 1 | 0 | Deemed Ex Ante Team |  |  | Deemed Ex Ante Team
OLtg-Res-LED-15000hr | LED lamp - Outdoor- Residential - Small wattage Globe, Any Candle shape | DEER2014 | Lighting Disposition | 2023-10-18 09:57 | Res | Lighting | OutGen | Ltg_Lamp | LED_lamp | Any | Any | LED lamp rated hours | 15000 | 1 |  | 16 |  |  | Updated BldgType to Any | Available | 2013-01-01 |  | Res_OutGen-LED | 1 | 1 | 0 | Deemed Ex Ante Team |  |  | Deemed Ex Ante Team
OLtg-Res-LED-15000hr-Cmn | LED lamp - Outdoor- Residential Common Area - Small wattage Globe, Any Candle shape | DEER2014 | Lighting Disposition | 2023-10-18 09:57 | Res | Lighting | OutCommon | Ltg_Lamp | LED_lamp | Any | Any | LED lamp rated hours | 15000 | 1 |  | 16 |  |  | Updated BldgType to Any | Available | 2013-01-01 |  | Res_OutCmn-Lmp | 1 | 1 | 0 | Deemed Ex Ante Team |  |  | Deemed Ex Ante Team
OLtg-Res-LED-20000hr | LED lamp - Outdoor- Residential | DEER2014 | Lighting Disposition | 2023-10-18 09:57 | Res | Lighting | OutGen | Ltg_Lamp | LED_lamp | Any | Any | LED lamp rated hours | 20000 | 1 |  | 16 |  |  | Updated BldgType to Any | Available | 2013-01-01 |  | Res_OutGen-LED | 1 | 1 | 0 | Deemed Ex Ante Team |  |  | Deemed Ex Ante Team
OLtg-Res-LED-20000hr-Cmn | LED lamp - Outdoor- Residential Common Area | DEER2014 | Lighting Disposition | 2023-10-18 09:57 | Res | Lighting | OutCommon | Ltg_Lamp | LED_lamp | Any | Any | LED lamp rated hours | 20000 | 1 |  | 16 |  |  | Updated BldgType to Any | Available | 2013-01-01 |  | Res_OutCmn-Lmp | 1 | 1 | 0 | Deemed Ex Ante Team |  |  | Deemed Ex Ante Team
OLtg-Res-LED-50000hr | LED Fixture - Outdoor- Residential | DEER2014 | Lighting Disposition | 2023-10-18 09:57 | Res | Lighting | OutGen | Ltg_Fixture | LED_fixt | Any | Any | LED fixture rated hours | 50000 | 1 |  | 16 |  |  | Updated BldgType to Any | Available | 2013-01-01 |  | Res_OutGen-LED | 1 | 1 | 0 | Deemed Ex Ante Team |  |  | Deemed Ex Ante Team
OLtg-Res-LED-50000hr-Cmn | LED Fixture - Outdoor- Residential Common Area | DEER2014 | Lighting Disposition | 2023-10-18 09:57 | Res | Lighting | OutCommon | Ltg_Fixture | LED_fixt | Any | Any | LED fixture rated hours | 50000 | 1 |  | 16 |  |  | Updated BldgType to Any | Available | 2013-01-01 |  | Res_OutCmn-Lmp | 1 | 1 | 0 | Deemed Ex Ante Team |  |  | Deemed Ex Ante Team
OLtg-Res-LED-Alamp-10000hr | LED A-lamp - Outdoor- Residential | DEER2020 | D20 v1 | 2023-10-18 09:57 | Res | Lighting | OutGen | Ltg_Lamp | LED_lamp | Any | Any | LED lamp rated hours | 10000 | 1 |  | 16 |  |  | Updated BldgType to Any | Available | 2019-01-01 |  | Res_OutGen-LED | 1 | 1 | 0 | Deemed Ex Ante Team |  |  | Deemed Ex Ante Team
OLtg-Res-LED-Alamp-10000hr-Cmn | LED A-lamp - Outdoor- Residential Common Area | DEER2020 | D20 v1 | 2023-10-18 09:57 | Res | Lighting | OutCommon | Ltg_Lamp | LED_lamp | Any | Any | LED lamp rated hours | 10000 | 1 |  | 16 |  |  | Updated BldgType to Any | Available | 2019-01-01 |  | Res_OutCmn-Lmp | 1 | 1 | 0 | Deemed Ex Ante Team |  |  | Deemed Ex Ante Team
OLtg-T5 | Outdoor HID Lighting (T-5) | DEER2014 | D08 v2.05 | 2023-10-18 09:57 | Com | Lighting | OutGen | Ltg_Fixture | LinFluor_fixt | Any | Any | electronic ballast rated hours | 70000 | 1 |  | 15 |  |  | Although expired via Resolution E-5152 DEER2023 Update, it was later found to be needed; the approved expiration was cancelled. | Available | 2013-01-01 |  | Com_OutGen | 1 | 1 | 0 | Deemed Ex Ante Team |  |  | Deemed Ex Ante Team
OLtg-TmClck | Timeclock with or without photocell | DEER2014 | D08 v2.05 | 2023-10-18 09:57 | Com | Lighting | Controls | Ltg_Controls | Timer | Any | Any | rated years |  |  |  |  | 8 | 2.7 | Updated TechGroup(s) and TechType(s) | Standard | 2013-01-01 |  | None | 1 | 1 | 0 | Deemed Ex Ante Team |  |  | Deemed Ex Ante Team
OutD-PoolCover | Outdoor pool cover | ExAnte2013 | IOU Workpaper | 2023-10-18 09:57 | Com | Recreate | Pool | PoolSpa_eq | PoolCover | Any | Any | rated years |  |  |  |  | 5 | 1.7 | Updated to indicate claim/filing status | Available | 2013-01-01 |  | None | 1 | 1 | 0 | Deemed Ex Ante Team |  |  | Deemed Ex Ante Team
OutD-PoolPump | High Efficiency Pool Pump | DEER2014 | D08 v2.05 | 2023-10-18 09:57 | Res | Recreate | Pool | PoolSpa_eq | PoolPump | Any | Any | rated years |  |  |  |  | 10 | 3.3 | Updated TechGroup(s) and TechType(s) | Standard | 2013-01-01 |  | None | 1 | 1 | 0 | Deemed Ex Ante Team |  |  | Deemed Ex Ante Team
OzoneGen | Ozone Generator for commercial laundry | DEER2015 | PA workpaper | 2023-10-18 09:57 | Com | AppPlug | Laundry | Clean_equip | ClothesWash | Any | Any | rated years | 10 |  |  |  | 10 | 3.33 | Updated TechType(s) | Available | 2013-01-01 |  | None | 1 | 1 | 0 | Deemed Ex Ante Team |  |  | Deemed Ex Ante Team
PGE-EUC-LM005-1975 | PGE Energy Upgrade California EUL for measure LM005, vintage 1975 | DEER2014 | PA workpaper | 2023-10-18 09:57 | Res | WhlBldg | WBUpgrade | WhlBldg | WBRetPkg | SFm | Any | evaluated years |  |  |  |  | 18.6 | 6.2 | Expired--no longer used | Available | 2013-01-01 | 2022-12-31 | None | 1 | 1 | 0 | Deemed Ex Ante Team |  |  | Deemed Ex Ante Team
PGE-EUC-LM005-1985 | PGE Energy Upgrade California EUL for measure LM005, vintage 1985 | DEER2014 | PA workpaper | 2023-10-18 09:57 | Res | WhlBldg | WBUpgrade | WhlBldg | WBRetPkg | SFm | Any | evaluated years |  |  |  |  | 18.2 | 6.07 | Expired--no longer used | Available | 2013-01-01 | 2022-12-31 | None | 1 | 1 | 0 | Deemed Ex Ante Team |  |  | Deemed Ex Ante Team
PGE-EUC-LM005-1996 | PGE Energy Upgrade California EUL for measure LM005, vintage 1996 | DEER2014 | PA workpaper | 2023-10-18 09:57 | Res | WhlBldg | WBUpgrade | WhlBldg | WBRetPkg | SFm | Any | evaluated years |  |  |  |  | 18 | 6 | Expired--no longer used | Available | 2013-01-01 | 2022-12-31 | None | 1 | 1 | 0 | Deemed Ex Ante Team |  |  | Deemed Ex Ante Team
PGE-EUC-LM081-1975 | PGE Energy Upgrade California EUL for measure LM081, vintage 1975 | DEER2014 | PA workpaper | 2023-10-18 09:57 | Res | WhlBldg | WBUpgrade | WhlBldg | WBRetPkg | SFm | Any | evaluated years |  |  |  |  | 18.4 | 6.13 | Expired--no longer used | Available | 2013-01-01 | 2022-12-31 | None | 1 | 1 | 0 | Deemed Ex Ante Team |  |  | Deemed Ex Ante Team
PGE-EUC-LM081-1985 | PGE Energy Upgrade California EUL for measure LM081, vintage 1985 | DEER2014 | PA workpaper | 2023-10-18 09:57 | Res | WhlBldg | WBUpgrade | WhlBldg | WBRetPkg | SFm | Any | evaluated years |  |  |  |  | 17.7 | 5.9 | Expired--no longer used | Available | 2013-01-01 | 2022-12-31 | None | 1 | 1 | 0 | Deemed Ex Ante Team |  |  | Deemed Ex Ante Team
PGE-EUC-LM081-1996 | PGE Energy Upgrade California EUL for measure LM081, vintage 1996 | DEER2014 | PA workpaper | 2023-10-18 09:57 | Res | WhlBldg | WBUpgrade | WhlBldg | WBRetPkg | SFm | Any | evaluated years |  |  |  |  | 17.4 | 5.8 | Expired--no longer used | Available | 2013-01-01 | 2022-12-31 | None | 1 | 1 | 0 | Deemed Ex Ante Team |  |  | Deemed Ex Ante Team
PGE-EUC-LM125-1975 | PGE Energy Upgrade California EUL for measure LM125, vintage 1975 | DEER2014 | PA workpaper | 2023-10-18 09:57 | Res | WhlBldg | WBUpgrade | WhlBldg | WBRetPkg | SFm | Any | evaluated years |  |  |  |  | 16.1 | 5.37 | Expired--no longer used | Available | 2013-01-01 | 2022-12-31 | None | 1 | 1 | 0 | Deemed Ex Ante Team |  |  | Deemed Ex Ante Team
PGE-EUC-LM125-1985 | PGE Energy Upgrade California EUL for measure LM125, vintage 1985 | DEER2014 | PA workpaper | 2023-10-18 09:57 | Res | WhlBldg | WBUpgrade | WhlBldg | WBRetPkg | SFm | Any | evaluated years |  |  |  |  | 14.6 | 4.87 | Expired--no longer used | Available | 2013-01-01 | 2022-12-31 | None | 1 | 1 | 0 | Deemed Ex Ante Team |  |  | Deemed Ex Ante Team
PGE-EUC-LM125-1996 | PGE Energy Upgrade California EUL for measure LM125, vintage 1996 | DEER2014 | PA workpaper | 2023-10-18 09:57 | Res | WhlBldg | WBUpgrade | WhlBldg | WBRetPkg | SFm | Any | evaluated years |  |  |  |  | 14 | 4.67 | Expired--no longer used | Available | 2013-01-01 | 2022-12-31 | None | 1 | 1 | 0 | Deemed Ex Ante Team |  |  | Deemed Ex Ante Team
PGE-EUC-LM141-1975 | PGE Energy Upgrade California EUL for measure LM141, vintage 1975 | DEER2014 | PA workpaper | 2023-10-18 09:57 | Res | WhlBldg | WBUpgrade | WhlBldg | WBRetPkg | SFm | Any | evaluated years |  |  |  |  | 16.5 | 5.5 | Expired--no longer used | Available | 2013-01-01 | 2022-12-31 | None | 1 | 1 | 0 | Deemed Ex Ante Team |  |  | Deemed Ex Ante Team
PGE-EUC-LM141-1985 | PGE Energy Upgrade California EUL for measure LM141, vintage 1985 | DEER2014 | PA workpaper | 2023-10-18 09:57 | Res | WhlBldg | WBUpgrade | WhlBldg | WBRetPkg | SFm | Any | evaluated years |  |  |  |  | 15.7 | 5.23 | Expired--no longer used | Available | 2013-01-01 | 2022-12-31 | None | 1 | 1 | 0 | Deemed Ex Ante Team |  |  | Deemed Ex Ante Team
PGE-EUC-LM141-1996 | PGE Energy Upgrade California EUL for measure LM141, vintage 1996 | DEER2014 | PA workpaper | 2023-10-18 09:57 | Res | WhlBldg | WBUpgrade | WhlBldg | WBRetPkg | SFm | Any | evaluated years |  |  |  |  | 14.2 | 4.73 | Expired--no longer used | Available | 2013-01-01 | 2022-12-31 | None | 1 | 1 | 0 | Deemed Ex Ante Team |  |  | Deemed Ex Ante Team
PGE-EUC-LM162-1975 | PGE Energy Upgrade California EUL for measure LM162, vintage 1975 | DEER2014 | PA workpaper | 2023-10-18 09:57 | Res | WhlBldg | WBUpgrade | WhlBldg | WBRetPkg | SFm | Any | evaluated years |  |  |  |  | 17.8 | 5.93 | Expired--no longer used | Available | 2013-01-01 | 2022-12-31 | None | 1 | 1 | 0 | Deemed Ex Ante Team |  |  | Deemed Ex Ante Team
PGE-EUC-LM162-1985 | PGE Energy Upgrade California EUL for measure LM162, vintage 1985 | DEER2014 | PA workpaper | 2023-10-18 09:57 | Res | WhlBldg | WBUpgrade | WhlBldg | WBRetPkg | SFm | Any | evaluated years |  |  |  |  | 17.9 | 5.97 | Expired--no longer used | Available | 2013-01-01 | 2022-12-31 | None | 1 | 1 | 0 | Deemed Ex Ante Team |  |  | Deemed Ex Ante Team
PGE-EUC-LM162-1996 | PGE Energy Upgrade California EUL for measure LM162, vintage 1996 | DEER2014 | PA workpaper | 2023-10-18 09:57 | Res | WhlBldg | WBUpgrade | WhlBldg | WBRetPkg | SFm | Any | evaluated years |  |  |  |  | 17.6 | 5.87 | Expired--no longer used | Available | 2013-01-01 | 2022-12-31 | None | 1 | 1 | 0 | Deemed Ex Ante Team |  |  | Deemed Ex Ante Team
PGE-EUC-LM165-1975 | PGE Energy Upgrade California EUL for measure LM165, vintage 1975 | DEER2014 | PA workpaper | 2023-10-18 09:57 | Res | WhlBldg | WBUpgrade | WhlBldg | WBRetPkg | SFm | Any | evaluated years |  |  |  |  | 19 | 6.33 | Expired--no longer used | Available | 2013-01-01 | 2022-12-31 | None | 1 | 1 | 0 | Deemed Ex Ante Team |  |  | Deemed Ex Ante Team
PGE-EUC-LM165-1985 | PGE Energy Upgrade California EUL for measure LM165, vintage 1985 | DEER2014 | PA workpaper | 2023-10-18 09:57 | Res | WhlBldg | WBUpgrade | WhlBldg | WBRetPkg | SFm | Any | evaluated years |  |  |  |  | 18.8 | 6.27 | Expired--no longer used | Available | 2013-01-01 | 2022-12-31 | None | 1 | 1 | 0 | Deemed Ex Ante Team |  |  | Deemed Ex Ante Team
PGE-EUC-LM165-1996 | PGE Energy Upgrade California EUL for measure LM165, vintage 1996 | DEER2014 | PA workpaper | 2023-10-18 09:57 | Res | WhlBldg | WBUpgrade | WhlBldg | WBRetPkg | SFm | Any | evaluated years |  |  |  |  | 19.1 | 6.37 | Expired--no longer used | Available | 2013-01-01 | 2022-12-31 | None | 1 | 1 | 0 | Deemed Ex Ante Team |  |  | Deemed Ex Ante Team
Plug-80plus | 80 PLUS Power Supply | DEER2014 | D08 v2.05 | 2023-10-18 09:57 | Com | AppPlug | Office_eq | Electronics | AllEquip | Any | Any | rated years |  |  |  |  | 4 | 1.3 | Updated TechType(s) | Standard | 2013-01-01 |  | None | 1 | 1 | 0 | Deemed Ex Ante Team |  |  | Deemed Ex Ante Team
Plug-HiEffCopier | High Efficiency Copiers | DEER2014 | D08 v2.05 | 2023-10-18 09:57 | Com | AppPlug | Office_eq | Electronics | AllEquip | Any | Any | rated years |  |  |  |  | 6 | 2 | Expired--no longer used | Standard | 2013-01-01 | 2022-12-31 | None | 1 | 1 | 0 | Deemed Ex Ante Team |  |  | Deemed Ex Ante Team
Plug-OccSens | Occupancy sensors | DEER2014 | D08 v2.05 | 2023-10-18 09:57 | Com | AppPlug | Office_eq | Electronics | MoveSensor | Any | Any | rated years |  |  |  |  | 8 | 2.7 | Updated to indicate claim/filing status | Standard | 2013-01-01 |  | None | 1 | 1 | 0 | Deemed Ex Ante Team |  |  | Deemed Ex Ante Team
Plug-Software | Power Management Software | ExAnte2013 | IOU Workpaper | 2023-10-18 09:57 | Com |  |  | Electronics |  | Any | Any | rated years |  |  |  |  | 5 | 1.7 | Expired--no longer used | Standard | 2013-01-01 | 2022-12-31 | None | 1 | 1 | 0 | Deemed Ex Ante Team |  |  | Deemed Ex Ante Team
Plug-VendCtrler | Vending Machine Controller | DEER2014 | D08 v2.05 | 2023-10-18 09:57 | Com | AppPlug | Vending | Electronics | MoveSensor | Any | Any | rated years |  |  |  |  | 5 | 1.7 | Updated to indicate claim/filing status | Standard | 2013-01-01 |  | None | 1 | 1 | 0 | Deemed Ex Ante Team |  |  | Deemed Ex Ante Team
PrcHt-Blr | High Efficiency Boiler | DEER2014 | D08 v2.05 | 2023-10-18 09:57 | Com | ProcHeat |  | WaterHtg_eq | Boiler_Et | Any | Any | rated years |  |  |  |  | 20 | 6.7 | Updated to indicate claim/filing status | Standard | 2013-01-01 |  | None | 1 | 1 | 0 | Deemed Ex Ante Team |  |  | Deemed Ex Ante Team
PrcHt-StmBlr | High Efficiency Boiler | ExAnte2013 | IOU Workpaper | 2023-10-18 09:57 | Com | ProcHeat |  | SteamHtg_eq | Boiler_Et | Any | Any | rated years |  |  |  |  | 20 | 6.7 | Updated to indicate claim/filing status | Standard | 2013-01-01 |  | None | 1 | 1 | 0 | Deemed Ex Ante Team |  |  | Deemed Ex Ante Team
PrcHt-StmTrp | Steam Traps - Process Heat | DEER2014 | D08 v2.05 | 2023-10-18 09:57 | Com | ProcHeat | SteamDist | SteamCirc | SteamTrap | Any | Any | rated years |  |  |  |  | 6 | 2 | Updated to indicate claim/filing status | Standard | 2013-01-01 | 2016-12-31 | None | 1 | 1 | 0 | Deemed Ex Ante Team |  |  | Deemed Ex Ante Team
PrcHt-StmTrp | Steam Traps - Process Heat | DEER2020 | D20 v1 | 2023-10-18 09:57 | Com | ProcHeat | SteamDist | SteamCirc | SteamTrap | Any | Any | rated years |  |  |  |  | 3 | 1 | Updated to indicate claim/filing status | Standard | 2017-01-01 |  | None | 1 | 1 | 0 | Deemed Ex Ante Team |  |  | Deemed Ex Ante Team
PrcHt-TankIns-Gas | Water Heater Tank Wrap | ExAnte2013 | IOU Workpaper | 2023-10-18 09:57 | CC | ProcHeat | Storage | ProcessHt | TankIns | Any | Any | rated years |  |  |  |  | 7 | 2.3 | Updated using new TechGroup(s) | Standard | 2013-01-01 |  | None | 1 | 1 | 0 | Deemed Ex Ante Team |  |  | Deemed Ex Ante Team
ProcDist-Motor_Spd | Variable Speed Drive on Process Fan Control | DEER2014 | PA workpaper | 2023-10-18 09:57 | Com | Process |  | Motor_Spd | ASD | Any | Any | evaluated years |  |  |  |  | 13 | 4.33 | Updated to indicate claim/filing status | Available | 2013-01-01 |  | None | 1 | 1 | 0 | Deemed Ex Ante Team |  |  | Deemed Ex Ante Team
PumpCentBstr | Ag Pump - Centrifugal Booster | DEER2014 | PA workpaper | 2023-10-18 09:57 | Ag | ProcDist | Pumping | PumpSystem | CentBstr | Any | Any | evaluated years |  |  |  |  | 12.7 | 4.33 | Updated to indicate claim/filing status | Available | 2013-01-01 |  | None | 1 | 1 | 0 | Deemed Ex Ante Team |  |  | Deemed Ex Ante Team
PumpSubBstr | Ag Pump - Submersible Booster | DEER2014 | PA workpaper | 2023-10-18 09:57 | Ag | ProcDist | Pumping | PumpSystem | SubBstr | Any | Any | evaluated years |  |  |  |  | 8.3 | 2.77 | Updated to indicate claim/filing status | Available | 2013-01-01 |  | None | 1 | 1 | 0 | Deemed Ex Ante Team |  |  | Deemed Ex Ante Team
PumpSubWell | Ag Pump - Submersible Well | DEER2014 | PA workpaper | 2023-10-18 09:57 | Ag | ProcDist | Pumping | PumpSystem | SubWell | Any | Any | evaluated years |  |  |  |  | 6.5 | 2.23 | Updated to indicate claim/filing status | Available | 2013-01-01 |  | None | 1 | 1 | 0 | Deemed Ex Ante Team |  |  | Deemed Ex Ante Team
PumpTurbBstr | Ag Pump - Turbine Booster | DEER2014 | PA workpaper | 2023-10-18 09:57 | Ag | ProcDist | Pumping | PumpSystem | TurbBstr | Any | Any | evaluated years |  |  |  |  | 9.3 | 3.1 | Updated to indicate claim/filing status | Available | 2013-01-01 |  | None | 1 | 1 | 0 | Deemed Ex Ante Team |  |  | Deemed Ex Ante Team
PumpTurbWell | Ag Pump - Turbine Well | DEER2014 | PA workpaper | 2023-10-18 09:57 | Ag | ProcDist | Pumping | PumpSystem | TurbWell | Any | Any | evaluated years |  |  |  |  | 6.8 | 2.27 | Updated to indicate claim/filing status | Available | 2013-01-01 |  | None | 1 | 1 | 0 | Deemed Ex Ante Team |  |  | Deemed Ex Ante Team
Recreate-LED_fixt-Com-DskCls | LED Pool Lighting (Dusk to Close) | DEER2014 | PA workpaper | 2023-10-18 09:57 | Com | Lighting |  | Ltg_Lamp | LED_lamp | Any | Any | evaluated years |  |  |  |  | 12 | 4 | Updated to indicate claim/filing status | Available | 2013-01-01 |  | None | 1 | 1 | 0 | Deemed Ex Ante Team |  |  | Deemed Ex Ante Team
Recreate-LED_fixt-Com-DskDwn | LED Pool Lighting (Dusk to Dawn) | DEER2014 | PA workpaper | 2023-10-18 09:57 | Com | Lighting | OutDuskDawn | Ltg_Lamp | LED_lamp | Any | Any | evaluated years |  |  |  |  | 4.9 | 1.63 | Updated to indicate claim/filing status | Available | 2013-01-01 |  | None | 1 | 1 | 0 | Deemed Ex Ante Team |  |  | Deemed Ex Ante Team
Recreate-LED_fixt-Res | LED Pool Lighting (Residential) | DEER2014 | PA workpaper | 2023-10-18 09:57 | Res | Lighting |  | Ltg_Lamp | LED_lamp | Any | Any | evaluated years |  |  |  |  | 16 | 5.33 | Expired--no longer used | Available | 2013-01-01 | 2022-12-31 | None | 1 | 1 | 0 | Deemed Ex Ante Team |  |  | Deemed Ex Ante Team
RefgWrhs-Comp | Refrigeration Upgrades (Variable Speed Compressors) | DEER2014 | D08 v2.05 | 2023-10-18 09:57 | Com | ProcRefrig | ProdStore | Chiller | RefWareCool | Any | Any | rated years |  |  |  |  | 15 | 5 | Updated to indicate claim/filing status | Standard | 2013-01-01 |  | None | 1 | 1 | 0 | Deemed Ex Ante Team |  |  | Deemed Ex Ante Team
RefgWrhs-Cond | Refrigeration Upgrades (Condenser) - Refg Warehouse | DEER2014 | D08 v2.05 | 2023-10-18 09:57 | Com | ProcRefrig | ProdStore | Chiller | RefWareCool | Any | Any | rated years |  |  |  |  | 15 | 5 | Updated to indicate claim/filing status | Standard | 2013-01-01 |  | None | 1 | 1 | 0 | Deemed Ex Ante Team |  |  | Deemed Ex Ante Team
RefgWrhs-FltHdPres | Refrigeration Upgrades (Suction Pressure) - Refg Warehouse | DEER2014 | D08 v2.05 | 2023-10-18 09:57 | Com | ProcRefrig | ProdStore | Chiller | RefWareCool | Any | Any | rated years |  |  |  |  | 15 | 5 | Updated to indicate claim/filing status | Standard | 2013-01-01 |  | None | 1 | 1 | 0 | Deemed Ex Ante Team |  |  | Deemed Ex Ante Team
RefgWrhs-FltSucPres | Refrigeration Upgrades (Head Pressure) - Refg Warehouse | DEER2014 | D08 v2.05 | 2023-10-18 09:57 | Com | ProcRefrig | ProdStore | Chiller | RefWareCool | Any | Any | rated years |  |  |  |  | 15 | 5 | Updated to indicate claim/filing status | Standard | 2013-01-01 |  | None | 1 | 1 | 0 | Deemed Ex Ante Team |  |  | Deemed Ex Ante Team
RefgWrhs-Retro | Refrigeration Retrocommissioning - Refg Warehouse | DEER2014 | D08 v2.05 | 2023-10-18 09:57 | Com | Service | RetroComm | Ref_Storage | Refrig_RCx | Any | Any | rated years |  |  |  |  | 10 |  | Updated TechGroup(s) and using new TechType(s) | Standard | 2013-01-01 | 2016-12-31 | None | 1 | 1 | 0 | Deemed Ex Ante Team |  |  | Deemed Ex Ante Team
RefgWrhs-Retro | Refrigeration Retrocommissioning - Refg Warehouse | DEER2020 | D20 v1 | 2023-10-18 09:57 | Com | Service | RetroComm | Ref_Storage | Refrig_RCx | Any | Any | rated years |  |  |  |  | 3 |  | Updated TechGroup(s) and using new TechType(s) | Standard | 2017-01-01 |  | None | 1 | 1 | 0 | Deemed Ex Ante Team |  |  | Deemed Ex Ante Team
RefgWrhs-ScrollComp | Refrigeration Scroll Compressors for Bulk Tanks | DEER2014 | D08 v2.05 | 2023-10-18 09:57 | Com | ProcRefrig | ProdStore | Chiller | RefWareCool | Any | Any | rated years |  |  |  |  | 12 | 4 | Updated to indicate claim/filing status | Standard | 2013-01-01 |  | None | 1 | 1 | 0 | Deemed Ex Ante Team |  |  | Deemed Ex Ante Team
RefgWrhs-SLIns | Refrigeration Insulation for Bare Suction Lines | DEER2014 | D08 v2.05 | 2023-10-18 09:57 | Com | ProcRefrig | ProdStore | Chiller | RefWareCool | Any | Any | rated years |  |  |  |  | 11 | 3.7 | Updated to indicate claim/filing status | Standard | 2013-01-01 |  | None | 1 | 1 | 0 | Deemed Ex Ante Team |  |  | Deemed Ex Ante Team
RefgWrhs-SubClr | Refrigeration Upgrades (Subcooling) - Refg Warehouse | DEER2014 | D08 v2.05 | 2023-10-18 09:57 | Com | ProcRefrig | ProdStore | Chiller | RefWareCool | Any | Any | rated years |  |  |  |  | 15 | 5 | Updated to indicate claim/filing status | Standard | 2013-01-01 |  | None | 1 | 1 | 0 | Deemed Ex Ante Team |  |  | Deemed Ex Ante Team
Reprog-Tstat | Reprogram thermostat | DEER2020 | D20 v1 | 2023-10-18 09:57 | Any | Service | RetroComm | HV_Tech | TStat | Any | Any | rated years |  |  |  |  | 3 |  | Updated Sector from All to Any | Standard | 2017-01-01 |  | None | 1 | 1 | 0 | Deemed Ex Ante Team |  |  | Deemed Ex Ante Team
Reprog-Tstat | Reprogram thermostat | ExAnte2013 | IOU Workpaper | 2023-10-18 09:57 | CC | Service | RetroComm | HV_Tech | TStat | Any | Any | rated years |  |  |  |  | 11 | 3.7 | Updated to indicate claim/filing status | Standard | 2013-01-01 | 2016-12-31 | None | 1 | 1 | 0 | Deemed Ex Ante Team |  |  | Deemed Ex Ante Team
Res-AirCleaner | Room Air Cleaner | ExAnte2016 | PA workpaper | 2023-10-18 09:57 | Res | HVAC | VentAIrDist | Electronics | AllEquip | Any | Any | rated years |  |  |  |  | 9 | 3 | Updated to indicate claim/filing status | Available | 2013-01-01 |  | None | 1 | 1 | 0 | Deemed Ex Ante Team |  |  | Deemed Ex Ante Team
Res-Behavioral | Behavioral programs in residential settings | DEER2017 | D.16-08-019, section 3.11 | 2023-10-18 09:57 | Res |  |  | Behavior | Res | Any | Any | rated years |  |  |  | 1 | 1 |  | Updated using new TechGroup(s) and using new TechType(s) | Standard | 2017-01-01 |  | None | 1 | 1 | 0 | Deemed Ex Ante Team |  |  | Deemed Ex Ante Team
Res-Plug-AdvPwrStrip | Tier 2 Advanced Power Strip | ExAnte2015 | PA workpaper | 2023-10-18 09:57 | Res | AppPlug | Electronics | Electronics | OccSensPlug | Any | Any | rated years |  |  |  |  | 5 | 1.67 | Updated to indicate claim/filing status | Standard | 2015-09-01 |  | None | 1 | 1 | 0 | Deemed Ex Ante Team |  |  | Deemed Ex Ante Team
Res-Plug-Soundbar | Sound Bar | ExAnte2016 | PA workpaper | 2023-10-18 09:57 | Res | AppPlug | Electronics | Electronics | AllEquip | Any | Any | rated years |  |  |  |  | 4 | 1.33 | Expired--no longer used | Available | 2013-01-01 | 2022-12-31 | None | 1 | 1 | 0 | Deemed Ex Ante Team |  |  | Deemed Ex Ante Team
Res-RCx-Operational | retrocommissioning and operational programs in residential settings | ExAnte2016 | Res Smart Thermostat disposition | 2023-10-18 09:57 | Res |  |  | Operation | Res | Any | Any | rated years |  |  |  | 3 | 3 |  | Updated using new TechGroup(s) and using new TechType(s) | Standard | 2017-01-01 |  | None | 1 | 1 | 0 | Deemed Ex Ante Team |  |  | Deemed Ex Ante Team
RTU-Retro | Rooftop Unit retrocommissioning | DEER2020 | D20 v1 | 2023-10-18 09:57 | Com | Service | RetroComm | dxAC_equip¦dxHP_equip | HVAC_RCx | Any | Any | rated years |  |  |  |  | 3 |  | Updated TechGroup(s) and using new TechType(s) | Standard | 2017-01-01 |  | None | 1 | 1 | 0 | Deemed Ex Ante Team |  |  | Deemed Ex Ante Team
RTU-Retro | Rooftop Unit retrocommissioning | ExAnte2013 | IOU Workpaper | 2023-10-18 09:57 | Com | Service | RetroComm | dxAC_equip¦dxHP_equip | HVAC_RCx | Any | Any | rated years |  |  |  |  | 5 |  | Updated TechGroup(s) and using new TechType(s) | Standard | 2013-01-01 | 2016-12-31 | None | 1 | 1 | 0 | Deemed Ex Ante Team |  |  | Deemed Ex Ante Team
Service-ResEnergyAu | Residential Audits | DEER2014 | PA workpaper | 2023-10-18 09:57 | Res | WhlBldg | WBUpgrade | WhlBldg | WBRetPkg | Any | Any | evaluated years |  |  |  | 20 | 3 |  | Updated to indicate claim/filing status | Available | 2013-01-01 |  | None | 1 | 1 | 0 | Deemed Ex Ante Team |  |  | Deemed Ex Ante Team
SHW-EMS | Boiler controls for hot water, add-on equipment | ExAnte2013 | IOU Workpaper | 2023-10-18 09:57 | Res | SHW | Heating | SHW_Tech | EMS | Any | Any | rated years |  |  |  |  | 15 | 5 | Updated to indicate claim/filing status | Available | 2013-01-01 |  | None | 1 | 1 | 0 | Deemed Ex Ante Team |  |  | Deemed Ex Ante Team
WB-13590-w10 | SCE Whole Building: R30AtIns;R8DctIns;6%DctLkg;SEER14AC;STV In Heated and Cooled, One Story, 1978-1992 Vintage Whole Home Retrofit | DEER2014 | PA workpaper | 2023-10-18 09:57 | Res | WhlBldg | WBUpgrade | WhlBldg | WBRetPkg | SFm | Any | evaluated years |  |  |  | 20 | 18.2 | 6.07 | Expired--no longer used | Available | 2013-01-01 | 2022-12-31 | None | 1 | 1 | 0 | Deemed Ex Ante Team |  |  | Deemed Ex Ante Team
WB-16063-w06 | SCE Whole Building: R30AtIns;-15%BldLkg;R8DctIns;6%DctLkg;92AFUEFrn;STV In Heated Only, One Story, Pre 1978 Vintage Whole Home Retrofit | DEER2014 | PA workpaper | 2023-10-18 09:57 | Res | WhlBldg | WBUpgrade | WhlBldg | WBRetPkg | SFm | Any | evaluated years |  |  |  | 20 | 19.3 | 6.43 | Expired--no longer used | Available | 2013-01-01 | 2022-12-31 | None | 1 | 1 | 0 | Deemed Ex Ante Team |  |  | Deemed Ex Ante Team
WB-18288-w06 | SCE Whole Building: R30AtIns;R19FlrIns;-15%BldLkg;R8DctIns;6%DctLkg;STV In Heated Only, One Story, Pre 1978 Vintage Whole Home Retrofit | DEER2014 | PA workpaper | 2023-10-18 09:57 | Res | WhlBldg | WBUpgrade | WhlBldg | WBRetPkg | SFm | Any | evaluated years |  |  |  | 20 | 18 | 6 | Expired--no longer used | Available | 2013-01-01 | 2022-12-31 | None | 1 | 1 | 0 | Deemed Ex Ante Team |  |  | Deemed Ex Ante Team
WB-18720-w10 | SCE Whole Building: R30AtIns;-15%BldLkg;10%DctLkg;SEER14AC;92AFUEFrn;STVLF In Heated and Cooled, One Story, 1993-2001 Vintage Whole Home Retrofit | DEER2014 | PA workpaper | 2023-10-18 09:57 | Res | WhlBldg | WBUpgrade | WhlBldg | WBRetPkg | SFm | Any | evaluated years |  |  |  | 20 | 14.8 | 4.93 | Expired--no longer used | Available | 2013-01-01 | 2022-12-31 | None | 1 | 1 | 0 | Deemed Ex Ante Team |  |  | Deemed Ex Ante Team
WB-19122-w10 | SCE Whole Building: R30AtIns;-15%BldLkg;10%DctLkg;SEER14AC;92AFUEFrn;STV In Heated and Cooled, One Story, Pre 1978 Vintage Whole Home Retrofit | DEER2014 | PA workpaper | 2023-10-18 09:57 | Res | WhlBldg | WBUpgrade | WhlBldg | WBRetPkg | SFm | Any | evaluated years |  |  |  | 20 | 18 | 6 | Expired--no longer used | Available | 2013-01-01 | 2022-12-31 | None | 1 | 1 | 0 | Deemed Ex Ante Team |  |  | Deemed Ex Ante Team
WB-19550-w10 | SCE Whole Building: R30AtIns;R8DctIns;6%DctLkg In Heated and Cooled, One Story, Pre 1978 Vintage Whole Home Retrofit | DEER2014 | PA workpaper | 2023-10-18 09:57 | Res | WhlBldg | WBUpgrade | WhlBldg | WBRetPkg | SFm | Any | evaluated years |  |  |  | 20 | 18.8 | 6.27 | Expired--no longer used | Available | 2013-01-01 | 2022-12-31 | None | 1 | 1 | 0 | Deemed Ex Ante Team |  |  | Deemed Ex Ante Team
WB-20558-w09 | SCE Whole Building: R30AtIns;-30%BldLkg;R8DctIns;6%DctLkg;92AFUEFrn;STV In Heated Only, One Story, 1978-1992 Vintage Whole Home Retrofit | DEER2014 | PA workpaper | 2023-10-18 09:57 | Res | WhlBldg | WBUpgrade | WhlBldg | WBRetPkg | SFm | Any | evaluated years |  |  |  | 20 | 18 | 6 | Expired--no longer used | Available | 2013-01-01 | 2022-12-31 | None | 1 | 1 | 0 | Deemed Ex Ante Team |  |  | Deemed Ex Ante Team
WB-22378-w10 | SCE Whole Building: R30AtIns;R8DctIns;6%DctLkg;SEER14AC;92AFUEFrn In Heated and Cooled, One Story, Pre 1978 Vintage Whole Home Retrofit | DEER2014 | PA workpaper | 2023-10-18 09:57 | Res | WhlBldg | WBUpgrade | WhlBldg | WBRetPkg | SFm | Any | evaluated years |  |  |  | 20 | 19.8 | 6.6 | Expired--no longer used | Available | 2013-01-01 | 2022-12-31 | None | 1 | 1 | 0 | Deemed Ex Ante Team |  |  | Deemed Ex Ante Team
WB-26618-w10 | SCE Whole Building: R30AtIns;R8DctIns;6%DctLkg;92AFUEFrn;62%EFGasWtrHtr;STV In Heated and Cooled, Two Story, 1993-2001 Vintage Whole Home Retrofit | DEER2014 | PA workpaper | 2023-10-18 09:57 | Res | WhlBldg | WBUpgrade | WhlBldg | WBRetPkg | SFm | Any | evaluated years |  |  |  | 20 | 17.6 | 5.87 | Expired--no longer used | Available | 2013-01-01 | 2022-12-31 | None | 1 | 1 | 0 | Deemed Ex Ante Team |  |  | Deemed Ex Ante Team
WB-28890-w06 | SCE Whole Building: R30AtIns;-30%BldLkg;R8DctIns;6%DctLkg;STV In Heated Only, One Story, Pre 1978 Vintage Whole Home Retrofit | DEER2014 | PA workpaper | 2023-10-18 09:57 | Res | WhlBldg | WBUpgrade | WhlBldg | WBRetPkg | SFm | Any | evaluated years |  |  |  | 20 | 16.6 | 5.53 | Expired--no longer used | Available | 2013-01-01 | 2022-12-31 | None | 1 | 1 | 0 | Deemed Ex Ante Team |  |  | Deemed Ex Ante Team
WB-29480-w08 | SCE Whole Building: R30AtIns;R19FlrIns;R8DctIns;6%DctLkg In Heated and Cooled, One Story, Pre 1978 Vintage Whole Home Retrofit | DEER2014 | PA workpaper | 2023-10-18 09:57 | Res | WhlBldg | WBUpgrade | WhlBldg | WBRetPkg | SFm | Any | evaluated years |  |  |  | 20 | 18.7 | 6.23 | Expired--no longer used | Available | 2013-01-01 | 2022-12-31 | None | 1 | 1 | 0 | Deemed Ex Ante Team |  |  | Deemed Ex Ante Team
WB-33387-w08 | SCE Whole Building: R30AtIns;R8DctIns;10%DctLkg In Heated and Cooled, One Story, Pre 1978 Vintage Whole Home Retrofit | DEER2014 | PA workpaper | 2023-10-18 09:57 | Res | WhlBldg | WBUpgrade | WhlBldg | WBRetPkg | SFm | Any | evaluated years |  |  |  | 20 | 18.9 | 6.3 | Expired--no longer used | Available | 2013-01-01 | 2022-12-31 | None | 1 | 1 | 0 | Deemed Ex Ante Team |  |  | Deemed Ex Ante Team
WB-36764-w06 | SCE Whole Building: R30AtIns;R8DctIns;10%DctLkg;SEER14AC;92AFUEFrn;STV In Heated and Cooled, One Story, Pre 1978 Vintage Whole Home Retrofit | DEER2014 | PA workpaper | 2023-10-18 09:57 | Res | WhlBldg | WBUpgrade | WhlBldg | WBRetPkg | SFm | Any | evaluated years |  |  |  | 20 | 19.8 | 6.6 | Expired--no longer used | Available | 2013-01-01 | 2022-12-31 | None | 1 | 1 | 0 | Deemed Ex Ante Team |  |  | Deemed Ex Ante Team
WB-38962-w10 | SCE Whole Building: R30AtIns;-15%BldLkg;6%DctLkg;92AFUEFrn;62%EFGasWtrHtr In Heated and Cooled, One Story, 1978-1992 Vintage Whole Home Retrofit | DEER2014 | PA workpaper | 2023-10-18 09:57 | Res | WhlBldg | WBUpgrade | WhlBldg | WBRetPkg | SFm | Any | evaluated years |  |  |  | 20 | 16.3 | 5.43 | Expired--no longer used | Available | 2013-01-01 | 2022-12-31 | None | 1 | 1 | 0 | Deemed Ex Ante Team |  |  | Deemed Ex Ante Team
WB-41522-w06 | SCE Whole Building: R30AtIns;R8DctIns;6%DctLkg;SEER14AC;92AFUEFrn;STV In Heated and Cooled, One Story, Pre 1978 Vintage Whole Home Retrofit | DEER2014 | PA workpaper | 2023-10-18 09:57 | Res | WhlBldg | WBUpgrade | WhlBldg | WBRetPkg | SFm | Any | evaluated years |  |  |  | 20 | 19.7 | 6.57 | Expired--no longer used | Available | 2013-01-01 | 2022-12-31 | None | 1 | 1 | 0 | Deemed Ex Ante Team |  |  | Deemed Ex Ante Team
WB-43723-w10 | SCE Whole Building: R30AtIns;R8DctIns;6%DctLkg;92AFUEFrn In Heated and Cooled, One Story, Pre 1978 Vintage Whole Home Retrofit | DEER2014 | PA workpaper | 2023-10-18 09:57 | Res | WhlBldg | WBUpgrade | WhlBldg | WBRetPkg | SFm | Any | evaluated years |  |  |  | 20 | 20 | 6.7 | Expired--no longer used | Available | 2013-01-01 | 2022-12-31 | None | 1 | 1 | 0 | Deemed Ex Ante Team |  |  | Deemed Ex Ante Team
WB-43750-w06 | SCE Whole Building: R30AtIns;R8DctIns;6%DctLkg;92AFUEFrn;62%EFGasWtrHtr;STV In Heated Only, Two Story, Pre 1978 Vintage Whole Home Retrofit | DEER2014 | PA workpaper | 2023-10-18 09:57 | Res | WhlBldg | WBUpgrade | WhlBldg | WBRetPkg | SFm | Any | evaluated years |  |  |  | 20 | 17.7 | 5.9 | Expired--no longer used | Available | 2013-01-01 | 2022-12-31 | None | 1 | 1 | 0 | Deemed Ex Ante Team |  |  | Deemed Ex Ante Team
WB-45456-w10 | SCE Whole Building: R30AtIns;-30%BldLkg;R8DctIns;6%DctLkg In Heated and Cooled, One Story, 1993-2001 Vintage Whole Home Retrofit | DEER2014 | PA workpaper | 2023-10-18 09:57 | Res | WhlBldg | WBUpgrade | WhlBldg | WBRetPkg | SFm | Any | evaluated years |  |  |  | 20 | 14.5 | 4.83 | Expired--no longer used | Available | 2013-01-01 | 2022-12-31 | None | 1 | 1 | 0 | Deemed Ex Ante Team |  |  | Deemed Ex Ante Team
WB-52042-w09 | SCE Whole Building: R30AtIns;-15%BldLkg;R8DctIns;10%DctLkg;92AFUEFrn;STV In Heated Only, Two Story, 1978-1992 Vintage Whole Home Retrofit | DEER2014 | PA workpaper | 2023-10-18 09:57 | Res | WhlBldg | WBUpgrade | WhlBldg | WBRetPkg | SFm | Any | evaluated years |  |  |  | 20 | 18.2 | 6.07 | Expired--no longer used | Available | 2013-01-01 | 2022-12-31 | None | 1 | 1 | 0 | Deemed Ex Ante Team |  |  | Deemed Ex Ante Team
WB-52395-w10 | SCE Whole Building: R30AtIns;-15%BldLkg;R8DctIns;10%DctLkg;STV In Heated and Cooled, One Story, 1978-1992 Vintage Whole Home Retrofit | DEER2014 | PA workpaper | 2023-10-18 09:57 | Res | WhlBldg | WBUpgrade | WhlBldg | WBRetPkg | SFm | Any | evaluated years |  |  |  | 20 | 16.8 | 5.6 | Expired--no longer used | Available | 2013-01-01 | 2022-12-31 | None | 1 | 1 | 0 | Deemed Ex Ante Team |  |  | Deemed Ex Ante Team
WB-53613-w10 | SCE Whole Building: R30AtIns;-30%BldLkg;R8DctIns;SEER14AC;92AFUEFrn;6%DctLkg;STV In Heated and Cooled, Two Story, Pre 1978 Vintage Whole Home Retrofit | DEER2014 | PA workpaper | 2023-10-18 09:57 | Res | WhlBldg | WBUpgrade | WhlBldg | WBRetPkg | SFm | Any | evaluated years |  |  |  | 20 | 17.2 | 5.73 | Expired--no longer used | Available | 2013-01-01 | 2022-12-31 | None | 1 | 1 | 0 | Deemed Ex Ante Team |  |  | Deemed Ex Ante Team
WB-56139-w10 | SCE Whole Building: R30AtIns;R8DctIns;6%DctLkg;SEER14AC In Heated and Cooled, Two Story, 1978-1992 Vintage Whole Home Retrofit | DEER2014 | PA workpaper | 2023-10-18 09:57 | Res | WhlBldg | WBUpgrade | WhlBldg | WBRetPkg | SFm | Any | evaluated years |  |  |  | 20 | 17.9 | 5.97 | Expired--no longer used | Available | 2013-01-01 | 2022-12-31 | None | 1 | 1 | 0 | Deemed Ex Ante Team |  |  | Deemed Ex Ante Team
WB-56999-w08 | SCE Whole Building: -15%BldLkg;R8DctIns;6%DctLkg;SEER14AC;92AFUEFrn In Heated and Cooled, Two Story, 1993-2001 Vintage Whole Home Retrofit | DEER2014 | PA workpaper | 2023-10-18 09:57 | Res | WhlBldg | WBUpgrade | WhlBldg | WBRetPkg | SFm | Any | evaluated years |  |  |  | 20 | 17.1 | 5.7 | Expired--no longer used | Available | 2013-01-01 | 2022-12-31 | None | 1 | 1 | 0 | Deemed Ex Ante Team |  |  | Deemed Ex Ante Team
WB-57634-w10 | SCE Whole Building: -30%BldLkg;10%DctLkg;SEER14AC;92AFUEFrn In Heated and Cooled, Two Story, 1993-2001 Vintage Whole Home Retrofit | DEER2014 | PA workpaper | 2023-10-18 09:57 | Res | WhlBldg | WBUpgrade | WhlBldg | WBRetPkg | SFm | Any | evaluated years |  |  |  | 20 | 15.8 | 5.27 | Expired--no longer used | Available | 2013-01-01 | 2022-12-31 | None | 1 | 1 | 0 | Deemed Ex Ante Team |  |  | Deemed Ex Ante Team
WB-64074-w06 | SCE Whole Building: -15%BldLkg;R8DctIns;6%DctLkg;SEER14AC;92AFUEFrn;STV In Heated and Cooled, One Story, Pre 1978 Vintage Whole Home Retrofit | DEER2014 | PA workpaper | 2023-10-18 09:57 | Res | WhlBldg | WBUpgrade | WhlBldg | WBRetPkg | SFm | Any | evaluated years |  |  |  | 20 | 17.5 | 5.83 | Expired--no longer used | Available | 2013-01-01 | 2022-12-31 | None | 1 | 1 | 0 | Deemed Ex Ante Team |  |  | Deemed Ex Ante Team
WB-64187-w08 | SCE Whole Building: R30AtIns;R8DctIns;10%DctLkg;STV In Heated and Cooled, Two Story, Pre 1978 Vintage Whole Home Retrofit | DEER2014 | PA workpaper | 2023-10-18 09:57 | Res | WhlBldg | WBUpgrade | WhlBldg | WBRetPkg | SFm | Any | evaluated years |  |  |  | 20 | 18 | 6 | Expired--no longer used | Available | 2013-01-01 | 2022-12-31 | None | 1 | 1 | 0 | Deemed Ex Ante Team |  |  | Deemed Ex Ante Team
WB-64721-w10 | SCE Whole Building: R30AtIns;R8DctIns;10%DctLkg;SEER14AC In Heated and Cooled, One Story, 1978-1992 Vintage Whole Home Retrofit | DEER2014 | PA workpaper | 2023-10-18 09:57 | Res | WhlBldg | WBUpgrade | WhlBldg | WBRetPkg | SFm | Any | evaluated years |  |  |  | 20 | 18.5 | 6.17 | Expired--no longer used | Available | 2013-01-01 | 2022-12-31 | None | 1 | 1 | 0 | Deemed Ex Ante Team |  |  | Deemed Ex Ante Team
WB-66984-w10 | SCE Whole Building: R30AtIns;-30%BldLkg;6%DctLkg;SEER14AC;STV In Heated and Cooled, Two Story, 1993-2001 Vintage Whole Home Retrofit | DEER2014 | PA workpaper | 2023-10-18 09:57 | Res | WhlBldg | WBUpgrade | WhlBldg | WBRetPkg | SFm | Any | evaluated years |  |  |  | 20 | 14.1 | 4.7 | Expired--no longer used | Available | 2013-01-01 | 2022-12-31 | None | 1 | 1 | 0 | Deemed Ex Ante Team |  |  | Deemed Ex Ante Team
WB-68399-w10 | SCE Whole Building: R30AtIns;R8DctIns;6%DctLkg;SEER14AC;62%EFGasWtrHtr;STV In Heated and Cooled, One Story, 1978-1992 Vintage Whole Home Retrofit | DEER2014 | PA workpaper | 2023-10-18 09:57 | Res | WhlBldg | WBUpgrade | WhlBldg | WBRetPkg | SFm | Any | evaluated years |  |  |  | 20 | 16.1 | 5.37 | Expired--no longer used | Available | 2013-01-01 | 2022-12-31 | None | 1 | 1 | 0 | Deemed Ex Ante Team |  |  | Deemed Ex Ante Team
WB-69986-w08 | SCE Whole Building: -15%BldLkg;R8DctIns;6%DctLkg;SEER14AC;92AFUEFrn;STV In Heated and Cooled, Two Story, 1993-2001 Vintage Whole Home Retrofit | DEER2014 | PA workpaper | 2023-10-18 09:57 | Res | WhlBldg | WBUpgrade | WhlBldg | WBRetPkg | SFm | Any | evaluated years |  |  |  | 20 | 16.9 | 5.63 | Expired--no longer used | Available | 2013-01-01 | 2022-12-31 | None | 1 | 1 | 0 | Deemed Ex Ante Team |  |  | Deemed Ex Ante Team
WB-71850-w09 | SCE Whole Building: R30AtIns;-15%BldLkg;R8DctIns;6%DctLkg;STV In Heated Only, One Story, Pre 1978 Vintage Whole Home Retrofit | DEER2014 | PA workpaper | 2023-10-18 09:57 | Res | WhlBldg | WBUpgrade | WhlBldg | WBRetPkg | SFm | Any | evaluated years |  |  |  | 20 | 17.3 | 5.77 | Expired--no longer used | Available | 2013-01-01 | 2022-12-31 | None | 1 | 1 | 0 | Deemed Ex Ante Team |  |  | Deemed Ex Ante Team
WB-72848-w10 | SCE Whole Building: R30AtIns;R8DctIns;6%DctLkg;SEER14AC In Heated and Cooled, One Story, 1978-1992 Vintage Whole Home Retrofit | DEER2014 | PA workpaper | 2023-10-18 09:57 | Res | WhlBldg | WBUpgrade | WhlBldg | WBRetPkg | SFm | Any | evaluated years |  |  |  | 20 | 18.5 | 6.17 | Expired--no longer used | Available | 2013-01-01 | 2022-12-31 | None | 1 | 1 | 0 | Deemed Ex Ante Team |  |  | Deemed Ex Ante Team
WB-75270-w10 | SCE Whole Building: R30AtIns;R8DctIns;92AFUEFrn;STV In Heated and Cooled, Two Story, 1978-1992 Vintage Whole Home Retrofit | DEER2014 | PA workpaper | 2023-10-18 09:57 | Res | WhlBldg | WBUpgrade | WhlBldg | WBRetPkg | SFm | Any | evaluated years |  |  |  | 20 | 19.4 | 6.47 | Expired--no longer used | Available | 2013-01-01 | 2022-12-31 | None | 1 | 1 | 0 | Deemed Ex Ante Team |  |  | Deemed Ex Ante Team
WB-76805-w10 | SCE Whole Building: R30AtIns;-15%BldLkg;R8DctIns;10%DctLkg;SEER14AC;92AFUEFrn In Heated and Cooled, Two Story, Pre 1978 Vintage Whole Home Retrofit | DEER2014 | PA workpaper | 2023-10-18 09:57 | Res | WhlBldg | WBUpgrade | WhlBldg | WBRetPkg | SFm | Any | evaluated years |  |  |  | 20 | 18.1 | 6.03 | Expired--no longer used | Available | 2013-01-01 | 2022-12-31 | None | 1 | 1 | 0 | Deemed Ex Ante Team |  |  | Deemed Ex Ante Team
WB-79171-w06 | SCE Whole Building: R30AtIns;-15%BldLkg;R8DctIns;10%DctLkg;STV In Heated Only, One Story, Pre 1978 Vintage Whole Home Retrofit | DEER2014 | PA workpaper | 2023-10-18 09:57 | Res | WhlBldg | WBUpgrade | WhlBldg | WBRetPkg | SFm | Any | evaluated years |  |  |  | 20 | 17.3 | 5.77 | Expired--no longer used | Available | 2013-01-01 | 2022-12-31 | None | 1 | 1 | 0 | Deemed Ex Ante Team |  |  | Deemed Ex Ante Team
WB-80419-w06 | SCE Whole Building: R30AtIns;-30%BldLkg;R8DctIns;10%DctLkg;STV In Heated and Cooled, Two Story, Pre 1978 Vintage Whole Home Retrofit | DEER2014 | PA workpaper | 2023-10-18 09:57 | Res | WhlBldg | WBUpgrade | WhlBldg | WBRetPkg | SFm | Any | evaluated years |  |  |  | 20 | 15 | 5 | Expired--no longer used | Available | 2013-01-01 | 2022-12-31 | None | 1 | 1 | 0 | Deemed Ex Ante Team |  |  | Deemed Ex Ante Team
WB-81881-w10 | SCE Whole Building: R30AtIns;-30%BldLkg;R8DctIns;10%DctLkg;STV In Heated and Cooled, One Story, Pre 1978 Vintage Whole Home Retrofit | DEER2014 | PA workpaper | 2023-10-18 09:57 | Res | WhlBldg | WBUpgrade | WhlBldg | WBRetPkg | SFm | Any | evaluated years |  |  |  | 20 | 16.6 | 5.53 | Expired--no longer used | Available | 2013-01-01 | 2022-12-31 | None | 1 | 1 | 0 | Deemed Ex Ante Team |  |  | Deemed Ex Ante Team
WB-82988-w10 | SCE Whole Building: R30AtIns;-15%BldLkg;R8DctIns;6%DctLkg In Heated and Cooled, Two Story, 1978-1992 Vintage Whole Home Retrofit | DEER2014 | PA workpaper | 2023-10-18 09:57 | Res | WhlBldg | WBUpgrade | WhlBldg | WBRetPkg | SFm | Any | evaluated years |  |  |  | 20 | 16.8 | 5.6 | Expired--no longer used | Available | 2013-01-01 | 2022-12-31 | None | 1 | 1 | 0 | Deemed Ex Ante Team |  |  | Deemed Ex Ante Team
WB-87309-w10 | SCE Whole Building: R30AtIns;R8DctIns;6%DctLkg In Heated and Cooled, Two Story, 1978-1992 Vintage Whole Home Retrofit | DEER2014 | PA workpaper | 2023-10-18 09:57 | Res | WhlBldg | WBUpgrade | WhlBldg | WBRetPkg | SFm | Any | evaluated years |  |  |  | 20 | 18.2 | 6.07 | Expired--no longer used | Available | 2013-01-01 | 2022-12-31 | None | 1 | 1 | 0 | Deemed Ex Ante Team |  |  | Deemed Ex Ante Team
WB-87379-w10 | SCE Whole Building: R30AtIns;-15%BldLkg;R8DctIns;6%DctLkg;STV In Heated and Cooled, One Story, Pre 1978 Vintage Whole Home Retrofit | DEER2014 | PA workpaper | 2023-10-18 09:57 | Res | WhlBldg | WBUpgrade | WhlBldg | WBRetPkg | SFm | Any | evaluated years |  |  |  | 20 | 17.5 | 5.83 | Expired--no longer used | Available | 2013-01-01 | 2022-12-31 | None | 1 | 1 | 0 | Deemed Ex Ante Team |  |  | Deemed Ex Ante Team
WB-87576-w10 | SCE Whole Building: R30AtIns;R8DctIns;10%DctLkg;SEER14AC;92AFUEFrn;STV In Heated and Cooled, One Story, 1978-1992 Vintage Whole Home Retrofit | DEER2014 | PA workpaper | 2023-10-18 09:57 | Res | WhlBldg | WBUpgrade | WhlBldg | WBRetPkg | SFm | Any | evaluated years |  |  |  | 20 | 19.2 | 6.4 | Expired--no longer used | Available | 2013-01-01 | 2022-12-31 | None | 1 | 1 | 0 | Deemed Ex Ante Team |  |  | Deemed Ex Ante Team
WB-92396-w10 | SCE Whole Building: R30AtIns;R8DctIns;6%DctLkg;SEER14AC;92AFUEFrn;STV In Heated and Cooled, One Story, 1978-1992 Vintage Whole Home Retrofit | DEER2014 | PA workpaper | 2023-10-18 09:57 | Res | WhlBldg | WBUpgrade | WhlBldg | WBRetPkg | SFm | Any | evaluated years |  |  |  | 20 | 19.1 | 6.37 | Expired--no longer used | Available | 2013-01-01 | 2022-12-31 | None | 1 | 1 | 0 | Deemed Ex Ante Team |  |  | Deemed Ex Ante Team
WB-95864-w06 | SCE Whole Building: -30%BldLkg;R8DctIns;6%DctLkg;SEER14AC;92AFUEFrn In Heated and Cooled, One Story, Pre 1978 Vintage Whole Home Retrofit | DEER2014 | PA workpaper | 2023-10-18 09:57 | Res | WhlBldg | WBUpgrade | WhlBldg | WBRetPkg | SFm | Any | evaluated years |  |  |  | 20 | 17.1 | 5.7 | Expired--no longer used | Available | 2013-01-01 | 2022-12-31 | None | 1 | 1 | 0 | Deemed Ex Ante Team |  |  | Deemed Ex Ante Team
WB-95984-w10 | SCE Whole Building: R30AtIns;10%DctLkg;SEER14AC;92AFUEFrn In Heated and Cooled, Two Story, 1993-2001 Vintage Whole Home Retrofit | DEER2014 | PA workpaper | 2023-10-18 09:57 | Res | WhlBldg | WBUpgrade | WhlBldg | WBRetPkg | SFm | Any | evaluated years |  |  |  | 20 | 17.8 | 5.93 | Expired--no longer used | Available | 2013-01-01 | 2022-12-31 | None | 1 | 1 | 0 | Deemed Ex Ante Team |  |  | Deemed Ex Ante Team
WB-98013-w10 | SCE Whole Building: R30AtIns;R8DctIns;6%DctLkg;SEER14AC;STV In Heated and Cooled, One Story, Pre 1978 Vintage Whole Home Retrofit | DEER2014 | PA workpaper | 2023-10-18 09:57 | Res | WhlBldg | WBUpgrade | WhlBldg | WBRetPkg | SFm | Any | evaluated years |  |  |  | 20 | 18.5 | 6.17 | Expired--no longer used | Available | 2013-01-01 | 2022-12-31 | None | 1 | 1 | 0 | Deemed Ex Ante Team |  |  | Deemed Ex Ante Team
WhlBldg-WBInsFen-NEW-MfrHse | SCE: Whole Building new construction manufactured housing building shell improvements | DEER2014 | PA workpaper | 2023-10-18 09:57 | Res | WhlBldg | WBUpgrade | WhlBldg | WBRetPkg | SFm | Any | evaluated years |  |  |  | 20 | 20 | 6.67 | Expired--no longer used | Available | 2013-01-01 | 2022-12-31 | None | 1 | 1 | 0 | Deemed Ex Ante Team |  |  | Deemed Ex Ante Team
WhlBldg-WBInsFen-NEW-SF | SCE: Whole Building new construction single family building shell improvements | DEER2014 | PA workpaper | 2023-10-18 09:57 | Res | WhlBldg | WBUpgrade | WhlBldg | WBRetPkg | SFm | Any | evaluated years |  |  |  | 20 | 18 | 6 | Expired--no longer used | Available | 2013-01-01 | 2022-12-31 | None | 1 | 1 | 0 | Deemed Ex Ante Team |  |  | Deemed Ex Ante Team
WhlBldg-WBInsFen-RET-SF | SCE: Whole Building retrofit single family building shell improvements | DEER2014 | PA workpaper | 2023-10-18 09:57 | Res | WhlBldg | WBUpgrade | WhlBldg | WBRetPkg | SFm | Any | evaluated years |  |  |  | 20 | 14 | 4.67 | Expired--no longer used | Available | 2013-01-01 | 2022-12-31 | None | 1 | 1 | 0 | Deemed Ex Ante Team |  |  | Deemed Ex Ante Team
WlHs-Upgrade | Whole House Upgrade | ExAnte2013 | IOU Workpaper | 2023-10-18 09:57 | Res | Service | RetroComm | WhlBldg | multiTech | SFm | Any | rated years |  |  |  |  | 2 | 0.7 | Updated to indicate claim/filing status | Available | 2013-01-01 |  | None | 1 | 1 | 0 | Deemed Ex Ante Team |  |  | Deemed Ex Ante Team
WtrHt-Com | Commercial water heater | DEER2014 | D14 v1.0.0 | 2024-05-31 14:51 | Com | SHW | Heating | WaterHtg_eq | Boiler_AF¦Boiler_Ec¦Boiler_Et¦Boiler_Et_Central | Any | Any | rated years |  |  |  |  | 15 | 5 | Expired record | Standard | 2013-01-01 | 2025-12-31 | None | 1 | 1 | 0 | Deemed Ex Ante Team |  |  | Deemed Ex Ante Team
WtrHt-Com-Gas | Commercial water heater | DEER2026 | D26 v1 | 2024-06-07 13:53 | Com | SHW | Heating | WaterHtg_eq | Boiler_AF¦Boiler_Ec¦Boiler_Et¦Boiler_Et_Central | Any | Any | rated years | 0 | 0 | 0 | 0 | 13 | 4.33 | Corrected EUL from 15 to 13 years; added CALMAC ID. | Standard | 2026-01-01 |  | None | 1 | 1 | 1 | Deemed Ex Ante Team | 2024-05-31 14:38 | Commercial HVAC and Water Heating Effective Useful Life Study, 2024-05-30, CALMAC ID: CPU0368.03, p. 5 | Deemed Ex Ante Team
WtrHt-GPoolHtr | Commercial Pool Heater | DEER2014 | D08 v2.05 | 2023-10-18 09:57 | Com | Recreate | Pool | PoolSpa_eq | PoolHeater | Any | Any | rated years |  |  |  |  | 5 | 1.7 | Updated TechGroup(s) and TechType(s) | Standard | 2013-01-01 |  | None | 1 | 1 | 0 | Deemed Ex Ante Team |  |  | Deemed Ex Ante Team
WtrHt-HtPmp | Heat Pump Water Heater | DEER2014 | D08 v2.05 | 2024-02-09 14:47 | Res | SHW | Heating | WaterHtg_eq | HP_COP¦HP_COP_Central¦HP_EF¦HP_UEF | Any | Any | rated years |  |  |  |  | 10 | 3.3 | Updated TechType(s) | Standard | 2013-01-01 | 2025-12-31 | None | 1 | 1 | 0 | Deemed Ex Ante Team |  |  | Deemed Ex Ante Team
WtrHt-HtPmp-Com | Heat Pump Water Heater | DEER2026 | D26 v1 | 2024-06-07 13:53 | Com | SHW | Heating | WaterHtg_eq | HP_COP¦HP_COP_Central¦HP_EF¦HP_UEF | Any | Any | rated years | 0 | 0 | 0 | 0 | 13 | 4.33 | Added CALMAC ID | Standard | 2026-01-01 |  | None | 1 | 1 | 1 | Deemed Ex Ante Team | 2024-05-31 14:38 | Commercial HVAC and Water Heating Effective Useful Life Study, 2024-05-30, CALMAC ID: CPU0368.03, p. 4 | Deemed Ex Ante Team
WtrHt-HtPmp-Res | Heat Pump Water Heater | DEER2026 | D26 v1 | 2024-05-09 10:39 | Res | SHW | Heating | WaterHtg_eq | HP_COP¦HP_COP_Central¦HP_EF¦HP_UEF | Any | Any | evaluated years |  |  |  |  | 20 | 6.67 | Revised BasisType from rated years to evaluated years based on Residential HVAC and DHW Measure Effective Useful Life Study, 2024-04-09, CALMAC ID: CPU0368.02, p. 27 | Standard | 2026-01-01 |  | None | 1 | 1 | 1 | Deemed Ex Ante Team | 2024-02-09 14:47 | Residential HVAC and DHW Measure Effective Useful Life Study, 2024-04-09, CALMAC ID: CPU0368.02, p. 27 | Deemed Ex Ante Team
WtrHt-Instant-Com | Commercial Instantaneous Water Heater | DEER2014 | D14 v1.0.0 | 2023-10-18 09:57 | Com | SHW | Heating | WaterHtg_eq | Instant_EF¦Instant_Et¦Instant_UEF | Any | Any | rated years |  |  |  |  | 20 | 6.67 | Updated TechType(s) | Standard | 2013-01-01 |  | None | 1 | 1 | 0 | Deemed Ex Ante Team |  |  | Deemed Ex Ante Team
WtrHt-Instant-Res | Residential Instantaneous Water Heater | DEER2014 | D14 v1.0.0 | 2024-05-09 10:39 | Res | SHW | Heating | WaterHtg_eq | Instant_EF¦Instant_UEF | Any | Any | evaluated years |  |  |  |  | 20 | 6.67 | Revised BasisType from rated years to evaluated years based on Residential HVAC and DHW Measure Effective Useful Life Study, 2024-04-09, CALMAC ID: CPU0368.02, p. 27 | Standard | 2013-01-01 |  | None | 1 | 1 | 0 | Deemed Ex Ante Team |  |  | Deemed Ex Ante Team
WtrHt-MF-Gas | Multi-Family Gas Water Heater | ExAnte2020 | SWWH016-01 | 2023-10-18 09:57 | Res | SHW | Heating | WaterHtg_eq | Stor_UEF | Any | Any | rated years |  |  |  |  | 15 | 5 | Updated to indicate claim/filing status | Standard | 2020-01-01 |  | None | 1 | 1 | 0 | Deemed Ex Ante Team |  |  | Deemed Ex Ante Team
WtrHt-PipeIns-Elec | Pipe Insulation - Electric Water Heater, add-on equipment | DEER2014 | D08 v2.05 | 2023-10-18 09:57 | Com | SHW | Distribute | LiquidCirc | PipeIns | Any | Any | rated years |  |  |  |  | 13 | 4.3 | Updated to indicate claim/filing status | Standard | 2013-01-01 |  | None | 1 | 1 | 0 | Deemed Ex Ante Team |  |  | Deemed Ex Ante Team
WtrHt-PipeIns-Gas | Pipe Insulation - Gas Water Heater - Commercial, add-on equipment | DEER2014 | D08 v2.05 | 2023-10-18 09:57 | Com | SHW | Distribute | LiquidCirc | PipeIns | Any | Any | rated years |  |  |  |  | 11 | 3.7 | Updated to indicate claim/filing status | Standard | 2013-01-01 |  | None | 1 | 1 | 0 | Deemed Ex Ante Team |  |  | Deemed Ex Ante Team
WtrHt-Piping | Piping for water-heating equipment (host for AOE, only) | ExAnte2020 | IOU Workpaper | 2023-10-18 09:57 | Any | SHW | Distribute | LiquidCirc | Piping | Any | Any | rated years |  |  |  |  | 20 | 6.67 | Updated using new TechType(s) | Available | 2020-01-01 |  | None | 1 | 1 | 0 | Deemed Ex Ante Team |  |  | Deemed Ex Ante Team
WtrHt-Res-Elec | Residential Electric Water Heater | DEER2014 | D14 v1.0.0 | 2023-10-18 09:57 | Res | SHW | Heating | WaterHtg_eq | Stor_EF¦Stor_UEF | Any | Any | rated years |  |  |  |  | 13 | 4.33 | Updated TechType(s) | Standard | 2013-01-01 |  | None | 1 | 1 | 0 | Deemed Ex Ante Team |  |  | Deemed Ex Ante Team
WtrHt-Res-Gas | Residential Gas Water Heater | DEER2014 | D14 v1.0.0 | 2024-02-09 14:47 | Res | SHW | Heating | WaterHtg_eq | Stor_EF¦Stor_UEF | Any | Any | rated years |  |  |  |  | 11 | 3.67 | Updated TechType(s) | Standard | 2013-01-01 | 2025-12-31 | None | 1 | 1 | 0 | Deemed Ex Ante Team |  |  | Deemed Ex Ante Team
WtrHt-Res-Gas | Residential Gas Water Heater | DEER2026 | D26 v1 | 2024-05-09 10:39 | Res | SHW | Heating | WaterHtg_eq | Stor_EF¦Stor_UEF | Any | Any | evaluated years |  |  |  |  | 25 | 8.33 | Revised BasisType from rated years to evaluated years based on Residential HVAC and DHW Measure Effective Useful Life Study, 2024-04-09, CALMAC ID: CPU0368.02, p. 27 | Standard | 2026-01-01 |  | None | 1 | 1 | 1 | Deemed Ex Ante Team | 2024-02-09 14:47 | Residential HVAC and DHW Measure Effective Useful Life Study, 2024-04-09, CALMAC ID: CPU0368.02, p. 27 | Deemed Ex Ante Team
WtrHt-SWH | Solar Water Heating | DEER2014 | D08 v2.05 | 2023-10-18 09:57 | Res | SHW | Heating | WaterHtg_eq | Solar | Any | Any | rated years |  |  |  |  | 15 | 5 | Updated using new TechType(s) | Standard | 2013-01-01 |  | None | 1 | 1 | 0 | Deemed Ex Ante Team |  |  | Deemed Ex Ante Team
WtrHt-TankIns-Elec | Water Heater Tank Wrap - Electric, add-on equipment | DEER2014 | D08 v2.05 | 2023-10-18 09:57 | Com | SHW | Heating | WaterHtg_eq | TankIns | Any | Any | rated years |  |  |  |  | 7 | 2.3 | Updated to indicate claim/filing status | Standard | 2013-01-01 |  | None | 1 | 1 | 0 | Deemed Ex Ante Team |  |  | Deemed Ex Ante Team
WtrHt-TankIns-Gas | Water Heater Tank Wrap - Gas, add-on equipment | DEER2014 | D08 v2.05 | 2023-10-18 09:57 | Com | SHW | Heating | WaterHtg_eq | TankIns | Any | Any | rated years |  |  |  |  | 7 | 2.3 | Updated to indicate claim/filing status | Standard | 2013-01-01 |  | None | 1 | 1 | 0 | Deemed Ex Ante Team |  |  | Deemed Ex Ante Team
WtrHt-Timeclock | Circulation Pump Timeclock Retrofit, add-on equipment | DEER2014 | D08 v2.05 | 2023-10-18 09:57 | Com | SHW | Distribute | LiquidCirc | Timer | Any | Any | rated years |  |  |  |  | 15 | 5 | Updated to indicate claim/filing status | Standard | 2013-01-01 |  | None | 1 | 1 | 0 | Deemed Ex Ante Team |  |  | Deemed Ex Ante Team
WtrHt-WH-Aertr | Faucet Aerators, add-on equipment | DEER2014 | D08 v2.05 | 2023-10-18 09:57 | Any | SHW | Distribute | WaterFixt | FaucetAer | Any | Any | rated years |  |  |  |  | 10 | 3.3 | Updated to indicate claim/filing status | Standard | 2013-01-01 |  | None | 1 | 1 | 0 | Deemed Ex Ante Team |  |  | Deemed Ex Ante Team
WtrHt-WH-Faucet | Faucet for hot water (host for AOE, only) | ExAnte2020 | IOU Workpaper | 2023-10-18 09:57 | Any | SHW | Distribute | WaterFixt | Faucet | Any | Any | rated years |  |  |  |  | 20 | 6.67 | Updated to indicate claim/filing status | Available | 2020-01-01 |  | None | 1 | 1 | 0 | Deemed Ex Ante Team |  |  | Deemed Ex Ante Team
WtrHt-WH-R4PipeIns-Elec | Pipe Insulation - Electric Water Heater, add-on equipment | DEER2014 | D08 v2.05 | 2023-10-18 09:57 | Res | SHW | Distribute | LiquidCirc | PipeIns | Any | Any | rated years |  |  |  |  | 13 | 4.3 | Updated to indicate claim/filing status | Standard | 2013-01-01 |  | None | 1 | 1 | 0 | Deemed Ex Ante Team |  |  | Deemed Ex Ante Team
WtrHt-WH-R4PipeIns-Gas | Pipe Insulation - Gas Water Heater - Residential, add-on equipment | DEER2014 | D08 v2.05 | 2023-10-18 09:57 | Res | SHW | Distribute | LiquidCirc | PipeIns | Any | Any | rated years |  |  |  |  | 11 | 3.7 | Updated to indicate claim/filing status | Standard | 2013-01-01 |  | None | 1 | 1 | 0 | Deemed Ex Ante Team |  |  | Deemed Ex Ante Team
WtrHt-WH-Shrhd | Low-Flow Showerhead | DEER2014 | D08 v2.05 | 2023-10-18 09:57 | Res | SHW | Distribute | WaterFixt | ShowerHd | Any | Any | rated years |  |  |  |  | 10 | 3.3 | Updated to indicate claim/filing status | Standard | 2013-01-01 |  | None | 1 | 1 | 0 | Deemed Ex Ante Team |  |  | Deemed Ex Ante Team
Wtr-Irrig-Ctrl-SoilMoist | Soil Moisture Station | DEER2023 |  | 2023-10-18 09:57 | Any | Irrigate | Landscape | Irrigation | IrrifSys | Any | Any | rated years |  |  |  |  | 3 |  | Revised EUL from 1 year to 3 years due to reclassification of measure as BRO-Op per Resolution E-5221. |  | 2023-01-01 |  | None | 1 | 1 | 0 | Deemed Ex Ante Team | 2023-03-13 | 1. The Metropolitan Water District of Southern California, “Integrated Water Resource Plan 2015 Update,” 2015. 2. MWD - WEN Measures List 2019 - Final.xls *EUL capped at three years due to measure classification as BRO-Op | Deemed Ex Ante Team
Wtr-Irrig-Ctrl-Weather-Com | Weather-based Irrigation Controller | DEER2023 |  | 2023-10-18 09:57 | Com | Irrigate | Landscape | Irrigation | IrrifSys | Any | Any | rated years |  |  |  |  | 3 |  | Clarified measure classification as BRO-Op per Resolution E-5221. |  | 2023-01-01 |  | None | 1 | 1 | 0 | Deemed Ex Ante Team | 2023-03-13 | 1. The Metropolitan Water District of Southern California, “Integrated Water Resource Plan 2015 Update,” 2015. 2. MWD - WEN Measures List 2019 - Final.xls *EUL capped at three years due to measure classification as BRO-Op | Deemed Ex Ante Team
Wtr-Irrig-Ctrl-Weather-Res | Weather-based Irrigation Controller | DEER2023 |  | 2023-10-18 09:57 | Res | Irrigate | Landscape | Irrigation | IrrifSys | Any | Any | rated years |  |  |  |  | 3 |  | Revised EUL from 1 year to 3 years due to reclassification of measure as BRO-Op per Resolution E-5221. |  | 2023-01-01 |  | None | 1 | 1 | 0 | Deemed Ex Ante Team | 2023-03-13 | 1. The Metropolitan Water District of Southern California, “Integrated Water Resource Plan 2015 Update,” 2015. 2. MWD - WEN Measures List 2019 - Final.xls *EUL capped at three years due to measure classification as BRO-Op | Deemed Ex Ante Team
Wtr-Irrig-Nozzle-LrgRot | Large Rotary Nozzle | DEER2023 |  | 2023-10-18 09:57 | Com | Irrigate | Landscape | Irrigation | IrrifSys | Any | Any | rated years |  |  |  |  | 10 | 3.33 |  |  | 2023-01-01 |  | None | 1 | 1 | 0 | Deemed Ex Ante Team | 2023-03-13 | 1. The Metropolitan Water District of Southern California, “Integrated Water Resource Plan 2015 Update,” 2015. 2. MWD - WEN Measures List 2019 - Final.xls | Deemed Ex Ante Team
Wtr-Irrig-Nozzle-MultiStrm | Rotary Multi-Stream Nozzle | DEER2023 |  | 2023-10-18 09:57 | Any | Irrigate | Landscape | Irrigation | IrrifSys | Any | Any | rated years |  |  |  |  | 5 | 1.67 |  |  | 2023-01-01 |  | None | 1 | 1 | 0 | Deemed Ex Ante Team | 2023-03-13 | 1. The Metropolitan Water District of Southern California, “Integrated Water Resource Plan 2015 Update,” 2015. 2. MWD - WEN Measures List 2019 - Final.xls | Deemed Ex Ante Team
Wtr-Irrig-TurfRemoval | Turf Removal | DEER2023 |  | 2023-10-18 09:57 | Any | Irrigate | Landscape | Irrigation | IrrifSys | Any | Any | rated years |  |  |  |  | 10 | 3.33 |  |  | 2023-01-01 |  | None | 1 | 1 | 0 | Deemed Ex Ante Team | 2023-03-13 | 1. The Metropolitan Water District of Southern California, “Integrated Water Resource Plan 2015 Update,” 2015. 2. MWD - WEN Measures List 2019 - Final.xls | Deemed Ex Ante Team
Wtr-WaterFixt-Toilet-Com | Commercial Toilet | DEER2023 |  | 2023-10-18 09:57 | Com | SCW | ColdWater | WaterFixt | Toilet | Any | Any | rated years |  |  |  |  | 20 | 6.67 |  |  | 2023-01-01 |  | None | 1 | 1 | 0 | Deemed Ex Ante Team | 2023-03-13 | 1. The Metropolitan Water District of Southern California, “Integrated Water Resource Plan 2015 Update,” 2015. 2. MWD - WEN Measures List 2019 - Final.xls | Deemed Ex Ante Team
Wtr-WaterFixt-Toilet-Res | Residential Toilet | DEER2023 |  | 2023-10-18 09:57 | Res | SCW | ColdWater | WaterFixt | Toilet | Any | Any | rated years |  |  |  |  | 10 | 3.33 |  |  | 2023-01-01 |  | None | 1 | 1 | 0 | Deemed Ex Ante Team | 2023-03-13 | “Toilet Flapper Study: Final Report The California Urban Water Conservation Council,” 2004 (https://calwep.org/wp-content/uploads/2004/12/Toilet-Flapper-Study-for-CUWCC-12-2004.pdf) and email correspondence with its author, John Koeller. | Deemed Ex Ante Team
Wtr-WaterFixt-Urinal | Commercial Urinal | DEER2023 |  | 2023-10-18 09:57 | Com | SCW | ColdWater | WaterFixt | Urinal | Any | Any | rated years |  |  |  |  | 20 | 6.67 |  |  | 2023-01-01 |  | None | 1 | 1 | 0 | Deemed Ex Ante Team | 2023-03-13 | 1. The Metropolitan Water District of Southern California, “Integrated Water Resource Plan 2015 Update,” 2015. 2. MWD - WEN Measures List 2019 - Final.xls | Deemed Ex Ante Team

## OtherRatesACC__DEER
OtherRatesACC_ID | Version | ACC_Vintage | CET_Vintage | PA | RateUnit | aRate | StartDate | ExpiryDate | Resolution | IsProposed | LastMod | LastModComment | LastModBy | Created | CreatedComment | CreatedBy | column18
CO2 Emissions for Gas | DEER2022 | 2021ACC | 2022CET | Any | metric tonne CO2/Therm | 0.005307 | 2022-01-01 | 2023-12-31 | E-5150 | 0 | 2024-03-27 11:30 |  | Deemed Ex Ante Team | 2024-03-27 11:07 | For use with 2021 ACC Refrigerant Calculator v1a.xlsx and Fuel Substitution Calculator v1.1.xlsx | Deemed Ex Ante Team
Combined Cycle Gas Turbine Heat Rate | DEER2022 | 2021ACC | 2022CET | Any | Btu/kWh | 7000 | 2022-01-01 | 2023-12-31 | E-5150 | 0 | 2024-03-30 14:45 |  | Deemed Ex Ante Team | 2024-03-30 14:45 | For use with 2021 ACC Refrigerant Calculator v1a.xlsx and Fuel Substitution Calculator v1.1.xlsx | Deemed Ex Ante Team
Inflation_Rate | DEER2022 | 2021ACC | 2022CET | Any | percent | 0.02 | 2022-01-01 | 2023-12-31 | E-5150 | 0 | 2024-03-30 14:34 |  | Deemed Ex Ante Team | 2024-03-30 14:34 | For use with 2021 ACC Refrigerant Calculator v1a.xlsx and Fuel Substitution Calculator v1.1.xlsx | Deemed Ex Ante Team
PA_ACC_After-Tax | DEER2022 | 2021ACC | 2022CET | PGE | percent | 0.0734 | 2022-01-01 | 2023-12-31 | E-5150 | 0 | 2024-03-27 11:07 |  | Deemed Ex Ante Team | 2024-03-27 11:07 | For use with RACC-FSC v3.0.xlsx | Deemed Ex Ante Team
PA_ACC_After-Tax | DEER2022 | 2021ACC | 2022CET | SCE | percent | 0.0768 | 2022-01-01 | 2023-12-31 | E-5150 | 0 | 2024-03-27 11:07 |  | Deemed Ex Ante Team | 2024-03-27 11:07 | For use with RACC-FSC v3.0.xlsx | Deemed Ex Ante Team
PA_ACC_After-Tax | DEER2022 | 2021ACC | 2022CET | SDGE | percent | 0.0755 | 2022-01-01 | 2023-12-31 | E-5150 | 0 | 2024-03-27 11:07 |  | Deemed Ex Ante Team | 2024-03-27 11:07 | For use with RACC-FSC v3.0.xlsx | Deemed Ex Ante Team
PA_ACC_After-Tax_weight | DEER2022 | 2021ACC | 2022CET | PGE | percent | 0.3622 | 2022-01-01 | 2023-12-31 | E-5150 | 0 | 2024-03-27 11:07 |  | Deemed Ex Ante Team | 2024-03-27 11:07 | For use with RACC-FSC v3.0.xlsx | Deemed Ex Ante Team
PA_ACC_After-Tax_weight | DEER2022 | 2021ACC | 2022CET | SCE | percent | 0.5187 | 2022-01-01 | 2023-12-31 | E-5150 | 0 | 2024-03-27 11:07 |  | Deemed Ex Ante Team | 2024-03-27 11:07 | For use with RACC-FSC v3.0.xlsx | Deemed Ex Ante Team
PA_ACC_After-Tax_weight | DEER2022 | 2021ACC | 2022CET | SDGE | percent | 0.1191 | 2022-01-01 | 2023-12-31 | E-5150 | 0 | 2024-03-27 11:07 |  | Deemed Ex Ante Team | 2024-03-27 11:07 | For use with RACC-FSC v3.0.xlsx | Deemed Ex Ante Team
CO2 Emissions for Gas | DEER2024 | 2022ACC | 2024CET | Any | metric tonne CO2/Therm | 0.005307 | 2024-01-01 | 2025-12-31 | E-5228 | 0 | 2024-09-26 09:46 | Set expiry date | Deemed Ex Ante Team | 2024-03-27 11:07 | For use with RACC-FSC v3.0.xlsx | Deemed Ex Ante Team
Combined Cycle Gas Turbine Heat Rate | DEER2024 | 2022ACC | 2024CET | Any | Btu/kWh | 6900 | 2024-01-01 | 2025-12-31 | E-5228 | 0 | 2024-09-26 09:46 | Set expiry date | Deemed Ex Ante Team | 2024-03-30 14:45 | For use with RACC-FSC v3.0.xlsx | Deemed Ex Ante Team
Electric Methane Emissions In-State Adder | DEER2024 | 2022ACC | 2024CET | Any | percent | 0.0557 | 2024-01-01 |  | E-5228 | 0 | 2024-03-27 11:07 |  | Deemed Ex Ante Team | 2024-03-27 11:07 | For use with RACC-FSC v3.0.xlsx | Deemed Ex Ante Team
Electric Methane Emissions In-State Leakage Rate | DEER2024 | 2022ACC | 2024CET | Any | percent | 0.00612 | 2024-01-01 |  | E-5228 | 0 | 2024-03-27 11:07 |  | Deemed Ex Ante Team | 2024-03-27 11:07 | For use with RACC-FSC v3.0.xlsx | Deemed Ex Ante Team
Electric Methane Emissions ResBehindMeter Adder | DEER2024 | 2022ACC | 2024CET | Any | percent | 0 | 2024-01-01 |  | E-5228 | 0 | 2024-03-27 11:07 |  | Deemed Ex Ante Team | 2024-03-27 11:07 | For use with RACC-FSC v3.0.xlsx | Deemed Ex Ante Team
Electric Methane Emissions ResBehindMeter Leakage Rate | DEER2024 | 2022ACC | 2024CET | Any | percent | 0 | 2024-01-01 |  | E-5228 | 0 | 2024-03-27 11:07 |  | Deemed Ex Ante Team | 2024-03-27 11:07 | For use with RACC-FSC v3.0.xlsx | Deemed Ex Ante Team
Gas Methane Emissions In-State Adder | DEER2024 | 2022ACC | 2024CET | Any | percent | 0.0557 | 2024-01-01 | 2025-12-31 | E-5228 | 0 | 2024-09-26 09:46 | Set expiry date | Deemed Ex Ante Team | 2024-03-27 11:07 | For use with RACC-FSC v3.0.xlsx | Deemed Ex Ante Team
Gas Methane Emissions In-State Leakage Rate | DEER2024 | 2022ACC | 2024CET | Any | percent | 0.00612 | 2024-01-01 | 2025-12-31 | E-5228 | 0 | 2024-09-26 09:46 | Set expiry date | Deemed Ex Ante Team | 2024-03-27 11:07 | For use with RACC-FSC v3.0.xlsx | Deemed Ex Ante Team
Gas Methane Emissions ResBehindMeter Adder | DEER2024 | 2022ACC | 2024CET | Any | percent | 0.0378 | 2024-01-01 | 2025-12-31 | E-5228 | 0 | 2024-09-26 09:46 | Set expiry date | Deemed Ex Ante Team | 2024-03-27 11:07 | For use with RACC-FSC v3.0.xlsx | Deemed Ex Ante Team
Gas Methane Emissions ResBehindMeter Leakage Rate | DEER2024 | 2022ACC | 2024CET | Any | percent | 0.00415 | 2024-01-01 | 2025-12-31 | E-5228 | 0 | 2024-09-26 09:46 | Set expiry date | Deemed Ex Ante Team | 2024-03-27 11:07 | For use with RACC-FSC v3.0.xlsx | Deemed Ex Ante Team
Inflation_Rate | DEER2024 | 2022ACC | 2024CET | Any | percent | 0.02 | 2024-01-01 | 2025-12-31 | E-5228 | 0 | 2024-09-26 09:46 | Set expiry date | Deemed Ex Ante Team | 2024-03-30 14:34 | For use with RACC-FSC v3.0.xlsx | Deemed Ex Ante Team
PA_ACC_After-Tax | DEER2024 | 2022ACC | 2024CET | PGE | percent | 0.0734 | 2024-01-01 | 2025-12-31 | E-5228 | 0 | 2024-09-26 09:46 | Set expiry date | Deemed Ex Ante Team | 2024-03-27 11:07 | For use with RACC-FSC v3.0.xlsx | Deemed Ex Ante Team
PA_ACC_After-Tax | DEER2024 | 2022ACC | 2024CET | SCE | percent | 0.0768 | 2024-01-01 | 2025-12-31 | E-5228 | 0 | 2024-09-26 09:46 | Set expiry date | Deemed Ex Ante Team | 2024-03-27 11:07 | For use with RACC-FSC v3.0.xlsx | Deemed Ex Ante Team
PA_ACC_After-Tax | DEER2024 | 2022ACC | 2024CET | SDGE | percent | 0.0755 | 2024-01-01 | 2025-12-31 | E-5228 | 0 | 2024-09-26 09:46 | Set expiry date | Deemed Ex Ante Team | 2024-03-27 11:07 | For use with RACC-FSC v3.0.xlsx | Deemed Ex Ante Team
PA_ACC_After-Tax_weight | DEER2024 | 2022ACC | 2024CET | PGE | percent | 0.3622 | 2022-01-01 | 2025-12-31 | E-5228 | 0 | 2024-09-26 09:46 | Set expiry date | Deemed Ex Ante Team | 2024-03-27 11:07 | For use with RACC-FSC v3.0.xlsx | Deemed Ex Ante Team
PA_ACC_After-Tax_weight | DEER2024 | 2022ACC | 2024CET | SCE | percent | 0.5187 | 2022-01-01 | 2025-12-31 | E-5228 | 0 | 2024-09-26 09:46 | Set expiry date | Deemed Ex Ante Team | 2024-03-27 11:07 | For use with RACC-FSC v3.0.xlsx | Deemed Ex Ante Team
PA_ACC_After-Tax_weight | DEER2024 | 2022ACC | 2024CET | SDGE | percent | 0.1191 | 2022-01-01 | 2025-12-31 | E-5228 | 0 | 2024-09-26 09:46 | Set expiry date | Deemed Ex Ante Team | 2024-03-27 11:07 | For use with RACC-FSC v3.0.xlsx | Deemed Ex Ante Team
CO2 Emissions for Gas | DEER2026 | 2024ACC | 2026CET | Any | metric tonne CO2/Therm | 0.005307 | 2026-01-01 |  | TBD | 1 | 2024-09-26 09:57 |  | Deemed Ex Ante Team | 2024-09-26 09:57 | Per '[2024 ACC Gas Model v1a.xlsx]Emissions'!$G$6:$G$12 | Deemed Ex Ante Team
Combined Cycle Gas Turbine Heat Rate | DEER2026 | 2024ACC | 2026CET | Any | Btu/kWh | 6900 | 2026-01-01 |  | TBD | 1 | 2024-09-26 09:57 |  | Deemed Ex Ante Team | 2024-09-26 09:57 | Per '[2024 ACC Electric Model v1a(2).xlsb]Emissions'!$F$9 | Deemed Ex Ante Team
Gas Methane Emissions In-State Adder | DEER2026 | 2024ACC | 2026CET | Any | percent | 0.0557 | 2026-01-01 |  | TBD | 1 | 2024-09-26 09:57 |  | Deemed Ex Ante Team | 2024-09-26 09:57 | Per '[2024 ACC Gas Model v1a.xlsx]Methane Leakage'!$D$4 | Deemed Ex Ante Team
Gas Methane Emissions In-State Leakage Rate | DEER2026 | 2024ACC | 2026CET | Any | percent | 0.0061047 | 2026-01-01 |  | TBD | 1 | 2024-09-26 09:57 |  | Deemed Ex Ante Team | 2024-09-26 09:57 | Per '[2024 ACC Gas Model v1a.xlsx]Methane Leakage'!$D$5 | Deemed Ex Ante Team
Gas Methane Emissions ResBehindMeter Adder | DEER2026 | 2024ACC | 2026CET | Any | percent | 0.0378 | 2026-01-01 |  | TBD | 1 | 2024-09-26 09:57 |  | Deemed Ex Ante Team | 2024-09-26 09:57 | Per '[2024 ACC Gas Model v1a.xlsx]Methane Leakage'!$C$7 | Deemed Ex Ante Team
Gas Methane Emissions ResBehindMeter Leakage Rate | DEER2026 | 2024ACC | 2026CET | Any | percent | 0.0041429 | 2026-01-01 |  | TBD | 1 | 2024-09-26 09:57 |  | Deemed Ex Ante Team | 2024-09-26 09:57 | =Gas Methane Emissions ResBehindMeter Adder x Methane GWP if Burned (2.74) / Methane GWP if Leaked (25.00) | Deemed Ex Ante Team
Inflation_Rate | DEER2026 | 2024ACC | 2026CET | Any | percent | 0.02 | 2026-01-01 |  | TBD | 1 | 2024-09-26 09:57 |  | Deemed Ex Ante Team | 2024-09-26 09:57 | Per '[2024 ACC Gas Model v1a.xlsx]Other Inputs'!$C$11 | Deemed Ex Ante Team
PA_ACC_After-Tax | DEER2026 | 2024ACC | 2026CET | PGE | percent | 0.0727 | 2026-01-01 |  | TBD | 1 | 2024-09-26 09:57 |  | Deemed Ex Ante Team | 2024-09-26 09:57 | Per '[2024 ACC Gas Model v1a.xlsx]Other Inputs'!$C$12 | Deemed Ex Ante Team
PA_ACC_After-Tax | DEER2026 | 2024ACC | 2026CET | SCE | percent | 0.0744 | 2026-01-01 |  | TBD | 1 | 2024-09-26 09:57 |  | Deemed Ex Ante Team | 2024-09-26 09:57 | Per '[2024 ACC Gas Model v1a.xlsx]Other Inputs'!$C$13 | Deemed Ex Ante Team
PA_ACC_After-Tax | DEER2026 | 2024ACC | 2026CET | SDGE | percent | 0.0718 | 2026-01-01 |  | TBD | 1 | 2024-09-26 09:57 |  | Deemed Ex Ante Team | 2024-09-26 09:57 | Per '[2024 ACC Gas Model v1a.xlsx]Other Inputs'!$C$14 | Deemed Ex Ante Team
PA_ACC_After-Tax_weight | DEER2026 | 2024ACC | 2026CET | PGE | percent | 0.3333 | 2026-01-01 |  | TBD | 1 | 2024-09-26 09:57 |  | Deemed Ex Ante Team | 2024-09-26 09:57 | Per '[2024 ACC Gas Model v1a.xlsx]Other Inputs'!$C$17 | Deemed Ex Ante Team
PA_ACC_After-Tax_weight | DEER2026 | 2024ACC | 2026CET | SCE | percent | 0.3333 | 2026-01-01 |  | TBD | 1 | 2024-09-26 09:57 |  | Deemed Ex Ante Team | 2024-09-26 09:57 | Per '[2024 ACC Gas Model v1a.xlsx]Other Inputs'!$C$17 | Deemed Ex Ante Team
PA_ACC_After-Tax_weight | DEER2026 | 2024ACC | 2026CET | SDGE | percent | 0.3333 | 2026-01-01 |  | TBD | 1 | 2024-09-26 09:57 |  | Deemed Ex Ante Team | 2024-09-26 09:57 | Per '[2024 ACC Gas Model v1a.xlsx]Other Inputs'!$C$17 | Deemed Ex Ante Team

## Refrigerant__DEER
RefrigerantID | FullName | Version | IPCC_Version | StartDate | ExpiryDate | BannedDate | AtmosphericLife_Yrs | AtmosphericLife_Note | GWP_100yr | GWP_100yr_Note | GWP_20yr | GWP_20yr_Note | Source | LastMod | LastModComment | LastModBy | Created | CreatedComment | CreatedBy | gwp_20yr_note2
2-BTP | 2-bromotrifluoropropene (C3H2BrF3) (BTP) fire suppressant | DEER2022 | IPCC Fourth Assessment Report (AR4) (2007) | 2022-01-01 |  |  | 0.02 |  | 0.01 |  | 0.01 |  |  | 2024-03-25 17:13 |  | Deemed Ex Ante Team | 2024-03-25 17:13 | Created for RACC-FSC_v3.0 | Deemed Ex Ante Team
Ammonia | R-717 (NH3) | DEER2022 | IPCC Fourth Assessment Report (AR4) (2007) | 2022-01-01 |  |  |  |  | 0 |  |  |  | Not listed in AR4, sourced from CARB: https://ww2.arb.ca.gov/resources/documents/high-gwp-refrigerants | 2024-03-25 17:13 |  | Deemed Ex Ante Team | 2024-03-25 17:13 | Created for RACC-FSC_v3.0 | Deemed Ex Ante Team
Butane | R-600 (C4H10) | DEER2022 | IPCC Fourth Assessment Report (AR4) (2007) | 2022-01-01 |  |  |  |  | 3 |  |  |  | Not listed in AR4, sourced from CARB: https://ww2.arb.ca.gov/resources/documents/high-gwp-refrigerants | 2024-03-25 17:13 |  | Deemed Ex Ante Team | 2024-03-25 17:13 | Created for RACC-FSC_v3.0 | Deemed Ex Ante Team
Carbon Dioxide | Carbon Dioxide (CO2) | DEER2022 | IPCC Fourth Assessment Report (AR4) (2007) | 2022-01-01 |  |  | 50 | 50-200 years | 1 |  | 1 |  |  | 2024-03-25 17:13 |  | Deemed Ex Ante Team | 2024-03-25 17:13 | Created for RACC-FSC_v3.0 | Deemed Ex Ante Team
Carbon tetrachloride | Carbon tetrachloride (CCl4) | DEER2022 | IPCC Fourth Assessment Report (AR4) (2007) | 2022-01-01 |  | 1994-01-01 | 26 |  | 1400 |  | 2700 |  | Controlled by Montreal Protocol; not included in ARB inventory by international convention | 2024-03-25 17:13 |  | Deemed Ex Ante Team | 2024-03-25 17:13 | Created for RACC-FSC_v3.0 | Deemed Ex Ante Team
CFC-11 | Trichlorofluoromethane (CCl3F) | DEER2022 | IPCC Fourth Assessment Report (AR4) (2007) | 2022-01-01 |  | 1994-01-01 | 45 |  | 4750 |  | 6730 |  | Controlled by Montreal Protocol; not included in ARB inventory by international convention | 2024-03-25 17:13 |  | Deemed Ex Ante Team | 2024-03-25 17:13 | Created for RACC-FSC_v3.0 | Deemed Ex Ante Team
CFC-113 | 1,1,2-Trichlorotrifluoroethane (C2F3Cl3) | DEER2022 | IPCC Fourth Assessment Report (AR4) (2007) | 2022-01-01 |  | 1994-01-01 | 85 |  | 6130 |  | 6540 |  | Controlled by Montreal Protocol; not included in ARB inventory by international convention | 2024-03-25 17:13 |  | Deemed Ex Ante Team | 2024-03-25 17:13 | Created for RACC-FSC_v3.0 | Deemed Ex Ante Team
CFC-114 | Dichlorotetrafluoroethane (C2F4Cl2) | DEER2022 | IPCC Fourth Assessment Report (AR4) (2007) | 2022-01-01 |  | 1994-01-01 | 190 |  | 10000 |  | 8040 |  | Controlled by Montreal Protocol; not included in ARB inventory by international convention | 2024-03-25 17:13 |  | Deemed Ex Ante Team | 2024-03-25 17:13 | Created for RACC-FSC_v3.0 | Deemed Ex Ante Team
CFC-115 | Monochloropentafluoroethane (C2F5Cl) | DEER2022 | IPCC Fourth Assessment Report (AR4) (2007) | 2022-01-01 |  | 1994-01-01 | 1020 |  | 7370 |  | 5310 |  | Controlled by Montreal Protocol; not included in ARB inventory by international convention | 2024-03-25 17:13 |  | Deemed Ex Ante Team | 2024-03-25 17:13 | Created for RACC-FSC_v3.0 | Deemed Ex Ante Team
CFC-12 | Dichlorodifluoromethane (CCl2F2) | DEER2022 | IPCC Fourth Assessment Report (AR4) (2007) | 2022-01-01 |  | 1994-01-01 | 100 |  | 10900 |  | 11000 |  | Controlled by Montreal Protocol; not included in ARB inventory by international convention | 2024-03-25 17:13 |  | Deemed Ex Ante Team | 2024-03-25 17:13 | Created for RACC-FSC_v3.0 | Deemed Ex Ante Team
CFC-13 | Chlorotrifluoromethane (CClF3) | DEER2022 | IPCC Fourth Assessment Report (AR4) (2007) | 2022-01-01 |  | 1994-01-01 | 640 |  | 14400 |  | 10800 |  | Controlled by Montreal Protocol; not included in ARB inventory by international convention | 2024-03-25 17:13 |  | Deemed Ex Ante Team | 2024-03-25 17:13 | Created for RACC-FSC_v3.0 | Deemed Ex Ante Team
Dimethyl ether (DME) | Dimethyl ether (DME) (CH3OCH3 (C2H6O)) | DEER2022 | IPCC Fourth Assessment Report (AR4) (2007) | 2022-01-01 |  |  | 0.01 |  | 1 |  | 1 |  |  | 2024-03-25 17:13 |  | Deemed Ex Ante Team | 2024-03-25 17:13 | Created for RACC-FSC_v3.0 | Deemed Ex Ante Team
DR-3 | DR-3 is "developmental refrigerant" 3, and is pre-commercial as of May 2016 | DEER2022 | IPCC Fourth Assessment Report (AR4) (2007) | 2022-01-01 |  |  |  |  | 148 |  |  |  |  | 2024-03-25 17:13 |  | Deemed Ex Ante Team | 2024-03-25 17:13 | Created for RACC-FSC_v3.0 | Deemed Ex Ante Team
FOR12A | HFC-134a 1,1,1,2-Tetrafluoroethane 80%; HFC-152a 1,1-Difluoroethane 4%; CF3I (Trifluoroiodomethane) 11% | DEER2022 | IPCC Fourth Assessment Report (AR4) (2007) | 2022-01-01 |  |  |  |  | 1221 |  |  |  | Retail Food Refrigeration table - https://ww2.arb.ca.gov/resources/fact-sheets/hydrofluorocarbon-hfc-prohibitions-california#_ftnref1 | 2024-03-25 17:13 |  | Deemed Ex Ante Team | 2024-03-25 17:13 | Created for RACC-FSC_v3.0 | Deemed Ex Ante Team
FOR12B | HFC-134a 1,1,1,2-Tetrafluoroethane 77%; Dimethyl ether (DME) (C2H6O) 2%; CF3I (Trifluoroiodomethane) 21% | DEER2022 | IPCC Fourth Assessment Report (AR4) (2007) | 2022-01-01 |  |  |  |  | 1101 |  |  |  | Retail Food Refrigeration table - https://ww2.arb.ca.gov/resources/fact-sheets/hydrofluorocarbon-hfc-prohibitions-california#_ftnref1 | 2024-03-25 17:13 |  | Deemed Ex Ante Team | 2024-03-25 17:13 | Created for RACC-FSC_v3.0 | Deemed Ex Ante Team
Freeze 12 | HCFC-142b Monochlorodifluoroethane 20%; HFC-134a 1,1,1,2-Tetrafluoroethane 80% | DEER2022 | IPCC Fourth Assessment Report (AR4) (2007) | 2022-01-01 |  |  |  |  | 1606 |  |  |  | https://ww2.arb.ca.gov/resources/fact-sheets/hydrofluorocarbon-hfc-prohibitions-california | 2024-03-25 17:13 |  | Deemed Ex Ante Team | 2024-03-25 17:13 | Created for RACC-FSC_v3.0 | Deemed Ex Ante Team
Free Zone | HCFC-142b Monochlorodifluoroethane 19%; HFC-134a 1,1,1,2-Tetrafluoroethane 79% | DEER2022 | IPCC Fourth Assessment Report (AR4) (2007) | 2022-01-01 |  |  |  |  | 1568.6 |  |  |  |  | 2024-03-25 17:13 |  | Deemed Ex Ante Team | 2024-03-25 17:13 | Created for RACC-FSC_v3.0 | Deemed Ex Ante Team
FRIGC FR-12 | HCFC-124 2-Chloro-1,1,1,2-Tetrafluoroethane 39%; HFC-134a 1,1,1,2-Tetrafluoroethane 59%; n-Butane 2% | DEER2022 | IPCC Fourth Assessment Report (AR4) (2007) | 2022-01-01 |  |  |  |  | 1081.29 |  |  |  |  | 2024-03-25 17:13 |  | Deemed Ex Ante Team | 2024-03-25 17:13 | Created for RACC-FSC_v3.0 | Deemed Ex Ante Team
G2018C | HCFC-22 Chlorodifluoromethane 95.5%; HFC-152a 1,1-Difluoroethane 1.5%; Propylene R-1270 3% | DEER2022 | IPCC Fourth Assessment Report (AR4) (2007) | 2022-01-01 |  |  |  |  | 1730.5 |  |  |  |  | 2024-03-25 17:13 |  | Deemed Ex Ante Team | 2024-03-25 17:13 | Created for RACC-FSC_v3.0 | Deemed Ex Ante Team
GHG-HP | HCFC-22 Chlorodifluoromethane 65%; HCFC-142B Monochlorodifluoroethane 31% Isobutane R-600a 4% | DEER2022 | IPCC Fourth Assessment Report (AR4) (2007) | 2022-01-01 |  |  |  |  | 1892.72 |  |  |  | https://ww2.arb.ca.gov/resources/fact-sheets/hydrofluorocarbon-hfc-prohibitions-california | 2024-03-25 17:13 |  | Deemed Ex Ante Team | 2024-03-25 17:13 | Created for RACC-FSC_v3.0 | Deemed Ex Ante Team
GHG-X5 | HCFC-22 Chlorodifluoromethane 41%; HCFC-142B Monochlorodifluoroethane 15%; HFC-227ea 1,1,1,2,3,3,3-Heptafluoropropane 40% Isobutane R-600a 4% | DEER2022 | IPCC Fourth Assessment Report (AR4) (2007) | 2022-01-01 |  |  |  |  | 2376.72 |  |  |  | https://ww2.arb.ca.gov/resources/fact-sheets/hydrofluorocarbon-hfc-prohibitions-california | 2024-03-25 17:13 |  | Deemed Ex Ante Team | 2024-03-25 17:13 | Created for RACC-FSC_v3.0 | Deemed Ex Ante Team
Halon 1211 | Bromochlorodifluoromethane (CF2ClBr) | DEER2022 | IPCC Fourth Assessment Report (AR4) (2007) | 2022-01-01 |  | 1994-01-01 | 16 |  | 1890 |  | 4750 |  | Controlled by Montreal Protocol; not included in ARB inventory by international convention | 2024-03-25 17:13 |  | Deemed Ex Ante Team | 2024-03-25 17:13 | Created for RACC-FSC_v3.0 | Deemed Ex Ante Team
Halon 1301 | Bromotrifluoromethane (CF3Br) | DEER2022 | IPCC Fourth Assessment Report (AR4) (2007) | 2022-01-01 |  | 1994-01-01 | 65 |  | 7140 |  | 8480 |  | Controlled by Montreal Protocol; not included in ARB inventory by international convention | 2024-03-25 17:13 |  | Deemed Ex Ante Team | 2024-03-25 17:13 | Created for RACC-FSC_v3.0 | Deemed Ex Ante Team
Halon 2402 | Dibromotetrafluoroethane (C2F4Br2) | DEER2022 | IPCC Fourth Assessment Report (AR4) (2007) | 2022-01-01 |  | 1994-01-01 | 20 |  | 1640 |  | 3680 |  | Controlled by Montreal Protocol; not included in ARB inventory by international convention | 2024-03-25 17:13 |  | Deemed Ex Ante Team | 2024-03-25 17:13 | Created for RACC-FSC_v3.0 | Deemed Ex Ante Team
HCFC-123 | Dichlorotrifluoroethane (C2HF3Cl2) | DEER2022 | IPCC Fourth Assessment Report (AR4) (2007) | 2022-01-01 |  | 1994-01-01 | 1.3 |  | 77 |  | 273 |  | Controlled by Montreal Protocol; not included in ARB inventory by international convention | 2024-03-25 17:13 |  | Deemed Ex Ante Team | 2024-03-25 17:13 | Created for RACC-FSC_v3.0 | Deemed Ex Ante Team
HCFC-124 | Monochlorotetrafluoroethane (C2HF4Cl) | DEER2022 | IPCC Fourth Assessment Report (AR4) (2007) | 2022-01-01 |  | 1994-01-01 | 5.9 |  | 609 |  | 2070 |  | Controlled by Montreal Protocol; not included in ARB inventory by international convention | 2024-03-25 17:13 |  | Deemed Ex Ante Team | 2024-03-25 17:13 | Created for RACC-FSC_v3.0 | Deemed Ex Ante Team
HCFC-141b | Dichlorofluoroethane (C2H3FCl2) | DEER2022 | IPCC Fourth Assessment Report (AR4) (2007) | 2022-01-01 |  | 1994-01-01 | 9.2 |  | 725 |  | 2250 |  | Controlled by Montreal Protocol; not included in ARB inventory by international convention | 2024-03-25 17:13 |  | Deemed Ex Ante Team | 2024-03-25 17:13 | Created for RACC-FSC_v3.0 | Deemed Ex Ante Team
HCFC-142b | Monochlorodifluoroethane (C2H3F2Cl) | DEER2022 | IPCC Fourth Assessment Report (AR4) (2007) | 2022-01-01 |  | 1994-01-01 | 17.2 |  | 2310 |  | 5490 |  | Controlled by Montreal Protocol; not included in ARB inventory by international convention | 2024-03-25 17:13 |  | Deemed Ex Ante Team | 2024-03-25 17:13 | Created for RACC-FSC_v3.0 | Deemed Ex Ante Team
HCFC-21 | Dichlorofluoromethane (CHFCl2) | DEER2022 | IPCC Fourth Assessment Report (AR4) (2007) | 2022-01-01 |  | 1994-01-01 | 1.7 |  | 148 |  | 543 |  | Controlled by Montreal Protocol; not included in ARB inventory by international convention | 2024-03-25 17:13 |  | Deemed Ex Ante Team | 2024-03-25 17:13 | Created for RACC-FSC_v3.0 | Deemed Ex Ante Team
HCFC-22 | Monochlorodifluoromethane (CHClF2) | DEER2022 | IPCC Fourth Assessment Report (AR4) (2007) | 2022-01-01 |  | 1994-01-01 | 11.9 |  | 1810 |  | 5160 |  | Controlled by Montreal Protocol; not included in ARB inventory by international convention | 2024-03-25 17:13 |  | Deemed Ex Ante Team | 2024-03-25 17:13 | Created for RACC-FSC_v3.0 | Deemed Ex Ante Team
HCFC-225ca | Dichloropentafluoropropane (C3HF5Cl2) | DEER2022 | IPCC Fourth Assessment Report (AR4) (2007) | 2022-01-01 |  | 1994-01-01 | 1.9 |  | 122 |  | 429 |  | Controlled by Montreal Protocol; not included in ARB inventory by international convention | 2024-03-25 17:13 |  | Deemed Ex Ante Team | 2024-03-25 17:13 | Created for RACC-FSC_v3.0 | Deemed Ex Ante Team
HCFC-225cb | Dichloropentafluoropropane (CHClFCF2CClF2) | DEER2022 | IPCC Fourth Assessment Report (AR4) (2007) | 2022-01-01 |  | 1994-01-01 | 5.9 |  | 595 |  | 2030 |  | Controlled by Montreal Protocol; not included in ARB inventory by international convention | 2024-03-25 17:13 |  | Deemed Ex Ante Team | 2024-03-25 17:13 | Created for RACC-FSC_v3.0 | Deemed Ex Ante Team
HFC-125 | Pentafluoroethane (C2HF5) | DEER2022 | IPCC Fourth Assessment Report (AR4) (2007) | 2022-01-01 |  |  | 29 |  | 3500 |  | 6350 |  | Aerosols table - https://ww2.arb.ca.gov/resources/fact-sheets/hydrofluorocarbon-hfc-prohibitions-california | 2024-03-25 17:13 |  | Deemed Ex Ante Team | 2024-03-25 17:13 | Created for RACC-FSC_v3.0 | Deemed Ex Ante Team
HFC-134a | 1,1,1,2-Tetrafluoroethane (CH2FCF3) | DEER2022 | IPCC Fourth Assessment Report (AR4) (2007) | 2022-01-01 |  |  | 13.8 |  | 1430 |  | 3830 |  | https://www.epa.gov/snap/substitutes-rigid-polyurethane-appliance | 2024-03-25 17:13 |  | Deemed Ex Ante Team | 2024-03-25 17:13 | Created for RACC-FSC_v3.0 | Deemed Ex Ante Team
HFC-143a | 1,1,1-Trifluoroethane (C2H3F3) | DEER2022 | IPCC Fourth Assessment Report (AR4) (2007) | 2022-01-01 |  |  | 52 |  | 4470 |  | 5890 |  | Foams table - https://ww2.arb.ca.gov/resources/fact-sheets/hydrofluorocarbon-hfc-prohibitions-california | 2024-03-25 17:13 |  | Deemed Ex Ante Team | 2024-03-25 17:13 | Created for RACC-FSC_v3.0 | Deemed Ex Ante Team
HFC-152a | 1,1-Difluoroethane (C2H4F2) | DEER2022 | IPCC Fourth Assessment Report (AR4) (2007) | 2022-01-01 |  |  | 1.4 |  | 124 |  | 437 |  |  | 2024-03-25 17:13 |  | Deemed Ex Ante Team | 2024-03-25 17:13 | Created for RACC-FSC_v3.0 | Deemed Ex Ante Team
HFC-161 | Fluoroethane [ethyl fluoride] (CH3CH2F) | DEER2022 | IPCC Fourth Assessment Report (AR4) (2007) | 2022-01-01 |  |  | 0.25 | [6 empty] | 2024-03-25 17:13 |  | Deemed Ex Ante Team | 2024-03-25 17:13 | Created for RACC-FSC_v3.0 | Deemed Ex Ante Team
HFC-227ea | 1,1,1,2,3,3,3-Heptafluoropropane (C3HF7) | DEER2022 | IPCC Fourth Assessment Report (AR4) (2007) | 2022-01-01 |  |  | 33 |  | 3220 |  | 5310 |  | As of 2023-01-01, banned for cold storage warehouses (new) - https://ww2.arb.ca.gov/our-work/programs/california-significant-new-alternatives-policy-snap/cold-storage | 2024-03-25 17:13 |  | Deemed Ex Ante Team | 2024-03-25 17:13 | Created for RACC-FSC_v3.0 | Deemed Ex Ante Team
HFC-23 | Trifluoromethane (CHF3) | DEER2022 | IPCC Fourth Assessment Report (AR4) (2007) | 2022-01-01 |  |  | 260 |  | 14800 |  | 12000 |  |  | 2024-03-25 17:13 |  | Deemed Ex Ante Team | 2024-03-25 17:13 | Created for RACC-FSC_v3.0 | Deemed Ex Ante Team
HFC-236fa | 1,1,1,3,3,3-hexafluoropropane (C3H2F6) | DEER2022 | IPCC Fourth Assessment Report (AR4) (2007) | 2022-01-01 |  |  | 220 |  | 9810 |  | 8100 |  | Chillers table - https://ww2.arb.ca.gov/resources/fact-sheets/hydrofluorocarbon-hfc-prohibitions-california#_ftnref1 | 2024-03-25 17:13 |  | Deemed Ex Ante Team | 2024-03-25 17:13 | Created for RACC-FSC_v3.0 | Deemed Ex Ante Team
HFC-245fa | 1,1,1,3,3-pentafluoropropane (C3H3F5) | DEER2022 | IPCC Fourth Assessment Report (AR4) (2007) | 2022-01-01 |  |  | 7.2 |  | 1030 |  | 3380 |  | https://www.epa.gov/snap/substitutes-rigid-polyurethane-appliance | 2024-03-25 17:13 |  | Deemed Ex Ante Team | 2024-03-25 17:13 | Created for RACC-FSC_v3.0 | Deemed Ex Ante Team
HFC-32 | Difluoromethane (CH2F2) | DEER2022 | IPCC Fourth Assessment Report (AR4) (2007) | 2022-01-01 |  |  | 5 |  | 675 |  | 2330 |  | https://ww2.arb.ca.gov/resources/fact-sheets/hydrofluorocarbon-hfc-prohibitions-california | 2024-03-25 17:13 |  | Deemed Ex Ante Team | 2024-03-25 17:13 | Created for RACC-FSC_v3.0 | Deemed Ex Ante Team
HFC-365mfc | 1,1,1,3,3-pentafluorobutane (C4H5F5) | DEER2022 | IPCC Fourth Assessment Report (AR4) (2007) | 2022-01-01 |  |  | 9.9 |  | 794 |  | 2520 |  | https://www.epa.gov/snap/substitutes-rigid-polyurethane-appliance | 2024-03-25 17:13 |  | Deemed Ex Ante Team | 2024-03-25 17:13 | Created for RACC-FSC_v3.0 | Deemed Ex Ante Team
HFC-43-10mee | 1,1,1,2,2,3,4,5,5,5-decafluoropentane (C5H2F10) | DEER2022 | IPCC Fourth Assessment Report (AR4) (2007) | 2022-01-01 |  |  | 15 |  | 1640 |  | 4140 |  |  | 2024-03-25 17:13 |  | Deemed Ex Ante Team | 2024-03-25 17:13 | Created for RACC-FSC_v3.0 | Deemed Ex Ante Team
HFE-7100 | HFE-449s1 (C4F9OCH3) | DEER2022 | IPCC Fourth Assessment Report (AR4) (2007) | 2022-01-01 |  |  | 5 |  | 390 |  | 1040 |  |  | 2024-03-25 17:13 |  | Deemed Ex Ante Team | 2024-03-25 17:13 | Created for RACC-FSC_v3.0 | Deemed Ex Ante Team
HFE-7200 | HFE-569sf2 (C4F9OC2H5) | DEER2022 | IPCC Fourth Assessment Report (AR4) (2007) | 2022-01-01 |  |  | 0.77 |  | 55 |  | 207 |  |  | 2024-03-25 17:13 |  | Deemed Ex Ante Team | 2024-03-25 17:13 | Created for RACC-FSC_v3.0 | Deemed Ex Ante Team
HFE-8200 | blend ethyl nonafluoroisobutyl ether and ethyl nonafluorobutyl ether | DEER2022 | IPCC Fourth Assessment Report (AR4) (2007) | 2022-01-01 |  |  | 0.77 |  | 55 |  |  |  |  | 2024-03-25 17:13 |  | Deemed Ex Ante Team | 2024-03-25 17:13 | Created for RACC-FSC_v3.0 | Deemed Ex Ante Team
Hot Shot 2 | HFC-134a 1,1,1,2-Tetrafluoroethane 78.8%; HFC-125 Pentafluoroethane 19.5%; R-600a (Isobutane) 1.7% | DEER2022 | IPCC Fourth Assessment Report (AR4) (2007) | 2022-01-01 |  |  |  |  | 1809.43 |  | 4256.34 |  |  | 2024-03-25 17:13 |  | Deemed Ex Ante Team | 2024-03-25 17:13 | Created for RACC-FSC_v3.0 | Deemed Ex Ante Team
Ikon A | HFC-152a (unknown %); CF3I (trifluoroiodomethane) (unknown %) | DEER2022 | IPCC Fourth Assessment Report (AR4) (2007) | 2022-01-01 |  |  |  |  | 124 |  | 437 |  |  | 2024-03-25 17:13 |  | Deemed Ex Ante Team | 2024-03-25 17:13 | Created for RACC-FSC_v3.0 | Deemed Ex Ante Team
Ikon B | HFC-134a (unknown %); HFC-152a (unknown %); CF3I (trifluoroiodomethane) (unknown %) | DEER2022 | IPCC Fourth Assessment Report (AR4) (2007) | 2022-01-01 | [9 empty] | 2024-03-25 17:13 |  | Deemed Ex Ante Team | 2024-03-25 17:13 | Created for RACC-FSC_v3.0 | Deemed Ex Ante Team
Isceon MO89 | HFC-125 Pentafluoroethane 86%; PFC-218 Octafluoropropane 9%; Propane (R-290) 5% | DEER2022 | IPCC Fourth Assessment Report (AR4) (2007) | 2022-01-01 |  |  |  |  | 3141.13 |  | 6029.07 |  |  | 2024-03-25 17:13 |  | Deemed Ex Ante Team | 2024-03-25 17:13 | Created for RACC-FSC_v3.0 | Deemed Ex Ante Team
Isobutane | R-600a (HC(CH3)3) | DEER2022 | IPCC Fourth Assessment Report (AR4) (2007) | 2022-01-01 |  |  |  |  | 2 |  |  |  | Not listed in AR4, sourced from CARB: https://ww2.arb.ca.gov/resources/documents/high-gwp-refrigerants | 2024-03-25 17:13 |  | Deemed Ex Ante Team | 2024-03-25 17:13 | Created for RACC-FSC_v3.0 | Deemed Ex Ante Team
Methane | Methane (CH4) | DEER2022 | IPCC Fourth Assessment Report (AR4) (2007) | 2022-01-01 |  |  | 12 |  | 25 |  | 72 |  |  | 2024-03-25 17:13 |  | Deemed Ex Ante Team | 2024-03-25 17:13 | Created for RACC-FSC_v3.0 | Deemed Ex Ante Team
Methyl bromide | Methyl bromide (CH3Br) | DEER2022 | IPCC Fourth Assessment Report (AR4) (2007) | 2022-01-01 |  |  | 0.8 |  | 5 |  | 17 |  | Controlled by Montreal Protocol; not included in ARB inventory by international convention | 2024-03-25 17:13 |  | Deemed Ex Ante Team | 2024-03-25 17:13 | Created for RACC-FSC_v3.0 | Deemed Ex Ante Team
Methyl chloroform (R-140a) | 1,1,1-trichloroethane (C2H3Cl3) | DEER2022 | IPCC Fourth Assessment Report (AR4) (2007) | 2022-01-01 |  |  | 5 |  | 146 |  | 506 |  | Controlled by Montreal Protocol; not included in ARB inventory by international convention | 2024-03-25 17:13 |  | Deemed Ex Ante Team | 2024-03-25 17:13 | Created for RACC-FSC_v3.0 | Deemed Ex Ante Team
Methylene chloride | Dichloromethane (CH2Cl2) | DEER2022 | IPCC Fourth Assessment Report (AR4) (2007) | 2022-01-01 |  |  | 0.38 |  | 8.7 |  | 31 |  | Controlled by Montreal Protocol; not included in ARB inventory by international convention | 2024-03-25 17:13 |  | Deemed Ex Ante Team | 2024-03-25 17:13 | Created for RACC-FSC_v3.0 | Deemed Ex Ante Team
NARM-502 | HCFC-22 Chlorodifluoromethane 90%; HFC-23 Trifluoromethane 5%; HFC-152a 1,1-Difluoroethane 5% | DEER2022 | IPCC Fourth Assessment Report (AR4) (2007) | 2022-01-01 |  |  |  |  | 2375.2 |  | 5265.85 |  |  | 2024-03-25 17:13 |  | Deemed Ex Ante Team | 2024-03-25 17:13 | Created for RACC-FSC_v3.0 | Deemed Ex Ante Team
NF3 Nitrogen Trifluoride | Nitrogen Trifluoride (NF3) | DEER2022 | IPCC Fourth Assessment Report (AR4) (2007) | 2022-01-01 |  |  | 740 |  | 17200 |  | 12300 |  |  | 2024-03-25 17:13 |  | Deemed Ex Ante Team | 2024-03-25 17:13 | Created for RACC-FSC_v3.0 | Deemed Ex Ante Team
Nitrous Oxide | Nitrous Oxide (N2O) | DEER2022 | IPCC Fourth Assessment Report (AR4) (2007) | 2022-01-01 |  |  | 114 |  | 298 |  | 289 |  |  | 2024-03-25 17:13 |  | Deemed Ex Ante Team | 2024-03-25 17:13 | Created for RACC-FSC_v3.0 | Deemed Ex Ante Team
PFC-116 | Hexafluoroethane (C2F6) | DEER2022 | IPCC Fourth Assessment Report (AR4) (2007) | 2022-01-01 |  |  | 10000 |  | 12200 |  | 8630 |  |  | 2024-03-25 17:13 |  | Deemed Ex Ante Team | 2024-03-25 17:13 | Created for RACC-FSC_v3.0 | Deemed Ex Ante Team
PFC-14 | Tetrafluoromethane (CF4) | DEER2022 | IPCC Fourth Assessment Report (AR4) (2007) | 2022-01-01 |  |  | 50000 |  | 7390 |  | 5210 |  |  | 2024-03-25 17:13 |  | Deemed Ex Ante Team | 2024-03-25 17:13 | Created for RACC-FSC_v3.0 | Deemed Ex Ante Team
PFC-218 | Octafluoropropane (C3F8) | DEER2022 | IPCC Fourth Assessment Report (AR4) (2007) | 2022-01-01 |  |  | 2600 |  | 8830 |  | 6310 |  |  | 2024-03-25 17:13 |  | Deemed Ex Ante Team | 2024-03-25 17:13 | Created for RACC-FSC_v3.0 | Deemed Ex Ante Team
PFC-31-10 | Perfluorobutane (C4F10) | DEER2022 | IPCC Fourth Assessment Report (AR4) (2007) | 2022-01-01 |  |  | 2600 |  | 8860 |  | 6330 |  |  | 2024-03-25 17:13 |  | Deemed Ex Ante Team | 2024-03-25 17:13 | Created for RACC-FSC_v3.0 | Deemed Ex Ante Team
PFC-318 | Perfluorocyclobutane (C4F8) | DEER2022 | IPCC Fourth Assessment Report (AR4) (2007) | 2022-01-01 |  |  | 3200 |  | 10300 |  | 7310 |  |  | 2024-03-25 17:13 |  | Deemed Ex Ante Team | 2024-03-25 17:13 | Created for RACC-FSC_v3.0 | Deemed Ex Ante Team
PFC-41-12 | Perfluoropentane (C5F12) | DEER2022 | IPCC Fourth Assessment Report (AR4) (2007) | 2022-01-01 |  |  | 4100 |  | 9160 |  | 6510 |  |  | 2024-03-25 17:13 |  | Deemed Ex Ante Team | 2024-03-25 17:13 | Created for RACC-FSC_v3.0 | Deemed Ex Ante Team
PFC-51-14 | Perfluorohexane (C6F14) | DEER2022 | IPCC Fourth Assessment Report (AR4) (2007) | 2022-01-01 |  |  | 3200 |  | 9300 |  | 6600 |  |  | 2024-03-25 17:13 |  | Deemed Ex Ante Team | 2024-03-25 17:13 | Created for RACC-FSC_v3.0 | Deemed Ex Ante Team
PFC-91-18 | Perfluorodecalin (C10F18) | DEER2022 | IPCC Fourth Assessment Report (AR4) (2007) | 2022-01-01 |  |  | 1000 | >1000 | 7500 | >7,500 | 5500 |  |  | 2024-03-25 17:13 |  | Deemed Ex Ante Team | 2024-03-25 17:13 | Created for RACC-FSC_v3.0 | Deemed Ex Ante Team | >5,500
Propane | R-290 (C3H8) | DEER2022 | IPCC Fourth Assessment Report (AR4) (2007) | 2022-01-01 |  |  |  |  | 4 |  |  |  | Not listed in AR4, sourced from CARB: https://ww2.arb.ca.gov/resources/documents/high-gwp-refrigerants | 2024-03-25 17:13 |  | Deemed Ex Ante Team | 2024-03-25 17:13 | Created for RACC-FSC_v3.0 | Deemed Ex Ante Team
R-401A | HCFC-22 Chlorodifluoromethane 53%; HCFC-124 2-Chloro-1,1,1,2-Tetrafluoroethane 34%; HFC-152a 1,1-Difluoroethane 13% | DEER2022 | IPCC Fourth Assessment Report (AR4) (2007) | 2022-01-01 |  |  |  |  | 1182.48 |  | 3495.41 |  |  | 2024-03-25 17:13 |  | Deemed Ex Ante Team | 2024-03-25 17:13 | Created for RACC-FSC_v3.0 | Deemed Ex Ante Team
R-401B | HCFC-22 Chlorodifluoromethane 61%; HCFC-124 2-Chloro-1,1,1,2-Tetrafluoroethane 28%; HFC-152a 1,1-Difluoroethane 11% | DEER2022 | IPCC Fourth Assessment Report (AR4) (2007) | 2022-01-01 |  |  |  |  | 1288.26 |  | 3775.27 |  |  | 2024-03-25 17:13 |  | Deemed Ex Ante Team | 2024-03-25 17:13 | Created for RACC-FSC_v3.0 | Deemed Ex Ante Team
R-401C | HCFC-22 Chlorodifluoromethane 33%; HCFC-124 2-Chloro-1,1,1,2-Tetrafluoroethane 52%; HFC-152a 1,1-Difluoroethane 15% | DEER2022 | IPCC Fourth Assessment Report (AR4) (2007) | 2022-01-01 |  |  |  |  | 932.58 |  | 2844.75 |  |  | 2024-03-25 17:13 |  | Deemed Ex Ante Team | 2024-03-25 17:13 | Created for RACC-FSC_v3.0 | Deemed Ex Ante Team
R-402A | HCFC-22 Chlorodifluoromethane 38%; HFC-125 Pentafluoroethane 60%; Propane (R-290) 2% | DEER2022 | IPCC Fourth Assessment Report (AR4) (2007) | 2022-01-01 |  |  |  |  | 2788 |  | 5770.87 |  |  | 2024-03-25 17:13 |  | Deemed Ex Ante Team | 2024-03-25 17:13 | Created for RACC-FSC_v3.0 | Deemed Ex Ante Team
R-402B | HCFC-22 Chlorodifluoromethane 60%; HFC-125 Pentafluoroethane 38%; Propane (R-290) 2% | DEER2022 | IPCC Fourth Assessment Report (AR4) (2007) | 2022-01-01 |  |  |  |  | 2416 |  | 5509.07 |  |  | 2024-03-25 17:13 |  | Deemed Ex Ante Team | 2024-03-25 17:13 | Created for RACC-FSC_v3.0 | Deemed Ex Ante Team
R-403B | HCFC-22 Chlorodifluoromethane 56%; PFC-218 Octafluoropropane 39%; Propane (R-290) 5% | DEER2022 | IPCC Fourth Assessment Report (AR4) (2007) | 2022-01-01 |  |  |  |  | 4458 |  | 5350.67 |  |  | 2024-03-25 17:13 |  | Deemed Ex Ante Team | 2024-03-25 17:13 | Created for RACC-FSC_v3.0 | Deemed Ex Ante Team
R-404A | HFC-125 Pentafluoroethane 44%; HFC-134a 1,1,1,2-Tetrafluoroethane 4% HFC-143a 1,1,1-Trifluoroethane 52% | DEER2022 | IPCC Fourth Assessment Report (AR4) (2007) | 2022-01-01 |  |  |  | 52 years (143a); 29 years (125); 14.6 years (134a) | 3921.6 |  | 6010 |  | As of 2023-01-01, banned for cold storage warehouses (new) - https://ww2.arb.ca.gov/our-work/programs/california-significant-new-alternatives-policy-snap/cold-storage | 2024-03-25 17:13 |  | Deemed Ex Ante Team | 2024-03-25 17:13 | Created for RACC-FSC_v3.0 | Deemed Ex Ante Team
R-406A | HCFC-22 Chlorodifluoromethane 55%; HCFC-142B Monochlorodifluoroethane 41% Isobutane R-600a 4% | DEER2022 | IPCC Fourth Assessment Report (AR4) (2007) | 2022-01-01 |  |  |  |  | 1942.72 |  | 5089.02 |  | As of 2023-01-01, banned for cold storage warehouses (new) - https://ww2.arb.ca.gov/our-work/programs/california-significant-new-alternatives-policy-snap/cold-storage | 2024-03-25 17:13 |  | Deemed Ex Ante Team | 2024-03-25 17:13 | Created for RACC-FSC_v3.0 | Deemed Ex Ante Team
R-407A | HFC-32 Difluoromethane 20%; HFC-125 Pentafluoroethane 40%; HFC-134a 1,1,1,2-Tetrafluoroethane 40% | DEER2022 | IPCC Fourth Assessment Report (AR4) (2007) | 2022-01-01 |  |  |  | 29 years (R-125); 4.9 years (R-32) | 2107 |  | 4538 |  | As of 2023-01-01, banned for cold storage warehouses (new) - https://ww2.arb.ca.gov/our-work/programs/california-significant-new-alternatives-policy-snap/cold-storage | 2024-03-25 17:13 |  | Deemed Ex Ante Team | 2024-03-25 17:13 | Created for RACC-FSC_v3.0 | Deemed Ex Ante Team
R-407B | HFC-32 Difluoromethane 10%; HFC-125 Pentafluoroethane 70%; HFC-134a 1,1,1,2-Tetrafluoroethane 20% | DEER2022 | IPCC Fourth Assessment Report (AR4) (2007) | 2022-01-01 |  |  |  |  | 2245 |  | 4494 |  | As of 2023-01-01, banned for cold storage warehouses (new) - https://ww2.arb.ca.gov/our-work/programs/california-significant-new-alternatives-policy-snap/cold-storage | 2024-03-25 17:13 |  | Deemed Ex Ante Team | 2024-03-25 17:13 | Created for RACC-FSC_v3.0 | Deemed Ex Ante Team
R-407C | HFC-32 Difluoromethane 23%: HFC-125 Pentafluoroethane 25%; HFC-134a 1,1,1,2-Tetrafluoroethane 52% | DEER2022 | IPCC Fourth Assessment Report (AR4) (2007) | 2022-01-01 |  |  |  |  | 1773.85 |  | 4115 |  | As of 2023-01-01, banned for cold storage warehouses (new) - https://ww2.arb.ca.gov/our-work/programs/california-significant-new-alternatives-policy-snap/cold-storage | 2024-03-25 17:13 |  | Deemed Ex Ante Team | 2024-03-25 17:13 | Created for RACC-FSC_v3.0 | Deemed Ex Ante Team
R-407D | HFC-32 Difluoromethane 15%: HFC-125 Pentafluoroethane 15%; HFC-134a 1,1,1,2-Tetrafluoroethane 70% | DEER2022 | IPCC Fourth Assessment Report (AR4) (2007) | 2022-01-01 |  |  |  |  | 1627.25 |  | 3983 |  | As of 2023-01-01, banned for cold storage warehouses (new) - https://ww2.arb.ca.gov/our-work/programs/california-significant-new-alternatives-policy-snap/cold-storage | 2024-03-25 17:13 |  | Deemed Ex Ante Team | 2024-03-25 17:13 | Created for RACC-FSC_v3.0 | Deemed Ex Ante Team
R-407F | HFC-32 Difluoromethane 30%: HFC-125 Pentafluoroethane 30%; HFC-134a 1,1,1,2-Tetrafluoroethane 40% | DEER2022 | IPCC Fourth Assessment Report (AR4) (2007) | 2022-01-01 |  |  |  |  | 1824.5 |  | 4136 |  | As of 2023-01-01, banned for cold storage warehouses (new) - https://ww2.arb.ca.gov/our-work/programs/california-significant-new-alternatives-policy-snap/cold-storage | 2024-03-25 17:13 |  | Deemed Ex Ante Team | 2024-03-25 17:13 | Created for RACC-FSC_v3.0 | Deemed Ex Ante Team
R-407H | HFC-32 Difluoromethane 32.5%: HFC-125 Pentafluoroethane 15.0%; HFC-134a 1,1,1,2-Tetrafluoroethane 52.5% | DEER2022 | IPCC Fourth Assessment Report (AR4) (2007) | 2022-01-01 |  |  |  |  | 1495.13 |  | 3720.5 |  | As of 2023-01-01, banned for cold storage warehouses (new) - https://ww2.arb.ca.gov/our-work/programs/california-significant-new-alternatives-policy-snap/cold-storage | 2024-03-25 17:13 |  | Deemed Ex Ante Team | 2024-03-25 17:13 | Created for RACC-FSC_v3.0 | Deemed Ex Ante Team
R-408A | HCFC-22 Chlorodifluoromethane 47%; HFC-125 Pentafluoroethane 7%; HFC-143A 1-1-1 Trifluoroethane 46% | DEER2022 | IPCC Fourth Assessment Report (AR4) (2007) | 2022-01-01 |  |  |  |  | 3151.9 |  | 5579.1 |  | As of 2023-01-01, banned for cold storage warehouses (new) - https://ww2.arb.ca.gov/our-work/programs/california-significant-new-alternatives-policy-snap/cold-storage | 2024-03-25 17:13 |  | Deemed Ex Ante Team | 2024-03-25 17:13 | Created for RACC-FSC_v3.0 | Deemed Ex Ante Team
R-409A | HCFC-22 Chlorodifluoromethane 60%; HCFC-124 2-Chloro-1,1,1,2-Tetrafluoroethane 25%; HCFC-142b 1-Chloro-1,1-Difluoroethane 15% | DEER2022 | IPCC Fourth Assessment Report (AR4) (2007) | 2022-01-01 |  |  |  |  | 1585 |  | 4437 |  | As of 2023-01-01, banned for cold storage warehouses (new) - https://ww2.arb.ca.gov/our-work/programs/california-significant-new-alternatives-policy-snap/cold-storage | 2024-03-25 17:13 |  | Deemed Ex Ante Team | 2024-03-25 17:13 | Created for RACC-FSC_v3.0 | Deemed Ex Ante Team
R-410A | HFC-32 Difluoromethane 50%; HFC-125 Pentafluoroethane 50% | DEER2022 | IPCC Fourth Assessment Report (AR4) (2007) | 2022-01-01 |  |  |  | 29 years (R-125); 4.9 years (R-32) | 2087.5 |  | 4340 |  | As of 2023-01-01, banned for cold storage warehouses (new) - https://ww2.arb.ca.gov/our-work/programs/california-significant-new-alternatives-policy-snap/cold-storage | 2024-03-25 17:13 |  | Deemed Ex Ante Team | 2024-03-25 17:13 | Created for RACC-FSC_v3.0 | Deemed Ex Ante Team
R-410B | HFC-32 Difluoromethane 45%; HFC-125 Pentafluoroethane 55% | DEER2022 | IPCC Fourth Assessment Report (AR4) (2007) | 2022-01-01 |  |  |  | 29 years (R-125); 4.9 years (R-32) | 2228.75 |  | 4541 |  | As of 2023-01-01, banned for cold storage warehouses (new) - https://ww2.arb.ca.gov/our-work/programs/california-significant-new-alternatives-policy-snap/cold-storage | 2024-03-25 17:13 |  | Deemed Ex Ante Team | 2024-03-25 17:13 | Created for RACC-FSC_v3.0 | Deemed Ex Ante Team
R-411A | HCFC-22 Chlorodifluoromethane 87.5%; HFC-152a 1,1-Difluoroethane 11%; Propylene R-1270 1.5% | DEER2022 | IPCC Fourth Assessment Report (AR4) (2007) | 2022-01-01 |  |  |  |  | 1597.44 |  | 4563.12 |  | As of 2023-01-01, banned for cold storage warehouses (new) - https://ww2.arb.ca.gov/our-work/programs/california-significant-new-alternatives-policy-snap/cold-storage | 2024-03-25 17:13 |  | Deemed Ex Ante Team | 2024-03-25 17:13 | Created for RACC-FSC_v3.0 | Deemed Ex Ante Team
R-411B | HCFC-22 Chlorodifluoromethane 94%; HFC-152a 1,1-Difluoroethane 3%; Propylene R-1270 3% | DEER2022 | IPCC Fourth Assessment Report (AR4) (2007) | 2022-01-01 |  |  |  |  | 1705.21 |  | 4863.6 |  | As of 2023-01-01, banned for cold storage warehouses (new) - https://ww2.arb.ca.gov/our-work/programs/california-significant-new-alternatives-policy-snap/cold-storage | 2024-03-25 17:13 |  | Deemed Ex Ante Team | 2024-03-25 17:13 | Created for RACC-FSC_v3.0 | Deemed Ex Ante Team
R-413A | HFC-134a 1,1,1,2-Tetrafluoroethane 88%; PFC-218 Octafluoropropane 9%; Isobutane 3% | DEER2022 | IPCC Fourth Assessment Report (AR4) (2007) | 2022-01-01 |  |  |  |  | 2053 |  | 3938.45 |  | As of 2023-01-01, banned for cold storage warehouses (new) - https://ww2.arb.ca.gov/our-work/programs/california-significant-new-alternatives-policy-snap/cold-storage | 2024-03-25 17:13 |  | Deemed Ex Ante Team | 2024-03-25 17:13 | Created for RACC-FSC_v3.0 | Deemed Ex Ante Team
R-414A | HCFC-22 Chlorodifluoromethane 51%; HCFC-124 Monochlorotetrafluoroethane 39%; HCFC-142b Monochlorodifluoroethane 6%; R-600a Isobutane (hydrocarbon) 4% | DEER2022 | IPCC Fourth Assessment Report (AR4) (2007) | 2022-01-01 |  |  |  |  | 1478 |  | 3768.42 |  | As of 2023-01-01, banned for cold storage warehouses (new) - https://ww2.arb.ca.gov/our-work/programs/california-significant-new-alternatives-policy-snap/cold-storage | 2024-03-25 17:13 |  | Deemed Ex Ante Team | 2024-03-25 17:13 | Created for RACC-FSC_v3.0 | Deemed Ex Ante Team
R-414B | HCFC-22 Chlorodifluoromethane 50%; HCFC-124 Monochlorotetrafluoroethane 39%; HCFC-142b Monochlorodifluoroethane 9.5%; R-600a Isobutane (hydrocarbon) 1.5% | DEER2022 | IPCC Fourth Assessment Report (AR4) (2007) | 2022-01-01 |  |  |  |  | 1362 |  | 3898.55 |  | As of 2023-01-01, banned for cold storage warehouses (new) - https://ww2.arb.ca.gov/our-work/programs/california-significant-new-alternatives-policy-snap/cold-storage | 2024-03-25 17:13 |  | Deemed Ex Ante Team | 2024-03-25 17:13 | Created for RACC-FSC_v3.0 | Deemed Ex Ante Team
R-416A | HFC-134a 1,1,1,2-Tetrafluoroethane 59%; HCFC-124 1-Chloro-1,2,2,2-tetrafluoroethane 39.5%; R-600a Isobutane (hydrocarbon) 1.5% | DEER2022 | IPCC Fourth Assessment Report (AR4) (2007) | 2022-01-01 |  |  |  |  | 1084.3 |  | 3077.4 |  | As of 2023-01-01, banned for cold storage warehouses (new) - https://ww2.arb.ca.gov/our-work/programs/california-significant-new-alternatives-policy-snap/cold-storage | 2024-03-25 17:13 |  | Deemed Ex Ante Team | 2024-03-25 17:13 | Created for RACC-FSC_v3.0 | Deemed Ex Ante Team
R-417A | HFC-134a 1,1,1,2-Tetrafluoroethane 50%; HFC-125 Pentafluoroethane 46.6%; Butane 3.4% | DEER2022 | IPCC Fourth Assessment Report (AR4) (2007) | 2022-01-01 |  |  |  |  | 2346.1 |  | 4874.2 |  | As of 2023-01-01, banned for cold storage warehouses (new) - https://ww2.arb.ca.gov/our-work/programs/california-significant-new-alternatives-policy-snap/cold-storage | 2024-03-25 17:13 |  | Deemed Ex Ante Team | 2024-03-25 17:13 | Created for RACC-FSC_v3.0 | Deemed Ex Ante Team
R-417B | HFC-125 Pentafluoroethane 79%; HFC-134a 1,1,1,2-Tetrafluoroethane 18.25%; R-600 Butane 2.75% | DEER2022 | IPCC Fourth Assessment Report (AR4) (2007) | 2022-01-01 |  |  |  |  | 3026.06 |  | 5715.56 |  | As of 2023-01-01, banned for cold storage warehouses (new) - https://ww2.arb.ca.gov/our-work/programs/california-significant-new-alternatives-policy-snap/cold-storage | 2024-03-25 17:13 |  | Deemed Ex Ante Team | 2024-03-25 17:13 | Created for RACC-FSC_v3.0 | Deemed Ex Ante Team
R-417C | HFC-134a 1,1,1,2-Tetrafluoroethane 78.8%; HFC-125 Pentafluoroethane 19.5%; R-600a (Isobutane) 1.7% | DEER2022 | IPCC Fourth Assessment Report (AR4) (2007) | 2022-01-01 |  |  |  |  | 1809.41 |  | 4256.38 |  | As of 2023-01-01, banned for cold storage warehouses (new) - https://ww2.arb.ca.gov/our-work/programs/california-significant-new-alternatives-policy-snap/cold-storage | 2024-03-25 17:13 |  | Deemed Ex Ante Team | 2024-03-25 17:13 | Created for RACC-FSC_v3.0 | Deemed Ex Ante Team
R-420A | HCFC-142b Monochlorodifluoroethane 12%; HFC-134a 1,1,1,2-Tetrafluoroethane 88% | DEER2022 | IPCC Fourth Assessment Report (AR4) (2007) | 2022-01-01 |  |  |  |  | 1535.6 |  | 4029.2 |  | As of 2023-01-01, banned for cold storage warehouses (new) - https://ww2.arb.ca.gov/our-work/programs/california-significant-new-alternatives-policy-snap/cold-storage | 2024-03-25 17:13 |  | Deemed Ex Ante Team | 2024-03-25 17:13 | Created for RACC-FSC_v3.0 | Deemed Ex Ante Team
R-421A | HFC-125 Pentafluoroethane 58% HFC-134a 1,1,1,2-Tetrafluoroethane 42% | DEER2022 | IPCC Fourth Assessment Report (AR4) (2007) | 2022-01-01 |  |  |  |  | 2630.6 |  | 5291.6 |  | As of 2023-01-01, banned for cold storage warehouses (new) - https://ww2.arb.ca.gov/our-work/programs/california-significant-new-alternatives-policy-snap/cold-storage | 2024-03-25 17:13 |  | Deemed Ex Ante Team | 2024-03-25 17:13 | Created for RACC-FSC_v3.0 | Deemed Ex Ante Team
R-421B | HFC-125 Pentafluoroethane 85% HFC-134a 1,1,1,2-Tetrafluoroethane 15% | DEER2022 | IPCC Fourth Assessment Report (AR4) (2007) | 2022-01-01 |  |  |  |  | 3189.5 |  | 5972 |  | As of 2023-01-01, banned for cold storage warehouses (new) - https://ww2.arb.ca.gov/our-work/programs/california-significant-new-alternatives-policy-snap/cold-storage | 2024-03-25 17:13 |  | Deemed Ex Ante Team | 2024-03-25 17:13 | Created for RACC-FSC_v3.0 | Deemed Ex Ante Team
R-422A | HFC-134a 1,1,1,2-Tetrafluoroethane 11.5%; HFC-125 Pentafluoroethane 85.1%; Isobutane 3.4% | DEER2022 | IPCC Fourth Assessment Report (AR4) (2007) | 2022-01-01 |  |  |  |  | 3143.05 |  | 5844.4 |  | As of 2023-01-01, banned for cold storage warehouses (new) - https://ww2.arb.ca.gov/our-work/programs/california-significant-new-alternatives-policy-snap/cold-storage | 2024-03-25 17:13 |  | Deemed Ex Ante Team | 2024-03-25 17:13 | Created for RACC-FSC_v3.0 | Deemed Ex Ante Team
R-422B | HFC-134a 1,1,1,2-Tetrafluoroethane 42%; HFC-125 Pentafluoroethane 55%; Isobutane 3% | DEER2022 | IPCC Fourth Assessment Report (AR4) (2007) | 2022-01-01 |  |  |  |  | 2525.69 |  | 5101.19 |  | As of 2023-01-01, banned for cold storage warehouses (new) - https://ww2.arb.ca.gov/our-work/programs/california-significant-new-alternatives-policy-snap/cold-storage | 2024-03-25 17:13 |  | Deemed Ex Ante Team | 2024-03-25 17:13 | Created for RACC-FSC_v3.0 | Deemed Ex Ante Team
R-422C | HFC-125 Pentafluoroethane 82%; HFC-134a 1,1,1,2-Tetrafluoroethane 15%; Isobutane R-600a 3% | DEER2022 | IPCC Fourth Assessment Report (AR4) (2007) | 2022-01-01 |  |  |  |  | 3084.59 |  | 5781.59 |  | As of 2023-01-01, banned for cold storage warehouses (new) - https://ww2.arb.ca.gov/our-work/programs/california-significant-new-alternatives-policy-snap/cold-storage | 2024-03-25 17:13 |  | Deemed Ex Ante Team | 2024-03-25 17:13 | Created for RACC-FSC_v3.0 | Deemed Ex Ante Team
R-422D | HFC-125 Pentafluoroethane 65.1%; HFC-134a 1,1,1,2-Tetrafluoroethane 31.5%; Isobutane 3.4% | DEER2022 | IPCC Fourth Assessment Report (AR4) (2007) | 2022-01-01 |  |  |  |  | 2729.05 |  | 5340.4 |  | As of 2023-01-01, banned for cold storage warehouses (new) - https://ww2.arb.ca.gov/our-work/programs/california-significant-new-alternatives-policy-snap/cold-storage | 2024-03-25 17:13 |  | Deemed Ex Ante Team | 2024-03-25 17:13 | Created for RACC-FSC_v3.0 | Deemed Ex Ante Team
R-423A | HFC-134a 1,1,1,2-Tetrafluoroethane 52.5%; HFC-227ea 1,1,1,2,3,3,3-Heptafluoropropane 47.5% | DEER2022 | IPCC Fourth Assessment Report (AR4) (2007) | 2022-01-01 |  |  |  |  | 2280.25 |  | 4533 |  | As of 2023-01-01, banned for cold storage warehouses (new) - https://ww2.arb.ca.gov/our-work/programs/california-significant-new-alternatives-policy-snap/cold-storage | 2024-03-25 17:13 |  | Deemed Ex Ante Team | 2024-03-25 17:13 | Created for RACC-FSC_v3.0 | Deemed Ex Ante Team
R-424A | HFC-125 Pentafluoroethane 50.5%; HFC-134a 1,1,1,2-Tetrafluoroethane 47.0%; Butane (R-600) 1.0% Isobutane (R-600a) 0.9% Isopentane (R-601a) 0.6% | DEER2022 | IPCC Fourth Assessment Report (AR4) (2007) | 2022-01-01 |  |  |  |  | 2439.62 |  | 5006.87 |  | Retail Food Refrigeration table - https://ww2.arb.ca.gov/resources/fact-sheets/hydrofluorocarbon-hfc-prohibitions-california#_ftnref1 | 2024-03-25 17:13 |  | Deemed Ex Ante Team | 2024-03-25 17:13 | Created for RACC-FSC_v3.0 | Deemed Ex Ante Team
R-426A | HFC-125 Pentafluoroethane 5.1%; HFC-134a 1,1,1,2-Tetrafluoroethane 93.0%; Butane (R-600) 1.3% Isobutane (R-600a) 0.6% | DEER2022 | IPCC Fourth Assessment Report (AR4) (2007) | 2022-01-01 |  |  |  |  | 1508.47 |  | 3885.82 |  | Retail Food Refrigeration table - https://ww2.arb.ca.gov/resources/fact-sheets/hydrofluorocarbon-hfc-prohibitions-california#_ftnref1 | 2024-03-25 17:13 |  | Deemed Ex Ante Team | 2024-03-25 17:13 | Created for RACC-FSC_v3.0 | Deemed Ex Ante Team
R-427A | HFC-32 Difluoromethane 15%; HFC-125 Pentafluoroethane 25%; HFC-134a 1,1,1,2-Tetrafluoroethane 50%; HFC-143a 1,1,1-Trifluoroethane 10% | DEER2022 | IPCC Fourth Assessment Report (AR4) (2007) | 2022-01-01 |  |  |  |  | 2138.25 |  | 4441 |  |  | 2024-03-25 17:13 |  | Deemed Ex Ante Team | 2024-03-25 17:13 | Created for RACC-FSC_v3.0 | Deemed Ex Ante Team
R-428A | HFC-125 Pentafluoroethane 77.5%; HFC-143a 1,1,1-Trifluoroethane 20.0%; Propane (R-290) 0.6%; Isobutane (R-600a) 1.9% | DEER2022 | IPCC Fourth Assessment Report (AR4) (2007) | 2022-01-01 |  |  |  |  | 3607.36 |  | 6100.11 |  | Retail Food Refrigeration table - https://ww2.arb.ca.gov/resources/fact-sheets/hydrofluorocarbon-hfc-prohibitions-california#_ftnref1 | 2024-03-25 17:13 |  | Deemed Ex Ante Team | 2024-03-25 17:13 | Created for RACC-FSC_v3.0 | Deemed Ex Ante Team
R-434A | HFC-125 Pentafluoroethane 63.2%; HFC-143a 1,1,1-Trifluoroethane 18%; HFC-134a 1,1,1,2-Tetrafluoroethane 16%; Isobutane (R-600a) 2.8% | DEER2022 | IPCC Fourth Assessment Report (AR4) (2007) | 2022-01-01 |  |  |  |  | 3245.48 |  | 5686.28 |  | Retail Food Refrigeration table - https://ww2.arb.ca.gov/resources/fact-sheets/hydrofluorocarbon-hfc-prohibitions-california#_ftnref1 | 2024-03-25 17:13 |  | Deemed Ex Ante Team | 2024-03-25 17:13 | Created for RACC-FSC_v3.0 | Deemed Ex Ante Team
R-436A | Hydrocarbon blend of 54% propane (R-290), 46% isobutane (R-600a) | DEER2022 | IPCC Fourth Assessment Report (AR4) (2007) | 2022-01-01 |  |  |  |  | 5 |  | 5 |  |  | 2024-03-25 17:13 |  | Deemed Ex Ante Team | 2024-03-25 17:13 | Created for RACC-FSC_v3.0 | Deemed Ex Ante Team
R-437A | HFC-125 Pentafluoroethane 19.5%; HFC-134a 1,1,1,2-Tetrafluoroethane 78.5%; Butane (R-600) 1.4%; Pentane (R-601) 0.6% | DEER2022 | IPCC Fourth Assessment Report (AR4) (2007) | 2022-01-01 |  |  |  |  | 1805.16 |  | 4244.91 |  | Retail Food Refrigeration table - https://ww2.arb.ca.gov/resources/fact-sheets/hydrofluorocarbon-hfc-prohibitions-california#_ftnref1 | 2024-03-25 17:13 |  | Deemed Ex Ante Team | 2024-03-25 17:13 | Created for RACC-FSC_v3.0 | Deemed Ex Ante Team
R-438A | HFC-125 Pentafluoroethane 45%; HFC-134a 1,1,1,2-Tetrafluoroethane 44.2%; HFC-32 Difluoromethane 8.5%; IsoButane (R-600a) 1.7%; Isopentane (R-601) 0.6% | DEER2022 | IPCC Fourth Assessment Report (AR4) (2007) | 2022-01-01 |  |  |  |  | 2237.98 |  | 4659.23 |  | Retail Food Refrigeration table - https://ww2.arb.ca.gov/resources/fact-sheets/hydrofluorocarbon-hfc-prohibitions-california#_ftnref1 | 2024-03-25 17:13 |  | Deemed Ex Ante Team | 2024-03-25 17:13 | Created for RACC-FSC_v3.0 | Deemed Ex Ante Team
R-441A | Hydrocarbon blend of 3.1% ethane (R-170); 54.8% propane (R-290), 36.1% n-Butane (R-600), and 6.0% isobutane (R-660a) | DEER2022 | IPCC Fourth Assessment Report (AR4) (2007) | 2022-01-01 |  |  |  |  | 5 |  | 5 |  |  | 2024-03-25 17:13 |  | Deemed Ex Ante Team | 2024-03-25 17:13 | Created for RACC-FSC_v3.0 | Deemed Ex Ante Team
R-442A | HFC-32 Difluoromethane 31%; HFC-125 Pentafluoroethane 31%; HFC-134a 1,1,1,2-Tetrafluoroethane 30%; HFC-152a 1,1-Difluoroethane 3%; HFC-227ea 1,1,1,2,3,3,3-Heptafluoropropane 5% | DEER2022 | IPCC Fourth Assessment Report (AR4) (2007) | 2022-01-01 |  |  |  |  | 1887.97 |  | 4118.41 |  |  | 2024-03-25 17:13 |  | Deemed Ex Ante Team | 2024-03-25 17:13 | Created for RACC-FSC_v3.0 | Deemed Ex Ante Team
R-443A | Propane, isobutane, butane > 75%, hydrocarbon blend (Unacceptable for AC, SNAP list) | DEER2022 | IPCC Fourth Assessment Report (AR4) (2007) | 2022-01-01 | [9 empty] | 2024-03-25 17:13 |  | Deemed Ex Ante Team | 2024-03-25 17:13 | Created for RACC-FSC_v3.0 | Deemed Ex Ante Team
R-444A | HFC-32 Difluoromethane 12%; HFC-152a 1,1-Difluoroethane 5%; R-1234ze HFO-1234ze(E) 83% | DEER2022 | IPCC Fourth Assessment Report (AR4) (2007) | 2022-01-01 |  |  |  | no MSDS yet | 88.03 |  | 302.28 |  |  | 2024-03-25 17:13 |  | Deemed Ex Ante Team | 2024-03-25 17:13 | Created for RACC-FSC_v3.0 | Deemed Ex Ante Team
R-444B | HFC-32 Difluoromethane 41.5%; R-152a 1,1-Difluoroethane 10%; R-1234ze HFO-1234ze 48.5% | DEER2022 | IPCC Fourth Assessment Report (AR4) (2007) | 2022-01-01 |  |  |  | no MSDS yet | 293.01 |  | 1011.14 |  |  | 2024-03-25 17:13 |  | Deemed Ex Ante Team | 2024-03-25 17:13 | Created for RACC-FSC_v3.0 | Deemed Ex Ante Team
R-445A | HFC-134a 1,1,1,2-Tetrafluoroethane 9%; R-744 CO2 6%; R-1234ze HFO-1234ze 85% | DEER2022 | IPCC Fourth Assessment Report (AR4) (2007) | 2022-01-01 |  |  |  | no MSDS yet | 129.61 |  | 345.61 |  |  | 2024-03-25 17:13 |  | Deemed Ex Ante Team | 2024-03-25 17:13 | Created for RACC-FSC_v3.0 | Deemed Ex Ante Team
R-446A | HFC-32 Difluoromethane 68%; R-1234ze HFO-1234ze 29%; R-600a isobutane 3% | DEER2022 | IPCC Fourth Assessment Report (AR4) (2007) | 2022-01-01 |  |  |  | no MSDS yet | 459.38 |  | 1584.78 |  |  | 2024-03-25 17:13 |  | Deemed Ex Ante Team | 2024-03-25 17:13 | Created for RACC-FSC_v3.0 | Deemed Ex Ante Team
R-447A | HFC-32 Difluoromethane 68%; HFC-125 Pentafluoroethane 3.5%; R-1234ze HFO-1234ze(E) 28.5% | DEER2022 | IPCC Fourth Assessment Report (AR4) (2007) | 2022-01-01 |  |  |  | no MSDS yet | 600 |  |  |  |  | 2024-03-25 17:13 |  | Deemed Ex Ante Team | 2024-03-25 17:13 | Created for RACC-FSC_v3.0 | Deemed Ex Ante Team
R-447B | HFC-32 Difluoromethane 68%; R-1234ze HFO-1234ze(E) 24%; HFC-125 Pentafluoroethane 8% | DEER2022 | IPCC Fourth Assessment Report (AR4) (2007) | 2022-01-01 |  |  |  |  | 739.24 |  | 2092.64 |  |  | 2024-03-25 17:13 |  | Deemed Ex Ante Team | 2024-03-25 17:13 | Created for RACC-FSC_v3.0 | Deemed Ex Ante Team
R-448A | HFC-32 Difluoromethane 26%; HFC-125 Pentafluoroethane 26%; HFC-134a 1,1,1,2-Tetrafluoroethane 21%; R-1234yf HFO-1234yf 2,3,3,3-Tetrafluoropropene 20%; R-1234ze HFO-1234ze 7% | DEER2022 | IPCC Fourth Assessment Report (AR4) (2007) | 2022-01-01 |  |  |  |  | 1386.07 |  | 3061.37 |  |  | 2024-03-25 17:13 |  | Deemed Ex Ante Team | 2024-03-25 17:13 | Created for RACC-FSC_v3.0 | Deemed Ex Ante Team
R-449A | HFC-32 Difluoromethane 24.3%; HFC-125 Pentafluoroethane 24.7%; HFC-134a 1,1,1,2-Tetrafluoroethane 25.7%; R-1234yf HFO-1234yf 2,3,3,3-Tetrafluoropropene 25.3% | DEER2022 | IPCC Fourth Assessment Report (AR4) (2007) | 2022-01-01 |  |  |  |  | 1396.29 |  | 3119.2 |  |  | 2024-03-25 17:13 |  | Deemed Ex Ante Team | 2024-03-25 17:13 | Created for RACC-FSC_v3.0 | Deemed Ex Ante Team
R-449B | HFC-32 Difluoromethane 25.2%; HFC-125 Pentafluoroethane 24.3%; HFC-134a 1,1,1,2-Tetrafluoroethane 27.3%; R-1234yf HFO-1234yf 2,3,3,3-Tetrafluoropropene 23.2% | DEER2022 | IPCC Fourth Assessment Report (AR4) (2007) | 2022-01-01 |  |  |  |  | 1411.22 |  | 3176.03 |  |  | 2024-03-25 17:13 |  | Deemed Ex Ante Team | 2024-03-25 17:13 | Created for RACC-FSC_v3.0 | Deemed Ex Ante Team
R-450A | HFC-134a 1,1,1,2-Tetrafluoroethane 42%; R-1234ze HFO-1234ze 58% | DEER2022 | IPCC Fourth Assessment Report (AR4) (2007) | 2022-01-01 |  |  |  |  | 601.18 |  |  |  |  | 2024-03-25 17:13 |  | Deemed Ex Ante Team | 2024-03-25 17:13 | Created for RACC-FSC_v3.0 | Deemed Ex Ante Team
R-451A | HFC-134a 1,1,1,2-Tetrafluoroethane 10.2%; R-1234ze HFO-1234ze 89.8% | DEER2022 | IPCC Fourth Assessment Report (AR4) (2007) | 2022-01-01 |  |  |  |  | 146.76 |  |  |  |  | 2024-03-25 17:13 |  | Deemed Ex Ante Team | 2024-03-25 17:13 | Created for RACC-FSC_v3.0 | Deemed Ex Ante Team
R-451B | HFC-134a 1,1,1,2-Tetrafluoroethane 11.2%; R-1234ze HFO-1234ze 88.8% | DEER2022 | IPCC Fourth Assessment Report (AR4) (2007) | 2022-01-01 |  |  |  |  | 161.05 |  |  |  |  | 2024-03-25 17:13 |  | Deemed Ex Ante Team | 2024-03-25 17:13 | Created for RACC-FSC_v3.0 | Deemed Ex Ante Team
R-452A | HFC-32 Difluoromethane 11% HFC-125 Pentafluoroethane 59%; HFO-1234yf 2,3,3,3-Tetrafluoropropene 30% | DEER2022 | IPCC Fourth Assessment Report (AR4) (2007) | 2022-01-01 |  |  |  |  | 2139.55 |  | 4003.1 |  |  | 2024-03-25 17:13 |  | Deemed Ex Ante Team | 2024-03-25 17:13 | Created for RACC-FSC_v3.0 | Deemed Ex Ante Team
R-452B | HFC-32 Difluoromethane 67% HFC-125 Pentafluoroethane 7%; HFO-1234yf 2,3,3,3-Tetrafluoropropene 26% | DEER2022 | IPCC Fourth Assessment Report (AR4) (2007) | 2022-01-01 |  |  |  |  | 697.51 |  | 2005.86 |  |  | 2024-03-25 17:13 |  | Deemed Ex Ante Team | 2024-03-25 17:13 | Created for RACC-FSC_v3.0 | Deemed Ex Ante Team
R-452C | HFC-32 Difluoromethane 12.5% HFC-125 Pentafluoroethane 61.0%; HFO-1234yf 2,3,3,3-Tetrafluoropropene 26.5% | DEER2022 | IPCC Fourth Assessment Report (AR4) (2007) | 2022-01-01 |  |  |  |  | 2219.64 |  | 4165.02 |  |  | 2024-03-25 17:13 |  | Deemed Ex Ante Team | 2024-03-25 17:13 | Created for RACC-FSC_v3.0 | Deemed Ex Ante Team
R-453A | HFC-32 Difluoromethane 20%; HFC-125 Pentafluoroethane 20%; HFC-134a 1,1,1,2-Tetrafluoroethane (norflurane on MSDS) 53.8%; HFC-227ea 1,1,1,2,3,3,3-Heptafluoropropane 5%; R-600 Butane 0.6%; R-600a Isobutane 0.6% | DEER2022 | IPCC Fourth Assessment Report (AR4) (2007) | 2022-01-01 |  |  |  |  | 1765.39 |  | 4062.09 |  |  | 2024-03-25 17:13 |  | Deemed Ex Ante Team | 2024-03-25 17:13 | Created for RACC-FSC_v3.0 | Deemed Ex Ante Team
R-454A | HFC-32 Difluoromethane 35%; HFO-1234yf 2,3,3,3-Tetrafluoropropene 65% | DEER2022 | IPCC Fourth Assessment Report (AR4) (2007) | 2022-01-01 |  |  |  |  | 239 |  | 816.15 |  |  | 2024-03-25 17:13 |  | Deemed Ex Ante Team | 2024-03-25 17:13 | Created for RACC-FSC_v3.0 | Deemed Ex Ante Team
R-454B | HFC-32 Difluoromethane 68.9%; HFO-1234yf 2,3,3,3-Tetrafluoropropene 31.1% | DEER2022 | IPCC Fourth Assessment Report (AR4) (2007) | 2022-01-01 |  |  |  |  | 466 |  | 1605.68 |  |  | 2024-03-25 17:13 |  | Deemed Ex Ante Team | 2024-03-25 17:13 | Created for RACC-FSC_v3.0 | Deemed Ex Ante Team
R-454C | HFO-1234yf 2,3,3,3-Tetrafluoropropene 78.5%; HFC-32 Difluoromethane 21.5% | DEER2022 | IPCC Fourth Assessment Report (AR4) (2007) | 2022-01-01 |  |  |  |  | 145.91 |  | 501.74 |  |  | 2024-03-25 17:13 |  | Deemed Ex Ante Team | 2024-03-25 17:13 | Created for RACC-FSC_v3.0 | Deemed Ex Ante Team
R-455A | HFC-32 Difluoromethane 21.5%; HFO-1234yf 2,3,3,3-Tetrafluoropropene 75.5%; R-744 CO2 3.0% | DEER2022 | IPCC Fourth Assessment Report (AR4) (2007) | 2022-01-01 |  |  |  |  | 145.91 |  | 501.74 |  |  | 2024-03-25 17:13 |  | Deemed Ex Ante Team | 2024-03-25 17:13 | Created for RACC-FSC_v3.0 | Deemed Ex Ante Team
R-456A | HFO-1234ze(E) 49%; HFC-134a 1,1,1,2-Tetrafluoroethane 45%; HFC-32 Difluoromethane 6% | DEER2022 | IPCC Fourth Assessment Report (AR4) (2007) | 2022-01-01 |  |  |  |  | 684.49 |  | 1863.79 |  |  | 2024-03-25 17:13 |  | Deemed Ex Ante Team | 2024-03-25 17:13 | Created for RACC-FSC_v3.0 | Deemed Ex Ante Team
R-457A | HFO-1234yf 2,3,3,3-Tetrafluoropropene 70.0%; HFC-32 Difluoromethane 18.0%; HFC-152a 1,1-Difluoroethane 12.0% | DEER2022 | IPCC Fourth Assessment Report (AR4) (2007) | 2022-01-01 |  |  |  |  | 137.08 |  | 472.54 |  |  | 2024-03-25 17:13 |  | Deemed Ex Ante Team | 2024-03-25 17:13 | Created for RACC-FSC_v3.0 | Deemed Ex Ante Team
R-458A | See also Tdx 20 by Bluon. HFC-134a - 61.4%; HFC-32 - 20.5%; HFC-227ea - 13.5%; HFC-125 - 4.0%; HFC-236fa - 0.6% | DEER2022 | IPCC Fourth Assessment Report (AR4) (2007) | 2022-01-01 |  |  |  |  | 1649.96 |  | 3848.72 |  |  | 2024-03-25 17:13 |  | Deemed Ex Ante Team | 2024-03-25 17:13 | Created for RACC-FSC_v3.0 | Deemed Ex Ante Team
R-461A | HFC-125 Pentafluoroethane 55%; HFC-134a 1,1,1,2-Tetrafluoroethane 32%; HFC-143a 1,1,1-Trifluoroethane 5%; HFC-227ea 1,1,1,2,3,3,3-Heptafluoropropane 5%; R-600a isobutane 3% | DEER2022 | IPCC Fourth Assessment Report (AR4) (2007) | 2022-01-01 |  |  |  |  | 2767.19 |  | 5278.19 |  |  | 2024-03-25 17:13 |  | Deemed Ex Ante Team | 2024-03-25 17:13 | Created for RACC-FSC_v3.0 | Deemed Ex Ante Team
R-462A | HFC-134a 1,1,1,2-Tetrafluoroethane 44%; HFC-125 Pentafluoroethane 42%; HFC-32 Difluoromethane 9%; R-600a isobutane 3%; HFC-143a 1,1,1-Trifluoroethane 2% | DEER2022 | IPCC Fourth Assessment Report (AR4) (2007) | 2022-01-01 |  |  |  |  | 2249.44 |  | 4679.79 |  |  | 2024-03-25 17:13 |  | Deemed Ex Ante Team | 2024-03-25 17:13 | Created for RACC-FSC_v3.0 | Deemed Ex Ante Team
R-466A | HFC-32 Difluoromethane 49%; HFC-125 Pentafluoroethane 11.5%; CF3I (trifluoroiodide) 39.5% | DEER2022 | IPCC Fourth Assessment Report (AR4) (2007) | 2022-01-01 |  |  | 3.95 |  | 733 |  | 1872.35 |  |  | 2024-03-25 17:13 |  | Deemed Ex Ante Team | 2024-03-25 17:13 | Created for RACC-FSC_v3.0 | Deemed Ex Ante Team
R-500 | CFC-12 Dichlorodifluoromethane (73.8%); HFC-152a 1,1, Difluoroethane (26.2%) | DEER2022 | IPCC Fourth Assessment Report (AR4) (2007) | 2022-01-01 |  |  |  |  | 8076.69 |  | 8232.49 |  |  | 2024-03-25 17:13 |  | Deemed Ex Ante Team | 2024-03-25 17:13 | Created for RACC-FSC_v3.0 | Deemed Ex Ante Team
R-502 | HCFC-22 Monochlorodifluoromethane 48.8%; CFC-115 Monochloropentafluoroethane 51.2% | DEER2022 | IPCC Fourth Assessment Report (AR4) (2007) | 2022-01-01 |  |  |  | 12 years (R-22); 7100 years (R-115) | 4656.72 |  | 5236.8 |  |  | 2024-03-25 17:13 |  | Deemed Ex Ante Team | 2024-03-25 17:13 | Created for RACC-FSC_v3.0 | Deemed Ex Ante Team
R-503 | CFC-13 Chlorotrifluoromethane 60% HFC-23 Trifluoromethane 40% | DEER2022 | IPCC Fourth Assessment Report (AR4) (2007) | 2022-01-01 |  |  |  |  | 14560 |  | 11280 |  |  | 2024-03-25 17:13 |  | Deemed Ex Ante Team | 2024-03-25 17:13 | Created for RACC-FSC_v3.0 | Deemed Ex Ante Team
R-507 | HFC-125 Pentafluoroethane 50%; HFC-143a 1,1,1-Trifluoroethane 50% | DEER2022 | IPCC Fourth Assessment Report (AR4) (2007) | 2022-01-01 |  |  |  | 29 years (R-125); 52 years (R-143a) | 3985 |  | 6120 |  | Retail Food Refrigeration table - https://ww2.arb.ca.gov/resources/fact-sheets/hydrofluorocarbon-hfc-prohibitions-california#_ftnref1 | 2024-03-25 17:13 |  | Deemed Ex Ante Team | 2024-03-25 17:13 | Created for RACC-FSC_v3.0 | Deemed Ex Ante Team
R-508A | HFC-23 Trifluoromethane 39% PFC-116 Hexafluoroethane 61% | DEER2022 | IPCC Fourth Assessment Report (AR4) (2007) | 2022-01-01 |  |  |  |  | 13214 |  | 9944.3 |  |  | 2024-03-25 17:13 |  | Deemed Ex Ante Team | 2024-03-25 17:13 | Created for RACC-FSC_v3.0 | Deemed Ex Ante Team
R-508B | HFC-23 Trifluoromethane 46% PFC-116 Hexafluoroethane 54% | DEER2022 | IPCC Fourth Assessment Report (AR4) (2007) | 2022-01-01 |  |  |  |  | 13396 |  | 10180.2 |  |  | 2024-03-25 17:13 |  | Deemed Ex Ante Team | 2024-03-25 17:13 | Created for RACC-FSC_v3.0 | Deemed Ex Ante Team
R-513A | HFO-1234yf 2,3,3,3-Tetrafluoropropene 56%; HFC-134a 1,1,1,2-Tetrafluoroethane 44% | DEER2022 | IPCC Fourth Assessment Report (AR4) (2007) | 2022-01-01 |  |  |  |  | 629.76 |  | 1685.76 |  |  | 2024-03-25 17:13 |  | Deemed Ex Ante Team | 2024-03-25 17:13 | Created for RACC-FSC_v3.0 | Deemed Ex Ante Team
R-514A | HFO 1336mzz(Z) - 74.7%; Trans-1,2-dichloroethylene (t-DCE) - 25.3% | DEER2022 | IPCC Fourth Assessment Report (AR4) (2007) | 2022-01-01 |  |  |  |  | 2 |  | 2 |  |  | 2024-03-25 17:13 |  | Deemed Ex Ante Team | 2024-03-25 17:13 | Created for RACC-FSC_v3.0 | Deemed Ex Ante Team
R-515A | R-1234ze(E) HFO 88%; HFC-227ea heptafluoropropane - 12% | DEER2022 | IPCC Fourth Assessment Report (AR4) (2007) | 2022-01-01 |  |  |  |  | 387.28 |  | 638.08 |  |  | 2024-03-25 17:13 |  | Deemed Ex Ante Team | 2024-03-25 17:13 | Created for RACC-FSC_v3.0 | Deemed Ex Ante Team
R-516A | HFO-1234yf 2,3,3,3-Tetrafluoropropene 77.5%; HFC-152a, 1,1-Difluoroethane 14%; HFC-134a 1,1,1,2-Tetrafluoroethane 8.5% | DEER2022 | IPCC Fourth Assessment Report (AR4) (2007) | 2022-01-01 |  |  |  |  | 139.69 |  | 387.51 |  |  | 2024-03-25 17:13 |  | Deemed Ex Ante Team | 2024-03-25 17:13 | Created for RACC-FSC_v3.0 | Deemed Ex Ante Team
SF6 Sulphur Hexafluoride | Sulphur Hexafluoride (SF6) | DEER2022 | IPCC Fourth Assessment Report (AR4) (2007) | 2022-01-01 |  | 1997-01-01 | 3200 |  | 22800 |  | 16300 |  | https://ww2.arb.ca.gov/resources/fact-sheets/hydrofluorocarbon-hfc-prohibitions-california | 2024-03-25 17:13 |  | Deemed Ex Ante Team | 2024-03-25 17:13 | Created for RACC-FSC_v3.0 | Deemed Ex Ante Team
SO2F2 Sulfuryl fluoride | Sulfuryl fluoride (SO2F2) | DEER2022 | IPCC Fourth Assessment Report (AR4) (2007) | 2022-01-01 |  |  | 36 | [6 empty] | 2024-03-25 17:13 |  | Deemed Ex Ante Team | 2024-03-25 17:13 | Created for RACC-FSC_v3.0 | Deemed Ex Ante Team
SP34E | HFC-134a 1,1,1,2-Tetrafluoroethane > 96%; Butane (R-600) C5H10 < 3.9% Additive < 0.1% | DEER2022 | IPCC Fourth Assessment Report (AR4) (2007) | 2022-01-01 |  |  |  |  | 1372.96 |  | 3676.96 |  | Retail Food Refrigeration table - https://ww2.arb.ca.gov/resources/fact-sheets/hydrofluorocarbon-hfc-prohibitions-california#_ftnref1 | 2024-03-25 17:13 |  | Deemed Ex Ante Team | 2024-03-25 17:13 | Created for RACC-FSC_v3.0 | Deemed Ex Ante Team
TDX20 see also R-458A | TDX20 from Bluon Energy; see also R-458A | DEER2022 | IPCC Fourth Assessment Report (AR4) (2007) | 2022-01-01 |  |  |  |  | 1650 |  |  |  |  | 2024-03-25 17:13 |  | Deemed Ex Ante Team | 2024-03-25 17:13 | Created for RACC-FSC_v3.0 | Deemed Ex Ante Team
THR-03 | THR-03, also THR03 | DEER2022 | IPCC Fourth Assessment Report (AR4) (2007) | 2022-01-01 |  |  |  |  | 954 |  |  |  | Retail Food Refrigeration table - https://ww2.arb.ca.gov/resources/fact-sheets/hydrofluorocarbon-hfc-prohibitions-california#_ftnref1 | 2024-03-25 17:13 |  | Deemed Ex Ante Team | 2024-03-25 17:13 | Created for RACC-FSC_v3.0 | Deemed Ex Ante Team
Trifluoromethyl iodide (CF3I) | Trifluoromethyl iodide (CF3I), trifluoroiodomethane | DEER2022 | IPCC Fourth Assessment Report (AR4) (2007) | 2022-01-01 |  |  | 0.01 |  | 1 |  | 1 |  |  | 2024-03-25 17:13 |  | Deemed Ex Ante Team | 2024-03-25 17:13 | Created for RACC-FSC_v3.0 | Deemed Ex Ante Team
Trifluoromethyl sulfur pentafluoride | Trifluoromethyl sulfur pentafluoride (SF5CF3) | DEER2022 | IPCC Fourth Assessment Report (AR4) (2007) | 2022-01-01 |  |  | 800 |  | 17700 |  |  |  |  | 2024-03-25 17:13 |  | Deemed Ex Ante Team | 2024-03-25 17:13 | Created for RACC-FSC_v3.0 | Deemed Ex Ante Team

## RefrigerantACC__DEER
RefrigerantACC_ID | Version | ACC_Vintage | CET_Vintage | DollarYear | PA | CostUnit | ModelYear | aCost | StartDate | ExpiryDate | Resolution | LastMod | LastModComment | LastModBy | Created | CreatedComment | CreatedBy | IsProposed | EmissionUnit | aEmission | SourceEnergyUnit | aSourceEnergy
GHG Adder from Electric ACC | DEER2022 | 2021ACC | 2022CET | 2020 | Any | $ (nominal)/metric tonne of CO2e | 2019 | 31.7715 | 2021-01-01 | 2023-12-31 | E-5150 | 2024-01-25 15:12 |  | Deemed Ex Ante Team | 2024-01-17 17:05 | For use with 2021 ACC Refrigerant Calculator v1a.xlsx and Fuel Substitution Calculator v1.1.xlsx | Deemed Ex Ante Team | 0 | metric tonne of CO2/MWh | 0.19506 | Btu/kWh | 3675.4622
GHG Adder from Electric ACC | DEER2022 | 2021ACC | 2022CET | 2020 | Any | $ (nominal)/metric tonne of CO2e | 2020 | 35.531 | 2021-01-01 | 2023-12-31 | E-5150 | 2024-01-25 15:12 |  | Deemed Ex Ante Team | 2024-01-17 17:05 | For use with 2021 ACC Refrigerant Calculator v1a.xlsx and Fuel Substitution Calculator v1.1.xlsx | Deemed Ex Ante Team | 0 | metric tonne of CO2/MWh | 0.18804 | Btu/kWh | 3543.1658
GHG Adder from Electric ACC | DEER2022 | 2021ACC | 2022CET | 2020 | Any | $ (nominal)/metric tonne of CO2e | 2021 | 38.2889 | 2021-01-01 | 2023-12-31 | E-5150 | 2024-01-25 15:12 |  | Deemed Ex Ante Team | 2024-01-17 17:05 | For use with 2021 ACC Refrigerant Calculator v1a.xlsx and Fuel Substitution Calculator v1.1.xlsx | Deemed Ex Ante Team | 0 | metric tonne of CO2/MWh | 0.18102 | Btu/kWh | 3410.8694
GHG Adder from Electric ACC | DEER2022 | 2021ACC | 2022CET | 2020 | Any | $ (nominal)/metric tonne of CO2e | 2022 | 41.2785 | 2021-01-01 | 2023-12-31 | E-5150 | 2024-01-25 15:12 |  | Deemed Ex Ante Team | 2024-01-17 17:05 | For use with 2021 ACC Refrigerant Calculator v1a.xlsx and Fuel Substitution Calculator v1.1.xlsx | Deemed Ex Ante Team | 0 | metric tonne of CO2/MWh | 0.174 | Btu/kWh | 3278.573
GHG Adder from Electric ACC | DEER2022 | 2021ACC | 2022CET | 2020 | Any | $ (nominal)/metric tonne of CO2e | 2023 | 44.4743 | 2021-01-01 | 2023-12-31 | E-5150 | 2024-01-25 15:12 |  | Deemed Ex Ante Team | 2024-01-17 17:05 | For use with 2021 ACC Refrigerant Calculator v1a.xlsx and Fuel Substitution Calculator v1.1.xlsx | Deemed Ex Ante Team | 0 | metric tonne of CO2/MWh | 0.18073 | Btu/kWh | 3405.5015
GHG Adder from Electric ACC | DEER2022 | 2021ACC | 2022CET | 2020 | Any | $ (nominal)/metric tonne of CO2e | 2024 | 47.9289 | 2021-01-01 | 2023-12-31 | E-5150 | 2024-01-25 15:12 |  | Deemed Ex Ante Team | 2024-01-17 17:05 | For use with 2021 ACC Refrigerant Calculator v1a.xlsx and Fuel Substitution Calculator v1.1.xlsx | Deemed Ex Ante Team | 0 | metric tonne of CO2/MWh | 0.18747 | Btu/kWh | 3532.4297
GHG Adder from Electric ACC | DEER2022 | 2021ACC | 2022CET | 2020 | Any | $ (nominal)/metric tonne of CO2e | 2025 | 51.6395 | 2021-01-01 | 2023-12-31 | E-5150 | 2024-01-25 15:12 |  | Deemed Ex Ante Team | 2024-01-17 17:05 | For use with 2021 ACC Refrigerant Calculator v1a.xlsx and Fuel Substitution Calculator v1.1.xlsx | Deemed Ex Ante Team | 0 | metric tonne of CO2/MWh | 0.1942 | Btu/kWh | 3659.3582
GHG Adder from Electric ACC | DEER2022 | 2021ACC | 2022CET | 2020 | Any | $ (nominal)/metric tonne of CO2e | 2026 | 55.6267 | 2021-01-01 | 2023-12-31 | E-5150 | 2024-01-25 15:12 |  | Deemed Ex Ante Team | 2024-01-17 17:05 | For use with 2021 ACC Refrigerant Calculator v1a.xlsx and Fuel Substitution Calculator v1.1.xlsx | Deemed Ex Ante Team | 0 | metric tonne of CO2/MWh | 0.20094 | Btu/kWh | 3786.2866
GHG Adder from Electric ACC | DEER2022 | 2021ACC | 2022CET | 2020 | Any | $ (nominal)/metric tonne of CO2e | 2027 | 59.9131 | 2021-01-01 | 2023-12-31 | E-5150 | 2024-01-25 15:12 |  | Deemed Ex Ante Team | 2024-01-17 17:05 | For use with 2021 ACC Refrigerant Calculator v1a.xlsx and Fuel Substitution Calculator v1.1.xlsx | Deemed Ex Ante Team | 0 | metric tonne of CO2/MWh | 0.19266 | Btu/kWh | 3630.2983
GHG Adder from Electric ACC | DEER2022 | 2021ACC | 2022CET | 2020 | Any | $ (nominal)/metric tonne of CO2e | 2028 | 64.5251 | 2021-01-01 | 2023-12-31 | E-5150 | 2024-01-25 15:12 |  | Deemed Ex Ante Team | 2024-01-17 17:05 | For use with 2021 ACC Refrigerant Calculator v1a.xlsx and Fuel Substitution Calculator v1.1.xlsx | Deemed Ex Ante Team | 0 | metric tonne of CO2/MWh | 0.18438 | Btu/kWh | 3474.3101
GHG Adder from Electric ACC | DEER2022 | 2021ACC | 2022CET | 2020 | Any | $ (nominal)/metric tonne of CO2e | 2029 | 69.504 | 2021-01-01 | 2023-12-31 | E-5150 | 2024-01-25 15:12 |  | Deemed Ex Ante Team | 2024-01-17 17:05 | For use with 2021 ACC Refrigerant Calculator v1a.xlsx and Fuel Substitution Calculator v1.1.xlsx | Deemed Ex Ante Team | 0 | metric tonne of CO2/MWh | 0.1761 | Btu/kWh | 3318.3218
GHG Adder from Electric ACC | DEER2022 | 2021ACC | 2022CET | 2020 | Any | $ (nominal)/metric tonne of CO2e | 2030 | 74.8724 | 2021-01-01 | 2023-12-31 | E-5150 | 2024-01-25 15:12 |  | Deemed Ex Ante Team | 2024-01-17 17:05 | For use with 2021 ACC Refrigerant Calculator v1a.xlsx and Fuel Substitution Calculator v1.1.xlsx | Deemed Ex Ante Team | 0 | metric tonne of CO2/MWh | 0.16783 | Btu/kWh | 3162.3335
GHG Adder from Electric ACC | DEER2022 | 2021ACC | 2022CET | 2020 | Any | $ (nominal)/metric tonne of CO2e | 2031 | 79.7624 | 2021-01-01 | 2023-12-31 | E-5150 | 2024-01-25 15:12 |  | Deemed Ex Ante Team | 2024-01-17 17:05 | For use with 2021 ACC Refrigerant Calculator v1a.xlsx and Fuel Substitution Calculator v1.1.xlsx | Deemed Ex Ante Team | 0 | metric tonne of CO2/MWh | 0.15838 | Btu/kWh | 2984.4163
GHG Adder from Electric ACC | DEER2022 | 2021ACC | 2022CET | 2020 | Any | $ (nominal)/metric tonne of CO2e | 2032 | 85.1605 | 2021-01-01 | 2023-12-31 | E-5150 | 2024-01-25 15:12 |  | Deemed Ex Ante Team | 2024-01-17 17:05 | For use with 2021 ACC Refrigerant Calculator v1a.xlsx and Fuel Substitution Calculator v1.1.xlsx | Deemed Ex Ante Team | 0 | metric tonne of CO2/MWh | 0.14894 | Btu/kWh | 2806.499
GHG Adder from Electric ACC | DEER2022 | 2021ACC | 2022CET | 2020 | Any | $ (nominal)/metric tonne of CO2e | 2033 | 91.112 | 2021-01-01 | 2023-12-31 | E-5150 | 2024-01-25 15:12 |  | Deemed Ex Ante Team | 2024-01-17 17:05 | For use with 2021 ACC Refrigerant Calculator v1a.xlsx and Fuel Substitution Calculator v1.1.xlsx | Deemed Ex Ante Team | 0 | metric tonne of CO2/MWh | 0.1395 | Btu/kWh | 2628.5818
GHG Adder from Electric ACC | DEER2022 | 2021ACC | 2022CET | 2020 | Any | $ (nominal)/metric tonne of CO2e | 2034 | 97.6658 | 2021-01-01 | 2023-12-31 | E-5150 | 2024-01-25 15:12 |  | Deemed Ex Ante Team | 2024-01-17 17:05 | For use with 2021 ACC Refrigerant Calculator v1a.xlsx and Fuel Substitution Calculator v1.1.xlsx | Deemed Ex Ante Team | 0 | metric tonne of CO2/MWh | 0.13006 | Btu/kWh | 2450.6646
GHG Adder from Electric ACC | DEER2022 | 2021ACC | 2022CET | 2020 | Any | $ (nominal)/metric tonne of CO2e | 2035 | 104.875 | 2021-01-01 | 2023-12-31 | E-5150 | 2024-01-25 15:12 |  | Deemed Ex Ante Team | 2024-01-17 17:05 | For use with 2021 ACC Refrigerant Calculator v1a.xlsx and Fuel Substitution Calculator v1.1.xlsx | Deemed Ex Ante Team | 0 | metric tonne of CO2/MWh | 0.12062 | Btu/kWh | 2272.7473
GHG Adder from Electric ACC | DEER2022 | 2021ACC | 2022CET | 2020 | Any | $ (nominal)/metric tonne of CO2e | 2036 | 112.7967 | 2021-01-01 | 2023-12-31 | E-5150 | 2024-01-25 15:12 |  | Deemed Ex Ante Team | 2024-01-17 17:05 | For use with 2021 ACC Refrigerant Calculator v1a.xlsx and Fuel Substitution Calculator v1.1.xlsx | Deemed Ex Ante Team | 0 | metric tonne of CO2/MWh | 0.11117 | Btu/kWh | 2094.8301
GHG Adder from Electric ACC | DEER2022 | 2021ACC | 2022CET | 2020 | Any | $ (nominal)/metric tonne of CO2e | 2037 | 121.4929 | 2021-01-01 | 2023-12-31 | E-5150 | 2024-01-25 15:12 |  | Deemed Ex Ante Team | 2024-01-17 17:05 | For use with 2021 ACC Refrigerant Calculator v1a.xlsx and Fuel Substitution Calculator v1.1.xlsx | Deemed Ex Ante Team | 0 | metric tonne of CO2/MWh | 0.10173 | Btu/kWh | 1916.9127
GHG Adder from Electric ACC | DEER2022 | 2021ACC | 2022CET | 2020 | Any | $ (nominal)/metric tonne of CO2e | 2038 | 131.0302 | 2021-01-01 | 2023-12-31 | E-5150 | 2024-01-25 15:12 |  | Deemed Ex Ante Team | 2024-01-17 17:05 | For use with 2021 ACC Refrigerant Calculator v1a.xlsx and Fuel Substitution Calculator v1.1.xlsx | Deemed Ex Ante Team | 0 | metric tonne of CO2/MWh | 0.092289 | Btu/kWh | 1738.9955
GHG Adder from Electric ACC | DEER2022 | 2021ACC | 2022CET | 2020 | Any | $ (nominal)/metric tonne of CO2e | 2039 | 141.481 | 2021-01-01 | 2023-12-31 | E-5150 | 2024-01-25 15:12 |  | Deemed Ex Ante Team | 2024-01-17 17:05 | For use with 2021 ACC Refrigerant Calculator v1a.xlsx and Fuel Substitution Calculator v1.1.xlsx | Deemed Ex Ante Team | 0 | metric tonne of CO2/MWh | 0.082847 | Btu/kWh | 1561.0782
GHG Adder from Electric ACC | DEER2022 | 2021ACC | 2022CET | 2020 | Any | $ (nominal)/metric tonne of CO2e | 2040 | 152.9233 | 2021-01-01 | 2023-12-31 | E-5150 | 2024-01-25 15:12 |  | Deemed Ex Ante Team | 2024-01-17 17:05 | For use with 2021 ACC Refrigerant Calculator v1a.xlsx and Fuel Substitution Calculator v1.1.xlsx | Deemed Ex Ante Team | 0 | metric tonne of CO2/MWh | 0.073405 | Btu/kWh | 1383.161
GHG Adder from Electric ACC | DEER2022 | 2021ACC | 2022CET | 2020 | Any | $ (nominal)/metric tonne of CO2e | 2041 | 165.4413 | 2021-01-01 | 2023-12-31 | E-5150 | 2024-01-25 15:12 |  | Deemed Ex Ante Team | 2024-01-17 17:05 | For use with 2021 ACC Refrigerant Calculator v1a.xlsx and Fuel Substitution Calculator v1.1.xlsx | Deemed Ex Ante Team | 0 | metric tonne of CO2/MWh | 0.063963 | Btu/kWh | 1205.2438
GHG Adder from Electric ACC | DEER2022 | 2021ACC | 2022CET | 2020 | Any | $ (nominal)/metric tonne of CO2e | 2042 | 179.1261 | 2021-01-01 | 2023-12-31 | E-5150 | 2024-01-25 15:12 |  | Deemed Ex Ante Team | 2024-01-17 17:05 | For use with 2021 ACC Refrigerant Calculator v1a.xlsx and Fuel Substitution Calculator v1.1.xlsx | Deemed Ex Ante Team | 0 | metric tonne of CO2/MWh | 0.054521 | Btu/kWh | 1027.3265
GHG Adder from Electric ACC | DEER2022 | 2021ACC | 2022CET | 2020 | Any | $ (nominal)/metric tonne of CO2e | 2043 | 194.0759 | 2021-01-01 | 2023-12-31 | E-5150 | 2024-01-25 15:12 |  | Deemed Ex Ante Team | 2024-01-17 17:05 | For use with 2021 ACC Refrigerant Calculator v1a.xlsx and Fuel Substitution Calculator v1.1.xlsx | Deemed Ex Ante Team | 0 | metric tonne of CO2/MWh | 0.045078 | Btu/kWh | 849.4093
GHG Adder from Electric ACC | DEER2022 | 2021ACC | 2022CET | 2020 | Any | $ (nominal)/metric tonne of CO2e | 2044 | 210.3968 | 2021-01-01 | 2023-12-31 | E-5150 | 2024-01-25 15:12 |  | Deemed Ex Ante Team | 2024-01-17 17:05 | For use with 2021 ACC Refrigerant Calculator v1a.xlsx and Fuel Substitution Calculator v1.1.xlsx | Deemed Ex Ante Team | 0 | metric tonne of CO2/MWh | 0.035636 | Btu/kWh | 671.4921
GHG Adder from Electric ACC | DEER2022 | 2021ACC | 2022CET | 2020 | Any | $ (nominal)/metric tonne of CO2e | 2045 | 228.2033 | 2021-01-01 | 2023-12-31 | E-5150 | 2024-01-25 15:12 |  | Deemed Ex Ante Team | 2024-01-17 17:05 | For use with 2021 ACC Refrigerant Calculator v1a.xlsx and Fuel Substitution Calculator v1.1.xlsx | Deemed Ex Ante Team | 0 | metric tonne of CO2/MWh | 0.026194 | Btu/kWh | 493.5748
GHG Adder from Electric ACC | DEER2022 | 2021ACC | 2022CET | 2020 | Any | $ (nominal)/metric tonne of CO2e | 2046 | 247.6191 | 2021-01-01 | 2023-12-31 | E-5150 | 2024-01-25 15:12 |  | Deemed Ex Ante Team | 2024-01-17 17:05 | For use with 2021 ACC Refrigerant Calculator v1a.xlsx and Fuel Substitution Calculator v1.1.xlsx | Deemed Ex Ante Team | 0 | metric tonne of CO2/MWh | 0.026194 | Btu/kWh | 493.5748
GHG Adder from Electric ACC | DEER2022 | 2021ACC | 2022CET | 2020 | Any | $ (nominal)/metric tonne of CO2e | 2047 | 268.7776 | 2021-01-01 | 2023-12-31 | E-5150 | 2024-01-25 15:12 |  | Deemed Ex Ante Team | 2024-01-17 17:05 | For use with 2021 ACC Refrigerant Calculator v1a.xlsx and Fuel Substitution Calculator v1.1.xlsx | Deemed Ex Ante Team | 0 | metric tonne of CO2/MWh | 0.026194 | Btu/kWh | 493.5748
GHG Adder from Electric ACC | DEER2022 | 2021ACC | 2022CET | 2020 | Any | $ (nominal)/metric tonne of CO2e | 2048 | 291.8228 | 2021-01-01 | 2023-12-31 | E-5150 | 2024-01-25 15:12 |  | Deemed Ex Ante Team | 2024-01-17 17:05 | For use with 2021 ACC Refrigerant Calculator v1a.xlsx and Fuel Substitution Calculator v1.1.xlsx | Deemed Ex Ante Team | 0 | metric tonne of CO2/MWh | 0.026194 | Btu/kWh | 493.5748
GHG Adder from Electric ACC | DEER2022 | 2021ACC | 2022CET | 2020 | Any | $ (nominal)/metric tonne of CO2e | 2049 | 316.9101 | 2021-01-01 | 2023-12-31 | E-5150 | 2024-01-25 15:12 |  | Deemed Ex Ante Team | 2024-01-17 17:05 | For use with 2021 ACC Refrigerant Calculator v1a.xlsx and Fuel Substitution Calculator v1.1.xlsx | Deemed Ex Ante Team | 0 | metric tonne of CO2/MWh | 0.026194 | Btu/kWh | 493.5748
GHG Adder from Electric ACC | DEER2022 | 2021ACC | 2022CET | 2020 | Any | $ (nominal)/metric tonne of CO2e | 2050 | 344.2071 | 2021-01-01 | 2023-12-31 | E-5150 | 2024-01-25 15:12 |  | Deemed Ex Ante Team | 2024-01-17 17:05 | For use with 2021 ACC Refrigerant Calculator v1a.xlsx and Fuel Substitution Calculator v1.1.xlsx | Deemed Ex Ante Team | 0 | metric tonne of CO2/MWh | 0.026194 | Btu/kWh | 493.5748
GHG Value from Natural Gas ACC | DEER2024 | 2022ACC | 2024CET | 2022 | Any | $ (nominal)/metric tonne of CO2e | 2021 | 122.5766 | 2024-01-01 | 2025-12-31 | E-5228 | 2024-09-26 09:46 | Set ExpiryDate | Deemed Ex Ante Team | 2024-01-17 17:05 | For use with RACC-FSC v3.0.xlsx | Deemed Ex Ante Team | 0 | metric tonne of CO2/MWh | 0.18855 | Btu/kWh | 3552.7949
GHG Value from Natural Gas ACC | DEER2024 | 2022ACC | 2024CET | 2022 | Any | $ (nominal)/metric tonne of CO2e | 2022 | 131.7984 | 2024-01-01 | 2025-12-31 | E-5228 | 2024-09-26 09:46 | Set ExpiryDate | Deemed Ex Ante Team | 2024-01-17 17:05 | For use with RACC-FSC v3.0.xlsx | Deemed Ex Ante Team | 0 | metric tonne of CO2/MWh | 0.18404 | Btu/kWh | 3467.8071
GHG Value from Natural Gas ACC | DEER2024 | 2022ACC | 2024CET | 2022 | Any | $ (nominal)/metric tonne of CO2e | 2023 | 141.7141 | 2024-01-01 | 2025-12-31 | E-5228 | 2024-09-26 09:46 | Set ExpiryDate | Deemed Ex Ante Team | 2024-01-17 17:05 | For use with RACC-FSC v3.0.xlsx | Deemed Ex Ante Team | 0 | metric tonne of CO2/MWh | 0.17119 | Btu/kWh | 3225.8069
GHG Value from Natural Gas ACC | DEER2024 | 2022ACC | 2024CET | 2022 | Any | $ (nominal)/metric tonne of CO2e | 2024 | 152.3757 | 2024-01-01 | 2025-12-31 | E-5228 | 2024-09-26 09:46 | Set ExpiryDate | Deemed Ex Ante Team | 2024-01-17 17:05 | For use with RACC-FSC v3.0.xlsx | Deemed Ex Ante Team | 0 | metric tonne of CO2/MWh | 0.17782 | Btu/kWh | 3350.6963
GHG Value from Natural Gas ACC | DEER2024 | 2022ACC | 2024CET | 2022 | Any | $ (nominal)/metric tonne of CO2e | 2025 | 163.8394 | 2024-01-01 | 2025-12-31 | E-5228 | 2024-09-26 09:46 | Set ExpiryDate | Deemed Ex Ante Team | 2024-01-17 17:05 | For use with RACC-FSC v3.0.xlsx | Deemed Ex Ante Team | 0 | metric tonne of CO2/MWh | 0.17559 | Btu/kWh | 3308.6548
GHG Value from Natural Gas ACC | DEER2024 | 2022ACC | 2024CET | 2022 | Any | $ (nominal)/metric tonne of CO2e | 2026 | 176.1656 | 2024-01-01 | 2025-12-31 | E-5228 | 2024-09-26 09:46 | Set ExpiryDate | Deemed Ex Ante Team | 2024-01-17 17:05 | For use with RACC-FSC v3.0.xlsx | Deemed Ex Ante Team | 0 | metric tonne of CO2/MWh | 0.17558 | Btu/kWh | 3308.4204
GHG Value from Natural Gas ACC | DEER2024 | 2022ACC | 2024CET | 2022 | Any | $ (nominal)/metric tonne of CO2e | 2027 | 189.4192 | 2024-01-01 | 2025-12-31 | E-5228 | 2024-09-26 09:46 | Set ExpiryDate | Deemed Ex Ante Team | 2024-01-17 17:05 | For use with RACC-FSC v3.0.xlsx | Deemed Ex Ante Team | 0 | metric tonne of CO2/MWh | 0.16938 | Btu/kWh | 3191.6921
GHG Value from Natural Gas ACC | DEER2024 | 2022ACC | 2024CET | 2022 | Any | $ (nominal)/metric tonne of CO2e | 2028 | 203.6698 | 2024-01-01 | 2025-12-31 | E-5228 | 2024-09-26 09:46 | Set ExpiryDate | Deemed Ex Ante Team | 2024-01-17 17:05 | For use with RACC-FSC v3.0.xlsx | Deemed Ex Ante Team | 0 | metric tonne of CO2/MWh | 0.16319 | Btu/kWh | 3074.9641
GHG Value from Natural Gas ACC | DEER2024 | 2022ACC | 2024CET | 2022 | Any | $ (nominal)/metric tonne of CO2e | 2029 | 218.9925 | 2024-01-01 | 2025-12-31 | E-5228 | 2024-09-26 09:46 | Set ExpiryDate | Deemed Ex Ante Team | 2024-01-17 17:05 | For use with RACC-FSC v3.0.xlsx | Deemed Ex Ante Team | 0 | metric tonne of CO2/MWh | 0.14995 | Btu/kWh | 2825.4912
GHG Value from Natural Gas ACC | DEER2024 | 2022ACC | 2024CET | 2022 | Any | $ (nominal)/metric tonne of CO2e | 2030 | 235.4681 | 2024-01-01 | 2025-12-31 | E-5228 | 2024-09-26 09:46 | Set ExpiryDate | Deemed Ex Ante Team | 2024-01-17 17:05 | For use with RACC-FSC v3.0.xlsx | Deemed Ex Ante Team | 0 | metric tonne of CO2/MWh | 0.13671 | Btu/kWh | 2576.0183
GHG Value from Natural Gas ACC | DEER2024 | 2022ACC | 2024CET | 2022 | Any | $ (nominal)/metric tonne of CO2e | 2031 | 253.1831 | 2024-01-01 | 2025-12-31 | E-5228 | 2024-09-26 09:46 | Set ExpiryDate | Deemed Ex Ante Team | 2024-01-17 17:05 | For use with RACC-FSC v3.0.xlsx | Deemed Ex Ante Team | 0 | metric tonne of CO2/MWh | 0.13226 | Btu/kWh | 2492.1509
GHG Value from Natural Gas ACC | DEER2024 | 2022ACC | 2024CET | 2022 | Any | $ (nominal)/metric tonne of CO2e | 2032 | 272.2309 | 2024-01-01 | 2025-12-31 | E-5228 | 2024-09-26 09:46 | Set ExpiryDate | Deemed Ex Ante Team | 2024-01-17 17:05 | For use with RACC-FSC v3.0.xlsx | Deemed Ex Ante Team | 0 | metric tonne of CO2/MWh | 0.12781 | Btu/kWh | 2408.2837
GHG Value from Natural Gas ACC | DEER2024 | 2022ACC | 2024CET | 2022 | Any | $ (nominal)/metric tonne of CO2e | 2033 | 292.7118 | 2024-01-01 | 2025-12-31 | E-5228 | 2024-09-26 09:46 | Set ExpiryDate | Deemed Ex Ante Team | 2024-01-17 17:05 | For use with RACC-FSC v3.0.xlsx | Deemed Ex Ante Team | 0 | metric tonne of CO2/MWh | 0.12124 | Btu/kWh | 2284.5168
GHG Value from Natural Gas ACC | DEER2024 | 2022ACC | 2024CET | 2022 | Any | $ (nominal)/metric tonne of CO2e | 2034 | 314.7335 | 2024-01-01 | 2025-12-31 | E-5228 | 2024-09-26 09:46 | Set ExpiryDate | Deemed Ex Ante Team | 2024-01-17 17:05 | For use with RACC-FSC v3.0.xlsx | Deemed Ex Ante Team | 0 | metric tonne of CO2/MWh | 0.11467 | Btu/kWh | 2160.7502
GHG Value from Natural Gas ACC | DEER2024 | 2022ACC | 2024CET | 2022 | Any | $ (nominal)/metric tonne of CO2e | 2035 | 338.4119 | 2024-01-01 | 2025-12-31 | E-5228 | 2024-09-26 09:46 | Set ExpiryDate | Deemed Ex Ante Team | 2024-01-17 17:05 | For use with RACC-FSC v3.0.xlsx | Deemed Ex Ante Team | 0 | metric tonne of CO2/MWh | 0.1081 | Btu/kWh | 2036.9836
GHG Value from Natural Gas ACC | DEER2024 | 2022ACC | 2024CET | 2022 | Any | $ (nominal)/metric tonne of CO2e | 2036 | 363.8718 | 2024-01-01 | 2025-12-31 | E-5228 | 2024-09-26 09:46 | Set ExpiryDate | Deemed Ex Ante Team | 2024-01-17 17:05 | For use with RACC-FSC v3.0.xlsx | Deemed Ex Ante Team | 0 | metric tonne of CO2/MWh | 0.10188 | Btu/kWh | 1919.637
GHG Value from Natural Gas ACC | DEER2024 | 2022ACC | 2024CET | 2022 | Any | $ (nominal)/metric tonne of CO2e | 2037 | 391.2471 | 2024-01-01 | 2025-12-31 | E-5228 | 2024-09-26 09:46 | Set ExpiryDate | Deemed Ex Ante Team | 2024-01-17 17:05 | For use with RACC-FSC v3.0.xlsx | Deemed Ex Ante Team | 0 | metric tonne of CO2/MWh | 0.095648 | Btu/kWh | 1802.2904
GHG Value from Natural Gas ACC | DEER2024 | 2022ACC | 2024CET | 2022 | Any | $ (nominal)/metric tonne of CO2e | 2038 | 420.6819 | 2024-01-01 | 2025-12-31 | E-5228 | 2024-09-26 09:46 | Set ExpiryDate | Deemed Ex Ante Team | 2024-01-17 17:05 | For use with RACC-FSC v3.0.xlsx | Deemed Ex Ante Team | 0 | metric tonne of CO2/MWh | 0.089421 | Btu/kWh | 1684.9437
GHG Value from Natural Gas ACC | DEER2024 | 2022ACC | 2024CET | 2022 | Any | $ (nominal)/metric tonne of CO2e | 2039 | 452.3312 | 2024-01-01 | 2025-12-31 | E-5228 | 2024-09-26 09:46 | Set ExpiryDate | Deemed Ex Ante Team | 2024-01-17 17:05 | For use with RACC-FSC v3.0.xlsx | Deemed Ex Ante Team | 0 | metric tonne of CO2/MWh | 0.083193 | Btu/kWh | 1567.597
GHG Value from Natural Gas ACC | DEER2024 | 2022ACC | 2024CET | 2022 | Any | $ (nominal)/metric tonne of CO2e | 2040 | 486.3616 | 2024-01-01 | 2025-12-31 | E-5228 | 2024-09-26 09:46 | Set ExpiryDate | Deemed Ex Ante Team | 2024-01-17 17:05 | For use with RACC-FSC v3.0.xlsx | Deemed Ex Ante Team | 0 | metric tonne of CO2/MWh | 0.076965 | Btu/kWh | 1450.2505
GHG Value from Natural Gas ACC | DEER2024 | 2022ACC | 2024CET | 2022 | Any | $ (nominal)/metric tonne of CO2e | 2041 | 522.9522 | 2024-01-01 | 2025-12-31 | E-5228 | 2024-09-26 09:46 | Set ExpiryDate | Deemed Ex Ante Team | 2024-01-17 17:05 | For use with RACC-FSC v3.0.xlsx | Deemed Ex Ante Team | 0 | metric tonne of CO2/MWh | 0.071557 | Btu/kWh | 1348.3472
GHG Value from Natural Gas ACC | DEER2024 | 2022ACC | 2024CET | 2022 | Any | $ (nominal)/metric tonne of CO2e | 2042 | 562.2956 | 2024-01-01 | 2025-12-31 | E-5228 | 2024-09-26 09:46 | Set ExpiryDate | Deemed Ex Ante Team | 2024-01-17 17:05 | For use with RACC-FSC v3.0.xlsx | Deemed Ex Ante Team | 0 | metric tonne of CO2/MWh | 0.066149 | Btu/kWh | 1246.444
GHG Value from Natural Gas ACC | DEER2024 | 2022ACC | 2024CET | 2022 | Any | $ (nominal)/metric tonne of CO2e | 2043 | 604.599 | 2024-01-01 | 2025-12-31 | E-5228 | 2024-09-26 09:46 | Set ExpiryDate | Deemed Ex Ante Team | 2024-01-17 17:05 | For use with RACC-FSC v3.0.xlsx | Deemed Ex Ante Team | 0 | metric tonne of CO2/MWh | 0.060741 | Btu/kWh | 1144.5406
GHG Value from Natural Gas ACC | DEER2024 | 2022ACC | 2024CET | 2022 | Any | $ (nominal)/metric tonne of CO2e | 2044 | 650.085 | 2024-01-01 | 2025-12-31 | E-5228 | 2024-09-26 09:46 | Set ExpiryDate | Deemed Ex Ante Team | 2024-01-17 17:05 | For use with RACC-FSC v3.0.xlsx | Deemed Ex Ante Team | 0 | metric tonne of CO2/MWh | 0.055333 | Btu/kWh | 1042.6373
GHG Value from Natural Gas ACC | DEER2024 | 2022ACC | 2024CET | 2022 | Any | $ (nominal)/metric tonne of CO2e | 2045 | 698.993 | 2024-01-01 | 2025-12-31 | E-5228 | 2024-09-26 09:46 | Set ExpiryDate | Deemed Ex Ante Team | 2024-01-17 17:05 | For use with RACC-FSC v3.0.xlsx | Deemed Ex Ante Team | 0 | metric tonne of CO2/MWh | 0.049925 | Btu/kWh | 940.7341
GHG Value from Natural Gas ACC | DEER2024 | 2022ACC | 2024CET | 2022 | Any | $ (nominal)/metric tonne of CO2e | 2046 | 751.5806 | 2024-01-01 | 2025-12-31 | E-5228 | 2024-09-26 09:46 | Set ExpiryDate | Deemed Ex Ante Team | 2024-01-17 17:05 | For use with RACC-FSC v3.0.xlsx | Deemed Ex Ante Team | 0 | metric tonne of CO2/MWh | 0.049925 | Btu/kWh | 940.7341
GHG Value from Natural Gas ACC | DEER2024 | 2022ACC | 2024CET | 2022 | Any | $ (nominal)/metric tonne of CO2e | 2047 | 808.1245 | 2024-01-01 | 2025-12-31 | E-5228 | 2024-09-26 09:46 | Set ExpiryDate | Deemed Ex Ante Team | 2024-01-17 17:05 | For use with RACC-FSC v3.0.xlsx | Deemed Ex Ante Team | 0 | metric tonne of CO2/MWh | 0.049925 | Btu/kWh | 940.7341
GHG Value from Natural Gas ACC | DEER2024 | 2022ACC | 2024CET | 2022 | Any | $ (nominal)/metric tonne of CO2e | 2048 | 868.9224 | 2024-01-01 | 2025-12-31 | E-5228 | 2024-09-26 09:46 | Set ExpiryDate | Deemed Ex Ante Team | 2024-01-17 17:05 | For use with RACC-FSC v3.0.xlsx | Deemed Ex Ante Team | 0 | metric tonne of CO2/MWh | 0.049925 | Btu/kWh | 940.7341
GHG Value from Natural Gas ACC | DEER2024 | 2022ACC | 2024CET | 2022 | Any | $ (nominal)/metric tonne of CO2e | 2049 | 934.2943 | 2024-01-01 | 2025-12-31 | E-5228 | 2024-09-26 09:46 | Set ExpiryDate | Deemed Ex Ante Team | 2024-01-17 17:05 | For use with RACC-FSC v3.0.xlsx | Deemed Ex Ante Team | 0 | metric tonne of CO2/MWh | 0.049925 | Btu/kWh | 940.7341
GHG Value from Natural Gas ACC | DEER2024 | 2022ACC | 2024CET | 2022 | Any | $ (nominal)/metric tonne of CO2e | 2050 | 1004.5844 | 2024-01-01 | 2025-12-31 | E-5228 | 2024-09-26 09:46 | Set ExpiryDate | Deemed Ex Ante Team | 2024-01-17 17:05 | For use with RACC-FSC v3.0.xlsx | Deemed Ex Ante Team | 0 | metric tonne of CO2/MWh | 0.049925 | Btu/kWh | 940.7341
GHG Value from Natural Gas ACC | DEER2024 | 2022ACC | 2024CET | 2022 | Any | $ (nominal)/metric tonne of CO2e | 2051 | 1080.1626 | 2024-01-01 | 2025-12-31 | E-5228 | 2024-09-26 09:46 | Set ExpiryDate | Deemed Ex Ante Team | 2024-01-17 17:05 | For use with RACC-FSC v3.0.xlsx | Deemed Ex Ante Team | 0 | metric tonne of CO2/MWh | 0.049925 | Btu/kWh | 940.7341
GHG Value from Natural Gas ACC | DEER2024 | 2022ACC | 2024CET | 2022 | Any | $ (nominal)/metric tonne of CO2e | 2052 | 1161.4269 | 2024-01-01 | 2025-12-31 | E-5228 | 2024-09-26 09:46 | Set ExpiryDate | Deemed Ex Ante Team | 2024-01-17 17:05 | For use with RACC-FSC v3.0.xlsx | Deemed Ex Ante Team | 0 | metric tonne of CO2/MWh | 0.049925 | Btu/kWh | 940.7341
GHG Value from Natural Gas ACC | DEER2024 | 2022ACC |  | 2022 | Any | $ (nominal)/metric tonne of CO2e | 2053 | 1249.5797 | 2024-01-01 | 2025-12-31 |  | 2024-09-26 09:46 | Set ExpiryDate | Deemed Ex Ante Team | 2024-03-30 13:42 | For use with RACC-FSC v3.0.xlsx (extrapolated from 2022ACC values) | Deemed Ex Ante Team | 0 | metric tonne of CO2/MWh | 0.049925 | Btu/kWh | 940.7341
GHG Value from Natural Gas ACC | DEER2024 | 2022ACC |  | 2022 | Any | $ (nominal)/metric tonne of CO2e | 2054 | 1343.5901 | 2024-01-01 | 2025-12-31 |  | 2024-09-26 09:46 | Set ExpiryDate | Deemed Ex Ante Team | 2024-03-30 13:42 | For use with RACC-FSC v3.0.xlsx (extrapolated from 2022ACC values) | Deemed Ex Ante Team | 0 | metric tonne of CO2/MWh | 0.049925 | Btu/kWh | 940.7341
GHG Value from Natural Gas ACC | DEER2024 | 2022ACC |  | 2022 | Any | $ (nominal)/metric tonne of CO2e | 2055 | 1444.6733 | 2024-01-01 | 2025-12-31 |  | 2024-09-26 09:46 | Set ExpiryDate | Deemed Ex Ante Team | 2024-03-30 13:42 | For use with RACC-FSC v3.0.xlsx (extrapolated from 2022ACC values) | Deemed Ex Ante Team | 0 | metric tonne of CO2/MWh | 0.049925 | Btu/kWh | 940.7341
GHG Value from Natural Gas ACC | DEER2024 | 2022ACC |  | 2022 | Any | $ (nominal)/metric tonne of CO2e | 2056 | 1553.3614 | 2024-01-01 | 2025-12-31 |  | 2024-09-26 09:46 | Set ExpiryDate | Deemed Ex Ante Team | 2024-03-30 13:42 | For use with RACC-FSC v3.0.xlsx (extrapolated from 2022ACC values) | Deemed Ex Ante Team | 0 | metric tonne of CO2/MWh | 0.049925 | Btu/kWh | 940.7341
GHG Value from Natural Gas ACC | DEER2024 | 2022ACC |  | 2022 | Any | $ (nominal)/metric tonne of CO2e | 2057 | 1670.2265 | 2024-01-01 | 2025-12-31 |  | 2024-09-26 09:46 | Set ExpiryDate | Deemed Ex Ante Team | 2024-03-30 13:42 | For use with RACC-FSC v3.0.xlsx (extrapolated from 2022ACC values) | Deemed Ex Ante Team | 0 | metric tonne of CO2/MWh | 0.049925 | Btu/kWh | 940.7341
GHG Value from Natural Gas ACC | DEER2024 | 2022ACC |  | 2022 | Any | $ (nominal)/metric tonne of CO2e | 2058 | 1795.8837 | 2024-01-01 | 2025-12-31 |  | 2024-09-26 09:46 | Set ExpiryDate | Deemed Ex Ante Team | 2024-03-30 13:42 | For use with RACC-FSC v3.0.xlsx (extrapolated from 2022ACC values) | Deemed Ex Ante Team | 0 | metric tonne of CO2/MWh | 0.049925 | Btu/kWh | 940.7341
GHG Value from Natural Gas ACC | DEER2024 | 2022ACC |  | 2022 | Any | $ (nominal)/metric tonne of CO2e | 2059 | 1930.9946 | 2024-01-01 | 2025-12-31 |  | 2024-09-26 09:46 | Set ExpiryDate | Deemed Ex Ante Team | 2024-03-30 13:42 | For use with RACC-FSC v3.0.xlsx (extrapolated from 2022ACC values) | Deemed Ex Ante Team | 0 | metric tonne of CO2/MWh | 0.049925 | Btu/kWh | 940.7341
GHG Value from Natural Gas ACC | DEER2024 | 2022ACC |  | 2022 | Any | $ (nominal)/metric tonne of CO2e | 2060 | 2076.2704 | 2024-01-01 | 2025-12-31 |  | 2024-09-26 09:46 | Set ExpiryDate | Deemed Ex Ante Team | 2024-03-30 13:42 | For use with RACC-FSC v3.0.xlsx (extrapolated from 2022ACC values) | Deemed Ex Ante Team | 0 | metric tonne of CO2/MWh | 0.049925 | Btu/kWh | 940.7341
GHG Value from Natural Gas ACC | DEER2024 | 2022ACC |  | 2022 | Any | $ (nominal)/metric tonne of CO2e | 2061 | 2232.4759 | 2024-01-01 | 2025-12-31 |  | 2024-09-26 09:46 | Set ExpiryDate | Deemed Ex Ante Team | 2024-03-30 13:42 | For use with RACC-FSC v3.0.xlsx (extrapolated from 2022ACC values) | Deemed Ex Ante Team | 0 | metric tonne of CO2/MWh | 0.049925 | Btu/kWh | 940.7341
GHG Value from Natural Gas ACC | DEER2024 | 2022ACC |  | 2022 | Any | $ (nominal)/metric tonne of CO2e | 2062 | 2400.4332 | 2024-01-01 | 2025-12-31 |  | 2024-09-26 09:46 | Set ExpiryDate | Deemed Ex Ante Team | 2024-03-30 13:42 | For use with RACC-FSC v3.0.xlsx (extrapolated from 2022ACC values) | Deemed Ex Ante Team | 0 | metric tonne of CO2/MWh | 0.049925 | Btu/kWh | 940.7341
GHG Value from Natural Gas ACC | DEER2024 | 2022ACC |  | 2022 | Any | $ (nominal)/metric tonne of CO2e | 2063 | 2581.0266 | 2024-01-01 | 2025-12-31 |  | 2024-09-26 09:46 | Set ExpiryDate | Deemed Ex Ante Team | 2024-03-30 13:42 | For use with RACC-FSC v3.0.xlsx (extrapolated from 2022ACC values) | Deemed Ex Ante Team | 0 | metric tonne of CO2/MWh | 0.049925 | Btu/kWh | 940.7341
GHG Value from Natural Gas ACC | DEER2024 | 2022ACC |  | 2022 | Any | $ (nominal)/metric tonne of CO2e | 2064 | 2775.2067 | 2024-01-01 | 2025-12-31 |  | 2024-09-26 09:46 | Set ExpiryDate | Deemed Ex Ante Team | 2024-03-30 13:42 | For use with RACC-FSC v3.0.xlsx (extrapolated from 2022ACC values) | Deemed Ex Ante Team | 0 | metric tonne of CO2/MWh | 0.049925 | Btu/kWh | 940.7341
GHG Value from Natural Gas ACC | DEER2024 | 2022ACC |  | 2022 | Any | $ (nominal)/metric tonne of CO2e | 2065 | 2983.9956 | 2024-01-01 | 2025-12-31 |  | 2024-09-26 09:46 | Set ExpiryDate | Deemed Ex Ante Team | 2024-03-30 13:42 | For use with RACC-FSC v3.0.xlsx (extrapolated from 2022ACC values) | Deemed Ex Ante Team | 0 | metric tonne of CO2/MWh | 0.049925 | Btu/kWh | 940.7341
GHG Value from Natural Gas ACC | DEER2024 | 2022ACC |  | 2022 | Any | $ (nominal)/metric tonne of CO2e | 2066 | 3208.4926 | 2024-01-01 | 2025-12-31 |  | 2024-09-26 09:46 | Set ExpiryDate | Deemed Ex Ante Team | 2024-03-30 13:42 | For use with RACC-FSC v3.0.xlsx (extrapolated from 2022ACC values) | Deemed Ex Ante Team | 0 | metric tonne of CO2/MWh | 0.049925 | Btu/kWh | 940.7341
GHG Value from Natural Gas ACC | DEER2024 | 2022ACC |  | 2022 | Any | $ (nominal)/metric tonne of CO2e | 2067 | 3449.8792 | 2024-01-01 | 2025-12-31 |  | 2024-09-26 09:46 | Set ExpiryDate | Deemed Ex Ante Team | 2024-03-30 13:42 | For use with RACC-FSC v3.0.xlsx (extrapolated from 2022ACC values) | Deemed Ex Ante Team | 0 | metric tonne of CO2/MWh | 0.049925 | Btu/kWh | 940.7341
GHG Value from Natural Gas ACC | DEER2024 | 2022ACC |  | 2022 | Any | $ (nominal)/metric tonne of CO2e | 2068 | 3709.4263 | 2024-01-01 | 2025-12-31 |  | 2024-09-26 09:46 | Set ExpiryDate | Deemed Ex Ante Team | 2024-03-30 13:42 | For use with RACC-FSC v3.0.xlsx (extrapolated from 2022ACC values) | Deemed Ex Ante Team | 0 | metric tonne of CO2/MWh | 0.049925 | Btu/kWh | 940.7341
GHG Value from Natural Gas ACC | DEER2026 | 2024ACC | 2026CET | 2024 | Any | $ (nominal)/metric tonne of CO2e | 2023 | 140.82 | 2026-01-01 |  | TBD | 2024-09-26 09:56 |  | Deemed Ex Ante Team | 2024-09-26 09:56 | aCost values per '[2024 ACC Gas Model v1a.xlsx]Emissions'!$G$19:$AL$19, aEmission values per '[2024 ACC Electric Model v1a(2).xlsb]Emissions'!$S$37:$AX$37, and aSourceEnergy values per '[2024 ACC Electric Model v1a(2).xlsb]Emissions'!$S$38:$AX$38. | Deemed Ex Ante Team | 1 | metric tonne of CO2/MWh | 0.206 | Btu/kWh | 3873
GHG Value from Natural Gas ACC | DEER2026 | 2024ACC | 2026CET | 2024 | Any | $ (nominal)/metric tonne of CO2e | 2024 | 151.09 | 2026-01-01 |  | TBD | 2024-09-26 09:56 |  | Deemed Ex Ante Team | 2024-09-26 09:56 | aCost values per '[2024 ACC Gas Model v1a.xlsx]Emissions'!$G$19:$AL$19, aEmission values per '[2024 ACC Electric Model v1a(2).xlsb]Emissions'!$S$37:$AX$37, and aSourceEnergy values per '[2024 ACC Electric Model v1a(2).xlsb]Emissions'!$S$38:$AX$38. | Deemed Ex Ante Team | 1 | metric tonne of CO2/MWh | 0.194 | Btu/kWh | 3656
GHG Value from Natural Gas ACC | DEER2026 | 2024ACC | 2026CET | 2024 | Any | $ (nominal)/metric tonne of CO2e | 2025 | 162.12 | 2026-01-01 |  | TBD | 2024-09-26 09:56 |  | Deemed Ex Ante Team | 2024-09-26 09:56 | aCost values per '[2024 ACC Gas Model v1a.xlsx]Emissions'!$G$19:$AL$19, aEmission values per '[2024 ACC Electric Model v1a(2).xlsb]Emissions'!$S$37:$AX$37, and aSourceEnergy values per '[2024 ACC Electric Model v1a(2).xlsb]Emissions'!$S$38:$AX$38. | Deemed Ex Ante Team | 1 | metric tonne of CO2/MWh | 0.203 | Btu/kWh | 3821
GHG Value from Natural Gas ACC | DEER2026 | 2024ACC | 2026CET | 2024 | Any | $ (nominal)/metric tonne of CO2e | 2026 | 173.95 | 2026-01-01 |  | TBD | 2024-09-26 09:56 |  | Deemed Ex Ante Team | 2024-09-26 09:56 | aCost values per '[2024 ACC Gas Model v1a.xlsx]Emissions'!$G$19:$AL$19, aEmission values per '[2024 ACC Electric Model v1a(2).xlsb]Emissions'!$S$37:$AX$37, and aSourceEnergy values per '[2024 ACC Electric Model v1a(2).xlsb]Emissions'!$S$38:$AX$38. | Deemed Ex Ante Team | 1 | metric tonne of CO2/MWh | 0.181 | Btu/kWh | 3415
GHG Value from Natural Gas ACC | DEER2026 | 2024ACC | 2026CET | 2024 | Any | $ (nominal)/metric tonne of CO2e | 2027 | 186.64 | 2026-01-01 |  | TBD | 2024-09-26 09:56 |  | Deemed Ex Ante Team | 2024-09-26 09:56 | aCost values per '[2024 ACC Gas Model v1a.xlsx]Emissions'!$G$19:$AL$19, aEmission values per '[2024 ACC Electric Model v1a(2).xlsb]Emissions'!$S$37:$AX$37, and aSourceEnergy values per '[2024 ACC Electric Model v1a(2).xlsb]Emissions'!$S$38:$AX$38. | Deemed Ex Ante Team | 1 | metric tonne of CO2/MWh | 0.167 | Btu/kWh | 3142
GHG Value from Natural Gas ACC | DEER2026 | 2024ACC | 2026CET | 2024 | Any | $ (nominal)/metric tonne of CO2e | 2028 | 200.26 | 2026-01-01 |  | TBD | 2024-09-26 09:56 |  | Deemed Ex Ante Team | 2024-09-26 09:56 | aCost values per '[2024 ACC Gas Model v1a.xlsx]Emissions'!$G$19:$AL$19, aEmission values per '[2024 ACC Electric Model v1a(2).xlsb]Emissions'!$S$37:$AX$37, and aSourceEnergy values per '[2024 ACC Electric Model v1a(2).xlsb]Emissions'!$S$38:$AX$38. | Deemed Ex Ante Team | 1 | metric tonne of CO2/MWh | 0.152 | Btu/kWh | 2869
GHG Value from Natural Gas ACC | DEER2026 | 2024ACC | 2026CET | 2024 | Any | $ (nominal)/metric tonne of CO2e | 2029 | 214.87 | 2026-01-01 |  | TBD | 2024-09-26 09:56 |  | Deemed Ex Ante Team | 2024-09-26 09:56 | aCost values per '[2024 ACC Gas Model v1a.xlsx]Emissions'!$G$19:$AL$19, aEmission values per '[2024 ACC Electric Model v1a(2).xlsb]Emissions'!$S$37:$AX$37, and aSourceEnergy values per '[2024 ACC Electric Model v1a(2).xlsb]Emissions'!$S$38:$AX$38. | Deemed Ex Ante Team | 1 | metric tonne of CO2/MWh | 0.133 | Btu/kWh | 2511
GHG Value from Natural Gas ACC | DEER2026 | 2024ACC | 2026CET | 2024 | Any | $ (nominal)/metric tonne of CO2e | 2030 | 230.55 | 2026-01-01 |  | TBD | 2024-09-26 09:56 |  | Deemed Ex Ante Team | 2024-09-26 09:56 | aCost values per '[2024 ACC Gas Model v1a.xlsx]Emissions'!$G$19:$AL$19, aEmission values per '[2024 ACC Electric Model v1a(2).xlsb]Emissions'!$S$37:$AX$37, and aSourceEnergy values per '[2024 ACC Electric Model v1a(2).xlsb]Emissions'!$S$38:$AX$38. | Deemed Ex Ante Team | 1 | metric tonne of CO2/MWh | 0.114 | Btu/kWh | 2153
GHG Value from Natural Gas ACC | DEER2026 | 2024ACC | 2026CET | 2024 | Any | $ (nominal)/metric tonne of CO2e | 2031 | 247.37 | 2026-01-01 |  | TBD | 2024-09-26 09:56 |  | Deemed Ex Ante Team | 2024-09-26 09:56 | aCost values per '[2024 ACC Gas Model v1a.xlsx]Emissions'!$G$19:$AL$19, aEmission values per '[2024 ACC Electric Model v1a(2).xlsb]Emissions'!$S$37:$AX$37, and aSourceEnergy values per '[2024 ACC Electric Model v1a(2).xlsb]Emissions'!$S$38:$AX$38. | Deemed Ex Ante Team | 1 | metric tonne of CO2/MWh | 0.108 | Btu/kWh | 2039
GHG Value from Natural Gas ACC | DEER2026 | 2024ACC | 2026CET | 2024 | Any | $ (nominal)/metric tonne of CO2e | 2032 | 265.42 | 2026-01-01 |  | TBD | 2024-09-26 09:56 |  | Deemed Ex Ante Team | 2024-09-26 09:56 | aCost values per '[2024 ACC Gas Model v1a.xlsx]Emissions'!$G$19:$AL$19, aEmission values per '[2024 ACC Electric Model v1a(2).xlsb]Emissions'!$S$37:$AX$37, and aSourceEnergy values per '[2024 ACC Electric Model v1a(2).xlsb]Emissions'!$S$38:$AX$38. | Deemed Ex Ante Team | 1 | metric tonne of CO2/MWh | 0.102 | Btu/kWh | 1926
GHG Value from Natural Gas ACC | DEER2026 | 2024ACC | 2026CET | 2024 | Any | $ (nominal)/metric tonne of CO2e | 2033 | 284.79 | 2026-01-01 |  | TBD | 2024-09-26 09:56 |  | Deemed Ex Ante Team | 2024-09-26 09:56 | aCost values per '[2024 ACC Gas Model v1a.xlsx]Emissions'!$G$19:$AL$19, aEmission values per '[2024 ACC Electric Model v1a(2).xlsb]Emissions'!$S$37:$AX$37, and aSourceEnergy values per '[2024 ACC Electric Model v1a(2).xlsb]Emissions'!$S$38:$AX$38. | Deemed Ex Ante Team | 1 | metric tonne of CO2/MWh | 0.0962 | Btu/kWh | 1812
GHG Value from Natural Gas ACC | DEER2026 | 2024ACC | 2026CET | 2024 | Any | $ (nominal)/metric tonne of CO2e | 2034 | 305.57 | 2026-01-01 |  | TBD | 2024-09-26 09:56 |  | Deemed Ex Ante Team | 2024-09-26 09:56 | aCost values per '[2024 ACC Gas Model v1a.xlsx]Emissions'!$G$19:$AL$19, aEmission values per '[2024 ACC Electric Model v1a(2).xlsb]Emissions'!$S$37:$AX$37, and aSourceEnergy values per '[2024 ACC Electric Model v1a(2).xlsb]Emissions'!$S$38:$AX$38. | Deemed Ex Ante Team | 1 | metric tonne of CO2/MWh | 0.0905 | Btu/kWh | 1705
GHG Value from Natural Gas ACC | DEER2026 | 2024ACC | 2026CET | 2024 | Any | $ (nominal)/metric tonne of CO2e | 2035 | 327.87 | 2026-01-01 |  | TBD | 2024-09-26 09:56 |  | Deemed Ex Ante Team | 2024-09-26 09:56 | aCost values per '[2024 ACC Gas Model v1a.xlsx]Emissions'!$G$19:$AL$19, aEmission values per '[2024 ACC Electric Model v1a(2).xlsb]Emissions'!$S$37:$AX$37, and aSourceEnergy values per '[2024 ACC Electric Model v1a(2).xlsb]Emissions'!$S$38:$AX$38. | Deemed Ex Ante Team | 1 | metric tonne of CO2/MWh | 0.085 | Btu/kWh | 1602
GHG Value from Natural Gas ACC | DEER2026 | 2024ACC | 2026CET | 2024 | Any | $ (nominal)/metric tonne of CO2e | 2036 | 351.79 | 2026-01-01 |  | TBD | 2024-09-26 09:56 |  | Deemed Ex Ante Team | 2024-09-26 09:56 | aCost values per '[2024 ACC Gas Model v1a.xlsx]Emissions'!$G$19:$AL$19, aEmission values per '[2024 ACC Electric Model v1a(2).xlsb]Emissions'!$S$37:$AX$37, and aSourceEnergy values per '[2024 ACC Electric Model v1a(2).xlsb]Emissions'!$S$38:$AX$38. | Deemed Ex Ante Team | 1 | metric tonne of CO2/MWh | 0.079 | Btu/kWh | 1488
GHG Value from Natural Gas ACC | DEER2026 | 2024ACC | 2026CET | 2024 | Any | $ (nominal)/metric tonne of CO2e | 2037 | 377.46 | 2026-01-01 |  | TBD | 2024-09-26 09:56 |  | Deemed Ex Ante Team | 2024-09-26 09:56 | aCost values per '[2024 ACC Gas Model v1a.xlsx]Emissions'!$G$19:$AL$19, aEmission values per '[2024 ACC Electric Model v1a(2).xlsb]Emissions'!$S$37:$AX$37, and aSourceEnergy values per '[2024 ACC Electric Model v1a(2).xlsb]Emissions'!$S$38:$AX$38. | Deemed Ex Ante Team | 1 | metric tonne of CO2/MWh | 0.073 | Btu/kWh | 1375
GHG Value from Natural Gas ACC | DEER2026 | 2024ACC | 2026CET | 2024 | Any | $ (nominal)/metric tonne of CO2e | 2038 | 405 | 2026-01-01 |  | TBD | 2024-09-26 09:56 |  | Deemed Ex Ante Team | 2024-09-26 09:56 | aCost values per '[2024 ACC Gas Model v1a.xlsx]Emissions'!$G$19:$AL$19, aEmission values per '[2024 ACC Electric Model v1a(2).xlsb]Emissions'!$S$37:$AX$37, and aSourceEnergy values per '[2024 ACC Electric Model v1a(2).xlsb]Emissions'!$S$38:$AX$38. | Deemed Ex Ante Team | 1 | metric tonne of CO2/MWh | 0.067 | Btu/kWh | 1261
GHG Value from Natural Gas ACC | DEER2026 | 2024ACC | 2026CET | 2024 | Any | $ (nominal)/metric tonne of CO2e | 2039 | 434.55 | 2026-01-01 |  | TBD | 2024-09-26 09:56 |  | Deemed Ex Ante Team | 2024-09-26 09:56 | aCost values per '[2024 ACC Gas Model v1a.xlsx]Emissions'!$G$19:$AL$19, aEmission values per '[2024 ACC Electric Model v1a(2).xlsb]Emissions'!$S$37:$AX$37, and aSourceEnergy values per '[2024 ACC Electric Model v1a(2).xlsb]Emissions'!$S$38:$AX$38. | Deemed Ex Ante Team | 1 | metric tonne of CO2/MWh | 0.0573 | Btu/kWh | 1079
GHG Value from Natural Gas ACC | DEER2026 | 2024ACC | 2026CET | 2024 | Any | $ (nominal)/metric tonne of CO2e | 2040 | 466.26 | 2026-01-01 |  | TBD | 2024-09-26 09:56 |  | Deemed Ex Ante Team | 2024-09-26 09:56 | aCost values per '[2024 ACC Gas Model v1a.xlsx]Emissions'!$G$19:$AL$19, aEmission values per '[2024 ACC Electric Model v1a(2).xlsb]Emissions'!$S$37:$AX$37, and aSourceEnergy values per '[2024 ACC Electric Model v1a(2).xlsb]Emissions'!$S$38:$AX$38. | Deemed Ex Ante Team | 1 | metric tonne of CO2/MWh | 0.0518 | Btu/kWh | 977
GHG Value from Natural Gas ACC | DEER2026 | 2024ACC | 2026CET | 2024 | Any | $ (nominal)/metric tonne of CO2e | 2041 | 500.28 | 2026-01-01 |  | TBD | 2024-09-26 09:56 |  | Deemed Ex Ante Team | 2024-09-26 09:56 | aCost values per '[2024 ACC Gas Model v1a.xlsx]Emissions'!$G$19:$AL$19, aEmission values per '[2024 ACC Electric Model v1a(2).xlsb]Emissions'!$S$37:$AX$37, and aSourceEnergy values per '[2024 ACC Electric Model v1a(2).xlsb]Emissions'!$S$38:$AX$38. | Deemed Ex Ante Team | 1 | metric tonne of CO2/MWh | 0.0472 | Btu/kWh | 874
GHG Value from Natural Gas ACC | DEER2026 | 2024ACC | 2026CET | 2024 | Any | $ (nominal)/metric tonne of CO2e | 2042 | 536.79 | 2026-01-01 |  | TBD | 2024-09-26 09:56 |  | Deemed Ex Ante Team | 2024-09-26 09:56 | aCost values per '[2024 ACC Gas Model v1a.xlsx]Emissions'!$G$19:$AL$19, aEmission values per '[2024 ACC Electric Model v1a(2).xlsb]Emissions'!$S$37:$AX$37, and aSourceEnergy values per '[2024 ACC Electric Model v1a(2).xlsb]Emissions'!$S$38:$AX$38. | Deemed Ex Ante Team | 1 | metric tonne of CO2/MWh | 0.0431 | Btu/kWh | 772
GHG Value from Natural Gas ACC | DEER2026 | 2024ACC | 2026CET | 2024 | Any | $ (nominal)/metric tonne of CO2e | 2043 | 575.95 | 2026-01-01 |  | TBD | 2024-09-26 09:56 |  | Deemed Ex Ante Team | 2024-09-26 09:56 | aCost values per '[2024 ACC Gas Model v1a.xlsx]Emissions'!$G$19:$AL$19, aEmission values per '[2024 ACC Electric Model v1a(2).xlsb]Emissions'!$S$37:$AX$37, and aSourceEnergy values per '[2024 ACC Electric Model v1a(2).xlsb]Emissions'!$S$38:$AX$38. | Deemed Ex Ante Team | 1 | metric tonne of CO2/MWh | 0.0395 | Btu/kWh | 670
GHG Value from Natural Gas ACC | DEER2026 | 2024ACC | 2026CET | 2024 | Any | $ (nominal)/metric tonne of CO2e | 2044 | 617.98 | 2026-01-01 |  | TBD | 2024-09-26 09:56 |  | Deemed Ex Ante Team | 2024-09-26 09:56 | aCost values per '[2024 ACC Gas Model v1a.xlsx]Emissions'!$G$19:$AL$19, aEmission values per '[2024 ACC Electric Model v1a(2).xlsb]Emissions'!$S$37:$AX$37, and aSourceEnergy values per '[2024 ACC Electric Model v1a(2).xlsb]Emissions'!$S$38:$AX$38. | Deemed Ex Ante Team | 1 | metric tonne of CO2/MWh | 0.0362 | Btu/kWh | 567
GHG Value from Natural Gas ACC | DEER2026 | 2024ACC | 2026CET | 2024 | Any | $ (nominal)/metric tonne of CO2e | 2045 | 663.07 | 2026-01-01 |  | TBD | 2024-09-26 09:56 |  | Deemed Ex Ante Team | 2024-09-26 09:56 | aCost values per '[2024 ACC Gas Model v1a.xlsx]Emissions'!$G$19:$AL$19, aEmission values per '[2024 ACC Electric Model v1a(2).xlsb]Emissions'!$S$37:$AX$37, and aSourceEnergy values per '[2024 ACC Electric Model v1a(2).xlsb]Emissions'!$S$38:$AX$38. | Deemed Ex Ante Team | 1 | metric tonne of CO2/MWh | 0.0247 | Btu/kWh | 465
GHG Value from Natural Gas ACC | DEER2026 | 2024ACC | 2026CET | 2024 | Any | $ (nominal)/metric tonne of CO2e | 2046 | 711.45 | 2026-01-01 |  | TBD | 2024-09-26 09:56 |  | Deemed Ex Ante Team | 2024-09-26 09:56 | aCost values per '[2024 ACC Gas Model v1a.xlsx]Emissions'!$G$19:$AL$19, aEmission values per '[2024 ACC Electric Model v1a(2).xlsb]Emissions'!$S$37:$AX$37, and aSourceEnergy values per '[2024 ACC Electric Model v1a(2).xlsb]Emissions'!$S$38:$AX$38. | Deemed Ex Ante Team | 1 | metric tonne of CO2/MWh | 0.0247 | Btu/kWh | 363
GHG Value from Natural Gas ACC | DEER2026 | 2024ACC | 2026CET | 2024 | Any | $ (nominal)/metric tonne of CO2e | 2047 | 763.37 | 2026-01-01 |  | TBD | 2024-09-26 09:56 |  | Deemed Ex Ante Team | 2024-09-26 09:56 | aCost values per '[2024 ACC Gas Model v1a.xlsx]Emissions'!$G$19:$AL$19, aEmission values per '[2024 ACC Electric Model v1a(2).xlsb]Emissions'!$S$37:$AX$37, and aSourceEnergy values per '[2024 ACC Electric Model v1a(2).xlsb]Emissions'!$S$38:$AX$38. | Deemed Ex Ante Team | 1 | metric tonne of CO2/MWh | 0.0247 | Btu/kWh | 363
GHG Value from Natural Gas ACC | DEER2026 | 2024ACC | 2026CET | 2024 | Any | $ (nominal)/metric tonne of CO2e | 2048 | 819.07 | 2026-01-01 |  | TBD | 2024-09-26 09:56 |  | Deemed Ex Ante Team | 2024-09-26 09:56 | aCost values per '[2024 ACC Gas Model v1a.xlsx]Emissions'!$G$19:$AL$19, aEmission values per '[2024 ACC Electric Model v1a(2).xlsb]Emissions'!$S$37:$AX$37, and aSourceEnergy values per '[2024 ACC Electric Model v1a(2).xlsb]Emissions'!$S$38:$AX$38. | Deemed Ex Ante Team | 1 | metric tonne of CO2/MWh | 0.0247 | Btu/kWh | 363
GHG Value from Natural Gas ACC | DEER2026 | 2024ACC | 2026CET | 2024 | Any | $ (nominal)/metric tonne of CO2e | 2049 | 878.83 | 2026-01-01 |  | TBD | 2024-09-26 09:56 |  | Deemed Ex Ante Team | 2024-09-26 09:56 | aCost values per '[2024 ACC Gas Model v1a.xlsx]Emissions'!$G$19:$AL$19, aEmission values per '[2024 ACC Electric Model v1a(2).xlsb]Emissions'!$S$37:$AX$37, and aSourceEnergy values per '[2024 ACC Electric Model v1a(2).xlsb]Emissions'!$S$38:$AX$38. | Deemed Ex Ante Team | 1 | metric tonne of CO2/MWh | 0.0247 | Btu/kWh | 363
GHG Value from Natural Gas ACC | DEER2026 | 2024ACC | 2026CET | 2024 | Any | $ (nominal)/metric tonne of CO2e | 2050 | 942.96 | 2026-01-01 |  | TBD | 2024-09-26 09:56 |  | Deemed Ex Ante Team | 2024-09-26 09:56 | aCost values per '[2024 ACC Gas Model v1a.xlsx]Emissions'!$G$19:$AL$19, aEmission values per '[2024 ACC Electric Model v1a(2).xlsb]Emissions'!$S$37:$AX$37, and aSourceEnergy values per '[2024 ACC Electric Model v1a(2).xlsb]Emissions'!$S$38:$AX$38. | Deemed Ex Ante Team | 1 | metric tonne of CO2/MWh | 0.0247 | Btu/kWh | 363
GHG Value from Natural Gas ACC | DEER2026 | 2024ACC | 2026CET | 2024 | Any | $ (nominal)/metric tonne of CO2e | 2051 | 1011.76 | 2026-01-01 |  | TBD | 2024-09-26 09:56 |  | Deemed Ex Ante Team | 2024-09-26 09:56 | aCost values per '[2024 ACC Gas Model v1a.xlsx]Emissions'!$G$19:$AL$19, aEmission values per '[2024 ACC Electric Model v1a(2).xlsb]Emissions'!$S$37:$AX$37, and aSourceEnergy values per '[2024 ACC Electric Model v1a(2).xlsb]Emissions'!$S$38:$AX$38. | Deemed Ex Ante Team | 1 | metric tonne of CO2/MWh | 0.0247 | Btu/kWh | 363
GHG Value from Natural Gas ACC | DEER2026 | 2024ACC | 2026CET | 2024 | Any | $ (nominal)/metric tonne of CO2e | 2052 | 1085.59 | 2026-01-01 |  | TBD | 2024-09-26 09:56 |  | Deemed Ex Ante Team | 2024-09-26 09:56 | aCost values per '[2024 ACC Gas Model v1a.xlsx]Emissions'!$G$19:$AL$19, aEmission values per '[2024 ACC Electric Model v1a(2).xlsb]Emissions'!$S$37:$AX$37, and aSourceEnergy values per '[2024 ACC Electric Model v1a(2).xlsb]Emissions'!$S$38:$AX$38. | Deemed Ex Ante Team | 1 | metric tonne of CO2/MWh | 0.0247 | Btu/kWh | 363
GHG Value from Natural Gas ACC | DEER2026 | 2024ACC | 2026CET | 2024 | Any | $ (nominal)/metric tonne of CO2e | 2053 | 1164.8 | 2026-01-01 |  | TBD | 2024-09-26 09:56 |  | Deemed Ex Ante Team | 2024-09-26 09:56 | aCost values per '[2024 ACC Gas Model v1a.xlsx]Emissions'!$G$19:$AL$19, aEmission values per '[2024 ACC Electric Model v1a(2).xlsb]Emissions'!$S$37:$AX$37, and aSourceEnergy values per '[2024 ACC Electric Model v1a(2).xlsb]Emissions'!$S$38:$AX$38. | Deemed Ex Ante Team | 1 | metric tonne of CO2/MWh | 0.0247 | Btu/kWh | 363
GHG Value from Natural Gas ACC | DEER2026 | 2024ACC | 2026CET | 2024 | Any | $ (nominal)/metric tonne of CO2e | 2054 | 1249.79 | 2026-01-01 |  | TBD | 2024-09-26 09:56 |  | Deemed Ex Ante Team | 2024-09-26 09:56 | aCost values per '[2024 ACC Gas Model v1a.xlsx]Emissions'!$G$19:$AL$19, aEmission values per '[2024 ACC Electric Model v1a(2).xlsb]Emissions'!$S$37:$AX$37, and aSourceEnergy values per '[2024 ACC Electric Model v1a(2).xlsb]Emissions'!$S$38:$AX$38. | Deemed Ex Ante Team | 1 | metric tonne of CO2/MWh | 0.0247 | Btu/kWh | 363
GHG Value from Natural Gas ACC | DEER2026 | 2024ACC | 2026CET | 2024 | Any | $ (nominal)/metric tonne of CO2e | 2055 | 1340.98 | 2026-01-01 |  |  | 2024-09-26 09:56 |  | Deemed Ex Ante Team | 2024-09-26 09:56 | Values extrapolated beyond range of 2024 ACC models for use in RACC-FSC v3.0.xlsx for some Accelerated Replacement measure applications | Deemed Ex Ante Team | 1 | metric tonne of CO2/MWh | 0.0247 | Btu/kWh | 363
GHG Value from Natural Gas ACC | DEER2026 | 2024ACC | 2026CET | 2024 | Any | $ (nominal)/metric tonne of CO2e | 2056 | 1438.83 | 2026-01-01 |  |  | 2024-09-26 09:56 |  | Deemed Ex Ante Team | 2024-09-26 09:56 | Values extrapolated beyond range of 2024 ACC models for use in RACC-FSC v3.0.xlsx for some Accelerated Replacement measure applications | Deemed Ex Ante Team | 1 | metric tonne of CO2/MWh | 0.0247 | Btu/kWh | 363
GHG Value from Natural Gas ACC | DEER2026 | 2024ACC | 2026CET | 2024 | Any | $ (nominal)/metric tonne of CO2e | 2057 | 1543.82 | 2026-01-01 |  |  | 2024-09-26 09:56 |  | Deemed Ex Ante Team | 2024-09-26 09:56 | Values extrapolated beyond range of 2024 ACC models for use in RACC-FSC v3.0.xlsx for some Accelerated Replacement measure applications | Deemed Ex Ante Team | 1 | metric tonne of CO2/MWh | 0.0247 | Btu/kWh | 363
GHG Value from Natural Gas ACC | DEER2026 | 2024ACC | 2026CET | 2024 | Any | $ (nominal)/metric tonne of CO2e | 2058 | 1656.46 | 2026-01-01 |  |  | 2024-09-26 09:56 |  | Deemed Ex Ante Team | 2024-09-26 09:56 | Values extrapolated beyond range of 2024 ACC models for use in RACC-FSC v3.0.xlsx for some Accelerated Replacement measure applications | Deemed Ex Ante Team | 1 | metric tonne of CO2/MWh | 0.0247 | Btu/kWh | 363
GHG Value from Natural Gas ACC | DEER2026 | 2024ACC | 2026CET | 2024 | Any | $ (nominal)/metric tonne of CO2e | 2059 | 1777.33 | 2026-01-01 |  |  | 2024-09-26 09:56 |  | Deemed Ex Ante Team | 2024-09-26 09:56 | Values extrapolated beyond range of 2024 ACC models for use in RACC-FSC v3.0.xlsx for some Accelerated Replacement measure applications | Deemed Ex Ante Team | 1 | metric tonne of CO2/MWh | 0.0247 | Btu/kWh | 363
GHG Value from Natural Gas ACC | DEER2026 | 2024ACC | 2026CET | 2024 | Any | $ (nominal)/metric tonne of CO2e | 2060 | 1907.01 | 2026-01-01 |  |  | 2024-09-26 09:56 |  | Deemed Ex Ante Team | 2024-09-26 09:56 | Values extrapolated beyond range of 2024 ACC models for use in RACC-FSC v3.0.xlsx for some Accelerated Replacement measure applications | Deemed Ex Ante Team | 1 | metric tonne of CO2/MWh | 0.0247 | Btu/kWh | 363
GHG Value from Natural Gas ACC | DEER2026 | 2024ACC | 2026CET | 2024 | Any | $ (nominal)/metric tonne of CO2e | 2061 | 2046.16 | 2026-01-01 |  |  | 2024-09-26 09:56 |  | Deemed Ex Ante Team | 2024-09-26 09:56 | Values extrapolated beyond range of 2024 ACC models for use in RACC-FSC v3.0.xlsx for some Accelerated Replacement measure applications | Deemed Ex Ante Team | 1 | metric tonne of CO2/MWh | 0.0247 | Btu/kWh | 363
GHG Value from Natural Gas ACC | DEER2026 | 2024ACC | 2026CET | 2024 | Any | $ (nominal)/metric tonne of CO2e | 2062 | 2195.47 | 2026-01-01 |  |  | 2024-09-26 09:56 |  | Deemed Ex Ante Team | 2024-09-26 09:56 | Values extrapolated beyond range of 2024 ACC models for use in RACC-FSC v3.0.xlsx for some Accelerated Replacement measure applications | Deemed Ex Ante Team | 1 | metric tonne of CO2/MWh | 0.0247 | Btu/kWh | 363
GHG Value from Natural Gas ACC | DEER2026 | 2024ACC | 2026CET | 2024 | Any | $ (nominal)/metric tonne of CO2e | 2063 | 2355.66 | 2026-01-01 |  |  | 2024-09-26 09:56 |  | Deemed Ex Ante Team | 2024-09-26 09:56 | Values extrapolated beyond range of 2024 ACC models for use in RACC-FSC v3.0.xlsx for some Accelerated Replacement measure applications | Deemed Ex Ante Team | 1 | metric tonne of CO2/MWh | 0.0247 | Btu/kWh | 363
GHG Value from Natural Gas ACC | DEER2026 | 2024ACC | 2026CET | 2024 | Any | $ (nominal)/metric tonne of CO2e | 2064 | 2527.55 | 2026-01-01 |  |  | 2024-09-26 09:56 |  | Deemed Ex Ante Team | 2024-09-26 09:56 | Values extrapolated beyond range of 2024 ACC models for use in RACC-FSC v3.0.xlsx for some Accelerated Replacement measure applications | Deemed Ex Ante Team | 1 | metric tonne of CO2/MWh | 0.0247 | Btu/kWh | 363

## TechType__DEER
Index | TechGroup | TechTypeDesc | TechType | NormUnit | defEULCode | State | Comment | TechTypeID | StartDate | ExpiryDate | FilingSpec | ClaimSpec | IsProposed | LastMod | LastModBy | Created | CreatedComment | CreatedBy | LastModComment | IsExempt | HasElectricAlt | HasRefrigerant | HasRefrigerantAlt | UsesElec | UsesGas
90 | AirComp | Blower | Blower | Flow-CFM | Any | Standard |  | AirComp:Blower | 2013-01-01 |  | 1 | 1 | 0 | 2024-08-13 16:30 | Deemed Ex Ante Team |  |  |  | Updated to indicate that TechType UsesElec |  |  |  |  | 1
89 | AirComp | Centrifugal | Centrif | Flow-CFM | Any | Standard |  | AirComp:Centrif | 2013-01-01 |  | 1 | 1 | 0 | 2024-08-13 16:30 | Deemed Ex Ante Team |  |  |  | Updated to indicate that TechType UsesElec |  |  |  |  | 1
1027 | AirComp | Cycling Air Dryer | CycAirDryr | Each | Any | Standard |  | AirComp:CycAirDryr | 2013-01-01 |  | 1 | 1 | 0 | 2024-08-13 16:30 | Deemed Ex Ante Team |  |  |  | Updated to indicate that TechType UsesElec |  |  | 1 |  | 1
1928 | AirComp | Zero air-loss condensate drain for compressed air system | NoLossDrain | Each | Any | Standard |  | AirComp:NoLossDrain | 2023-01-01 | 2027-12-31 | 1 | 1 | 0 | 2024-10-10 10:14 | Deemed Ex Ante Team | 2023-09-19 14:31 | Created to support relevant EUL_ID(s) | Deemed Ex Ante Team | Updated ExpiryDate to 2027-12-31.
1028 | AirComp | Non-Cycling Air Dryer | NonCycAirDryr | Each | Any | Standard |  | AirComp:NonCycAirDryr | 2013-01-01 |  | 1 | 1 | 0 | 2024-08-13 16:30 | Deemed Ex Ante Team |  |  |  | Updated to indicate that TechType UsesElec |  |  | 1 |  | 1
87 | AirComp | Reciprocating | Recip | Flow-CFM | Any | Standard |  | AirComp:Recip | 2013-01-01 |  | 1 | 1 | 0 | 2024-08-13 16:30 | Deemed Ex Ante Team |  |  |  | Updated to indicate that TechType UsesElec |  |  |  |  | 1
88 | AirComp | Screw | Screw | Flow-CFM | Any | Standard |  | AirComp:Screw | 2013-01-01 |  | 1 | 1 | 0 | 2024-08-13 16:30 | Deemed Ex Ante Team |  |  |  | Updated to indicate that TechType UsesElec |  |  |  |  | 1
1030 | AirComp | Timer condensate drain | TimerCondDrn | Each | Any | Standard |  | AirComp:TimerCondDrn | 2013-01-01 |  | 1 | 1 | 0 | 2024-08-13 16:30 | Deemed Ex Ante Team |  |  |  | Updated to indicate that TechType UsesElec |  |  |  |  | 1
1029 | AirComp | Zero-loss condensate drain | ZeroLossCondDrn | Each | Any | Standard |  | AirComp:ZeroLossCondDrn | 2013-01-01 |  | 1 | 1 | 0 | 2023-09-22 16:56 | Deemed Ex Ante Team |  |  |  | Updated to indicate claim/filing status
97 | AnDigestor | Optimization | Optimal | therm | Any | Standard | Is this a custom measure? currently the unit therm" is described as applying to custom measures only" | AnDigestor:Optimal | 2013-01-01 |  | 1 | 1 | 0 | 2023-09-22 16:56 | Deemed Ex Ante Team |  |  |  | Updated to indicate claim/filing status
1032 | AuditInfoTest | Residential Energy Audit | ResEnAudit | Site | Any | Standard |  | AuditInfoTest:ResEnAudit | 2013-01-01 |  | 1 | 1 | 0 | 2024-10-10 10:14 | Deemed Ex Ante Team |  |  |  | Updated IsExempt flag to TRUE. | 1
1932 | Behavior | Behavioral offering for non-residential customer | Nonres | Site | Any | Standard |  | Behavior:Nonres | 2023-01-01 |  | 1 | 1 | 0 | 2024-10-10 10:14 | Deemed Ex Ante Team | 2023-09-19 14:31 | Created to support relevant EUL_ID(s) | Deemed Ex Ante Team | Updated IsExempt flag to TRUE. | 1
1946 | Behavior | Behavioral offering for residential customer | Res | Household | Any | Standard |  | Behavior:Res | 2023-01-01 |  | 1 | 1 | 0 | 2024-10-10 10:14 | Deemed Ex Ante Team | 2023-09-19 14:31 | Created to support relevant EUL_ID(s) | Deemed Ex Ante Team | Updated IsExempt flag to TRUE. | 1
81 | BldgShell | Attic Batt Insulation | AttBatIns | Area-ft2 | Any | Standard |  | BldgShell:AttBatIns | 2013-01-01 |  | 1 | 1 | 0 | 2023-09-22 16:56 | Deemed Ex Ante Team |  |  |  | Added indication that this is an exempt technology (saves gas, but doesn't burn gas) | 1
80 | BldgShell | Attic Blown-in Insulation | AttBlowIns | Area-ft2 | Any | Standard |  | BldgShell:AttBlowIns | 2013-01-01 |  | 1 | 1 | 0 | 2023-09-22 16:56 | Deemed Ex Ante Team |  |  |  | Added indication that this is an exempt technology (saves gas, but doesn't burn gas) | 1
1911 | BldgShell | Attic ductwork sealed and buried beneath insulation | BuriedDuct | Area-ft2 | Any | Standard |  | BldgShell:BuriedDuct | 2022-06-10 |  | 1 | 1 | 0 | 2023-09-22 16:56 | Deemed Ex Ante Team | 2022-03-18 17:19 | Created to support SFm buried duct measure | Deemed Ex Ante Team | Added indication that this is an exempt technology (saves gas, but doesn't burn gas) | 1
1935 | BldgShell | Cool attic | CoolAttic | Area-ft2 | Any | Standard |  | BldgShell:CoolAttic | 2023-01-01 |  | 1 | 1 | 0 | 2023-09-22 16:56 | Deemed Ex Ante Team | 2023-09-19 14:31 | Created to support relevant EUL_ID(s) | Deemed Ex Ante Team
79 | BldgShell | Cool Roof | CoolRoof | Area-ft2 | Any | Standard | aged absorptance and emmisivity | BldgShell:CoolRoof | 2013-01-01 |  | 1 | 1 | 0 | 2023-09-22 16:56 | Deemed Ex Ante Team |  |  |  | Added indication that this does not save gas and is not an exempt technology type
1950 | BldgShell | Exterior solid-core door | Door | Area-ft2 | Any | Standard |  | BldgShell:Door | 2024-03-27 |  | 1 | 1 | 0 | 2024-09-11 17:08 | Deemed Ex Ante Team | 2024-03-27 21:58 | Created to support relevant EUL_ID | Deemed Ex Ante Team | Corrected TechTypeID | 1
86 | BldgShell | Floor Insulation | FloorIns | Area-ft2 | Any | Standard | proposed by postgres on 8/3/2011 ¦ for DEER2005 measure | BldgShell:FloorIns | 2013-01-01 |  | 1 | 1 | 0 | 2023-09-22 16:56 | Deemed Ex Ante Team |  |  |  | Added indication that this is an exempt technology (saves gas, but doesn't burn gas) | 1
1936 | BldgShell | Light-colored exterior wall paint | LightExtrWallPaint | Area-ft2 | Any | Standard |  | BldgShell:LightExtrWallPaint | 2023-01-01 |  | 1 | 1 | 0 | 2023-09-22 16:56 | Deemed Ex Ante Team | 2023-09-19 14:31 | Created to support relevant EUL_ID(s) | Deemed Ex Ante Team
82 | BldgShell | Rigid Roof Insulation | RigidRoofIns | Area-ft2 | Any | Standard |  | BldgShell:RigidRoofIns | 2013-01-01 |  | 1 | 1 | 0 | 2023-09-22 16:56 | Deemed Ex Ante Team |  |  |  | Added indication that this is an exempt technology (saves gas, but doesn't burn gas) | 1
83 | BldgShell | Spray-on Roof Insulation | SprayRoofIns | Area-ft2 | Any | Standard |  | BldgShell:SprayRoofIns | 2013-01-01 |  | 1 | 1 | 0 | 2023-09-22 16:56 | Deemed Ex Ante Team |  |  |  | Added indication that this is an exempt technology (saves gas, but doesn't burn gas) | 1
183 | BldgShell | Thermal Curtain for a Greenhouse | ThermCurtain | Area-ft2 | Any | Standard | Added 2/2016 to support work papers | BldgShell:ThermCurtain | 2013-01-01 |  | 1 | 1 | 0 | 2023-09-22 16:56 | Deemed Ex Ante Team |  |  |  | Added indication that this is an exempt technology (saves gas, but doesn't burn gas) | 1
155 | BldgShell | Wall Batt Insulation | WallBattIns | Area-ft2 | Any | Standard |  | BldgShell:WallBattIns | 2013-01-01 |  | 1 | 1 | 0 | 2023-09-22 16:56 | Deemed Ex Ante Team |  |  |  | Added indication that this is an exempt technology (saves gas, but doesn't burn gas) | 1
84 | BldgShell | Wall Blown-in Insulation | WallBlowIns | Area-ft2 | Any | Standard |  | BldgShell:WallBlowIns | 2013-01-01 |  | 1 | 1 | 0 | 2023-09-22 16:56 | Deemed Ex Ante Team |  |  |  | Added indication that this is an exempt technology (saves gas, but doesn't burn gas) | 1
85 | BldgShell | Wall Spray-on Insulation | WallSprayIns | Area-ft2 | Any | Standard |  | BldgShell:WallSprayIns | 2013-01-01 |  | 1 | 1 | 0 | 2023-09-22 16:56 | Deemed Ex Ante Team |  |  |  | Added indication that this is an exempt technology (saves gas, but doesn't burn gas) | 1
156 | BldgShell | Weatherization | Weatherize | Household | Any | Standard |  | BldgShell:Weatherize | 2013-01-01 |  | 1 | 1 | 0 | 2024-04-02 13:24 | Deemed Ex Ante Team |  |  |  | Removed "Low-Income" from the TechTypeDesc field. | 1
1905 | C&S | Codes & Standards Uncategorized | UnCatC&S | Each | Any | Standard | for claims support only | C&S:UnCatC&S | 2013-01-01 |  | 1 | 1 | 0 | 2024-08-13 16:28 | Deemed Ex Ante Team |  |  |  | Updated to indicate TechType IsExempt | 1
1039 | Chiller | Air-cooled Recip Chiller | AirCldRecipChlr | Cap-Tons | Any | Standard | Added for DEER2017 | Chiller:AirCldRecipChlr | 2013-01-01 |  | 1 | 1 | 0 | 2024-08-13 16:30 | Deemed Ex Ante Team |  |  |  | Updated to indicate that TechType UsesElec |  |  | 1 |  | 1
1039 | Chiller | Air-cooled Screw Chiller | AirCldScrewChlr | Cap-Tons | Any | Standard | Added for DEER2017 | Chiller:AirCldScrewChlr | 2013-01-01 |  | 1 | 1 | 0 | 2024-08-13 16:30 | Deemed Ex Ante Team |  |  |  | Updated to indicate that TechType UsesElec |  |  | 1 |  | 1
18 | Chiller | Centrifugal Water Chiller | CentChlr | Cap-Tons | Any | Standard |  | Chiller:CentChlr | 2013-01-01 |  | 1 | 1 | 0 | 2024-08-13 16:30 | Deemed Ex Ante Team |  |  |  | Updated to indicate that TechType UsesElec |  |  | 1 |  | 1
27 | Chiller | Gas Absorption Chiller | GasAbsorp | Cap-Tons | Any | Standard |  | Chiller:GasAbsorp | 2013-01-01 |  | 1 | 1 | 0 | 2024-10-10 10:14 | Deemed Ex Ante Team |  |  |  | Updated HasElectricAlt flag to TRUE. Updated HasRefrigerant flag to NULL. Updated UsesGas flag to TRUE. |  | 1 |  |  | 1 | 1
19 | Chiller | Frictionless Centrifugal Water Chiller | NoFricCent | Cap-Tons | Any | Standard |  | Chiller:NoFricCent | 2013-01-01 |  | 1 | 1 | 0 | 2024-08-13 16:30 | Deemed Ex Ante Team |  |  |  | Updated to indicate that TechType UsesElec |  |  | 1 |  | 1
23 | Chiller | Frictionless Centrifugal Water Chilling Compressor | NoFricComp | Cap-Tons | Any | Standard |  | Chiller:NoFricComp | 2013-01-01 |  | 1 | 1 | 0 | 2024-08-13 16:30 | Deemed Ex Ante Team |  |  |  | Updated to indicate that TechType UsesElec |  |  | 1 |  | 1
20 | Chiller | Reciprocating Water Chiller | Recip | Cap-Tons | Any | Standard |  | Chiller:Recip | 2013-01-01 |  | 1 | 1 | 0 | 2024-08-13 16:30 | Deemed Ex Ante Team |  |  |  | Updated to indicate that TechType UsesElec |  |  | 1 |  | 1
24 | Chiller | Reciprocating Water Chilling Compressor | RecipComp | Cap-Tons | Any | Standard |  | Chiller:RecipComp | 2013-01-01 |  | 1 | 1 | 0 | 2024-08-13 16:30 | Deemed Ex Ante Team |  |  |  | Updated to indicate that TechType UsesElec |  |  | 1 |  | 1
26 | Chiller | Refrigerated Warehouse Cooling System | RefWareCool | Cap-Tons | Any | Standard |  | Chiller:RefWareCool | 2013-01-01 |  | 1 | 1 | 0 | 2024-08-13 16:30 | Deemed Ex Ante Team |  |  |  | Updated to indicate that TechType UsesElec |  |  | 1 |  | 1
21 | Chiller | Screw Water Chiller | Screw | Cap-Tons | Any | Standard |  | Chiller:Screw | 2013-01-01 |  | 1 | 1 | 0 | 2024-08-13 16:30 | Deemed Ex Ante Team |  |  |  | Updated to indicate that TechType UsesElec |  |  | 1 |  | 1
22 | Chiller | Scroll Water Chiller | Scroll | Cap-Tons | Any | Standard |  | Chiller:Scroll | 2013-01-01 |  | 1 | 1 | 0 | 2024-08-13 16:30 | Deemed Ex Ante Team |  |  |  | Updated to indicate that TechType UsesElec |  |  | 1 |  | 1
25 | Chiller | Tank Insulation | TankIns | Area-ft2 | Any | Standard |  | Chiller:TankIns | 2013-01-01 |  | 1 | 1 | 0 | 2024-10-10 10:14 | Deemed Ex Ante Team |  |  |  | Updated IsExempt flag to NULL.
1040 | Chiller | Water-cooled Centrifugal Chiller | WtrCldCentChlr | Cap-Tons | Any | Standard | Added for DEER2017 | Chiller:WtrCldCentChlr | 2013-01-01 |  | 1 | 1 | 0 | 2024-08-13 16:30 | Deemed Ex Ante Team |  |  |  | Updated to indicate that TechType UsesElec |  |  | 1 |  | 1
1042 | Chiller | Water-cooled Reciprocating Chiller | WtrCldRecipChlr | Cap-Tons | Any | Standard | Added for DEER2017 | Chiller:WtrCldRecipChlr | 2013-01-01 |  | 1 | 1 | 0 | 2024-08-13 16:30 | Deemed Ex Ante Team |  |  |  | Updated to indicate that TechType UsesElec |  |  | 1 |  | 1
1041 | Chiller | Water-cooled Screw Chiller | WtrCldScrewChlr | Cap-Tons | Any | Standard | Added for DEER2017 | Chiller:WtrCldScrewChlr | 2013-01-01 |  | 1 | 1 | 0 | 2024-08-13 16:30 | Deemed Ex Ante Team |  |  |  | Updated to indicate that TechType UsesElec |  |  | 1 |  | 1
1925 | Clean_equip | Electric resistance clothes dryer | ClothesDry-ER | Each | Any | Standard |  | Clean_Equip:ClothesDry-ER | 2023-09-05 |  | 1 | 1 | 0 | 2024-08-13 16:30 | Deemed Ex Ante Team | 2023-09-11 11:18 |  | Deemed Ex Ante Team | Updated to indicate that TechType UsesElec |  |  |  | 1 | 1
1926 | Clean_equip | Gas clothes dryer | ClothesDry-Gas | Each | Any | Standard |  | Clean_Equip:ClothesDry-Gas | 2023-09-05 |  | 1 | 1 | 0 | 2024-10-10 10:14 | Deemed Ex Ante Team | 2023-09-11 11:18 |  | Deemed Ex Ante Team | Updated HasRefrigerantAlt flag to NULL. |  | 1 |  |  | 1 | 1
1924 | Clean_equip | Heat pump clothes dryer | ClothesDry-HP | Each | Any | Standard |  | Clean_Equip:ClothesDry-HP | 2023-09-05 |  | 1 | 1 | 0 | 2024-08-13 16:30 | Deemed Ex Ante Team | 2023-09-11 11:18 |  | Deemed Ex Ante Team | Updated to indicate that TechType UsesElec |  |  | 1 |  | 1
142 | Clean_equip | Clothes washer | ClothesWash | Each | Any | Standard |  | Clean_equip:ClothesWash | 2013-01-01 |  | 1 | 1 | 0 | 2024-08-13 16:30 | Deemed Ex Ante Team |  |  |  | Updated to indicate that TechType UsesElec |  |  |  |  | 1
143 | Clean_equip | Dishwasher | DishWash | Each | Any | Standard |  | Clean_equip:DishWash | 2013-01-01 | 2027-12-31 | 1 | 1 | 0 | 2024-10-10 10:14 | Deemed Ex Ante Team |  |  |  | Updated ExpiryDate to 2027-12-31. Updated IsExempt flag to TRUE. | 1 |  |  |  | 1
1974 | Clean_equip | Dishwasher, Door Type | DishWash-Door | Each | Any | Standard |  | Clean_equip:DishWash-Door | 2026-01-01 |  | 1 | 1 | 1 | 2024-10-17 11:39 | Deemed Ex Ante Team | 2024-10-10 10:24 | Added to distinguish from residential equipment | Deemed Ex Ante Team | Updated to indicate valid claim/filing status |  |  |  |  | 1
1985 | Clean_equip | Dishwasher, Res | DishWash-Res | Each | Any | Standard |  | Clean_equip:DishWash-Res | 2026-01-01 |  | 1 | 1 | 1 | 2024-10-17 11:39 | Deemed Ex Ante Team | 2024-10-10 10:24 | Added to distinguish from commercial dishwashers | Deemed Ex Ante Team | Updated to indicate valid claim/filing status |  |  |  |  | 1
1975 | Clean_equip | Dishwasher, Undercounter | DishWash-Under | Each | Any | Standard |  | Clean_equip:DishWash-Under | 2026-01-01 |  | 1 | 1 | 1 | 2024-10-17 11:39 | Deemed Ex Ante Team | 2024-10-10 10:24 | Added to distinguish from residential equipment | Deemed Ex Ante Team | Updated to indicate valid claim/filing status |  |  |  |  | 1
137 | Cook_equip | Broiler | Broiler | Len-ft | Any | Standard |  | Cook_equip:Broiler | 2013-01-01 | 2025-12-31 | 1 | 1 | 0 | 2024-10-10 10:14 | Deemed Ex Ante Team |  |  |  | Updated NormUnit to Len-ft. Updated ExpiryDate to 2025-12-31. Updated UsesGas flag to TRUE. | [5 empty] | 1
1986 | Cook_equip | Broiler, Electric | Broiler-Elec | Len-ft | Any | Standard |  | Cook_equip:Broiler-Elec | 2026-01-01 |  | 1 | 1 | 1 | 2024-10-17 11:39 | Deemed Ex Ante Team | 2024-10-10 10:24 | Added to clarify fuel source | Deemed Ex Ante Team | Updated to indicate valid claim/filing status |  |  |  |  | 1
1986 | Cook_equip | Broiler, Gas | Broiler-Gas | Len-ft | Any | Standard |  | Cook_equip:Broiler-Gas | 2026-01-01 |  | 1 | 1 | 1 | 2024-10-17 11:39 | Deemed Ex Ante Team | 2024-10-10 10:24 | Added to clarify fuel source | Deemed Ex Ante Team | Updated to indicate valid claim/filing status |  | 1 |  |  |  | 1
1951 | Cook_equip | Gas Conveyor Boiler | ConveyBroiler-gas |  | Any | Standard |  | Cook_equip:ConvBroiler | 2026-01-01 |  | 1 | 1 | 0 | 2024-10-10 10:14 | Deemed Ex Ante Team | 2024-08-14 14:33 | Added to distinguish from gas equipment | Deemed Ex Ante Team | Updated TechType abbreviation to ConveyBroiler-Gas. Updated TechTypeDesc to Gas Conveyor Boiler. Updated HasElectricAlt flag to TRUE. |  | 1
1046 | Cook_equip | Cooking | Cooking | Each | Any | Standard |  | Cook_equip:Cooking | 2013-01-01 | 2027-12-31 | 1 | 1 | 0 | 2024-08-15 17:49 | Deemed Ex Ante Team |  |  |  | Expired TechType |  | 1 |  |  | 1 | 1
130 | Cook_equip | Fryer | Fryer | Each | Any | Standard |  | Cook_equip:Fryer | 2013-01-01 | 2025-12-31 | 1 | 1 | 0 | 2024-10-10 10:14 | Deemed Ex Ante Team |  |  |  | Updated ExpiryDate to 2025-12-31. Updated UsesGas flag to TRUE. |  | 1 |  |  |  | 1
1955 | Cook_equip | Fryer, Electric | Fryer-Elec |  | Any | Standard |  | Cook_equip:Fryer-Elec | 2026-01-01 |  | 1 | 1 | 0 | 2024-10-10 10:14 | Deemed Ex Ante Team | 2024-08-14 14:33 | Added to distinguish from gas equipment | Deemed Ex Ante Team | Updated StartDate to 2026-01-01.
1969 | Cook_equip | Fryer, Gas | Fryer-Gas | Each | Any | Standard |  | Cook_equip:Fryer-Gas | 2026-01-01 |  | 1 | 1 | 1 | 2024-10-17 11:39 | Deemed Ex Ante Team | 2024-10-10 10:24 | Added to distinguish from electric equipment | Deemed Ex Ante Team | Updated to indicate valid claim/filing status |  | 1 |  |  |  | 1
133 | Cook_equip | Griddle | Griddle | Each | Any | Standard |  | Cook_equip:Griddle | 2013-01-01 | 2025-12-31 | 1 | 1 | 0 | 2024-10-10 10:14 | Deemed Ex Ante Team |  |  |  | Updated ExpiryDate to 2025-12-31. Updated UsesGas flag to TRUE. |  | 1 |  |  |  | 1
1959 | Cook_equip | Griddle, Electric | Griddle-Elec |  | Any | Standard |  | Cook_equip:Griddle-Elec | 2026-01-01 |  | 1 | 1 | 0 | 2024-10-10 10:14 | Deemed Ex Ante Team | 2024-08-14 14:33 | Added to distinguish from gas equipment | Deemed Ex Ante Team | Updated StartDate to 2026-01-01.
1970 | Cook_equip | Griddle, Gas | Griddle-Gas | Each | Any | Standard |  | Cook_equip:Griddle-Gas | 2026-01-01 |  | 1 | 1 | 1 | 2024-10-17 11:39 | Deemed Ex Ante Team | 2024-10-10 10:24 | Added to distinguish from electric equipment | Deemed Ex Ante Team | Updated to indicate valid claim/filing status |  | 1 |  |  |  | 1
134 | Cook_equip | Grill to Order | GrillTO | Each | Any | Standard |  | Cook_equip:GrillTO | 2013-01-01 | 2027-12-31 | 1 | 1 | 0 | 2024-08-13 15:57 | Deemed Ex Ante Team |  |  |  | Expired TechType
132 | Cook_equip | Oven-Combo | OvenComb | Each | Any | Standard |  | Cook_equip:OvenComb | 2013-01-01 | 2025-12-31 | 1 | 1 | 0 | 2024-10-10 10:14 | Deemed Ex Ante Team |  |  |  | Updated ExpiryDate to 2025-12-31. Updated HasElectricAlt flag to NULL. Updated UsesElec flag to TRUE. |  |  |  |  | 1
1963 | Cook_equip | Oven-Combo, Electric | OvenComb-Elec |  | Any | Standard |  | Cook_equip:OvenComb-Elec | 2026-01-01 |  | 1 | 1 | 0 | 2024-10-10 10:14 | Deemed Ex Ante Team | 2024-08-14 14:33 | Added to distinguish from gas equipment | Deemed Ex Ante Team | Updated StartDate to 2026-01-01.
1971 | Cook_equip | Oven-Combo, Gas | OvenComb-Gas | Each | Any | Standard |  | Cook_equip:OvenComb-Gas | 2026-01-01 |  | 1 | 1 | 1 | 2024-10-17 11:39 | Deemed Ex Ante Team | 2024-10-10 10:24 | Added to distinguish from electric equipment | Deemed Ex Ante Team | Updated to indicate valid claim/filing status |  | 1 |  |  | 1 | 1
131 | Cook_equip | Oven-Convection | OvenConv | Each | Any | Standard |  | Cook_equip:OvenConv | 2013-01-01 | 2025-12-31 | 1 | 1 | 0 | 2024-10-10 10:14 | Deemed Ex Ante Team |  |  |  | Updated ExpiryDate to 2025-12-31. Updated UsesElec flag to TRUE. Updated UsesGas flag to TRUE. |  | 1 |  |  | 1 | 1
1964 | Cook_equip | Oven-Convection, Electric | OvenConv-Elec |  | Any | Standard |  | Cook_equip:OvenConv-Elec | 2026-01-01 |  | 1 | 1 | 0 | 2024-10-10 10:14 | Deemed Ex Ante Team | 2024-08-14 14:33 | Added to distinguish from gas equipment | Deemed Ex Ante Team | Updated StartDate to 2026-01-01.
1976 | Cook_equip | Oven-Conveyor, Gas | OvenConvey | Each | Any | Standard |  | Cook_equip:OvenConvey | 2026-01-01 |  | 1 | 1 | 1 | 2024-10-17 11:39 | Deemed Ex Ante Team | 2024-10-10 10:24 | Added to distinguish from convection equipment | Deemed Ex Ante Team | Updated to indicate valid claim/filing status |  |  |  |  | 1 | 1
1972 | Cook_equip | Oven-Convection, Gas | OvenConv-Gas | Each | Any | Standard |  | Cook_equip:OvenConv-Gas | 2026-01-01 |  | 1 | 1 | 1 | 2024-10-17 11:39 | Deemed Ex Ante Team | 2024-10-10 10:24 | Added to distinguish from electric equipment | Deemed Ex Ante Team | Updated to indicate valid claim/filing status |  | 1 |  |  | 1 | 1
1980 | Cook_equip | Oven-Deck, Electric | OvenDeck-Elec | Each | Any | Standard |  | Cook_equip:OvenDeck-Elec | 2026-01-01 |  | 1 | 1 | 1 | 2024-10-17 11:39 | Deemed Ex Ante Team | 2024-10-10 10:24 | Added to distinguish from convection equipment | Deemed Ex Ante Team | Updated to indicate valid claim/filing status |  |  |  |  | 1
1979 | Cook_equip | Oven-Deck, Gas | OvenDeck-Gas | Each | Any | Standard |  | Cook_equip:OvenDeck-Gas | 2026-01-01 |  | 1 | 1 | 1 | 2024-10-17 11:39 | Deemed Ex Ante Team | 2024-10-10 10:24 | Added to distinguish from convection equipment | Deemed Ex Ante Team | Updated to indicate valid claim/filing status |  | 1 |  |  |  | 1
1952 | Cook_equip | Electric Oven | Oven-Elec |  | Any | Standard |  | Cook_equip:Oven-Elec | 2026-01-01 |  | 1 | 1 | 0 | 2024-10-10 10:14 | Deemed Ex Ante Team | 2024-08-14 14:33 | Added to distinguish from gas equipment | Deemed Ex Ante Team | Convert FALSE values to NULL
1956 | Cook_equip | Gas Oven | Oven-Gas |  | Any | Standard |  | Cook_equip:Oven-Gas | 2026-01-01 |  | 1 | 1 | 0 | 2024-10-10 10:14 | Deemed Ex Ante Team | 2024-08-14 14:33 | Added to distinguish from gas equipment | Deemed Ex Ante Team | Convert FALSE values to NULL
1977 | Cook_equip | Oven-Rack, Gas | OvenRack | Each | Any | Standard |  | Cook_equip:OvenRack | 2026-01-01 |  | 1 | 1 | 1 | 2024-10-17 11:39 | Deemed Ex Ante Team | 2024-10-10 10:24 | Added to distinguish from convection equipment | Deemed Ex Ante Team | Updated to indicate valid claim/filing status |  |  |  |  | 1 | 1
1982 | Cook_equip | Pressure Fryer, Electric | PressFryer-Elec | Each | Any | Standard |  | Cook_equip:PressFryer-Elec | 2026-01-01 |  | 1 | 1 | 1 | 2024-10-17 11:39 | Deemed Ex Ante Team | 2024-10-10 10:24 | Added to distinguish from standard (atmospheric) fryer | Deemed Ex Ante Team | Updated to indicate valid claim/filing status |  |  |  |  | 1
1983 | Cook_equip | Pressure Fryer, Gas | PressFryer-Gas | Each | Any | Standard |  | Cook_equip:PressFryer-Gas | 2026-01-01 |  | 1 | 1 | 1 | 2024-10-17 11:39 | Deemed Ex Ante Team | 2024-10-10 10:24 | Added to distinguish from standard (atmospheric) fryer | Deemed Ex Ante Team | Updated to indicate valid claim/filing status |  | 1 |  |  |  | 1
1953 | Cook_equip | Electric Resistance Range | Range-Elec |  | Any | Standard |  | Cook_equip:Range-Elec | 2026-01-01 |  | 1 | 1 | 0 | 2024-10-10 10:14 | Deemed Ex Ante Team | 2024-08-14 14:33 | Added to distinguish from gas equipment | Deemed Ex Ante Team | Convert FALSE values to NULL
1957 | Cook_equip | Gas Range | Range-Gas |  | Any | Standard |  | Cook_equip:Range-Gas | 2026-01-01 |  | 1 | 1 | 0 | 2024-10-10 10:14 | Deemed Ex Ante Team | 2024-08-14 14:33 | Added to distinguish from gas equipment | Deemed Ex Ante Team | Convert FALSE values to NULL
1960 | Cook_equip | Induction Range | Range-Induct |  | Any | Standard |  | Cook_equip:Range-Induct | 2026-01-01 |  | 1 | 1 | 0 | 2024-10-10 10:14 | Deemed Ex Ante Team | 2024-08-14 14:33 | Added to distinguish from gas equipment | Deemed Ex Ante Team | Convert FALSE values to NULL
1978 | Cook_equip | Rotisserie Oven, Gas | Rotisserie-Gas | Each | Any | Standard |  | Cook_equip:Rotisserie-Gas | 2026-01-01 |  | 1 | 1 | 1 | 2024-10-17 11:39 | Deemed Ex Ante Team | 2024-10-10 10:24 | Added to distinguish from convection equipment | Deemed Ex Ante Team | Updated to indicate valid claim/filing status |  |  |  |  | 1 | 1
1961 | Cook_equip | Induction Soup Well | SoupWell-Induct |  | Any | Standard |  | Cook_equip:SoupWell-Induct | 2026-01-01 |  | 1 | 1 | 0 | 2024-10-10 10:14 | Deemed Ex Ante Team | 2024-08-14 14:33 | Added to distinguish from gas equipment | Deemed Ex Ante Team | Convert FALSE values to NULL
129 | Cook_equip | Steamer | Steamer | Each | Any | Standard |  | Cook_equip:Steamer | 2013-01-01 | 2025-12-31 | 1 | 1 | 0 | 2024-10-10 10:14 | Deemed Ex Ante Team |  |  |  | Updated ExpiryDate to 2025-12-31. Updated UsesGas flag to TRUE. |  | 1 |  |  |  | 1
1965 | Cook_equip | Steamer, Electric | Steamer-Elec |  | Any | Standard |  | Cook_equip:SteamLine-Elec | 2026-01-01 |  | 1 | 1 | 0 | 2024-10-10 10:14 | Deemed Ex Ante Team | 2024-08-14 14:33 | Added to distinguish from gas equipment | Deemed Ex Ante Team | Convert FALSE values to NULL
1973 | Cook_equip | Steamer, Gas | Steamer-Gas | Each | Any | Standard |  | Cook_equip:Steamer-Gas | 2026-01-01 |  | 1 | 1 | 1 | 2024-10-17 11:39 | Deemed Ex Ante Team | 2024-10-10 10:24 | Added to distinguish from electric equipment | Deemed Ex Ante Team | Updated to indicate valid claim/filing status |  | 1 |  |  |  | 1
135 | Cook_equip | Steam Line | SteamLine | Each | Any | Standard |  | Cook_equip:SteamLine | 2013-01-01 | 2027-12-31 | 1 | 1 | 0 | 2024-08-13 15:57 | Deemed Ex Ante Team |  |  |  | Expired TechType
162 | Cook_equip | Stock Pot | StockPot | Each | Any | Standard |  | Cook_equip:StockPot | 2013-01-01 |  | 1 | 1 | 0 | 2024-09-11 16:29 | Deemed Ex Ante Team |  |  |  | Unexpired TechType and set IsExempt to TRUE | 1
1954 | Cook_equip | Electric Resistance Stovetop | Stovetop-Elec |  | Any | Standard |  | Cook_equip:Stovetop-Elec | 2026-01-01 |  | 1 | 1 | 0 | 2024-10-10 10:14 | Deemed Ex Ante Team | 2024-08-14 14:33 | Added to distinguish from gas equipment | Deemed Ex Ante Team | Convert FALSE values to NULL
1958 | Cook_equip | Gas Stovetop | Stovetop-Gas |  | Any | Standard |  | Cook_equip:Stovetop-Gas | 2026-01-01 |  | 1 | 1 | 0 | 2024-10-10 10:14 | Deemed Ex Ante Team | 2024-08-14 14:33 | Added to distinguish from gas equipment | Deemed Ex Ante Team | Convert FALSE values to NULL
1962 | Cook_equip | Induction Stovetop | Stovetop-Induct |  | Any | Standard |  | Cook_equip:Stovetop-Induct | 2026-01-01 |  | 1 | 1 | 0 | 2024-10-10 10:14 | Deemed Ex Ante Team | 2024-08-14 14:33 | Added to distinguish from gas equipment | Deemed Ex Ante Team | Convert FALSE values to NULL
1981 | Cook_equip | Toaster | Toaster | Each | Any | Standard |  | Cook_equip:Toaster | 2026-01-01 |  | 1 | 1 | 1 | 2024-10-17 11:39 | Deemed Ex Ante Team | 2024-10-10 10:24 | Added to distinguish from convection equipment | Deemed Ex Ante Team | Updated to indicate valid claim/filing status |  |  |  |  | 1
1931 | dxAC_equip | Retrocommissioning for residential HVAC equipment | HV_RCx | kBtuh | Any | Standard |  | dxAC_equip:HV_RCx | 2023-01-01 |  | 1 | 1 | 0 | 2024-10-10 10:14 | Deemed Ex Ante Team | 2023-09-19 14:31 | Created to support relevant EUL_ID(s) | Deemed Ex Ante Team | Updated IsExempt flag to TRUE. | 1
1930 | dxAC_equip | Retrocommissioning for non-residential HVAC equipment | HVAC_RCx | kBtuh | Any | Standard |  | dxAC_equip:HVAC_RCx | 2023-01-01 |  | 1 | 1 | 0 | 2024-10-10 10:14 | Deemed Ex Ante Team | 2023-09-19 14:31 | Created to support relevant EUL_ID(s) | Deemed Ex Ante Team | Updated IsExempt flag to TRUE. | 1
1916 | dxAC_equip | Residential SEER-rated packaged air conditioners, no fan control | pkgAC-SEER-BA | Area-ft2-BA | Any | Standard |  | dxAC_equip:pkgAC-SEER-BA | 2024-01-01 |  | 1 | 1 | 0 | 2024-08-13 16:30 | Deemed Ex Ante Team | 2022-10-28 08:02 | Created for DEER2024 measure | Deemed Ex Ante Team | Updated to indicate that TechType UsesElec |  |  | 1 |  | 1
2 | dxAC_equip | EER Rated Package Rooftop AC | pkgEER | Cap-Tons | Any | Standard | updated to support cost data | dxAC_equip:pkgEER | 2013-01-01 |  | 1 | 1 | 0 | 2024-08-13 16:30 | Deemed Ex Ante Team |  |  |  | Updated to indicate that TechType UsesElec |  |  | 1 |  | 1
1 | dxAC_equip | SEER Rated Package Rooftop AC | pkgSEER | Cap-Tons | Any | Standard | updated to support cost data | dxAC_equip:pkgSEER | 2013-01-01 |  | 1 | 1 | 0 | 2024-08-13 16:30 | Deemed Ex Ante Team |  |  |  | Updated to indicate that TechType UsesElec |  |  | 1 |  | 1
8 | dxAC_equip | Package Terminal AC | pkgTerm | Cap-Tons | Any | Standard |  | dxAC_equip:pkgTerm | 2013-01-01 |  | 1 | 1 | 0 | 2024-08-13 16:30 | Deemed Ex Ante Team |  |  |  | Updated to indicate that TechType UsesElec |  |  | 1 |  | 1
6 | dxAC_equip | Split or Packaged DX AC Refrigerant System | Refrig | Cap-Tons | Any | Standard | capitalize TechType | dxAC_equip:Refrig | 2013-01-01 |  | 1 | 1 | 0 | 2024-08-13 16:30 | Deemed Ex Ante Team |  |  |  | Updated to indicate that TechType UsesElec |  |  | 1 |  | 1
7 | dxAC_equip | Room AC | RoomAC | Cap-Tons | Any | Standard |  | dxAC_equip:RoomAC | 2013-01-01 |  | 1 | 1 | 0 | 2024-08-13 16:30 | Deemed Ex Ante Team |  |  |  | Updated to indicate that TechType UsesElec |  |  | 1 |  | 1
1913 | dxAC_equip | Residential SEER-rated split Air Conditioners, no fan control | spltAC-SEER-BA | Area-ft2-BA | Any | Standard |  | dxAC_equip:spltAC-SEER-BA | 2023-01-01 |  | 1 | 1 | 0 | 2024-08-13 16:30 | Deemed Ex Ante Team | 2022-09-14 14:54 | Created for DEER2024 measure | Deemed Ex Ante Team | Updated to indicate that TechType UsesElec |  |  | 1 |  | 1
5 | dxAC_equip | EER Rated Split System AC | spltEER | Cap-Tons | Any | Standard | updated to support cost data | dxAC_equip:spltEER | 2013-01-01 |  | 1 | 1 | 0 | 2024-08-13 16:30 | Deemed Ex Ante Team |  |  |  | Updated to indicate that TechType UsesElec |  |  | 1 |  | 1
4 | dxAC_equip | SEER Rated Split System AC | spltSEER | Cap-Tons | Any | Standard | updated to support cost data | dxAC_equip:spltSEER | 2013-01-01 |  | 1 | 1 | 0 | 2024-08-13 16:30 | Deemed Ex Ante Team |  |  |  | Updated to indicate that TechType UsesElec |  |  | 1 |  | 1
3 | dxAC_equip | EER Rated Vertical Self-Contained AC | vertEER | Cap-Tons | Any | Standard |  | dxAC_equip:vertEER | 2013-01-01 |  | 1 | 1 | 0 | 2024-08-13 16:30 | Deemed Ex Ante Team |  |  |  | Updated to indicate that TechType UsesElec |  |  | 1 |  | 1
1948 | dxHP_equip | Retrocommissioning for residential HVAC equipment | HV_RCx | kBtuh | Any | Standard |  | dxHP_equip:HV_RCx | 2023-01-01 |  | 1 | 1 | 0 | 2024-08-13 16:28 | Deemed Ex Ante Team | 2023-09-19 14:31 | Created to support relevant EUL_ID(s) | Deemed Ex Ante Team | Updated to indicate TechType IsExempt | 1
1947 | dxHP_equip | Retrocommissioning for non-residential HVAC equipment | HVAC_RCx | kBtuh | Any | Standard |  | dxHP_equip:HVAC_RCx | 2023-01-01 |  | 1 | 1 | 0 | 2024-08-13 16:28 | Deemed Ex Ante Team | 2023-09-19 14:31 | Created to support relevant EUL_ID(s) | Deemed Ex Ante Team | Updated to indicate TechType IsExempt | 1
1937 | dxHP_equip | Variable-flow valve for hydronic HP system | HydronicHP_VFValve | Flow-GPM | Any | Standard |  | dxHP_equip:HydronicHP_VFValve | 2023-01-01 |  | 1 | 1 | 0 | 2024-08-13 16:30 | Deemed Ex Ante Team | 2023-09-19 14:31 | Created to support relevant EUL_ID(s) | Deemed Ex Ante Team | Updated to indicate that TechType UsesElec |  |  |  |  | 1
10 | dxHP_equip | EER Rated Package Rooftop HP | pkgEER | Cap-Tons | Any | Standard |  | dxHP_equip:pkgEER | 2013-01-01 |  | 1 | 1 | 0 | 2024-08-13 16:30 | Deemed Ex Ante Team |  |  |  | Updated to indicate that TechType UsesElec |  |  | 1 |  | 1
1917 | dxHP_equip | Residential heat pumps | pkgHP-SEER-BA | Area-ft2-BA | Any | Standard |  | dxHP_equip:pkgHP-SEER-BA | 2024-01-01 |  | 1 | 1 | 0 | 2024-08-13 16:30 | Deemed Ex Ante Team | 2022-11-21 11:28 | Added for residential HPs that utilize conditioned area as normalizing unit | Deemed Ex Ante Team | Updated to indicate that TechType UsesElec |  |  | 1 |  | 1
9 | dxHP_equip | SEER Rated Package Rooftop HP | pkgSEER | Cap-Tons | Any | Standard | updated to support cost data | dxHP_equip:pkgSEER | 2013-01-01 |  | 1 | 1 | 0 | 2024-08-13 16:30 | Deemed Ex Ante Team |  |  |  | Updated to indicate that TechType UsesElec |  |  | 1 |  | 1
14 | dxHP_equip | Package Terminal Heat Pump | pkgTerm | Cap-Tons | Any | Standard |  | dxHP_equip:pkgTerm | 2013-01-01 |  | 1 | 1 | 0 | 2024-08-13 16:30 | Deemed Ex Ante Team |  |  |  | Updated to indicate that TechType UsesElec |  |  | 1 |  | 1
1968 | dxHP_equip | Room HP | RoomHP | Cap-Tons | Any | Standard |  | dxHP_equip:RoomHP | 2024-01-01 |  | 1 | 1 | 1 | 2024-10-17 11:38 | Deemed Ex Ante Team | 2024-09-11 16:59 | Created for SWAP020 | Deemed Ex Ante Team | Updated HasRefrigerant flag to TRUE. Updated UsesElec flag to TRUE. |  |  | 1 |  | 1
12 | dxHP_equip | EER Rated Split System HP | spltEER | Cap-Tons | Any | Standard |  | dxHP_equip:spltEER | 2013-01-01 |  | 1 | 1 | 0 | 2024-08-13 16:30 | Deemed Ex Ante Team |  |  |  | Updated to indicate that TechType UsesElec |  |  | 1 |  | 1
1914 | dxHP_equip | Residential heat pumps | spltHP-SEER-BA | Area-ft2-BA | Any | Standard |  | dxHP_equip:spltHP-SEER-BA | 2023-01-01 |  | 1 | 1 | 0 | 2024-08-13 16:30 | Deemed Ex Ante Team | 2022-09-16 15:26 | Added for residential HPs that utilize conditioned area as normalizing unit | Deemed Ex Ante Team | Updated to indicate that TechType UsesElec |  |  | 1 |  | 1
11 | dxHP_equip | SEER Rated Split System HP | spltSEER | Cap-Tons | Any | Standard | updated to support cost data | dxHP_equip:spltSEER | 2013-01-01 |  | 1 | 1 | 0 | 2024-08-13 16:30 | Deemed Ex Ante Team |  |  |  | Updated to indicate that TechType UsesElec |  |  | 1 |  | 1
159 | dxHP_equip | Variable Refrigerant Heat Pump | VarRefgHP | Cap-Tons | Any | Standard |  | dxHP_equip:VarRefgHP | 2013-01-01 |  | 1 | 1 | 0 | 2024-08-13 16:30 | Deemed Ex Ante Team |  |  |  | Updated to indicate that TechType UsesElec |  |  | 1 |  | 1
160 | dxHP_equip | Variable Refrigerant Heat Recovery | VarRefgHR | Cap-Tons | Any | Standard |  | dxHP_equip:VarRefgHR | 2013-01-01 |  | 1 | 1 | 0 | 2024-08-13 16:30 | Deemed Ex Ante Team |  |  |  | Updated to indicate that TechType UsesElec |  |  | 1 |  | 1
13 | dxHP_equip | Water Source Heat Pump | WSHP | Cap-Tons | Any | Standard |  | dxHP_equip:WSHP | 2013-01-01 |  | 1 | 1 | 0 | 2024-08-13 16:30 | Deemed Ex Ante Team |  |  |  | Updated to indicate that TechType UsesElec |  |  | 1 |  | 1
153 | Electronics | All Equipment | AllEquip | Ctrl-kW | Any | Standard |  | Electronics:AllEquip | 2013-01-01 |  | 1 | 1 | 0 | 2024-08-13 16:30 | Deemed Ex Ante Team |  |  |  | Updated to indicate that TechType UsesElec |  |  |  |  | 1
149 | Electronics | Desktop Computer | DesktopComp | Each | Any | Standard |  | Electronics:DesktopComp | 2013-01-01 |  | 1 | 1 | 0 | 2024-08-13 16:30 | Deemed Ex Ante Team |  |  |  | Updated to indicate that TechType UsesElec |  |  |  |  | 1
152 | Electronics | Infrared Sensor | IRsensor | Each | Any | Standard |  | Electronics:IRsensor | 2013-01-01 |  | 1 | 1 | 0 | 2024-08-13 16:30 | Deemed Ex Ante Team |  |  |  | Updated to indicate that TechType UsesElec |  |  |  |  | 1
147 | Electronics | Computer Monitor | Monitor | Each | Any | Standard |  | Electronics:Monitor | 2013-01-01 |  | 1 | 1 | 0 | 2024-08-13 16:30 | Deemed Ex Ante Team |  |  |  | Updated to indicate that TechType UsesElec |  |  |  |  | 1
151 | Electronics | Motion Sensor | MoveSensor | Each | Any | Standard |  | Electronics:MoveSensor | 2013-01-01 |  | 1 | 1 | 0 | 2024-08-13 16:30 | Deemed Ex Ante Team |  |  |  | Updated to indicate that TechType UsesElec |  |  |  |  | 1
146 | Electronics | Occupancy Sensor Plug Strip | OccSensPlug | Each | Any | Standard |  | Electronics:OccSensPlug | 2013-01-01 |  | 1 | 1 | 0 | 2024-08-13 16:30 | Deemed Ex Ante Team |  |  |  | Updated to indicate that TechType UsesElec |  |  |  |  | 1
182 | Electronics | Networked power management software | Software | Each | Any | Standard | Added 2/2016 to support work papers | Electronics:Software | 2013-01-01 |  | 1 | 1 | 0 | 2024-10-10 10:14 | Deemed Ex Ante Team |  |  |  | Updated UsesElec flag to NULL.
150 | Electronics | Time Clock | Timer | Each | Any | Standard |  | Electronics:Timer | 2013-01-01 |  | 1 | 1 | 0 | 2024-08-13 16:30 | Deemed Ex Ante Team |  |  |  | Updated to indicate that TechType UsesElec |  |  |  |  | 1
148 | Electronics | Television | TV | Each | Any | Standard |  | Electronics:TV | 2013-01-01 |  | 1 | 1 | 0 | 2024-08-13 16:30 | Deemed Ex Ante Team |  |  |  | Updated to indicate that TechType UsesElec |  |  |  |  | 1
184 | Electronics | Uninterruptible Power Supply | UPS | Each | Any | Proposed | Added at the request of Sempra | Electronics:UPS | 2013-01-01 |  | 1 | 1 | 0 | 2024-08-13 16:30 | Deemed Ex Ante Team |  |  |  | Updated to indicate that TechType UsesElec |  |  |  |  | 1
16 | EvapCool_eq | Commercial Evaporative Cooler | ComEvap | Flow-CFM | Any | Standard |  | EvapCool_eq:ComEvap | 2013-01-01 |  | 1 | 1 | 0 | 2024-10-10 10:14 | Deemed Ex Ante Team |  |  |  | Updated HasElectricAlt flag to NULL. |  |  |  | 1 | 1
15 | EvapCool_eq | Residential Evaporative Cooler | ResEvap | Household | Any | Standard |  | EvapCool_eq:ResEvap | 2013-01-01 |  | 1 | 1 | 0 | 2024-08-13 16:30 | Deemed Ex Ante Team |  |  |  | Updated to indicate that TechType UsesElec |  |  |  | 1 | 1
98 | FacPondAer | Oxygen Demand Control | OxyDemCtrl | Rated-HP | Any | Standard |  | FacPondAer:OxyDemCtrl | 2013-01-01 |  | 1 | 1 | 0 | 2024-08-13 16:30 | Deemed Ex Ante Team |  |  |  | Updated to indicate that TechType UsesElec |  |  |  |  | 1
170 | Fenest | IR Film for greenhouse | IRFilm | Area-ft2 | Any | Standard | used in NTGR table | Fenest:IRFilm | 2013-01-01 |  | 1 | 1 | 0 | 2023-09-22 16:56 | Deemed Ex Ante Team |  |  |  | Updated to indicate claim/filing status | 1
77 | Fenest | Manufactured Skylight | ManufSky | Area-ft2 | Any | Standard |  | Fenest:ManufSky | 2013-01-01 |  | 1 | 1 | 0 | 2023-09-22 16:56 | Deemed Ex Ante Team |  |  |  | Updated to indicate claim/filing status | 1
73 | Fenest | Manufactured Window | ManufWin | Area-ft2 | Any | Standard |  | Fenest:ManufWin | 2013-01-01 |  | 1 | 1 | 0 | 2023-09-22 16:56 | Deemed Ex Ante Team |  |  |  | Updated to indicate claim/filing status | 1
78 | Fenest | Site-built Skylight | SiteBuiltSky | Area-ft2 | Any | Standard |  | Fenest:SiteBuiltSky | 2013-01-01 |  | 1 | 1 | 0 | 2023-09-22 16:56 | Deemed Ex Ante Team |  |  |  | Updated to indicate claim/filing status | 1
74 | Fenest | Site-built Window | SiteBuiltWin | Area-ft2 | Any | Standard |  | Fenest:SiteBuiltWin | 2013-01-01 |  | 1 | 1 | 0 | 2023-09-22 16:56 | Deemed Ex Ante Team |  |  |  | Updated to indicate claim/filing status | 1
158 | Fenest | Thermal Curtain | ThermCurtain | Area-ft2 | Any | Standard |  | Fenest:ThermCurtain | 2013-01-01 |  | 1 | 1 | 0 | 2023-09-22 16:56 | Deemed Ex Ante Team |  |  |  | Updated to indicate claim/filing status | 1
76 | Fenest | Window Film | WinFilm | Area-ft2 | Any | Standard |  | Fenest:WinFilm | 2013-01-01 |  | 1 | 1 | 0 | 2024-10-10 10:14 | Deemed Ex Ante Team |  |  |  | Updated IsExempt flag to NULL.
75 | Fenest | Window Shade | WinShade | area-ft2 | Any | Standard |  | Fenest:WinShade | 2013-01-01 |  | 1 | 1 | 0 | 2024-10-10 10:14 | Deemed Ex Ante Team |  |  |  | Updated IsExempt flag to NULL.
1033 | FoodService | Hand Wrap Machine | HandWrap | Each | Any | Standard |  | FoodService:HandWrap | 2013-01-01 |  | 1 | 1 | 0 | 2024-08-13 16:30 | Deemed Ex Ante Team |  |  |  | Updated to indicate that TechType UsesElec |  |  |  |  | 1
138 | FoodService | Holding bin | HoldBin | Each | Any | Standard |  | FoodService:HoldBin | 2013-01-01 |  | 1 | 1 | 0 | 2024-10-10 10:14 | Deemed Ex Ante Team |  |  |  | Updated UsesGas flag to NULL. |  |  |  |  | 1
140 | FoodService | Electric Holding Cabinet | HoldCab | Each | Any | Standard |  | FoodService:HoldCab | 2013-01-01 |  | 1 | 1 | 0 | 2024-08-13 16:30 | Deemed Ex Ante Team |  |  |  | Updated to indicate that TechType UsesElec |  |  |  |  | 1
139 | FoodService | Steam Holding Bin | StmHoldBin | Each | Any | Standard |  | FoodService:StmHoldBin | 2013-01-01 |  | 1 | 1 | 0 | 2023-09-22 16:56 | Deemed Ex Ante Team |  |  |  | Updated to indicate claim/filing status
168 | HeatEx | Plate Cooler | PlateClr | Flow-GPM | Any | Standard | used in NTGR table | HeatEx:PlateClr | 2013-01-01 |  | 1 | 1 | 0 | 2023-09-22 16:56 | Deemed Ex Ante Team |  |  |  | Updated to indicate claim/filing status
1938 | HeatReject | Cooling tower | CoolTwr | Cap-Tons | Any | Standard |  | HeatReject:CoolTwr | 2023-01-01 |  | 1 | 1 | 0 | 2024-08-13 16:30 | Deemed Ex Ante Team | 2023-09-19 14:31 | Created to support relevant EUL_ID(s) | Deemed Ex Ante Team | Updated to indicate that TechType UsesElec |  |  |  |  | 1
48 | HeatReject | Cooling Tower Fan Control | TwrFanCtrl | Rated-HP | Any | Standard |  | HeatReject:TwrFanCtrl | 2013-01-01 |  | 1 | 1 | 0 | 2024-08-13 16:30 | Deemed Ex Ante Team |  |  |  | Updated to indicate that TechType UsesElec |  |  |  |  | 1
49 | HeatReject | Cooling Tower Fan - General Purpose Motor | TwrFanMtr | Rated-HP | Any | Standard |  | HeatReject:TwrFanMtr | 2013-01-01 |  | 1 | 1 | 0 | 2024-08-13 16:30 | Deemed Ex Ante Team |  |  |  | Updated to indicate that TechType UsesElec |  |  |  |  | 1
50 | HeatReject | Water Side Economizer | WSEcono | Cap-Tons | Any | Standard | proposed by postgres on 8/3/2011 ¦ for DEER 2005 results | HeatReject:WSEcono | 2013-01-01 |  | 1 | 1 | 0 | 2024-08-13 16:30 | Deemed Ex Ante Team |  |  |  | Updated to indicate that TechType UsesElec |  |  |  |  | 1
42 | HV_AirDist | Air Economizer | AirEcono | Each | Any | Standard | type is just generic economizer, techs will differentiate repair, retrofit, etc. | HV_AirDist:AirEcono | 2013-01-01 |  | 1 | 1 | 0 | 2024-10-10 10:14 | Deemed Ex Ante Team |  |  |  | Updated IsExempt flag to TRUE. | 1 |  |  |  | 1
181 | HV_AirDist | Axial Fan | AxialFan | Each | Any | Standard | Added 2/2016 to support work papers | HV_AirDist:AxialFan | 2013-01-01 |  | 1 | 1 | 0 | 2024-08-13 16:30 | Deemed Ex Ante Team |  |  |  | Updated to indicate that TechType UsesElec |  |  |  |  | 1
35 | HV_AirDist | Duct System Insulation - Commercial | DuctInsC | Flow-CFM | Any | Standard |  | HV_AirDist:DuctInsC | 2013-01-01 |  | 1 | 1 | 0 | 2023-09-22 16:56 | Deemed Ex Ante Team |  |  |  | Updated to indicate claim/filing status | 1
34 | HV_AirDist | Duct System Insulation - Residential | DuctInsul | Household | Any | Standard |  | HV_AirDist:DuctInsul | 2013-01-01 |  | 1 | 1 | 0 | 2023-09-22 16:56 | Deemed Ex Ante Team |  |  |  | Updated to indicate claim/filing status | 1
36 | HV_AirDist | Duct System Integrity - Residential | DuctLeak | Household | Any | Standard |  | HV_AirDist:DuctLeak | 2013-01-01 |  | 1 | 1 | 0 | 2024-08-13 16:28 | Deemed Ex Ante Team |  |  |  | Updated to indicate TechType IsExempt | 1
37 | HV_AirDist | Duct System Integrity - Commercial | DuctSysC | Flow-CFM | Any | Standard |  | HV_AirDist:DuctSysC | 2013-01-01 |  | 1 | 1 | 0 | 2024-08-13 16:28 | Deemed Ex Ante Team |  |  |  | Updated to indicate TechType IsExempt | 1
41 | HV_AirDist | HVAC Exhaust Fan - General Purpose Motor | ExFanMtr | Rated-HP | Any | Standard |  | HV_AirDist:ExFanMtr | 2013-01-01 |  | 1 | 1 | 0 | 2024-08-13 16:30 | Deemed Ex Ante Team |  |  |  | Updated to indicate that TechType UsesElec |  |  |  |  | 1
33 | HV_AirDist | Flow Control | FlowCtrl | Rated-HP | Any | Standard |  | HV_AirDist:FlowCtrl | 2013-01-01 |  | 1 | 1 | 0 | 2024-08-13 16:30 | Deemed Ex Ante Team |  |  |  | Updated to indicate that TechType UsesElec |  |  |  |  | 1
43 | HV_AirDist | Heat Recovery | HeatRecov | Flow-CFM | Any | Standard | for DEER 2005 measures | HV_AirDist:HeatRecov | 2013-01-01 |  | 1 | 1 | 0 | 2023-09-22 16:56 | Deemed Ex Ante Team |  |  |  | Updated to indicate claim/filing status | 1
1939 | HV_AirDist | Retrocommissioning for non-residential HVAC air distribution system | HVAC_RCx | Flow-CFM | Any | Standard |  | HV_AirDist:HVAC_RCx | 2023-01-01 |  | 1 | 1 | 0 | 2024-08-13 16:28 | Deemed Ex Ante Team | 2023-09-19 14:31 | Created to support relevant EUL_ID(s) | Deemed Ex Ante Team | Updated to indicate TechType IsExempt | 1
39 | HV_AirDist | HVAC Return Fan - General Purpose Motor | RetFanMtr | Rated-HP | Any | Standard |  | HV_AirDist:RetFanMtr | 2013-01-01 |  | 1 | 1 | 0 | 2024-08-13 16:30 | Deemed Ex Ante Team |  |  |  | Updated to indicate that TechType UsesElec |  |  |  |  | 1
38 | HV_AirDist | HVAC Supply Fan - General Purpose Motor | SupFanMtr | Rated-HP | Any | Standard |  | HV_AirDist:SupFanMtr | 2013-01-01 |  | 1 | 1 | 0 | 2024-08-13 16:30 | Deemed Ex Ante Team |  |  |  | Updated to indicate that TechType UsesElec |  |  |  |  | 1
1912 | HV_AirDist | HVAC Supply Fan - General Purpose Motor, by building area served | SupFanMtr-BA | Area-ft2-BA | Any | Standard |  | HV_AirDist:SupFanMtr-BA | 2024-01-01 |  | 1 | 1 | 0 | 2024-08-13 16:30 | Deemed Ex Ante Team | 2022-09-13 15:17 | Created for DEER2024 measure | Deemed Ex Ante Team | Updated to indicate that TechType UsesElec |  |  |  |  | 1
1925 | HV_AirDist | Ventilation Fan Control | VentFanCtrl | hp | Any | Standard |  | HV_AirDist:VentFanCtrl | 2023-05-02 |  | 1 | 1 | 0 | 2024-08-13 16:30 | Deemed Ex Ante Team | 2023-05-03 08:48 | Added to support efficient fan controllers | Deemed Ex Ante Team | Updated to indicate that TechType UsesElec |  |  |  |  | 1
40 | HV_AirDist | HVAC Ventilation Fan - General Purpose Motor | VentFanMtr | Rated-HP | Any | Standard |  | HV_AirDist:VentFanMtr | 2013-01-01 |  | 1 | 1 | 0 | 2024-08-13 16:30 | Deemed Ex Ante Team |  |  |  | Updated to indicate that TechType UsesElec |  |  |  |  | 1
161 | HV_Tech | Carbon Dioxide Sensor | CO2sens | Cap-Tons | Any | Standard |  | HV_Tech:CO2sens | 2013-01-01 |  | 1 | 1 | 0 | 2024-08-13 16:30 | Deemed Ex Ante Team |  |  |  | Updated to indicate that TechType UsesElec |  |  |  |  | 1
45 | HV_Tech | D5 Thermostat | D5Tstat | Area-1kFP | Any | Standard | DEER 2005 results are per 1000 ft2 | HV_Tech:D5Tstat | 2013-01-01 |  | 1 | 1 | 0 | 2024-08-13 16:30 | Deemed Ex Ante Team |  |  |  | Updated to indicate that TechType UsesElec |  |  |  |  | 1
180 | HV_Tech | Demand controlled ventilation | DCV | Cap-Tons | Any | Standard | Added 2/2016 to support work papers | HV_Tech:DCV | 2013-01-01 |  | 1 | 1 | 0 | 2024-10-10 10:14 | Deemed Ex Ante Team |  |  |  | Updated IsExempt flag to TRUE. | 1 |  |  |  | 1
46 | HV_Tech | EMS | EMS | Area-1kFP | Any | Standard | proposed by postgres on 8/3/2011 ¦ for DEER 2005 results | HV_Tech:EMS | 2013-01-01 |  | 1 | 1 | 0 | 2024-10-10 10:14 | Deemed Ex Ante Team |  |  |  | Updated IsExempt flag to TRUE. | 1 |  |  |  | 1
179 | HV_Tech | HVAC occupancy sensor | OccSens | Cap-Tons | Any | Standard | Added 2/2016 to support work papers | HV_Tech:OccSens | 2013-01-01 |  | 1 | 1 | 0 | 2024-10-10 10:14 | Deemed Ex Ante Team |  |  |  | Updated IsExempt flag to TRUE. | 1 |  |  |  | 1
177 | HV_Tech | CO2 sensor and Fault Detection controls | OxyDemCtrl | Cap-Tons | Any | Standard | Added 2/2016 to support work papers | HV_Tech:OxyDemCtrl | 2013-01-01 |  | 1 | 1 | 0 | 2024-10-10 10:14 | Deemed Ex Ante Team |  |  |  | Updated IsExempt flag to TRUE. | 1 |  |  |  | 1
47 | HV_Tech | Time Clock | Timer | Area-1kFP | Any | Standard | proposed by postgres on 8/3/2011 ¦ for 2005 results | HV_Tech:Timer | 2013-01-01 |  | 1 | 1 | 0 | 2024-10-10 10:14 | Deemed Ex Ante Team |  |  |  | Updated IsExempt flag to TRUE. | 1 |  |  |  | 1
178 | HV_Tech | Timer integrated into HVAC unit fan - Residential | TimerRes | Each | Any | Standard | Added 2/2016 to support work papers | HV_Tech:TimerRes | 2013-01-01 |  | 1 | 1 | 0 | 2024-10-10 10:14 | Deemed Ex Ante Team |  |  |  | Updated IsExempt flag to TRUE. | 1 |  |  |  | 1
44 | HV_Tech | Thermostat | TStat | Each | Any | Standard |  | HV_Tech:TStat | 2013-01-01 |  | 1 | 1 | 0 | 2024-10-10 10:14 | Deemed Ex Ante Team |  |  |  | Updated IsExempt flag to TRUE. | 1 |  |  |  | 1
157 | HV_Tech | Whole House Fan | WHFan | Household | Any | Standard |  | HV_Tech:WHFan | 2013-01-01 |  | 1 | 1 | 0 | 2024-08-13 16:30 | Deemed Ex Ante Team |  |  |  | Updated to indicate that TechType UsesElec |  |  |  |  | 1
154 | Irrigation | Irrigation System | IrrifSys | Area-Acre | Any | Standard |  | Irrigation:IrrifSys | 2013-01-01 |  | 1 | 1 | 0 | 2024-10-10 10:14 | Deemed Ex Ante Team |  |  |  | Updated IsExempt flag to NULL. |  |  |  |  | 1
1920 | Irrigation | Irrigation System Control | IrrigCtrl | Area-Acre | Any | Standard |  | Irrigation:IrrigCtrl | 2023-01-01 |  | 1 | 1 | 0 | 2024-10-10 10:14 | Deemed Ex Ante Team | 2023-03-13 15:37 | Added to support Water Energy Nexus measures | Deemed Ex Ante Team | Updated IsExempt flag to NULL. |  |  |  |  | 1
1921 | Irrigation | Irrigation Nozzle | Nozzle | Each | Any | Standard |  | Irrigation:Nozzle | 2023-01-01 |  | 1 | 1 | 0 | 2024-10-10 10:14 | Deemed Ex Ante Team | 2023-03-13 15:37 | Added to support Water Energy Nexus measures | Deemed Ex Ante Team | Updated IsExempt flag to NULL.
1922 | Irrigation | Xeriscape Landscaping | Xeriscape | Area-sqft | Any | Standard |  | Irrigation:Xeriscape | 2023-01-01 |  | 1 | 1 | 0 | 2024-10-10 10:14 | Deemed Ex Ante Team | 2023-03-13 15:37 | Added to support Water Energy Nexus measures | Deemed Ex Ante Team | Updated IsExempt flag to NULL.
1034 | LiquidCirc | Circulating Block Heater | CircBlockHtr | Each | Any | Standard | added based on SCE13HC055.0 | LiquidCirc:CircBlockHtr | 2013-01-01 |  | 1 | 1 | 0 | 2024-08-13 16:30 | Deemed Ex Ante Team |  |  |  | Updated to indicate that TechType UsesElec |  |  |  |  | 1
176 | LiquidCirc | Compressor Heat Recovery - Industrial Application | CompHeatRecov | Each | Any | Standard | Added 2/2016 to support work papers | LiquidCirc:CompHeatRecov | 2013-01-01 |  | 1 | 1 | 0 | 2024-08-13 16:28 | Deemed Ex Ante Team |  |  |  | Updated to indicate TechType IsExempt | 1
167 | LiquidCirc | Flow Controls | FlowCtrl | Flow-GPM | Any | Standard |  | LiquidCirc:FlowCtrl | 2013-01-01 |  | 1 | 1 | 0 | 2024-08-13 16:30 | Deemed Ex Ante Team |  |  |  | Updated to indicate that TechType UsesElec |  |  |  |  | 1
28 | LiquidCirc | Flow Plus Temperature Controls | FlowTempCtrl | Flow-GPM | Any | Standard | Combined "Flow" and "Temperature" controls into a single Technology Type because they are often implemented together. | LiquidCirc:FlowTempCtrl | 2013-01-01 |  | 1 | 1 | 0 | 2024-08-13 16:30 | Deemed Ex Ante Team |  |  |  | Updated to indicate that TechType UsesElec |  |  |  |  | 1
29 | LiquidCirc | Pipe Insulation | PipeIns | Len-ft | Any | Standard |  | LiquidCirc:PipeIns | 2013-01-01 |  | 1 | 1 | 0 | 2023-09-22 16:56 | Deemed Ex Ante Team |  |  |  | Added indication that this is an exempt technology (saves gas, but doesn't burn gas) | 1
1949 | LiquidCirc | Piping for liquid circulation systems | Piping | Len-ft | Any | Standard |  | LiquidCirc:Piping | 2020-01-01 |  | 1 | 1 | 0 | 2024-10-17 11:39 | Deemed Ex Ante Team | 2023-09-20 15:36 |  | Deemed Ex Ante Team | Updated to indicate valid claim/filing status
30 | LiquidCirc | Pump - General Purpose Motor | PumpMtr | Rated-HP | Any | Standard |  | LiquidCirc:PumpMtr | 2013-01-01 |  | 1 | 1 | 0 | 2024-08-13 16:30 | Deemed Ex Ante Team |  |  |  | Updated to indicate that TechType UsesElec |  |  |  |  | 1
31 | LiquidCirc | Temperature Reset Control | TempReset | Cap-Tons | Any | Standard | proposed by postgres on 8/3/2011 ¦ chilled and hot water reset, for DEER 2005 results | LiquidCirc:TempReset | 2013-01-01 |  | 1 | 1 | 0 | 2024-08-13 16:30 | Deemed Ex Ante Team |  |  |  | Updated to indicate that TechType UsesElec | 1 |  |  |  | 1
32 | LiquidCirc | Time Clock | Timer | Area-1kFP | Any | Standard | for DEER 2005 results | LiquidCirc:Timer | 2013-01-01 |  | 1 | 1 | 0 | 2024-08-13 16:30 | Deemed Ex Ante Team |  |  |  | Updated to indicate that TechType UsesElec |  |  |  |  | 1
1007 | Ltg_Ballast | Fluorescent Ballast | LF_Ballast | Each | Any | Standard |  | Ltg_Ballast:LF_Ballast | 2013-01-01 |  | 1 | 1 | 0 | 2024-08-13 16:30 | Deemed Ex Ante Team |  |  |  | Updated to indicate that TechType UsesElec |  |  |  |  | 1
116 | Ltg_Controls | Infrared Sensor | IRsensor | Each | Any | Standard |  | Ltg_Controls:IRsensor | 2013-01-01 |  | 1 | 1 | 0 | 2024-08-13 16:30 | Deemed Ex Ante Team |  |  |  | Updated to indicate that TechType UsesElec |  |  |  |  | 1
114 | Ltg_Controls | Light Sensor | LtSensor | Each | Any | Standard |  | Ltg_Controls:LtSensor | 2013-01-01 |  | 1 | 1 | 0 | 2024-08-13 16:30 | Deemed Ex Ante Team |  |  |  | Updated to indicate that TechType UsesElec |  |  |  |  | 1
169 | Ltg_Controls | hard-wired occupancy sensor | OccSensor | Each | Any | Standard | used in NTGR table | Ltg_Controls:OccSensor | 2013-01-01 |  | 1 | 1 | 0 | 2024-08-13 16:30 | Deemed Ex Ante Team |  |  |  | Updated to indicate that TechType UsesElec |  |  |  |  | 1
115 | Ltg_Controls | Time Clock | Timer | Each | Any | Standard |  | Ltg_Controls:Timer | 2013-01-01 |  | 1 | 1 | 0 | 2024-08-13 16:30 | Deemed Ex Ante Team |  |  |  | Updated to indicate that TechType UsesElec |  |  |  |  | 1
1014 | Ltg_Fixture | CFL Fixture | CFL_fixt | Fixture | Any | Standard |  | Ltg_Fixture:CFL_fixt | 2013-01-01 |  | 1 | 1 | 0 | 2024-08-13 16:30 | Deemed Ex Ante Team |  |  |  | Updated to indicate that TechType UsesElec |  |  |  |  | 1
1011 | Ltg_Fixture | Exit Fixture | Exit_fixt | Fixture | Any | Standard |  | Ltg_Fixture:Exit_fixt | 2013-01-01 |  | 1 | 1 | 0 | 2024-08-13 16:30 | Deemed Ex Ante Team |  |  |  | Updated to indicate that TechType UsesElec |  |  |  |  | 1
1013 | Ltg_Fixture | HID Fixture | HID_fixt | Fixture | Any | Standard |  | Ltg_Fixture:HID_fixt | 2013-01-01 |  | 1 | 1 | 0 | 2024-08-13 16:30 | Deemed Ex Ante Team |  |  |  | Updated to indicate that TechType UsesElec |  |  |  |  | 1
1021 | Ltg_Fixture | Induction Fixture | Ind_fixt | Fixture | Any | Standard |  | Ltg_Fixture:Ind_fixt | 2013-01-01 |  | 1 | 1 | 0 | 2024-08-13 16:30 | Deemed Ex Ante Team |  |  |  | Updated to indicate that TechType UsesElec |  |  |  |  | 1
1012 | Ltg_Fixture | LED Fixture | LED_fixt | Fixture | Any | Standard |  | Ltg_Fixture:LED_fixt | 2013-01-01 |  | 1 | 1 | 0 | 2024-08-13 16:30 | Deemed Ex Ante Team |  |  |  | Updated to indicate that TechType UsesElec |  |  |  |  | 1
1010 | Ltg_Fixture | Linear Fluorescent Fixture | LinFluor_fixt | Fixture | Any | Standard |  | Ltg_Fixture:LinFluor_fixt | 2013-01-01 |  | 1 | 1 | 0 | 2024-08-13 16:30 | Deemed Ex Ante Team |  |  |  | Updated to indicate that TechType UsesElec |  |  |  |  | 1
1002 | Ltg_Lamp | Integral CFL (screw-in) | CFLint_lamp | Lamp | Any | Standard |  | Ltg_Lamp:CFLint_lamp | 2013-01-01 |  | 1 | 1 | 0 | 2024-08-13 16:30 | Deemed Ex Ante Team |  |  |  | Updated to indicate that TechType UsesElec |  |  |  |  | 1
1003 | Ltg_Lamp | Pin-based CFL (no ballast) | CFLpin_lamp | Lamp | Any | Standard |  | Ltg_Lamp:CFLpin_lamp | 2013-01-01 |  | 1 | 1 | 0 | 2024-08-13 16:30 | Deemed Ex Ante Team |  |  |  | Updated to indicate that TechType UsesElec |  |  |  |  | 1
1004 | Ltg_Lamp | Halogen Lamp | Hal_lamp | Lamp | Any | Standard |  | Ltg_Lamp:Hal_lamp | 2013-01-01 |  | 1 | 1 | 0 | 2024-08-13 16:30 | Deemed Ex Ante Team |  |  |  | Updated to indicate that TechType UsesElec |  |  |  |  | 1
1001 | Ltg_Lamp | Incandescent Lamp | Incan_lamp | Lamp | Any | Standard |  | Ltg_Lamp:Incan_lamp | 2013-01-01 |  | 1 | 1 | 0 | 2024-08-13 16:30 | Deemed Ex Ante Team |  |  |  | Updated to indicate that TechType UsesElec |  |  |  |  | 1
1005 | Ltg_Lamp | LED Lamp | LED_lamp | Lamp | Any | Standard |  | Ltg_Lamp:LED_lamp | 2013-01-01 |  | 1 | 1 | 0 | 2024-08-13 16:30 | Deemed Ex Ante Team |  |  |  | Updated to indicate that TechType UsesElec |  |  |  |  | 1
1006 | Ltg_Lamp | Linear Fluorescent Lamp | LF_lamp | Lamp | Any | Standard |  | Ltg_Lamp:LF_Lamp | 2013-01-01 |  | 1 | 1 | 0 | 2024-08-13 16:30 | Deemed Ex Ante Team |  |  |  | Updated to indicate that TechType UsesElec |  |  |  |  | 1
1019 | Ltg_Lmp+Blst | Component-based CFL Lamp and Ballast | CFL_LmpBlst | Fixture | Any | Standard |  | Ltg_Lmp+Blst:CFL_LmpBlst | 2013-01-01 |  | 1 | 1 | 0 | 2024-08-13 16:30 | Deemed Ex Ante Team |  |  |  | Updated to indicate that TechType UsesElec |  |  |  |  | 1
1009 | Ltg_Lmp+Blst | HID Lamp with Ballast | HID_LmpBlst | Fixture | Any | Standard |  | Ltg_Lmp+Blst:HID_LmpBlst | 2013-01-01 |  | 1 | 1 | 0 | 2024-08-13 16:30 | Deemed Ex Ante Team |  |  |  | Updated to indicate that TechType UsesElec |  |  |  |  | 1
1020 | Ltg_Lmp+Blst | Induction Lamp with Ballast | Ind_LmpBlst | Fixture | Any | Standard |  | Ltg_Lmp+Blst:Ind_LmpBlst | 2013-01-01 |  | 1 | 1 | 0 | 2024-08-13 16:30 | Deemed Ex Ante Team |  |  |  | Updated to indicate that TechType UsesElec |  |  |  |  | 1
1008 | Ltg_Lmp+Blst | Linear Fluorescent Lamp with Ballast | LF_LmpBlst | Fixture | Any | Standard |  | Ltg_Lmp+Blst:LF_LmpBlst | 2013-01-01 |  | 1 | 1 | 0 | 2024-08-13 16:30 | Deemed Ex Ante Team |  |  |  | Updated to indicate that TechType UsesElec |  |  |  |  | 1
1015 | Ltg_PlugIn | Light String | LtString | Each | Any | Standard |  | Ltg_PlugIn:LtString | 2013-01-01 |  | 1 | 1 | 0 | 2024-08-13 16:30 | Deemed Ex Ante Team |  |  |  | Updated to indicate that TechType UsesElec |  |  |  |  | 1
1016 | Ltg_PlugIn | Night Light | NiteLight | Each | Any | Standard |  | Ltg_PlugIn:NiteLight | 2013-01-01 |  | 1 | 1 | 0 | 2024-08-13 16:30 | Deemed Ex Ante Team |  |  |  | Updated to indicate that TechType UsesElec |  |  |  |  | 1
1017 | Ltg_PlugIn | Fixture | PlugIn_fixt | Each | Any | Standard |  | Ltg_PlugIn:PlugIn_fixt | 2013-01-01 |  | 1 | 1 | 0 | 2024-08-13 16:30 | Deemed Ex Ante Team |  |  |  | Updated to indicate that TechType UsesElec |  |  |  |  | 1
1018 | Ltg_PlugIn | Signage | Signage | Each | Any | Standard |  | Ltg_PlugIn:Signage | 2013-01-01 |  | 1 | 1 | 0 | 2024-08-13 16:30 | Deemed Ex Ante Team |  |  |  | Updated to indicate that TechType UsesElec |  |  |  |  | 1
61 | Motor | General Purpose | GenPurpose | Rated-HP | Any | Standard |  | Motor:GenPurpose | 2013-01-01 |  | 1 | 1 | 0 | 2024-08-13 16:30 | Deemed Ex Ante Team |  |  |  | Updated to indicate that TechType UsesElec |  |  |  |  | 1
58 | Motor_gen | Agitation/mixing drive | Agitation | Rated-HP | Any | Standard |  | Motor_gen:Agitation | 2013-01-01 |  | 1 | 1 | 0 | 2024-08-13 16:30 | Deemed Ex Ante Team |  |  |  | Updated to indicate that TechType UsesElec |  |  |  |  | 1
59 | Motor_gen | Boiler draft fan | BlrDraftFan | Rated-HP | Any | Standard |  | Motor_gen:BlrDraftFan | 2013-01-01 |  | 1 | 1 | 0 | 2024-08-13 16:30 | Deemed Ex Ante Team |  |  |  | Updated to indicate that TechType UsesElec |  |  |  |  | 1
52 | Motor_gen | Condensate return pump | CondRetpmp | Rated-HP | Any | Standard |  | Motor_gen:CondRetpmp | 2013-01-01 |  | 1 | 1 | 0 | 2024-08-13 16:30 | Deemed Ex Ante Team |  |  |  | Updated to indicate that TechType UsesElec |  |  |  |  | 1
54 | Motor_gen | Conveyor drive | ConveyDrv | Rated-HP | Any | Standard |  | Motor_gen:ConveyDrv | 2013-01-01 |  | 1 | 1 | 0 | 2024-08-13 16:30 | Deemed Ex Ante Team |  |  |  | Updated to indicate that TechType UsesElec |  |  |  |  | 1
55 | Motor_gen | Elevator drive | ElevDrv | Rated-HP | Any | Standard |  | Motor_gen:ElevDrv | 2013-01-01 |  | 1 | 1 | 0 | 2024-08-13 16:30 | Deemed Ex Ante Team |  |  |  | Updated to indicate that TechType UsesElec |  |  |  |  | 1
60 | Motor_gen | Irrigation pump | IrrigPmp | Rated-HP | Any | Standard |  | Motor_gen:IrrigPmp | 2013-01-01 |  | 1 | 1 | 0 | 2024-08-13 16:30 | Deemed Ex Ante Team |  |  |  | Updated to indicate that TechType UsesElec |  |  |  |  | 1
56 | Motor_gen | Manufacturing machine drive | ManMachDrv | Rated-HP | Any | Standard |  | Motor_gen:ManMachDrv | 2013-01-01 |  | 1 | 1 | 0 | 2024-08-13 16:30 | Deemed Ex Ante Team |  |  |  | Updated to indicate that TechType UsesElec |  |  |  |  | 1
57 | Motor_gen | Material processing machine drive | MatProcDrv | Rated-HP | Any | Standard |  | Motor_gen:MatProcDrv | 2013-01-01 |  | 1 | 1 | 0 | 2024-08-13 16:30 | Deemed Ex Ante Team |  |  |  | Updated to indicate that TechType UsesElec |  |  |  |  | 1
51 | Motor_gen | Makeup water pump | MUWaterPmp | Rated-HP | Any | Standard |  | Motor_gen:MUWaterPmp | 2013-01-01 |  | 1 | 1 | 0 | 2024-08-13 16:30 | Deemed Ex Ante Team |  |  |  | Updated to indicate that TechType UsesElec |  |  |  |  | 1
53 | Motor_gen | Stack economizer exhaust fan | StackExfan | Rated-HP | Any | Standard |  | Motor_gen:StackExfan | 2013-01-01 |  | 1 | 1 | 0 | 2024-08-13 16:30 | Deemed Ex Ante Team |  |  |  | Updated to indicate that TechType UsesElec |  |  |  |  | 1
62 | Motor_Spd | Adjustable Speed Drive | ASD | Rated-HP¦Each | Any | Standard |  | Motor_Spd:ASD | 2013-01-01 |  | 1 | 1 | 0 | 2024-08-13 16:30 | Deemed Ex Ante Team |  |  |  | Updated to indicate that TechType UsesElec |  |  |  |  | 1
1904 | NonSav | Non-Savings Measure Bonus payment | Bonus | Each | Any | Standard | for claims support only (not an ex ante value) | NonSav:Bonus | 2013-01-01 |  | 1 | 1 | 0 | 2023-09-22 16:56 | Deemed Ex Ante Team |  |  |  | Updated to indicate claim/filing status
1902 | NonSav | Non-Savings Measure Correction | Correction | Each | Any | Standard | for claims support only (not an ex ante value) | NonSav:Correction | 2013-01-01 |  | 1 | 1 | 0 | 2023-09-22 16:56 | Deemed Ex Ante Team |  |  |  | Updated to indicate claim/filing status
1901 | NonSav | Non-Savings Measure | NonSav | Each | Any | Standard | for claims support only (not an ex ante value) | NonSav:NonSav | 2013-01-01 |  | 1 | 1 | 0 | 2023-09-22 16:56 | Deemed Ex Ante Team |  |  |  | Updated to indicate claim/filing status
1903 | NonSav | Non-Savings Measure Pilot program | Pilot | Each | Any | Standard | for claims support only (not an ex ante value) | NonSav:Pilot | 2013-01-01 |  | 1 | 1 | 0 | 2023-09-22 16:56 | Deemed Ex Ante Team |  |  |  | Updated to indicate claim/filing status
1933 | Operation | BRO-Op offering for non-residential customer | Nonres | Site | Any | Standard |  | Operation:Nonres | 2023-01-01 |  | 1 | 1 | 0 | 2024-08-13 16:28 | Deemed Ex Ante Team | 2023-09-19 14:31 | Created to support relevant EUL_ID(s) | Deemed Ex Ante Team | Updated to indicate TechType IsExempt | 1
1934 | Operation | BRO-Op offering for residential customer | Res | Household | Any | Standard |  | Operation:Res | 2023-01-01 |  | 1 | 1 | 0 | 2024-08-13 16:28 | Deemed Ex Ante Team | 2023-09-19 14:31 | Created to support relevant EUL_ID(s) | Deemed Ex Ante Team | Updated to indicate TechType IsExempt | 1
1924 | PatioHeat | Gas Patio Heater | GasPatioHeat | kBtuh | Any | Standard |  | PatioHeat:GasPatioHeat | 2023-01-01 |  | 1 | 1 | 0 | 2024-10-10 10:14 | Deemed Ex Ante Team | 2023-05-02 08:51 | Added to support efficient commercial gas patio heaters | Deemed Ex Ante Team | Updated HasElectricAlt flag to TRUE. |  | 1 |  |  |  | 1
164 | PoolSpa_eq | Liquid Pool Cover | LqdPoolCvr | Vol-Gal | Any | Standard | Updated TechType for this unapproved technology | PoolSpa_eq:LqdPoolCvr | 2013-01-01 |  | 1 | 1 | 0 | 2023-09-22 16:56 | Deemed Ex Ante Team |  |  |  | Updated to indicate claim/filing status | 1
1037 | PoolSpa_eq | Pool Cover | PoolCvr | Area-ft2 | Any | Standard | Add Pool Cover for use by PA for work paper measures | PoolSpa_eq:PoolCvr | 2013-01-01 |  | 1 | 1 | 0 | 2023-09-22 16:56 | Deemed Ex Ante Team |  |  |  | Updated to indicate claim/filing status | 1
1038 | PoolSpa_eq | Swimming Pool / Spa Heater | PoolHeater | Cap-kBTUh | Any | Standard | Add Pool Heater for use by PA for work paper measures | PoolSpa_eq:PoolHeater | 2013-01-01 | 2025-12-31 | 1 | 1 | 0 | 2024-10-10 10:14 | Deemed Ex Ante Team |  |  |  | Updated ExpiryDate to 2025-12-31. |  | 1 |  | 1 |  | 1
1966 | PoolSpa_eq | Swimming Pool / Spa Heater, Electric | PoolHeater-Elec |  | Any | Standard |  | PoolSpa_eq:PoolHeater-Elec | 2026-01-01 |  | 1 | 1 | 0 | 2024-10-10 10:14 | Deemed Ex Ante Team | 2024-08-14 14:33 | Added to distinguish from gas equipment | Deemed Ex Ante Team | Convert FALSE values to NULL
1984 | PoolSpa_eq | Swimming Pool / Spa Heater, Gas | PoolHeater-Gas | Cap-kBTUh¦Each | Any | Standard |  | PoolSpa_eq:PoolHeater-Gas | 2026-01-01 |  | 1 | 1 | 1 | 2024-10-17 11:39 | Deemed Ex Ante Team | 2024-10-10 10:24 | Added to distinguish from electric pool heaters | Deemed Ex Ante Team | Updated to indicate valid claim/filing status |  | 1 |  | 1 |  | 1
1967 | PoolSpa_eq | Swimming Pool / Spa Heater, Heat Pump | PoolHeater-HP |  | Any | Standard |  | PoolSpa_eq:PoolHeater-HP | 2026-01-01 |  | 1 | 1 | 0 | 2024-10-10 10:14 | Deemed Ex Ante Team | 2024-08-14 14:33 | Added to distinguish from gas and electric resistance equipment | Deemed Ex Ante Team | Convert FALSE values to NULL
172 | PoolSpa_eq | Pool Pump | PoolPump | Rated-HP | Any | Standard |  | PoolSpa_eq:PoolPump | 2013-01-01 |  | 1 | 1 | 0 | 2024-08-13 16:30 | Deemed Ex Ante Team |  |  |  | Updated to indicate that TechType UsesElec |  |  |  |  | 1
1022 | PumpSystem | Centrifugal Booster Pump | CentBstr | Rated-HP | Any | Standard |  | PumpSystem:CentBstr | 2013-01-01 |  | 1 | 1 | 0 | 2024-08-13 16:30 | Deemed Ex Ante Team |  |  |  | Updated to indicate that TechType UsesElec |  |  |  |  | 1
91 | PumpSystem | Centrifugal | Centrif | Flow-GPM | Any | Standard |  | PumpSystem:Centrif | 2013-01-01 |  | 1 | 1 | 0 | 2024-08-13 16:30 | Deemed Ex Ante Team |  |  |  | Updated to indicate that TechType UsesElec |  |  |  |  | 1
93 | PumpSystem | Positive Displacement | PosDisp | Flow-GPM | Any | Standard |  | PumpSystem:PosDisp | 2013-01-01 |  | 1 | 1 | 0 | 2024-08-13 16:30 | Deemed Ex Ante Team |  |  |  | Updated to indicate that TechType UsesElec |  |  |  |  | 1
92 | PumpSystem | Progressive Capacity Pump | ProgCapac | Flow-GPM | Any | Standard |  | PumpSystem:ProgCapac | 2013-01-01 |  | 1 | 1 | 0 | 2024-08-13 16:30 | Deemed Ex Ante Team |  |  |  | Updated to indicate that TechType UsesElec |  |  |  |  | 1
1023 | PumpSystem | Submersible Booster Pump | SubBstr | Rated-HP | Any | Standard |  | PumpSystem:SubBstr | 2013-01-01 |  | 1 | 1 | 0 | 2024-08-13 16:30 | Deemed Ex Ante Team |  |  |  | Updated to indicate that TechType UsesElec |  |  |  |  | 1
1024 | PumpSystem | Submersible Well Pump | SubWell | Rated-HP | Any | Standard |  | PumpSystem:SubWell | 2013-01-01 |  | 1 | 1 | 0 | 2024-08-13 16:30 | Deemed Ex Ante Team |  |  |  | Updated to indicate that TechType UsesElec |  |  |  |  | 1
1025 | PumpSystem | Turbine Booster Pump | TurbBstr | Rated-HP | Any | Standard |  | PumpSystem:TurbBstr | 2013-01-01 |  | 1 | 1 | 0 | 2024-08-13 16:30 | Deemed Ex Ante Team |  |  |  | Updated to indicate that TechType UsesElec |  |  |  |  | 1
1026 | PumpSystem | Turbine Well Pump | TurbWell | Rated-HP | Any | Standard |  | PumpSystem:TurbWell | 2013-01-01 |  | 1 | 1 | 0 | 2024-08-13 16:30 | Deemed Ex Ante Team |  |  |  | Updated to indicate that TechType UsesElec |  |  |  |  | 1
141 | Ref_SelfCon | Ice Machine | IceMach | Each | Any | Standard |  | Ref_SelfCon:IceMach | 2013-01-01 |  | 1 | 1 | 0 | 2024-08-13 16:30 | Deemed Ex Ante Team |  |  |  | Updated to indicate that TechType UsesElec |  |  | 1 |  | 1
1940 | Ref_Storage | Anti-sweat heater control for refrigerated case | ASHCtrl | Area-ft2 | Any | Standard |  | Ref_Storage:ASHCtrl | 2023-01-01 |  | 1 | 1 | 0 | 2024-08-13 16:30 | Deemed Ex Ante Team | 2023-09-19 14:31 | Created to support relevant EUL_ID(s) | Deemed Ex Ante Team | Updated to indicate that TechType UsesElec |  |  |  |  | 1
175 | Ref_Storage | Automatic door closer | AutoCloserCF | Each | Any | Standard | Added 2/2016 to support work papers | Ref_Storage:AutoCloserCF | 2013-01-01 |  | 1 | 1 | 0 | 2023-09-22 18:25 | Deemed Ex Ante Team |  |  |  | Updated to indicate claim/filing status
1926 | Ref_Storage | Pre-cooling system for milk | dxDairy | Cap-Tons | Any | Standard |  | Ref_Storage:dxDairy | 2023-01-01 |  | 1 | 1 | 0 | 2024-08-13 16:30 | Deemed Ex Ante Team | 2023-09-19 14:31 | Created to support relevant EUL_ID(s) | Deemed Ex Ante Team | Updated to indicate that TechType UsesElec |  |  |  |  | 1
1941 | Ref_Storage | Evaporator fan for refrigeration system | EvapFan | Cap-Tons | Any | Standard |  | Ref_Storage:EvapFan | 2023-01-01 |  | 1 | 1 | 0 | 2024-08-13 16:30 | Deemed Ex Ante Team | 2023-09-19 14:31 | Created to support relevant EUL_ID(s) | Deemed Ex Ante Team | Updated to indicate that TechType UsesElec |  |  |  |  | 1
1942 | Ref_Storage | Evaporator fan control for refrigeration system | EvapFanCtrl | kWh | Any | Standard |  | Ref_Storage:EvapFanCtrl | 2023-01-01 |  | 1 | 1 | 0 | 2024-08-13 16:30 | Deemed Ex Ante Team | 2023-09-19 14:31 | Created to support relevant EUL_ID(s) | Deemed Ex Ante Team | Updated to indicate that TechType UsesElec |  |  |  |  | 1
121 | Ref_Storage | Freezer | Freezer | Each | Any | Standard |  | Ref_Storage:Freezer | 2013-01-01 |  | 1 | 1 | 0 | 2024-08-13 16:30 | Deemed Ex Ante Team |  |  |  | Updated to indicate that TechType UsesElec |  |  | 1 |  | 1
171 | Ref_Storage | Door Gasket | Gasket | Len-ft | Any | Standard | used in NTGR table | Ref_Storage:Gasket | 2013-01-01 |  | 1 | 1 | 0 | 2024-10-10 10:14 | Deemed Ex Ante Team |  |  |  | Updated UsesElec flag to NULL.
117 | Ref_Storage | Horizontal (coffin) Display Fixture | HorDisp | Len-ft | Any | Standard |  | Ref_Storage:HorDisp | 2013-01-01 |  | 1 | 1 | 0 | 2024-08-13 16:30 | Deemed Ex Ante Team |  |  |  | Updated to indicate that TechType UsesElec |  |  | 1 |  | 1
174 | Ref_Storage | Night Cover for Vertical Refrigerated Display | NightCover | Len-ft | Any | Standard | Added 2/2016 to support work papers | Ref_Storage:NightCover | 2013-01-01 |  | 1 | 1 | 0 | 2023-09-22 18:25 | Deemed Ex Ante Team |  |  |  | Updated to indicate claim/filing status
128 | Ref_Storage | Reach-In Storage | ReachIn | Each | Any | Standard |  | Ref_Storage:ReachIn | 2013-01-01 |  | 1 | 1 | 0 | 2024-08-13 16:30 | Deemed Ex Ante Team |  |  |  | Updated to indicate that TechType UsesElec |  |  | 1 |  | 1
185 | Ref_Storage | Refrigeration Controls | RefControl | Each | Any | Standard | Added per SDGE request for 2017 claims | Ref_Storage:RefControl | 2013-01-01 |  | 1 | 1 | 0 | 2024-08-13 16:30 | Deemed Ex Ante Team |  |  |  | Updated to indicate that TechType UsesElec |  |  |  |  | 1
1929 | Ref_Storage | Retrocommissioning for refrigeration system | Refrig_RCx | kBtuh | Any | Standard |  | Ref_Storage:Refrig_RCx | 2023-01-01 |  | 1 | 1 | 0 | 2023-09-22 16:56 | Deemed Ex Ante Team | 2023-09-19 14:31 | Created to support relevant EUL_ID(s) | Deemed Ex Ante Team
119 | Ref_Storage | Refrigerator/Freezer | RefrigFrz | Each | Any | Standard |  | Ref_Storage:RefrigFrz | 2013-01-01 |  | 1 | 1 | 0 | 2024-08-13 16:30 | Deemed Ex Ante Team |  |  |  | Updated to indicate that TechType UsesElec |  |  | 1 |  | 1
127 | Ref_Storage | Refrigerator Lighting | RefrigLtg | Each | Any | Standard |  | Ref_Storage:RefrigLtg | 2013-01-01 |  | 1 | 1 | 0 | 2024-08-13 16:30 | Deemed Ex Ante Team |  |  |  | Updated to indicate that TechType UsesElec |  |  |  |  | 1
125 | Ref_Storage | Strip Curtains | StripCurt | Len-ft | Any | Standard |  | Ref_Storage:StripCurt | 2013-01-01 |  | 1 | 1 | 0 | 2023-09-22 16:56 | Deemed Ex Ante Team |  |  |  | Updated to indicate claim/filing status
126 | Ref_Storage | Temperature Sensor | TempSensor | Each | Any | Standard |  | Ref_Storage:TempSensor | 2013-01-01 |  | 1 | 1 | 0 | 2024-08-13 16:30 | Deemed Ex Ante Team |  |  |  | Updated to indicate that TechType UsesElec |  |  |  |  | 1
118 | Ref_Storage | Vertical (multi-deck) Display Fixture | VertDisplay | Len-ft | Any | Standard |  | Ref_Storage:VertDisplay | 2013-01-01 |  | 1 | 1 | 0 | 2024-08-13 16:30 | Deemed Ex Ante Team |  |  |  | Updated to indicate that TechType UsesElec |  |  | 1 |  | 1
173 | Ref_Storage | Vending Machine controller | VMController | Each | Any | Standard |  | Ref_Storage:VMController | 2013-01-01 |  | 1 | 1 | 0 | 2024-08-13 16:30 | Deemed Ex Ante Team |  |  |  | Updated to indicate that TechType UsesElec |  |  |  |  | 1
123 | Ref_Storage | Walk-in Cooler | WalkInCool | Each | Any | Standard |  | Ref_Storage:WalkInCool | 2013-01-01 |  | 1 | 1 | 0 | 2024-08-13 16:30 | Deemed Ex Ante Team |  |  |  | Updated to indicate that TechType UsesElec |  |  | 1 |  | 1
122 | Ref_Storage | Walk-in Door | WalkInDoor | Len-ft | Any | Standard |  | Ref_Storage:WalkInDoor | 2013-01-01 |  | 1 | 1 | 0 | 2023-09-22 16:56 | Deemed Ex Ante Team |  |  |  | Updated to indicate claim/filing status
124 | Ref_Storage | Walk-in Freezer | WalkInFrz | Each | Any | Standard |  | Ref_Storage:WalkInFrz | 2013-01-01 |  | 1 | 1 | 0 | 2024-08-13 16:30 | Deemed Ex Ante Team |  |  |  | Updated to indicate that TechType UsesElec |  |  | 1 |  | 1
99 | RodPumps | Pump Control | PumpCtrl | kWh | Any | Standard | same comment as above, for kWh"" | RodPumps:PumpCtrl | 2013-01-01 |  | 1 | 1 | 0 | 2024-08-13 16:30 | Deemed Ex Ante Team |  |  |  | Updated to indicate that TechType UsesElec |  |  |  |  | 1
1943 | SpaceHtg_eq | Space heating boiler | Boiler | Cap-kBTUh | Any | Standard |  | SpaceHtg_eq:Boiler | 2023-01-01 |  | 1 | 1 | 0 | 2024-08-14 14:32 | Deemed Ex Ante Team | 2023-09-19 14:31 | Created to support relevant EUL_ID(s) | Deemed Ex Ante Team | Updated to indicate that TechType UsesGas | [5 empty] | 1
17 | SpaceHtg_eq | Gas Furnace | GasFurnace | Cap-kBTUh | Any | Standard | proposed by postgres on 8/3/2011 ¦ for DEER 2005 measures | SpaceHtg_eq:GasFurnace | 2013-01-01 |  | 1 | 1 | 0 | 2024-10-10 10:14 | Deemed Ex Ante Team |  |  |  | Updated HasRefrigerantAlt flag to NULL. |  | 1 |  |  | 1 | 1
1945 | SpaceHtg_eq | Solar water heating system | Solar | Cap-kBTUh | Any | Standard |  | SpaceHtg_eq:Solar | 2023-01-01 |  | 1 | 1 | 0 | 2023-09-22 16:56 | Deemed Ex Ante Team | 2023-09-19 14:31 | Created to support relevant EUL_ID(s) | Deemed Ex Ante Team
95 | SteamCirc | Pipe Insulation | PipeIns | Len-ft | Any | Standard |  | SteamCirc:PipeIns | 2013-01-01 |  | 1 | 1 | 0 | 2023-09-22 16:56 | Deemed Ex Ante Team |  |  |  | Updated to indicate claim/filing status | 1
94 | SteamCirc | Steam Trap | SteamTrap | Installation | Any | Standard |  | SteamCirc:SteamTrap | 2013-01-01 |  | 1 | 1 | 0 | 2023-09-22 16:56 | Deemed Ex Ante Team |  |  |  | Updated to indicate claim/filing status | 1
71 | SteamHtg_eq | AFUE Rated Boiler | Boiler_AF | Cap-kBTUh | Any | Standard |  | SteamHtg_eq:Boiler_AF | 2013-01-01 |  | 1 | 1 | 0 | 2024-08-14 14:32 | Deemed Ex Ante Team |  |  |  | Updated to indicate that TechType UsesGas |  | 1 |  | 1 |  | 1
72 | SteamHtg_eq | Et Rated Boiler | Boiler_Et | Cap-kBTUh | Any | Standard |  | SteamHtg_eq:Boiler_Et | 2013-01-01 |  | 1 | 1 | 0 | 2024-08-14 14:32 | Deemed Ex Ante Team |  |  |  | Updated to indicate that TechType UsesGas |  | 1 |  | 1 |  | 1
96 | VertTrans | Elevator Motor | ElevMotor | Rated-HP | Any | Standard |  | VertTrans:ElevMotor | 2013-01-01 |  | 1 | 1 | 0 | 2024-08-13 16:30 | Deemed Ex Ante Team |  |  |  | Updated to indicate that TechType UsesElec |  |  |  |  | 1
1036 | WaterFixt | DHW Savings Kit (faucet aerators and low flow showerheads) | DHWSavingsKit | Each | Any | Standard |  | WaterFixt:DHWSavingsKit | 2013-01-01 |  | 1 | 1 | 0 | 2023-09-22 16:56 | Deemed Ex Ante Team |  |  |  | Updated to indicate claim/filing status | 1
1907 | WaterFixt | Faucet | Faucet | Each | Any | Standard | Added to support EUL_ID=WtrHt-WH-Faucet | WaterFixt:Faucet | 2013-01-01 |  | 1 | 1 | 0 | 2023-09-22 16:56 | Deemed Ex Ante Team |  |  |  | Updated to indicate claim/filing status
145 | WaterFixt | Faucet Aerator | FaucetAer | Each | Any | Standard |  | WaterFixt:FaucetAer | 2013-01-01 |  | 1 | 1 | 0 | 2023-09-22 16:56 | Deemed Ex Ante Team |  |  |  | Updated to indicate claim/filing status | 1
163 | WaterFixt | Flow Restriction Valve | FlowRestrict | Each | Any | Standard |  | WaterFixt:FlowRestrict | 2013-01-01 |  | 1 | 1 | 0 | 2023-09-22 16:56 | Deemed Ex Ante Team |  |  |  | Updated to indicate claim/filing status | 1
1944 | WaterFixt | Pre-rinse valve for food service | PreRinseValve | Flow-GPM | Any | Standard |  | WaterFixt:PreRinseValve | 2023-01-01 |  | 1 | 1 | 0 | 2024-08-13 16:28 | Deemed Ex Ante Team | 2023-09-19 14:31 | Created to support relevant EUL_ID(s) | Deemed Ex Ante Team | Updated to indicate TechType IsExempt | 1
1923 | WaterFixt | Sanitary Plumbing Fixture | Sanitary | Each | Any | Standard |  | WaterFixt:Sanitary | 2023-01-01 |  | 1 | 1 | 0 | 2023-09-22 16:56 | Deemed Ex Ante Team | 2023-03-13 15:37 | Added to support Water Energy Nexus measures | Deemed Ex Ante Team
144 | WaterFixt | Showerhead | ShowerHd | Each | Any | Standard |  | WaterFixt:ShowerHd | 2013-01-01 |  | 1 | 1 | 0 | 2023-09-22 16:56 | Deemed Ex Ante Team |  |  |  | Updated to indicate claim/filing status | 1
1035 | WaterFixt | Showerhead with Flow Restriction Valve | ShowerHdFlowRes | Each | Any | Standard |  | WaterFixt:ShowerHdFlowRes | 2013-01-01 |  | 1 | 1 | 0 | 2023-09-22 16:56 | Deemed Ex Ante Team |  |  |  | Updated to indicate claim/filing status | 1
63 | WaterHtg_eq | AFUE Rated Boiler | Boiler_AF | Cap-kBTUh | Any | Standard |  | WaterHtg_eq:Boiler_AF | 2013-01-01 |  | 1 | 1 | 0 | 2024-08-14 14:32 | Deemed Ex Ante Team |  |  |  | Updated to indicate that TechType UsesGas |  | 1 |  | 1 |  | 1
1915 | WaterHtg_eq | Ec Rated Large Boiler | Boiler_Ec | Cap-kBTUh | Any | Standard |  | WaterHtg_eq:Boiler_Ec | 2023-01-01 |  | 1 | 1 | 0 | 2024-08-14 14:32 | Deemed Ex Ante Team | 2022-10-26 12:46 | Added for combustion efficiency rated boilers | Deemed Ex Ante Team | Updated to indicate that TechType UsesGas |  | 1 |  | 1 |  | 1
64 | WaterHtg_eq | Et Rated Boiler | Boiler_Et | Cap-kBTUh | Any | Standard |  | WaterHtg_eq:Boiler_Et | 2013-01-01 |  | 1 | 1 | 0 | 2024-08-14 14:32 | Deemed Ex Ante Team |  |  |  | Updated to indicate that TechType UsesGas |  | 1 |  | 1 |  | 1
1909 | WaterHtg_eq | Central Et-rated boiler | Boiler_Et_Central | Cap-kBTUh | Any | Standard |  | WaterHtg_eq:Boiler_Et_Central | 2023-01-01 |  | 1 | 1 | 0 | 2024-08-14 14:32 | Deemed Ex Ante Team | 2022-02-15 19:16 | Created to support EnergyPlus multi-family central SHW model | Deemed Ex Ante Team | Updated to indicate that TechType UsesGas |  | 1 |  | 1 |  | 1
1927 | WaterHtg_eq | Retrocommissioning for boiler | Boiler_RCx | kBtuh | Any | Standard |  | WaterHtg_eq:Boiler_RCx | 2023-01-01 |  | 1 | 1 | 0 | 2024-08-13 16:28 | Deemed Ex Ante Team | 2023-09-19 14:31 | Created to support relevant EUL_ID(s) | Deemed Ex Ante Team | Updated to indicate TechType IsExempt | 1
1906 | WaterHtg_eq | COP-rated Heat Pump Water Heater | HP_COP | Each | Any | Standard | Added for DEER_WaterHeater_Calculator_v4.0 for DEER2021 | WaterHtg_eq:HP_COP | 2013-01-01 |  | 1 | 1 | 0 | 2024-08-13 16:30 | Deemed Ex Ante Team |  |  |  | Updated to indicate that TechType UsesElec |  |  | 1 |  | 1
1908 | WaterHtg_eq | Central COP-rated Heat Pump Water Heater | HP_COP_Central | Cap-kBTUh | Any | Standard |  | WaterHtg_eq:HP_COP_Central | 2023-01-01 |  | 1 | 1 | 0 | 2024-08-13 16:30 | Deemed Ex Ante Team | 2022-02-15 19:16 | Created to support EnergyPlus multi-family central SHW model | Deemed Ex Ante Team | Updated to indicate that TechType UsesElec |  |  | 1 |  | 1
69 | WaterHtg_eq | EF Rated Heat Pump Water Heater | HP_EF | Each | Any | Standard |  | WaterHtg_eq:HP_EF | 2013-01-01 |  | 1 | 1 | 0 | 2024-08-13 16:30 | Deemed Ex Ante Team |  |  |  | Updated to indicate that TechType UsesElec |  |  | 1 |  | 1
1045 | WaterHtg_eq | UEF-rated Heat Pump Water Heater | HP_UEF | Each | Any | Standard | Added for DEER2019 | WaterHtg_eq:HP_UEF | 2013-01-01 |  | 1 | 1 | 0 | 2024-08-13 16:30 | Deemed Ex Ante Team |  |  |  | Updated to indicate that TechType UsesElec |  |  | 1 |  | 1
65 | WaterHtg_eq | EF Rated Instantaneous Water Heater | Instant_EF | Each | Any | Standard |  | WaterHtg_eq:Instant_EF | 2013-01-01 |  | 1 | 1 | 0 | 2024-10-10 10:14 | Deemed Ex Ante Team |  |  |  | Updated HasRefrigerantAlt flag to NULL. |  | 1 |  |  |  | 1
66 | WaterHtg_eq | Et Rated Instantaneous Water Heater | Instant_Et | Cap-kBTUh | Any | Standard |  | WaterHtg_eq:Instant_Et | 2013-01-01 |  | 1 | 1 | 0 | 2024-08-14 14:32 | Deemed Ex Ante Team |  |  |  | Updated to indicate that TechType UsesGas |  | 1 |  |  |  | 1
1043 | WaterHtg_eq | UEF Rated Instantaneous Water Heater | Instant_UEF | Each | Any | Standard | Added for DEER2019 | WaterHtg_eq:Instant_UEF | 2013-01-01 |  | 1 | 1 | 0 | 2024-10-10 10:14 | Deemed Ex Ante Team |  |  |  | Updated HasRefrigerantAlt flag to NULL. |  | 1 |  |  |  | 1
67 | WaterHtg_eq | EF Rated Storage Water Heater | Stor_EF | Each | Any | Standard |  | WaterHtg_eq:Stor_EF | 2013-01-01 |  | 1 | 1 | 0 | 2024-10-10 10:14 | Deemed Ex Ante Team |  |  |  | Updated HasRefrigerantAlt flag to NULL. |  | 1 |  |  |  | 1
68 | WaterHtg_eq | Et Rated Storage Water Heater | Stor_Et | Cap-kBTUh | Any | Standard |  | WaterHtg_eq:Stor_Et | 2013-01-01 |  | 1 | 1 | 0 | 2024-08-14 14:32 | Deemed Ex Ante Team |  |  |  | Updated to indicate that TechType UsesGas |  | 1 |  | 1 |  | 1
1910 | WaterHtg_eq | Central Et-rated storage water heater | Stor_Et_Central | Cap-kBTUh | Any | Standard |  | WaterHtg_eq:Stor_Et_Central | 2023-01-01 |  | 1 | 1 | 0 | 2024-08-14 14:32 | Deemed Ex Ante Team | 2022-02-15 19:16 | Created to support EnergyPlus multi-family central SHW model | Deemed Ex Ante Team | Updated to indicate that TechType UsesGas |  | 1 |  | 1 |  | 1
1044 | WaterHtg_eq | UEF Rated Storage Water Heater | Stor_UEF | Each | Any | Standard | Added for DEER2019 | WaterHtg_eq:Stor_UEF | 2013-01-01 |  | 1 | 1 | 0 | 2024-08-14 14:32 | Deemed Ex Ante Team |  |  |  | Updated to indicate that TechType UsesGas |  | 1 |  | 1 |  | 1
70 | WaterHtg_eq | Tank Insulation | TankIns | Area-ft2 | Any | Standard |  | WaterHtg_eq:TankIns | 2013-01-01 |  | 1 | 1 | 0 | 2023-09-22 16:56 | Deemed Ex Ante Team |  |  |  | Updated to indicate claim/filing status | 1
166 | WhlBldg | Area Whole-building Improvements | WBldgImpArea | Area-ft2 | Any | Standard |  | WhlBldg:WBldgImpArea | 2013-01-01 |  | 1 | 1 | 0 | 2023-09-22 16:56 | Deemed Ex Ante Team |  |  |  | Updated to indicate claim/filing status
165 | WhlBldg | Site Whole-Building Improvements | WBldgImpSite | Site | Any | Standard |  | WhlBldg:WBldgImpSite | 2013-01-01 |  | 1 | 1 | 0 | 2023-09-22 16:56 | Deemed Ex Ante Team |  |  |  | Updated to indicate claim/filing status
1031 | WhlBldg | Whole-Building Retrofit Package | WBRetPkg | Site | Any | Standard |  | WhlBldg:WBRetPkg | 2013-01-01 |  | 1 | 1 | 0 | 2023-09-22 16:56 | Deemed Ex Ante Team |  |  |  | Updated to indicate claim/filing status

## RACC_2022 >
2022 ACC Refrigerant Calculator version 1b updated
The Avoided Cost Calculator is updated biannually to improve the accuracy of how benefits of demand-side resources are calculated. The most recent update was completed in 2022.
Avoided Cost Calculator
The methodology for determine the avoided costs of refrigerants is identical to that contained in the 2022 ACC Refrigerant Calculator version 1b updated.xlsx file provided at the above webpage. This workbook adapts some of the inputs to align with the rules for deemed measures. These minor adaptations are described as follows:
1. | The measure application type list provided on the ACC Inputs worksheet is not used since it does not include some MATs that might be needed.
2. | The measure lives that are provided by CARB on the Refrigerant Leakage table are not used since deemed measures must use DEER-approved EULs.
3. | The original Refrigerant GWPs from the workbook posted to the above webpage was renamed to Refrigerant GWPs+Dates and expanded to include:
a. Natural refrigerants
b. Dates that refrigerants were banned--by either the EPA or CARB--were added for each refrigerant
c. Sources that were used to inform the banned dates

## ACC Inputs
$/tonne (nominal)
Cost Basis | Dollar Year | Start Year | 2019 | 2020 | 2021 | 2022 | 2023 | 2024 | 2025 | 2026 | 2027 | 2028 | 2029 | 2030 | 2031 | 2032 | 2033 | 2034 | 2035 | 2036 | 2037 | 2038 | 2039 | 2040 | 2041 | 2042 | 2043 | 2044 | 2045 | 2046 | 2047 | 2048 | 2049 | 2050 | 2051 | 2052 | 2053 | 2054 | 2055 | 2056 | 2057 | 2058 | 2059 | 2060 | 2061 | 2062 | 2063 | 2064
2022 GHG Value from Natural Gas ACC using $2022 | 2022 | 2021 |  |  | 122.5766 | 131.7984 | 141.7141 | 152.3757 | 163.8394 | 176.1656 | 189.4192 | 203.6698 | 218.9925 | 235.4681 | 253.1831 | 272.2309 | 292.7118 | 314.7335 | 338.4119 | 363.8718 | 391.2471 | 420.6819 | 452.3312 | 486.3616 | 522.9522 | 562.2956 | 604.599 | 650.085 | 698.993 | 751.5806 | 808.1245 | 868.9224 | 934.2943 | 1004.5844 | 1080.1626 | 1161.4269
2021 GHG Adder from Electric ACC using $2020 | 2020 | 2019 | 31.7715 | 35.531 | 38.2889 | 41.2785 | 44.4743 | 47.9289 | 51.6395 | 55.6267 | 59.9131 | 64.5251 | 69.504 | 74.8724 | 79.7624 | 85.1605 | 91.112 | 97.6658 | 104.875 | 112.7967 | 121.4929 | 131.0302 | 141.481 | 152.9233 | 165.4413 | 179.1261 | 194.0759 | 210.3968 | 228.2033 | 247.6191 | 268.7776 | 291.8228 | 316.9101 | 344.2071
(not used)
Measure Types |  |  | $/tonne (nominal) 2019: IOU WACC (Nominal, after-tax); $/tonne (nominal) 2022: Dollar Year; $/tonne (nominal) 2024: Inflation Rate
Normal Replacement or Add-on Equipment |  | PG&E | $/tonne (nominal) 2019: 0.0734; $/tonne (nominal) 2022: 2022; $/tonne (nominal) 2024: 2%
Accelerated Replacement |  | SCE | $/tonne (nominal) 2019: 0.0768
|  | SDG&E | $/tonne (nominal) 2019: 0.0755
The extrapolated GHG values from the 2022 Natural Gas ACCs—shown in the chart for years beyond 2052—are only approved for use in the RACC-FSC_v3.0 workbook. They are not approved for use in other applications.

## Refrigerant Leakage
CARB_Sector | Device type | CARB Average lifetime (years) | Average charge size (amount of refrigerant) in lbs. per unit | Average annual leak rate (q_ann) | Average end-of-life loss rate of remaining refrigerant (q_EOL) | Number of years prior to EOL with no "top-off" refrigerant added to replace full charge (t_EOL) | Percentage of refrigerant charge lost during lifetime | Mass of refrigerant lost during lifetime for average unit (lbs)
Appliance | Heat Pump Clothes Dryers | 14 | 0.882 | 1% | 100% | 14 | 100% | 0.882
Appliance | Heat Pump Water Heaters | 14 | 2.4 | 1% | 100% | 14 | 100% | 2.4
Appliance | Household refrigerator freezer | 14 | 0.342 | 1% | 77% | 14 | 80.22% | 0.27435
MVAC and Transport Refrigeration | Mobile Vehicle AC (MVAC) Light Duty (LD) | 12 | 1.52 | 8% | 42.5% | 2 | 131.7% | 2.0018
MVAC and Transport Refrigeration | MVAC Bus | 12 | 21.8 | 11.7% | 49% | 1 | 183.7% | 40.0394
MVAC and Transport Refrigeration | MVAC Heavy Duty (HD) (non-bus) | 10 | 2.92 | 33.8% | 51.34% | 1 | 372% | 10.862
MVAC and Transport Refrigeration | MVAC Off-Road | 10 | 2.43 | 33.8% | 51.3% | 1 | 372% | 9.0386
MVAC and Transport Refrigeration | Refrigerated Shipping Containers | 5 | 33.1 | 5% | 19.1% | 1 | 43.15% | 14.281
MVAC and Transport Refrigeration | Ships | 15 | 273.2 | 36.6% | 0% | 1 | 549% | 1499.868
MVAC and Transport Refrigeration | Transport Refrigerated Units (TRUs) | 7 | 16 | 15% | 49% | 1 | 146.6% | 23.464
Stationary Air-conditioning | Commercial Unitary AC 50-200 lbs., > 135,000 BTUh size | 20 | 70 | 7% | 20% | 0 | 160% | 112
Stationary Air-conditioning | Commercial Unitary AC, < 50-lbs., < 135,000 BTUh size (includes smaller "residential-type" central AC and heat pumps) | 15 | 18.2 | 4.7% | 56% | 0 | 126.5% | 23.023
Stationary Air-conditioning | Dehumidifiers | 5 | 1 | 1% | 98.5% | 5 | 98.58% | 0.98575
Stationary Air-conditioning | Large Chiller 2,000 lbs. + | 20 | 3978 | 2.3% | 20% | 0 | 66% | 2625.48
Stationary Air-conditioning | Medium Chiller 200-2,000 lbs. | 20 | 526 | 3% | 20% | 0 | 80% | 420.8
Stationary Air-conditioning | Portable AC | 10 | 1.54 | 1% | 98.5% | 10 | 98.65% | 1.5192
Stationary Air-conditioning | Residential Heat Pumps | 15 | 8.2 | 5.3% | 80% | 3 | 146.8% | 12.036
Stationary Air-conditioning | Residential Unitary AC | 15 | 7.5 | 5% | 80% | 3 | 143% | 10.725
Stationary Air-conditioning | Window/Room AC and PTAC Units, commercial | 12 | 1.54 | 2% | 98.5% | 12 | 98.86% | 1.5224
Stationary Air-conditioning | Window/Room/Wall AC and Packaged Terminal AC (PTAC) Units, residential | 12 | 1.54 | 2% | 98.5% | 12 | 98.86% | 1.5224
Stationary Refrigeration | Commercial Ice Machines | 5 | 3.31 | 0.5% | 98.5% | 5 | 98.54% | 3.2616
Stationary Refrigeration | Large cold storage 2,000 lbs. + | 20 | 7252 | 14.8% | 20% | 0 | 316% | 22916.32
Stationary Refrigeration | Large commercial refrigeration 2,000 lbs. + | 15 | 3352 | 24.2% | 20% | 0 | 383% | 12838.16
Stationary Refrigeration | Large industrial process cooling 2,000 lbs. + | 20 | 5873 | 12.3% | 20% | 0 | 266% | 15622.18
Stationary Refrigeration | Medium cold storage 200-2,000 lbs. | 20 | 552 | 10.3% | 20% | 0 | 226% | 1247.52
Stationary Refrigeration | Medium commercial refrigeration 200-2,000 lbs. | 15 | 684 | 22.9% | 20% | 0 | 363.5% | 2486.34
Stationary Refrigeration | Medium industrial process cooling 200-2,000 lbs. | 20 | 660 | 12.5% | 20% | 0 | 270% | 1782
Stationary Refrigeration | Refrigerated Food Processing and Dispensing Equipment | 12 | 3 | 1% | 98.5% | 6 | 104.6% | 3.1377
Stationary Refrigeration | Refrigerated vending machines | 15 | 0.63 | 1% | 98.5% | 15 | 98.72% | 0.62197
Stationary Refrigeration | Small cold storage 50-200 lbs. | 20 | 113 | 4% | 20% | 0 | 100% | 113
Stationary Refrigeration | Small commercial refrigeration 50-200 lbs. | 20 | 103 | 15.6% | 20% | 0 | 332% | 341.96
Stationary Refrigeration | Small industrial process cooling 50-200 lbs. | 20 | 104 | 9.1% | 20% | 0 | 202% | 210.08
Stationary Refrigeration | Stand alone (self-contained) refrig units | 20 | 1.023 | 1% | 98.5% | 10 | 108.7% | 1.1115
Stationary Refrigeration | Sub-small commercial refrigeration < 50 lbs. | 14 | 23 | 15% | 34% | 0 | 244% | 56.12
Stationary Refrigeration | Water Coolers - Drinking Fountains | 14 | 0.25 | 1% | 98.5% | 14 | 98.71% | 0.24677
Note on C1: [Threaded comment] Your version of Excel allows you to read this threaded comment; however, any edits to it will get removed if the file is opened in a newer version of Excel. Learn more: https://go.microsoft.com/fwlink/?linkid=870924 Comment: DNV: For DEER EUL values, see: https://www.caetrm.com/cpuc/table/effusefullife/.
Note on H1: [Threaded comment] Your version of Excel allows you to read this threaded comment; however, any edits to it will get removed if the file is opened in a newer version of Excel. Learn more: https://go.microsoft.com/fwlink/?linkid=870924 Comment: Primary values for use from this tab. Equal to (q_ann,i * t_i + q_EOL,i * (1 - q_ann,i * t_EOL,i)) in documentation
Note on I1: [Threaded comment] Your version of Excel allows you to read this threaded comment; however, any edits to it will get removed if the file is opened in a newer version of Excel. Learn more: https://go.microsoft.com/fwlink/?linkid=870924 Comment: Illustrative only. Must use actual refrigerant charge for calculations

## Refrigerant GWPs+Dates
Common name of refrigerant/GHG | Full Name | Date banned by CARB or EPA for new products | Atmospheric Life Time in Years | 100-year GWP Values from IPCC Fourth Assessment Report (AR4) (2007) | 20-year GWP Values from IPCC Fourth Assessment Report (AR4) (2007) | Notes | Active GWP | References
2-BTP | 2-bromotrifluoropropene (C3H2BrF3) (BTP) fire suppressant | 2053-01-01 | 0.02 | 0.005 | 0.005 |  | 0.005
Ammonia | R-717 (NH3) | 2053-01-01 |  | 0 |  |  | 0 | Not listed in AR4, sourced from CARB: https://ww2.arb.ca.gov/resources/documents/high-gwp-refrigerants
Butane | R-600 (C4H10) | 2053-01-01 |  | 3 |  |  | 3 | Not listed in AR4, sourced from CARB: https://ww2.arb.ca.gov/resources/documents/high-gwp-refrigerants
Carbon Dioxide | Carbon Dioxide (CO2) | 2053-01-01 | 50-200 | 1 | 1 |  | 1
Carbon tetrachloride | Carbon tetrachloride (CCl4) | 1994-01-01 | 26 | 1400 | 2700 |  | 1400 | Controlled by Montreal Protocol; not included in ARB inventory by international convention
CFC-11 | Trichlorofluoromethane (CCl3F) | 1994-01-01 | 45 | 4750 | 6730 |  | 4750 | Controlled by Montreal Protocol; not included in ARB inventory by international convention
CFC-113 | 1,1,2-Trichlorotrifluoroethane (C2F3Cl3) | 1994-01-01 | 85 | 6130 | 6540 |  | 6130 | Controlled by Montreal Protocol; not included in ARB inventory by international convention
CFC-114 | Dichlorotetrafluoroethane (C2F4Cl2) | 1994-01-01 | 190 | 10000 | 8040 |  | 10000 | Controlled by Montreal Protocol; not included in ARB inventory by international convention
CFC-115 | Monochloropentafluoroethane (C2F5Cl) | 1994-01-01 | 1020 | 7370 | 5310 |  | 7370 | Controlled by Montreal Protocol; not included in ARB inventory by international convention
CFC-12 | Dichlorodifluoromethane (CCl2F2) | 1994-01-01 | 100 | 10900 | 11000 |  | 10900 | Controlled by Montreal Protocol; not included in ARB inventory by international convention
CFC-13 | Chlorotrifluoromethane (CClF3) | 1994-01-01 | 640 | 14400 | 10800 |  | 14400 | Controlled by Montreal Protocol; not included in ARB inventory by international convention
Dimethyl ether (DME) | Dimethyl ether (DME) (CH3OCH3 (C2H6O)) | 2053-01-01 | 0.005 | 1 | 1 |  | 1
DR-3 | DR-3 is "developmental refrigerant" 3, and is pre-commercial as of May 2016 | 2053-01-01 |  | 148 | Not Available |  | 148
FOR12A | HFC-134a 1,1,1,2-Tetrafluoroethane 80%; HFC-152a 1,1-Difluoroethane 4%; CF3I (Trifluoroiodomethane) 11% | 2053-01-01 |  | 1221 | Not Available |  | 1221 | Retail Food Refrigeration table - https://ww2.arb.ca.gov/resources/fact-sheets/hydrofluorocarbon-hfc-prohibitions-california#_ftnref1
FOR12B | HFC-134a 1,1,1,2-Tetrafluoroethane 77%; Dimethyl ether (DME) (C2H6O) 2%; CF3I (Trifluoroiodomethane) 21% | 2053-01-01 |  | 1101 | Not Available |  | 1101 | Retail Food Refrigeration table - https://ww2.arb.ca.gov/resources/fact-sheets/hydrofluorocarbon-hfc-prohibitions-california#_ftnref1
Free Zone | HCFC-142b Monochlorodifluoroethane 19%; HFC-134a 1,1,1,2-Tetrafluoroethane 79% | 2053-01-01 |  | 1568.6 | Not Available |  | 1568.6