## SUMMARY
Filters:
|  | Code/Meas | Meas2
|  | Residential |  | Tolerance above minimum performance requirement |  |  |  | This table checks what the code UEF + tolerance % above code
|  | Code |  | LOW DRAW | MEDIUM DRAW | HIGH DRAW |  | Code UEF + % |  | LOW DRAW | MEDIUM DRAW | HIGH DRAW
|  | Instantaneous (gal) | 2 | 1% | 1% | 1% |  | Instantaneous (gal) | 2 | 0.8181 | 0.8181 | 0.8181
|  | Storage (gal) | 30 | 1% | 1% | 1% |  | Storage (gal) | 30 | 0.54661 | 0.60327 | 0.65953
|  | Storage (gal) | 40 | 1% | 2% | 1% |  | Storage (gal) | 40 | 0.52742 | 0.59191 | 0.6464
|  | Storage (gal) | 50 | 1% | 5% | 5% |  | Storage (gal) | 50 | 0.50823 | 0.59147 | 0.65835
|  | Storage (gal) | 55 | 1% | 1% | 1% |  | Storage (gal) | 55 | 0.49864 | 0.56035 | 0.6267
|  | Storage (gal) | 60 | 1% | 1% | 1% |  | Storage (gal) | 60 | 0.74629 | 0.77336 | 0.79709
|  | Storage (gal) | 75 | 1% | 1% | 1% |  | Storage (gal) | 75 | 0.73871 | 0.7673 | 0.79255
|  | Storage (gal) | 80 | 1% | 1% | 1% |  | Storage (gal) | 80 | 0.73619 | 0.76528 | 0.79103
|  | Storage (gal) | 100 | 1% | 1% | 1% |  | Storage (gal) | 100 | 0.72609 | 0.7572 | 0.78497
|  | Storage (gal) | 120 | 1% | 1% | 1% |  | Storage (gal) | 120
RESIDENTIAL WH TYPE RESIDENTIAL WH TYPE RESIDENTIAL WH TYPE RESIDENTIAL WH TYPE RESIDENTIAL WH TYPE RESIDENTIAL WH TYPE RESIDENTIAL WH TYPE RESIDENTIAL WH TYPE
|  | Inventory | Gas Instantaneous |  |  | Gas Storage |  |  | Residential-Duty Gas Storage |  |  | Elec Instantaneous |  |  | Residential-Duty Elec Instantaneous |  |  | Elec Storage |  |  | Heat Pump
MIN VOL (GAL) | MAX VOL (GAL) | CATEGORY | LOW DRAW | MEDIUM DRAW | HIGH DRAW | LOW DRAW | MEDIUM DRAW | HIGH DRAW | LOW DRAW | MEDIUM DRAW | HIGH DRAW | LOW DRAW | MEDIUM DRAW | HIGH DRAW | LOW DRAW | MEDIUM DRAW | HIGH DRAW | LOW DRAW | MEDIUM DRAW | HIGH DRAW | LOW DRAW | MEDIUM DRAW | HIGH DRAW | N/A
-0.01 | 2 | 2 | 0 | 0 | 174 | 0 | 0 | 0 | 0 | 0 | 0 | [9 empty] | 0 | 0 | 0 | 0
2 | 30 | 30 | 0 | 0 | 0 | 0 | 0 | 0 | 0 | 0 | 0 | [9 empty] | 0 | 0 | 0 | 0
30 | 40 | 40 |  |  |  | 0 | 0 | 5 | 0 | 0 | 0 | [9 empty] | 0 | 6 | 0 | 6
40 | 50 | 50 |  |  |  | 0 | 0 | 5 | 0 | 0 | 0 | [9 empty] | 0 | 9 | 0 | 9
50 | 55 | 55 |  |  |  | 0 | 0 | 0 | 0 | 0 | 0 | [9 empty] | 0 | 0 | 0 | 0
55 | 60 | 60 |  |  |  | 0 | 0 | 0 | 0 | 0 | 0 | [9 empty] | 0 | 0 | 0 | 0
60 | 75 | 75 |  |  |  | 0 | 0 | 0 | 0 | 0 | 0 | [9 empty] | 0 | 7 | 7 | 14
75 | 80 | 80 |  |  |  | 0 | 0 | 0 | 0 | 0 | 0 | [9 empty] | 0 | 7 | 7 | 14
90 | 105 | 100 |  |  |  | 0 | 0 | 0 | 0 | 0 | 0 | [12 empty] | 0
115 | 120 | 120 |  |  |  | 0 | 0 | 0 | 0 | 0 | 0 | [12 empty] | 0
|  | TOTAL | 0 | 0 | 174 | 0 | 0 | 10 | 0 | 0 | 0 | [9 empty] | 0 | 29 | 14 | 43
|  | Recovery or Thermal Efficiency (bin average), % | Gas Instantaneous |  |  | Gas Storage |  |  | Residential-Duty Gas Storage |  |  | Elec Instantaneous |  |  | Residential-Duty Elec Instantaneous |  |  | Elec Storage |  |  | Heat Pump
MIN VOL (GAL) | MAX VOL (GAL) | CATEGORY | LOW DRAW | MEDIUM DRAW | HIGH DRAW | LOW DRAW | MEDIUM DRAW | HIGH DRAW | LOW DRAW | MEDIUM DRAW | HIGH DRAW | LOW DRAW | MEDIUM DRAW | HIGH DRAW | LOW DRAW | MEDIUM DRAW | HIGH DRAW | LOW DRAW | MEDIUM DRAW | HIGH DRAW | LOW DRAW | MEDIUM DRAW | HIGH DRAW | N/A
-0.01 | 2 | 2 | #N/A | #N/A | 96.38% | #N/A | #N/A | #N/A | #N/A | #N/A | #N/A | [9 empty] | #N/A | #N/A | #N/A | #N/A
2 | 30 | 30 | #N/A | #N/A | #N/A | #N/A | #N/A | #N/A | #N/A | #N/A | #N/A | [9 empty] | #N/A | #N/A | #N/A | #N/A
30 | 40 | 40 |  |  |  | #N/A | #N/A | 92% | #N/A | #N/A | #N/A | [9 empty] | #N/A | 428.8% | #N/A | 428.8%
40 | 50 | 50 |  |  |  | #N/A | #N/A | 89% | #N/A | #N/A | #N/A | [9 empty] | #N/A | 412% | #N/A | 412%
50 | 55 | 55 |  |  |  | #N/A | #N/A | #N/A | #N/A | #N/A | #N/A | [9 empty] | #N/A | #N/A | #N/A | #N/A
55 | 60 | 60 |  |  |  | #N/A | #N/A | #N/A | #N/A | #N/A | #N/A | [9 empty] | #N/A | #N/A | #N/A | #N/A
60 | 75 | 75 |  |  |  | #N/A | #N/A | #N/A | #N/A | #N/A | #N/A | [9 empty] | #N/A | 407% | 410.6% | 408.8%
75 | 80 | 80 |  |  |  | #N/A | #N/A | #N/A | #N/A | #N/A | #N/A | [9 empty] | #N/A | 445% | 401.7% | 423.4%
90 | 105 | 100 |  |  |  | #N/A | #N/A | #N/A | #N/A | #N/A | #N/A
115 | 120 | 120 |  |  |  | #N/A | #N/A | #N/A | #N/A | #N/A | #N/A
|  | Uniform Energy Factor (bin average) | Gas Instantaneous |  |  | Gas Storage |  |  | Residential-Duty Gas Storage |  |  | Elec Instantaneous |  |  | Residential-Duty Elec Instantaneous |  |  | Elec Storage |  |  | Heat Pump
MIN VOL (GAL) | MAX VOL (GAL) | CATEGORY | LOW DRAW | MEDIUM DRAW | HIGH DRAW | LOW DRAW | MEDIUM DRAW | HIGH DRAW | LOW DRAW | MEDIUM DRAW | HIGH DRAW | LOW DRAW | MEDIUM DRAW | HIGH DRAW | LOW DRAW | MEDIUM DRAW | HIGH DRAW | LOW DRAW | MEDIUM DRAW | HIGH DRAW | LOW DRAW | MEDIUM DRAW | HIGH DRAW | N/A
-0.01 | 2 | 2 | #N/A | #N/A | 0.93598 | #N/A | #N/A | #N/A | #N/A | #N/A | #N/A | [9 empty] | #N/A | #N/A | #N/A | #N/A
2 | 30 | 30 | #N/A | #N/A | #N/A | #N/A | #N/A | #N/A | #N/A | #N/A | #N/A | [9 empty] | #N/A | #N/A | #N/A | #N/A
30 | 40 | 40 |  |  |  | #N/A | #N/A | 0.83 | #N/A | #N/A | #N/A | [9 empty] | #N/A | 3.5 | #N/A | 3.5
40 | 50 | 50 |  |  |  | #N/A | #N/A | 0.8 | #N/A | #N/A | #N/A | [9 empty] | #N/A | 3.5167 | #N/A | 3.5167
50 | 55 | 55 |  |  |  | #N/A | #N/A | #N/A | #N/A | #N/A | #N/A | [9 empty] | #N/A | #N/A | #N/A | #N/A
55 | 60 | 60 |  |  |  | #N/A | #N/A | #N/A | #N/A | #N/A | #N/A | [9 empty] | #N/A | #N/A | #N/A | #N/A
60 | 75 | 75 |  |  |  | #N/A | #N/A | #N/A | #N/A | #N/A | #N/A | [9 empty] | #N/A | 3.55 | 3.5286 | 3.5393
75 | 80 | 80 |  |  |  | #N/A | #N/A | #N/A | #N/A | #N/A | #N/A | [9 empty] | #N/A | 3.7 | 3.5286 | 3.6143
90 | 105 | 100 |  |  |  | #N/A | #N/A | #N/A | #N/A | #N/A | #N/A | [9 empty] | #N/A | #N/A | #N/A | #N/A
115 | 120 | 120 |  |  |  | #N/A | #N/A | #N/A | #N/A | #N/A | #N/A | [9 empty] | #N/A | #N/A | #N/A | #N/A
|  | Input (bin average), kBtu/h (gas), kW (electric) | Gas Instantaneous |  |  | Gas Storage |  |  | Residential-Duty Gas Storage |  |  | Elec Instantaneous |  |  | Residential-Duty Elec Instantaneous |  |  | Elec Storage |  |  | Heat Pump
MIN VOL (GAL) | MAX VOL (GAL) | CATEGORY | LOW DRAW | MEDIUM DRAW | HIGH DRAW | LOW DRAW | MEDIUM DRAW | HIGH DRAW | LOW DRAW | MEDIUM DRAW | HIGH DRAW | LOW DRAW | MEDIUM DRAW | HIGH DRAW | LOW DRAW | MEDIUM DRAW | HIGH DRAW | LOW DRAW | MEDIUM DRAW | HIGH DRAW | LOW DRAW | MEDIUM DRAW | HIGH DRAW | N/A
-0.01 | 2 | 2 | #N/A | #N/A | 185.9649 | #N/A | #N/A | #N/A | #N/A | #N/A | #N/A | [9 empty] | #N/A | #N/A | #N/A | #N/A
2 | 30 | 30 | #N/A | #N/A | #N/A | #N/A | #N/A | #N/A | #N/A | #N/A | #N/A | [9 empty] | #N/A | #N/A | #N/A | #N/A
30 | 40 | 40 |  |  |  | #N/A | #N/A | 40 | #N/A | #N/A | #N/A | [9 empty] | #N/A | 4.5 | #N/A | 4.5
40 | 50 | 50 |  |  |  | #N/A | #N/A | 40 | #N/A | #N/A | #N/A | [9 empty] | #N/A | 4.6667 | #N/A | 4.6667
50 | 55 | 55 |  |  |  | #N/A | #N/A | #N/A | #N/A | #N/A | #N/A | [9 empty] | #N/A | #N/A | #N/A | #N/A
55 | 60 | 60 |  |  |  | #N/A | #N/A | #N/A | #N/A | #N/A | #N/A | [9 empty] | #N/A | #N/A | #N/A | #N/A
60 | 75 | 75 |  |  |  | #N/A | #N/A | #N/A | #N/A | #N/A | #N/A | [9 empty] | #N/A | 2.3 | 4.5714 | 3.4357
75 | 80 | 80 |  |  |  | #N/A | #N/A | #N/A | #N/A | #N/A | #N/A | [9 empty] | #N/A | 2.3 | 4.5714 | 3.4357
90 | 105 | 100 | [6 empty] | #N/A | #N/A | #N/A | [9 empty] | #N/A | #N/A | #N/A | #N/A
115 | 120 | 120 | [6 empty] | #N/A | #N/A | #N/A | [9 empty] | #N/A | #N/A | #N/A | #N/A
|  | Tank UA (bin average), Btu/h-F | Gas Instantaneous |  |  | Gas Storage |  |  | Residential-Duty Gas Storage |  |  | Elec Instantaneous |  |  | Residential-Duty Elec Instantaneous |  |  | Elec Storage |  |  | Heat Pump
MIN VOL (GAL) | MAX VOL (GAL) | CATEGORY | LOW DRAW | MEDIUM DRAW | HIGH DRAW | LOW DRAW | MEDIUM DRAW | HIGH DRAW | LOW DRAW | MEDIUM DRAW | HIGH DRAW | LOW DRAW | MEDIUM DRAW | HIGH DRAW | LOW DRAW | MEDIUM DRAW | HIGH DRAW | LOW DRAW | MEDIUM DRAW | HIGH DRAW | LOW DRAW | MEDIUM DRAW | HIGH DRAW | N/A
-0.01 | 2 | 2 |  |  |  | #N/A | #N/A | #N/A | #N/A | #N/A | #N/A | [9 empty] | #N/A | #N/A | #N/A
2 | 30 | 30 |  |  |  | #N/A | #N/A | #N/A | #N/A | #N/A | #N/A | [9 empty] | #N/A | #N/A | #N/A
30 | 40 | 40 |  |  |  | #N/A | #N/A | 3.6089 | #N/A | #N/A | #N/A | [9 empty] | #N/A | #N/A | #N/A
40 | 50 | 50 |  |  |  | #N/A | #N/A | 3.8778 | #N/A | #N/A | #N/A | [9 empty] | #N/A | #N/A | #N/A
50 | 55 | 55 |  |  |  | #N/A | #N/A | #N/A | #N/A | #N/A | #N/A | [9 empty] | #N/A | #N/A | #N/A
55 | 60 | 60 |  |  |  | #N/A | #N/A | #N/A | #N/A | #N/A | #N/A | [9 empty] | #N/A | #N/A | #N/A
60 | 75 | 75 |  |  |  | #N/A | #N/A | #N/A | #N/A | #N/A | #N/A | [9 empty] | #N/A | #N/A | #N/A
75 | 80 | 80 |  |  |  | #N/A | #N/A | #N/A | #N/A | #N/A | #N/A | [9 empty] | #N/A | #N/A | #N/A
90 | 105 | 100 |  |  |  | #N/A | #N/A | #N/A | #N/A | #N/A | #N/A | [9 empty] | #N/A | #N/A | #N/A
115 | 120 | 120 |  |  |  | #N/A | #N/A | #N/A | #N/A | #N/A | #N/A | [9 empty] | #N/A | #N/A | #N/A
If #N/A where COUNT>0, is because some WH do not have their EF specified
[12 empty] | Default RE for electrical WH: |  | 0.98
|  | Volume, | Gas Instantaneous |  |  | Gas Storage |  |  | Residential-Duty Gas Storage |  |  | Elec Instantaneous |  |  | Residential-Duty Elec Instantaneous |  |  | Elec Storage |  |  | Heat Pump
MIN VOL (GAL) | MAX VOL (GAL) | CATEGORY | LOW DRAW | MEDIUM DRAW | HIGH DRAW | LOW DRAW | MEDIUM DRAW | HIGH DRAW | LOW DRAW | MEDIUM DRAW | HIGH DRAW | LOW DRAW | MEDIUM DRAW | HIGH DRAW | LOW DRAW | MEDIUM DRAW | HIGH DRAW | LOW DRAW | MEDIUM DRAW | HIGH DRAW | LOW DRAW | MEDIUM DRAW | HIGH DRAW | N/A
-0.01 | 2 | 2 |  |  |  | #N/A | #N/A | #N/A | [15 empty] | #N/A
2 | 30 | 30 |  |  |  | #N/A | #N/A | #N/A | [15 empty] | #N/A
30 | 40 | 40 |  |  |  | #N/A | #N/A | 38 | [15 empty] | 40
40 | 50 | 50 |  |  |  | #N/A | #N/A | 48 | [15 empty] | 50
50 | 55 | 55 |  |  |  | #N/A | #N/A | #N/A | [15 empty] | #N/A
55 | 60 | 60 |  |  |  | #N/A | #N/A | #N/A | [15 empty] | #N/A
60 | 75 | 75 |  |  |  | #N/A | #N/A | #N/A | [15 empty] | 65
75 | 80 | 80 |  |  |  | #N/A | #N/A | #N/A | [15 empty] | 80
95 | 100 | 100 |  |  |  | #N/A | #N/A | #N/A | [15 empty] | #N/A
115 | 120 | 120 |  |  |  | #N/A | #N/A | #N/A | [15 empty] | #N/A
Source: https://energy.gov/sites/prod/files/2016/12/f34/WH_Conversion_Final%20Rule.pdf
Note on D73: Williams, Christopher: equal to Standby Loss divided by 70 (assumed temp differential between tank temperature and ambient)
Note on H87: Non-Condesing, Std/Low NOx assumed

## Tiers
[7 empty] | GPM | FHR | DRAW PATTERN
[7 empty] | 0 | 0 | VERY SMALL DRAW
[7 empty] | 1.7 | 18 | LOW DRAW
| Residential |  | UEF |  |  |  | 2.8 | 51 | MEDIUM DRAW
Tier | Measure | Volume Bin | LOW DRAW | MEDIUM DRAW | HIGH DRAW |  | 4 | 75 | HIGH DRAW
Code | Gas Instantaneous | 2 | 0.81 | 0.81 | 0.81
Code | Gas Storage | 30 | DNQ | 0.5973 | 0.653
Code | Gas Storage | 40 | DNQ | 0.5803 | 0.64
Code | Gas Storage | 50 | DNQ | 0.5633 | 0.627
Code | Gas Storage | 55 | DNQ | 0.5548 | 0.6205
Code | Gas Storage | 60 | DNQ | 0.7657 | 0.7892
Code | Gas Storage | 75 | DNQ | 0.7597 | 0.7847
Code | Gas Storage | 80 | DNQ | 0.7577 | 0.7832
Code | Gas Storage | 100 | DNQ | 0.7497 | 0.7772
Code | Gas Storage | 120 | DNQ | 0.4682 | 0.5517 | Res-Duty Commercial
Code | Integrated HPWH | 30 | 3 | 3 | 3
Code | Integrated HPWH | 40 | 3 | 3 | 3
Code | Integrated HPWH | 50 | 3 | 3 | 3
Code | Integrated HPWH | 55 | 3 | 3 | 3
Code | Integrated HPWH | 60 | 3 | 3 | 3
Code | Integrated HPWH | 75 | 3 | 3 | 3
Code | Integrated HPWH | 80 | 3 | 3 | 3
Code | Integrated HPWH | 100 | 3 | 3 | 3
Code | Integrated HPWH | 120 | 3 | 3 | 3
1 | Gas Instantaneous | 2 | 0.87 | 0.87 | 0.87
1 | Gas Storage | 30 | DNQ | 0.64 | 0.68
1 | Gas Storage | 40 | DNQ | 0.64 | 0.68
1 | Gas Storage | 50 | DNQ | 0.64 | 0.68
1 | Gas Storage | 55 | DNQ | 0.64 | 0.68
1 | Gas Storage | 60 | DNQ | 0.78 | 0.8
1 | Gas Storage | 75 | DNQ | 0.78 | 0.8
1 | Gas Storage | 80 | DNQ | 0.78 | 0.8
1 | Gas Storage | 100 | DNQ | 0.78 | 0.8
1 | Gas Storage | 120 | DNQ | 0.8 | 0.8 | Res-Duty Commercial
1 | Integrated HPWH | 30 | 3.3 | 3.3 | 3.3
1 | Integrated HPWH | 40 | 3.3 | 3.3 | 3.3
1 | Integrated HPWH | 50 | 3.3 | 3.3 | 3.3
1 | Integrated HPWH | 55 | 3.3 | 3.3 | 3.3
1 | Integrated HPWH | 60 | 3.3 | 3.3 | 3.3
1 | Integrated HPWH | 75 | 3.3 | 3.3 | 3.3
1 | Integrated HPWH | 80 | 3.3 | 3.3 | 3.3
1 | Integrated HPWH | 100 | 3.3 | 3.3 | 3.3
1 | Integrated HPWH | 120 | 3.3 | 3.3 | 3.3
2 | Gas Instantaneous | 2 | 0.91 | 0.91 | 0.91
2 | Integrated HPWH | 30 | 3.5 | 3.5 | 3.5
2 | Integrated HPWH | 40 | 3.5 | 3.5 | 3.5
2 | Integrated HPWH | 50 | 3.5 | 3.5 | 3.5
2 | Integrated HPWH | 55 | 3.5 | 3.5 | 3.5
2 | Integrated HPWH | 60 | 3.5 | 3.5 | 3.5
2 | Integrated HPWH | 75 | 3.5 | 3.5 | 3.5
2 | Integrated HPWH | 80 | 3.5 | 3.5 | 3.5
2 | Integrated HPWH | 100 | 3.5 | 3.5 | 3.5
2 | Integrated HPWH | 120 | 3.5 | 3.5 | 3.5
3 | Gas Instantaneous | 2 | 0.95 | 0.95 | 0.95
3 | Integrated HPWH | 30 | 3.75 | 3.75 | 3.75
3 | Integrated HPWH | 40 | 3.75 | 3.75 | 3.75
3 | Integrated HPWH | 50 | 3.75 | 3.75 | 3.75
3 | Integrated HPWH | 55 | 3.75 | 3.75 | 3.75
3 | Integrated HPWH | 60 | 3.75 | 3.75 | 3.75
3 | Integrated HPWH | 75 | 3.75 | 3.75 | 3.75
3 | Integrated HPWH | 80 | 3.75 | 3.75 | 3.75
3 | Integrated HPWH | 100 | 3.75 | 3.75 | 3.75
3 | Integrated HPWH | 120 | 3.75 | 3.75 | 3.75
2 | Gas Storage | 30 | DNQ | DNQ | 0.8
2 | Gas Storage | 40 | DNQ | DNQ | 0.8
2 | Gas Storage | 50 | DNQ | DNQ | 0.8

## Notes
ahri.net data was extracted 7/20/2021. Residential gas storage and residential gas instantaneous The following filters were made for AHRI data: (1) Exclude if Energy Source = HP and RE <=100 (2) Duplicates removed from Model Number column EnergyStar was extracted 7/20/2021. Residential all water heaters. The following filters were made: (1) Canada-only market models were removed (2) Solar heaters removed (3) Propane only heaters removed, NG/Propane heaters remain (4) Water heaters with no input capacity Note that "residential" water heaters may be offered under commercial programs. See definitions for specifications of residential application

## Definitions
Definitions are followed with references to their source:
RES CODE
Electric instantaneous water heater means a water heater that uses electricity as the energy source, has a nameplate input rating of 12 kW or less, and contains no more than one gallon of water per 4,000 Btu per hour of input.
10 CFR 430.2
Electric storage water heater means a water heater that uses electricity as the energy source, has a nameplate input rating of 12 kW or less, and contains more than one gallon of water per 4,000 Btu per hour of input.
10 CFR 430.2
Gas-fired instantaneous water heater means a water heater that uses gas as the main energy source, has a nameplate input rating less than 200,000 Btu/h, and contains no more than one gallon of water per 4,000 Btu per hour of input.
10 CFR 430.2
Gas-fired storage water heater means a water heater that uses gas as the main energy source, has a nameplate input rating of 75,000 Btu/h or less, and contains more than one gallon of water per 4,000 Btu per hour of input.
10 CFR 430.2
Heat pump type units, with a maximum current rating of 24 amperes at a voltage no greater than 250 volts, which are products designed to transfer thermal energy from one temperature level to a higher temperature level for the purpose of heating water, including all ancillary equipment such as fans, storage tanks, pumps, or controls necessary for the device to perform its function.
10 CFR 430.2
COMMERCIAL CODE
The term “storage water heater” means a water heater that heats and stores water within the appliance at a thermostatically controlled temperature for delivery on demand. Such term does not include units with an input rating of 4000 Btu per hour or more per gallon of stored water. (B) The term “instantaneous water heater” means a water heater that has an input rating of at least 4000 Btu per hour per gallon of stored water.
ES
Standby Loss (SL): The average hourly energy, expressed in Btu per hour, required to maintain the stored water temperature based on a 70°F temperature differential between stored water and ambient room temperature.

## AHRI Pivot
Res WH TYPE | Residential-Duty Gas Storage
RES UEF QUALIFIES AS MEASURE TIER 1? | - all -
RES UEF QUALIFIES AS MEASURE TIER 2? | - all -
RES UEF QUALIFIES AS MEASURE TIER 3? | - all -
Count of DRAW PATTERN (CALC'ED) | DRAW PATTERN (CALC'ED)
VOLUME BIN | HIGH DRAW | Total Result
50 | 9 | 9
55 | 4 | 4
75 | 55 | 55
100 | 25 | 25
Total Result | 93 | 93

## AHRI
AHRI Certified Reference Number or Unique ES # | Old AHRI Reference Number | Model Status | Brand Name | Series Name | Model Number | Energy Source | Heater Type | Usage Bin | AHRI Certified Ratings - First Hour Rating (GPH) | AHRI Certified Ratings - Max GPM | AHRI Certified Ratings - Uniform Energy Factor | Nominal Capacity (gal) | DOE Rated Storage Volume (gal) | Input (MBtu/h) | Input (kW) | UED Recovery Efficiency, % | Eligible For Federal Tax Credit | Is Rerated | Energy Guide Label | Tested UEF? (T/F) | Btuh per gallon | Res WH TYPE | DRAW PATTERN (CALC'ED) | CALC USAGE = AHRI USAGE? | RES WH TYPE + DRAW LOOKUP | RES RATED VOLUME COLUMN LOOKUP | VOLUME BIN | Input in Mbtu/h (= kBtu/h) | CALC'ED UA USING UEF (BTU/HR-F) | WHAM EF | WHAM UEF | RES CODE UEF | CLOSE TO RES CODE? | MIN QUALIFYING RES UEF Tier 1 | MAX QUALIFYING RES UEF Tier 1 | MIN QUALIFYING RES UEF Tier 2 | MAX QUALIFYING RES UEF Tier 2 | MIN QUALIFYING RES UEF Tier 3 | MAX QUALIFYING RES UEF Tier 3 | RES UEF QUALIFIES AS MEASURE TIER 1? | RES UEF QUALIFIES AS MEASURE TIER 2? | RES UEF QUALIFIES AS MEASURE TIER 3? | POTENTIAL DUPLICATE? | AHRI or ES
9952290 |  | Production Stopped | RHEEM |  | PROPH50 T2 RH350 D | Heat Pump with Tank | Storage | Medium Usage | 67 |  | 3.55 | 50 | 45 |  | 5 | 436 | No |  | Yes | TRUE | 341.2 | Heat Pump | MEDIUM DRAW | TRUE | Heat PumpMEDIUM DRAW | 2 | 50 | 17.06 |  | 3.6841 | 3.6013 | 3 |  | 3.3 | 3.5 | 3.5 | 3.75 | 3.75 |  |  | Y |  | N | AHRI
9952294 |  | Production Stopped | RICHMOND |  | 10E50-HP4D | Heat Pump with Tank | Storage | Medium Usage | 67 |  | 3.55 | 50 | 45 |  | 5 | 436 | No |  | Yes | TRUE | 341.2 | Heat Pump | MEDIUM DRAW | TRUE | Heat PumpMEDIUM DRAW | 2 | 50 | 17.06 |  | 3.6841 | 3.6013 | 3 |  | 3.3 | 3.5 | 3.5 | 3.75 | 3.75 |  |  | Y |  | N | AHRI
9952295 |  | Production Stopped | RUUD |  | PROUH50 T2 RU350 D | Heat Pump with Tank | Storage | Medium Usage | 67 |  | 3.55 | 50 | 45 |  | 5 | 436 | No |  | Yes | TRUE | 341.2 | Heat Pump | MEDIUM DRAW | TRUE | Heat PumpMEDIUM DRAW | 2 | 50 | 17.06 |  | 3.6841 | 3.6013 | 3 |  | 3.3 | 3.5 | 3.5 | 3.75 | 3.75 |  |  | Y |  | N | AHRI
9952299 |  | Production Stopped | RICHMOND |  | 10E65-HP4D | Heat Pump with Tank | Storage | High Usage | 75 |  | 3.7 | 65 | 59 |  | 5 | 420 | No |  | Yes | TRUE | 262.4615 | Heat Pump | HIGH DRAW | TRUE | Heat PumpHIGH DRAW | 3 | 75 | 17.06 |  | 3.6216 | 3.7535 | 3 |  | 3.3 | 3.5 | 3.5 | 3.75 | 3.75 |  |  | Y |  | N | AHRI
9952303 |  | Production Stopped | RICHMOND |  | 10E80-HP4D | Heat Pump with Tank | Storage | High Usage | 89 |  | 3.7 | 80 | 72 |  | 5 | 424 | No |  | Yes | TRUE | 213.25 | Heat Pump | HIGH DRAW | TRUE | Heat PumpHIGH DRAW | 3 | 80 | 17.06 |  | 3.6116 | 3.7535 | 3 |  | 3.3 | 3.5 | 3.5 | 3.75 | 3.75 |  |  | Y |  | N | AHRI
10544042 |  | Production Stopped | RICHMOND |  | 10E80-HP4D15 | Heat Pump with Tank | Storage | Medium Usage | 65 |  | 3.27 | 80 | 72 |  | 2.3 | 421 | No | Yes | Yes | TRUE | 98.095 | Heat Pump | MEDIUM DRAW | TRUE | Heat PumpMEDIUM DRAW | 3 | 80 | 7.8476 |  | 3.4156 | 3.3173 | 3 |  | 3.3 | 3.5 | 3.5 | 3.75 | 3.75 |  |  |  |  | N | AHRI
10544043 |  | Production Stopped | RHEEM |  | PROPH80 T2 RH350 D15 | Heat Pump with Tank | Storage | Medium Usage | 67 |  | 3.27 | 80 | 72 |  | 2.3 | 421 | No | Yes | Yes | TRUE | 98.095 | Heat Pump | MEDIUM DRAW | TRUE | Heat PumpMEDIUM DRAW | 3 | 80 | 7.8476 |  | 3.4156 | 3.3173 | 3 |  | 3.3 | 3.5 | 3.5 | 3.75 | 3.75 |  |  |  |  | N | AHRI
10569900 |  | Production Stopped | RUUD |  | PROUH80 T2 RU350 D15 | Heat Pump with Tank | Storage | Medium Usage | 65 |  | 3.27 | 80 | 72 |  | 2.3 | 421 | No | Yes | Yes | TRUE | 98.095 | Heat Pump | MEDIUM DRAW | TRUE | Heat PumpMEDIUM DRAW | 3 | 80 | 7.8476 |  | 3.4156 | 3.3173 | 3 |  | 3.3 | 3.5 | 3.5 | 3.75 | 3.75 |  |  |  |  | N | AHRI
200094283 | 7548113 | Active | HUBBELL |  | S-50HPT | Heat Pump with Tank | Storage | Medium Usage | 57 |  | 2.1 | 50 | 51 |  | 3.8 | 275 | No |  | Yes | TRUE | 259.312 | Heat Pump | MEDIUM DRAW | TRUE | Heat PumpMEDIUM DRAW | 2 | 50 | 12.9656 |  | 2.1972 | 2.1305 | 3 |  | 3.3 | 3.5 | 3.5 | 3.75 | 3.75 |  |  |  |  | N | AHRI
200094286 | 7984170 | Active | HUBBELL |  | S-80HPT | Heat Pump with Tank | Storage | High Usage | 88 |  | 2.3 | 80 | 73 |  | 3.8 | 250 | No |  | Yes | TRUE | 162.07 | Heat Pump | HIGH DRAW | TRUE | Heat PumpHIGH DRAW | 3 | 80 | 12.9656 |  | 2.2804 | 2.3333 | 3 |  | 3.3 | 3.5 | 3.5 | 3.75 | 3.75 |  |  |  |  | N | AHRI
200094289 | 7984171 | Active | HUBBELL |  | S120HPT | Heat Pump with Tank | Storage | High Usage | 94 |  | 2.18 | 119 | 107 |  | 3.8 | 260 | No |  | Yes | TRUE | 108.9546 | Heat Pump | HIGH DRAW | TRUE | Heat PumpHIGH DRAW | 3 | 120 | 12.9656 |  | 2.1023 | 2.2116 | 3 |  | 3.3 | 3.5 | 3.5 | 3.75 | 3.75 |  |  |  |  | N | AHRI
200094504 | 8112235 | Active | HUBBELL |  | S-65HPT | Heat Pump with Tank | Storage | Medium Usage | 70 |  | 2.16 | 65 | 58 |  | 3.8 | 269 | No |  | Yes | TRUE | 199.4708 | Heat Pump | MEDIUM DRAW | TRUE | Heat PumpMEDIUM DRAW | 3 | 75 | 12.9656 |  | 2.2476 | 2.1913 | 3 |  | 3.3 | 3.5 | 3.5 | 3.75 | 3.75 |  |  |  |  | N | AHRI
200094643 | 10597433 | Active | BRADFORD WHITE |  | RE2H50S*-***** | Heat Pump with Tank | Storage | Medium Usage | 65 |  | 3.39 | 50 | 45 |  | 4.5 | 385 | No |  | Yes | TRUE | 307.08 | Heat Pump | MEDIUM DRAW | TRUE | Heat PumpMEDIUM DRAW | 2 | 50 | 15.354 |  | 3.4876 | 3.439 | 3 |  | 3.3 | 3.5 | 3.5 | 3.75 | 3.75 |  | Y |  |  | N | AHRI
200094645 | 10609354 | Active | BRADFORD WHITE |  | RE2H80T*-***** | Heat Pump with Tank | Storage | High Usage | 87 |  | 3.48 | 80 | 75 |  | 4.5 | 292 | No |  | Yes | TRUE | 191.925 | Heat Pump | HIGH DRAW | TRUE | Heat PumpHIGH DRAW | 3 | 80 | 15.354 |  | 3.805 | 3.5303 | 3 |  | 3.3 | 3.5 | 3.5 | 3.75 | 3.75 |  | Y |  |  | N | AHRI
204835481 |  | Active | BRADFORD WHITE |  | RE2H65T**-***** | Heat Pump with Tank | Storage | High Usage | 77 |  | 3.46 | 65 | 64 |  | 4.5 | 370 | No |  | Yes | TRUE | 236.2154 | Heat Pump | HIGH DRAW | TRUE | Heat PumpHIGH DRAW | 3 | 75 | 15.354 |  | 3.4492 | 3.51 | 3 |  | 3.3 | 3.5 | 3.5 | 3.75 | 3.75 |  | Y |  |  | N | AHRI
205566389 |  | Active | RHEEM |  | PRO H65 T2 RH310BM | Heat Pump with Tank | Storage | High Usage | 75 |  | 3.5 | 65 | 59 |  | 4.5 | 409 | No |  | Yes | TRUE | 236.2154 | Heat Pump | HIGH DRAW | TRUE | Heat PumpHIGH DRAW | 3 | 75 | 15.354 |  | 3.3969 | 3.5506 | 3 |  | 3.3 | 3.5 | 3.5 | 3.75 | 3.75 |  |  | Y |  | N | AHRI
205566390 |  | Active | RHEEM |  | PROPH50 T2 RH375-SO | Heat Pump with Tank | Storage | Medium Usage | 67 |  | 3.75 | 50 | 45 |  | 4.5 | 430 | No |  | Yes | TRUE | 307.08 | Heat Pump | MEDIUM DRAW | TRUE | Heat PumpMEDIUM DRAW | 2 | 50 | 15.354 |  | 3.862 | 3.8042 | 3 |  | 3.3 | 3.5 | 3.5 | 3.75 | 3.75 |  |  |  | Y | N | AHRI
205566391 |  | Active | RHEEM |  | PROPH65 T2 RH375-SO | Heat Pump with Tank | Storage | High Usage | 75 |  | 3.85 | 65 | 59 |  | 4.5 | 457 | No |  | Yes | TRUE | 236.2154 | Heat Pump | HIGH DRAW | TRUE | Heat PumpHIGH DRAW | 3 | 75 | 15.354 |  | 3.7204 | 3.9057 | 3 |  | 3.3 | 3.5 | 3.5 | 3.75 | 3.75 |  |  |  | Y | N | AHRI
205566392 |  | Active | RHEEM |  | PRO H40 T2 RH310BM | Heat Pump with Tank | Storage | Medium Usage | 60 |  | 3.5 | 40 | 36 |  | 4.5 | 430 | No |  | Yes | TRUE | 383.85 | Heat Pump | MEDIUM DRAW | TRUE | Heat PumpMEDIUM DRAW | 2 | 40 | 15.354 |  | 3.6328 | 3.5506 | 3 |  | 3.3 | 3.5 | 3.5 | 3.75 | 3.75 |  |  | Y |  | N | AHRI
205566393 |  | Active | RHEEM |  | PRO H50 T2 RH310BM | Heat Pump with Tank | Storage | Medium Usage | 67 |  | 3.5 | 50 | 45 |  | 4.5 | 400 | No |  | Yes | TRUE | 307.08 | Heat Pump | MEDIUM DRAW | TRUE | Heat PumpMEDIUM DRAW | 2 | 50 | 15.354 |  | 3.6033 | 3.5506 | 3 |  | 3.3 | 3.5 | 3.5 | 3.75 | 3.75 |  |  | Y |  | N | AHRI
205566394 |  | Active | RHEEM |  | PRO H80 T2 RH310BM | Heat Pump with Tank | Storage | High Usage | 87 |  | 3.5 | 80 | 72 |  | 4.5 | 398 | No |  | Yes | TRUE | 191.925 | Heat Pump | HIGH DRAW | TRUE | Heat PumpHIGH DRAW | 3 | 80 | 15.354 |  | 3.4238 | 3.5506 | 3 |  | 3.3 | 3.5 | 3.5 | 3.75 | 3.75 |  |  | Y |  | N | AHRI
205566395 |  | Active | RHEEM |  | PROPH40 T2 RH375-SO | Heat Pump with Tank | Storage | Medium Usage | 60 |  | 3.75 | 40 | 36 |  | 4.5 | 434 | No |  | Yes | TRUE | 383.85 | Heat Pump | MEDIUM DRAW | TRUE | Heat PumpMEDIUM DRAW | 2 | 40 | 15.354 |  | 3.8661 | 3.8042 | 3 |  | 3.3 | 3.5 | 3.5 | 3.75 | 3.75 |  |  |  | Y | N | AHRI
205566396 |  | Active | RHEEM |  | PROPH80 T2 RH375-SO | Heat Pump with Tank | Storage | High Usage | 87 |  | 4 | 80 | 72 |  | 4.5 | 447 | No |  | Yes | TRUE | 191.925 | Heat Pump | HIGH DRAW | TRUE | Heat PumpHIGH DRAW | 3 | 80 | 15.354 |  | 3.9335 | 4.0578 | 3 |  | 3.3 | 3.5 | 3.5 | 3.75 | 3.75 |  |  |  | Y | N | AHRI
205566397 |  | Active | RHEEM |  | PROPH40 T2 RH375-15 | Heat Pump with Tank | Storage | Low Usage | 46 |  | 3.45 | 40 | 36 |  | 2.3 | 432 | No |  | Yes | TRUE | 196.19 | Heat Pump | LOW DRAW | TRUE | Heat PumpLOW DRAW | 2 | 40 | 7.8476 |  | 3.7951 | 3.4999 | 3 |  | 3.3 | 3.5 | 3.5 | 3.75 | 3.75 |  | Y |  |  | N | AHRI
205566398 |  | Active | RHEEM |  | PROPH50 T2 RH375-15 | Heat Pump with Tank | Storage | Medium Usage | 52 |  | 3.75 | 50 | 45 |  | 2.3 | 423 | No |  | Yes | TRUE | 156.952 | Heat Pump | MEDIUM DRAW | TRUE | Heat PumpMEDIUM DRAW | 2 | 50 | 7.8476 |  | 3.8569 | 3.8042 | 3 |  | 3.3 | 3.5 | 3.5 | 3.75 | 3.75 |  |  |  | Y | N | AHRI
205566399 |  | Active | RHEEM |  | PROPH65 T2 RH375-15 | Heat Pump with Tank | Storage | Medium Usage | 54 |  | 3.55 | 65 | 59 |  | 2.3 | 407 | No |  | Yes | TRUE | 120.7323 | Heat Pump | MEDIUM DRAW | TRUE | Heat PumpMEDIUM DRAW | 3 | 75 | 7.8476 |  | 3.6587 | 3.6013 | 3 |  | 3.3 | 3.5 | 3.5 | 3.75 | 3.75 |  |  | Y |  | N | AHRI
205566400 |  | Active | RHEEM |  | PROPH80 T2 RH375-15 | Heat Pump with Tank | Storage | Medium Usage | 67 |  | 3.7 | 80 | 72 |  | 2.3 | 445 | No |  | Yes | TRUE | 98.095 | Heat Pump | MEDIUM DRAW | TRUE | Heat PumpMEDIUM DRAW | 3 | 80 | 7.8476 |  | 3.8346 | 3.7535 | 3 |  | 3.3 | 3.5 | 3.5 | 3.75 | 3.75 |  |  | Y |  | N | AHRI
205574631 |  | Active | RUUD |  | PRO H40 T2 RU310BM | Heat Pump with Tank | Storage | Medium Usage | 60 |  | 3.5 | 40 | 36 |  | 4.5 | 423 | No |  | Yes | TRUE | 383.85 | Heat Pump | MEDIUM DRAW | TRUE | Heat PumpMEDIUM DRAW | 2 | 40 | 15.354 |  | 3.6262 | 3.5506 | 3 |  | 3.3 | 3.5 | 3.5 | 3.75 | 3.75 |  |  | Y |  | N | AHRI
205574632 |  | Active | RUUD |  | PRO H50 T2 RU310BM | Heat Pump with Tank | Storage | Medium Usage | 67 |  | 3.5 | 50 | 45 |  | 4.5 | 400 | No |  | Yes | TRUE | 307.08 | Heat Pump | MEDIUM DRAW | TRUE | Heat PumpMEDIUM DRAW | 2 | 50 | 15.354 |  | 3.6033 | 3.5506 | 3 |  | 3.3 | 3.5 | 3.5 | 3.75 | 3.75 |  |  | Y |  | N | AHRI
205574633 |  | Active | RUUD |  | PRO H65 T2 RU310BM | Heat Pump with Tank | Storage | High Usage | 75 |  | 3.5 | 65 | 59 |  | 4.5 | 409 | No |  | Yes | TRUE | 236.2154 | Heat Pump | HIGH DRAW | TRUE | Heat PumpHIGH DRAW | 3 | 75 | 15.354 |  | 3.3969 | 3.5506 | 3 |  | 3.3 | 3.5 | 3.5 | 3.75 | 3.75 |  |  | Y |  | N | AHRI
205574634 |  | Active | RUUD |  | PRO H80 T2 RU310BM | Heat Pump with Tank | Storage | High Usage | 87 |  | 3.5 | 80 | 72 |  | 4.5 | 398 | No |  | Yes | TRUE | 191.925 | Heat Pump | HIGH DRAW | TRUE | Heat PumpHIGH DRAW | 3 | 80 | 15.354 |  | 3.4238 | 3.5506 | 3 |  | 3.3 | 3.5 | 3.5 | 3.75 | 3.75 |  |  | Y |  | N | AHRI
205574635 |  | Active | RHEEM |  | XE40T10HS45U0 | Heat Pump with Tank | Storage | Medium Usage | 60 |  | 3.75 | 40 | 36 |  | 4.5 | 434 | No |  | Yes | TRUE | 383.85 | Heat Pump | MEDIUM DRAW | TRUE | Heat PumpMEDIUM DRAW | 2 | 40 | 15.354 |  | 3.8661 | 3.8042 | 3 |  | 3.3 | 3.5 | 3.5 | 3.75 | 3.75 |  |  |  | Y | N | AHRI
205574636 |  | Active | RHEEM |  | XE40T10H45U0 | Heat Pump with Tank | Storage | Medium Usage | 60 |  | 3.75 | 40 | 36 |  | 4.5 | 434 | No |  | Yes | TRUE | 383.85 | Heat Pump | MEDIUM DRAW | TRUE | Heat PumpMEDIUM DRAW | 2 | 40 | 15.354 |  | 3.8661 | 3.8042 | 3 |  | 3.3 | 3.5 | 3.5 | 3.75 | 3.75 |  |  |  | Y | N | AHRI
205574637 |  | Active | RHEEM |  | PROPH40 T2 RH375-30 | Heat Pump with Tank | Storage | Medium Usage | 60 |  | 3.75 | 40 | 36 |  | 4.5 | 434 | No |  | Yes | TRUE | 383.85 | Heat Pump | MEDIUM DRAW | TRUE | Heat PumpMEDIUM DRAW | 2 | 40 | 15.354 |  | 3.8661 | 3.8042 | 3 |  | 3.3 | 3.5 | 3.5 | 3.75 | 3.75 |  |  |  | Y | N | AHRI
205574638 |  | Active | RHEEM |  | XE50T10HS45U0 | Heat Pump with Tank | Storage | Medium Usage | 67 |  | 3.75 | 50 | 45 |  | 4.5 | 430 | No |  | Yes | TRUE | 307.08 | Heat Pump | MEDIUM DRAW | TRUE | Heat PumpMEDIUM DRAW | 2 | 50 | 15.354 |  | 3.862 | 3.8042 | 3 |  | 3.3 | 3.5 | 3.5 | 3.75 | 3.75 |  |  |  | Y | N | AHRI
205574639 |  | Active | RHEEM |  | XE50T10H45U0 | Heat Pump with Tank | Storage | Medium Usage | 67 |  | 3.75 | 50 | 45 |  | 4.5 | 430 | No |  | Yes | TRUE | 307.08 | Heat Pump | MEDIUM DRAW | TRUE | Heat PumpMEDIUM DRAW | 2 | 50 | 15.354 |  | 3.862 | 3.8042 | 3 |  | 3.3 | 3.5 | 3.5 | 3.75 | 3.75 |  |  |  | Y | N | AHRI
205574640 |  | Active | RHEEM |  | PROPH50 T2 RH375-30 | Heat Pump with Tank | Storage | Medium Usage | 67 |  | 3.75 | 50 | 45 |  | 4.5 | 430 | No |  | Yes | TRUE | 307.08 | Heat Pump | MEDIUM DRAW | TRUE | Heat PumpMEDIUM DRAW | 2 | 50 | 15.354 |  | 3.862 | 3.8042 | 3 |  | 3.3 | 3.5 | 3.5 | 3.75 | 3.75 |  |  |  | Y | N | AHRI
205574641 |  | Active | RHEEM |  | XE65T10HS45U0 | Heat Pump with Tank | Storage | High Usage | 75 |  | 3.85 | 65 | 59 |  | 4.5 | 457 | No |  | Yes | TRUE | 236.2154 | Heat Pump | HIGH DRAW | TRUE | Heat PumpHIGH DRAW | 3 | 75 | 15.354 |  | 3.7204 | 3.9057 | 3 |  | 3.3 | 3.5 | 3.5 | 3.75 | 3.75 |  |  |  | Y | N | AHRI
205574642 |  | Active | RHEEM |  | XE65T10H45U0 | Heat Pump with Tank | Storage | High Usage | 75 |  | 3.85 | 65 | 59 |  | 4.5 | 457 | No |  | Yes | TRUE | 236.2154 | Heat Pump | HIGH DRAW | TRUE | Heat PumpHIGH DRAW | 3 | 75 | 15.354 |  | 3.7204 | 3.9057 | 3 |  | 3.3 | 3.5 | 3.5 | 3.75 | 3.75 |  |  |  | Y | N | AHRI
205574643 |  | Active | RHEEM |  | PROPH65 T2 RH375-30 | Heat Pump with Tank | Storage | High Usage | 75 |  | 3.85 | 65 | 59 |  | 4.5 | 457 | No |  | Yes | TRUE | 236.2154 | Heat Pump | HIGH DRAW | TRUE | Heat PumpHIGH DRAW | 3 | 75 | 15.354 |  | 3.7204 | 3.9057 | 3 |  | 3.3 | 3.5 | 3.5 | 3.75 | 3.75 |  |  |  | Y | N | AHRI
205574644 |  | Active | RHEEM |  | XE80T10HS45U0 | Heat Pump with Tank | Storage | High Usage | 87 |  | 4 | 80 | 72 |  | 4.5 | 447 | No |  | Yes | TRUE | 191.925 | Heat Pump | HIGH DRAW | TRUE | Heat PumpHIGH DRAW | 3 | 80 | 15.354 |  | 3.9335 | 4.0578 | 3 |  | 3.3 | 3.5 | 3.5 | 3.75 | 3.75 |  |  |  | Y | N | AHRI
205574645 |  | Active | RHEEM |  | XE80T10H45U0 | Heat Pump with Tank | Storage | High Usage | 87 |  | 4 | 80 | 72 |  | 4.5 | 447 | No |  | Yes | TRUE | 191.925 | Heat Pump | HIGH DRAW | TRUE | Heat PumpHIGH DRAW | 3 | 80 | 15.354 |  | 3.9335 | 4.0578 | 3 |  | 3.3 | 3.5 | 3.5 | 3.75 | 3.75 |  |  |  | Y | N | AHRI
205574646 |  | Active | RHEEM |  | PROPH80 T2 RH375-30 | Heat Pump with Tank | Storage | High Usage | 87 |  | 4 | 80 | 72 |  | 4.5 | 447 | No |  | Yes | TRUE | 191.925 | Heat Pump | HIGH DRAW | TRUE | Heat PumpHIGH DRAW | 3 | 80 | 15.354 |  | 3.9335 | 4.0578 | 3 |  | 3.3 | 3.5 | 3.5 | 3.75 | 3.75 |  |  |  | Y | N | AHRI
205574647 |  | Active | RHEEM |  | XE40T10H22U0 | Heat Pump with Tank | Storage | Low Usage | 46 |  | 3.45 | 40 | 36 |  | 2.3 | 432 | No |  | Yes | TRUE | 196.19 | Heat Pump | LOW DRAW | TRUE | Heat PumpLOW DRAW | 2 | 40 | 7.8476 |  | 3.7951 | 3.4999 | 3 |  | 3.3 | 3.5 | 3.5 | 3.75 | 3.75 |  | Y |  |  | N | AHRI
205574648 |  | Active | RHEEM |  | XE50T10H22U0 | Heat Pump with Tank | Storage | Medium Usage | 52 |  | 3.75 | 50 | 45 |  | 2.3 | 423 | No |  | Yes | TRUE | 156.952 | Heat Pump | MEDIUM DRAW | TRUE | Heat PumpMEDIUM DRAW | 2 | 50 | 7.8476 |  | 3.8569 | 3.8042 | 3 |  | 3.3 | 3.5 | 3.5 | 3.75 | 3.75 |  |  |  | Y | N | AHRI
205574649 |  | Active | RHEEM |  | XE65T10H22U0 | Heat Pump with Tank | Storage | Medium Usage | 54 |  | 3.55 | 65 | 59 |  | 2.3 | 407 | No |  | Yes | TRUE | 120.7323 | Heat Pump | MEDIUM DRAW | TRUE | Heat PumpMEDIUM DRAW | 3 | 75 | 7.8476 |  | 3.6587 | 3.6013 | 3 |  | 3.3 | 3.5 | 3.5 | 3.75 | 3.75 |  |  | Y |  | N | AHRI
205574650 |  | Active | RHEEM |  | XE80T10H22U0 | Heat Pump with Tank | Storage | Medium Usage | 67 |  | 3.7 | 80 | 72 |  | 2.3 | 445 | No |  | Yes | TRUE | 98.095 | Heat Pump | MEDIUM DRAW | TRUE | Heat PumpMEDIUM DRAW | 3 | 80 | 7.8476 |  | 3.8346 | 3.7535 | 3 |  | 3.3 | 3.5 | 3.5 | 3.75 | 3.75 |  |  | Y |  | N | AHRI
205574669 |  | Active | RUUD | Ultra | PROUH40 T2 RU375-SO | Heat Pump with Tank | Storage | Medium Usage | 60 |  | 3.75 | 40 | 36 |  | 4.5 | 434 | No |  | Yes | TRUE | 383.85 | Heat Pump | MEDIUM DRAW | TRUE | Heat PumpMEDIUM DRAW | 2 | 40 | 15.354 |  | 3.8661 | 3.8042 | 3 |  | 3.3 | 3.5 | 3.5 | 3.75 | 3.75 |  |  |  | Y | N | AHRI
205574670 |  | Active | RUUD | Ultra | PROUH40 T2 RU375-30 | Heat Pump with Tank | Storage | Medium Usage | 60 |  | 3.75 | 40 | 36 |  | 4.5 | 434 | No |  | Yes | TRUE | 383.85 | Heat Pump | MEDIUM DRAW | TRUE | Heat PumpMEDIUM DRAW | 2 | 40 | 15.354 |  | 3.8661 | 3.8042 | 3 |  | 3.3 | 3.5 | 3.5 | 3.75 | 3.75 |  |  |  | Y | N | AHRI
205574671 |  | Active | RICHMOND |  | 10E40-HP5S30 | Heat Pump with Tank | Storage | Medium Usage | 60 |  | 3.75 | 40 | 36 |  | 4.5 | 434 | No |  | Yes | TRUE | 383.85 | Heat Pump | MEDIUM DRAW | TRUE | Heat PumpMEDIUM DRAW | 2 | 40 | 15.354 |  | 3.8661 | 3.8042 | 3 |  | 3.3 | 3.5 | 3.5 | 3.75 | 3.75 |  |  |  | Y | N | AHRI
205574672 |  | Active | RICHMOND |  | 10E40-HP530 | Heat Pump with Tank | Storage | Medium Usage | 60 |  | 3.75 | 40 | 36 |  | 4.5 | 434 | No |  | Yes | TRUE | 383.85 | Heat Pump | MEDIUM DRAW | TRUE | Heat PumpMEDIUM DRAW | 2 | 40 | 15.354 |  | 3.8661 | 3.8042 | 3 |  | 3.3 | 3.5 | 3.5 | 3.75 | 3.75 |  |  |  | Y | N | AHRI
205574673 |  | Active | RUUD | Ultra | PROUH50 T2 RU375-SO | Heat Pump with Tank | Storage | Medium Usage | 67 |  | 3.75 | 50 | 45 |  | 4.5 | 430 | No |  | Yes | TRUE | 307.08 | Heat Pump | MEDIUM DRAW | TRUE | Heat PumpMEDIUM DRAW | 2 | 50 | 15.354 |  | 3.862 | 3.8042 | 3 |  | 3.3 | 3.5 | 3.5 | 3.75 | 3.75 |  |  |  | Y | N | AHRI
205574674 |  | Active | RUUD | Ultra | PROUH50 T2 RU375-30 | Heat Pump with Tank | Storage | Medium Usage | 67 |  | 3.75 | 50 | 45 |  | 4.5 | 430 | No |  | Yes | TRUE | 307.08 | Heat Pump | MEDIUM DRAW | TRUE | Heat PumpMEDIUM DRAW | 2 | 50 | 15.354 |  | 3.862 | 3.8042 | 3 |  | 3.3 | 3.5 | 3.5 | 3.75 | 3.75 |  |  |  | Y | N | AHRI
205574675 |  | Active | RICHMOND |  | 10E50-HP5S30 | Heat Pump with Tank | Storage | Medium Usage | 67 |  | 3.75 | 50 | 45 |  | 4.5 | 430 | No |  | Yes | TRUE | 307.08 | Heat Pump | MEDIUM DRAW | TRUE | Heat PumpMEDIUM DRAW | 2 | 50 | 15.354 |  | 3.862 | 3.8042 | 3 |  | 3.3 | 3.5 | 3.5 | 3.75 | 3.75 |  |  |  | Y | N | AHRI
205574676 |  | Active | RICHMOND |  | 10E50-HP530 | Heat Pump with Tank | Storage | Medium Usage | 67 |  | 3.75 | 50 | 45 |  | 4.5 | 430 | No |  | Yes | TRUE | 307.08 | Heat Pump | MEDIUM DRAW | TRUE | Heat PumpMEDIUM DRAW | 2 | 50 | 15.354 |  | 3.862 | 3.8042 | 3 |  | 3.3 | 3.5 | 3.5 | 3.75 | 3.75 |  |  |  | Y | N | AHRI
205574677 |  | Active | RUUD | Ultra | PROUH65 T2 RU375-SO | Heat Pump with Tank | Storage | High Usage | 75 |  | 3.85 | 65 | 59 |  | 4.5 | 457 | No |  | Yes | TRUE | 236.2154 | Heat Pump | HIGH DRAW | TRUE | Heat PumpHIGH DRAW | 3 | 75 | 15.354 |  | 3.7204 | 3.9057 | 3 |  | 3.3 | 3.5 | 3.5 | 3.75 | 3.75 |  |  |  | Y | N | AHRI
205574678 |  | Active | RUUD | Ultra | PROUH65 T2 RU375-30 | Heat Pump with Tank | Storage | High Usage | 75 |  | 3.85 | 65 | 59 |  | 4.5 | 457 | No |  | Yes | TRUE | 236.2154 | Heat Pump | HIGH DRAW | TRUE | Heat PumpHIGH DRAW | 3 | 75 | 15.354 |  | 3.7204 | 3.9057 | 3 |  | 3.3 | 3.5 | 3.5 | 3.75 | 3.75 |  |  |  | Y | N | AHRI
205574679 |  | Active | RICHMOND |  | 10E65-HP5S30 | Heat Pump with Tank | Storage | High Usage | 75 |  | 3.85 | 65 | 59 |  | 4.5 | 457 | No |  | Yes | TRUE | 236.2154 | Heat Pump | HIGH DRAW | TRUE | Heat PumpHIGH DRAW | 3 | 75 | 15.354 |  | 3.7204 | 3.9057 | 3 |  | 3.3 | 3.5 | 3.5 | 3.75 | 3.75 |  |  |  | Y | N | AHRI
205574680 |  | Active | RICHMOND |  | 10E65-HP530 | Heat Pump with Tank | Storage | High Usage | 75 |  | 3.85 | 65 | 59 |  | 4.5 | 457 | No |  | Yes | TRUE | 236.2154 | Heat Pump | HIGH DRAW | TRUE | Heat PumpHIGH DRAW | 3 | 75 | 15.354 |  | 3.7204 | 3.9057 | 3 |  | 3.3 | 3.5 | 3.5 | 3.75 | 3.75 |  |  |  | Y | N | AHRI
205574681 |  | Active | RUUD | Ultra | PROUH80 T2 RU375-SO | Heat Pump with Tank | Storage | High Usage | 87 |  | 4 | 80 | 72 |  | 4.5 | 447 | No |  | Yes | TRUE | 191.925 | Heat Pump | HIGH DRAW | TRUE | Heat PumpHIGH DRAW | 3 | 80 | 15.354 |  | 3.9335 | 4.0578 | 3 |  | 3.3 | 3.5 | 3.5 | 3.75 | 3.75 |  |  |  | Y | N | AHRI
205574682 |  | Active | RUUD | Ultra | PROUH80 T2 RU375-30 | Heat Pump with Tank | Storage | High Usage | 87 |  | 4 | 80 | 72 |  | 4.5 | 447 | No |  | Yes | TRUE | 191.925 | Heat Pump | HIGH DRAW | TRUE | Heat PumpHIGH DRAW | 3 | 80 | 15.354 |  | 3.9335 | 4.0578 | 3 |  | 3.3 | 3.5 | 3.5 | 3.75 | 3.75 |  |  |  | Y | N | AHRI
205574683 |  | Active | RICHMOND |  | 10E80-HP5S30 | Heat Pump with Tank | Storage | High Usage | 87 |  | 4 | 80 | 72 |  | 4.5 | 447 | No |  | Yes | TRUE | 191.925 | Heat Pump | HIGH DRAW | TRUE | Heat PumpHIGH DRAW | 3 | 80 | 15.354 |  | 3.9335 | 4.0578 | 3 |  | 3.3 | 3.5 | 3.5 | 3.75 | 3.75 |  |  |  | Y | N | AHRI
205574684 |  | Active | RICHMOND |  | 10E80-HP530 | Heat Pump with Tank | Storage | High Usage | 87 |  | 4 | 80 | 72 |  | 4.5 | 447 | No |  | Yes | TRUE | 191.925 | Heat Pump | HIGH DRAW | TRUE | Heat PumpHIGH DRAW | 3 | 80 | 15.354 |  | 3.9335 | 4.0578 | 3 |  | 3.3 | 3.5 | 3.5 | 3.75 | 3.75 |  |  |  | Y | N | AHRI
205574685 |  | Active | RUUD | Ultra | PROUH40 T2 RU375-15 | Heat Pump with Tank | Storage | Low Usage | 46 |  | 3.45 | 40 | 36 |  | 2.3 | 432 | No |  | Yes | TRUE | 196.19 | Heat Pump | LOW DRAW | TRUE | Heat PumpLOW DRAW | 2 | 40 | 7.8476 |  | 3.7951 | 3.4999 | 3 |  | 3.3 | 3.5 | 3.5 | 3.75 | 3.75 |  | Y |  |  | N | AHRI
205574686 |  | Active | RICHMOND |  | 10E40-HP515 | Heat Pump with Tank | Storage | Low Usage | 46 |  | 3.45 | 40 | 36 |  | 2.3 | 432 | No |  | Yes | TRUE | 196.19 | Heat Pump | LOW DRAW | TRUE | Heat PumpLOW DRAW | 2 | 40 | 7.8476 |  | 3.7951 | 3.4999 | 3 |  | 3.3 | 3.5 | 3.5 | 3.75 | 3.75 |  | Y |  |  | N | AHRI
205574687 |  | Active | RUUD | Ultra | PROUH50 T2 RU375-15 | Heat Pump with Tank | Storage | Medium Usage | 52 |  | 3.75 | 50 | 45 |  | 2.3 | 423 | No |  | Yes | TRUE | 156.952 | Heat Pump | MEDIUM DRAW | TRUE | Heat PumpMEDIUM DRAW | 2 | 50 | 7.8476 |  | 3.8569 | 3.8042 | 3 |  | 3.3 | 3.5 | 3.5 | 3.75 | 3.75 |  |  |  | Y | N | AHRI
205574688 |  | Active | RICHMOND |  | 10E50-HP515 | Heat Pump with Tank | Storage | Medium Usage | 52 |  | 3.75 | 50 | 45 |  | 2.3 | 423 | No |  | Yes | TRUE | 156.952 | Heat Pump | MEDIUM DRAW | TRUE | Heat PumpMEDIUM DRAW | 2 | 50 | 7.8476 |  | 3.8569 | 3.8042 | 3 |  | 3.3 | 3.5 | 3.5 | 3.75 | 3.75 |  |  |  | Y | N | AHRI
205574689 |  | Active | RUUD | Ultra | PROUH65 T2 RU375-15 | Heat Pump with Tank | Storage | Medium Usage | 54 |  | 3.55 | 65 | 59 |  | 2.3 | 407 | No |  | Yes | TRUE | 120.7323 | Heat Pump | MEDIUM DRAW | TRUE | Heat PumpMEDIUM DRAW | 3 | 75 | 7.8476 |  | 3.6587 | 3.6013 | 3 |  | 3.3 | 3.5 | 3.5 | 3.75 | 3.75 |  |  | Y |  | N | AHRI
205574690 |  | Active | RICHMOND |  | 10E65-HP515 | Heat Pump with Tank | Storage | Medium Usage | 54 |  | 3.55 | 65 | 59 |  | 2.3 | 407 | No |  | Yes | TRUE | 120.7323 | Heat Pump | MEDIUM DRAW | TRUE | Heat PumpMEDIUM DRAW | 3 | 75 | 7.8476 |  | 3.6587 | 3.6013 | 3 |  | 3.3 | 3.5 | 3.5 | 3.75 | 3.75 |  |  | Y |  | N | AHRI
205574691 |  | Active | RUUD | Ultra | PROUH80 T2 RU375-15 | Heat Pump with Tank | Storage | Medium Usage | 67 |  | 3.7 | 80 | 72 |  | 2.3 | 445 | No |  | Yes | TRUE | 98.095 | Heat Pump | MEDIUM DRAW | TRUE | Heat PumpMEDIUM DRAW | 3 | 80 | 7.8476 |  | 3.8346 | 3.7535 | 3 |  | 3.3 | 3.5 | 3.5 | 3.75 | 3.75 |  |  | Y |  | N | AHRI
205574692 |  | Active | RICHMOND |  | 10E80-HP515 | Heat Pump with Tank | Storage | Medium Usage | 67 |  | 3.7 | 80 | 72 |  | 2.3 | 445 | No |  | Yes | TRUE | 98.095 | Heat Pump | MEDIUM DRAW | TRUE | Heat PumpMEDIUM DRAW | 3 | 80 | 7.8476 |  | 3.8346 | 3.7535 | 3 |  | 3.3 | 3.5 | 3.5 | 3.75 | 3.75 |  |  | Y |  | N | AHRI
206077600 |  | Active | RHEEM |  | PRO H40 T2 RH310UM | Heat Pump with Tank | Storage | Medium Usage | 60 |  | 3.5 | 40 | 36 |  | 4.5 | 430 | No |  | Yes | TRUE | 383.85 | Heat Pump | MEDIUM DRAW | TRUE | Heat PumpMEDIUM DRAW | 2 | 40 | 15.354 |  | 3.6328 | 3.5506 | 3 |  | 3.3 | 3.5 | 3.5 | 3.75 | 3.75 |  |  | Y |  | N | AHRI
206077601 |  | Active | RUUD |  | PRO H40 T2 RU310UM | Heat Pump with Tank | Storage | Medium Usage | 60 |  | 3.5 | 40 | 36 |  | 4.5 | 430 | No |  | Yes | TRUE | 383.85 | Heat Pump | MEDIUM DRAW | TRUE | Heat PumpMEDIUM DRAW | 2 | 40 | 15.354 |  | 3.6328 | 3.5506 | 3 |  | 3.3 | 3.5 | 3.5 | 3.75 | 3.75 |  |  | Y |  | N | AHRI
206077602 |  | Active | RHEEM |  | PRO H50 T2 RH310UM | Heat Pump with Tank | Storage | Medium Usage | 67 |  | 3.5 | 50 | 45 |  | 4.5 | 400 | No |  | Yes | TRUE | 307.08 | Heat Pump | MEDIUM DRAW | TRUE | Heat PumpMEDIUM DRAW | 2 | 50 | 15.354 |  | 3.6033 | 3.5506 | 3 |  | 3.3 | 3.5 | 3.5 | 3.75 | 3.75 |  |  | Y |  | N | AHRI
206077603 |  | Active | RUUD |  | PRO H50 T2 RU310UM | Heat Pump with Tank | Storage | Medium Usage | 67 |  | 3.5 | 50 | 45 |  | 4.5 | 400 | No |  | Yes | TRUE | 307.08 | Heat Pump | MEDIUM DRAW | TRUE | Heat PumpMEDIUM DRAW | 2 | 50 | 15.354 |  | 3.6033 | 3.5506 | 3 |  | 3.3 | 3.5 | 3.5 | 3.75 | 3.75 |  |  | Y |  | N | AHRI
206077604 |  | Active | RHEEM |  | PRO H65 T2 RH310UM | Heat Pump with Tank | Storage | High Usage | 75 |  | 3.5 | 65 | 59 |  | 4.5 | 409 | No |  | Yes | TRUE | 236.2154 | Heat Pump | HIGH DRAW | TRUE | Heat PumpHIGH DRAW | 3 | 75 | 15.354 |  | 3.3969 | 3.5506 | 3 |  | 3.3 | 3.5 | 3.5 | 3.75 | 3.75 |  |  | Y |  | N | AHRI
206077605 |  | Active | RUUD |  | PRO H65 T2 RU310UM | Heat Pump with Tank | Storage | High Usage | 75 |  | 3.5 | 65 | 59 |  | 4.5 | 409 | No |  | Yes | TRUE | 236.2154 | Heat Pump | HIGH DRAW | TRUE | Heat PumpHIGH DRAW | 3 | 75 | 15.354 |  | 3.3969 | 3.5506 | 3 |  | 3.3 | 3.5 | 3.5 | 3.75 | 3.75 |  |  | Y |  | N | AHRI
206077606 |  | Active | RHEEM |  | PRO H80 T2 RH310UM | Heat Pump with Tank | Storage | High Usage | 87 |  | 3.5 | 80 | 72 |  | 4.5 | 398 | No |  | Yes | TRUE | 191.925 | Heat Pump | HIGH DRAW | TRUE | Heat PumpHIGH DRAW | 3 | 80 | 15.354 |  | 3.4238 | 3.5506 | 3 |  | 3.3 | 3.5 | 3.5 | 3.75 | 3.75 |  |  | Y |  | N | AHRI
206077607 |  | Active | RUUD |  | PRO H80 T2 RU310UM | Heat Pump with Tank | Storage | High Usage | 87 |  | 3.5 | 80 | 72 |  | 4.5 | 398 | No |  | Yes | TRUE | 191.925 | Heat Pump | HIGH DRAW | TRUE | Heat PumpHIGH DRAW | 3 | 80 | 15.354 |  | 3.4238 | 3.5506 | 3 |  | 3.3 | 3.5 | 3.5 | 3.75 | 3.75 |  |  | Y |  | N | AHRI
206186473 |  | Active | RHEEM |  | CXE80T10HS45UO | Heat Pump with Tank | Storage | High Usage | 87 |  | 4 | 80 | 72 |  | 4.5 | 447 | No |  | Yes | TRUE | 191.925 | Heat Pump | HIGH DRAW | TRUE | Heat PumpHIGH DRAW | 3 | 80 | 15.354 |  | 3.9335 | 4.0578 | 3 |  | 3.3 | 3.5 | 3.5 | 3.75 | 3.75 |  |  |  | Y | N | AHRI
206186474 |  | Active | RHEEM |  | CPROPH80 T2 RH375-SO | Heat Pump with Tank | Storage | High Usage | 87 |  | 4 | 80 | 72 |  | 4.5 | 447 | No |  | Yes | TRUE | 191.925 | Heat Pump | HIGH DRAW | TRUE | Heat PumpHIGH DRAW | 3 | 80 | 15.354 |  | 3.9335 | 4.0578 | 3 |  | 3.3 | 3.5 | 3.5 | 3.75 | 3.75 |  |  |  | Y | N | AHRI
206186475 |  | Active | RHEEM |  | ECEPH80 T2 RH375-SO | Heat Pump with Tank | Storage | High Usage | 87 |  | 4 | 80 | 72 |  | 4.5 | 447 | No |  | Yes | TRUE | 191.925 | Heat Pump | HIGH DRAW | TRUE | Heat PumpHIGH DRAW | 3 | 80 | 15.354 |  | 3.9335 | 4.0578 | 3 |  | 3.3 | 3.5 | 3.5 | 3.75 | 3.75 |  |  |  | Y | N | AHRI
206186476 |  | Active | RHEEM |  | XE80T10H45UO | Heat Pump with Tank | Storage | High Usage | 87 |  | 4 | 80 | 72 |  | 4.5 | 447 | No |  | Yes | TRUE | 191.925 | Heat Pump | HIGH DRAW | TRUE | Heat PumpHIGH DRAW | 3 | 80 | 15.354 |  | 3.9335 | 4.0578 | 3 |  | 3.3 | 3.5 | 3.5 | 3.75 | 3.75 |  |  |  | Y | N | AHRI
206186477 |  | Active | RHEEM |  | CPROPH80 T2 RH375-30 | Heat Pump with Tank | Storage | High Usage | 87 |  | 4 | 80 | 72 |  | 4.5 | 447 | No |  | Yes | TRUE | 191.925 | Heat Pump | HIGH DRAW | TRUE | Heat PumpHIGH DRAW | 3 | 80 | 15.354 |  | 3.9335 | 4.0578 | 3 |  | 3.3 | 3.5 | 3.5 | 3.75 | 3.75 |  |  |  | Y | N | AHRI
206186478 |  | Active | RHEEM |  | ECEPH80 T2 RH375-30 | Heat Pump with Tank | Storage | High Usage | 87 |  | 4 | 80 | 72 |  | 4.5 | 447 | No |  | Yes | TRUE | 191.925 | Heat Pump | HIGH DRAW | TRUE | Heat PumpHIGH DRAW | 3 | 80 | 15.354 |  | 3.9335 | 4.0578 | 3 |  | 3.3 | 3.5 | 3.5 | 3.75 | 3.75 |  |  |  | Y | N | AHRI
206186479 |  | Active | RHEEM |  | CPRO H65 T2 RH310BM | Heat Pump with Tank | Storage | High Usage | 75 |  | 3.5 | 65 | 59 |  | 4.5 | 409 | No |  | Yes | TRUE | 236.2154 | Heat Pump | HIGH DRAW | TRUE | Heat PumpHIGH DRAW | 3 | 75 | 15.354 |  | 3.3969 | 3.5506 | 3 |  | 3.3 | 3.5 | 3.5 | 3.75 | 3.75 |  |  | Y |  | N | AHRI
206186480 |  | Active | RHEEM |  | ECE H65 T2 RH310BM | Heat Pump with Tank | Storage | High Usage | 75 |  | 3.5 | 65 | 59 |  | 4.5 | 409 | No |  | Yes | TRUE | 236.2154 | Heat Pump | HIGH DRAW | TRUE | Heat PumpHIGH DRAW | 3 | 75 | 15.354 |  | 3.3969 | 3.5506 | 3 |  | 3.3 | 3.5 | 3.5 | 3.75 | 3.75 |  |  | Y |  | N | AHRI
206186481 |  | Active | RHEEM |  | CXE65T10H22UO | Heat Pump with Tank | Storage | Medium Usage | 54 |  | 3.55 | 65 | 59 |  | 2.3 | 407 | No |  | Yes | TRUE | 120.7323 | Heat Pump | MEDIUM DRAW | TRUE | Heat PumpMEDIUM DRAW | 3 | 75 | 7.8476 |  | 3.6587 | 3.6013 | 3 |  | 3.3 | 3.5 | 3.5 | 3.75 | 3.75 |  |  | Y |  | N | AHRI
206186482 |  | Active | RHEEM |  | CPROPH65 T2 RH375-15 | Heat Pump with Tank | Storage | Medium Usage | 54 |  | 3.55 | 65 | 59 |  | 2.3 | 407 | No |  | Yes | TRUE | 120.7323 | Heat Pump | MEDIUM DRAW | TRUE | Heat PumpMEDIUM DRAW | 3 | 75 | 7.8476 |  | 3.6587 | 3.6013 | 3 |  | 3.3 | 3.5 | 3.5 | 3.75 | 3.75 |  |  | Y |  | N | AHRI
206186483 |  | Active | RHEEM |  | ECEPH65 T2 RH375-15 | Heat Pump with Tank | Storage | Medium Usage | 54 |  | 3.55 | 65 | 59 |  | 2.3 | 407 | No |  | Yes | TRUE | 120.7323 | Heat Pump | MEDIUM DRAW | TRUE | Heat PumpMEDIUM DRAW | 3 | 75 | 7.8476 |  | 3.6587 | 3.6013 | 3 |  | 3.3 | 3.5 | 3.5 | 3.75 | 3.75 |  |  | Y |  | N | AHRI
206186484 |  | Active | RHEEM |  | CXE65T10HS45UO | Heat Pump with Tank | Storage | High Usage | 75 |  | 3.85 | 65 | 59 |  | 4.5 | 457 | No |  | Yes | TRUE | 236.2154 | Heat Pump | HIGH DRAW | TRUE | Heat PumpHIGH DRAW | 3 | 75 | 15.354 |  | 3.7204 | 3.9057 | 3 |  | 3.3 | 3.5 | 3.5 | 3.75 | 3.75 |  |  |  | Y | N | AHRI
206186485 |  | Active | RHEEM |  | CPROPH65 T2 RH375-SO | Heat Pump with Tank | Storage | High Usage | 75 |  | 3.85 | 65 | 59 |  | 4.5 | 457 | No |  | Yes | TRUE | 236.2154 | Heat Pump | HIGH DRAW | TRUE | Heat PumpHIGH DRAW | 3 | 75 | 15.354 |  | 3.7204 | 3.9057 | 3 |  | 3.3 | 3.5 | 3.5 | 3.75 | 3.75 |  |  |  | Y | N | AHRI
206186486 |  | Active | RHEEM |  | ECEPH65 T2 RH375-SO | Heat Pump with Tank | Storage | High Usage | 75 |  | 3.85 | 65 | 59 |  | 4.5 | 457 | No |  | Yes | TRUE | 236.2154 | Heat Pump | HIGH DRAW | TRUE | Heat PumpHIGH DRAW | 3 | 75 | 15.354 |  | 3.7204 | 3.9057 | 3 |  | 3.3 | 3.5 | 3.5 | 3.75 | 3.75 |  |  |  | Y | N | AHRI
206186487 |  | Active | RHEEM |  | CXE65T10H45UO | Heat Pump with Tank | Storage | High Usage | 75 |  | 3.85 | 65 | 59 |  | 4.5 | 457 | No |  | Yes | TRUE | 236.2154 | Heat Pump | HIGH DRAW | TRUE | Heat PumpHIGH DRAW | 3 | 75 | 15.354 |  | 3.7204 | 3.9057 | 3 |  | 3.3 | 3.5 | 3.5 | 3.75 | 3.75 |  |  |  | Y | N | AHRI
206186488 |  | Active | RHEEM |  | CPROPH65 T2 RH375-30 | Heat Pump with Tank | Storage | High Usage | 75 |  | 3.85 | 65 | 59 |  | 4.5 | 457 | No |  | Yes | TRUE | 236.2154 | Heat Pump | HIGH DRAW | TRUE | Heat PumpHIGH DRAW | 3 | 75 | 15.354 |  | 3.7204 | 3.9057 | 3 |  | 3.3 | 3.5 | 3.5 | 3.75 | 3.75 |  |  |  | Y | N | AHRI
206186489 |  | Active | RHEEM |  | ECEPH65 T2 RH375-30 | Heat Pump with Tank | Storage | High Usage | 75 |  | 3.85 | 65 | 59 |  | 4.5 | 457 | No |  | Yes | TRUE | 236.2154 | Heat Pump | HIGH DRAW | TRUE | Heat PumpHIGH DRAW | 3 | 75 | 15.354 |  | 3.7204 | 3.9057 | 3 |  | 3.3 | 3.5 | 3.5 | 3.75 | 3.75 |  |  |  | Y | N | AHRI
206186490 |  | Active | RHEEM |  | CPRO H50 T2 RH310BM | Heat Pump with Tank | Storage | Medium Usage | 67 |  | 3.5 | 50 | 45 |  | 4.5 | 400 | No |  | Yes | TRUE | 307.08 | Heat Pump | MEDIUM DRAW | TRUE | Heat PumpMEDIUM DRAW | 2 | 50 | 15.354 |  | 3.6033 | 3.5506 | 3 |  | 3.3 | 3.5 | 3.5 | 3.75 | 3.75 |  |  | Y |  | N | AHRI
206186491 |  | Active | RHEEM |  | ECE H50 T2 RH310BM | Heat Pump with Tank | Storage | Medium Usage | 67 |  | 3.5 | 50 | 45 |  | 4.5 | 400 | No |  | Yes | TRUE | 307.08 | Heat Pump | MEDIUM DRAW | TRUE | Heat PumpMEDIUM DRAW | 2 | 50 | 15.354 |  | 3.6033 | 3.5506 | 3 |  | 3.3 | 3.5 | 3.5 | 3.75 | 3.75 |  |  | Y |  | N | AHRI
206186492 |  | Active | RHEEM |  | CXE50T10H22UO | Heat Pump with Tank | Storage | Medium Usage | 52 |  | 3.75 | 50 | 45 |  | 2.3 | 423 | No |  | Yes | TRUE | 156.952 | Heat Pump | MEDIUM DRAW | TRUE | Heat PumpMEDIUM DRAW | 2 | 50 | 7.8476 |  | 3.8569 | 3.8042 | 3 |  | 3.3 | 3.5 | 3.5 | 3.75 | 3.75 |  |  |  | Y | N | AHRI
206186493 |  | Active | RHEEM |  | CPROPH50 T2 RH375-15 | Heat Pump with Tank | Storage | Medium Usage | 52 |  | 3.75 | 50 | 45 |  | 2.3 | 423 | No |  | Yes | TRUE | 156.952 | Heat Pump | MEDIUM DRAW | TRUE | Heat PumpMEDIUM DRAW | 2 | 50 | 7.8476 |  | 3.8569 | 3.8042 | 3 |  | 3.3 | 3.5 | 3.5 | 3.75 | 3.75 |  |  |  | Y | N | AHRI
206186494 |  | Active | RHEEM |  | ECEPH50 T2 RH375-15 | Heat Pump with Tank | Storage | Medium Usage | 52 |  | 3.75 | 50 | 45 |  | 2.3 | 423 | No |  | Yes | TRUE | 156.952 | Heat Pump | MEDIUM DRAW | TRUE | Heat PumpMEDIUM DRAW | 2 | 50 | 7.8476 |  | 3.8569 | 3.8042 | 3 |  | 3.3 | 3.5 | 3.5 | 3.75 | 3.75 |  |  |  | Y | N | AHRI
206186495 |  | Active | RHEEM |  | CXE50T10HS45UO | Heat Pump with Tank | Storage | Medium Usage | 67 |  | 3.75 | 50 | 45 |  | 4.5 | 430 | No |  | Yes | TRUE | 307.08 | Heat Pump | MEDIUM DRAW | TRUE | Heat PumpMEDIUM DRAW | 2 | 50 | 15.354 |  | 3.862 | 3.8042 | 3 |  | 3.3 | 3.5 | 3.5 | 3.75 | 3.75 |  |  |  | Y | N | AHRI
206186496 |  | Active | RHEEM |  | CPROPH50 T2 RH375-SO | Heat Pump with Tank | Storage | Medium Usage | 67 |  | 3.75 | 50 | 45 |  | 4.5 | 430 | No |  | Yes | TRUE | 307.08 | Heat Pump | MEDIUM DRAW | TRUE | Heat PumpMEDIUM DRAW | 2 | 50 | 15.354 |  | 3.862 | 3.8042 | 3 |  | 3.3 | 3.5 | 3.5 | 3.75 | 3.75 |  |  |  | Y | N | AHRI
206186497 |  | Active | RHEEM |  | ECEPH50 T2 RH375-SO | Heat Pump with Tank | Storage | Medium Usage | 67 |  | 3.75 | 50 | 45 |  | 4.5 | 430 | No |  | Yes | TRUE | 307.08 | Heat Pump | MEDIUM DRAW | TRUE | Heat PumpMEDIUM DRAW | 2 | 50 | 15.354 |  | 3.862 | 3.8042 | 3 |  | 3.3 | 3.5 | 3.5 | 3.75 | 3.75 |  |  |  | Y | N | AHRI
206186498 |  | Active | RHEEM |  | CXE50T10H45UO | Heat Pump with Tank | Storage | Medium Usage | 67 |  | 3.75 | 50 | 45 |  | 4.5 | 430 | No |  | Yes | TRUE | 307.08 | Heat Pump | MEDIUM DRAW | TRUE | Heat PumpMEDIUM DRAW | 2 | 50 | 15.354 |  | 3.862 | 3.8042 | 3 |  | 3.3 | 3.5 | 3.5 | 3.75 | 3.75 |  |  |  | Y | N | AHRI
206186499 |  | Active | RHEEM |  | CPROPH50 T2 RH375-30 | Heat Pump with Tank | Storage | Medium Usage | 67 |  | 3.75 | 50 | 45 |  | 4.5 | 430 | No |  | Yes | TRUE | 307.08 | Heat Pump | MEDIUM DRAW | TRUE | Heat PumpMEDIUM DRAW | 2 | 50 | 15.354 |  | 3.862 | 3.8042 | 3 |  | 3.3 | 3.5 | 3.5 | 3.75 | 3.75 |  |  |  | Y | N | AHRI
206186500 |  | Active | RHEEM |  | ECEPH50 T2 RH375-30 | Heat Pump with Tank | Storage | Medium Usage | 67 |  | 3.75 | 50 | 45 |  | 4.5 | 430 | No |  | Yes | TRUE | 307.08 | Heat Pump | MEDIUM DRAW | TRUE | Heat PumpMEDIUM DRAW | 2 | 50 | 15.354 |  | 3.862 | 3.8042 | 3 |  | 3.3 | 3.5 | 3.5 | 3.75 | 3.75 |  |  |  | Y | N | AHRI
206186501 |  | Active | RHEEM |  | CPRO H40 T2 RH310BM | Heat Pump with Tank | Storage | Medium Usage | 60 |  | 3.5 | 40 | 36 |  | 4.5 | 430 | No |  | Yes | TRUE | 383.85 | Heat Pump | MEDIUM DRAW | TRUE | Heat PumpMEDIUM DRAW | 2 | 40 | 15.354 |  | 3.6328 | 3.5506 | 3 |  | 3.3 | 3.5 | 3.5 | 3.75 | 3.75 |  |  | Y |  | N | AHRI
206186502 |  | Active | RHEEM |  | ECE H40 T2 RH310BM | Heat Pump with Tank | Storage | Medium Usage | 60 |  | 3.5 | 40 | 36 |  | 4.5 | 430 | No |  | Yes | TRUE | 383.85 | Heat Pump | MEDIUM DRAW | TRUE | Heat PumpMEDIUM DRAW | 2 | 40 | 15.354 |  | 3.6328 | 3.5506 | 3 |  | 3.3 | 3.5 | 3.5 | 3.75 | 3.75 |  |  | Y |  | N | AHRI
206186503 |  | Active | RHEEM |  | CXE40T10H22UO | Heat Pump with Tank | Storage | Low Usage | 46 |  | 3.45 | 40 | 36 |  | 2.3 | 432 | No |  | Yes | TRUE | 196.19 | Heat Pump | LOW DRAW | TRUE | Heat PumpLOW DRAW | 2 | 40 | 7.8476 |  | 3.7951 | 3.4999 | 3 |  | 3.3 | 3.5 | 3.5 | 3.75 | 3.75 |  | Y |  |  | N | AHRI
206186504 |  | Active | RHEEM |  | CPROPH40 T2 RH375-15 | Heat Pump with Tank | Storage | Low Usage | 46 |  | 3.45 | 40 | 36 |  | 2.3 | 432 | No |  | Yes | TRUE | 196.19 | Heat Pump | LOW DRAW | TRUE | Heat PumpLOW DRAW | 2 | 40 | 7.8476 |  | 3.7951 | 3.4999 | 3 |  | 3.3 | 3.5 | 3.5 | 3.75 | 3.75 |  | Y |  |  | N | AHRI
206186505 |  | Active | RHEEM |  | ECEPH40 T2 RH375-15 | Heat Pump with Tank | Storage | Low Usage | 46 |  | 3.45 | 40 | 36 |  | 2.3 | 432 | No |  | Yes | TRUE | 196.19 | Heat Pump | LOW DRAW | TRUE | Heat PumpLOW DRAW | 2 | 40 | 7.8476 |  | 3.7951 | 3.4999 | 3 |  | 3.3 | 3.5 | 3.5 | 3.75 | 3.75 |  | Y |  |  | N | AHRI
206186506 |  | Active | RHEEM |  | CXE40T10HS45UO | Heat Pump with Tank | Storage | Medium Usage | 60 |  | 3.75 | 40 | 36 |  | 4.5 | 434 | No |  | Yes | TRUE | 383.85 | Heat Pump | MEDIUM DRAW | TRUE | Heat PumpMEDIUM DRAW | 2 | 40 | 15.354 |  | 3.8661 | 3.8042 | 3 |  | 3.3 | 3.5 | 3.5 | 3.75 | 3.75 |  |  |  | Y | N | AHRI
206186507 |  | Active | RHEEM |  | CPROPH40 T2 RH375-SO | Heat Pump with Tank | Storage | Medium Usage | 60 |  | 3.75 | 40 | 36 |  | 4.5 | 434 | No |  | Yes | TRUE | 383.85 | Heat Pump | MEDIUM DRAW | TRUE | Heat PumpMEDIUM DRAW | 2 | 40 | 15.354 |  | 3.8661 | 3.8042 | 3 |  | 3.3 | 3.5 | 3.5 | 3.75 | 3.75 |  |  |  | Y | N | AHRI
206186508 |  | Active | RHEEM |  | ECEPH40 T2 RH375-SO | Heat Pump with Tank | Storage | Medium Usage | 60 |  | 3.75 | 40 | 36 |  | 4.5 | 434 | No |  | Yes | TRUE | 383.85 | Heat Pump | MEDIUM DRAW | TRUE | Heat PumpMEDIUM DRAW | 2 | 40 | 15.354 |  | 3.8661 | 3.8042 | 3 |  | 3.3 | 3.5 | 3.5 | 3.75 | 3.75 |  |  |  | Y | N | AHRI
206186509 |  | Active | RHEEM |  | CXE40T10H45UO | Heat Pump with Tank | Storage | Medium Usage | 60 |  | 3.75 | 40 | 36 |  | 4.5 | 434 | No |  | Yes | TRUE | 383.85 | Heat Pump | MEDIUM DRAW | TRUE | Heat PumpMEDIUM DRAW | 2 | 40 | 15.354 |  | 3.8661 | 3.8042 | 3 |  | 3.3 | 3.5 | 3.5 | 3.75 | 3.75 |  |  |  | Y | N | AHRI
206186510 |  | Active | RHEEM |  | CPROPH40 T2 RH375-30 | Heat Pump with Tank | Storage | Medium Usage | 60 |  | 3.75 | 40 | 36 |  | 4.5 | 434 | No |  | Yes | TRUE | 383.85 | Heat Pump | MEDIUM DRAW | TRUE | Heat PumpMEDIUM DRAW | 2 | 40 | 15.354 |  | 3.8661 | 3.8042 | 3 |  | 3.3 | 3.5 | 3.5 | 3.75 | 3.75 |  |  |  | Y | N | AHRI
206186511 |  | Active | RHEEM |  | ECEPH40 T2 RH375-30 | Heat Pump with Tank | Storage | Medium Usage | 60 |  | 3.75 | 40 | 36 |  | 4.5 | 434 | No |  | Yes | TRUE | 383.85 | Heat Pump | MEDIUM DRAW | TRUE | Heat PumpMEDIUM DRAW | 2 | 40 | 15.354 |  | 3.8661 | 3.8042 | 3 |  | 3.3 | 3.5 | 3.5 | 3.75 | 3.75 |  |  |  | Y | N | AHRI
206186512 |  | Active | RHEEM |  | CPRO H80 T2 RH310BM | Heat Pump with Tank | Storage | High Usage | 87 |  | 3.5 | 80 | 72 |  | 4.5 | 398 | No |  | Yes | TRUE | 191.925 | Heat Pump | HIGH DRAW | TRUE | Heat PumpHIGH DRAW | 3 | 80 | 15.354 |  | 3.4238 | 3.5506 | 3 |  | 3.3 | 3.5 | 3.5 | 3.75 | 3.75 |  |  | Y |  | N | AHRI
206186513 |  | Active | RHEEM |  | ECE H80 T2 RH310BM | Heat Pump with Tank | Storage | High Usage | 87 |  | 3.5 | 80 | 72 |  | 4.5 | 398 | No |  | Yes | TRUE | 191.925 | Heat Pump | HIGH DRAW | TRUE | Heat PumpHIGH DRAW | 3 | 80 | 15.354 |  | 3.4238 | 3.5506 | 3 |  | 3.3 | 3.5 | 3.5 | 3.75 | 3.75 |  |  | Y |  | N | AHRI
206186514 |  | Active | RHEEM |  | CXE80T10H22UO | Heat Pump with Tank | Storage | Medium Usage | 67 |  | 3.7 | 80 | 72 |  | 2.3 | 445 | No |  | Yes | TRUE | 98.095 | Heat Pump | MEDIUM DRAW | TRUE | Heat PumpMEDIUM DRAW | 3 | 80 | 7.8476 |  | 3.8346 | 3.7535 | 3 |  | 3.3 | 3.5 | 3.5 | 3.75 | 3.75 |  |  | Y |  | N | AHRI
206186515 |  | Active | RHEEM |  | CPROPH80 T2 RH375-15 | Heat Pump with Tank | Storage | Medium Usage | 67 |  | 3.7 | 80 | 72 |  | 2.3 | 445 | No |  | Yes | TRUE | 98.095 | Heat Pump | MEDIUM DRAW | TRUE | Heat PumpMEDIUM DRAW | 3 | 80 | 7.8476 |  | 3.8346 | 3.7535 | 3 |  | 3.3 | 3.5 | 3.5 | 3.75 | 3.75 |  |  | Y |  | N | AHRI
206186516 |  | Active | RHEEM |  | ECEPH80 T2 RH375-15 | Heat Pump with Tank | Storage | Medium Usage | 67 |  | 3.7 | 80 | 72 |  | 2.3 | 445 | No |  | Yes | TRUE | 98.095 | Heat Pump | MEDIUM DRAW | TRUE | Heat PumpMEDIUM DRAW | 3 | 80 | 7.8476 |  | 3.8346 | 3.7535 | 3 |  | 3.3 | 3.5 | 3.5 | 3.75 | 3.75 |  |  | Y |  | N | AHRI
206195922 |  | Active | RHEEM |  | HPLD40-1RH | Heat Pump with Tank | Storage | Medium Usage | 60 |  | 3.75 | 40 | 36 |  | 4.5 | 434 | No |  | Yes | TRUE | 383.85 | Heat Pump | MEDIUM DRAW | TRUE | Heat PumpMEDIUM DRAW | 2 | 40 | 15.354 |  | 3.8661 | 3.8042 | 3 |  | 3.3 | 3.5 | 3.5 | 3.75 | 3.75 |  |  |  | Y | N | AHRI
206195923 |  | Active | RUUD |  | HPLD40-1RU | Heat Pump with Tank | Storage | Medium Usage | 60 |  | 3.75 | 40 | 36 |  | 4.5 | 434 | No |  | Yes | TRUE | 383.85 | Heat Pump | MEDIUM DRAW | TRUE | Heat PumpMEDIUM DRAW | 2 | 40 | 15.354 |  | 3.8661 | 3.8042 | 3 |  | 3.3 | 3.5 | 3.5 | 3.75 | 3.75 |  |  |  | Y | N | AHRI
206195924 |  | Active | RHEEM |  | HPLD50-1RH | Heat Pump with Tank | Storage | Medium Usage | 67 |  | 3.75 | 50 | 45 |  | 4.5 | 430 | No |  | Yes | TRUE | 307.08 | Heat Pump | MEDIUM DRAW | TRUE | Heat PumpMEDIUM DRAW | 2 | 50 | 15.354 |  | 3.862 | 3.8042 | 3 |  | 3.3 | 3.5 | 3.5 | 3.75 | 3.75 |  |  |  | Y | N | AHRI
206195925 |  | Active | RUUD |  | HPLD50-1RU | Heat Pump with Tank | Storage | Medium Usage | 67 |  | 3.75 | 50 | 45 |  | 4.5 | 430 | No |  | Yes | TRUE | 307.08 | Heat Pump | MEDIUM DRAW | TRUE | Heat PumpMEDIUM DRAW | 2 | 50 | 15.354 |  | 3.862 | 3.8042 | 3 |  | 3.3 | 3.5 | 3.5 | 3.75 | 3.75 |  |  |  | Y | N | AHRI
206195926 |  | Active | RUUD |  | HPLD65-1RU | Heat Pump with Tank | Storage | High Usage | 75 |  | 3.85 | 65 | 59 |  | 4.5 | 457 | No |  | Yes | TRUE | 236.2154 | Heat Pump | HIGH DRAW | TRUE | Heat PumpHIGH DRAW | 3 | 75 | 15.354 |  | 3.7204 | 3.9057 | 3 |  | 3.3 | 3.5 | 3.5 | 3.75 | 3.75 |  |  |  | Y | N | AHRI
206195927 |  | Active | RHEEM |  | HPLD65-1RH | Heat Pump with Tank | Storage | High Usage | 75 |  | 3.85 | 65 | 59 |  | 4.5 | 457 | No |  | Yes | TRUE | 236.2154 | Heat Pump | HIGH DRAW | TRUE | Heat PumpHIGH DRAW | 3 | 75 | 15.354 |  | 3.7204 | 3.9057 | 3 |  | 3.3 | 3.5 | 3.5 | 3.75 | 3.75 |  |  |  | Y | N | AHRI
206195928 |  | Active | RUUD |  | HPLD80-1RU | Heat Pump with Tank | Storage | High Usage | 87 |  | 4 | 80 | 72 |  | 4.5 | 447 | No |  | Yes | TRUE | 191.925 | Heat Pump | HIGH DRAW | TRUE | Heat PumpHIGH DRAW | 3 | 80 | 15.354 |  | 3.9335 | 4.0578 | 3 |  | 3.3 | 3.5 | 3.5 | 3.75 | 3.75 |  |  |  | Y | N | AHRI
206195929 |  | Active | RHEEM |  | HPLD80-1RH | Heat Pump with Tank | Storage | High Usage | 87 |  | 4 | 80 | 72 |  | 4.5 | 447 | No |  | Yes | TRUE | 191.925 | Heat Pump | HIGH DRAW | TRUE | Heat PumpHIGH DRAW | 3 | 80 | 15.354 |  | 3.9335 | 4.0578 | 3 |  | 3.3 | 3.5 | 3.5 | 3.75 | 3.75 |  |  |  | Y | N | AHRI
206235635 |  | Active | RHEEM |  | CXE80T10H45UO | Heat Pump with Tank | Storage | High Usage | 87 |  | 4 | 80 | 72 |  | 4.5 | 447 | No |  | Yes | TRUE | 191.925 | Heat Pump | HIGH DRAW | TRUE | Heat PumpHIGH DRAW | 3 | 80 | 15.354 |  | 3.9335 | 4.0578 | 3 |  | 3.3 | 3.5 | 3.5 | 3.75 | 3.75 |  |  |  | Y | N | AHRI
206428766 |  | Active | A. O. SMITH |  | FPTU-50 1** | Heat Pump with Tank | Storage | Medium Usage | 66 |  | 3.35 | 50 | 46 |  | 4.5 | 407 | No |  | Yes | TRUE | 307.08 | Heat Pump | MEDIUM DRAW | TRUE | Heat PumpMEDIUM DRAW | 2 | 50 | 15.354 |  | 3.473 | 3.3985 | 3 |  | 3.3 | 3.5 | 3.5 | 3.75 | 3.75 |  | Y |  |  | N | AHRI
206428767 |  | Active | A. O. SMITH |  | FPTU-66 1** | Heat Pump with Tank | Storage | High Usage | 79 |  | 3.42 | 66 | 67 |  | 4.5 | 265 | No |  | Yes | TRUE | 232.6364 | Heat Pump | HIGH DRAW | TRUE | Heat PumpHIGH DRAW | 3 | 75 | 15.354 |  | 3.8854 | 3.4695 | 3 |  | 3.3 | 3.5 | 3.5 | 3.75 | 3.75 |  | Y |  |  | N | AHRI
206428768 |  | Active | A. O. SMITH |  | FPTU-80 1** | Heat Pump with Tank | Storage | High Usage | 84 |  | 3.45 | 80 | 82 |  | 4.5 | 233 | No |  | Yes | TRUE | 191.925 | Heat Pump | HIGH DRAW | TRUE | Heat PumpHIGH DRAW | 3 | 80 | 15.354 |  | 4.2392 | 3.4999 | 3 |  | 3.3 | 3.5 | 3.5 | 3.75 | 3.75 |  | Y |  |  | N | AHRI
206428769 |  | Active | A. O. SMITH |  | HPTU-50N 1** | Heat Pump with Tank | Storage | Medium Usage | 66 |  | 3.45 | 50 | 46 |  | 4.5 | 407 | No |  | Yes | TRUE | 307.08 | Heat Pump | MEDIUM DRAW | TRUE | Heat PumpMEDIUM DRAW | 2 | 50 | 15.354 |  | 3.5648 | 3.4999 | 3 |  | 3.3 | 3.5 | 3.5 | 3.75 | 3.75 |  | Y |  |  | N | AHRI
206428770 |  | Active | A. O. SMITH |  | HPTU-66N 1** | Heat Pump with Tank | Storage | High Usage | 79 |  | 3.45 | 66 | 67 |  | 4.5 | 265 | No |  | Yes | TRUE | 232.6364 | Heat Pump | HIGH DRAW | TRUE | Heat PumpHIGH DRAW | 3 | 75 | 15.354 |  | 3.937 | 3.4999 | 3 |  | 3.3 | 3.5 | 3.5 | 3.75 | 3.75 |  | Y |  |  | N | AHRI
206428771 |  | Active | A. O. SMITH |  | HPTU-80N 1** | Heat Pump with Tank | Storage | High Usage | 86 |  | 3.45 | 80 | 82 |  | 4.5 | 233 | No |  | Yes | TRUE | 191.925 | Heat Pump | HIGH DRAW | TRUE | Heat PumpHIGH DRAW | 3 | 80 | 15.354 |  | 4.2392 | 3.4999 | 3 |  | 3.3 | 3.5 | 3.5 | 3.75 | 3.75 |  | Y |  |  | N | AHRI
206428773 |  | Active | AMERICAN |  | HPHE6250H045DV 1** | Heat Pump with Tank | Storage | Medium Usage | 66 |  | 3.35 | 50 | 46 |  | 4.5 | 407 | No |  | Yes | TRUE | 307.08 | Heat Pump | MEDIUM DRAW | TRUE | Heat PumpMEDIUM DRAW | 2 | 50 | 15.354 |  | 3.473 | 3.3985 | 3 |  | 3.3 | 3.5 | 3.5 | 3.75 | 3.75 |  | Y |  |  | N | AHRI
206428774 |  | Active | RELIANCE WATER HEATERS |  | 6-50-DHPHT 1** | Heat Pump with Tank | Storage | Medium Usage | 66 |  | 3.35 | 50 | 46 |  | 4.5 | 407 | No |  | Yes | TRUE | 307.08 | Heat Pump | MEDIUM DRAW | TRUE | Heat PumpMEDIUM DRAW | 2 | 50 | 15.354 |  | 3.473 | 3.3985 | 3 |  | 3.3 | 3.5 | 3.5 | 3.75 | 3.75 |  | Y |  |  | N | AHRI
206428775 |  | Active | STATE |  | HP6-50-DHPT 1** | Heat Pump with Tank | Storage | Medium Usage | 66 |  | 3.35 | 50 | 46 |  | 4.5 | 407 | No |  | Yes | TRUE | 307.08 | Heat Pump | MEDIUM DRAW | TRUE | Heat PumpMEDIUM DRAW | 2 | 50 | 15.354 |  | 3.473 | 3.3985 | 3 |  | 3.3 | 3.5 | 3.5 | 3.75 | 3.75 |  | Y |  |  | N | AHRI
206428776 |  | Active | U.S. CRAFTMASTER |  | HPHE2F50HD045VU 1** | Heat Pump with Tank | Storage | Medium Usage | 66 |  | 3.35 | 50 | 46 |  | 4.5 | 407 | No |  | Yes | TRUE | 307.08 | Heat Pump | MEDIUM DRAW | TRUE | Heat PumpMEDIUM DRAW | 2 | 50 | 15.354 |  | 3.473 | 3.3985 | 3 |  | 3.3 | 3.5 | 3.5 | 3.75 | 3.75 |  | Y |  |  | N | AHRI
206428777 |  | Active | AMERICAN |  | HPHE6266H045DV 1** | Heat Pump with Tank | Storage | High Usage | 79 |  | 3.42 | 66 | 67 |  | 4.5 | 265 | No |  | Yes | TRUE | 232.6364 | Heat Pump | HIGH DRAW | TRUE | Heat PumpHIGH DRAW | 3 | 75 | 15.354 |  | 3.8854 | 3.4695 | 3 |  | 3.3 | 3.5 | 3.5 | 3.75 | 3.75 |  | Y |  |  | N | AHRI
206428778 |  | Active | RELIANCE WATER HEATERS |  | 6-66-DHPHT 1** | Heat Pump with Tank | Storage | High Usage | 79 |  | 3.42 | 66 | 67 |  | 4.5 | 265 | No |  | Yes | TRUE | 232.6364 | Heat Pump | HIGH DRAW | TRUE | Heat PumpHIGH DRAW | 3 | 75 | 15.354 |  | 3.8854 | 3.4695 | 3 |  | 3.3 | 3.5 | 3.5 | 3.75 | 3.75 |  | Y |  |  | N | AHRI
206428779 |  | Active | STATE |  | HP6-66-DHPT 1** | Heat Pump with Tank | Storage | High Usage | 79 |  | 3.42 | 66 | 67 |  | 4.5 | 265 | No |  | Yes | TRUE | 232.6364 | Heat Pump | HIGH DRAW | TRUE | Heat PumpHIGH DRAW | 3 | 75 | 15.354 |  | 3.8854 | 3.4695 | 3 |  | 3.3 | 3.5 | 3.5 | 3.75 | 3.75 |  | Y |  |  | N | AHRI
206428780 |  | Active | U.S. CRAFTMASTER |  | HPHE2F66HD045VU 1** | Heat Pump with Tank | Storage | High Usage | 79 |  | 3.42 | 66 | 67 |  | 4.5 | 265 | No |  | Yes | TRUE | 232.6364 | Heat Pump | HIGH DRAW | TRUE | Heat PumpHIGH DRAW | 3 | 75 | 15.354 |  | 3.8854 | 3.4695 | 3 |  | 3.3 | 3.5 | 3.5 | 3.75 | 3.75 |  | Y |  |  | N | AHRI
206428781 |  | Active | AMERICAN |  | HPHE6280H045DV 1** | Heat Pump with Tank | Storage | High Usage | 84 |  | 3.45 | 80 | 82 |  | 4.5 | 233 | No |  | Yes | TRUE | 191.925 | Heat Pump | HIGH DRAW | TRUE | Heat PumpHIGH DRAW | 3 | 80 | 15.354 |  | 4.2392 | 3.4999 | 3 |  | 3.3 | 3.5 | 3.5 | 3.75 | 3.75 |  | Y |  |  | N | AHRI
206428782 |  | Active | RELIANCE WATER HEATERS |  | 6-80-DHPHT 1** | Heat Pump with Tank | Storage | High Usage | 84 |  | 3.45 | 80 | 82 |  | 4.5 | 233 | No |  | Yes | TRUE | 191.925 | Heat Pump | HIGH DRAW | TRUE | Heat PumpHIGH DRAW | 3 | 80 | 15.354 |  | 4.2392 | 3.4999 | 3 |  | 3.3 | 3.5 | 3.5 | 3.75 | 3.75 |  | Y |  |  | N | AHRI
206428783 |  | Active | STATE |  | HP6-80-DHPT 1** | Heat Pump with Tank | Storage | High Usage | 84 |  | 3.45 | 80 | 82 |  | 4.5 | 233 | No |  | Yes | TRUE | 191.925 | Heat Pump | HIGH DRAW | TRUE | Heat PumpHIGH DRAW | 3 | 80 | 15.354 |  | 4.2392 | 3.4999 | 3 |  | 3.3 | 3.5 | 3.5 | 3.75 | 3.75 |  | Y |  |  | N | AHRI
206428784 |  | Active | U.S. CRAFTMASTER |  | HPHE2F80HD045VU 1** | Heat Pump with Tank | Storage | High Usage | 84 |  | 3.45 | 80 | 82 |  | 4.5 | 233 | No |  | Yes | TRUE | 191.925 | Heat Pump | HIGH DRAW | TRUE | Heat PumpHIGH DRAW | 3 | 80 | 15.354 |  | 4.2392 | 3.4999 | 3 |  | 3.3 | 3.5 | 3.5 | 3.75 | 3.75 |  | Y |  |  | N | AHRI
206428785 |  | Active | A. O. SMITH |  | HP1050H45DV 1** | Heat Pump with Tank | Storage | Medium Usage | 66 |  | 3.45 | 50 | 46 |  | 4.5 | 407 | No |  | Yes | TRUE | 307.08 | Heat Pump | MEDIUM DRAW | TRUE | Heat PumpMEDIUM DRAW | 2 | 50 | 15.354 |  | 3.5648 | 3.4999 | 3 |  | 3.3 | 3.5 | 3.5 | 3.75 | 3.75 |  | Y |  |  | N | AHRI
206428786 |  | Active | A. O. SMITH |  | HPTU-50DR 1** | Heat Pump with Tank | Storage | Medium Usage | 66 |  | 3.45 | 50 | 46 |  | 4.5 | 407 | No |  | Yes | TRUE | 307.08 | Heat Pump | MEDIUM DRAW | TRUE | Heat PumpMEDIUM DRAW | 2 | 50 | 15.354 |  | 3.5648 | 3.4999 | 3 |  | 3.3 | 3.5 | 3.5 | 3.75 | 3.75 |  | Y |  |  | N | AHRI
206428787 |  | Active | A. O. SMITH |  | HPTU-50CTA 1** | Heat Pump with Tank | Storage | Medium Usage | 66 |  | 3.45 | 50 | 46 |  | 4.5 | 407 | No |  | Yes | TRUE | 307.08 | Heat Pump | MEDIUM DRAW | TRUE | Heat PumpMEDIUM DRAW | 2 | 50 | 15.354 |  | 3.5648 | 3.4999 | 3 |  | 3.3 | 3.5 | 3.5 | 3.75 | 3.75 |  | Y |  |  | N | AHRI
206428788 |  | Active | AMERICAN |  | HPHE10250H045DVN 1** | Heat Pump with Tank | Storage | Medium Usage | 66 |  | 3.45 | 50 | 46 |  | 4.5 | 407 | No |  | Yes | TRUE | 307.08 | Heat Pump | MEDIUM DRAW | TRUE | Heat PumpMEDIUM DRAW | 2 | 50 | 15.354 |  | 3.5648 | 3.4999 | 3 |  | 3.3 | 3.5 | 3.5 | 3.75 | 3.75 |  | Y |  |  | N | AHRI
206428789 |  | Active | AMERICAN |  | HPHE10250H045DVDR 1** | Heat Pump with Tank | Storage | Medium Usage | 66 |  | 3.45 | 50 | 46 |  | 4.5 | 407 | No |  | Yes | TRUE | 307.08 | Heat Pump | MEDIUM DRAW | TRUE | Heat PumpMEDIUM DRAW | 2 | 50 | 15.354 |  | 3.5648 | 3.4999 | 3 |  | 3.3 | 3.5 | 3.5 | 3.75 | 3.75 |  | Y |  |  | N | AHRI
206428790 |  | Active | LOCHINVAR |  | HPA052KD 1** | Heat Pump with Tank | Storage | Medium Usage | 66 |  | 3.45 | 50 | 46 |  | 4.5 | 407 | No |  | Yes | TRUE | 307.08 | Heat Pump | MEDIUM DRAW | TRUE | Heat PumpMEDIUM DRAW | 2 | 50 | 15.354 |  | 3.5648 | 3.4999 | 3 |  | 3.3 | 3.5 | 3.5 | 3.75 | 3.75 |  | Y |  |  | N | AHRI
206428791 |  | Active | RELIANCE WATER HEATERS |  | 10-50-DHPHTNE 1** | Heat Pump with Tank | Storage | Medium Usage | 66 |  | 3.45 | 50 | 46 |  | 4.5 | 407 | No |  | Yes | TRUE | 307.08 | Heat Pump | MEDIUM DRAW | TRUE | Heat PumpMEDIUM DRAW | 2 | 50 | 15.354 |  | 3.5648 | 3.4999 | 3 |  | 3.3 | 3.5 | 3.5 | 3.75 | 3.75 |  | Y |  |  | N | AHRI
206428792 |  | Active | RELIANCE WATER HEATERS |  | 10-50-DHPHTCTA 1** | Heat Pump with Tank | Storage | Medium Usage | 66 |  | 3.45 | 50 | 46 |  | 4.5 | 407 | No |  | Yes | TRUE | 307.08 | Heat Pump | MEDIUM DRAW | TRUE | Heat PumpMEDIUM DRAW | 2 | 50 | 15.354 |  | 3.5648 | 3.4999 | 3 |  | 3.3 | 3.5 | 3.5 | 3.75 | 3.75 |  | Y |  |  | N | AHRI
206428793 |  | Active | STATE |  | HPX-50-DHPTNE 1** | Heat Pump with Tank | Storage | Medium Usage | 66 |  | 3.45 | 50 | 46 |  | 4.5 | 407 | No |  | Yes | TRUE | 307.08 | Heat Pump | MEDIUM DRAW | TRUE | Heat PumpMEDIUM DRAW | 2 | 50 | 15.354 |  | 3.5648 | 3.4999 | 3 |  | 3.3 | 3.5 | 3.5 | 3.75 | 3.75 |  | Y |  |  | N | AHRI
206428794 |  | Active | STATE |  | HPX-50-DHPTDR 1** | Heat Pump with Tank | Storage | Medium Usage | 66 |  | 3.45 | 50 | 46 |  | 4.5 | 407 | No |  | Yes | TRUE | 307.08 | Heat Pump | MEDIUM DRAW | TRUE | Heat PumpMEDIUM DRAW | 2 | 50 | 15.354 |  | 3.5648 | 3.4999 | 3 |  | 3.3 | 3.5 | 3.5 | 3.75 | 3.75 |  | Y |  |  | N | AHRI
206428795 |  | Active | STATE |  | HPX-50-DHPTCTA 1** | Heat Pump with Tank | Storage | Medium Usage | 66 |  | 3.45 | 50 | 46 |  | 4.5 | 407 | No |  | Yes | TRUE | 307.08 | Heat Pump | MEDIUM DRAW | TRUE | Heat PumpMEDIUM DRAW | 2 | 50 | 15.354 |  | 3.5648 | 3.4999 | 3 |  | 3.3 | 3.5 | 3.5 | 3.75 | 3.75 |  | Y |  |  | N | AHRI
206428796 |  | Active | U.S. CRAFTMASTER |  | HPHE2K50HD045VUN 1** | Heat Pump with Tank | Storage | Medium Usage | 66 |  | 3.45 | 50 | 46 |  | 4.5 | 407 | No |  | Yes | TRUE | 307.08 | Heat Pump | MEDIUM DRAW | TRUE | Heat PumpMEDIUM DRAW | 2 | 50 | 15.354 |  | 3.5648 | 3.4999 | 3 |  | 3.3 | 3.5 | 3.5 | 3.75 | 3.75 |  | Y |  |  | N | AHRI
206428797 |  | Active | A. O. SMITH |  | HPTU-66DR 1** | Heat Pump with Tank | Storage | High Usage | 79 |  | 3.45 | 66 | 67 |  | 4.5 | 265 | No |  | Yes | TRUE | 232.6364 | Heat Pump | HIGH DRAW | TRUE | Heat PumpHIGH DRAW | 3 | 75 | 15.354 |  | 3.937 | 3.4999 | 3 |  | 3.3 | 3.5 | 3.5 | 3.75 | 3.75 |  | Y |  |  | N | AHRI
206428798 |  | Active | A. O. SMITH |  | HPTU-66CTA 1** | Heat Pump with Tank | Storage | High Usage | 79 |  | 3.45 | 66 | 67 |  | 4.5 | 265 | No |  | Yes | TRUE | 232.6364 | Heat Pump | HIGH DRAW | TRUE | Heat PumpHIGH DRAW | 3 | 75 | 15.354 |  | 3.937 | 3.4999 | 3 |  | 3.3 | 3.5 | 3.5 | 3.75 | 3.75 |  | Y |  |  | N | AHRI
206428799 |  | Active | AMERICAN |  | HPHE10266H045DVN 1** | Heat Pump with Tank | Storage | High Usage | 79 |  | 3.45 | 66 | 67 |  | 4.5 | 265 | No |  | Yes | TRUE | 232.6364 | Heat Pump | HIGH DRAW | TRUE | Heat PumpHIGH DRAW | 3 | 75 | 15.354 |  | 3.937 | 3.4999 | 3 |  | 3.3 | 3.5 | 3.5 | 3.75 | 3.75 |  | Y |  |  | N | AHRI
206428800 |  | Active | AMERICAN |  | HPHE10266H045DVDR 1** | Heat Pump with Tank | Storage | High Usage | 79 |  | 3.45 | 66 | 67 |  | 4.5 | 265 | No |  | Yes | TRUE | 232.6364 | Heat Pump | HIGH DRAW | TRUE | Heat PumpHIGH DRAW | 3 | 75 | 15.354 |  | 3.937 | 3.4999 | 3 |  | 3.3 | 3.5 | 3.5 | 3.75 | 3.75 |  | Y |  |  | N | AHRI
206428801 |  | Active | LOCHINVAR |  | HPA068KD 1** | Heat Pump with Tank | Storage | High Usage | 79 |  | 3.45 | 66 | 67 |  | 4.5 | 265 | No |  | Yes | TRUE | 232.6364 | Heat Pump | HIGH DRAW | TRUE | Heat PumpHIGH DRAW | 3 | 75 | 15.354 |  | 3.937 | 3.4999 | 3 |  | 3.3 | 3.5 | 3.5 | 3.75 | 3.75 |  | Y |  |  | N | AHRI
206428802 |  | Active | RELIANCE WATER HEATERS |  | 10-66-DHPHTNE 1** | Heat Pump with Tank | Storage | High Usage | 79 |  | 3.45 | 66 | 67 |  | 4.5 | 265 | No |  | Yes | TRUE | 232.6364 | Heat Pump | HIGH DRAW | TRUE | Heat PumpHIGH DRAW | 3 | 75 | 15.354 |  | 3.937 | 3.4999 | 3 |  | 3.3 | 3.5 | 3.5 | 3.75 | 3.75 |  | Y |  |  | N | AHRI
206428803 |  | Active | RELIANCE WATER HEATERS |  | 10-66-DHPHTCTA 1** | Heat Pump with Tank | Storage | High Usage | 79 |  | 3.45 | 66 | 67 |  | 4.5 | 265 | No |  | Yes | TRUE | 232.6364 | Heat Pump | HIGH DRAW | TRUE | Heat PumpHIGH DRAW | 3 | 75 | 15.354 |  | 3.937 | 3.4999 | 3 |  | 3.3 | 3.5 | 3.5 | 3.75 | 3.75 |  | Y |  |  | N | AHRI
206428804 |  | Active | STATE |  | HPX-66-DHPTNE 1** | Heat Pump with Tank | Storage | High Usage | 79 |  | 3.45 | 66 | 67 |  | 4.5 | 265 | No |  | Yes | TRUE | 232.6364 | Heat Pump | HIGH DRAW | TRUE | Heat PumpHIGH DRAW | 3 | 75 | 15.354 |  | 3.937 | 3.4999 | 3 |  | 3.3 | 3.5 | 3.5 | 3.75 | 3.75 |  | Y |  |  | N | AHRI
206428805 |  | Active | STATE |  | HPX-66-DHPTDR 1** | Heat Pump with Tank | Storage | High Usage | 79 |  | 3.45 | 66 | 67 |  | 4.5 | 265 | No |  | Yes | TRUE | 232.6364 | Heat Pump | HIGH DRAW | TRUE | Heat PumpHIGH DRAW | 3 | 75 | 15.354 |  | 3.937 | 3.4999 | 3 |  | 3.3 | 3.5 | 3.5 | 3.75 | 3.75 |  | Y |  |  | N | AHRI
206428806 |  | Active | STATE |  | HPX-66-DHPTCTA 1** | Heat Pump with Tank | Storage | High Usage | 79 |  | 3.45 | 66 | 67 |  | 4.5 | 265 | No |  | Yes | TRUE | 232.6364 | Heat Pump | HIGH DRAW | TRUE | Heat PumpHIGH DRAW | 3 | 75 | 15.354 |  | 3.937 | 3.4999 | 3 |  | 3.3 | 3.5 | 3.5 | 3.75 | 3.75 |  | Y |  |  | N | AHRI
206428807 |  | Active | U.S. CRAFTMASTER |  | HPHE2K66HD045VUN 1** | Heat Pump with Tank | Storage | High Usage | 79 |  | 3.45 | 66 | 67 |  | 4.5 | 265 | No |  | Yes | TRUE | 232.6364 | Heat Pump | HIGH DRAW | TRUE | Heat PumpHIGH DRAW | 3 | 75 | 15.354 |  | 3.937 | 3.4999 | 3 |  | 3.3 | 3.5 | 3.5 | 3.75 | 3.75 |  | Y |  |  | N | AHRI
206428808 |  | Active | A. O. SMITH |  | HP1080H45DV 1** | Heat Pump with Tank | Storage | High Usage | 86 |  | 3.45 | 80 | 82 |  | 4.5 | 233 | No |  | Yes | TRUE | 191.925 | Heat Pump | HIGH DRAW | TRUE | Heat PumpHIGH DRAW | 3 | 80 | 15.354 |  | 4.2392 | 3.4999 | 3 |  | 3.3 | 3.5 | 3.5 | 3.75 | 3.75 |  | Y |  |  | N | AHRI
206428809 |  | Active | A. O. SMITH |  | HPTU-80DR 1** | Heat Pump with Tank | Storage | High Usage | 86 |  | 3.45 | 80 | 82 |  | 4.5 | 233 | No |  | Yes | TRUE | 191.925 | Heat Pump | HIGH DRAW | TRUE | Heat PumpHIGH DRAW | 3 | 80 | 15.354 |  | 4.2392 | 3.4999 | 3 |  | 3.3 | 3.5 | 3.5 | 3.75 | 3.75 |  | Y |  |  | N | AHRI
206428810 |  | Active | A. O. SMITH |  | HPTU-80CTA 1** | Heat Pump with Tank | Storage | High Usage | 86 |  | 3.45 | 80 | 82 |  | 4.5 | 233 | No |  | Yes | TRUE | 191.925 | Heat Pump | HIGH DRAW | TRUE | Heat PumpHIGH DRAW | 3 | 80 | 15.354 |  | 4.2392 | 3.4999 | 3 |  | 3.3 | 3.5 | 3.5 | 3.75 | 3.75 |  | Y |  |  | N | AHRI
206428811 |  | Active | AMERICAN |  | HPHE10280H045DVN 1** | Heat Pump with Tank | Storage | High Usage | 86 |  | 3.45 | 80 | 82 |  | 4.5 | 233 | No |  | Yes | TRUE | 191.925 | Heat Pump | HIGH DRAW | TRUE | Heat PumpHIGH DRAW | 3 | 80 | 15.354 |  | 4.2392 | 3.4999 | 3 |  | 3.3 | 3.5 | 3.5 | 3.75 | 3.75 |  | Y |  |  | N | AHRI
206428812 |  | Active | AMERICAN |  | HPHE10280H045DVDR 1** | Heat Pump with Tank | Storage | High Usage | 86 |  | 3.45 | 80 | 82 |  | 4.5 | 233 | No |  | Yes | TRUE | 191.925 | Heat Pump | HIGH DRAW | TRUE | Heat PumpHIGH DRAW | 3 | 80 | 15.354 |  | 4.2392 | 3.4999 | 3 |  | 3.3 | 3.5 | 3.5 | 3.75 | 3.75 |  | Y |  |  | N | AHRI
206428813 |  | Active | LOCHINVAR |  | HPA082KD 1** | Heat Pump with Tank | Storage | High Usage | 86 |  | 3.45 | 80 | 82 |  | 4.5 | 233 | No |  | Yes | TRUE | 191.925 | Heat Pump | HIGH DRAW | TRUE | Heat PumpHIGH DRAW | 3 | 80 | 15.354 |  | 4.2392 | 3.4999 | 3 |  | 3.3 | 3.5 | 3.5 | 3.75 | 3.75 |  | Y |  |  | N | AHRI
206428814 |  | Active | RELIANCE WATER HEATERS |  | 10-80-DHPHTNE 1** | Heat Pump with Tank | Storage | High Usage | 86 |  | 3.45 | 80 | 82 |  | 4.5 | 233 | No |  | Yes | TRUE | 191.925 | Heat Pump | HIGH DRAW | TRUE | Heat PumpHIGH DRAW | 3 | 80 | 15.354 |  | 4.2392 | 3.4999 | 3 |  | 3.3 | 3.5 | 3.5 | 3.75 | 3.75 |  | Y |  |  | N | AHRI
206428815 |  | Active | RELIANCE WATER HEATERS |  | 10-80-DHPHTCTA 1** | Heat Pump with Tank | Storage | High Usage | 86 |  | 3.45 | 80 | 82 |  | 4.5 | 233 | No |  | Yes | TRUE | 191.925 | Heat Pump | HIGH DRAW | TRUE | Heat PumpHIGH DRAW | 3 | 80 | 15.354 |  | 4.2392 | 3.4999 | 3 |  | 3.3 | 3.5 | 3.5 | 3.75 | 3.75 |  | Y |  |  | N | AHRI
206428816 |  | Active | STATE |  | HPX-80-DHPTNE 1** | Heat Pump with Tank | Storage | High Usage | 86 |  | 3.45 | 80 | 82 |  | 4.5 | 233 | No |  | Yes | TRUE | 191.925 | Heat Pump | HIGH DRAW | TRUE | Heat PumpHIGH DRAW | 3 | 80 | 15.354 |  | 4.2392 | 3.4999 | 3 |  | 3.3 | 3.5 | 3.5 | 3.75 | 3.75 |  | Y |  |  | N | AHRI
206428817 |  | Active | STATE |  | HPX-80-DHPTDR 1** | Heat Pump with Tank | Storage | High Usage | 86 |  | 3.45 | 80 | 82 |  | 4.5 | 233 | No |  | Yes | TRUE | 191.925 | Heat Pump | HIGH DRAW | TRUE | Heat PumpHIGH DRAW | 3 | 80 | 15.354 |  | 4.2392 | 3.4999 | 3 |  | 3.3 | 3.5 | 3.5 | 3.75 | 3.75 |  | Y |  |  | N | AHRI
206428818 |  | Active | STATE |  | HPX-80-DHPTCTA 1** | Heat Pump with Tank | Storage | High Usage | 86 |  | 3.45 | 80 | 82 |  | 4.5 | 233 | No |  | Yes | TRUE | 191.925 | Heat Pump | HIGH DRAW | TRUE | Heat PumpHIGH DRAW | 3 | 80 | 15.354 |  | 4.2392 | 3.4999 | 3 |  | 3.3 | 3.5 | 3.5 | 3.75 | 3.75 |  | Y |  |  | N | AHRI
206428819 |  | Active | U.S. CRAFTMASTER |  | HPHE2K80HD045VUN 1** | Heat Pump with Tank | Storage | High Usage | 86 |  | 3.45 | 80 | 82 |  | 4.5 | 233 | No |  | Yes | TRUE | 191.925 | Heat Pump | HIGH DRAW | TRUE | Heat PumpHIGH DRAW | 3 | 80 | 15.354 |  | 4.2392 | 3.4999 | 3 |  | 3.3 | 3.5 | 3.5 | 3.75 | 3.75 |  | Y |  |  | N | AHRI
206851899 |  | Active | A. O. SMITH |  | HP1050H45DVCTA-1** | Heat Pump with Tank | Storage | Medium Usage | 66 |  | 3.45 | 50 | 46 |  | 4.5 | 407 | No |  | Yes | TRUE | 307.08 | Heat Pump | MEDIUM DRAW | TRUE | Heat PumpMEDIUM DRAW | 2 | 50 | 15.354 |  | 3.5648 | 3.4999 | 3 |  | 3.3 | 3.5 | 3.5 | 3.75 | 3.75 |  | Y |  |  | N | AHRI
206851900 |  | Active | AMERICAN |  | HPHE10250H045DVCTA-1** | Heat Pump with Tank | Storage | Medium Usage | 66 |  | 3.45 | 50 | 46 |  | 4.5 | 407 | No |  | Yes | TRUE | 307.08 | Heat Pump | MEDIUM DRAW | TRUE | Heat PumpMEDIUM DRAW | 2 | 50 | 15.354 |  | 3.5648 | 3.4999 | 3 |  | 3.3 | 3.5 | 3.5 | 3.75 | 3.75 |  | Y |  |  | N | AHRI
206851901 |  | Active | AMERICAN |  | HPHE10266H045DVCTA-1** | Heat Pump with Tank | Storage | High Usage | 79 |  | 3.45 | 66 | 67 |  | 4.5 | 265 | No |  | Yes | TRUE | 232.6364 | Heat Pump | HIGH DRAW | TRUE | Heat PumpHIGH DRAW | 3 | 75 | 15.354 |  | 3.937 | 3.4999 | 3 |  | 3.3 | 3.5 | 3.5 | 3.75 | 3.75 |  | Y |  |  | N | AHRI
206851902 |  | Active | A. O. SMITH |  | HP1080H45DVCTA-1** | Heat Pump with Tank | Storage | High Usage | 86 |  | 3.45 | 80 | 82 |  | 4.5 | 233 | No |  | Yes | TRUE | 191.925 | Heat Pump | HIGH DRAW | TRUE | Heat PumpHIGH DRAW | 3 | 80 | 15.354 |  | 4.2392 | 3.4999 | 3 |  | 3.3 | 3.5 | 3.5 | 3.75 | 3.75 |  | Y |  |  | N | AHRI
206851903 |  | Active | AMERICAN |  | HPHE10280H045DVCTA-1** | Heat Pump with Tank | Storage | High Usage | 86 |  | 3.45 | 80 | 82 |  | 4.5 | 233 | No |  | Yes | TRUE | 191.925 | Heat Pump | HIGH DRAW | TRUE | Heat PumpHIGH DRAW | 3 | 80 | 15.354 |  | 4.2392 | 3.4999 | 3 |  | 3.3 | 3.5 | 3.5 | 3.75 | 3.75 |  | Y |  |  | N | AHRI
2111826 |  | Active | RHEEM |  | PDV50 | Natural Gas | Storage | High Usage | 82 |  | 0.69 | 50 | 47 | 40 |  | 81 | No |  | Yes | TRUE | 800 | Gas Storage | HIGH DRAW | TRUE | Gas StorageHIGH DRAW | 2 | 50 | 40 | 6.6247 | 0.66855 | 0.70014 | 0.63 |  | 0.68 | 0.78 | 0.78 |  |  |  | Y |  |  | N | AHRI
2112749 |  | Active | RHEEM |  | P2R-40SF | Natural Gas | Storage | Medium Usage | 66 |  | 0.58 | 40 | 39 | 40 |  | 75 | No |  | Yes | TRUE | 1000 | Gas Storage | MEDIUM DRAW | TRUE | Gas StorageMEDIUM DRAW | 2 | 40 | 40 | 7.7493 | 0.60644 | 0.58856 | 0.58 | Y | 0.64 | N/A | N/A | [6 empty] | N | AHRI
4638105 |  | Production Stopped | GIANT |  | UG40-40LFPV1-N1U-US | Natural Gas | Storage | High Usage | 80 |  | 0.66 | 40 | 38 | 40 |  | 75 | No |  | Yes | TRUE | 1000 | Gas Storage | HIGH DRAW | TRUE | Gas StorageHIGH DRAW | 2 | 40 | 40 | 5.6389 | 0.64557 | 0.66971 | 0.64 |  | 0.68 | 0.78 | 0.78 | [6 empty] | N | AHRI
4638106 |  | Production Stopped | GIANT |  | UG50-40LFPV1-N1U-US | Natural Gas | Storage | Medium Usage | 71 |  | 0.61 | 50 | 48 | 40 |  | 77 | No |  | Yes | TRUE | 800 | Gas Storage | MEDIUM DRAW | TRUE | Gas StorageMEDIUM DRAW | 2 | 50 | 40 | 6.7469 | 0.63604 | 0.61899 | 0.56 |  | 0.64 | N/A | N/A | [6 empty] | N | AHRI
4645603 |  | Active | RICHMOND |  | 6G40PDV-40 | Natural Gas | Storage | Medium Usage | 67 |  | 0.63 | 40 | 38 | 40 |  | 79 | No |  | Yes | TRUE | 1000 | Gas Storage | MEDIUM DRAW | TRUE | Gas StorageMEDIUM DRAW | 2 | 40 | 40 | 6.3603 | 0.65635 | 0.63928 | 0.58 |  | 0.64 | N/A | N/A | [6 empty] | N | AHRI
4645604 |  | Active | RICHMOND |  | 6G50PDV-40 | Natural Gas | Storage | High Usage | 82 |  | 0.69 | 50 | 47 | 40 |  | 81 | No |  | Yes | TRUE | 800 | Gas Storage | HIGH DRAW | TRUE | Gas StorageHIGH DRAW | 2 | 50 | 40 | 6.6247 | 0.66855 | 0.70014 | 0.63 |  | 0.68 | 0.78 | 0.78 |  |  |  | Y |  |  | N | AHRI
4645605 |  | Active | RICHMOND |  | 6G50PDV-65 | Natural Gas | Storage | High Usage | 111 |  | 0.65 | 50 | 48 | 65 |  | 72 | No |  | Yes | TRUE | 1300 | Gas Storage | HIGH DRAW | TRUE | Gas StorageHIGH DRAW | 2 | 50 | 65 | 4.5255 | 0.641 | 0.65957 | 0.63 | Y | 0.68 | 0.78 | 0.78 | [6 empty] | N | AHRI
4648378 |  | Active | RICHMOND |  | 12GR40S-40F | Natural Gas | Storage | Medium Usage | 66 |  | 0.58 | 40 | 39 | 40 |  | 75 | No |  | Yes | TRUE | 1000 | Gas Storage | MEDIUM DRAW | TRUE | Gas StorageMEDIUM DRAW | 2 | 40 | 40 | 7.7493 | 0.60644 | 0.58856 | 0.58 | Y | 0.64 | N/A | N/A | [6 empty] | N | AHRI
4648390 |  | Active | RICHMOND |  | 9G40S-40E2 | Natural Gas | Storage | Medium Usage | 69 |  | 0.65 | 40 | 39 | 40 |  | 75 | No |  | Yes | TRUE | 1000 | Gas Storage | MEDIUM DRAW | TRUE | Gas StorageMEDIUM DRAW | 2 | 40 | 40 | 4.0675 | 0.67065 | 0.65957 | 0.58 |  | 0.64 | N/A | N/A |  |  |  | Y |  |  | N | AHRI
4648391 |  | Active | RICHMOND |  | 12G40S-40E2 | Natural Gas | Storage | Medium Usage | 69 |  | 0.65 | 40 | 39 | 40 |  | 75 | No |  | Yes | TRUE | 1000 | Gas Storage | MEDIUM DRAW | TRUE | Gas StorageMEDIUM DRAW | 2 | 40 | 40 | 4.0675 | 0.67065 | 0.65957 | 0.58 |  | 0.64 | N/A | N/A |  |  |  | Y |  |  | N | AHRI
4648392 |  | Active | RICHMOND |  | 6G40S-40E2 | Natural Gas | Storage | Medium Usage | 69 |  | 0.65 | 40 | 39 | 40 |  | 75 | No |  | Yes | TRUE | 1000 | Gas Storage | MEDIUM DRAW | TRUE | Gas StorageMEDIUM DRAW | 2 | 40 | 40 | 4.0675 | 0.67065 | 0.65957 | 0.58 |  | 0.64 | N/A | N/A |  |  |  | Y |  |  | N | AHRI
4648396 |  | Active | RICHMOND |  | 12G50S-40E2 | Natural Gas | Storage | High Usage | 78 |  | 0.69 | 50 | 48 | 40 |  | 77 | No |  | Yes | TRUE | 800 | Gas Storage | HIGH DRAW | TRUE | Gas StorageHIGH DRAW | 2 | 50 | 40 | 4.6615 | 0.67866 | 0.70014 | 0.63 |  | 0.68 | 0.78 | 0.78 |  |  |  | Y |  |  | N | AHRI
4648397 |  | Active | RICHMOND |  | 6G50S-40E2 | Natural Gas | Storage | High Usage | 78 |  | 0.69 | 50 | 48 | 40 |  | 77 | No |  | Yes | TRUE | 800 | Gas Storage | HIGH DRAW | TRUE | Gas StorageHIGH DRAW | 2 | 50 | 40 | 4.6615 | 0.67866 | 0.70014 | 0.63 |  | 0.68 | 0.78 | 0.78 |  |  |  | Y |  |  | N | AHRI
4648423 |  | Active | RICHMOND |  | 6GR40PVE2-40 | Natural Gas | Storage | High Usage | 86 |  | 0.69 | 40 | 38 | 40 |  | 79 | No |  | Yes | TRUE | 1000 | Gas Storage | HIGH DRAW | TRUE | Gas StorageHIGH DRAW | 2 | 40 | 40 | 5.6696 | 0.67343 | 0.70014 | 0.64 |  | 0.68 | 0.78 | 0.78 |  |  |  | Y |  |  | N | AHRI
4648425 |  | Active | RICHMOND |  | 6GR50PVE2-42 | Natural Gas | Storage | High Usage | 78 |  | 0.68 | 50 | 48 | 42 |  | 75 | No |  | Yes | TRUE | 840 | Gas Storage | HIGH DRAW | TRUE | Gas StorageHIGH DRAW | 2 | 50 | 42 | 4.2428 | 0.67127 | 0.69 | 0.63 |  | 0.68 | 0.78 | 0.78 |  |  |  | Y |  |  | N | AHRI | 0.05 | 0.6615
4663043 |  | Active | RICHMOND |  | 6G30-60 | Natural Gas | Storage | High Usage | 93 |  | 0.71 | 29 | 28 | 60 |  | 78 | No |  | Yes | TRUE | 2068.9655 | Gas Storage | HIGH DRAW | TRUE | Gas StorageHIGH DRAW | 2 | 30 | 60 | 3.8244 | 0.70193 | 0.72043 | 0.65 |  | 0.68 | 0.78 | 0.78 |  |  |  | Y |  |  | N | AHRI
4663092 |  | Active | RICHMOND |  | 12G30-60 | Natural Gas | Storage | High Usage | 93 |  | 0.71 | 29 | 28 | 60 |  | 78 | No |  | Yes | TRUE | 2068.9655 | Gas Storage | HIGH DRAW | TRUE | Gas StorageHIGH DRAW | 2 | 30 | 60 | 3.8244 | 0.70193 | 0.72043 | 0.65 |  | 0.68 | 0.78 | 0.78 |  |  |  | Y |  |  | N | AHRI
4663093 |  | Active | RICHMOND |  | 6CG30-60 | Natural Gas | Storage | High Usage | 93 |  | 0.71 | 29 | 28 | 60 |  | 78 | No |  | Yes | TRUE | 2068.9655 | Gas Storage | HIGH DRAW | TRUE | Gas StorageHIGH DRAW | 2 | 30 | 60 | 3.8244 | 0.70193 | 0.72043 | 0.65 |  | 0.68 | 0.78 | 0.78 |  |  |  | Y |  |  | N | AHRI
4663094 |  | Active | RICHMOND |  | 6G40-40E2 | Natural Gas | Storage | High Usage | 85 |  | 0.7 | 38 | 37 | 40 |  | 76 | No |  | Yes | TRUE | 1052.6316 | Gas Storage | HIGH DRAW | TRUE | Gas StorageHIGH DRAW | 2 | 40 | 40 | 3.4946 | 0.69443 | 0.71029 | 0.64 |  | 0.68 | 0.78 | 0.78 |  |  |  | Y |  |  | N | AHRI
4663096 |  | Active | RICHMOND |  | 9G40-40E2 | Natural Gas | Storage | High Usage | 85 |  | 0.7 | 38 | 37 | 40 |  | 76 | No |  | Yes | TRUE | 1052.6316 | Gas Storage | HIGH DRAW | TRUE | Gas StorageHIGH DRAW | 2 | 40 | 40 | 3.4946 | 0.69443 | 0.71029 | 0.64 |  | 0.68 | 0.78 | 0.78 |  |  |  | Y |  |  | N | AHRI
4663098 |  | Active | RICHMOND |  | 12G40-40E2 | Natural Gas | Storage | High Usage | 85 |  | 0.7 | 38 | 37 | 40 |  | 76 | No |  | Yes | TRUE | 1052.6316 | Gas Storage | HIGH DRAW | TRUE | Gas StorageHIGH DRAW | 2 | 40 | 40 | 3.4946 | 0.69443 | 0.71029 | 0.64 |  | 0.68 | 0.78 | 0.78 |  |  |  | Y |  |  | N | AHRI
4663104 |  | Active | RICHMOND |  | 6G50-40E2 | Natural Gas | Storage | High Usage | 79 |  | 0.69 | 50 | 48 | 40 |  | 77 | No |  | Yes | TRUE | 800 | Gas Storage | HIGH DRAW | TRUE | Gas StorageHIGH DRAW | 2 | 50 | 40 | 4.6615 | 0.67866 | 0.70014 | 0.63 |  | 0.68 | 0.78 | 0.78 |  |  |  | Y |  |  | N | AHRI
4663105 |  | Active | RICHMOND |  | 9G50-40E2 | Natural Gas | Storage | High Usage | 79 |  | 0.69 | 50 | 48 | 40 |  | 77 | No |  | Yes | TRUE | 800 | Gas Storage | HIGH DRAW | TRUE | Gas StorageHIGH DRAW | 2 | 50 | 40 | 4.6615 | 0.67866 | 0.70014 | 0.63 |  | 0.68 | 0.78 | 0.78 |  |  |  | Y |  |  | N | AHRI
4663106 |  | Active | RICHMOND |  | 12G50-40E2 | Natural Gas | Storage | High Usage | 79 |  | 0.69 | 50 | 48 | 40 |  | 79 | No |  | Yes | TRUE | 800 | Gas Storage | HIGH DRAW | TRUE | Gas StorageHIGH DRAW | 2 | 50 | 40 | 5.6696 | 0.67343 | 0.70014 | 0.63 |  | 0.68 | 0.78 | 0.78 |  |  |  | Y |  |  | N | AHRI
4691433 |  | Active | RICHMOND |  | TPDV50-65* | Natural Gas | Storage | High Usage | 111 |  | 0.65 | 50 | 48 | 65 |  | 72 | No |  | Yes | TRUE | 1300 | Gas Storage | HIGH DRAW | TRUE | Gas StorageHIGH DRAW | 2 | 50 | 65 | 4.5255 | 0.641 | 0.65957 | 0.63 | Y | 0.68 | 0.78 | 0.78 | [6 empty] | N | AHRI
5536520 |  | Active | RICHMOND |  | 6GR40SPVE2-36 | Natural Gas | Storage | Medium Usage | 66 |  | 0.65 | 40 | 39 | 36 |  | 74 | No |  | Yes | TRUE | 900 | Gas Storage | MEDIUM DRAW | TRUE | Gas StorageMEDIUM DRAW | 2 | 40 | 36 | 3.7312 | 0.66967 | 0.65957 | 0.58 |  | 0.64 | N/A | N/A |  |  |  | Y |  |  | N | AHRI
5536892 |  | Active | RICHMOND |  | 6GR50SPVE2-36 | Natural Gas | Storage | High Usage | 78 |  | 0.7 | 50 | 48 | 36 |  | 79 | No |  | Yes | TRUE | 720 | Gas Storage | HIGH DRAW | TRUE | Gas StorageHIGH DRAW | 2 | 50 | 36 | 5.0669 | 0.68606 | 0.71029 | 0.63 |  | 0.68 | 0.78 | 0.78 |  |  |  | Y |  |  | N | AHRI
5586487 |  | Active | RHEEM/RUUD |  | GPDV50-65 | Natural Gas | Storage | High Usage | 111 |  | 0.65 | 50 | 48 | 65 |  | 72 | No |  | Yes | TRUE | 1300 | Gas Storage | HIGH DRAW | TRUE | Gas StorageHIGH DRAW | 2 | 50 | 65 | 4.5255 | 0.641 | 0.65957 | 0.63 | Y | 0.68 | 0.78 | 0.78 | [6 empty] | N | AHRI
5609871 |  | Active | RHEEM |  | RHE40S | Natural Gas | Storage | High Usage | 87 |  | 0.83 | 38 | 37 | 40 |  | 92 | Yes |  | Yes | TRUE | 1052.6316 | Gas Storage | HIGH DRAW | TRUE | Gas StorageHIGH DRAW | 2 | 40 | 40 | 3.6089 | 0.81813 | 0.84216 | 0.64 |  | 0.68 | 0.78 | 0.78 |  |  |  |  | Y |  | N | AHRI
5609873 |  | Active | RHEEM |  | RHE50 | Natural Gas | Storage | High Usage | 87 |  | 0.8 | 48 | 46 | 40 |  | 89 | No |  | Yes | TRUE | 833.3333 | Gas Storage | HIGH DRAW | TRUE | Gas StorageHIGH DRAW | 2 | 50 | 40 | 3.8778 | 0.78766 | 0.81173 | 0.63 |  | 0.68 | 0.78 | 0.78 |  |  |  |  | Y |  | N | AHRI
5609875 |  | Active | ECOSENSE |  | ECORHE40S | Natural Gas | Storage | High Usage | 87 |  | 0.83 | 38 | 37 | 40 |  | 92 | Yes |  | Yes | TRUE | 1052.6316 | Gas Storage | HIGH DRAW | TRUE | Gas StorageHIGH DRAW | 2 | 40 | 40 | 3.6089 | 0.81813 | 0.84216 | 0.64 |  | 0.68 | 0.78 | 0.78 |  |  |  |  | Y |  | N | AHRI
5609877 |  | Active | ECOSENSE |  | ECORHE50 | Natural Gas | Storage | High Usage | 87 |  | 0.8 | 48 | 46 | 40 |  | 89 | No |  | Yes | TRUE | 833.3333 | Gas Storage | HIGH DRAW | TRUE | Gas StorageHIGH DRAW | 2 | 50 | 40 | 3.8778 | 0.78766 | 0.81173 | 0.63 |  | 0.68 | 0.78 | 0.78 |  |  |  |  | Y |  | N | AHRI
5609879 |  | Active | RUUD |  | PHE40S | Natural Gas | Storage | High Usage | 87 |  | 0.83 | 38 | 37 | 40 |  | 92 | Yes |  | Yes | TRUE | 1052.6316 | Gas Storage | HIGH DRAW | TRUE | Gas StorageHIGH DRAW | 2 | 40 | 40 | 3.6089 | 0.81813 | 0.84216 | 0.64 |  | 0.68 | 0.78 | 0.78 |  |  |  |  | Y |  | N | AHRI
5609881 |  | Active | RUUD |  | PHE50 | Natural Gas | Storage | High Usage | 87 |  | 0.8 | 48 | 46 | 40 |  | 89 | No |  | Yes | TRUE | 833.3333 | Gas Storage | HIGH DRAW | TRUE | Gas StorageHIGH DRAW | 2 | 50 | 40 | 3.8778 | 0.78766 | 0.81173 | 0.63 |  | 0.68 | 0.78 | 0.78 |  |  |  |  | Y |  | N | AHRI
5609883 |  | Active | RICHMOND |  | 6RHE40S | Natural Gas | Storage | High Usage | 87 |  | 0.83 | 38 | 37 | 40 |  | 92 | Yes |  | Yes | TRUE | 1052.6316 | Gas Storage | HIGH DRAW | TRUE | Gas StorageHIGH DRAW | 2 | 40 | 40 | 3.6089 | 0.81813 | 0.84216 | 0.64 |  | 0.68 | 0.78 | 0.78 |  |  |  |  | Y |  | N | AHRI
5609885 |  | Active | RICHMOND |  | 6RHE50 | Natural Gas | Storage | High Usage | 87 |  | 0.8 | 48 | 46 | 40 |  | 89 | No |  | Yes | TRUE | 833.3333 | Gas Storage | HIGH DRAW | TRUE | Gas StorageHIGH DRAW | 2 | 50 | 40 | 3.8778 | 0.78766 | 0.81173 | 0.63 |  | 0.68 | 0.78 | 0.78 |  |  |  |  | Y |  | N | AHRI
6486065 |  | Production Stopped | GIANT |  | UG40-40LFPV1-N2U-US | Natural Gas | Storage | High Usage | 84 |  | 0.69 | 40 | 38 | 40 |  | 78 | No |  | Yes | TRUE | 1000 | Gas Storage | HIGH DRAW | TRUE | Gas StorageHIGH DRAW | 2 | 40 | 40 | 5.1724 | 0.676 | 0.70014 | 0.64 |  | 0.68 | 0.78 | 0.78 |  |  |  | Y |  |  | N | AHRI
6486293 |  | Production Stopped | GIANT |  | UG50-40LFPV1-N2U-US | Natural Gas | Storage | Medium Usage | 72 |  | 0.64 | 50 | 48 | 40 |  | 78 | No |  | Yes | TRUE | 800 | Gas Storage | MEDIUM DRAW | TRUE | Gas StorageMEDIUM DRAW | 2 | 50 | 40 | 5.5515 | 0.66461 | 0.64942 | 0.56 |  | 0.64 | N/A | N/A |  |  |  | Y |  |  | N | AHRI
6503988 |  | Active | RICHMOND |  | 9G50S-40E2 | Natural Gas | Storage | High Usage | 78 |  | 0.69 | 50 | 48 | 40 |  | 77 | No |  | Yes | TRUE | 800 | Gas Storage | HIGH DRAW | TRUE | Gas StorageHIGH DRAW | 2 | 50 | 40 | 4.6615 | 0.67866 | 0.70014 | 0.63 |  | 0.68 | 0.78 | 0.78 |  |  |  | Y |  |  | N | AHRI
6518260 |  | Active | RHEEM |  | PROG40-40N RH62 | Natural Gas | Storage | High Usage | 84 |  | 0.66 | 40 | 38 | 40 |  | 80 | No |  | Yes | TRUE | 1000 | Gas Storage | HIGH DRAW | TRUE | Gas StorageHIGH DRAW | 2 | 40 | 40 | 8.1878 | 0.63374 | 0.66971 | 0.64 |  | 0.68 | 0.78 | 0.78 | [6 empty] | N | AHRI
6518263 |  | Active | RHEEM |  | PROG40S-40N RH62 | Natural Gas | Storage | Medium Usage | 66 |  | 0.58 | 40 | 39 | 40 |  | 75 | No |  | Yes | TRUE | 1000 | Gas Storage | MEDIUM DRAW | TRUE | Gas StorageMEDIUM DRAW | 2 | 40 | 40 | 7.7493 | 0.60644 | 0.58856 | 0.58 | Y | 0.64 | N/A | N/A | [6 empty] | N | AHRI
6518265 |  | Active | RHEEM |  | PROG50-40N RH62 | Natural Gas | Storage | High Usage | 76 |  | 0.65 | 50 | 48 | 40 |  | 81 | No |  | Yes | TRUE | 800 | Gas Storage | HIGH DRAW | TRUE | Gas StorageHIGH DRAW | 2 | 50 | 40 | 9.3766 | 0.61948 | 0.65957 | 0.63 | Y | 0.68 | 0.78 | 0.78 | [6 empty] | N | AHRI
6518268 |  | Active | RHEEM |  | PROG40-40N RH67 PV | Natural Gas | Storage | High Usage | 86 |  | 0.69 | 40 | 38 | 40 |  | 79 | No |  | Yes | TRUE | 1000 | Gas Storage | HIGH DRAW | TRUE | Gas StorageHIGH DRAW | 2 | 40 | 40 | 5.6696 | 0.67343 | 0.70014 | 0.64 |  | 0.68 | 0.78 | 0.78 |  |  |  | Y |  |  | N | AHRI
6518272 |  | Active | RHEEM |  | PROG40S-36N RH67 PV | Natural Gas | Storage | Medium Usage | 66 |  | 0.65 | 40 | 39 | 36 |  | 74 | No |  | Yes | TRUE | 900 | Gas Storage | MEDIUM DRAW | TRUE | Gas StorageMEDIUM DRAW | 2 | 40 | 36 | 3.7312 | 0.66967 | 0.65957 | 0.58 |  | 0.64 | N/A | N/A |  |  |  | Y |  |  | N | AHRI
6518277 |  | Active | RHEEM |  | PROG50-42N RH67 PV | Natural Gas | Storage | High Usage | 78 |  | 0.68 | 50 | 48 | 42 |  | 75 | No |  | Yes | TRUE | 840 | Gas Storage | HIGH DRAW | TRUE | Gas StorageHIGH DRAW | 2 | 50 | 42 | 4.2428 | 0.67127 | 0.69 | 0.63 |  | 0.68 | 0.78 | 0.78 |  |  |  | Y |  |  | N | AHRI
6521078 |  | Active | RHEEM |  | PROG50S-36N RH67 PV | Natural Gas | Storage | High Usage | 78 |  | 0.7 | 50 | 48 | 36 |  | 79 | No |  | Yes | TRUE | 720 | Gas Storage | HIGH DRAW | TRUE | Gas StorageHIGH DRAW | 2 | 50 | 36 | 5.0669 | 0.68606 | 0.71029 | 0.63 |  | 0.68 | 0.78 | 0.78 |  |  |  | Y |  |  | N | AHRI
6521082 |  | Active | RHEEM |  | PROG40-40N RH67 PDV | Natural Gas | Storage | Medium Usage | 67 |  | 0.63 | 40 | 38 | 40 |  | 79 | No |  | Yes | TRUE | 1000 | Gas Storage | MEDIUM DRAW | TRUE | Gas StorageMEDIUM DRAW | 2 | 40 | 40 | 6.3603 | 0.65635 | 0.63928 | 0.58 |  | 0.64 | N/A | N/A | [6 empty] | N | AHRI
6521084 |  | Active | RHEEM |  | PROG50-40N RH67 PDV | Natural Gas | Storage | High Usage | 82 |  | 0.69 | 50 | 47 | 40 |  | 81 | No |  | Yes | TRUE | 800 | Gas Storage | HIGH DRAW | TRUE | Gas StorageHIGH DRAW | 2 | 50 | 40 | 6.6247 | 0.66855 | 0.70014 | 0.63 |  | 0.68 | 0.78 | 0.78 |  |  |  | Y |  |  | N | AHRI
6528345 |  | Active | RHEEM |  | PRO+G29-60N RH70 ID | Natural Gas | Storage | High Usage | 93 |  | 0.71 | 29 | 28 | 60 |  | 78 | No |  | Yes | TRUE | 2068.9655 | Gas Storage | HIGH DRAW | TRUE | Gas StorageHIGH DRAW | 2 | 30 | 60 | 3.8244 | 0.70193 | 0.72043 | 0.65 |  | 0.68 | 0.78 | 0.78 |  |  |  | Y |  |  | N | AHRI
6528348 |  | Active | RHEEM |  | PRO+G38-40N RH69 PD | Natural Gas | Storage | High Usage | 85 |  | 0.7 | 38 | 37 | 40 |  | 76 | No |  | Yes | TRUE | 1052.6316 | Gas Storage | HIGH DRAW | TRUE | Gas StorageHIGH DRAW | 2 | 40 | 40 | 3.4946 | 0.69443 | 0.71029 | 0.64 |  | 0.68 | 0.78 | 0.78 |  |  |  | Y |  |  | N | AHRI
6528414 |  | Active | RHEEM |  | PRO+G50-50N RH67 PD | Natural Gas | Storage | High Usage | 84 |  | 0.69 | 50 | 48 | 50 |  | 79 | No |  | Yes | TRUE | 1000 | Gas Storage | HIGH DRAW | TRUE | Gas StorageHIGH DRAW | 2 | 50 | 50 | 5.5957 | 0.6736 | 0.70014 | 0.63 |  | 0.68 | 0.78 | 0.78 |  |  |  | Y |  |  | N | AHRI
6528444 |  | Active | RHEEM |  | PRO+G50-40N RH67 PD | Natural Gas | Storage | High Usage | 79 |  | 0.69 | 50 | 48 | 40 |  | 77 | No |  | Yes | TRUE | 800 | Gas Storage | HIGH DRAW | TRUE | Gas StorageHIGH DRAW | 2 | 50 | 40 | 4.6615 | 0.67866 | 0.70014 | 0.63 |  | 0.68 | 0.78 | 0.78 |  |  |  | Y |  |  | N | AHRI
6528550 |  | Active | RHEEM |  | PRO+G50S-40N RH67 PD | Natural Gas | Storage | High Usage | 78 |  | 0.69 | 50 | 48 | 40 |  | 77 | No |  | Yes | TRUE | 800 | Gas Storage | HIGH DRAW | TRUE | Gas StorageHIGH DRAW | 2 | 50 | 40 | 4.6615 | 0.67866 | 0.70014 | 0.63 |  | 0.68 | 0.78 | 0.78 |  |  |  | Y |  |  | N | AHRI
6528552 |  | Active | RHEEM |  | PRO+G50-65N RH62 PDV | Natural Gas | Storage | High Usage | 111 |  | 0.65 | 50 | 48 | 65 |  | 72 | No |  | Yes | TRUE | 1300 | Gas Storage | HIGH DRAW | TRUE | Gas StorageHIGH DRAW | 2 | 50 | 65 | 4.5255 | 0.641 | 0.65957 | 0.63 | Y | 0.68 | 0.78 | 0.78 | [6 empty] | N | AHRI
6563879 |  | Active | RUUD |  | PRO+G29-60N RU70 ID | Natural Gas | Storage | High Usage | 93 |  | 0.71 | 29 | 28 | 60 |  | 78 | No |  | Yes | TRUE | 2068.9655 | Gas Storage | HIGH DRAW | TRUE | Gas StorageHIGH DRAW | 2 | 30 | 60 | 3.8244 | 0.70193 | 0.72043 | 0.65 |  | 0.68 | 0.78 | 0.78 |  |  |  | Y |  |  | N | AHRI
6563880 |  | Active | RUUD |  | PRO+G38-40N RU69 PD | Natural Gas | Storage | High Usage | 85 |  | 0.7 | 38 | 37 | 40 |  | 76 | No |  | Yes | TRUE | 1052.6316 | Gas Storage | HIGH DRAW | TRUE | Gas StorageHIGH DRAW | 2 | 40 | 40 | 3.4946 | 0.69443 | 0.71029 | 0.64 |  | 0.68 | 0.78 | 0.78 |  |  |  | Y |  |  | N | AHRI
6563882 |  | Active | RUUD |  | PRO+G50-50N RU67 PD | Natural Gas | Storage | High Usage | 84 |  | 0.69 | 50 | 48 | 50 |  | 79 | No |  | Yes | TRUE | 1000 | Gas Storage | HIGH DRAW | TRUE | Gas StorageHIGH DRAW | 2 | 50 | 50 | 5.5957 | 0.6736 | 0.70014 | 0.63 |  | 0.68 | 0.78 | 0.78 |  |  |  | Y |  |  | N | AHRI
6563883 |  | Active | RUUD |  | PRO+G50-40N RU67 PD | Natural Gas | Storage | High Usage | 79 |  | 0.69 | 50 | 48 | 40 |  | 77 | No |  | Yes | TRUE | 800 | Gas Storage | HIGH DRAW | TRUE | Gas StorageHIGH DRAW | 2 | 50 | 40 | 4.6615 | 0.67866 | 0.70014 | 0.63 |  | 0.68 | 0.78 | 0.78 |  |  |  | Y |  |  | N | AHRI
6563884 |  | Active | RUUD |  | PRO+G50S-40N RU67 PD | Natural Gas | Storage | High Usage | 78 |  | 0.69 | 50 | 48 | 40 |  | 77 | No |  | Yes | TRUE | 800 | Gas Storage | HIGH DRAW | TRUE | Gas StorageHIGH DRAW | 2 | 50 | 40 | 4.6615 | 0.67866 | 0.70014 | 0.63 |  | 0.68 | 0.78 | 0.78 |  |  |  | Y |  |  | N | AHRI
6563886 |  | Active | RUUD |  | PRO+G50-65N RU62 PDV | Natural Gas | Storage | High Usage | 111 |  | 0.65 | 50 | 48 | 65 |  | 72 | No |  | Yes | TRUE | 1300 | Gas Storage | HIGH DRAW | TRUE | Gas StorageHIGH DRAW | 2 | 50 | 65 | 4.5255 | 0.641 | 0.65957 | 0.63 | Y | 0.68 | 0.78 | 0.78 | [6 empty] | N | AHRI
6581418 |  | Active | RUUD |  | PROG40-40N RU62 | Natural Gas | Storage | High Usage | 84 |  | 0.66 | 40 | 38 | 40 |  | 80 | No |  | Yes | TRUE | 1000 | Gas Storage | HIGH DRAW | TRUE | Gas StorageHIGH DRAW | 2 | 40 | 40 | 8.1878 | 0.63374 | 0.66971 | 0.64 |  | 0.68 | 0.78 | 0.78 | [6 empty] | N | AHRI
6581626 |  | Active | RUUD |  | PROG40S-40N RU62 | Natural Gas | Storage | Medium Usage | 66 |  | 0.58 | 40 | 39 | 40 |  | 75 | No |  | Yes | TRUE | 1000 | Gas Storage | MEDIUM DRAW | TRUE | Gas StorageMEDIUM DRAW | 2 | 40 | 40 | 7.7493 | 0.60644 | 0.58856 | 0.58 | Y | 0.64 | N/A | N/A | [6 empty] | N | AHRI
6581782 |  | Active | RUUD |  | PROG50-40N RU62 | Natural Gas | Storage | High Usage | 76 |  | 0.65 | 50 | 48 | 40 |  | 81 | No |  | Yes | TRUE | 800 | Gas Storage | HIGH DRAW | TRUE | Gas StorageHIGH DRAW | 2 | 50 | 40 | 9.3766 | 0.61948 | 0.65957 | 0.63 | Y | 0.68 | 0.78 | 0.78 | [6 empty] | N | AHRI
6582059 |  | Active | RUUD |  | PROG40-40N RU67 PV | Natural Gas | Storage | High Usage | 86 |  | 0.69 | 40 | 38 | 40 |  | 79 | No |  | Yes | TRUE | 1000 | Gas Storage | HIGH DRAW | TRUE | Gas StorageHIGH DRAW | 2 | 40 | 40 | 5.6696 | 0.67343 | 0.70014 | 0.64 |  | 0.68 | 0.78 | 0.78 |  |  |  | Y |  |  | N | AHRI
6582061 |  | Active | RUUD |  | PROG40S-36N RU67 PV | Natural Gas | Storage | Medium Usage | 66 |  | 0.65 | 40 | 39 | 36 |  | 74 | No |  | Yes | TRUE | 900 | Gas Storage | MEDIUM DRAW | TRUE | Gas StorageMEDIUM DRAW | 2 | 40 | 36 | 3.7312 | 0.66967 | 0.65957 | 0.58 |  | 0.64 | N/A | N/A |  |  |  | Y |  |  | N | AHRI
6582062 |  | Active | RUUD |  | PROG50-42N RU67 PV | Natural Gas | Storage | High Usage | 78 |  | 0.68 | 50 | 48 | 42 |  | 75 | No |  | Yes | TRUE | 840 | Gas Storage | HIGH DRAW | TRUE | Gas StorageHIGH DRAW | 2 | 50 | 42 | 4.2428 | 0.67127 | 0.69 | 0.63 |  | 0.68 | 0.78 | 0.78 |  |  |  | Y |  |  | N | AHRI
6582064 |  | Active | RUUD |  | PROG50S-36N RU67 PV | Natural Gas | Storage | High Usage | 80 |  | 0.7 | 50 | 48 | 36 |  | 78 | No |  | Yes | TRUE | 720 | Gas Storage | HIGH DRAW | TRUE | Gas StorageHIGH DRAW | 2 | 50 | 36 | 4.566 | 0.68874 | 0.71029 | 0.63 |  | 0.68 | 0.78 | 0.78 |  |  |  | Y |  |  | N | AHRI
6583140 |  | Active | RUUD |  | PROG40-40N RU67 PDV | Natural Gas | Storage | Medium Usage | 67 |  | 0.63 | 40 | 38 | 40 |  | 79 | No |  | Yes | TRUE | 1000 | Gas Storage | MEDIUM DRAW | TRUE | Gas StorageMEDIUM DRAW | 2 | 40 | 40 | 6.3603 | 0.65635 | 0.63928 | 0.58 |  | 0.64 | N/A | N/A | [6 empty] | N | AHRI
6583231 |  | Active | RUUD |  | PROG50-40N RU67 PDV | Natural Gas | Storage | High Usage | 82 |  | 0.69 | 50 | 47 | 40 |  | 81 | No |  | Yes | TRUE | 800 | Gas Storage | HIGH DRAW | TRUE | Gas StorageHIGH DRAW | 2 | 50 | 40 | 6.6247 | 0.66855 | 0.70014 | 0.63 |  | 0.68 | 0.78 | 0.78 |  |  |  | Y |  |  | N | AHRI
6693713 |  | Active | GIANT |  | UG40-38LFD-N1U-US | Natural Gas | Storage | Medium Usage | 73 |  | 0.67 | 40 | 38 | 38 |  | 77 | No |  | Yes | TRUE | 950 | Gas Storage | MEDIUM DRAW | TRUE | Gas StorageMEDIUM DRAW | 2 | 40 | 38 | 3.848 | 0.69097 | 0.67985 | 0.58 |  | 0.64 | N/A | N/A |  |  |  | Y |  |  | N | AHRI
6693714 |  | Production Stopped | GIANT |  | UG40-38TFPDV-N2U-US | Natural Gas | Storage | High Usage | 77 |  | 0.7 | 40 | 38 | 38 |  | 77 | No |  | Yes | TRUE | 950 | Gas Storage | HIGH DRAW | TRUE | Gas StorageHIGH DRAW | 2 | 40 | 38 | 4.0349 | 0.69154 | 0.71029 | 0.64 |  | 0.68 | 0.78 | 0.78 |  |  |  | Y |  |  | N | AHRI
6693715 |  | Active | GIANT |  | UG50-40LFD-N1U-US | Natural Gas | Storage | Medium Usage | 71 |  | 0.65 | 50 | 48 | 40 |  | 77 | No |  | Yes | TRUE | 800 | Gas Storage | MEDIUM DRAW | TRUE | Gas StorageMEDIUM DRAW | 2 | 50 | 40 | 4.7488 | 0.67275 | 0.65957 | 0.56 |  | 0.64 | N/A | N/A |  |  |  | Y |  |  | N | AHRI
6701206 |  | Production Stopped | GIANT |  | UG50-38TFPDV-N2U-US | Natural Gas | Storage | Medium Usage | 68 |  | 0.64 | 48 | 47 | 38 |  | 78 | No |  | Yes | TRUE | 791.6667 | Gas Storage | MEDIUM DRAW | TRUE | Gas StorageMEDIUM DRAW | 2 | 50 | 38 | 5.5641 | 0.66469 | 0.64942 | 0.56 |  | 0.64 | N/A | N/A |  |  |  | Y |  |  | N | AHRI
6740867 |  | Active | GIANT |  | UG40-38LFD-N1U | Natural Gas | Storage | Medium Usage | 73 |  | 0.67 | 40 | 38 | 38 |  | 77 | No |  | Yes | TRUE | 950 | Gas Storage | MEDIUM DRAW | TRUE | Gas StorageMEDIUM DRAW | 2 | 40 | 38 | 3.848 | 0.69097 | 0.67985 | 0.58 |  | 0.64 | N/A | N/A |  |  |  | Y |  |  | N | AHRI
6740869 |  | Production Stopped | GIANT |  | UG40-38TFPDV-N2U | Natural Gas | Storage | High Usage | 77 |  | 0.7 | 40 | 38 | 38 |  | 77 | No |  | Yes | TRUE | 950 | Gas Storage | HIGH DRAW | TRUE | Gas StorageHIGH DRAW | 2 | 40 | 38 | 4.0349 | 0.69154 | 0.71029 | 0.64 |  | 0.68 | 0.78 | 0.78 |  |  |  | Y |  |  | N | AHRI
6740870 |  | Production Stopped | GIANT |  | UG40-40LFPV1-N2U | Natural Gas | Storage | High Usage | 84 |  | 0.69 | 40 | 38 | 40 |  | 78 | No |  | Yes | TRUE | 1000 | Gas Storage | HIGH DRAW | TRUE | Gas StorageHIGH DRAW | 2 | 40 | 40 | 5.1724 | 0.676 | 0.70014 | 0.64 |  | 0.68 | 0.78 | 0.78 |  |  |  | Y |  |  | N | AHRI
6740872 |  | Production Stopped | GIANT |  | UG50-38TFPDV-N2U | Natural Gas | Storage | Medium Usage | 68 |  | 0.64 | 48 | 47 | 38 |  | 78 | No |  | Yes | TRUE | 791.6667 | Gas Storage | MEDIUM DRAW | TRUE | Gas StorageMEDIUM DRAW | 2 | 50 | 38 | 5.5641 | 0.66469 | 0.64942 | 0.56 |  | 0.64 | N/A | N/A |  |  |  | Y |  |  | N | AHRI
6740873 |  | Active | GIANT |  | UG50-40LFD-N1U | Natural Gas | Storage | Medium Usage | 71 |  | 0.65 | 50 | 48 | 40 |  | 77 | No |  | Yes | TRUE | 800 | Gas Storage | MEDIUM DRAW | TRUE | Gas StorageMEDIUM DRAW | 2 | 50 | 40 | 4.7488 | 0.67275 | 0.65957 | 0.56 |  | 0.64 | N/A | N/A |  |  |  | Y |  |  | N | AHRI
6740874 |  | Production Stopped | GIANT |  | UG50-40LFPV1-N2U | Natural Gas | Storage | Medium Usage | 72 |  | 0.64 | 50 | 48 | 40 |  | 78 | No |  | Yes | TRUE | 800 | Gas Storage | MEDIUM DRAW | TRUE | Gas StorageMEDIUM DRAW | 2 | 50 | 40 | 5.5515 | 0.66461 | 0.64942 | 0.56 |  | 0.64 | N/A | N/A |  |  |  | Y |  |  | N | AHRI
6983552 |  | Active | RHEEM |  | XG40T09HE40U0 | Natural Gas | Storage | High Usage | 81 |  | 0.65 | 40 | 38 | 40 |  | 77 | No |  | Yes | TRUE | 1000 | Gas Storage | HIGH DRAW | TRUE | Gas StorageHIGH DRAW | 2 | 40 | 40 | 7.4225 | 0.62813 | 0.65957 | 0.64 |  | 0.68 | 0.78 | 0.78 | [6 empty] | N | AHRI
6983772 |  | Active | RHEEM |  | XG40T12HE40U0 | Natural Gas | Storage | High Usage | 84 |  | 0.65 | 40 | 38 | 40 |  | 77 | No |  | Yes | TRUE | 1000 | Gas Storage | HIGH DRAW | TRUE | Gas StorageHIGH DRAW | 2 | 40 | 40 | 7.4225 | 0.62813 | 0.65957 | 0.64 |  | 0.68 | 0.78 | 0.78 | [6 empty] | N | AHRI
6988310 |  | Active | RHEEM |  | XG50T09HE40U0 | Natural Gas | Storage | High Usage | 77 |  | 0.64 | 50 | 48 | 40 |  | 78 | No |  | Yes | TRUE | 800 | Gas Storage | HIGH DRAW | TRUE | Gas StorageHIGH DRAW | 2 | 50 | 40 | 8.6746 | 0.61359 | 0.64942 | 0.63 | Y | 0.68 | 0.78 | 0.78 | [6 empty] | N | AHRI
6988312 |  | Active | RHEEM |  | XG50T12HE40U0 | Natural Gas | Storage | High Usage | 77 |  | 0.64 | 50 | 48 | 40 |  | 78 | No |  | Yes | TRUE | 800 | Gas Storage | HIGH DRAW | TRUE | Gas StorageHIGH DRAW | 2 | 50 | 40 | 8.6746 | 0.61359 | 0.64942 | 0.63 | Y | 0.68 | 0.78 | 0.78 | [6 empty] | N | AHRI
6988314 |  | Active | RHEEM |  | XG40S06HE38U0 | Natural Gas | Storage | Medium Usage | 67 |  | 0.58 | 40 | 39 | 38 |  | 76 | No |  | Yes | TRUE | 950 | Gas Storage | MEDIUM DRAW | TRUE | Gas StorageMEDIUM DRAW | 2 | 40 | 38 | 8.1113 | 0.60741 | 0.58856 | 0.58 | Y | 0.64 | N/A | N/A | [6 empty] | N | AHRI
6988316 |  | Active | RHEEM |  | XG40S09HE38U0 | Natural Gas | Storage | Medium Usage | 68 |  | 0.58 | 40 | 39 | 38 |  | 76 | No |  | Yes | TRUE | 950 | Gas Storage | MEDIUM DRAW | TRUE | Gas StorageMEDIUM DRAW | 2 | 40 | 38 | 8.1113 | 0.60741 | 0.58856 | 0.58 | Y | 0.64 | N/A | N/A | [6 empty] | N | AHRI
6988319 |  | Active | RHEEM |  | XG40S12HE38U0 | Natural Gas | Storage | Medium Usage | 69 |  | 0.58 | 40 | 39 | 38 |  | 76 | No |  | Yes | TRUE | 950 | Gas Storage | MEDIUM DRAW | TRUE | Gas StorageMEDIUM DRAW | 2 | 40 | 38 | 8.1113 | 0.60741 | 0.58856 | 0.58 | Y | 0.64 | N/A | N/A | [6 empty] | N | AHRI
7002033 |  | Active | RHEEM |  | XG40S12DM40U0 | Natural Gas | Storage | Medium Usage | 69 |  | 0.65 | 40 | 39 | 40 |  | 75 | No |  | Yes | TRUE | 1000 | Gas Storage | MEDIUM DRAW | TRUE | Gas StorageMEDIUM DRAW | 2 | 40 | 40 | 4.0675 | 0.67065 | 0.65957 | 0.58 |  | 0.64 | N/A | N/A |  |  |  | Y |  |  | N | AHRI
7002035 |  | Production Stopped | RHEEM |  | XG50S12DM40U0 | Natural Gas | Storage | High Usage | 78 |  | 0.69 | 50 | 48 | 40 |  | 77 | No |  | Yes | TRUE | 800 | Gas Storage | HIGH DRAW | TRUE | Gas StorageHIGH DRAW | 2 | 50 | 40 | 4.6615 | 0.67866 | 0.70014 | 0.63 |  | 0.68 | 0.78 | 0.78 |  |  |  | Y |  |  | N | AHRI
7002038 |  | Active | RHEEM |  | XG40T06PV40U0 | Natural Gas | Storage | High Usage | 86 |  | 0.69 | 40 | 38 | 40 |  | 79 | No |  | Yes | TRUE | 1000 | Gas Storage | HIGH DRAW | TRUE | Gas StorageHIGH DRAW | 2 | 40 | 40 | 5.6696 | 0.67343 | 0.70014 | 0.64 |  | 0.68 | 0.78 | 0.78 |  |  |  | Y |  |  | N | AHRI
7002040 |  | Active | RHEEM |  | XG50T06PV42U0 | Natural Gas | Storage | High Usage | 78 |  | 0.68 | 50 | 48 | 42 |  | 75 | No |  | Yes | TRUE | 840 | Gas Storage | HIGH DRAW | TRUE | Gas StorageHIGH DRAW | 2 | 50 | 42 | 4.2428 | 0.67127 | 0.69 | 0.63 |  | 0.68 | 0.78 | 0.78 |  |  |  | Y |  |  | N | AHRI
7002042 |  | Active | RHEEM |  | XG40T12DM40U0 | Natural Gas | Storage | High Usage | 85 |  | 0.7 | 38 | 37 | 40 |  | 76 | No |  | Yes | TRUE | 1052.6316 | Gas Storage | HIGH DRAW | TRUE | Gas StorageHIGH DRAW | 2 | 40 | 40 | 3.4946 | 0.69443 | 0.71029 | 0.64 |  | 0.68 | 0.78 | 0.78 |  |  |  | Y |  |  | N | AHRI
7002043 |  | Active | RHEEM |  | XG50T12DM40U0 | Natural Gas | Storage | High Usage | 79 |  | 0.69 | 50 | 48 | 40 |  | 77 | No |  | Yes | TRUE | 800 | Gas Storage | HIGH DRAW | TRUE | Gas StorageHIGH DRAW | 2 | 50 | 40 | 4.6615 | 0.67866 | 0.70014 | 0.63 |  | 0.68 | 0.78 | 0.78 |  |  |  | Y |  |  | N | AHRI
7424254 |  | Active | GIANT |  | UG50-62LFPV1-N2U-US | Natural Gas | Storage | High Usage | 110 |  | 0.69 | 50 | 48 | 62 |  | 80 | No |  | Yes | TRUE | 1240 | Gas Storage | HIGH DRAW | TRUE | Gas StorageHIGH DRAW | 2 | 50 | 62 | 6.0145 | 0.67127 | 0.70014 | 0.63 |  | 0.68 | 0.78 | 0.78 |  |  |  | Y |  |  | N | AHRI
7424255 |  | Active | GIANT |  | UG50-62LFPV1-N2U | Natural Gas | Storage | High Usage | 110 |  | 0.69 | 50 | 48 | 62 |  | 80 | No |  | Yes | TRUE | 1240 | Gas Storage | HIGH DRAW | TRUE | Gas StorageHIGH DRAW | 2 | 50 | 62 | 6.0145 | 0.67127 | 0.70014 | 0.63 |  | 0.68 | 0.78 | 0.78 |  |  |  | Y |  |  | N | AHRI
7451986 |  | Active | RHEEM |  | 24I50FDVX | Natural Gas | Storage | Medium Usage | 65 |  | 0.58 | 50 | 48 | 36 |  | 73 | No |  | Yes | TRUE | 720 | Gas Storage | MEDIUM DRAW | TRUE | Gas StorageMEDIUM DRAW | 2 | 50 | 36 | 7.0696 | 0.60484 | 0.58856 | 0.56 | Y | 0.64 | N/A | N/A | [6 empty] | N | AHRI
7451987 |  | Active | RHEEM |  | PROG50-36N RH60 MH DVX | Natural Gas | Storage | Medium Usage | 65 |  | 0.58 | 50 | 48 | 36 |  | 73 | No |  | Yes | TRUE | 720 | Gas Storage | MEDIUM DRAW | TRUE | Gas StorageMEDIUM DRAW | 2 | 50 | 36 | 7.0696 | 0.60484 | 0.58856 | 0.56 | Y | 0.64 | N/A | N/A | [6 empty] | N | AHRI
7451988 |  | Active | RICHMOND |  | MV50FDVX3 | Natural Gas | Storage | Medium Usage | 65 |  | 0.58 | 50 | 48 | 36 |  | 73 | No |  | Yes | TRUE | 720 | Gas Storage | MEDIUM DRAW | TRUE | Gas StorageMEDIUM DRAW | 2 | 50 | 36 | 7.0696 | 0.60484 | 0.58856 | 0.56 | Y | 0.64 | N/A | N/A | [6 empty] | N | AHRI
7451990 |  | Active | RHEEM |  | 24I40FDVX | Natural Gas | Storage | Medium Usage | 63 |  | 0.6 | 40 | 38 | 36 |  | 74 | No |  | Yes | TRUE | 900 | Gas Storage | MEDIUM DRAW | TRUE | Gas StorageMEDIUM DRAW | 2 | 40 | 36 | 6.2878 | 0.6242 | 0.60885 | 0.58 |  | 0.64 | N/A | N/A | [6 empty] | N | AHRI
7451991 |  | Active | RHEEM |  | PROG40-36N RH62 MH DVX | Natural Gas | Storage | Medium Usage | 63 |  | 0.6 | 40 | 38 | 36 |  | 74 | No |  | Yes | TRUE | 900 | Gas Storage | MEDIUM DRAW | TRUE | Gas StorageMEDIUM DRAW | 2 | 40 | 36 | 6.2878 | 0.6242 | 0.60885 | 0.58 |  | 0.64 | N/A | N/A | [6 empty] | N | AHRI
7451992 |  | Active | RICHMOND |  | MV40FDVX3 | Natural Gas | Storage | Medium Usage | 63 |  | 0.6 | 40 | 38 | 36 |  | 74 | No |  | Yes | TRUE | 900 | Gas Storage | MEDIUM DRAW | TRUE | Gas StorageMEDIUM DRAW | 2 | 40 | 36 | 6.2878 | 0.6242 | 0.60885 | 0.58 |  | 0.64 | N/A | N/A | [6 empty] | N | AHRI
7507345 |  | Active | RHEEM |  | PRO+G40-40N RH62 | Natural Gas | Storage | High Usage | 84 |  | 0.66 | 40 | 38 | 40 |  | 80 | No |  | Yes | TRUE | 1000 | Gas Storage | HIGH DRAW | TRUE | Gas StorageHIGH DRAW | 2 | 40 | 40 | 8.1878 | 0.63374 | 0.66971 | 0.64 |  | 0.68 | 0.78 | 0.78 | [6 empty] | N | AHRI
7507346 |  | Active | RUUD |  | PRO+G40-40N RU62 | Natural Gas | Storage | High Usage | 84 |  | 0.66 | 40 | 38 | 40 |  | 80 | No |  | Yes | TRUE | 1000 | Gas Storage | HIGH DRAW | TRUE | Gas StorageHIGH DRAW | 2 | 40 | 40 | 8.1878 | 0.63374 | 0.66971 | 0.64 |  | 0.68 | 0.78 | 0.78 | [6 empty] | N | AHRI
7532389 |  | Active | RHEEM |  | PRO+G40S-40N RH62 | Natural Gas | Storage | Medium Usage | 66 |  | 0.58 | 40 | 39 | 40 |  | 75 | No |  | Yes | TRUE | 1000 | Gas Storage | MEDIUM DRAW | TRUE | Gas StorageMEDIUM DRAW | 2 | 40 | 40 | 7.7493 | 0.60644 | 0.58856 | 0.58 | Y | 0.64 | N/A | N/A | [6 empty] | N | AHRI
7532775 |  | Active | RHEEM |  | XG29T12XR60U0 | Natural Gas | Storage | High Usage | 93 |  | 0.71 | 29 | 28 | 60 |  | 78 | No |  | Yes | TRUE | 2068.9655 | Gas Storage | HIGH DRAW | TRUE | Gas StorageHIGH DRAW | 2 | 30 | 60 | 3.8244 | 0.70193 | 0.72043 | 0.65 |  | 0.68 | 0.78 | 0.78 |  |  |  | Y |  |  | N | AHRI
8032993 |  | Active | RHEEM |  | PROG50-36N RH60 DV | Natural Gas | Storage | High Usage | 79 |  | 0.61 | 50 | 48 | 36 |  | 80 | No |  | Yes | TRUE | 720 | Gas Storage | HIGH DRAW | TRUE | Gas StorageHIGH DRAW | 2 | 50 | 36 | 12.1104 | 0.5736 | 0.61899 | 0.63 |  | 0.68 | 0.78 | 0.78 | [6 empty] | N | AHRI
8032996 |  | Active | RUUD |  | PROG50-36N RU60 DV | Natural Gas | Storage | High Usage | 79 |  | 0.61 | 50 | 48 | 36 |  | 80 | No |  | Yes | TRUE | 720 | Gas Storage | HIGH DRAW | TRUE | Gas StorageHIGH DRAW | 2 | 50 | 36 | 12.1104 | 0.5736 | 0.61899 | 0.63 |  | 0.68 | 0.78 | 0.78 | [6 empty] | N | AHRI
8033001 |  | Active | RICHMOND |  | 6GDV50F3 | Natural Gas | Storage | High Usage | 79 |  | 0.61 | 50 | 48 | 36 |  | 80 | No |  | Yes | TRUE | 720 | Gas Storage | HIGH DRAW | TRUE | Gas StorageHIGH DRAW | 2 | 50 | 36 | 12.1104 | 0.5736 | 0.61899 | 0.63 |  | 0.68 | 0.78 | 0.78 | [6 empty] | N | AHRI
8033003 |  | Active | RHEEM |  | XG50T06DV36U0 | Natural Gas | Storage | High Usage | 79 |  | 0.61 | 50 | 48 | 36 |  | 80 | No |  | Yes | TRUE | 720 | Gas Storage | HIGH DRAW | TRUE | Gas StorageHIGH DRAW | 2 | 50 | 36 | 12.1104 | 0.5736 | 0.61899 | 0.63 |  | 0.68 | 0.78 | 0.78 | [6 empty] | N | AHRI
8033006 |  | Active | RHEEM |  | PROG40-36N RH62 DV | Natural Gas | Storage | Medium Usage | 66 |  | 0.56 | 40 | 38 | 36 |  | 71 | No |  | Yes | TRUE | 900 | Gas Storage | MEDIUM DRAW | TRUE | Gas StorageMEDIUM DRAW | 2 | 40 | 36 | 7.5393 | 0.58454 | 0.56827 | 0.58 |  | 0.64 | N/A | N/A | [6 empty] | N | AHRI
8033013 |  | Active | RUUD |  | PROG40-36N RU62 DV | Natural Gas | Storage | Medium Usage | 66 |  | 0.56 | 40 | 38 | 36 |  | 71 | No |  | Yes | TRUE | 900 | Gas Storage | MEDIUM DRAW | TRUE | Gas StorageMEDIUM DRAW | 2 | 40 | 36 | 7.5393 | 0.58454 | 0.56827 | 0.58 |  | 0.64 | N/A | N/A | [6 empty] | N | AHRI
8033014 |  | Active | RICHMOND |  | 6GDV40F3 | Natural Gas | Storage | Medium Usage | 66 |  | 0.56 | 40 | 38 | 36 |  | 71 | No |  | Yes | TRUE | 900 | Gas Storage | MEDIUM DRAW | TRUE | Gas StorageMEDIUM DRAW | 2 | 40 | 36 | 7.5393 | 0.58454 | 0.56827 | 0.58 |  | 0.64 | N/A | N/A | [6 empty] | N | AHRI
8065119 |  | Active | RHEEM |  | XG40S06EC34U0 | Natural Gas | Storage | Medium Usage | 64 |  | 0.58 | 40 | 38 | 34 |  | 78 | No |  | Yes | TRUE | 850 | Gas Storage | MEDIUM DRAW | TRUE | Gas StorageMEDIUM DRAW | 2 | 40 | 34 | 8.8179 | 0.60932 | 0.58856 | 0.58 | Y | 0.64 | N/A | N/A | [6 empty] | N | AHRI
8065131 |  | Active | RHEEM |  | PRO+G50S-40N RH61 | Natural Gas | Storage | High Usage | 87 |  | 0.63 | 50 | 48 | 40 |  | 75 | No |  | Yes | TRUE | 800 | Gas Storage | HIGH DRAW | TRUE | Gas StorageHIGH DRAW | 2 | 50 | 40 | 7.8766 | 0.60793 | 0.63928 | 0.63 | Y | 0.68 | 0.78 | 0.78 | [6 empty] | N | AHRI
8065132 |  | Active | RHEEM |  | PROG50S-40N RH61 | Natural Gas | Storage | High Usage | 87 |  | 0.63 | 50 | 48 | 40 |  | 75 | No |  | Yes | TRUE | 800 | Gas Storage | HIGH DRAW | TRUE | Gas StorageHIGH DRAW | 2 | 50 | 40 | 7.8766 | 0.60793 | 0.63928 | 0.63 | Y | 0.68 | 0.78 | 0.78 | [6 empty] | N | AHRI
8065133 |  | Active | RHEEM |  | XG50S06EC40U1 | Natural Gas | Storage | High Usage | 86 |  | 0.64 | 50 | 48 | 40 |  | 78 | No |  | Yes | TRUE | 800 | Gas Storage | HIGH DRAW | TRUE | Gas StorageHIGH DRAW | 2 | 50 | 40 | 8.6746 | 0.61359 | 0.64942 | 0.63 | Y | 0.68 | 0.78 | 0.78 | [6 empty] | N | AHRI
8065136 |  | Active | RUUD |  | PRO+G50S-40N RU61 | Natural Gas | Storage | High Usage | 87 |  | 0.63 | 50 | 48 | 40 |  | 75 | No |  | Yes | TRUE | 800 | Gas Storage | HIGH DRAW | TRUE | Gas StorageHIGH DRAW | 2 | 50 | 40 | 7.8766 | 0.60793 | 0.63928 | 0.63 | Y | 0.68 | 0.78 | 0.78 | [6 empty] | N | AHRI
8065137 |  | Active | RUUD |  | PROG50S-40N RU61 | Natural Gas | Storage | High Usage | 87 |  | 0.63 | 50 | 48 | 40 |  | 75 | No |  | Yes | TRUE | 800 | Gas Storage | HIGH DRAW | TRUE | Gas StorageHIGH DRAW | 2 | 50 | 40 | 7.8766 | 0.60793 | 0.63928 | 0.63 | Y | 0.68 | 0.78 | 0.78 | [6 empty] | N | AHRI
8065140 |  | Active | RUUD |  | PH2-50SF1 | Natural Gas | Storage | High Usage | 87 |  | 0.63 | 50 | 48 | 40 |  | 75 | No |  | Yes | TRUE | 800 | Gas Storage | HIGH DRAW | TRUE | Gas StorageHIGH DRAW | 2 | 50 | 40 | 7.8766 | 0.60793 | 0.63928 | 0.63 | Y | 0.68 | 0.78 | 0.78 | [6 empty] | N | AHRI
8065142 |  | Active | RICHMOND |  | 6G50S-40F3 | Natural Gas | Storage | High Usage | 87 |  | 0.63 | 50 | 48 | 40 |  | 75 | No |  | Yes | TRUE | 800 | Gas Storage | HIGH DRAW | TRUE | Gas StorageHIGH DRAW | 2 | 50 | 40 | 7.8766 | 0.60793 | 0.63928 | 0.63 | Y | 0.68 | 0.78 | 0.78 | [6 empty] | N | AHRI
8065144 |  | Active | RICHMOND |  | 9G50S-40F3 | Natural Gas | Storage | High Usage | 87 |  | 0.63 | 50 | 48 | 40 |  | 75 | No |  | Yes | TRUE | 800 | Gas Storage | HIGH DRAW | TRUE | Gas StorageHIGH DRAW | 2 | 50 | 40 | 7.8766 | 0.60793 | 0.63928 | 0.63 | Y | 0.68 | 0.78 | 0.78 | [6 empty] | N | AHRI
8065146 |  | Active | RHEEM |  | PRO+G48-60N RH60 | Natural Gas | Storage | High Usage | 105 |  | 0.62 | 48 | 46 | 60 |  | 77 | No |  | Yes | TRUE | 1250 | Gas Storage | HIGH DRAW | TRUE | Gas StorageHIGH DRAW | 2 | 50 | 60 | 9.512 | 0.59177 | 0.62913 | 0.63 |  | 0.68 | 0.78 | 0.78 | [6 empty] | N | AHRI
8065148 |  | Active | RUUD |  | PRO+G48-60N RU60 | Natural Gas | Storage | High Usage | 105 |  | 0.62 | 48 | 46 | 60 |  | 77 | No |  | Yes | TRUE | 1250 | Gas Storage | HIGH DRAW | TRUE | Gas StorageHIGH DRAW | 2 | 50 | 60 | 9.512 | 0.59177 | 0.62913 | 0.63 |  | 0.68 | 0.78 | 0.78 | [6 empty] | N | AHRI
8065151 |  | Active | RICHMOND |  | 6G50-60F3 | Natural Gas | Storage | High Usage | 105 |  | 0.62 | 48 | 46 | 60 |  | 77 | No |  | Yes | TRUE | 1250 | Gas Storage | HIGH DRAW | TRUE | Gas StorageHIGH DRAW | 2 | 50 | 60 | 9.512 | 0.59177 | 0.62913 | 0.63 |  | 0.68 | 0.78 | 0.78 | [6 empty] | N | AHRI
8065165 |  | Active | RHEEM |  | PROG40S-38N RH62 | Natural Gas | Storage | Medium Usage | 65 |  | 0.58 | 40 | 39 | 38 |  | 77 | No |  | Yes | TRUE | 950 | Gas Storage | MEDIUM DRAW | TRUE | Gas StorageMEDIUM DRAW | 2 | 40 | 38 | 8.4456 | 0.60825 | 0.58856 | 0.58 | Y | 0.64 | N/A | N/A | [6 empty] | N | AHRI
8065167 |  | Active | RHEEM |  | 42X40SF3 | Natural Gas | Storage | Medium Usage | 65 |  | 0.58 | 40 | 39 | 38 |  | 77 | No |  | Yes | TRUE | 950 | Gas Storage | MEDIUM DRAW | TRUE | Gas StorageMEDIUM DRAW | 2 | 40 | 38 | 8.4456 | 0.60825 | 0.58856 | 0.58 | Y | 0.64 | N/A | N/A | [6 empty] | N | AHRI
8065168 |  | Active | RUUD |  | PROG40S-38N RU62 | Natural Gas | Storage | Medium Usage | 65 |  | 0.58 | 40 | 39 | 38 |  | 77 | No |  | Yes | TRUE | 950 | Gas Storage | MEDIUM DRAW | TRUE | Gas StorageMEDIUM DRAW | 2 | 40 | 38 | 8.4456 | 0.60825 | 0.58856 | 0.58 | Y | 0.64 | N/A | N/A | [6 empty] | N | AHRI
8065172 |  | Active | RICHMOND |  | 9G40S-38F3 | Natural Gas | Storage | Medium Usage | 65 |  | 0.58 | 40 | 39 | 38 |  | 77 | No |  | Yes | TRUE | 950 | Gas Storage | MEDIUM DRAW | TRUE | Gas StorageMEDIUM DRAW | 2 | 40 | 38 | 8.4456 | 0.60825 | 0.58856 | 0.58 | Y | 0.64 | N/A | N/A | [6 empty] | N | AHRI
8065174 |  | Active | RHEEM |  | XG30S06EC30U1 | Natural Gas | Storage | Medium Usage | 55 |  | 0.6 | 30 | 29 | 30 |  | 78 | No |  | Yes | TRUE | 1000 | Gas Storage | MEDIUM DRAW | TRUE | Gas StorageMEDIUM DRAW | 2 | 30 | 30 | 7.7238 | 0.62827 | 0.60885 | 0.6 | Y | 0.64 | N/A | N/A | [6 empty] | N | AHRI
8068159 |  | Active | RICHMOND |  | 6G40S-34F3 | Natural Gas | Storage | Medium Usage | 65 |  | 0.59 | 40 | 38 | 34 |  | 75 | No |  | Yes | TRUE | 850 | Gas Storage | MEDIUM DRAW | TRUE | Gas StorageMEDIUM DRAW | 2 | 40 | 34 | 7.2268 | 0.61603 | 0.5987 | 0.58 | Y | 0.64 | N/A | N/A | [6 empty] | N | AHRI
8068177 |  | Active | RHEEM |  | XG40T06EC36U1 | Natural Gas | Storage | Medium Usage | 68 |  | 0.58 | 40 | 38 | 36 |  | 77 | No |  | Yes | TRUE | 900 | Gas Storage | MEDIUM DRAW | TRUE | Gas StorageMEDIUM DRAW | 2 | 40 | 36 | 8.4671 | 0.60836 | 0.58856 | 0.58 | Y | 0.64 | N/A | N/A | [6 empty] | N | AHRI
8068481 |  | Active | RHEEM |  | 24IR30DV1 | Natural Gas | Storage | Low Usage | 46 |  | 0.57 | 30 | 29 | 30 |  | 78 | No |  | Yes | TRUE | 1000 | Gas Storage | LOW DRAW | TRUE | Gas StorageLOW DRAW | 2 | 30 | 30 | 6.4383 | 0.64823 | 0.57841 | 0.54 |  | N/A | N/A | N/A | [6 empty] | N | AHRI
8068482 |  | Active | RHEEM |  | PROG30-30N RH63 MH DV | Natural Gas | Storage | Low Usage | 46 |  | 0.57 | 30 | 29 | 30 |  | 78 | No |  | Yes | TRUE | 1000 | Gas Storage | LOW DRAW | TRUE | Gas StorageLOW DRAW | 2 | 30 | 30 | 6.4383 | 0.64823 | 0.57841 | 0.54 |  | N/A | N/A | N/A | [6 empty] | N | AHRI
8068483 |  | Active | RHEEM |  | XG30T06MD30U1 | Natural Gas | Storage | Low Usage | 46 |  | 0.57 | 30 | 29 | 30 |  | 78 | No |  | Yes | TRUE | 1000 | Gas Storage | LOW DRAW | TRUE | Gas StorageLOW DRAW | 2 | 30 | 30 | 6.4383 | 0.64823 | 0.57841 | 0.54 |  | N/A | N/A | N/A | [6 empty] | N | AHRI
8068484 |  | Active | RICHMOND |  | MVR30DV3 | Natural Gas | Storage | Low Usage | 46 |  | 0.57 | 30 | 29 | 30 |  | 78 | No |  | Yes | TRUE | 1000 | Gas Storage | LOW DRAW | TRUE | Gas StorageLOW DRAW | 2 | 30 | 30 | 6.4383 | 0.64823 | 0.57841 | 0.54 |  | N/A | N/A | N/A | [6 empty] | N | AHRI
8068485 |  | Active | RHEEM |  | 24IR40DV1 | Natural Gas | Storage | Medium Usage | 58 |  | 0.59 | 40 | 38 | 30 |  | 80 | No |  | Yes | TRUE | 750 | Gas Storage | MEDIUM DRAW | TRUE | Gas StorageMEDIUM DRAW | 2 | 40 | 30 | 8.9218 | 0.62064 | 0.5987 | 0.58 | Y | 0.64 | N/A | N/A | [6 empty] | N | AHRI
8068486 |  | Active | RHEEM |  | PROG40-30N RH62 MH DV | Natural Gas | Storage | Medium Usage | 58 |  | 0.59 | 40 | 38 | 30 |  | 80 | No |  | Yes | TRUE | 750 | Gas Storage | MEDIUM DRAW | TRUE | Gas StorageMEDIUM DRAW | 2 | 40 | 30 | 8.9218 | 0.62064 | 0.5987 | 0.58 | Y | 0.64 | N/A | N/A | [6 empty] | N | AHRI
8068487 |  | Active | RHEEM |  | XG40T06MD30U1 | Natural Gas | Storage | Medium Usage | 58 |  | 0.59 | 40 | 38 | 30 |  | 80 | No |  | Yes | TRUE | 750 | Gas Storage | MEDIUM DRAW | TRUE | Gas StorageMEDIUM DRAW | 2 | 40 | 30 | 8.9218 | 0.62064 | 0.5987 | 0.58 | Y | 0.64 | N/A | N/A | [6 empty] | N | AHRI
8068488 |  | Active | RICHMOND |  | MVR40DV3 | Natural Gas | Storage | Medium Usage | 58 |  | 0.59 | 40 | 38 | 30 |  | 80 | No |  | Yes | TRUE | 750 | Gas Storage | MEDIUM DRAW | TRUE | Gas StorageMEDIUM DRAW | 2 | 40 | 30 | 8.9218 | 0.62064 | 0.5987 | 0.58 | Y | 0.64 | N/A | N/A | [6 empty] | N | AHRI
8077634 |  | Active | RHEEM |  | PROG40-34N RH62 MH | Natural Gas | Storage | Medium Usage | 57 |  | 0.59 | 40 | 38 | 34 |  | 75 | No |  | Yes | TRUE | 850 | Gas Storage | MEDIUM DRAW | TRUE | Gas StorageMEDIUM DRAW | 2 | 40 | 34 | 7.2268 | 0.61603 | 0.5987 | 0.58 | Y | 0.64 | N/A | N/A | [6 empty] | N | AHRI
8077636 |  | Active | RHEEM |  | XG40T06MH34U1 | Natural Gas | Storage | Medium Usage | 57 |  | 0.59 | 40 | 38 | 34 |  | 75 | No |  | Yes | TRUE | 850 | Gas Storage | MEDIUM DRAW | TRUE | Gas StorageMEDIUM DRAW | 2 | 40 | 34 | 7.2268 | 0.61603 | 0.5987 | 0.58 | Y | 0.64 | N/A | N/A | [6 empty] | N | AHRI
8077637 |  | Active | RICHMOND |  | 6V40FT3 | Natural Gas | Storage | Medium Usage | 57 |  | 0.59 | 40 | 38 | 34 |  | 75 | No |  | Yes | TRUE | 850 | Gas Storage | MEDIUM DRAW | TRUE | Gas StorageMEDIUM DRAW | 2 | 40 | 34 | 7.2268 | 0.61603 | 0.5987 | 0.58 | Y | 0.64 | N/A | N/A | [6 empty] | N | AHRI
8077750 |  | Active | RHEEM |  | PROG40-38N RH62 | Natural Gas | Storage | Medium Usage | 64 |  | 0.58 | 40 | 38 | 38 |  | 74 | No |  | Yes | TRUE | 950 | Gas Storage | MEDIUM DRAW | TRUE | Gas StorageMEDIUM DRAW | 2 | 40 | 38 | 7.4142 | 0.60565 | 0.58856 | 0.58 | Y | 0.64 | N/A | N/A | [6 empty] | N | AHRI
8077752 |  | Active | RUUD |  | PROG40-38N RU62 | Natural Gas | Storage | Medium Usage | 64 |  | 0.58 | 40 | 38 | 38 |  | 74 | No |  | Yes | TRUE | 950 | Gas Storage | MEDIUM DRAW | TRUE | Gas StorageMEDIUM DRAW | 2 | 40 | 38 | 7.4142 | 0.60565 | 0.58856 | 0.58 | Y | 0.64 | N/A | N/A | [6 empty] | N | AHRI
8077753 |  | Active | RUUD |  | M2-40F2 | Natural Gas | Storage | Medium Usage | 64 |  | 0.58 | 40 | 38 | 38 |  | 74 | No |  | Yes | TRUE | 950 | Gas Storage | MEDIUM DRAW | TRUE | Gas StorageMEDIUM DRAW | 2 | 40 | 38 | 7.4142 | 0.60565 | 0.58856 | 0.58 | Y | 0.64 | N/A | N/A | [6 empty] | N | AHRI
8077754 |  | Active | RICHMOND |  | 9G40-38F3 | Natural Gas | Storage | Medium Usage | 64 |  | 0.58 | 40 | 38 | 38 |  | 74 | No |  | Yes | TRUE | 950 | Gas Storage | MEDIUM DRAW | TRUE | Gas StorageMEDIUM DRAW | 2 | 40 | 38 | 7.4142 | 0.60565 | 0.58856 | 0.58 | Y | 0.64 | N/A | N/A | [6 empty] | N | AHRI
8077755 |  | Active | RHEEM |  | PRO+G55-50N RH59 | Natural Gas | Storage | High Usage | 91 |  | 0.62 | 55 | 55 | 50 |  | 75 | No |  | Yes | TRUE | 909.0909 | Gas Storage | HIGH DRAW | TRUE | Gas StorageHIGH DRAW | 2 | 55 | 50 | 8.5513 | 0.59583 | 0.62913 | 0.62 | Y | 0.68 | 0.78 | 0.78 | [6 empty] | N | AHRI
8077759 |  | Active | RICHMOND |  | 6G55-50F3 | Natural Gas | Storage | High Usage | 91 |  | 0.62 | 55 | 55 | 50 |  | 75 | No |  | Yes | TRUE | 909.0909 | Gas Storage | HIGH DRAW | TRUE | Gas StorageHIGH DRAW | 2 | 55 | 50 | 8.5513 | 0.59583 | 0.62913 | 0.62 | Y | 0.68 | 0.78 | 0.78 | [6 empty] | N | AHRI
8077761 |  | Active | RICHMOND |  | 12G55-50F3 | Natural Gas | Storage | High Usage | 91 |  | 0.62 | 55 | 55 | 50 |  | 75 | No |  | Yes | TRUE | 909.0909 | Gas Storage | HIGH DRAW | TRUE | Gas StorageHIGH DRAW | 2 | 55 | 50 | 8.5513 | 0.59583 | 0.62913 | 0.62 | Y | 0.68 | 0.78 | 0.78 | [6 empty] | N | AHRI
8077762 |  | Active | RICHMOND |  | 12G55-45PF3 | Natural Gas | Storage | High Usage | 91 |  | 0.62 | 55 | 55 | 45 |  | 75 | No |  | Yes | TRUE | 818.1818 | Gas Storage | HIGH DRAW | TRUE | Gas StorageHIGH DRAW | 2 | 55 | 45 | 8.6039 | 0.59573 | 0.62913 | 0.62 | Y | 0.68 | 0.78 | 0.78 | [6 empty] | N | AHRI
8077763 |  | Active | RHEEM |  | XG55T06EC50U0 | Natural Gas | Storage | High Usage | 97 |  | 0.62 | 55 | 55 | 50 |  | 77 | No |  | Yes | TRUE | 909.0909 | Gas Storage | HIGH DRAW | TRUE | Gas StorageHIGH DRAW | 2 | 55 | 50 | 9.5969 | 0.59162 | 0.62913 | 0.62 | Y | 0.68 | 0.78 | 0.78 | [6 empty] | N | AHRI
8077764 |  | Active | RHEEM |  | XG55T12EC50U0 | Natural Gas | Storage | High Usage | 97 |  | 0.62 | 55 | 55 | 50 |  | 77 | No |  | Yes | TRUE | 909.0909 | Gas Storage | HIGH DRAW | TRUE | Gas StorageHIGH DRAW | 2 | 55 | 50 | 9.5969 | 0.59162 | 0.62913 | 0.62 | Y | 0.68 | 0.78 | 0.78 | [6 empty] | N | AHRI
8086838 |  | Active | RHEEM |  | PROG30S-30N RH63 | Natural Gas | Storage | Medium Usage | 51 |  | 0.6 | 30 | 29 | 30 |  | 75 | No |  | Yes | TRUE | 1000 | Gas Storage | MEDIUM DRAW | TRUE | Gas StorageMEDIUM DRAW | 2 | 30 | 30 | 6.7095 | 0.62552 | 0.60885 | 0.6 | Y | 0.64 | N/A | N/A | [6 empty] | N | AHRI
8086839 |  | Active | RUUD |  | PROG30S-30N RU63 | Natural Gas | Storage | Medium Usage | 51 |  | 0.6 | 30 | 29 | 30 |  | 75 | No |  | Yes | TRUE | 1000 | Gas Storage | MEDIUM DRAW | TRUE | Gas StorageMEDIUM DRAW | 2 | 30 | 30 | 6.7095 | 0.62552 | 0.60885 | 0.6 | Y | 0.64 | N/A | N/A | [6 empty] | N | AHRI
8086840 |  | Active | RICHMOND |  | 6G30S-30F3 | Natural Gas | Storage | Medium Usage | 51 |  | 0.6 | 30 | 29 | 30 |  | 75 | No |  | Yes | TRUE | 1000 | Gas Storage | MEDIUM DRAW | TRUE | Gas StorageMEDIUM DRAW | 2 | 30 | 30 | 6.7095 | 0.62552 | 0.60885 | 0.6 | Y | 0.64 | N/A | N/A | [6 empty] | N | AHRI
8086841 |  | Active | RHEEM |  | PROG40-36N RH62 | Natural Gas | Storage | Medium Usage | 64 |  | 0.58 | 40 | 38 | 36 |  | 74 | No |  | Yes | TRUE | 900 | Gas Storage | MEDIUM DRAW | TRUE | Gas StorageMEDIUM DRAW | 2 | 40 | 36 | 7.4339 | 0.60576 | 0.58856 | 0.58 | Y | 0.64 | N/A | N/A | [6 empty] | N | AHRI
8086842 |  | Active | RUUD |  | PROG40-36N RU62 | Natural Gas | Storage | Medium Usage | 64 |  | 0.58 | 40 | 38 | 36 |  | 74 | No |  | Yes | TRUE | 900 | Gas Storage | MEDIUM DRAW | TRUE | Gas StorageMEDIUM DRAW | 2 | 40 | 36 | 7.4339 | 0.60576 | 0.58856 | 0.58 | Y | 0.64 | N/A | N/A | [6 empty] | N | AHRI
8086843 |  | Active | RICHMOND |  | 6G40-36F3 | Natural Gas | Storage | Medium Usage | 64 |  | 0.58 | 40 | 38 | 36 |  | 74 | No |  | Yes | TRUE | 900 | Gas Storage | MEDIUM DRAW | TRUE | Gas StorageMEDIUM DRAW | 2 | 40 | 36 | 7.4339 | 0.60576 | 0.58856 | 0.58 | Y | 0.64 | N/A | N/A | [6 empty] | N | AHRI
8086844 |  | Active | SURE COMFORT |  | 3G40-36F3 | Natural Gas | Storage | Medium Usage | 64 |  | 0.58 | 40 | 38 | 36 |  | 74 | No |  | Yes | TRUE | 900 | Gas Storage | MEDIUM DRAW | TRUE | Gas StorageMEDIUM DRAW | 2 | 40 | 36 | 7.4339 | 0.60576 | 0.58856 | 0.58 | Y | 0.64 | N/A | N/A | [6 empty] | N | AHRI
8086845 |  | Active | SURE COMFORT |  | SCG40T03ST34U1 | Natural Gas | Storage | Medium Usage | 67 |  | 0.59 | 40 | 38 | 34 |  | 78 | No |  | Yes | TRUE | 850 | Gas Storage | MEDIUM DRAW | TRUE | Gas StorageMEDIUM DRAW | 2 | 40 | 34 | 8.235 | 0.61866 | 0.5987 | 0.58 | Y | 0.64 | N/A | N/A | [6 empty] | N | AHRI
8087710 |  | Active | RUUD |  | PRO+G55-50N RU59 | Natural Gas | Storage | High Usage | 91 |  | 0.62 | 55 | 55 | 50 |  | 75 | No |  | Yes | TRUE | 909.0909 | Gas Storage | HIGH DRAW | TRUE | Gas StorageHIGH DRAW | 2 | 55 | 50 | 8.5513 | 0.59583 | 0.62913 | 0.62 | Y | 0.68 | 0.78 | 0.78 | [6 empty] | N | AHRI
8087959 |  | Active | RHEEM |  | PROG29-32N RU63 * | Natural Gas | Storage | Medium Usage | 63 |  | 0.6 | 29 | 28 | 32 |  | 74 | No |  | Yes | TRUE | 1103.4483 | Gas Storage | MEDIUM DRAW | TRUE | Gas StorageMEDIUM DRAW | 2 | 30 | 32 | 6.3278 | 0.62442 | 0.60885 | 0.6 | Y | 0.64 | N/A | N/A | [6 empty] | N | AHRI
8087960 |  | Active | RHEEM |  | PROG29-32N RH63 * | Natural Gas | Storage | Medium Usage | 63 |  | 0.6 | 29 | 28 | 32 |  | 74 | No |  | Yes | TRUE | 1103.4483 | Gas Storage | MEDIUM DRAW | TRUE | Gas StorageMEDIUM DRAW | 2 | 30 | 32 | 6.3278 | 0.62442 | 0.60885 | 0.6 | Y | 0.64 | N/A | N/A | [6 empty] | N | AHRI
8087962 |  | Active | RICHMOND |  | 6G30-32F3 * | Natural Gas | Storage | Medium Usage | 63 |  | 0.6 | 29 | 28 | 32 |  | 74 | No |  | Yes | TRUE | 1103.4483 | Gas Storage | MEDIUM DRAW | TRUE | Gas StorageMEDIUM DRAW | 2 | 30 | 32 | 6.3278 | 0.62442 | 0.60885 | 0.6 | Y | 0.64 | N/A | N/A | [6 empty] | N | AHRI
8087963 |  | Active | RHEEM |  | PROG30-32N RH63 MH * | Natural Gas | Storage | Medium Usage | 52 |  | 0.6 | 29 | 28 | 32 |  | 75 | No |  | Yes | TRUE | 1103.4483 | Gas Storage | MEDIUM DRAW | TRUE | Gas StorageMEDIUM DRAW | 2 | 30 | 32 | 6.6843 | 0.62538 | 0.60885 | 0.6 | Y | 0.64 | N/A | N/A | [6 empty] | N | AHRI
8087966 |  | Active | RHEEM |  | XG29T06EC32U1 * | Natural Gas | Storage | Medium Usage | 62 |  | 0.6 | 29 | 28 | 32 |  | 75 | No |  | Yes | TRUE | 1103.4483 | Gas Storage | MEDIUM DRAW | TRUE | Gas StorageMEDIUM DRAW | 2 | 30 | 32 | 6.6843 | 0.62538 | 0.60885 | 0.6 | Y | 0.64 | N/A | N/A | [6 empty] | N | AHRI
8090590 |  | Active | RHEEM |  | PROG40S-34N RH62 * | Natural Gas | Storage | Medium Usage | 64 |  | 0.59 | 40 | 38 | 34 |  | 75 | No |  | Yes | TRUE | 850 | Gas Storage | MEDIUM DRAW | TRUE | Gas StorageMEDIUM DRAW | 2 | 40 | 34 | 7.2268 | 0.61603 | 0.5987 | 0.58 | Y | 0.64 | N/A | N/A | [6 empty] | N | AHRI
8090632 |  | Active | RUUD |  | PROG40S-34N RU62 * | Natural Gas | Storage | Medium Usage | 64 |  | 0.59 | 40 | 38 | 34 |  | 75 | No |  | Yes | TRUE | 850 | Gas Storage | MEDIUM DRAW | TRUE | Gas StorageMEDIUM DRAW | 2 | 40 | 34 | 7.2268 | 0.61603 | 0.5987 | 0.58 | Y | 0.64 | N/A | N/A | [6 empty] | N | AHRI
8090641 |  | Active | RUUD |  | M2-40SF1 * | Natural Gas | Storage | Medium Usage | 64 |  | 0.59 | 40 | 38 | 34 |  | 75 | No |  | Yes | TRUE | 850 | Gas Storage | MEDIUM DRAW | TRUE | Gas StorageMEDIUM DRAW | 2 | 40 | 34 | 7.2268 | 0.61603 | 0.5987 | 0.58 | Y | 0.64 | N/A | N/A | [6 empty] | N | AHRI
8103444 |  | Active | RHEEM |  | XG50T06EC38U1 * | Natural Gas | Storage | High Usage | 85 |  | 0.63 | 50 | 48 | 38 |  | 83 | No |  | Yes | TRUE | 760 | Gas Storage | HIGH DRAW | TRUE | Gas StorageHIGH DRAW | 2 | 50 | 38 | 11.8221 | 0.59186 | 0.63928 | 0.63 | Y | 0.68 | 0.78 | 0.78 | [6 empty] | N | AHRI
8103470 |  | Active | RHEEM |  | PROG50-38N RH60 * | Natural Gas | Storage | High Usage | 85 |  | 0.64 | 50 | 48 | 38 |  | 83 | No |  | Yes | TRUE | 760 | Gas Storage | HIGH DRAW | TRUE | Gas StorageHIGH DRAW | 2 | 50 | 38 | 11.0555 | 0.60363 | 0.64942 | 0.63 | Y | 0.68 | 0.78 | 0.78 | [6 empty] | Y | AHRI
8103471 |  | Active | RUUD |  | PROG50-38N RU60 * | Natural Gas | Storage | High Usage | 85 |  | 0.64 | 50 | 48 | 38 |  | 83 | No |  | Yes | TRUE | 760 | Gas Storage | HIGH DRAW | TRUE | Gas StorageHIGH DRAW | 2 | 50 | 38 | 11.0555 | 0.60363 | 0.64942 | 0.63 | Y | 0.68 | 0.78 | 0.78 | [6 empty] | Y | AHRI
8103472 |  | Active | RUUD |  | M2-50F2 * | Natural Gas | Storage | High Usage | 85 |  | 0.64 | 50 | 48 | 38 |  | 83 | No |  | Yes | TRUE | 760 | Gas Storage | HIGH DRAW | TRUE | Gas StorageHIGH DRAW | 2 | 50 | 38 | 11.0555 | 0.60363 | 0.64942 | 0.63 | Y | 0.68 | 0.78 | 0.78 | [6 empty] | N | AHRI
8103473 |  | Active | RICHMOND |  | 6G50-38F3 * | Natural Gas | Storage | High Usage | 85 |  | 0.64 | 50 | 48 | 38 |  | 83 | No |  | Yes | TRUE | 760 | Gas Storage | HIGH DRAW | TRUE | Gas StorageHIGH DRAW | 2 | 50 | 38 | 11.0555 | 0.60363 | 0.64942 | 0.63 | Y | 0.68 | 0.78 | 0.78 | [6 empty] | N | AHRI
8103474 |  | Active | RICHMOND |  | 9G50-38F3 * | Natural Gas | Storage | High Usage | 85 |  | 0.64 | 50 | 48 | 38 |  | 83 | No |  | Yes | TRUE | 760 | Gas Storage | HIGH DRAW | TRUE | Gas StorageHIGH DRAW | 2 | 50 | 38 | 11.0555 | 0.60363 | 0.64942 | 0.63 | Y | 0.68 | 0.78 | 0.78 | [6 empty] | N | AHRI
8107236 |  | Active | RICHMOND |  | 6V30FT3 * | Natural Gas | Storage | Medium Usage | 52 |  | 0.6 | 29 | 28 | 32 |  | 75 | No |  | Yes | TRUE | 1103.4483 | Gas Storage | MEDIUM DRAW | TRUE | Gas StorageMEDIUM DRAW | 2 | 30 | 32 | 6.6843 | 0.62538 | 0.60885 | 0.6 | Y | 0.64 | N/A | N/A | [6 empty] | N | AHRI
8107298 |  | Active | RHEEM |  | XG29T06MH32U1 * | Natural Gas | Storage | Medium Usage | 52 |  | 0.6 | 29 | 28 | 32 |  | 75 | No |  | Yes | TRUE | 1103.4483 | Gas Storage | MEDIUM DRAW | TRUE | Gas StorageMEDIUM DRAW | 2 | 30 | 32 | 6.6843 | 0.62538 | 0.60885 | 0.6 | Y | 0.64 | N/A | N/A | [6 empty] | N | AHRI
8153835 |  | Active | GIANT |  | UG40-38TFPDV1-N2U-US | Natural Gas | Storage | High Usage | 77 |  | 0.7 | 40 | 38 | 38 |  | 77 | No |  | Yes | TRUE | 950 | Gas Storage | HIGH DRAW | TRUE | Gas StorageHIGH DRAW | 2 | 40 | 38 | 4.0349 | 0.69154 | 0.71029 | 0.64 |  | 0.68 | 0.78 | 0.78 |  |  |  | Y |  |  | N | AHRI
8153836 |  | Active | GIANT |  | UG40-38TFPDV1-N2U | Natural Gas | Storage | High Usage | 77 |  | 0.7 | 40 | 38 | 38 |  | 77 | No |  | Yes | TRUE | 950 | Gas Storage | HIGH DRAW | TRUE | Gas StorageHIGH DRAW | 2 | 40 | 38 | 4.0349 | 0.69154 | 0.71029 | 0.64 |  | 0.68 | 0.78 | 0.78 |  |  |  | Y |  |  | N | AHRI
8153837 |  | Production Stopped | GIANT |  | UG40-40LFPV2-N1U-US | Natural Gas | Storage | High Usage | 80 |  | 0.66 | 40 | 38 | 40 |  | 75 | No |  | Yes | TRUE | 1000 | Gas Storage | HIGH DRAW | TRUE | Gas StorageHIGH DRAW | 2 | 40 | 40 | 5.6389 | 0.64557 | 0.66971 | 0.64 |  | 0.68 | 0.78 | 0.78 | [6 empty] | N | AHRI
8153838 |  | Active | GIANT |  | UG40-40LFPV2-N2U-US | Natural Gas | Storage | High Usage | 84 |  | 0.69 | 40 | 38 | 40 |  | 78 | No |  | Yes | TRUE | 1000 | Gas Storage | HIGH DRAW | TRUE | Gas StorageHIGH DRAW | 2 | 40 | 40 | 5.1724 | 0.676 | 0.70014 | 0.64 |  | 0.68 | 0.78 | 0.78 |  |  |  | Y |  |  | N | AHRI
8153839 |  | Active | GIANT |  | UG40-40LFPV2-N2U | Natural Gas | Storage | High Usage | 84 |  | 0.69 | 40 | 38 | 40 |  | 78 | No |  | Yes | TRUE | 1000 | Gas Storage | HIGH DRAW | TRUE | Gas StorageHIGH DRAW | 2 | 40 | 40 | 5.1724 | 0.676 | 0.70014 | 0.64 |  | 0.68 | 0.78 | 0.78 |  |  |  | Y |  |  | N | AHRI
8153843 |  | Active | GIANT |  | UG50-38TFPDV1-N2U-US | Natural Gas | Storage | Medium Usage | 68 |  | 0.64 | 48 | 47 | 38 |  | 78 | No |  | Yes | TRUE | 791.6667 | Gas Storage | MEDIUM DRAW | TRUE | Gas StorageMEDIUM DRAW | 2 | 50 | 38 | 5.5641 | 0.66469 | 0.64942 | 0.56 |  | 0.64 | N/A | N/A |  |  |  | Y |  |  | N | AHRI
8153844 |  | Active | GIANT |  | UG50-38TFPDV1-N2U | Natural Gas | Storage | Medium Usage | 68 |  | 0.64 | 48 | 47 | 38 |  | 78 | No |  | Yes | TRUE | 791.6667 | Gas Storage | MEDIUM DRAW | TRUE | Gas StorageMEDIUM DRAW | 2 | 50 | 38 | 5.5641 | 0.66469 | 0.64942 | 0.56 |  | 0.64 | N/A | N/A |  |  |  | Y |  |  | N | AHRI
8153845 |  | Production Stopped | GIANT |  | UG50-40LFPV2-N1U-US | Natural Gas | Storage | Medium Usage | 71 |  | 0.61 | 50 | 48 | 40 |  | 77 | No |  | Yes | TRUE | 800 | Gas Storage | MEDIUM DRAW | TRUE | Gas StorageMEDIUM DRAW | 2 | 50 | 40 | 6.7469 | 0.63604 | 0.61899 | 0.56 |  | 0.64 | N/A | N/A | [6 empty] | N | AHRI
8153846 |  | Active | GIANT |  | UG50-40LFPV2-N2U-US | Natural Gas | Storage | Medium Usage | 72 |  | 0.64 | 50 | 48 | 40 |  | 78 | No |  | Yes | TRUE | 800 | Gas Storage | MEDIUM DRAW | TRUE | Gas StorageMEDIUM DRAW | 2 | 50 | 40 | 5.5515 | 0.66461 | 0.64942 | 0.56 |  | 0.64 | N/A | N/A |  |  |  | Y |  |  | N | AHRI
8153847 |  | Active | GIANT |  | UG50-40LFPV2-N2U | Natural Gas | Storage | Medium Usage | 72 |  | 0.64 | 50 | 48 | 40 |  | 78 | No |  | Yes | TRUE | 800 | Gas Storage | MEDIUM DRAW | TRUE | Gas StorageMEDIUM DRAW | 2 | 50 | 40 | 5.5515 | 0.66461 | 0.64942 | 0.56 |  | 0.64 | N/A | N/A |  |  |  | Y |  |  | N | AHRI
8170602 |  | Active | RHEEM |  | 24X30F1 * | Natural Gas | Storage | Medium Usage | 63 |  | 0.6 | 29 | 28 | 32 |  | 74 | No |  | Yes | TRUE | 1103.4483 | Gas Storage | MEDIUM DRAW | TRUE | Gas StorageMEDIUM DRAW | 2 | 30 | 32 | 6.3278 | 0.62442 | 0.60885 | 0.6 | Y | 0.64 | N/A | N/A | [6 empty] | N | AHRI
8170603 |  | Active | RHEEM |  | 24I30FT1 * | Natural Gas | Storage | Medium Usage | 52 |  | 0.6 | 29 | 28 | 32 |  | 75 | No |  | Yes | TRUE | 1103.4483 | Gas Storage | MEDIUM DRAW | TRUE | Gas StorageMEDIUM DRAW | 2 | 30 | 32 | 6.6843 | 0.62538 | 0.60885 | 0.6 | Y | 0.64 | N/A | N/A | [6 empty] | N | AHRI
8170604 |  | Active | RHEEM |  | 24I40FT1 | Natural Gas | Storage | Medium Usage | 57 |  | 0.59 | 40 | 38 | 34 |  | 75 | No |  | Yes | TRUE | 850 | Gas Storage | MEDIUM DRAW | TRUE | Gas StorageMEDIUM DRAW | 2 | 40 | 34 | 7.2268 | 0.61603 | 0.5987 | 0.58 | Y | 0.64 | N/A | N/A | [6 empty] | N | AHRI
8170605 |  | Active | RHEEM |  | 24X40SF1 * | Natural Gas | Storage | Medium Usage | 64 |  | 0.59 | 40 | 38 | 34 |  | 75 | No |  | Yes | TRUE | 850 | Gas Storage | MEDIUM DRAW | TRUE | Gas StorageMEDIUM DRAW | 2 | 40 | 34 | 7.2268 | 0.61603 | 0.5987 | 0.58 | Y | 0.64 | N/A | N/A | [6 empty] | N | AHRI
8170651 |  | Active | RHEEM |  | 24X40F2 | Natural Gas | Storage | Medium Usage | 64 |  | 0.58 | 40 | 38 | 38 |  | 74 | No |  | Yes | TRUE | 950 | Gas Storage | MEDIUM DRAW | TRUE | Gas StorageMEDIUM DRAW | 2 | 40 | 38 | 7.4142 | 0.60565 | 0.58856 | 0.58 | Y | 0.64 | N/A | N/A | [6 empty] | N | AHRI
8171556 |  | Active | RHEEM |  | 24X50F2 | Natural Gas | Storage | High Usage | 85 |  | 0.64 | 50 | 48 | 38 |  | 83 | No |  | Yes | TRUE | 760 | Gas Storage | HIGH DRAW | TRUE | Gas StorageHIGH DRAW | 2 | 50 | 38 | 11.0555 | 0.60363 | 0.64942 | 0.63 | Y | 0.68 | 0.78 | 0.78 | [6 empty] | N | AHRI
8204493 |  | Active | GIANT |  | UG40-38LF-N2U-US | Natural Gas | Storage | High Usage | 82 |  | 0.65 | 40 | 38 | 38 |  | 76 | No |  | Yes | TRUE | 950 | Gas Storage | HIGH DRAW | TRUE | Gas StorageHIGH DRAW | 2 | 40 | 38 | 6.9247 | 0.63043 | 0.65957 | 0.64 |  | 0.68 | 0.78 | 0.78 | [6 empty] | N | AHRI
8204587 |  | Active | GIANT |  | UG50-40LF-N2U-US | Natural Gas | Storage | Medium Usage | 73 |  | 0.58 | 50 | 48 | 40 |  | 76 | No |  | Yes | TRUE | 800 | Gas Storage | MEDIUM DRAW | TRUE | Gas StorageMEDIUM DRAW | 2 | 50 | 40 | 8.0925 | 0.6073 | 0.58856 | 0.56 | Y | 0.64 | N/A | N/A | [6 empty] | N | AHRI
8225019 |  | Active | RICHMOND |  | 6GR40-40F3 | Natural Gas | Storage | High Usage | 84 |  | 0.66 | 40 | 38 | 40 |  | 80 | No |  | Yes | TRUE | 1000 | Gas Storage | HIGH DRAW | TRUE | Gas StorageHIGH DRAW | 2 | 40 | 40 | 8.1878 | 0.63374 | 0.66971 | 0.64 |  | 0.68 | 0.78 | 0.78 | [6 empty] | N | AHRI
8225022 |  | Active | RICHMOND |  | 12GR40-40F3 | Natural Gas | Storage | High Usage | 84 |  | 0.66 | 40 | 38 | 40 |  | 80 | No |  | Yes | TRUE | 1000 | Gas Storage | HIGH DRAW | TRUE | Gas StorageHIGH DRAW | 2 | 40 | 40 | 8.1878 | 0.63374 | 0.66971 | 0.64 |  | 0.68 | 0.78 | 0.78 | [6 empty] | N | AHRI
8225023 |  | Active | RHEEM |  | PRO+G50-40N RH62 | Natural Gas | Storage | High Usage | 76 |  | 0.65 | 50 | 48 | 40 |  | 81 | No |  | Yes | TRUE | 800 | Gas Storage | HIGH DRAW | TRUE | Gas StorageHIGH DRAW | 2 | 50 | 40 | 9.3766 | 0.61948 | 0.65957 | 0.63 | Y | 0.68 | 0.78 | 0.78 | [6 empty] | N | AHRI
8225030 |  | Active | RUUD |  | PRO+G50-40N RU62 | Natural Gas | Storage | High Usage | 76 |  | 0.65 | 50 | 48 | 40 |  | 81 | No |  | Yes | TRUE | 800 | Gas Storage | HIGH DRAW | TRUE | Gas StorageHIGH DRAW | 2 | 50 | 40 | 9.3766 | 0.61948 | 0.65957 | 0.63 | Y | 0.68 | 0.78 | 0.78 | [6 empty] | N | AHRI
8225031 |  | Active | RICHMOND |  | 6GR50-40F3 | Natural Gas | Storage | High Usage | 76 |  | 0.65 | 50 | 48 | 40 |  | 81 | No |  | Yes | TRUE | 800 | Gas Storage | HIGH DRAW | TRUE | Gas StorageHIGH DRAW | 2 | 50 | 40 | 9.3766 | 0.61948 | 0.65957 | 0.63 | Y | 0.68 | 0.78 | 0.78 | [6 empty] | N | AHRI
8225032 |  | Active | RICHMOND |  | 12GR50-40F3 | Natural Gas | Storage | High Usage | 76 |  | 0.65 | 50 | 48 | 40 |  | 81 | No |  | Yes | TRUE | 800 | Gas Storage | HIGH DRAW | TRUE | Gas StorageHIGH DRAW | 2 | 50 | 40 | 9.3766 | 0.61948 | 0.65957 | 0.63 | Y | 0.68 | 0.78 | 0.78 | [6 empty] | N | AHRI
8235746 |  | Active | RHEEM |  | PRO+G40S-40N RH67 PD | Natural Gas | Storage | Medium Usage | 69 |  | 0.65 | 40 | 39 | 40 |  | 75 | No |  | Yes | TRUE | 1000 | Gas Storage | MEDIUM DRAW | TRUE | Gas StorageMEDIUM DRAW | 2 | 40 | 40 | 4.0675 | 0.67065 | 0.65957 | 0.58 |  | 0.64 | N/A | N/A |  |  |  | Y |  |  | N | AHRI
8235780 |  | Active | RHEEM |  | XG40S12DM40C0 | Natural Gas | Storage | Medium Usage | 69 |  | 0.65 | 40 | 39 | 40 |  | 75 | No |  | Yes | TRUE | 1000 | Gas Storage | MEDIUM DRAW | TRUE | Gas StorageMEDIUM DRAW | 2 | 40 | 40 | 4.0675 | 0.67065 | 0.65957 | 0.58 |  | 0.64 | N/A | N/A |  |  |  | Y |  |  | N | AHRI
8237853 |  | Active | RUUD |  | PRO+G40S-40N RU67 PD | Natural Gas | Storage | Medium Usage | 69 |  | 0.65 | 40 | 39 | 40 |  | 75 | No |  | Yes | TRUE | 1000 | Gas Storage | MEDIUM DRAW | TRUE | Gas StorageMEDIUM DRAW | 2 | 40 | 40 | 4.0675 | 0.67065 | 0.65957 | 0.58 |  | 0.64 | N/A | N/A |  |  |  | Y |  |  | N | AHRI
8238487 |  | Active | RHEEM |  | XG50S12DM40C0 | Natural Gas | Storage | High Usage | 78 |  | 0.69 | 50 | 48 | 40 |  | 77 | No |  | Yes | TRUE | 800 | Gas Storage | HIGH DRAW | TRUE | Gas StorageHIGH DRAW | 2 | 50 | 40 | 4.6615 | 0.67866 | 0.70014 | 0.63 |  | 0.68 | 0.78 | 0.78 |  |  |  | Y |  |  | N | AHRI
8248320 |  | Active | RUUD |  | PRO+G40S-40N RU62 | Natural Gas | Storage | Medium Usage | 66 |  | 0.58 | 40 | 39 | 40 |  | 75 | No |  | Yes | TRUE | 1000 | Gas Storage | MEDIUM DRAW | TRUE | Gas StorageMEDIUM DRAW | 2 | 40 | 40 | 7.7493 | 0.60644 | 0.58856 | 0.58 | Y | 0.64 | N/A | N/A | [6 empty] | N | AHRI
8309550 |  | Active | A. O. SMITH |  | BT 60* 250 | Natural Gas | Storage | High Usage | 83 |  | 0.62 | 55 | 55 | 60 |  | 74 | No |  | Yes | TRUE | 1090.9091 | Gas Storage | HIGH DRAW | TRUE | Gas StorageHIGH DRAW | 2 | 55 | 60 | 7.9323 | 0.59818 | 0.62913 | 0.62 | Y | 0.68 | 0.78 | 0.78 | [6 empty] | N | AHRI
8309551 |  | Active | STATE |  | SBS 55 60* 250 | Natural Gas | Storage | High Usage | 83 |  | 0.62 | 55 | 55 | 60 |  | 74 | No |  | Yes | TRUE | 1090.9091 | Gas Storage | HIGH DRAW | TRUE | Gas StorageHIGH DRAW | 2 | 55 | 60 | 7.9323 | 0.59818 | 0.62913 | 0.62 | Y | 0.68 | 0.78 | 0.78 | [6 empty] | N | AHRI
8309558 |  | Active | AMERICAN |  | CG32 55 60* 250 | Natural Gas | Storage | High Usage | 83 |  | 0.62 | 55 | 55 | 60 |  | 74 | No |  | Yes | TRUE | 1090.9091 | Gas Storage | HIGH DRAW | TRUE | Gas StorageHIGH DRAW | 2 | 55 | 60 | 7.9323 | 0.59818 | 0.62913 | 0.62 | Y | 0.68 | 0.78 | 0.78 | [6 empty] | N | AHRI
8310081 |  | Production Stopped | RHEEM |  | PROPG38-40N RH69 PD | Natural Gas | Storage | High Usage | 85 |  | 0.7 | 38 | 37 | 40 |  | 76 | No |  | Yes | TRUE | 1052.6316 | Gas Storage | HIGH DRAW | TRUE | Gas StorageHIGH DRAW | 2 | 40 | 40 | 3.4946 | 0.69443 | 0.71029 | 0.64 |  | 0.68 | 0.78 | 0.78 |  |  |  | Y |  |  | N | AHRI
8310084 |  | Production Stopped | RUUD |  | PROUG38-40N RU69 PD | Natural Gas | Storage | High Usage | 85 |  | 0.7 | 38 | 37 | 40 |  | 76 | No |  | Yes | TRUE | 1052.6316 | Gas Storage | HIGH DRAW | TRUE | Gas StorageHIGH DRAW | 2 | 40 | 40 | 3.4946 | 0.69443 | 0.71029 | 0.64 |  | 0.68 | 0.78 | 0.78 |  |  |  | Y |  |  | N | AHRI
8310095 |  | Production Stopped | RHEEM |  | PROPG50-40N RH67 PD | Natural Gas | Storage | High Usage | 79 |  | 0.69 | 50 | 48 | 40 |  | 77 | No |  | Yes | TRUE | 800 | Gas Storage | HIGH DRAW | TRUE | Gas StorageHIGH DRAW | 2 | 50 | 40 | 4.6615 | 0.67866 | 0.70014 | 0.63 |  | 0.68 | 0.78 | 0.78 |  |  |  | Y |  |  | N | AHRI
8310096 |  | Production Stopped | RUUD |  | PROUG50-40N RU67 PD | Natural Gas | Storage | High Usage | 79 |  | 0.69 | 50 | 48 | 40 |  | 77 | No |  | Yes | TRUE | 800 | Gas Storage | HIGH DRAW | TRUE | Gas StorageHIGH DRAW | 2 | 50 | 40 | 4.6615 | 0.67866 | 0.70014 | 0.63 |  | 0.68 | 0.78 | 0.78 |  |  |  | Y |  |  | N | AHRI
8315121 |  | Active | RHEEM |  | 42XR40-40F3 | Natural Gas | Storage | High Usage | 84 |  | 0.66 | 40 | 38 | 40 |  | 80 | No |  | Yes | TRUE | 1000 | Gas Storage | HIGH DRAW | TRUE | Gas StorageHIGH DRAW | 2 | 40 | 40 | 8.1878 | 0.63374 | 0.66971 | 0.64 |  | 0.68 | 0.78 | 0.78 | [6 empty] | N | AHRI
8315122 |  | Active | RUUD |  | PH2R40-40F3 | Natural Gas | Storage | High Usage | 84 |  | 0.66 | 40 | 38 | 40 |  | 80 | No |  | Yes | TRUE | 1000 | Gas Storage | HIGH DRAW | TRUE | Gas StorageHIGH DRAW | 2 | 40 | 40 | 8.1878 | 0.63374 | 0.66971 | 0.64 |  | 0.68 | 0.78 | 0.78 | [6 empty] | N | AHRI
8315126 |  | Active | RHEEM |  | PH2R50-40F3 | Natural Gas | Storage | High Usage | 76 |  | 0.65 | 50 | 48 | 40 |  | 81 | No |  | Yes | TRUE | 800 | Gas Storage | HIGH DRAW | TRUE | Gas StorageHIGH DRAW | 2 | 50 | 40 | 9.3766 | 0.61948 | 0.65957 | 0.63 | Y | 0.68 | 0.78 | 0.78 | [6 empty] | N | AHRI
8315131 |  | Active | RHEEM |  | 42XR50-40F3 | Natural Gas | Storage | High Usage | 76 |  | 0.65 | 50 | 48 | 40 |  | 81 | No |  | Yes | TRUE | 800 | Gas Storage | HIGH DRAW | TRUE | Gas StorageHIGH DRAW | 2 | 50 | 40 | 9.3766 | 0.61948 | 0.65957 | 0.63 | Y | 0.68 | 0.78 | 0.78 | [6 empty] | N | AHRI
8315524 |  | Active | RHEEM |  | G50-60N * | Natural Gas | Storage | High Usage | 105 |  | 0.62 | 48 | 46 | 60 |  | 77 | No |  | Yes | TRUE | 1250 | Gas Storage | HIGH DRAW | TRUE | Gas StorageHIGH DRAW | 2 | 50 | 60 | 9.512 | 0.59177 | 0.62913 | 0.63 |  | 0.68 | 0.78 | 0.78 | [6 empty] | N | AHRI
8315525 |  | Active | RICHMOND |  | T50-60N * | Natural Gas | Storage | High Usage | 105 |  | 0.62 | 48 | 46 | 60 |  | 77 | No |  | Yes | TRUE | 1250 | Gas Storage | HIGH DRAW | TRUE | Gas StorageHIGH DRAW | 2 | 50 | 60 | 9.512 | 0.59177 | 0.62913 | 0.63 |  | 0.68 | 0.78 | 0.78 | [6 empty] | N | AHRI
8315599 |  | Production Stopped | RHEEM |  | XG40T12DM40U0W | Natural Gas | Storage | High Usage | 85 |  | 0.7 | 38 | 37 | 40 |  | 76 | No |  | Yes | TRUE | 1052.6316 | Gas Storage | HIGH DRAW | TRUE | Gas StorageHIGH DRAW | 2 | 40 | 40 | 3.4946 | 0.69443 | 0.71029 | 0.64 |  | 0.68 | 0.78 | 0.78 |  |  |  | Y |  |  | N | AHRI
8315600 |  | Production Stopped | RHEEM |  | XG40S12DM40U0W | Natural Gas | Storage | Medium Usage | 69 |  | 0.65 | 40 | 39 | 40 |  | 75 | No |  | Yes | TRUE | 1000 | Gas Storage | MEDIUM DRAW | TRUE | Gas StorageMEDIUM DRAW | 2 | 40 | 40 | 4.0675 | 0.67065 | 0.65957 | 0.58 |  | 0.64 | N/A | N/A |  |  |  | Y |  |  | N | AHRI
8315605 |  | Production Stopped | RHEEM |  | XG50T12DM40U0W | Natural Gas | Storage | High Usage | 79 |  | 0.69 | 50 | 48 | 40 |  | 79 | No |  | Yes | TRUE | 800 | Gas Storage | HIGH DRAW | TRUE | Gas StorageHIGH DRAW | 2 | 50 | 40 | 5.6696 | 0.67343 | 0.70014 | 0.63 |  | 0.68 | 0.78 | 0.78 |  |  |  | Y |  |  | N | AHRI
8318745 |  | Active | GIANT |  | UG50-62LFPDV1-N2U-US | Natural Gas | Storage | High Usage | 108 |  | 0.69 | 50 | 48 | 62 |  | 79 | No |  | Yes | TRUE | 1240 | Gas Storage | HIGH DRAW | TRUE | Gas StorageHIGH DRAW | 2 | 50 | 62 | 5.5398 | 0.67373 | 0.70014 | 0.63 |  | 0.68 | 0.78 | 0.78 |  |  |  | Y |  |  | N | AHRI
8321940 |  | Active | GIANT |  | UG50-62LFPDV1-N2U | Natural Gas | Storage | High Usage | 108 |  | 0.69 | 50 | 48 | 62 |  | 79 | No |  | Yes | TRUE | 1240 | Gas Storage | HIGH DRAW | TRUE | Gas StorageHIGH DRAW | 2 | 50 | 62 | 5.5398 | 0.67373 | 0.70014 | 0.63 |  | 0.68 | 0.78 | 0.78 |  |  |  | Y |  |  | N | AHRI
8593097 |  | Active | LOCHINVAR |  | CGN055 60** 250 | Natural Gas | Storage | High Usage | 83 |  | 0.62 | 55 | 55 | 60 |  | 74 | No |  | Yes | TRUE | 1090.9091 | Gas Storage | HIGH DRAW | TRUE | Gas StorageHIGH DRAW | 2 | 55 | 60 | 7.9323 | 0.59818 | 0.62913 | 0.62 | Y | 0.68 | 0.78 | 0.78 | [6 empty] | N | AHRI
8593105 |  | Active | RUUD |  | PH2-55-50F1 | Natural Gas | Storage | High Usage | 91 |  | 0.62 | 55 | 55 | 50 |  | 75 | No |  | Yes | TRUE | 909.0909 | Gas Storage | HIGH DRAW | TRUE | Gas StorageHIGH DRAW | 2 | 55 | 50 | 8.5513 | 0.59583 | 0.62913 | 0.62 | Y | 0.68 | 0.78 | 0.78 | [6 empty] | N | AHRI
9956555 |  | Active | RHEEM |  | XG40T06DV36U0 | Natural Gas | Storage | Medium Usage | 66 |  | 0.56 | 40 | 38 | 36 |  | 71 | No |  | Yes | TRUE | 900 | Gas Storage | MEDIUM DRAW | TRUE | Gas StorageMEDIUM DRAW | 2 | 40 | 36 | 7.5393 | 0.58454 | 0.56827 | 0.58 |  | 0.64 | N/A | N/A | [6 empty] | N | AHRI
9963145 |  | Active | BRADFORD WHITE |  | URG2D40S*N | Natural Gas | Storage | Medium Usage | 67 |  | 0.64 | 40 | 38 | 38 |  | 78 | No |  | Yes | TRUE | 950 | Gas Storage | MEDIUM DRAW | TRUE | Gas StorageMEDIUM DRAW | 2 | 40 | 38 | 5.5641 | 0.66469 | 0.64942 | 0.58 |  | 0.64 | N/A | N/A |  |  |  | Y |  |  | N | AHRI
9963146 |  | Active | BRADFORD WHITE |  | URG2D50S*N | Natural Gas | Storage | High Usage | 81 |  | 0.68 | 50 | 47 | 40 |  | 79 | No |  | Yes | TRUE | 800 | Gas Storage | HIGH DRAW | TRUE | Gas StorageHIGH DRAW | 2 | 50 | 40 | 6.3283 | 0.66083 | 0.69 | 0.63 |  | 0.68 | 0.78 | 0.78 |  |  |  | Y |  |  | N | AHRI
10333798 |  | Active | RICHMOND |  | 5V100F-76N | Natural Gas | Storage | High Usage | 142 |  | 0.58 | 98 | 93 | 75.1 |  | 78 | No |  | No | TRUE | 766.3265 | Residential-Duty Gas Storage | HIGH DRAW | TRUE | Residential-Duty Gas StorageHIGH DRAW | 4 | 100 | 75.1 | 13.2596 | 0.54279 | 0.58856 | 0.57 |  | 0.8 | N/A | N/A | [6 empty] | N | AHRI
10333800 |  | Active | RICHMOND |  | 6G75-76F | Natural Gas | Storage | High Usage | 100 |  | 0.61 | 75 | 73 | 75.1 |  | 76 | No |  | No | TRUE | 1001.3333 | Residential-Duty Gas Storage | HIGH DRAW | TRUE | Residential-Duty Gas StorageHIGH DRAW | 4 | 75 | 75.1 | 9.7133 | 0.58188 | 0.61899 | 0.59 |  | 0.8 | N/A | N/A | [6 empty] | N | AHRI
10333804 |  | Active | RHEEM |  | PRO+G75-75U RH | Natural Gas | Storage | High Usage | 120 |  | 0.68 | 75 | 73 | 75.1 |  | 79 | No |  | No | TRUE | 1001.3333 | Residential-Duty Gas Storage | HIGH DRAW | TRUE | Residential-Duty Gas StorageHIGH DRAW | 4 | 75 | 75.1 | 6.1389 | 0.66125 | 0.69 | 0.59 |  | 0.8 | N/A | N/A | [6 empty] | N | AHRI
10333805 |  | Active | RHEEM |  | PRO+G75-76N RH | Natural Gas | Storage | High Usage | 100 |  | 0.61 | 75 | 73 | 75.1 |  | 76 | No |  | No | TRUE | 1001.3333 | Residential-Duty Gas Storage | HIGH DRAW | TRUE | Residential-Duty Gas StorageHIGH DRAW | 4 | 75 | 75.1 | 9.7133 | 0.58188 | 0.61899 | 0.59 |  | 0.8 | N/A | N/A | [6 empty] | N | AHRI
10333806 |  | Active | RUUD |  | PRO+G75-76N RU | Natural Gas | Storage | High Usage | 100 |  | 0.61 | 75 | 73 | 75.1 |  | 76 | No |  | No | TRUE | 1001.3333 | Residential-Duty Gas Storage | HIGH DRAW | TRUE | Residential-Duty Gas StorageHIGH DRAW | 4 | 75 | 75.1 | 9.7133 | 0.58188 | 0.61899 | 0.59 |  | 0.8 | N/A | N/A | [6 empty] | N | AHRI
10333809 |  | Active | RHEEM |  | PRO+G98-75U RH | Natural Gas | Storage | High Usage | 120 |  | 0.65 | 98 | 93 | 75.1 |  | 77 | No |  | No | TRUE | 766.3265 | Residential-Duty Gas Storage | HIGH DRAW | TRUE | Residential-Duty Gas StorageHIGH DRAW | 4 | 100 | 75.1 | 7.1944 | 0.62858 | 0.65957 | 0.57 |  | 0.8 | N/A | N/A | [6 empty] | N | AHRI
10333810 |  | Active | RHEEM |  | PRO+G98-76N RH | Natural Gas | Storage | High Usage | 142 |  | 0.58 | 98 | 93 | 75.1 |  | 78 | No |  | No | TRUE | 766.3265 | Residential-Duty Gas Storage | HIGH DRAW | TRUE | Residential-Duty Gas StorageHIGH DRAW | 4 | 100 | 75.1 | 13.2596 | 0.54279 | 0.58856 | 0.57 |  | 0.8 | N/A | N/A | [6 empty] | N | AHRI
10333811 |  | Active | RUUD |  | PRO+G98-76N RU | Natural Gas | Storage | High Usage | 142 |  | 0.58 | 98 | 93 | 75.1 |  | 78 | No |  | No | TRUE | 766.3265 | Residential-Duty Gas Storage | HIGH DRAW | TRUE | Residential-Duty Gas StorageHIGH DRAW | 4 | 100 | 75.1 | 13.2596 | 0.54279 | 0.58856 | 0.57 |  | 0.8 | N/A | N/A | [6 empty] | N | AHRI
10333818 |  | Active | RHEEM |  | XG98T06ST76U0 | Natural Gas | Storage | High Usage | 142 |  | 0.58 | 98 | 93 | 75.1 |  | 78 | No |  | No | TRUE | 766.3265 | Residential-Duty Gas Storage | HIGH DRAW | TRUE | Residential-Duty Gas StorageHIGH DRAW | 4 | 100 | 75.1 | 13.2596 | 0.54279 | 0.58856 | 0.57 |  | 0.8 | N/A | N/A | [6 empty] | N | AHRI
10333821 |  | Active | RICHMOND |  | 6G75PV-76FW | Natural Gas | Storage | High Usage | 110 |  | 0.59 | 75 | 73 | 75.1 |  | 70 | No |  | No | TRUE | 1001.3333 | Residential-Duty Gas Storage | HIGH DRAW | TRUE | Residential-Duty Gas StorageHIGH DRAW | 4 | 75 | 75.1 | 8.0202 | 0.57029 | 0.5987 | 0.59 | Y | 0.8 | N/A | N/A | [6 empty] | N | AHRI
10333822 |  | Active | RHEEM/RUUD |  | G100-80N | Natural Gas | Storage | High Usage | 131 |  | 0.57 | 100 | 95 | 76 |  | 74 | No |  | No | TRUE | 760 | Residential-Duty Gas Storage | HIGH DRAW | TRUE | Residential-Duty Gas StorageHIGH DRAW | 4 | 100 | 76 | 12.1057 | 0.53802 | 0.57841 | 0.57 | Y | 0.8 | N/A | N/A | [6 empty] | N | AHRI
10333823 |  | Active | RHEEM/RUUD |  | GPV75-76FV | Natural Gas | Storage | High Usage | 110 |  | 0.59 | 75 | 73 | 75.1 |  | 66 | No |  | No | TRUE | 1001.3333 | Residential-Duty Gas Storage | HIGH DRAW | TRUE | Residential-Duty Gas StorageHIGH DRAW | 4 | 75 | 75.1 | 5.4258 | 0.58013 | 0.5987 | 0.59 | Y | 0.8 | N/A | N/A | [6 empty] | N | AHRI
10333824 |  | Active | RHEEM |  | PRO+G75-76N RH PV | Natural Gas | Storage | High Usage | 110 |  | 0.59 | 75 | 73 | 75.1 |  | 66 | No |  | No | TRUE | 1001.3333 | Residential-Duty Gas Storage | HIGH DRAW | TRUE | Residential-Duty Gas StorageHIGH DRAW | 4 | 75 | 75.1 | 5.4258 | 0.58013 | 0.5987 | 0.59 | Y | 0.8 | N/A | N/A | [6 empty] | N | AHRI
10333825 |  | Active | RUUD |  | PRO+G75-76N RU PV | Natural Gas | Storage | High Usage | 110 |  | 0.59 | 75 | 73 | 75.1 |  | 66 | No |  | No | TRUE | 1001.3333 | Residential-Duty Gas Storage | HIGH DRAW | TRUE | Residential-Duty Gas StorageHIGH DRAW | 4 | 75 | 75.1 | 5.4258 | 0.58013 | 0.5987 | 0.59 | Y | 0.8 | N/A | N/A | [6 empty] | N | AHRI
10333828 |  | Active | RHEEM/RUUD |  | TPV75-76FV | Natural Gas | Storage | High Usage | 110 |  | 0.59 | 75 | 73 | 75.1 |  | 66 | No |  | No | TRUE | 1001.3333 | Residential-Duty Gas Storage | HIGH DRAW | TRUE | Residential-Duty Gas StorageHIGH DRAW | 4 | 75 | 75.1 | 5.4258 | 0.58013 | 0.5987 | 0.59 | Y | 0.8 | N/A | N/A | [6 empty] | N | AHRI
10333829 |  | Active | RHEEM |  | XG75T06PV76U0 | Natural Gas | Storage | High Usage | 110 |  | 0.59 | 75 | 73 | 75.1 |  | 66 | No |  | No | TRUE | 1001.3333 | Residential-Duty Gas Storage | HIGH DRAW | TRUE | Residential-Duty Gas StorageHIGH DRAW | 4 | 75 | 75.1 | 5.4258 | 0.58013 | 0.5987 | 0.59 | Y | 0.8 | N/A | N/A | [6 empty] | N | AHRI
10340497 |  | Active | GIANT |  | UG75-76MEPV1-N2U(-US) | Natural Gas | Storage | High Usage | 138 |  | 0.68 | 75 | 71 | 76 |  | 79 | No |  | No | TRUE | 1013.3333 | Residential-Duty Gas Storage | HIGH DRAW | TRUE | Residential-Duty Gas StorageHIGH DRAW | 4 | 75 | 76 | 6.1364 | 0.66125 | 0.69 | 0.59 |  | 0.8 | N/A | N/A | [6 empty] | N | AHRI
10595513 |  | Active | ECOSENSE |  | 43V30-60RE6 * | Natural Gas | Storage | High Usage | 93 |  | 0.71 | 29 | 28 | 60 |  | 78 | No |  | Yes | TRUE | 2068.9655 | Gas Storage | HIGH DRAW | TRUE | Gas StorageHIGH DRAW | 2 | 30 | 60 | 3.8244 | 0.70193 | 0.72043 | 0.65 |  | 0.68 | 0.78 | 0.78 |  |  |  | Y |  |  | N | AHRI
10595514 |  | Active | ECOSENSE |  | 43V30-60RE12 * | Natural Gas | Storage | High Usage | 93 |  | 0.71 | 29 | 28 | 60 |  | 78 | No |  | Yes | TRUE | 2068.9655 | Gas Storage | HIGH DRAW | TRUE | Gas StorageHIGH DRAW | 2 | 30 | 60 | 3.8244 | 0.70193 | 0.72043 | 0.65 |  | 0.68 | 0.78 | 0.78 |  |  |  | Y |  |  | N | AHRI
10596858 |  | Active | RHEEM/RUUD |  | G75-75N-3 | Natural Gas | Storage | High Usage | 100 |  | 0.61 | 75 | 73 | 75.1 |  | 76 | No |  | No | TRUE | 1001.3333 | Residential-Duty Gas Storage | HIGH DRAW | TRUE | Residential-Duty Gas StorageHIGH DRAW | 4 | 75 | 75.1 | 9.7133 | 0.58188 | 0.61899 | 0.59 |  | 0.8 | N/A | N/A | [6 empty] | N | AHRI
10596860 |  | Active | RHEEM |  | XG75T06EN75U0 | Natural Gas | Storage | High Usage | 120 |  | 0.68 | 75 | 73 | 75.1 |  | 79 | No |  | No | TRUE | 1001.3333 | Residential-Duty Gas Storage | HIGH DRAW | TRUE | Residential-Duty Gas StorageHIGH DRAW | 4 | 75 | 75.1 | 6.1389 | 0.66125 | 0.69 | 0.59 |  | 0.8 | N/A | N/A | [6 empty] | N | AHRI
10596861 |  | Active | RHEEM/RUUD |  | G75UN | Natural Gas | Storage | High Usage | 120 |  | 0.68 | 75 | 73 | 75.1 |  | 79 | No |  | No | TRUE | 1001.3333 | Residential-Duty Gas Storage | HIGH DRAW | TRUE | Residential-Duty Gas StorageHIGH DRAW | 4 | 75 | 75.1 | 6.1389 | 0.66125 | 0.69 | 0.59 |  | 0.8 | N/A | N/A | [6 empty] | N | AHRI
10596862 |  | Active | RICHMOND |  | T75UN | Natural Gas | Storage | High Usage | 120 |  | 0.68 | 75 | 73 | 75.1 |  | 79 | No |  | No | TRUE | 1001.3333 | Residential-Duty Gas Storage | HIGH DRAW | TRUE | Residential-Duty Gas StorageHIGH DRAW | 4 | 75 | 75.1 | 6.1389 | 0.66125 | 0.69 | 0.59 |  | 0.8 | N/A | N/A | [6 empty] | N | AHRI
10596863 |  | Active | RUUD |  | PRO+G75-75U RU | Natural Gas | Storage | High Usage | 120 |  | 0.68 | 75 | 73 | 75.1 |  | 79 | No |  | No | TRUE | 1001.3333 | Residential-Duty Gas Storage | HIGH DRAW | TRUE | Residential-Duty Gas StorageHIGH DRAW | 4 | 75 | 75.1 | 6.1389 | 0.66125 | 0.69 | 0.59 |  | 0.8 | N/A | N/A | [6 empty] | N | AHRI
10597253 |  | Active | RICHMOND |  | T75-75N-3 | Natural Gas | Storage | High Usage | 100 |  | 0.61 | 75 | 73 | 75.1 |  | 76 | No |  | No | TRUE | 1001.3333 | Residential-Duty Gas Storage | HIGH DRAW | TRUE | Residential-Duty Gas StorageHIGH DRAW | 4 | 75 | 75.1 | 9.7133 | 0.58188 | 0.61899 | 0.59 |  | 0.8 | N/A | N/A | [6 empty] | N | AHRI
10597256 |  | Active | RHEEM/RUUD |  | G100UN | Natural Gas | Storage | High Usage | 120 |  | 0.65 | 98 | 93 | 75.1 |  | 77 | No |  | No | TRUE | 766.3265 | Residential-Duty Gas Storage | HIGH DRAW | TRUE | Residential-Duty Gas StorageHIGH DRAW | 4 | 100 | 75.1 | 7.1944 | 0.62858 | 0.65957 | 0.57 |  | 0.8 | N/A | N/A | [6 empty] | N | AHRI
10597257 |  | Active | RICHMOND |  | T100UN | Natural Gas | Storage | High Usage | 120 |  | 0.65 | 98 | 93 | 75.1 |  | 77 | No |  | No | TRUE | 766.3265 | Residential-Duty Gas Storage | HIGH DRAW | TRUE | Residential-Duty Gas StorageHIGH DRAW | 4 | 100 | 75.1 | 7.1944 | 0.62858 | 0.65957 | 0.57 |  | 0.8 | N/A | N/A | [6 empty] | N | AHRI
10597258 |  | Active | RHEEM |  | PRO+G75-75N RH PDV | Natural Gas | Storage | High Usage | 120 |  | 0.63 | 75 | 73 | 75.1 |  | 75 | No |  | No | TRUE | 1001.3333 | Residential-Duty Gas Storage | HIGH DRAW | TRUE | Residential-Duty Gas StorageHIGH DRAW | 4 | 75 | 75.1 | 7.6278 | 0.6084 | 0.63928 | 0.59 |  | 0.8 | N/A | N/A | [6 empty] | N | AHRI
10597260 |  | Active | RHEEM/RUUD |  | GPDV75-75 | Natural Gas | Storage | High Usage | 120 |  | 0.63 | 75 | 73 | 75.1 |  | 75 | No |  | No | TRUE | 1001.3333 | Residential-Duty Gas Storage | HIGH DRAW | TRUE | Residential-Duty Gas StorageHIGH DRAW | 4 | 75 | 75.1 | 7.6278 | 0.6084 | 0.63928 | 0.59 |  | 0.8 | N/A | N/A | [6 empty] | N | AHRI
10597262 |  | Active | RICHMOND |  | TPDV75-75 | Natural Gas | Storage | High Usage | 120 |  | 0.63 | 75 | 73 | 75.1 |  | 75 | No |  | No | TRUE | 1001.3333 | Residential-Duty Gas Storage | HIGH DRAW | TRUE | Residential-Duty Gas StorageHIGH DRAW | 4 | 75 | 75.1 | 7.6278 | 0.6084 | 0.63928 | 0.59 |  | 0.8 | N/A | N/A | [6 empty] | N | AHRI
10597264 |  | Active | RUUD |  | PRO+G75-75N RU PDV | Natural Gas | Storage | High Usage | 120 |  | 0.63 | 75 | 73 | 75.1 |  | 75 | No |  | No | TRUE | 1001.3333 | Residential-Duty Gas Storage | HIGH DRAW | TRUE | Residential-Duty Gas StorageHIGH DRAW | 4 | 75 | 75.1 | 7.6278 | 0.6084 | 0.63928 | 0.59 |  | 0.8 | N/A | N/A | [6 empty] | N | AHRI
10597265 |  | Active | RICHMOND |  | T100-80N | Natural Gas | Storage | High Usage | 131 |  | 0.57 | 100 | 95 | 76 |  | 74 | No |  | No | TRUE | 760 | Residential-Duty Gas Storage | HIGH DRAW | TRUE | Residential-Duty Gas StorageHIGH DRAW | 4 | 100 | 76 | 12.1057 | 0.53802 | 0.57841 | 0.57 | Y | 0.8 | N/A | N/A | [6 empty] | N | AHRI
10597327 |  | Active | RHEEM/RUUD |  | G100-80 | Natural Gas | Storage | High Usage | 128 |  | 0.57 | 100 | 96 | 80 |  | 74 | No |  | No | TRUE | 800 | Residential-Duty Gas Storage | HIGH DRAW | TRUE | Residential-Duty Gas StorageHIGH DRAW | 4 | 100 | 80 | 12.0839 | 0.53805 | 0.57841 | 0.57 | Y | 0.8 | N/A | N/A | [6 empty] | N | AHRI
10597328 |  | Active | RICHMOND |  | T100-80 | Natural Gas | Storage | High Usage | 128 |  | 0.57 | 100 | 96 | 80 |  | 74 | No |  | No | TRUE | 800 | Residential-Duty Gas Storage | HIGH DRAW | TRUE | Residential-Duty Gas StorageHIGH DRAW | 4 | 100 | 80 | 12.0839 | 0.53805 | 0.57841 | 0.57 | Y | 0.8 | N/A | N/A | [6 empty] | N | AHRI
10599339 |  | Active | RICHMOND |  | 6G40S-38F3 | Natural Gas | Storage | Medium Usage | 65 |  | 0.58 | 40 | 39 | 38 |  | 77 | No |  | Yes | TRUE | 950 | Gas Storage | MEDIUM DRAW | TRUE | Gas StorageMEDIUM DRAW | 2 | 40 | 38 | 8.4456 | 0.60825 | 0.58856 | 0.58 | Y | 0.64 | N/A | N/A | [6 empty] | N | AHRI
10609350 |  | Active | RHEEM |  | XG50T06HE40U0 * | Natural Gas | Storage | High Usage | 75 |  | 0.64 | 50 | 48 | 40 |  | 78 | No |  | Yes | TRUE | 800 | Gas Storage | HIGH DRAW | TRUE | Gas StorageHIGH DRAW | 2 | 50 | 40 | 8.6746 | 0.61359 | 0.64942 | 0.63 | Y | 0.68 | 0.78 | 0.78 | [6 empty] | N | AHRI
200094312 | 8105460 | Active | BRADFORD WHITE |  | RG230T*N | Natural Gas | Storage | Medium Usage | 60 |  | 0.6 | 30 | 29 | 32 |  | 79 | No |  | Yes | TRUE | 1066.6667 | Gas Storage | MEDIUM DRAW | TRUE | Gas StorageMEDIUM DRAW | 2 | 30 | 32 | 8.0152 | 0.62898 | 0.60885 | 0.6 | Y | 0.64 | N/A | N/A | [6 empty] | N | AHRI
200094316 | 8105472 | Active | BRADFORD WHITE |  | URG230T*N | Natural Gas | Storage | Medium Usage | 60 |  | 0.6 | 30 | 29 | 32 |  | 79 | No |  | Yes | TRUE | 1066.6667 | Gas Storage | MEDIUM DRAW | TRUE | Gas StorageMEDIUM DRAW | 2 | 30 | 32 | 8.0152 | 0.62898 | 0.60885 | 0.6 | Y | 0.64 | N/A | N/A | [6 empty] | N | AHRI
200094324 | 8105591 | Active | BRADFORD WHITE |  | RG240S*N | Natural Gas | Storage | Medium Usage | 69 |  | 0.58 | 40 | 38 | 40 |  | 77 | No |  | Yes | TRUE | 1000 | Gas Storage | MEDIUM DRAW | TRUE | Gas StorageMEDIUM DRAW | 2 | 40 | 40 | 8.4263 | 0.60814 | 0.58856 | 0.58 | Y | 0.64 | N/A | N/A | [6 empty] | N | AHRI
200094328 | 8105625 | Active | BRADFORD WHITE |  | URG240S*N | Natural Gas | Storage | Medium Usage | 69 |  | 0.58 | 40 | 38 | 40 |  | 77 | No |  | Yes | TRUE | 1000 | Gas Storage | MEDIUM DRAW | TRUE | Gas StorageMEDIUM DRAW | 2 | 40 | 40 | 8.4263 | 0.60814 | 0.58856 | 0.58 | Y | 0.64 | N/A | N/A | [6 empty] | N | AHRI
200094336 | 8105650 | Active | BRADFORD WHITE |  | RG240T*N | Natural Gas | Storage | High Usage | 75 |  | 0.64 | 40 | 38 | 40 |  | 77 | No |  | Yes | TRUE | 1000 | Gas Storage | HIGH DRAW | TRUE | Gas StorageHIGH DRAW | 2 | 40 | 40 | 8.1667 | 0.61577 | 0.64942 | 0.64 | Y | 0.68 | 0.78 | 0.78 | [6 empty] | N | AHRI
200094340 | 8105668 | Active | BRADFORD WHITE |  | URG240T*N | Natural Gas | Storage | High Usage | 75 |  | 0.64 | 40 | 38 | 40 |  | 77 | No |  | Yes | TRUE | 1000 | Gas Storage | HIGH DRAW | TRUE | Gas StorageHIGH DRAW | 2 | 40 | 40 | 8.1667 | 0.61577 | 0.64942 | 0.64 | Y | 0.68 | 0.78 | 0.78 | [6 empty] | N | AHRI
200094348 | 8105714 | Active | BRADFORD WHITE |  | RG250T*N | Natural Gas | Storage | High Usage | 81 |  | 0.63 | 50 | 48 | 40 |  | 80 | No |  | Yes | TRUE | 800 | Gas Storage | HIGH DRAW | TRUE | Gas StorageHIGH DRAW | 2 | 50 | 40 | 10.4157 | 0.59745 | 0.63928 | 0.63 | Y | 0.68 | 0.78 | 0.78 | [6 empty] | N | AHRI
200094352 | 8105730 | Active | BRADFORD WHITE |  | URG250T*N | Natural Gas | Storage | High Usage | 81 |  | 0.63 | 50 | 48 | 40 |  | 80 | No |  | Yes | TRUE | 800 | Gas Storage | HIGH DRAW | TRUE | Gas StorageHIGH DRAW | 2 | 50 | 40 | 10.4157 | 0.59745 | 0.63928 | 0.63 | Y | 0.68 | 0.78 | 0.78 | [6 empty] | N | AHRI
200094360 | 8105797 | Active | BRADFORD WHITE |  | RG230S*N | Natural Gas | Storage | Low Usage | 49 |  | 0.54 | 30 | 29 | 30 |  | 78 | No |  | Yes | TRUE | 1000 | Gas Storage | LOW DRAW | TRUE | Gas StorageLOW DRAW | 2 | 30 | 30 | 7.7668 | 0.62553 | 0.54798 | 0.54 | Y | N/A | N/A | N/A | [6 empty] | N | AHRI
200094364 | 8105818 | Active | BRADFORD WHITE |  | RG250S*N | Natural Gas | Storage | High Usage | 75 |  | 0.63 | 50 | 47 | 50 |  | 78 | No |  | Yes | TRUE | 1000 | Gas Storage | HIGH DRAW | TRUE | Gas StorageHIGH DRAW | 2 | 50 | 50 | 9.3171 | 0.60166 | 0.63928 | 0.63 | Y | 0.68 | 0.78 | 0.78 | [6 empty] | N | AHRI
200094368 | 8105838 | Active | BRADFORD WHITE |  | URG250S*N | Natural Gas | Storage | High Usage | 75 |  | 0.63 | 50 | 47 | 50 |  | 78 | No |  | Yes | TRUE | 1000 | Gas Storage | HIGH DRAW | TRUE | Gas StorageHIGH DRAW | 2 | 50 | 50 | 9.3171 | 0.60166 | 0.63928 | 0.63 | Y | 0.68 | 0.78 | 0.78 | [6 empty] | N | AHRI
200094370 | 8105872 | Active | BRADFORD WHITE |  | RG250L*N | Natural Gas | Storage | High Usage | 77 |  | 0.63 | 48 | 47 | 40 |  | 76 | No |  | Yes | TRUE | 833.3333 | Gas Storage | HIGH DRAW | TRUE | Gas StorageHIGH DRAW | 2 | 50 | 40 | 8.413 | 0.60569 | 0.63928 | 0.63 | Y | 0.68 | 0.78 | 0.78 | [6 empty] | N | AHRI
200094374 | 8105875 | Active | BRADFORD WHITE |  | URG250L*N | Natural Gas | Storage | High Usage | 77 |  | 0.63 | 48 | 47 | 40 |  | 76 | No |  | Yes | TRUE | 833.3333 | Gas Storage | HIGH DRAW | TRUE | Gas StorageHIGH DRAW | 2 | 50 | 40 | 8.413 | 0.60569 | 0.63928 | 0.63 | Y | 0.68 | 0.78 | 0.78 | [6 empty] | N | AHRI
200094376 | 8105878 | Active | BRADFORD WHITE |  | RG250H*N | Natural Gas | Storage | High Usage | 106 |  | 0.63 | 48 | 46 | 65 |  | 81 | No |  | Yes | TRUE | 1354.1667 | Gas Storage | HIGH DRAW | TRUE | Gas StorageHIGH DRAW | 2 | 50 | 65 | 10.6209 | 0.59603 | 0.63928 | 0.63 | Y | 0.68 | 0.78 | 0.78 | [6 empty] | N | AHRI
200094380 | 8105885 | Active | BRADFORD WHITE |  | LG250H65*N | Natural Gas | Storage | High Usage | 106 |  | 0.63 | 48 | 46 | 65 |  | 81 | No |  | Yes | TRUE | 1354.1667 | Gas Storage | HIGH DRAW | TRUE | Gas StorageHIGH DRAW | 2 | 50 | 65 | 10.6209 | 0.59603 | 0.63928 | 0.63 | Y | 0.68 | 0.78 | 0.78 | [6 empty] | N | AHRI
200094384 | 8105890 | Active | BRADFORD WHITE |  | URG250H*N | Natural Gas | Storage | High Usage | 110 |  | 0.64 | 48 | 46 | 55 |  | 82 | No |  | Yes | TRUE | 1145.8333 | Gas Storage | HIGH DRAW | TRUE | Gas StorageHIGH DRAW | 2 | 50 | 55 | 10.3946 | 0.6059 | 0.64942 | 0.63 | Y | 0.68 | 0.78 | 0.78 | [6 empty] | N | AHRI
200094386 | 8105892 | Active | BRADFORD WHITE |  | ULG250H55*N | Natural Gas | Storage | High Usage | 110 |  | 0.64 | 48 | 46 | 55 |  | 82 | No |  | Yes | TRUE | 1145.8333 | Gas Storage | HIGH DRAW | TRUE | Gas StorageHIGH DRAW | 2 | 50 | 55 | 10.3946 | 0.6059 | 0.64942 | 0.63 | Y | 0.68 | 0.78 | 0.78 | [6 empty] | N | AHRI
200094388 | 8105898 | Active | BRADFORD WHITE |  | RG2D40S*N | Natural Gas | Storage | Medium Usage | 62 |  | 0.64 | 40 | 38 | 38 |  | 78 | No |  | Yes | TRUE | 950 | Gas Storage | MEDIUM DRAW | TRUE | Gas StorageMEDIUM DRAW | 2 | 40 | 38 | 5.5641 | 0.66469 | 0.64942 | 0.58 |  | 0.64 | N/A | N/A |  |  |  | Y |  |  | N | AHRI
200094392 | 8105902 | Active | BRADFORD WHITE |  | RG2D50S*N | Natural Gas | Storage | High Usage | 81 |  | 0.68 | 50 | 47 | 40 |  | 79 | No |  | Yes | TRUE | 800 | Gas Storage | HIGH DRAW | TRUE | Gas StorageHIGH DRAW | 2 | 50 | 40 | 6.3283 | 0.66083 | 0.69 | 0.63 |  | 0.68 | 0.78 | 0.78 |  |  |  | Y |  |  | N | AHRI
200094396 | 8106204 | Active | BRADFORD WHITE |  | RG2F40S*N | Natural Gas | Storage | High Usage | 75 |  | 0.7 | 40 | 38 | 38 |  | 80 | No |  | Yes | TRUE | 950 | Gas Storage | HIGH DRAW | TRUE | Gas StorageHIGH DRAW | 2 | 40 | 38 | 5.5332 | 0.68353 | 0.71029 | 0.64 |  | 0.68 | 0.78 | 0.78 |  |  |  | Y |  |  | N | AHRI
200094400 | 8106207 | Active | BRADFORD WHITE |  | RG2F50S*N | Natural Gas | Storage | High Usage | 76 |  | 0.68 | 50 | 48 | 38 |  | 79 | No |  | Yes | TRUE | 760 | Gas Storage | HIGH DRAW | TRUE | Gas StorageHIGH DRAW | 2 | 50 | 38 | 6.3503 | 0.66078 | 0.69 | 0.63 |  | 0.68 | 0.78 | 0.78 |  |  |  | Y |  |  | N | AHRI
200094404 | 8106211 | Active | BRADFORD WHITE |  | RG1PV40S*N | Natural Gas | Storage | Medium Usage | 62 |  | 0.61 | 40 | 38 | 40 |  | 76 | No |  | Yes | TRUE | 1000 | Gas Storage | MEDIUM DRAW | TRUE | Gas StorageMEDIUM DRAW | 2 | 40 | 40 | 6.4121 | 0.63512 | 0.61899 | 0.58 |  | 0.64 | N/A | N/A | [6 empty] | N | AHRI
200094408 | 8106217 | Active | BRADFORD WHITE |  | URG1PV40S*N | Natural Gas | Storage | Medium Usage | 62 |  | 0.61 | 40 | 38 | 40 |  | 76 | No |  | Yes | TRUE | 1000 | Gas Storage | MEDIUM DRAW | TRUE | Gas StorageMEDIUM DRAW | 2 | 40 | 40 | 6.4121 | 0.63512 | 0.61899 | 0.58 |  | 0.64 | N/A | N/A | [6 empty] | N | AHRI
200094410 | 8106221 | Active | BRADFORD WHITE |  | RG1PV50S*N | Natural Gas | Storage | High Usage | 77 |  | 0.63 | 50 | 48 | 40 |  | 80 | No |  | Yes | TRUE | 800 | Gas Storage | HIGH DRAW | TRUE | Gas StorageHIGH DRAW | 2 | 50 | 40 | 10.4157 | 0.59745 | 0.63928 | 0.63 | Y | 0.68 | 0.78 | 0.78 | [6 empty] | N | AHRI
200094414 | 8106225 | Active | BRADFORD WHITE |  | URG1PV50S*N | Natural Gas | Storage | High Usage | 77 |  | 0.63 | 50 | 48 | 40 |  | 80 | No |  | Yes | TRUE | 800 | Gas Storage | HIGH DRAW | TRUE | Gas StorageHIGH DRAW | 2 | 50 | 40 | 10.4157 | 0.59745 | 0.63928 | 0.63 | Y | 0.68 | 0.78 | 0.78 | [6 empty] | N | AHRI
200094416 | 8106227 | Active | BRADFORD WHITE |  | RG2PV40T*N | Natural Gas | Storage | High Usage | 75 |  | 0.68 | 40 | 38 | 40 |  | 79 | No |  | Yes | TRUE | 1000 | Gas Storage | HIGH DRAW | TRUE | Gas StorageHIGH DRAW | 2 | 40 | 40 | 6.3283 | 0.66083 | 0.69 | 0.64 |  | 0.68 | 0.78 | 0.78 |  |  |  | Y |  |  | N | AHRI
200094420 | 8106229 | Active | BRADFORD WHITE |  | URG2PV40T*N | Natural Gas | Storage | High Usage | 75 |  | 0.68 | 40 | 38 | 40 |  | 79 | No |  | Yes | TRUE | 1000 | Gas Storage | HIGH DRAW | TRUE | Gas StorageHIGH DRAW | 2 | 40 | 40 | 6.3283 | 0.66083 | 0.69 | 0.64 |  | 0.68 | 0.78 | 0.78 |  |  |  | Y |  |  | N | AHRI
200094422 | 8106230 | Active | BRADFORD WHITE |  | RG2PV50T*N | Natural Gas | Storage | Medium Usage | 71 |  | 0.67 | 50 | 48 | 40 |  | 79 | No |  | Yes | TRUE | 800 | Gas Storage | MEDIUM DRAW | TRUE | Gas StorageMEDIUM DRAW | 2 | 50 | 40 | 4.4854 | 0.69303 | 0.67985 | 0.56 |  | 0.64 | N/A | N/A |  |  |  | Y |  |  | N | AHRI
200094426 | 8106232 | Active | BRADFORD WHITE |  | URG2PV50T*N | Natural Gas | Storage | Medium Usage | 71 |  | 0.67 | 50 | 48 | 40 |  | 79 | No |  | Yes | TRUE | 800 | Gas Storage | MEDIUM DRAW | TRUE | Gas StorageMEDIUM DRAW | 2 | 50 | 40 | 4.4854 | 0.69303 | 0.67985 | 0.56 |  | 0.64 | N/A | N/A |  |  |  | Y |  |  | N | AHRI
200094428 | 8106335 | Active | BRADFORD WHITE |  | RG2PV50H*N | Natural Gas | Storage | High Usage | 116 |  | 0.68 | 48 | 46 | 65 |  | 81 | No |  | Yes | TRUE | 1354.1667 | Gas Storage | HIGH DRAW | TRUE | Gas StorageHIGH DRAW | 2 | 50 | 65 | 7.1066 | 0.65652 | 0.69 | 0.63 |  | 0.68 | 0.78 | 0.78 |  |  |  | Y |  |  | N | AHRI
200094432 | 8106337 | Active | BRADFORD WHITE |  | LG2PV50H65*N | Natural Gas | Storage | High Usage | 116 |  | 0.68 | 48 | 46 | 65 |  | 81 | No |  | Yes | TRUE | 1354.1667 | Gas Storage | HIGH DRAW | TRUE | Gas StorageHIGH DRAW | 2 | 50 | 65 | 7.1066 | 0.65652 | 0.69 | 0.63 |  | 0.68 | 0.78 | 0.78 |  |  |  | Y |  |  | N | AHRI
200094436 | 8106339 | Active | BRADFORD WHITE |  | URG2PV50H*N | Natural Gas | Storage | High Usage | 107 |  | 0.68 | 48 | 46 | 56 |  | 79 | No |  | Yes | TRUE | 1166.6667 | Gas Storage | HIGH DRAW | TRUE | Gas StorageHIGH DRAW | 2 | 50 | 56 | 6.2111 | 0.66109 | 0.69 | 0.63 |  | 0.68 | 0.78 | 0.78 |  |  |  | Y |  |  | N | AHRI
200094438 | 8106340 | Active | BRADFORD WHITE |  | ULG2PV50H56*N | Natural Gas | Storage | High Usage | 107 |  | 0.68 | 48 | 46 | 56 |  | 79 | No |  | Yes | TRUE | 1166.6667 | Gas Storage | HIGH DRAW | TRUE | Gas StorageHIGH DRAW | 2 | 50 | 56 | 6.2111 | 0.66109 | 0.69 | 0.63 |  | 0.68 | 0.78 | 0.78 |  |  |  | Y |  |  | N | AHRI
200094440 | 8106342 | Active | BRADFORD WHITE |  | RG2PDV40S*N | Natural Gas | Storage | High Usage | 75 |  | 0.7 | 40 | 38 | 40 |  | 78 | No |  | Yes | TRUE | 1000 | Gas Storage | HIGH DRAW | TRUE | Gas StorageHIGH DRAW | 2 | 40 | 40 | 4.532 | 0.68881 | 0.71029 | 0.64 |  | 0.68 | 0.78 | 0.78 |  |  |  | Y |  |  | N | AHRI
200094444 | 8106344 | Active | BRADFORD WHITE |  | URG2PDV40S*N | Natural Gas | Storage | High Usage | 75 |  | 0.7 | 40 | 38 | 40 |  | 78 | No |  | Yes | TRUE | 1000 | Gas Storage | HIGH DRAW | TRUE | Gas StorageHIGH DRAW | 2 | 40 | 40 | 4.532 | 0.68881 | 0.71029 | 0.64 |  | 0.68 | 0.78 | 0.78 |  |  |  | Y |  |  | N | AHRI
200094446 | 8106345 | Active | BRADFORD WHITE |  | RG2PDV50S*N | Natural Gas | Storage | High Usage | 80 |  | 0.68 | 50 | 48 | 40 |  | 79 | No |  | Yes | TRUE | 800 | Gas Storage | HIGH DRAW | TRUE | Gas StorageHIGH DRAW | 2 | 50 | 40 | 6.3283 | 0.66083 | 0.69 | 0.63 |  | 0.68 | 0.78 | 0.78 |  |  |  | Y |  |  | N | AHRI
200094450 | 8106347 | Active | BRADFORD WHITE |  | URG2PDV50S*N | Natural Gas | Storage | High Usage | 80 |  | 0.68 | 50 | 48 | 40 |  | 79 | No |  | Yes | TRUE | 800 | Gas Storage | HIGH DRAW | TRUE | Gas StorageHIGH DRAW | 2 | 50 | 40 | 6.3283 | 0.66083 | 0.69 | 0.63 |  | 0.68 | 0.78 | 0.78 |  |  |  | Y |  |  | N | AHRI
200094452 | 8106348 | Active | BRADFORD WHITE |  | RG2PDV50H*N | Natural Gas | Storage | High Usage | 103 |  | 0.68 | 48 | 46 | 60 |  | 77 | No |  | Yes | TRUE | 1250 | Gas Storage | HIGH DRAW | TRUE | Gas StorageHIGH DRAW | 2 | 50 | 60 | 5.2036 | 0.66611 | 0.69 | 0.63 |  | 0.68 | 0.78 | 0.78 |  |  |  | Y |  |  | N | AHRI
200094456 | 8106353 | Active | BRADFORD WHITE |  | LG2PDV50H60*N | Natural Gas | Storage | High Usage | 103 |  | 0.68 | 48 | 46 | 60 |  | 77 | No |  | Yes | TRUE | 1250 | Gas Storage | HIGH DRAW | TRUE | Gas StorageHIGH DRAW | 2 | 50 | 60 | 5.2036 | 0.66611 | 0.69 | 0.63 |  | 0.68 | 0.78 | 0.78 |  |  |  | Y |  |  | N | AHRI
200094460 | 8106398 | Active | BRADFORD WHITE |  | URG2PDV50H*N | Natural Gas | Storage | High Usage | 82 |  | 0.68 | 48 | 46 | 50 |  | 76 | No |  | Yes | TRUE | 1041.6667 | Gas Storage | HIGH DRAW | TRUE | Gas StorageHIGH DRAW | 2 | 50 | 50 | 4.7315 | 0.66864 | 0.69 | 0.63 |  | 0.68 | 0.78 | 0.78 |  |  |  | Y |  |  | N | AHRI
200094462 | 8106426 | Active | BRADFORD WHITE |  | ULG2PDV50H50*N | Natural Gas | Storage | High Usage | 82 |  | 0.68 | 48 | 46 | 50 |  | 76 | No |  | Yes | TRUE | 1041.6667 | Gas Storage | HIGH DRAW | TRUE | Gas StorageHIGH DRAW | 2 | 50 | 50 | 4.7315 | 0.66864 | 0.69 | 0.63 |  | 0.68 | 0.78 | 0.78 |  |  |  | Y |  |  | N | AHRI
200094464 | 8106844 | Active | BRADFORD WHITE |  | RG2DV40S*N-*** | Natural Gas | Storage | Medium Usage | 62 |  | 0.6 | 40 | 38 | 38 |  | 75 | No |  | Yes | TRUE | 950 | Gas Storage | MEDIUM DRAW | TRUE | Gas StorageMEDIUM DRAW | 2 | 40 | 38 | 6.6253 | 0.62505 | 0.60885 | 0.58 |  | 0.64 | N/A | N/A | [6 empty] | N | AHRI
200094468 | 8106922 | Active | BRADFORD WHITE |  | URG2DV40S*N-*** | Natural Gas | Storage | Medium Usage | 62 |  | 0.6 | 40 | 38 | 38 |  | 75 | No |  | Yes | TRUE | 950 | Gas Storage | MEDIUM DRAW | TRUE | Gas StorageMEDIUM DRAW | 2 | 40 | 38 | 6.6253 | 0.62505 | 0.60885 | 0.58 |  | 0.64 | N/A | N/A | [6 empty] | N | AHRI
200094470 | 8106986 | Active | BRADFORD WHITE |  | RG2DV50S*N-*** | Natural Gas | Storage | High Usage | 77 |  | 0.64 | 50 | 47 | 42 |  | 75 | No |  | Yes | TRUE | 840 | Gas Storage | HIGH DRAW | TRUE | Gas StorageHIGH DRAW | 2 | 50 | 42 | 7.0839 | 0.62041 | 0.64942 | 0.63 | Y | 0.68 | 0.78 | 0.78 | [6 empty] | N | AHRI
200094474 | 8107024 | Active | BRADFORD WHITE |  | URG2DV50S*N-*** | Natural Gas | Storage | High Usage | 78 |  | 0.63 | 50 | 47 | 38 |  | 81 | No |  | Yes | TRUE | 760 | Gas Storage | HIGH DRAW | TRUE | Gas StorageHIGH DRAW | 2 | 50 | 38 | 10.9204 | 0.59548 | 0.63928 | 0.63 | Y | 0.68 | 0.78 | 0.78 | [6 empty] | N | AHRI
200094476 | 8107034 | Active | BRADFORD WHITE |  | RG2DV50H*N-*** | Natural Gas | Storage | High Usage | 96 |  | 0.64 | 48 | 46 | 50 |  | 78 | No |  | Yes | TRUE | 1041.6667 | Gas Storage | HIGH DRAW | TRUE | Gas StorageHIGH DRAW | 2 | 50 | 50 | 8.56 | 0.61381 | 0.64942 | 0.63 | Y | 0.68 | 0.78 | 0.78 | [6 empty] | N | AHRI
200094480 | 8107083 | Active | BRADFORD WHITE |  | LG2DV50H50*N | Natural Gas | Storage | High Usage | 96 |  | 0.64 | 48 | 46 | 50 |  | 78 | No |  | Yes | TRUE | 1041.6667 | Gas Storage | HIGH DRAW | TRUE | Gas StorageHIGH DRAW | 2 | 50 | 50 | 8.56 | 0.61381 | 0.64942 | 0.63 | Y | 0.68 | 0.78 | 0.78 | [6 empty] | N | AHRI
200094484 | 8107126 | Active | BRADFORD WHITE |  | URG2DV50H*N-*** | Natural Gas | Storage | High Usage | 83 |  | 0.64 | 48 | 46 | 45 |  | 77 | No |  | Yes | TRUE | 937.5 | Gas Storage | HIGH DRAW | TRUE | Gas StorageHIGH DRAW | 2 | 50 | 45 | 8.1056 | 0.61589 | 0.64942 | 0.63 | Y | 0.68 | 0.78 | 0.78 | [6 empty] | N | AHRI
200094486 | 8107128 | Active | BRADFORD WHITE |  | ULG2DV50H45*N-*** | Natural Gas | Storage | High Usage | 83 |  | 0.64 | 48 | 46 | 45 |  | 77 | No |  | Yes | TRUE | 937.5 | Gas Storage | HIGH DRAW | TRUE | Gas StorageHIGH DRAW | 2 | 50 | 45 | 8.1056 | 0.61589 | 0.64942 | 0.63 | Y | 0.68 | 0.78 | 0.78 | [6 empty] | N | AHRI
200094488 | 8107571 | Active | BRADFORD WHITE |  | RG2MH30T*N | Natural Gas | Storage | Low Usage | 50 |  | 0.54 | 30 | 29 | 32 |  | 79 | No |  | Yes | TRUE | 1066.6667 | Gas Storage | LOW DRAW | TRUE | Gas StorageLOW DRAW | 2 | 30 | 32 | 7.9647 | 0.62781 | 0.54798 | 0.54 | Y | N/A | N/A | N/A | [6 empty] | N | AHRI
200094492 | 8107573 | Active | BRADFORD WHITE |  | RG2MH40T*N | Natural Gas | Storage | Medium Usage | 54 |  | 0.59 | 40 | 37 | 34 |  | 78 | No |  | Yes | TRUE | 850 | Gas Storage | MEDIUM DRAW | TRUE | Gas StorageMEDIUM DRAW | 2 | 40 | 34 | 8.235 | 0.61866 | 0.5987 | 0.58 | Y | 0.64 | N/A | N/A | [6 empty] | N | AHRI
200094496 | 8107575 | Active | BRADFORD WHITE |  | RG2DVMH30T*N | Natural Gas | Storage | Medium Usage | 56 |  | 0.6 | 30 | 29 | 30 |  | 76 | No |  | Yes | TRUE | 1000 | Gas Storage | MEDIUM DRAW | TRUE | Gas StorageMEDIUM DRAW | 2 | 30 | 30 | 7.057 | 0.62646 | 0.60885 | 0.6 | Y | 0.64 | N/A | N/A | [6 empty] | N | AHRI
200094500 | 8107577 | Active | BRADFORD WHITE |  | RG2DVMH40T*N | Natural Gas | Storage | Medium Usage | 51 |  | 0.58 | 40 | 38 | 30 |  | 78 | No |  | Yes | TRUE | 750 | Gas Storage | MEDIUM DRAW | TRUE | Gas StorageMEDIUM DRAW | 2 | 40 | 30 | 8.8779 | 0.60964 | 0.58856 | 0.58 | Y | 0.64 | N/A | N/A | [6 empty] | N | AHRI
200094507 | 8318766 | Active | BRADFORD WHITE |  | RG130T*N | Natural Gas | Storage | Low Usage | 46 |  | 0.54 | 30 | 29 | 27 |  | 78 | No |  | Yes | TRUE | 900 | Gas Storage | LOW DRAW | TRUE | Gas StorageLOW DRAW | 2 | 30 | 27 | 7.8009 | 0.62607 | 0.54798 | 0.54 | Y | N/A | N/A | N/A | [6 empty] | N | AHRI
200094511 | 8318768 | Active | BRADFORD WHITE |  | URG130T*N | Natural Gas | Storage | Low Usage | 46 |  | 0.54 | 30 | 29 | 27 |  | 78 | No |  | Yes | TRUE | 900 | Gas Storage | LOW DRAW | TRUE | Gas StorageLOW DRAW | 2 | 30 | 27 | 7.8009 | 0.62607 | 0.54798 | 0.54 | Y | N/A | N/A | N/A | [6 empty] | N | AHRI
200094513 | 8318769 | Active | BRADFORD WHITE |  | RG140T*N | Natural Gas | Storage | Medium Usage | 64 |  | 0.59 | 40 | 38 | 34 |  | 78 | No |  | Yes | TRUE | 850 | Gas Storage | MEDIUM DRAW | TRUE | Gas StorageMEDIUM DRAW | 2 | 40 | 34 | 8.235 | 0.61866 | 0.5987 | 0.58 | Y | 0.64 | N/A | N/A | [6 empty] | N | AHRI
200094515 | 8318770 | Active | BRADFORD WHITE |  | URG140T*N | Natural Gas | Storage | Medium Usage | 64 |  | 0.59 | 40 | 38 | 34 |  | 78 | No |  | Yes | TRUE | 850 | Gas Storage | MEDIUM DRAW | TRUE | Gas StorageMEDIUM DRAW | 2 | 40 | 34 | 8.235 | 0.61866 | 0.5987 | 0.58 | Y | 0.64 | N/A | N/A | [6 empty] | N | AHRI
200094519 | 8318772 | Active | BRADFORD WHITE |  | RG150T*N | Natural Gas | Storage | High Usage | 75 |  | 0.63 | 50 | 47 | 34 |  | 80 | No |  | Yes | TRUE | 680 | Gas Storage | HIGH DRAW | TRUE | Gas StorageHIGH DRAW | 2 | 50 | 34 | 10.5368 | 0.59722 | 0.63928 | 0.63 | Y | 0.68 | 0.78 | 0.78 | [6 empty] | N | AHRI
200094521 | 8318773 | Active | BRADFORD WHITE |  | URG150T*N | Natural Gas | Storage | High Usage | 75 |  | 0.63 | 50 | 47 | 34 |  | 80 | No |  | Yes | TRUE | 680 | Gas Storage | HIGH DRAW | TRUE | Gas StorageHIGH DRAW | 2 | 50 | 34 | 10.5368 | 0.59722 | 0.63928 | 0.63 | Y | 0.68 | 0.78 | 0.78 | [6 empty] | N | AHRI
200094540 | 9084785 | Active | BRADFORD WHITE |  | RG2PV40S*N | Natural Gas | Storage | Medium Usage | 70 |  | 0.67 | 40 | 38 | 40 |  | 77 | No |  | Yes | TRUE | 1000 | Gas Storage | MEDIUM DRAW | TRUE | Gas StorageMEDIUM DRAW | 2 | 40 | 40 | 3.8392 | 0.69091 | 0.67985 | 0.58 |  | 0.64 | N/A | N/A |  |  |  | Y |  |  | N | AHRI
200094542 | 9084786 | Active | BRADFORD WHITE |  | RG2PV50S*N | Natural Gas | Storage | High Usage | 75 |  | 0.7 | 50 | 48 | 40 |  | 78 | No |  | Yes | TRUE | 800 | Gas Storage | HIGH DRAW | TRUE | Gas StorageHIGH DRAW | 2 | 50 | 40 | 4.532 | 0.68881 | 0.71029 | 0.63 |  | 0.68 | 0.78 | 0.78 |  |  |  | Y |  |  | N | AHRI
200094552 | 10340591 | Active | BRADFORD WHITE |  | RG2PV75H*N | Natural Gas | Storage | High Usage | 121 |  | 0.69 | 75 | 72 | 76 |  | 82 | No |  | No | TRUE | 1013.3333 | Residential-Duty Gas Storage | HIGH DRAW | TRUE | Residential-Duty Gas StorageHIGH DRAW | 4 | 75 | 76 | 6.877 | 0.66669 | 0.70014 | 0.59 |  | 0.8 | N/A | N/A | [6 empty] | N | AHRI
200094556 | 10341502 | Active | BRADFORD WHITE |  | URG2PV75H*N | Natural Gas | Storage | High Usage | 121 |  | 0.69 | 75 | 72 | 76 |  | 82 | No |  | No | TRUE | 1013.3333 | Residential-Duty Gas Storage | HIGH DRAW | TRUE | Residential-Duty Gas StorageHIGH DRAW | 4 | 75 | 76 | 6.877 | 0.66669 | 0.70014 | 0.59 |  | 0.8 | N/A | N/A | [6 empty] | N | AHRI
200094558 | 10344618 | Active | BRADFORD WHITE |  | RC2PV50H*N | Natural Gas | Storage | High Usage | 120 |  | 0.8 | 50 | 48 | 76 |  | 89 | No |  | No | TRUE | 1520 | Residential-Duty Gas Storage | HIGH DRAW | TRUE | Residential-Duty Gas StorageHIGH DRAW | 4 | 50 | 76 | 3.7738 | 0.78797 | 0.81173 | 0.61 |  | 0.8 | N/A | N/A |  |  |  | Y |  |  | N | AHRI
200094562 | 10344647 | Active | BRADFORD WHITE |  | LC2PV50H76*N | Natural Gas | Storage | High Usage | 120 |  | 0.8 | 50 | 48 | 76 |  | 89 | No |  | No | TRUE | 1520 | Residential-Duty Gas Storage | HIGH DRAW | TRUE | Residential-Duty Gas StorageHIGH DRAW | 4 | 50 | 76 | 3.7738 | 0.78797 | 0.81173 | 0.61 |  | 0.8 | N/A | N/A |  |  |  | Y |  |  | N | AHRI
200094574 | 10446976 | Active | BRADFORD WHITE |  | RG275H*N | Natural Gas | Storage | High Usage | 135 |  | 0.59 | 75 | 72 | 76 |  | 77 | No |  | No | TRUE | 1013.3333 | Residential-Duty Gas Storage | HIGH DRAW | TRUE | Residential-Duty Gas StorageHIGH DRAW | 4 | 75 | 76 | 11.8841 | 0.55619 | 0.5987 | 0.59 | Y | 0.8 | N/A | N/A | [6 empty] | N | AHRI
200094578 | 10446978 | Active | BRADFORD WHITE |  | LG275H76*N | Natural Gas | Storage | High Usage | 135 |  | 0.59 | 75 | 72 | 76 |  | 77 | No |  | No | TRUE | 1013.3333 | Residential-Duty Gas Storage | HIGH DRAW | TRUE | Residential-Duty Gas StorageHIGH DRAW | 4 | 75 | 76 | 11.8841 | 0.55619 | 0.5987 | 0.59 | Y | 0.8 | N/A | N/A | [6 empty] | N | AHRI
200094582 | 10446980 | Active | BRADFORD WHITE |  | RG2100H*N | Natural Gas | Storage | High Usage | 157 |  | 0.57 | 100 | 95 | 80 |  | 79 | No |  | No | TRUE | 800 | Residential-Duty Gas Storage | HIGH DRAW | TRUE | Residential-Duty Gas StorageHIGH DRAW | 4 | 100 | 80 | 14.6166 | 0.52973 | 0.57841 | 0.57 | Y | 0.8 | N/A | N/A | [6 empty] | N | AHRI
200094590 | 10446984 | Active | BRADFORD WHITE |  | LG2PV75H76*N | Natural Gas | Storage | High Usage | 121 |  | 0.69 | 75 | 72 | 76 |  | 82 | No |  | No | TRUE | 1013.3333 | Residential-Duty Gas Storage | HIGH DRAW | TRUE | Residential-Duty Gas StorageHIGH DRAW | 4 | 75 | 76 | 6.877 | 0.66669 | 0.70014 | 0.59 |  | 0.8 | N/A | N/A | [6 empty] | N | AHRI
200094594 | 10446986 | Active | BRADFORD WHITE |  | RG1PV55H*N | Natural Gas | Storage | High Usage | 125 |  | 0.68 | 55 | 55 | 78 |  | 80 | No |  | No | TRUE | 1418.1818 | Residential-Duty Gas Storage | HIGH DRAW | TRUE | Residential-Duty Gas StorageHIGH DRAW | 4 | 55 | 78 | 6.6022 | 0.6589 | 0.69 | 0.61 |  | 0.8 | N/A | N/A | [6 empty] | N | AHRI
200094598 | 10446988 | Active | BRADFORD WHITE |  | LG1PV55H78*N | Natural Gas | Storage | High Usage | 125 |  | 0.68 | 55 | 55 | 78 |  | 80 | No |  | No | TRUE | 1418.1818 | Residential-Duty Gas Storage | HIGH DRAW | TRUE | Residential-Duty Gas StorageHIGH DRAW | 4 | 55 | 78 | 6.6022 | 0.6589 | 0.69 | 0.61 |  | 0.8 | N/A | N/A | [6 empty] | N | AHRI
200094602 | 10446990 | Active | BRADFORD WHITE |  | RG2PDV75H*N | Natural Gas | Storage | High Usage | 134 |  | 0.69 | 75 | 72 | 80 |  | 83 | No |  | No | TRUE | 1066.6667 | Residential-Duty Gas Storage | HIGH DRAW | TRUE | Residential-Duty Gas StorageHIGH DRAW | 4 | 75 | 80 | 7.3023 | 0.66449 | 0.70014 | 0.59 |  | 0.8 | N/A | N/A | [6 empty] | N | AHRI
200094606 | 10446992 | Active | BRADFORD WHITE |  | LG2PDV75H80*N | Natural Gas | Storage | High Usage | 134 |  | 0.69 | 75 | 72 | 80 |  | 83 | No |  | No | TRUE | 1066.6667 | Residential-Duty Gas Storage | HIGH DRAW | TRUE | Residential-Duty Gas StorageHIGH DRAW | 4 | 75 | 80 | 7.3023 | 0.66449 | 0.70014 | 0.59 |  | 0.8 | N/A | N/A | [6 empty] | N | AHRI
200094610 | 10446994 | Active | BRADFORD WHITE |  | URG275H*N | Natural Gas | Storage | High Usage | 135 |  | 0.59 | 75 | 72 | 76 |  | 77 | No |  | No | TRUE | 1013.3333 | Residential-Duty Gas Storage | HIGH DRAW | TRUE | Residential-Duty Gas StorageHIGH DRAW | 4 | 75 | 76 | 11.8841 | 0.55619 | 0.5987 | 0.59 | Y | 0.8 | N/A | N/A | [6 empty] | N | AHRI
200094612 | 10446995 | Active | BRADFORD WHITE |  | ULG275H76*N | Natural Gas | Storage | High Usage | 135 |  | 0.59 | 75 | 72 | 76 |  | 77 | No |  | No | TRUE | 1013.3333 | Residential-Duty Gas Storage | HIGH DRAW | TRUE | Residential-Duty Gas StorageHIGH DRAW | 4 | 75 | 76 | 11.8841 | 0.55619 | 0.5987 | 0.59 | Y | 0.8 | N/A | N/A | [6 empty] | N | AHRI
200094618 | 10446998 | Active | BRADFORD WHITE |  | ULG2PV75H76*N | Natural Gas | Storage | High Usage | 121 |  | 0.69 | 75 | 72 | 76 |  | 82 | No |  | No | TRUE | 1013.3333 | Residential-Duty Gas Storage | HIGH DRAW | TRUE | Residential-Duty Gas StorageHIGH DRAW | 4 | 75 | 76 | 6.877 | 0.66669 | 0.70014 | 0.59 |  | 0.8 | N/A | N/A | [6 empty] | N | AHRI
200094623 | 10591655 | Active | BRADFORD WHITE |  | RG255H*N | Natural Gas | Storage | High Usage | 115 |  | 0.61 | 55 | 55 | 78 |  | 80 | No |  | No | TRUE | 1418.1818 | Residential-Duty Gas Storage | HIGH DRAW | TRUE | Residential-Duty Gas StorageHIGH DRAW | 4 | 55 | 78 | 11.653 | 0.57438 | 0.61899 | 0.61 | Y | 0.8 | N/A | N/A | [6 empty] | N | AHRI
200094631 | 10596656 | Active | BRADFORD WHITE |  | LG255H78*N | Natural Gas | Storage | High Usage | 115 |  | 0.61 | 55 | 55 | 78 |  | 80 | No |  | No | TRUE | 1418.1818 | Residential-Duty Gas Storage | HIGH DRAW | TRUE | Residential-Duty Gas StorageHIGH DRAW | 4 | 55 | 78 | 11.653 | 0.57438 | 0.61899 | 0.61 | Y | 0.8 | N/A | N/A | [6 empty] | N | AHRI
200094635 | 10596658 | Active | BRADFORD WHITE |  | LG2100H80*N | Natural Gas | Storage | High Usage | 157 |  | 0.57 | 100 | 95 | 80 |  | 79 | No |  | No | TRUE | 800 | Residential-Duty Gas Storage | HIGH DRAW | TRUE | Residential-Duty Gas StorageHIGH DRAW | 4 | 100 | 80 | 14.6166 | 0.52973 | 0.57841 | 0.57 | Y | 0.8 | N/A | N/A | [6 empty] | N | AHRI
200094639 | 10596660 | Active | BRADFORD WHITE |  | ULG2100H80*N | Natural Gas | Storage | High Usage | 157 |  | 0.57 | 100 | 95 | 80 |  | 79 | No |  | No | TRUE | 800 | Residential-Duty Gas Storage | HIGH DRAW | TRUE | Residential-Duty Gas StorageHIGH DRAW | 4 | 100 | 80 | 14.6166 | 0.52973 | 0.57841 | 0.57 | Y | 0.8 | N/A | N/A | [6 empty] | N | AHRI
200094641 | 10597266 | Active | BRADFORD WHITE |  | URG2100H**N | Natural Gas | Storage | High Usage | 157 |  | 0.57 | 100 | 95 | 80 |  | 79 | No |  | No | TRUE | 800 | Residential-Duty Gas Storage | HIGH DRAW | TRUE | Residential-Duty Gas StorageHIGH DRAW | 4 | 100 | 80 | 14.6166 | 0.52973 | 0.57841 | 0.57 | Y | 0.8 | N/A | N/A | [6 empty] | N | AHRI
201846872 |  | Production Stopped | RHEEM |  | PRO+G40-38U RH67 PD | Natural Gas | Storage | Medium Usage | 67 |  | 0.64 | 40 | 38 | 38 |  | 75 | No |  | Yes | TRUE | 950 | Gas Storage | MEDIUM DRAW | TRUE | Gas StorageMEDIUM DRAW | 2 | 40 | 38 | 4.5549 | 0.66164 | 0.64942 | 0.58 |  | 0.64 | N/A | N/A |  |  |  | Y |  |  | N | AHRI
201846890 |  | Active | RUUD |  | PROUG40-38U RU67 PD | Natural Gas | Storage | Medium Usage | 67 |  | 0.64 | 40 | 38 | 38 |  | 75 | No |  | Yes | TRUE | 950 | Gas Storage | MEDIUM DRAW | TRUE | Gas StorageMEDIUM DRAW | 2 | 40 | 38 | 4.5549 | 0.66164 | 0.64942 | 0.58 |  | 0.64 | N/A | N/A |  |  |  | Y |  |  | N | AHRI
202264196 |  | Active | GIANT |  | UG30-32MF1-N2U(-US) | Natural Gas | Storage | Medium Usage | 59 |  | 0.63 | 30 | 29 | 32 |  | 79 | No |  | Yes | TRUE | 1066.6667 | Gas Storage | MEDIUM DRAW | TRUE | Gas StorageMEDIUM DRAW | 2 | 30 | 32 | 6.4282 | 0.65677 | 0.63928 | 0.6 |  | 0.64 | N/A | N/A | [6 empty] | N | AHRI
202583744 |  | Active | GIANT |  | UG40-38LF1-N2U(-US) | Natural Gas | Storage | Medium Usage | 72 |  | 0.61 | 40 | 38 | 38 |  | 77 | No |  | Yes | TRUE | 950 | Gas Storage | MEDIUM DRAW | TRUE | Gas StorageMEDIUM DRAW | 2 | 40 | 38 | 6.7623 | 0.63613 | 0.61899 | 0.58 |  | 0.64 | N/A | N/A | [6 empty] | N | AHRI
203258357 |  | Active | RICHMOND |  | 6G75PDV-75 * | Natural Gas | Storage | High Usage | 120 |  | 0.63 | 75 | 73 | 75.1 |  | 75 | No |  | No | TRUE | 1001.3333 | Residential-Duty Gas Storage | HIGH DRAW | TRUE | Residential-Duty Gas StorageHIGH DRAW | 4 | 75 | 75.1 | 7.6278 | 0.6084 | 0.63928 | 0.59 |  | 0.8 | N/A | N/A | [6 empty] | N | AHRI
203424733 |  | Active | RHEEM |  | XG40S06PV36U0 | Natural Gas | Storage | Medium Usage | 66 |  | 0.65 | 40 | 39 | 36 |  | 74 | No |  | Yes | TRUE | 900 | Gas Storage | MEDIUM DRAW | TRUE | Gas StorageMEDIUM DRAW | 2 | 40 | 36 | 3.7312 | 0.66967 | 0.65957 | 0.58 |  | 0.64 | N/A | N/A |  |  |  | Y |  |  | N | AHRI
203424735 |  | Active | RHEEM |  | XG50S06PV36U0 | Natural Gas | Storage | High Usage | 78 |  | 0.7 | 50 | 48 | 36 |  | 79 | No |  | Yes | TRUE | 720 | Gas Storage | HIGH DRAW | TRUE | Gas StorageHIGH DRAW | 2 | 50 | 36 | 5.0669 | 0.68606 | 0.71029 | 0.63 |  | 0.68 | 0.78 | 0.78 |  |  |  | Y |  |  | N | AHRI
204526685 |  | Active | RHEEM |  | XG40SPV36C0 | Natural Gas | Storage | Medium Usage | 66 |  | 0.65 | 40 | 39 | 36 |  | 74 | No |  | Yes | TRUE | 900 | Gas Storage | MEDIUM DRAW | TRUE | Gas StorageMEDIUM DRAW | 2 | 40 | 36 | 3.7312 | 0.66967 | 0.65957 | 0.58 |  | 0.64 | N/A | N/A |  |  |  | Y |  |  | N | AHRI
205123984 |  | Active | BRADFORD WHITE |  | RC2PDV50H*N | Natural Gas | Storage | High Usage | 125 |  | 0.8 | 50 | 48 | 76 |  | 87 | No |  | No | TRUE | 1520 | Residential-Duty Gas Storage | HIGH DRAW | TRUE | Residential-Duty Gas StorageHIGH DRAW | 4 | 50 | 76 | 3.0047 | 0.7935 | 0.81173 | 0.61 |  | 0.8 | N/A | N/A |  |  |  | Y |  |  | N | AHRI
205134943 |  | Active | BRADFORD WHITE |  | RG1PV40S*N19 | Natural Gas | Storage | High Usage | 75 |  | 0.68 | 40 | 38 | 40 |  | 79 | No |  | Yes | TRUE | 1000 | Gas Storage | HIGH DRAW | TRUE | Gas StorageHIGH DRAW | 2 | 40 | 40 | 6.3283 | 0.66083 | 0.69 | 0.64 |  | 0.68 | 0.78 | 0.78 |  |  |  | Y |  |  | N | AHRI
205134944 |  | Active | BRADFORD WHITE |  | RG1PV50S*N19 | Natural Gas | Storage | High Usage | 78 |  | 0.69 | 50 | 48 | 40 |  | 79 | No |  | Yes | TRUE | 800 | Gas Storage | HIGH DRAW | TRUE | Gas StorageHIGH DRAW | 2 | 50 | 40 | 5.6696 | 0.67343 | 0.70014 | 0.63 |  | 0.68 | 0.78 | 0.78 |  |  |  | Y |  |  | N | AHRI
205134945 |  | Active | BRADFORD WHITE |  | RG2PV40S*N19 | Natural Gas | Storage | High Usage | 75 |  | 0.72 | 40 | 38 | 40 |  | 80 | No |  | Yes | TRUE | 1000 | Gas Storage | HIGH DRAW | TRUE | Gas StorageHIGH DRAW | 2 | 40 | 40 | 4.2888 | 0.70913 | 0.73057 | 0.64 |  | 0.68 | 0.78 | 0.78 |  |  |  | Y |  |  | N | AHRI
205134946 |  | Active | BRADFORD WHITE |  | RG2PV40T*N19 | Natural Gas | Storage | High Usage | 78 |  | 0.72 | 40 | 38 | 40 |  | 79 | No |  | Yes | TRUE | 1000 | Gas Storage | HIGH DRAW | TRUE | Gas StorageHIGH DRAW | 2 | 40 | 40 | 3.8034 | 0.7119 | 0.73057 | 0.64 |  | 0.68 | 0.78 | 0.78 |  |  |  | Y |  |  | N | AHRI
205134947 |  | Active | BRADFORD WHITE |  | RG2PV50S*N19 | Natural Gas | Storage | High Usage | 78 |  | 0.72 | 50 | 48 | 40 |  | 80 | No |  | Yes | TRUE | 800 | Gas Storage | HIGH DRAW | TRUE | Gas StorageHIGH DRAW | 2 | 50 | 40 | 4.2888 | 0.70913 | 0.73057 | 0.63 |  | 0.68 | 0.78 | 0.78 |  |  |  | Y |  |  | N | AHRI
205134948 |  | Active | BRADFORD WHITE |  | RG2PV50T*N19 | Natural Gas | Storage | High Usage | 75 |  | 0.72 | 50 | 48 | 40 |  | 80 | No |  | Yes | TRUE | 800 | Gas Storage | HIGH DRAW | TRUE | Gas StorageHIGH DRAW | 2 | 50 | 40 | 4.2888 | 0.70913 | 0.73057 | 0.63 |  | 0.68 | 0.78 | 0.78 |  |  |  | Y |  |  | N | AHRI
205135031 |  | Active | BRADFORD WHITE |  | URG1PV40S*N19 | Natural Gas | Storage | High Usage | 75 |  | 0.68 | 40 | 38 | 40 |  | 79 | No |  | Yes | TRUE | 1000 | Gas Storage | HIGH DRAW | TRUE | Gas StorageHIGH DRAW | 2 | 40 | 40 | 6.3283 | 0.66083 | 0.69 | 0.64 |  | 0.68 | 0.78 | 0.78 |  |  |  | Y |  |  | N | AHRI
205135032 |  | Active | BRADFORD WHITE |  | URG1PV50S*N19 | Natural Gas | Storage | High Usage | 78 |  | 0.69 | 50 | 48 | 40 |  | 79 | No |  | Yes | TRUE | 800 | Gas Storage | HIGH DRAW | TRUE | Gas StorageHIGH DRAW | 2 | 50 | 40 | 5.6696 | 0.67343 | 0.70014 | 0.63 |  | 0.68 | 0.78 | 0.78 |  |  |  | Y |  |  | N | AHRI
205135033 |  | Active | BRADFORD WHITE |  | URG2PV40T*N19 | Natural Gas | Storage | High Usage | 78 |  | 0.72 | 40 | 38 | 40 |  | 79 | No |  | Yes | TRUE | 1000 | Gas Storage | HIGH DRAW | TRUE | Gas StorageHIGH DRAW | 2 | 40 | 40 | 3.8034 | 0.7119 | 0.73057 | 0.64 |  | 0.68 | 0.78 | 0.78 |  |  |  | Y |  |  | N | AHRI
205135034 |  | Active | BRADFORD WHITE |  | URG2PV50T*N19 | Natural Gas | Storage | High Usage | 75 |  | 0.72 | 50 | 48 | 40 |  | 80 | No |  | Yes | TRUE | 800 | Gas Storage | HIGH DRAW | TRUE | Gas StorageHIGH DRAW | 2 | 50 | 40 | 4.2888 | 0.70913 | 0.73057 | 0.63 |  | 0.68 | 0.78 | 0.78 |  |  |  | Y |  |  | N | AHRI
205363520 |  | Active | RHEEM | 23V50NE3 | PRO+G50-38U RH67 PD* | Natural Gas | Storage | High Usage | 86 |  | 0.68 | 50 | 48 | 38 |  | 78 | No |  | Yes | TRUE | 760 | Gas Storage | HIGH DRAW | TRUE | Gas StorageHIGH DRAW | 2 | 50 | 38 | 5.8523 | 0.66326 | 0.69 | 0.63 |  | 0.68 | 0.78 | 0.78 |  |  |  | Y |  |  | N | AHRI
205363521 |  | Active | RHEEM | 23V40NE3 | PRO+G40-38U RH67 PD* | Natural Gas | Storage | Medium Usage | 67 |  | 0.64 | 40 | 38 | 38 |  | 75 | No |  | Yes | TRUE | 950 | Gas Storage | MEDIUM DRAW | TRUE | Gas StorageMEDIUM DRAW | 2 | 40 | 38 | 4.5549 | 0.66164 | 0.64942 | 0.58 |  | 0.64 | N/A | N/A |  |  |  | Y |  |  | N | AHRI
205363522 |  | Active | RHEEM | 44VP40FN | PROG40-36U RH67 PV* | Natural Gas | Storage | Medium Usage | 67 |  | 0.64 | 40 | 39 | 36 |  | 74 | No |  | Yes | TRUE | 900 | Gas Storage | MEDIUM DRAW | TRUE | Gas StorageMEDIUM DRAW | 2 | 40 | 36 | 4.2106 | 0.66064 | 0.64942 | 0.58 |  | 0.64 | N/A | N/A |  |  |  | Y |  |  | N | AHRI
205363523 |  | Active | RHEEM | 44VP50FN | PROG50-38U RH67 PV* | Natural Gas | Storage | High Usage | 86 |  | 0.68 | 50 | 48 | 38 |  | 77 | No |  | Yes | TRUE | 760 | Gas Storage | HIGH DRAW | TRUE | Gas StorageHIGH DRAW | 2 | 50 | 38 | 5.3404 | 0.66582 | 0.69 | 0.63 |  | 0.68 | 0.78 | 0.78 |  |  |  | Y |  |  | N | AHRI
205400777 |  | Active | RHEEM | 23V50NE3 | PROPG50-38U RH67 PD* | Natural Gas | Storage | High Usage | 86 |  | 0.68 | 50 | 48 | 38 |  | 78 | No |  | Yes | TRUE | 760 | Gas Storage | HIGH DRAW | TRUE | Gas StorageHIGH DRAW | 2 | 50 | 38 | 5.8523 | 0.66326 | 0.69 | 0.63 |  | 0.68 | 0.78 | 0.78 |  |  |  | Y |  |  | N | AHRI
205400778 |  | Active | RHEEM | 23V50NE3 | XG50T12DU38U* | Natural Gas | Storage | High Usage | 86 |  | 0.68 | 50 | 48 | 38 |  | 78 | No |  | Yes | TRUE | 760 | Gas Storage | HIGH DRAW | TRUE | Gas StorageHIGH DRAW | 2 | 50 | 38 | 5.8523 | 0.66326 | 0.69 | 0.63 |  | 0.68 | 0.78 | 0.78 |  |  |  | Y |  |  | Y | AHRI
205400779 |  | Production Stopped | RHEEM | 23V50NE3 | XG50T12DU38U*W | Natural Gas | Storage | High Usage | 86 |  | 0.68 | 50 | 48 | 38 |  | 78 | No |  | Yes | TRUE | 760 | Gas Storage | HIGH DRAW | TRUE | Gas StorageHIGH DRAW | 2 | 50 | 38 | 5.8523 | 0.66326 | 0.69 | 0.63 |  | 0.68 | 0.78 | 0.78 |  |  |  | Y |  |  | N | AHRI
205400780 |  | Active | RICHMOND | 23V50NE3 | 6G50-38E2FN* | Natural Gas | Storage | High Usage | 86 |  | 0.68 | 50 | 48 | 38 |  | 78 | No |  | Yes | TRUE | 760 | Gas Storage | HIGH DRAW | TRUE | Gas StorageHIGH DRAW | 2 | 50 | 38 | 5.8523 | 0.66326 | 0.69 | 0.63 |  | 0.68 | 0.78 | 0.78 |  |  |  | Y |  |  | N | AHRI
205400781 |  | Active | RICHMOND | 23V50NE3 | 9G50-38E2FN* | Natural Gas | Storage | High Usage | 86 |  | 0.68 | 50 | 48 | 38 |  | 78 | No |  | Yes | TRUE | 760 | Gas Storage | HIGH DRAW | TRUE | Gas StorageHIGH DRAW | 2 | 50 | 38 | 5.8523 | 0.66326 | 0.69 | 0.63 |  | 0.68 | 0.78 | 0.78 |  |  |  | Y |  |  | N | AHRI
205400782 |  | Active | RICHMOND | 23V50NE3 | 12G50-38E2FN* | Natural Gas | Storage | High Usage | 86 |  | 0.68 | 50 | 48 | 38 |  | 78 | No |  | Yes | TRUE | 760 | Gas Storage | HIGH DRAW | TRUE | Gas StorageHIGH DRAW | 2 | 50 | 38 | 5.8523 | 0.66326 | 0.69 | 0.63 |  | 0.68 | 0.78 | 0.78 |  |  |  | Y |  |  | N | AHRI
205400783 |  | Active | RUUD | 23V50NE3 | PRO+G50-38U RU67 PD* | Natural Gas | Storage | High Usage | 86 |  | 0.68 | 50 | 48 | 38 |  | 78 | No |  | Yes | TRUE | 760 | Gas Storage | HIGH DRAW | TRUE | Gas StorageHIGH DRAW | 2 | 50 | 38 | 5.8523 | 0.66326 | 0.69 | 0.63 |  | 0.68 | 0.78 | 0.78 |  |  |  | Y |  |  | N | AHRI
205400784 |  | Active | RUUD | 23V50NE3 | PROUG50-38U RU67 PD* | Natural Gas | Storage | High Usage | 86 |  | 0.68 | 50 | 48 | 38 |  | 78 | No |  | Yes | TRUE | 760 | Gas Storage | HIGH DRAW | TRUE | Gas StorageHIGH DRAW | 2 | 50 | 38 | 5.8523 | 0.66326 | 0.69 | 0.63 |  | 0.68 | 0.78 | 0.78 |  |  |  | Y |  |  | N | AHRI
205400785 |  | Active | RHEEM | 23V40NE3 | PROPG40-38U RH67 PD* | Natural Gas | Storage | Medium Usage | 67 |  | 0.64 | 40 | 38 | 38 |  | 75 | No |  | Yes | TRUE | 950 | Gas Storage | MEDIUM DRAW | TRUE | Gas StorageMEDIUM DRAW | 2 | 40 | 38 | 4.5549 | 0.66164 | 0.64942 | 0.58 |  | 0.64 | N/A | N/A |  |  |  | Y |  |  | N | AHRI
205400786 |  | Active | RHEEM | 23V40NE3 | XG40T12DU38U* | Natural Gas | Storage | Medium Usage | 67 |  | 0.64 | 40 | 38 | 38 |  | 75 | No |  | Yes | TRUE | 950 | Gas Storage | MEDIUM DRAW | TRUE | Gas StorageMEDIUM DRAW | 2 | 40 | 38 | 4.5549 | 0.66164 | 0.64942 | 0.58 |  | 0.64 | N/A | N/A |  |  |  | Y |  |  | Y | AHRI
205400787 |  | Production Stopped | RHEEM | 23V40NE3 | XG40T12DU38U*W | Natural Gas | Storage | Medium Usage | 67 |  | 0.64 | 40 | 38 | 38 |  | 75 | No |  | Yes | TRUE | 950 | Gas Storage | MEDIUM DRAW | TRUE | Gas StorageMEDIUM DRAW | 2 | 40 | 38 | 4.5549 | 0.66164 | 0.64942 | 0.58 |  | 0.64 | N/A | N/A |  |  |  | Y |  |  | N | AHRI
205400788 |  | Active | RICHMOND | 23V40NE3 | 6G40-38E2FN* | Natural Gas | Storage | Medium Usage | 67 |  | 0.64 | 40 | 38 | 38 |  | 75 | No |  | Yes | TRUE | 950 | Gas Storage | MEDIUM DRAW | TRUE | Gas StorageMEDIUM DRAW | 2 | 40 | 38 | 4.5549 | 0.66164 | 0.64942 | 0.58 |  | 0.64 | N/A | N/A |  |  |  | Y |  |  | N | AHRI
205400789 |  | Active | RICHMOND | 23V40NE3 | 9G40-38E2FN* | Natural Gas | Storage | Medium Usage | 67 |  | 0.64 | 40 | 38 | 38 |  | 75 | No |  | Yes | TRUE | 950 | Gas Storage | MEDIUM DRAW | TRUE | Gas StorageMEDIUM DRAW | 2 | 40 | 38 | 4.5549 | 0.66164 | 0.64942 | 0.58 |  | 0.64 | N/A | N/A |  |  |  | Y |  |  | N | AHRI
205400790 |  | Active | RICHMOND | 23V40NE3 | 12G40-38E2FN* | Natural Gas | Storage | Medium Usage | 67 |  | 0.64 | 40 | 38 | 38 |  | 75 | No |  | Yes | TRUE | 950 | Gas Storage | MEDIUM DRAW | TRUE | Gas StorageMEDIUM DRAW | 2 | 40 | 38 | 4.5549 | 0.66164 | 0.64942 | 0.58 |  | 0.64 | N/A | N/A |  |  |  | Y |  |  | N | AHRI
205400791 |  | Active | RUUD | 23V40NE3 | PRO+G40-38U RU67 PD* | Natural Gas | Storage | Medium Usage | 67 |  | 0.64 | 40 | 38 | 38 |  | 75 | No |  | Yes | TRUE | 950 | Gas Storage | MEDIUM DRAW | TRUE | Gas StorageMEDIUM DRAW | 2 | 40 | 38 | 4.5549 | 0.66164 | 0.64942 | 0.58 |  | 0.64 | N/A | N/A |  |  |  | Y |  |  | N | AHRI
205406730 |  | Active | RHEEM | 44VP40FN | XG40T06PN36U* | Natural Gas | Storage | Medium Usage | 67 |  | 0.64 | 40 | 39 | 36 |  | 74 | No |  | Yes | TRUE | 900 | Gas Storage | MEDIUM DRAW | TRUE | Gas StorageMEDIUM DRAW | 2 | 40 | 36 | 4.2106 | 0.66064 | 0.64942 | 0.58 |  | 0.64 | N/A | N/A |  |  |  | Y |  |  | N | AHRI
205406731 |  | Active | RICHMOND | 44VP40FN | 6G40PV-36FN* | Natural Gas | Storage | Medium Usage | 67 |  | 0.64 | 40 | 39 | 36 |  | 74 | No |  | Yes | TRUE | 900 | Gas Storage | MEDIUM DRAW | TRUE | Gas StorageMEDIUM DRAW | 2 | 40 | 36 | 4.2106 | 0.66064 | 0.64942 | 0.58 |  | 0.64 | N/A | N/A |  |  |  | Y |  |  | N | AHRI
205406732 |  | Active | RUUD | 44VP40FN | PROG40-36U RU67 PV1* | Natural Gas | Storage | Medium Usage | 67 |  | 0.64 | 40 | 39 | 36 |  | 74 | No |  | Yes | TRUE | 900 | Gas Storage | MEDIUM DRAW | TRUE | Gas StorageMEDIUM DRAW | 2 | 40 | 36 | 4.2106 | 0.66064 | 0.64942 | 0.58 |  | 0.64 | N/A | N/A |  |  |  | Y |  |  | N | AHRI
205406733 |  | Active | RHEEM | 44VP50FN | XG50T06PN38U* | Natural Gas | Storage | High Usage | 86 |  | 0.68 | 50 | 48 | 38 |  | 77 | No |  | Yes | TRUE | 760 | Gas Storage | HIGH DRAW | TRUE | Gas StorageHIGH DRAW | 2 | 50 | 38 | 5.3404 | 0.66582 | 0.69 | 0.63 |  | 0.68 | 0.78 | 0.78 |  |  |  | Y |  |  | N | AHRI
205406734 |  | Active | RICHMOND | 44VP50FN | 6G50PV-38FN* | Natural Gas | Storage | High Usage | 86 |  | 0.68 | 50 | 48 | 38 |  | 77 | No |  | Yes | TRUE | 760 | Gas Storage | HIGH DRAW | TRUE | Gas StorageHIGH DRAW | 2 | 50 | 38 | 5.3404 | 0.66582 | 0.69 | 0.63 |  | 0.68 | 0.78 | 0.78 |  |  |  | Y |  |  | N | AHRI
205406735 |  | Active | RUUD | 44VP50FN | PROG50-38U RU67 PV* | Natural Gas | Storage | High Usage | 86 |  | 0.68 | 50 | 48 | 38 |  | 77 | No |  | Yes | TRUE | 760 | Gas Storage | HIGH DRAW | TRUE | Gas StorageHIGH DRAW | 2 | 50 | 38 | 5.3404 | 0.66582 | 0.69 | 0.63 |  | 0.68 | 0.78 | 0.78 |  |  |  | Y |  |  | N | AHRI
205417871 |  | Active | RHEEM | 24V30FNEV | PROG29-30U RH63 EC1* | Natural Gas | Storage | Medium Usage | 51 |  | 0.6 | 29 | 28 | 30 |  | 78 | No |  | Yes | TRUE | 1034.4828 | Gas Storage | MEDIUM DRAW | TRUE | Gas StorageMEDIUM DRAW | 2 | 30 | 30 | 7.7238 | 0.62827 | 0.60885 | 0.6 | Y | 0.64 | N/A | N/A | [6 empty] | N | AHRI
205417872 |  | Active | RHEEM | 24V40FNEV | PROG40-38U RH62 EC1* | Natural Gas | Storage | Medium Usage | 71 |  | 0.58 | 40 | 38 | 38 |  | 76 | No |  | Yes | TRUE | 950 | Gas Storage | MEDIUM DRAW | TRUE | Gas StorageMEDIUM DRAW | 2 | 40 | 38 | 8.1113 | 0.60741 | 0.58856 | 0.58 | Y | 0.64 | N/A | N/A | [6 empty] | Y | AHRI
205417873 |  | Active | RHEEM | 24V50FNEV | PROG50-38U RH60 EC1* | Natural Gas | Storage | High Usage | 86 |  | 0.63 | 50 | 48 | 38 |  | 83 | No |  | Yes | TRUE | 760 | Gas Storage | HIGH DRAW | TRUE | Gas StorageHIGH DRAW | 2 | 50 | 38 | 11.8221 | 0.59186 | 0.63928 | 0.63 | Y | 0.68 | 0.78 | 0.78 | [6 empty] | Y | AHRI
205417874 |  | Active | RHEEM | 22VR50FNEV | PROG50-38U RH62 EC1* | Natural Gas | Storage | High Usage | 84 |  | 0.64 | 50 | 48 | 38 |  | 79 | No |  | Yes | TRUE | 760 | Gas Storage | HIGH DRAW | TRUE | Gas StorageHIGH DRAW | 2 | 50 | 38 | 9.2008 | 0.61142 | 0.64942 | 0.63 | Y | 0.68 | 0.78 | 0.78 | [6 empty] | N | AHRI
205417875 |  | Active | RHEEM | 44V40SFNEV | PROG39S-38U RH62 EC1* | Natural Gas | Storage | Medium Usage | 68 |  | 0.59 | 39 | 37 | 38 |  | 75 | No |  | Yes | TRUE | 974.359 | Gas Storage | MEDIUM DRAW | TRUE | Gas StorageMEDIUM DRAW | 2 | 40 | 38 | 7.1868 | 0.61581 | 0.5987 | 0.58 | Y | 0.64 | N/A | N/A | [6 empty] | N | AHRI
205417876 |  | Active | RHEEM | 44V50SFNEV | PROG50S-40U RH60 EC1* | Natural Gas | Storage | High Usage | 85 |  | 0.63 | 50 | 48 | 40 |  | 83 | No |  | Yes | TRUE | 800 | Gas Storage | HIGH DRAW | TRUE | Gas StorageHIGH DRAW | 2 | 50 | 40 | 11.7831 | 0.59193 | 0.63928 | 0.63 | Y | 0.68 | 0.78 | 0.78 | [6 empty] | N | AHRI
205417877 |  | Active | RHEEM | 44V55FNEV | PRO+G55-45U RH59 EC1* | Natural Gas | Storage | High Usage | 99 |  | 0.62 | 55 | 55 | 45 |  | 76 | No |  | Yes | TRUE | 818.1818 | Gas Storage | HIGH DRAW | TRUE | Gas StorageHIGH DRAW | 2 | 55 | 45 | 9.1365 | 0.59358 | 0.62913 | 0.62 | Y | 0.68 | 0.78 | 0.78 | [6 empty] | N | AHRI
205417902 |  | Active | RHEEM | 24V30FNEV | PRO+G29-30U RH63 EC1* | Natural Gas | Storage | Medium Usage | 51 |  | 0.6 | 29 | 28 | 30 |  | 78 | No |  | Yes | TRUE | 1034.4828 | Gas Storage | MEDIUM DRAW | TRUE | Gas StorageMEDIUM DRAW | 2 | 30 | 30 | 7.7238 | 0.62827 | 0.60885 | 0.6 | Y | 0.64 | N/A | N/A | [6 empty] | N | AHRI
205417903 |  | Active | RHEEM | 24V30FNEV | 24X30FN* | Natural Gas | Storage | Medium Usage | 51 |  | 0.6 | 29 | 28 | 30 |  | 78 | No |  | Yes | TRUE | 1034.4828 | Gas Storage | MEDIUM DRAW | TRUE | Gas StorageMEDIUM DRAW | 2 | 30 | 30 | 7.7238 | 0.62827 | 0.60885 | 0.6 | Y | 0.64 | N/A | N/A | [6 empty] | N | AHRI
205417904 |  | Active | RHEEM | 24V30FNEV | XG29T06EN30U* | Natural Gas | Storage | Medium Usage | 51 |  | 0.6 | 29 | 28 | 30 |  | 78 | No |  | Yes | TRUE | 1034.4828 | Gas Storage | MEDIUM DRAW | TRUE | Gas StorageMEDIUM DRAW | 2 | 30 | 30 | 7.7238 | 0.62827 | 0.60885 | 0.6 | Y | 0.64 | N/A | N/A | [6 empty] | N | AHRI
205417905 |  | Active | RUUD | 24V30FNEV | PROG29-30U RU63 EC1* | Natural Gas | Storage | Medium Usage | 51 |  | 0.6 | 29 | 28 | 30 |  | 78 | No |  | Yes | TRUE | 1034.4828 | Gas Storage | MEDIUM DRAW | TRUE | Gas StorageMEDIUM DRAW | 2 | 30 | 30 | 7.7238 | 0.62827 | 0.60885 | 0.6 | Y | 0.64 | N/A | N/A | [6 empty] | N | AHRI
205417906 |  | Active | RUUD | 24V30FNEV | PRO+G29-30U RU63 EC1* | Natural Gas | Storage | Medium Usage | 51 |  | 0.6 | 29 | 28 | 30 |  | 78 | No |  | Yes | TRUE | 1034.4828 | Gas Storage | MEDIUM DRAW | TRUE | Gas StorageMEDIUM DRAW | 2 | 30 | 30 | 7.7238 | 0.62827 | 0.60885 | 0.6 | Y | 0.64 | N/A | N/A | [6 empty] | N | AHRI
205417907 |  | Active | RUUD | 24V30FNEV | M4-30FN* | Natural Gas | Storage | Medium Usage | 51 |  | 0.6 | 29 | 28 | 30 |  | 78 | No |  | Yes | TRUE | 1034.4828 | Gas Storage | MEDIUM DRAW | TRUE | Gas StorageMEDIUM DRAW | 2 | 30 | 30 | 7.7238 | 0.62827 | 0.60885 | 0.6 | Y | 0.64 | N/A | N/A | [6 empty] | N | AHRI
205417908 |  | Active | RICHMOND | 24V30FNEV | 6G30-30FN* | Natural Gas | Storage | Medium Usage | 51 |  | 0.6 | 29 | 28 | 30 |  | 78 | No |  | Yes | TRUE | 1034.4828 | Gas Storage | MEDIUM DRAW | TRUE | Gas StorageMEDIUM DRAW | 2 | 30 | 30 | 7.7238 | 0.62827 | 0.60885 | 0.6 | Y | 0.64 | N/A | N/A | [6 empty] | N | AHRI
205417909 |  | Active | RHEEM | 24V40FNEV | PRO+G40-38U RH62 EC1* | Natural Gas | Storage | Medium Usage | 71 |  | 0.58 | 40 | 38 | 38 |  | 76 | No |  | Yes | TRUE | 950 | Gas Storage | MEDIUM DRAW | TRUE | Gas StorageMEDIUM DRAW | 2 | 40 | 38 | 8.1113 | 0.60741 | 0.58856 | 0.58 | Y | 0.64 | N/A | N/A | [6 empty] | Y | AHRI
205417910 |  | Active | RHEEM | 24V40FNEV | 24X40FN* | Natural Gas | Storage | Medium Usage | 71 |  | 0.58 | 40 | 38 | 38 |  | 76 | No |  | Yes | TRUE | 950 | Gas Storage | MEDIUM DRAW | TRUE | Gas StorageMEDIUM DRAW | 2 | 40 | 38 | 8.1113 | 0.60741 | 0.58856 | 0.58 | Y | 0.64 | N/A | N/A | [6 empty] | N | AHRI
205417911 |  | Active | RHEEM | 24V40FNEV | XG40T06EN38U* | Natural Gas | Storage | Medium Usage | 71 |  | 0.58 | 40 | 38 | 38 |  | 76 | No |  | Yes | TRUE | 950 | Gas Storage | MEDIUM DRAW | TRUE | Gas StorageMEDIUM DRAW | 2 | 40 | 38 | 8.1113 | 0.60741 | 0.58856 | 0.58 | Y | 0.64 | N/A | N/A | [6 empty] | N | AHRI
205417912 |  | Active | RHEEM | 24V40FNEV | XG40T09EN38U* | Natural Gas | Storage | Medium Usage | 71 |  | 0.58 | 40 | 38 | 38 |  | 76 | No |  | Yes | TRUE | 950 | Gas Storage | MEDIUM DRAW | TRUE | Gas StorageMEDIUM DRAW | 2 | 40 | 38 | 8.1113 | 0.60741 | 0.58856 | 0.58 | Y | 0.64 | N/A | N/A | [6 empty] | N | AHRI
205417913 |  | Active | RHEEM | 24V40FNEV | XG40T12EN38U* | Natural Gas | Storage | Medium Usage | 71 |  | 0.58 | 40 | 38 | 38 |  | 76 | No |  | Yes | TRUE | 950 | Gas Storage | MEDIUM DRAW | TRUE | Gas StorageMEDIUM DRAW | 2 | 40 | 38 | 8.1113 | 0.60741 | 0.58856 | 0.58 | Y | 0.64 | N/A | N/A | [6 empty] | N | AHRI
205417915 |  | Active | RUUD | 24V40FNEV | PRO+G40-38U RU62 EC1* | Natural Gas | Storage | Medium Usage | 71 |  | 0.58 | 40 | 38 | 38 |  | 76 | No |  | Yes | TRUE | 950 | Gas Storage | MEDIUM DRAW | TRUE | Gas StorageMEDIUM DRAW | 2 | 40 | 38 | 8.1113 | 0.60741 | 0.58856 | 0.58 | Y | 0.64 | N/A | N/A | [6 empty] | Y | AHRI
205417916 |  | Active | RUUD | 24V40FNEV | M4-40FN* | Natural Gas | Storage | Medium Usage | 71 |  | 0.58 | 40 | 38 | 38 |  | 76 | No |  | Yes | TRUE | 950 | Gas Storage | MEDIUM DRAW | TRUE | Gas StorageMEDIUM DRAW | 2 | 40 | 38 | 8.1113 | 0.60741 | 0.58856 | 0.58 | Y | 0.64 | N/A | N/A | [6 empty] | N | AHRI
205417917 |  | Active | RICHMOND | 24V40FNEV | 6G40-38FN* | Natural Gas | Storage | Medium Usage | 71 |  | 0.58 | 40 | 38 | 38 |  | 76 | No |  | Yes | TRUE | 950 | Gas Storage | MEDIUM DRAW | TRUE | Gas StorageMEDIUM DRAW | 2 | 40 | 38 | 8.1113 | 0.60741 | 0.58856 | 0.58 | Y | 0.64 | N/A | N/A | [6 empty] | N | AHRI
205417918 |  | Active | RICHMOND | 24V40FNEV | 9G40-38FN* | Natural Gas | Storage | Medium Usage | 71 |  | 0.58 | 40 | 38 | 38 |  | 76 | No |  | Yes | TRUE | 950 | Gas Storage | MEDIUM DRAW | TRUE | Gas StorageMEDIUM DRAW | 2 | 40 | 38 | 8.1113 | 0.60741 | 0.58856 | 0.58 | Y | 0.64 | N/A | N/A | [6 empty] | N | AHRI
205417919 |  | Active | RICHMOND | 24V40FNEV | 12G40-38FN* | Natural Gas | Storage | Medium Usage | 71 |  | 0.58 | 40 | 38 | 38 |  | 76 | No |  | Yes | TRUE | 950 | Gas Storage | MEDIUM DRAW | TRUE | Gas StorageMEDIUM DRAW | 2 | 40 | 38 | 8.1113 | 0.60741 | 0.58856 | 0.58 | Y | 0.64 | N/A | N/A | [6 empty] | N | AHRI
205417920 |  | Active | SURE COMFORT | 24V40FNEV | SCG40T03UN38U* | Natural Gas | Storage | Medium Usage | 71 |  | 0.58 | 40 | 38 | 38 |  | 76 | No |  | Yes | TRUE | 950 | Gas Storage | MEDIUM DRAW | TRUE | Gas StorageMEDIUM DRAW | 2 | 40 | 38 | 8.1113 | 0.60741 | 0.58856 | 0.58 | Y | 0.64 | N/A | N/A | [6 empty] | N | AHRI
205417921 |  | Active | RHEEM | 24VT40FNEV | PROG40-38U RH62 EC1 TT* | Natural Gas | Storage | Medium Usage | 71 |  | 0.58 | 40 | 38 | 38 |  | 76 | No |  | Yes | TRUE | 950 | Gas Storage | MEDIUM DRAW | TRUE | Gas StorageMEDIUM DRAW | 2 | 40 | 38 | 8.1113 | 0.60741 | 0.58856 | 0.58 | Y | 0.64 | N/A | N/A | [6 empty] | N | AHRI
205417922 |  | Active | RUUD | 24VT40FNEV | PROG40-38U RU62 EC1 TT* | Natural Gas | Storage | Medium Usage | 71 |  | 0.58 | 40 | 38 | 38 |  | 76 | No |  | Yes | TRUE | 950 | Gas Storage | MEDIUM DRAW | TRUE | Gas StorageMEDIUM DRAW | 2 | 40 | 38 | 8.1113 | 0.60741 | 0.58856 | 0.58 | Y | 0.64 | N/A | N/A | [6 empty] | N | AHRI
205417923 |  | Active | RHEEM | 24VT40FNEV | PRO+G40-38U RH62 EC1 TT* | Natural Gas | Storage | Medium Usage | 71 |  | 0.58 | 40 | 38 | 38 |  | 76 | No |  | Yes | TRUE | 950 | Gas Storage | MEDIUM DRAW | TRUE | Gas StorageMEDIUM DRAW | 2 | 40 | 38 | 8.1113 | 0.60741 | 0.58856 | 0.58 | Y | 0.64 | N/A | N/A | [6 empty] | N | AHRI
205417924 |  | Active | RUUD | 24VT40FNEV | PRO+G40-38U RU62 EC1 TT* | Natural Gas | Storage | Medium Usage | 71 |  | 0.58 | 40 | 38 | 38 |  | 76 | No |  | Yes | TRUE | 950 | Gas Storage | MEDIUM DRAW | TRUE | Gas StorageMEDIUM DRAW | 2 | 40 | 38 | 8.1113 | 0.60741 | 0.58856 | 0.58 | Y | 0.64 | N/A | N/A | [6 empty] | N | AHRI
205417925 |  | Active | RICHMOND | 24VT40FNEV | 6GT40-38FN* | Natural Gas | Storage | Medium Usage | 71 |  | 0.58 | 40 | 38 | 38 |  | 76 | No |  | Yes | TRUE | 950 | Gas Storage | MEDIUM DRAW | TRUE | Gas StorageMEDIUM DRAW | 2 | 40 | 38 | 8.1113 | 0.60741 | 0.58856 | 0.58 | Y | 0.64 | N/A | N/A | [6 empty] | N | AHRI
205417926 |  | Active | RHEEM | 24VT40FNEV | XG40T06TN38U* | Natural Gas | Storage | Medium Usage | 71 |  | 0.58 | 40 | 38 | 38 |  | 76 | No |  | Yes | TRUE | 950 | Gas Storage | MEDIUM DRAW | TRUE | Gas StorageMEDIUM DRAW | 2 | 40 | 38 | 8.1113 | 0.60741 | 0.58856 | 0.58 | Y | 0.64 | N/A | N/A | [6 empty] | N | AHRI
205417927 |  | Active | RHEEM | 24V50FNEV | 24X50FN* | Natural Gas | Storage | High Usage | 86 |  | 0.63 | 50 | 48 | 38 |  | 83 | No |  | Yes | TRUE | 760 | Gas Storage | HIGH DRAW | TRUE | Gas StorageHIGH DRAW | 2 | 50 | 38 | 11.8221 | 0.59186 | 0.63928 | 0.63 | Y | 0.68 | 0.78 | 0.78 | [6 empty] | N | AHRI
205417928 |  | Active | RHEEM | 24V50FNEV | XG50T06EN38U* | Natural Gas | Storage | High Usage | 86 |  | 0.63 | 50 | 48 | 38 |  | 83 | No |  | Yes | TRUE | 760 | Gas Storage | HIGH DRAW | TRUE | Gas StorageHIGH DRAW | 2 | 50 | 38 | 11.8221 | 0.59186 | 0.63928 | 0.63 | Y | 0.68 | 0.78 | 0.78 | [6 empty] | N | AHRI
205417929 |  | Active | RICHMOND | 24V50FNEV | 12G50-38FN* | Natural Gas | Storage | High Usage | 86 |  | 0.63 | 50 | 48 | 38 |  | 83 | No |  | Yes | TRUE | 760 | Gas Storage | HIGH DRAW | TRUE | Gas StorageHIGH DRAW | 2 | 50 | 38 | 11.8221 | 0.59186 | 0.63928 | 0.63 | Y | 0.68 | 0.78 | 0.78 | [6 empty] | N | AHRI
205417930 |  | Active | RICHMOND | 24V50FNEV | 6G50-38FN* | Natural Gas | Storage | High Usage | 86 |  | 0.63 | 50 | 48 | 38 |  | 83 | No |  | Yes | TRUE | 760 | Gas Storage | HIGH DRAW | TRUE | Gas StorageHIGH DRAW | 2 | 50 | 38 | 11.8221 | 0.59186 | 0.63928 | 0.63 | Y | 0.68 | 0.78 | 0.78 | [6 empty] | N | AHRI
205417931 |  | Active | RICHMOND | 24V50FNEV | 9G50-38FN* | Natural Gas | Storage | High Usage | 86 |  | 0.63 | 50 | 48 | 38 |  | 83 | No |  | Yes | TRUE | 760 | Gas Storage | HIGH DRAW | TRUE | Gas StorageHIGH DRAW | 2 | 50 | 38 | 11.8221 | 0.59186 | 0.63928 | 0.63 | Y | 0.68 | 0.78 | 0.78 | [6 empty] | N | AHRI
205417932 |  | Active | RUUD | 24V50FNEV | M4-50FN* | Natural Gas | Storage | High Usage | 86 |  | 0.63 | 50 | 48 | 38 |  | 83 | No |  | Yes | TRUE | 760 | Gas Storage | HIGH DRAW | TRUE | Gas StorageHIGH DRAW | 2 | 50 | 38 | 11.8221 | 0.59186 | 0.63928 | 0.63 | Y | 0.68 | 0.78 | 0.78 | [6 empty] | N | AHRI
205417933 |  | Active | RUUD | 24V50FNEV | PROG50-38U RU60 EC1* | Natural Gas | Storage | High Usage | 86 |  | 0.63 | 50 | 48 | 38 |  | 83 | No |  | Yes | TRUE | 760 | Gas Storage | HIGH DRAW | TRUE | Gas StorageHIGH DRAW | 2 | 50 | 38 | 11.8221 | 0.59186 | 0.63928 | 0.63 | Y | 0.68 | 0.78 | 0.78 | [6 empty] | Y | AHRI
205417934 |  | Active | RHEEM | 24V50FNEV | PRO+G50-38U RH62 EC1* | Natural Gas | Storage | High Usage | 86 |  | 0.63 | 50 | 48 | 38 |  | 83 | No |  | Yes | TRUE | 760 | Gas Storage | HIGH DRAW | TRUE | Gas StorageHIGH DRAW | 2 | 50 | 38 | 11.8221 | 0.59186 | 0.63928 | 0.63 | Y | 0.68 | 0.78 | 0.78 | [6 empty] | Y | AHRI
205417935 |  | Active | RHEEM | 24V50FNEV | XG50T12EN38U* | Natural Gas | Storage | High Usage | 86 |  | 0.63 | 50 | 48 | 38 |  | 83 | No |  | Yes | TRUE | 760 | Gas Storage | HIGH DRAW | TRUE | Gas StorageHIGH DRAW | 2 | 50 | 38 | 11.8221 | 0.59186 | 0.63928 | 0.63 | Y | 0.68 | 0.78 | 0.78 | [6 empty] | N | AHRI
205417936 |  | Active | RHEEM | 24V50FNEV | XG50T09EN38U* | Natural Gas | Storage | High Usage | 86 |  | 0.63 | 50 | 48 | 38 |  | 83 | No |  | Yes | TRUE | 760 | Gas Storage | HIGH DRAW | TRUE | Gas StorageHIGH DRAW | 2 | 50 | 38 | 11.8221 | 0.59186 | 0.63928 | 0.63 | Y | 0.68 | 0.78 | 0.78 | [6 empty] | N | AHRI
205417937 |  | Active | RUUD | 24V50FNEV | PRO+G50-38U RU62 EC1* | Natural Gas | Storage | High Usage | 86 |  | 0.63 | 50 | 48 | 38 |  | 83 | No |  | Yes | TRUE | 760 | Gas Storage | HIGH DRAW | TRUE | Gas StorageHIGH DRAW | 2 | 50 | 38 | 11.8221 | 0.59186 | 0.63928 | 0.63 | Y | 0.68 | 0.78 | 0.78 | [6 empty] | Y | AHRI
205417938 |  | Active | RHEEM | 24VT50FNEV | PROG50-38U RH60 EC1 TT* | Natural Gas | Storage | High Usage | 86 |  | 0.63 | 50 | 48 | 38 |  | 83 | No |  | Yes | TRUE | 760 | Gas Storage | HIGH DRAW | TRUE | Gas StorageHIGH DRAW | 2 | 50 | 38 | 11.8221 | 0.59186 | 0.63928 | 0.63 | Y | 0.68 | 0.78 | 0.78 | [6 empty] | N | AHRI
205417939 |  | Active | RUUD | 24VT50FNEV | PROG50-38U RU60 EC1 TT* | Natural Gas | Storage | High Usage | 86 |  | 0.63 | 50 | 48 | 38 |  | 83 | No |  | Yes | TRUE | 760 | Gas Storage | HIGH DRAW | TRUE | Gas StorageHIGH DRAW | 2 | 50 | 38 | 11.8221 | 0.59186 | 0.63928 | 0.63 | Y | 0.68 | 0.78 | 0.78 | [6 empty] | N | AHRI
205417940 |  | Active | RICHMOND | 24VT50FNEV | 6GT50-38FN* | Natural Gas | Storage | High Usage | 86 |  | 0.63 | 50 | 48 | 38 |  | 83 | No |  | Yes | TRUE | 760 | Gas Storage | HIGH DRAW | TRUE | Gas StorageHIGH DRAW | 2 | 50 | 38 | 11.8221 | 0.59186 | 0.63928 | 0.63 | Y | 0.68 | 0.78 | 0.78 | [6 empty] | N | AHRI
205417941 |  | Active | RHEEM | 24VT50FNEV | XG50T06TN38U* | Natural Gas | Storage | High Usage | 86 |  | 0.63 | 50 | 48 | 38 |  | 83 | No |  | Yes | TRUE | 760 | Gas Storage | HIGH DRAW | TRUE | Gas StorageHIGH DRAW | 2 | 50 | 38 | 11.8221 | 0.59186 | 0.63928 | 0.63 | Y | 0.68 | 0.78 | 0.78 | [6 empty] | N | AHRI
205417942 |  | Active | RUUD | 22VR50FNEV | PROG50-38U RU62 EC1* | Natural Gas | Storage | High Usage | 84 |  | 0.64 | 50 | 48 | 38 |  | 79 | No |  | Yes | TRUE | 760 | Gas Storage | HIGH DRAW | TRUE | Gas StorageHIGH DRAW | 2 | 50 | 38 | 9.2008 | 0.61142 | 0.64942 | 0.63 | Y | 0.68 | 0.78 | 0.78 | [6 empty] | N | AHRI
205417943 |  | Active | RHEEM | 22VR50FNEV | XG50T06HN38U* | Natural Gas | Storage | High Usage | 84 |  | 0.64 | 50 | 48 | 38 |  | 79 | No |  | Yes | TRUE | 760 | Gas Storage | HIGH DRAW | TRUE | Gas StorageHIGH DRAW | 2 | 50 | 38 | 9.2008 | 0.61142 | 0.64942 | 0.63 | Y | 0.68 | 0.78 | 0.78 | [6 empty] | N | AHRI
205417944 |  | Active | RHEEM | 22VR50FNEV | XG50T09HN38U* | Natural Gas | Storage | High Usage | 84 |  | 0.64 | 50 | 48 | 38 |  | 79 | No |  | Yes | TRUE | 760 | Gas Storage | HIGH DRAW | TRUE | Gas StorageHIGH DRAW | 2 | 50 | 38 | 9.2008 | 0.61142 | 0.64942 | 0.63 | Y | 0.68 | 0.78 | 0.78 | [6 empty] | N | AHRI
205417945 |  | Active | RHEEM | 22VR50FNEV | XG50T12HN38U* | Natural Gas | Storage | High Usage | 84 |  | 0.64 | 50 | 48 | 38 |  | 79 | No |  | Yes | TRUE | 760 | Gas Storage | HIGH DRAW | TRUE | Gas StorageHIGH DRAW | 2 | 50 | 38 | 9.2008 | 0.61142 | 0.64942 | 0.63 | Y | 0.68 | 0.78 | 0.78 | [6 empty] | N | AHRI
205417946 |  | Active | RHEEM | 22VRT50FNEV | PRO+G50-38U RH62 EC1 TT* | Natural Gas | Storage | High Usage | 84 |  | 0.64 | 50 | 48 | 38 |  | 79 | No |  | Yes | TRUE | 760 | Gas Storage | HIGH DRAW | TRUE | Gas StorageHIGH DRAW | 2 | 50 | 38 | 9.2008 | 0.61142 | 0.64942 | 0.63 | Y | 0.68 | 0.78 | 0.78 | [6 empty] | N | AHRI
205417947 |  | Active | RUUD | 22VRT50FNEV | PRO+G50-38U RU62 EC1 TT* | Natural Gas | Storage | High Usage | 84 |  | 0.64 | 50 | 48 | 38 |  | 79 | No |  | Yes | TRUE | 760 | Gas Storage | HIGH DRAW | TRUE | Gas StorageHIGH DRAW | 2 | 50 | 38 | 9.2008 | 0.61142 | 0.64942 | 0.63 | Y | 0.68 | 0.78 | 0.78 | [6 empty] | N | AHRI
205417948 |  | Active | RHEEM | 44V40SFNEV | 44X40SFN* | Natural Gas | Storage | Medium Usage | 68 |  | 0.59 | 39 | 37 | 38 |  | 75 | No |  | Yes | TRUE | 974.359 | Gas Storage | MEDIUM DRAW | TRUE | Gas StorageMEDIUM DRAW | 2 | 40 | 38 | 7.1868 | 0.61581 | 0.5987 | 0.58 | Y | 0.64 | N/A | N/A | [6 empty] | N | AHRI
205417949 |  | Active | RUUD | 44V40SFNEV | M4-40SFN* | Natural Gas | Storage | Medium Usage | 68 |  | 0.59 | 39 | 37 | 38 |  | 75 | No |  | Yes | TRUE | 974.359 | Gas Storage | MEDIUM DRAW | TRUE | Gas StorageMEDIUM DRAW | 2 | 40 | 38 | 7.1868 | 0.61581 | 0.5987 | 0.58 | Y | 0.64 | N/A | N/A | [6 empty] | N | AHRI
205417950 |  | Active | RUUD | 44V40SFNEV | PROG39S-38U RU62 EC1* | Natural Gas | Storage | Medium Usage | 68 |  | 0.59 | 39 | 37 | 38 |  | 75 | No |  | Yes | TRUE | 974.359 | Gas Storage | MEDIUM DRAW | TRUE | Gas StorageMEDIUM DRAW | 2 | 40 | 38 | 7.1868 | 0.61581 | 0.5987 | 0.58 | Y | 0.64 | N/A | N/A | [6 empty] | N | AHRI
205417951 |  | Active | RICHMOND | 44V40SFNEV | 6G40S-38FN* | Natural Gas | Storage | Medium Usage | 68 |  | 0.59 | 39 | 37 | 38 |  | 75 | No |  | Yes | TRUE | 974.359 | Gas Storage | MEDIUM DRAW | TRUE | Gas StorageMEDIUM DRAW | 2 | 40 | 38 | 7.1868 | 0.61581 | 0.5987 | 0.58 | Y | 0.64 | N/A | N/A | [6 empty] | N | AHRI
205417952 |  | Active | RICHMOND | 44V40SFNEV | 9G40S-38FN* | Natural Gas | Storage | Medium Usage | 68 |  | 0.59 | 39 | 37 | 38 |  | 75 | No |  | Yes | TRUE | 974.359 | Gas Storage | MEDIUM DRAW | TRUE | Gas StorageMEDIUM DRAW | 2 | 40 | 38 | 7.1868 | 0.61581 | 0.5987 | 0.58 | Y | 0.64 | N/A | N/A | [6 empty] | N | AHRI
205417953 |  | Active | RHEEM | 44V40SFNEV | XG39S06EN38U* | Natural Gas | Storage | Medium Usage | 68 |  | 0.59 | 39 | 37 | 38 |  | 75 | No |  | Yes | TRUE | 974.359 | Gas Storage | MEDIUM DRAW | TRUE | Gas StorageMEDIUM DRAW | 2 | 40 | 38 | 7.1868 | 0.61581 | 0.5987 | 0.58 | Y | 0.64 | N/A | N/A | [6 empty] | N | AHRI
205417954 |  | Active | RICHMOND | 44V50SFNEV | 6G50S-40FN* | Natural Gas | Storage | High Usage | 85 |  | 0.63 | 50 | 48 | 40 |  | 83 | No |  | Yes | TRUE | 800 | Gas Storage | HIGH DRAW | TRUE | Gas StorageHIGH DRAW | 2 | 50 | 40 | 11.7831 | 0.59193 | 0.63928 | 0.63 | Y | 0.68 | 0.78 | 0.78 | [6 empty] | N | AHRI
205417955 |  | Active | RICHMOND | 44V50SFNEV | 9G50S-40FN* | Natural Gas | Storage | High Usage | 85 |  | 0.63 | 50 | 48 | 40 |  | 83 | No |  | Yes | TRUE | 800 | Gas Storage | HIGH DRAW | TRUE | Gas StorageHIGH DRAW | 2 | 50 | 40 | 11.7831 | 0.59193 | 0.63928 | 0.63 | Y | 0.68 | 0.78 | 0.78 | [6 empty] | N | AHRI
205417956 |  | Active | RICHMOND | 44V50SFNEV | 12G50S-40FN* | Natural Gas | Storage | High Usage | 85 |  | 0.63 | 50 | 48 | 40 |  | 83 | No |  | Yes | TRUE | 800 | Gas Storage | HIGH DRAW | TRUE | Gas StorageHIGH DRAW | 2 | 50 | 40 | 11.7831 | 0.59193 | 0.63928 | 0.63 | Y | 0.68 | 0.78 | 0.78 | [6 empty] | N | AHRI
205417957 |  | Active | RUUD | 44V50SFNEV | PROG50S-40U RU60 EC1* | Natural Gas | Storage | High Usage | 85 |  | 0.63 | 50 | 48 | 40 |  | 83 | No |  | Yes | TRUE | 800 | Gas Storage | HIGH DRAW | TRUE | Gas StorageHIGH DRAW | 2 | 50 | 40 | 11.7831 | 0.59193 | 0.63928 | 0.63 | Y | 0.68 | 0.78 | 0.78 | [6 empty] | N | AHRI
205417958 |  | Active | RHEEM | 44V50SFNEV | XG50S06EN40U* | Natural Gas | Storage | High Usage | 85 |  | 0.63 | 50 | 48 | 40 |  | 83 | No |  | Yes | TRUE | 800 | Gas Storage | HIGH DRAW | TRUE | Gas StorageHIGH DRAW | 2 | 50 | 40 | 11.7831 | 0.59193 | 0.63928 | 0.63 | Y | 0.68 | 0.78 | 0.78 | [6 empty] | N | AHRI
205417959 |  | Active | RHEEM | 44V55FNEV | XG55T06EN45U* | Natural Gas | Storage | High Usage | 99 |  | 0.62 | 55 | 55 | 45 |  | 76 | No |  | Yes | TRUE | 818.1818 | Gas Storage | HIGH DRAW | TRUE | Gas StorageHIGH DRAW | 2 | 55 | 45 | 9.1365 | 0.59358 | 0.62913 | 0.62 | Y | 0.68 | 0.78 | 0.78 | [6 empty] | N | AHRI
205417960 |  | Active | RUUD | 44V55FNEV | PRO+G55-45U RU59 EC1* | Natural Gas | Storage | High Usage | 99 |  | 0.62 | 55 | 55 | 45 |  | 76 | No |  | Yes | TRUE | 818.1818 | Gas Storage | HIGH DRAW | TRUE | Gas StorageHIGH DRAW | 2 | 55 | 45 | 9.1365 | 0.59358 | 0.62913 | 0.62 | Y | 0.68 | 0.78 | 0.78 | [6 empty] | N | AHRI
205417961 |  | Active | RICHMOND | 44V55FNEV | 6G55-45FN* | Natural Gas | Storage | High Usage | 99 |  | 0.62 | 55 | 55 | 45 |  | 76 | No |  | Yes | TRUE | 818.1818 | Gas Storage | HIGH DRAW | TRUE | Gas StorageHIGH DRAW | 2 | 55 | 45 | 9.1365 | 0.59358 | 0.62913 | 0.62 | Y | 0.68 | 0.78 | 0.78 | [6 empty] | N | AHRI
205417962 |  | Active | RICHMOND | 44V55FNEV | 12G55-45FN* | Natural Gas | Storage | High Usage | 99 |  | 0.62 | 55 | 55 | 45 |  | 76 | No |  | Yes | TRUE | 818.1818 | Gas Storage | HIGH DRAW | TRUE | Gas StorageHIGH DRAW | 2 | 55 | 45 | 9.1365 | 0.59358 | 0.62913 | 0.62 | Y | 0.68 | 0.78 | 0.78 | [6 empty] | N | AHRI
205573463 |  | Active | JETGLAS |  | LC2PDV50H76*N | Natural Gas | Storage | High Usage | 125 |  | 0.8 | 50 | 48 | 76 |  | 87 | No |  | No | TRUE | 1520 | Residential-Duty Gas Storage | HIGH DRAW | TRUE | Residential-Duty Gas StorageHIGH DRAW | 4 | 50 | 76 | 3.0047 | 0.7935 | 0.81173 | 0.61 |  | 0.8 | N/A | N/A |  |  |  | Y |  |  | N | AHRI
205708845 |  | Active | RUUD | 24V40FNEV | PROG40-38U RU62 EC1* | Natural Gas | Storage | Medium Usage | 71 |  | 0.58 | 40 | 38 | 38 |  | 76 | No |  | Yes | TRUE | 950 | Gas Storage | MEDIUM DRAW | TRUE | Gas StorageMEDIUM DRAW | 2 | 40 | 38 | 8.1113 | 0.60741 | 0.58856 | 0.58 | Y | 0.64 | N/A | N/A | [6 empty] | N | AHRI
205814010 |  | Active | RHEEM |  | XG50S12HE40U0 | Natural Gas | Storage | High Usage | 86 |  | 0.64 | 50 | 48 | 40 |  | 78 | No |  | Yes | TRUE | 800 | Gas Storage | HIGH DRAW | TRUE | Gas StorageHIGH DRAW | 2 | 50 | 40 | 8.6746 | 0.61359 | 0.64942 | 0.63 | Y | 0.68 | 0.78 | 0.78 | [6 empty] | N | AHRI
206191810 |  | Active | A. O. SMITH |  | GUC 40 4** | Natural Gas | Storage | High Usage | 83 |  | 0.64 | 40 | 38 | 40 |  | 74 | No |  | Yes | TRUE | 1000 | Gas Storage | HIGH DRAW | TRUE | Gas StorageHIGH DRAW | 2 | 40 | 40 | 6.5548 | 0.62278 | 0.64942 | 0.64 | Y | 0.68 | 0.78 | 0.78 | [6 empty] | N | AHRI
206191811 |  | Active | A. O. SMITH |  | HUC 40 4** | Natural Gas | Storage | High Usage | 83 |  | 0.64 | 40 | 38 | 40 |  | 74 | No |  | Yes | TRUE | 1000 | Gas Storage | HIGH DRAW | TRUE | Gas StorageHIGH DRAW | 2 | 40 | 40 | 6.5548 | 0.62278 | 0.64942 | 0.64 | Y | 0.68 | 0.78 | 0.78 | [6 empty] | N | AHRI
206191812 |  | Active | A. O. SMITH |  | XUC 40 4** | Natural Gas | Storage | High Usage | 83 |  | 0.64 | 40 | 38 | 40 |  | 74 | No |  | Yes | TRUE | 1000 | Gas Storage | HIGH DRAW | TRUE | Gas StorageHIGH DRAW | 2 | 40 | 40 | 6.5548 | 0.62278 | 0.64942 | 0.64 | Y | 0.68 | 0.78 | 0.78 | [6 empty] | N | AHRI
206191813 |  | Active | A. O. SMITH |  | G6N-UT4040NVR 4** | Natural Gas | Storage | High Usage | 83 |  | 0.64 | 40 | 38 | 40 |  | 74 | No |  | Yes | TRUE | 1000 | Gas Storage | HIGH DRAW | TRUE | Gas StorageHIGH DRAW | 2 | 40 | 40 | 6.5548 | 0.62278 | 0.64942 | 0.64 | Y | 0.68 | 0.78 | 0.78 | [6 empty] | N | AHRI
206191814 |  | Active | STATE |  | GS 6 40 BRUT* 4** | Natural Gas | Storage | High Usage | 83 |  | 0.64 | 40 | 38 | 40 |  | 74 | No |  | Yes | TRUE | 1000 | Gas Storage | HIGH DRAW | TRUE | Gas StorageHIGH DRAW | 2 | 40 | 40 | 6.5548 | 0.62278 | 0.64942 | 0.64 | Y | 0.68 | 0.78 | 0.78 | [6 empty] | N | AHRI
206191815 |  | Active | STATE |  | GW8 40 BRUT* 4** | Natural Gas | Storage | High Usage | 83 |  | 0.64 | 40 | 38 | 40 |  | 74 | No |  | Yes | TRUE | 1000 | Gas Storage | HIGH DRAW | TRUE | Gas StorageHIGH DRAW | 2 | 40 | 40 | 6.5548 | 0.62278 | 0.64942 | 0.64 | Y | 0.68 | 0.78 | 0.78 | [6 empty] | N | AHRI
206191816 |  | Active | STATE |  | GSX 40 BRUT* 4** | Natural Gas | Storage | High Usage | 83 |  | 0.64 | 40 | 38 | 40 |  | 74 | No |  | Yes | TRUE | 1000 | Gas Storage | HIGH DRAW | TRUE | Gas StorageHIGH DRAW | 2 | 40 | 40 | 6.5548 | 0.62278 | 0.64942 | 0.64 | Y | 0.68 | 0.78 | 0.78 | [6 empty] | N | AHRI
206191817 |  | Active | RELIANCE WATER HEATERS |  | (6,9) 40 UN(B,K)RT* 4** | Natural Gas | Storage | High Usage | 83 |  | 0.64 | 40 | 38 | 40 |  | 74 | No |  | Yes | TRUE | 1000 | Gas Storage | HIGH DRAW | TRUE | Gas StorageHIGH DRAW | 2 | 40 | 40 | 6.5548 | 0.62278 | 0.64942 | 0.64 | Y | 0.68 | 0.78 | 0.78 | [6 empty] | N | AHRI
206191820 |  | Active | AMERICAN |  | GU61 40T40R 4** | Natural Gas | Storage | High Usage | 83 |  | 0.64 | 40 | 38 | 40 |  | 74 | No |  | Yes | TRUE | 1000 | Gas Storage | HIGH DRAW | TRUE | Gas StorageHIGH DRAW | 2 | 40 | 40 | 6.5548 | 0.62278 | 0.64942 | 0.64 | Y | 0.68 | 0.78 | 0.78 | [6 empty] | N | AHRI
206191821 |  | Active | AMERICAN |  | GU81 40T40R 4** | Natural Gas | Storage | High Usage | 83 |  | 0.64 | 40 | 38 | 40 |  | 74 | No |  | Yes | TRUE | 1000 | Gas Storage | HIGH DRAW | TRUE | Gas StorageHIGH DRAW | 2 | 40 | 40 | 6.5548 | 0.62278 | 0.64942 | 0.64 | Y | 0.68 | 0.78 | 0.78 | [6 empty] | N | AHRI
206191822 |  | Active | U.S. CRAFTMASTER |  | UNG1F4040TR 4** | Natural Gas | Storage | High Usage | 83 |  | 0.64 | 40 | 38 | 40 |  | 74 | No |  | Yes | TRUE | 1000 | Gas Storage | HIGH DRAW | TRUE | Gas StorageHIGH DRAW | 2 | 40 | 40 | 6.5548 | 0.62278 | 0.64942 | 0.64 | Y | 0.68 | 0.78 | 0.78 | [6 empty] | N | AHRI
206191823 |  | Active | U.S. CRAFTMASTER |  | UNG1H4040TR 4** | Natural Gas | Storage | High Usage | 83 |  | 0.64 | 40 | 38 | 40 |  | 74 | No |  | Yes | TRUE | 1000 | Gas Storage | HIGH DRAW | TRUE | Gas StorageHIGH DRAW | 2 | 40 | 40 | 6.5548 | 0.62278 | 0.64942 | 0.64 | Y | 0.68 | 0.78 | 0.78 | [6 empty] | N | AHRI
206191824 |  | Active | U.S. CRAFTMASTER |  | UNG1J4040TR 4** | Natural Gas | Storage | High Usage | 83 |  | 0.64 | 40 | 38 | 40 |  | 74 | No |  | Yes | TRUE | 1000 | Gas Storage | HIGH DRAW | TRUE | Gas StorageHIGH DRAW | 2 | 40 | 40 | 6.5548 | 0.62278 | 0.64942 | 0.64 | Y | 0.68 | 0.78 | 0.78 | [6 empty] | N | AHRI
206192538 |  | Active | A. O. SMITH |  | GUR 40 4** | Natural Gas | Storage | High Usage | 83 |  | 0.64 | 40 | 38 | 40 |  | 77 | No |  | Yes | TRUE | 1000 | Gas Storage | HIGH DRAW | TRUE | Gas StorageHIGH DRAW | 2 | 40 | 40 | 8.1667 | 0.61577 | 0.64942 | 0.64 | Y | 0.68 | 0.78 | 0.78 | [6 empty] | N | AHRI
206192539 |  | Active | A. O. SMITH |  | HUR 40 4** | Natural Gas | Storage | High Usage | 83 |  | 0.64 | 40 | 38 | 40 |  | 77 | No |  | Yes | TRUE | 1000 | Gas Storage | HIGH DRAW | TRUE | Gas StorageHIGH DRAW | 2 | 40 | 40 | 8.1667 | 0.61577 | 0.64942 | 0.64 | Y | 0.68 | 0.78 | 0.78 | [6 empty] | N | AHRI
206192540 |  | Active | A. O. SMITH |  | XUR 40 4** | Natural Gas | Storage | High Usage | 83 |  | 0.64 | 40 | 38 | 40 |  | 77 | No |  | Yes | TRUE | 1000 | Gas Storage | HIGH DRAW | TRUE | Gas StorageHIGH DRAW | 2 | 40 | 40 | 8.1667 | 0.61577 | 0.64942 | 0.64 | Y | 0.68 | 0.78 | 0.78 | [6 empty] | N | AHRI
206192541 |  | Active | A. O. SMITH |  | G9-UT4040NVR 4** | Natural Gas | Storage | High Usage | 83 |  | 0.64 | 40 | 38 | 40 |  | 77 | No |  | Yes | TRUE | 1000 | Gas Storage | HIGH DRAW | TRUE | Gas StorageHIGH DRAW | 2 | 40 | 40 | 8.1667 | 0.61577 | 0.64942 | 0.64 | Y | 0.68 | 0.78 | 0.78 | [6 empty] | N | AHRI
206192542 |  | Active | A. O. SMITH |  | G12-UT4040NVR 4** | Natural Gas | Storage | High Usage | 83 |  | 0.64 | 40 | 38 | 40 |  | 77 | No |  | Yes | TRUE | 1000 | Gas Storage | HIGH DRAW | TRUE | Gas StorageHIGH DRAW | 2 | 40 | 40 | 8.1667 | 0.61577 | 0.64942 | 0.64 | Y | 0.68 | 0.78 | 0.78 | [6 empty] | N | AHRI
206192543 |  | Active | STATE |  | GS6 40 BCUT* 4** | Natural Gas | Storage | High Usage | 83 |  | 0.64 | 40 | 38 | 40 |  | 77 | No |  | Yes | TRUE | 1000 | Gas Storage | HIGH DRAW | TRUE | Gas StorageHIGH DRAW | 2 | 40 | 40 | 8.1667 | 0.61577 | 0.64942 | 0.64 | Y | 0.68 | 0.78 | 0.78 | [6 empty] | N | AHRI
206192544 |  | Active | STATE |  | GW8 40 BCUT* 4** | Natural Gas | Storage | High Usage | 83 |  | 0.64 | 40 | 38 | 40 |  | 77 | No |  | Yes | TRUE | 1000 | Gas Storage | HIGH DRAW | TRUE | Gas StorageHIGH DRAW | 2 | 40 | 40 | 8.1667 | 0.61577 | 0.64942 | 0.64 | Y | 0.68 | 0.78 | 0.78 | [6 empty] | N | AHRI
206192545 |  | Active | STATE |  | GSX 40 BCUT* 4** | Natural Gas | Storage | High Usage | 83 |  | 0.64 | 40 | 38 | 40 |  | 77 | No |  | Yes | TRUE | 1000 | Gas Storage | HIGH DRAW | TRUE | Gas StorageHIGH DRAW | 2 | 40 | 40 | 8.1667 | 0.61577 | 0.64942 | 0.64 | Y | 0.68 | 0.78 | 0.78 | [6 empty] | N | AHRI
206192546 |  | Active | RELIANCE WATER HEATERS |  | (6,9,12) 40 UN(A,B,K)CT* 4** | Natural Gas | Storage | High Usage | 83 |  | 0.64 | 40 | 38 | 40 |  | 77 | No |  | Yes | TRUE | 1000 | Gas Storage | HIGH DRAW | TRUE | Gas StorageHIGH DRAW | 2 | 40 | 40 | 8.1667 | 0.61577 | 0.64942 | 0.64 | Y | 0.68 | 0.78 | 0.78 | [6 empty] | N | AHRI
206192547 |  | Active | AMERICAN |  | GU62 40T40R 4** | Natural Gas | Storage | High Usage | 83 |  | 0.64 | 40 | 38 | 40 |  | 77 | No |  | Yes | TRUE | 1000 | Gas Storage | HIGH DRAW | TRUE | Gas StorageHIGH DRAW | 2 | 40 | 40 | 8.1667 | 0.61577 | 0.64942 | 0.64 | Y | 0.68 | 0.78 | 0.78 | [6 empty] | N | AHRI
206192548 |  | Active | AMERICAN |  | GU82 40T40R 4** | Natural Gas | Storage | High Usage | 83 |  | 0.64 | 40 | 38 | 40 |  | 77 | No |  | Yes | TRUE | 1000 | Gas Storage | HIGH DRAW | TRUE | Gas StorageHIGH DRAW | 2 | 40 | 40 | 8.1667 | 0.61577 | 0.64942 | 0.64 | Y | 0.68 | 0.78 | 0.78 | [6 empty] | N | AHRI
206192549 |  | Active | LOCHINVAR |  | UTN040 40R 4** | Natural Gas | Storage | High Usage | 83 |  | 0.64 | 40 | 38 | 40 |  | 77 | No |  | Yes | TRUE | 1000 | Gas Storage | HIGH DRAW | TRUE | Gas StorageHIGH DRAW | 2 | 40 | 40 | 8.1667 | 0.61577 | 0.64942 | 0.64 | Y | 0.68 | 0.78 | 0.78 | [6 empty] | N | AHRI
206192550 |  | Active | LOCHINVAR |  | UTN040 40-8R(T) 4** | Natural Gas | Storage | High Usage | 83 |  | 0.64 | 40 | 38 | 40 |  | 77 | No |  | Yes | TRUE | 1000 | Gas Storage | HIGH DRAW | TRUE | Gas StorageHIGH DRAW | 2 | 40 | 40 | 8.1667 | 0.61577 | 0.64942 | 0.64 | Y | 0.68 | 0.78 | 0.78 | [6 empty] | N | AHRI
206194990 |  | Active | RHEEM |  | PROG40-38N RH62 TT | Natural Gas | Storage | Medium Usage | 64 |  | 0.58 | 40 | 38 | 38 |  | 74 | No |  | Yes | TRUE | 950 | Gas Storage | MEDIUM DRAW | TRUE | Gas StorageMEDIUM DRAW | 2 | 40 | 38 | 7.4142 | 0.60565 | 0.58856 | 0.58 | Y | 0.64 | N/A | N/A | [6 empty] | N | AHRI
206214376 |  | Active | RHEEM |  | PROG40-40N RH62 TT | Natural Gas | Storage | Medium Usage | 64 |  | 0.66 | 40 | 38 | 40 |  | 80 | No |  | Yes | TRUE | 1000 | Gas Storage | MEDIUM DRAW | TRUE | Gas StorageMEDIUM DRAW | 2 | 40 | 40 | 5.2431 | 0.6849 | 0.66971 | 0.58 |  | 0.64 | N/A | N/A |  |  |  | Y |  |  | N | AHRI
206214377 |  | Active | RUUD |  | PROG40-40N RU62 TT | Natural Gas | Storage | Medium Usage | 64 |  | 0.66 | 40 | 38 | 40 |  | 80 | No |  | Yes | TRUE | 1000 | Gas Storage | MEDIUM DRAW | TRUE | Gas StorageMEDIUM DRAW | 2 | 40 | 40 | 5.2431 | 0.6849 | 0.66971 | 0.58 |  | 0.64 | N/A | N/A |  |  |  | Y |  |  | N | AHRI
206214378 |  | Active | RHEEM |  | PROG50-38N RH60 TT | Natural Gas | Storage | High Usage | 84 |  | 0.64 | 50 | 48 | 38 |  | 83 | No |  | Yes | TRUE | 760 | Gas Storage | HIGH DRAW | TRUE | Gas StorageHIGH DRAW | 2 | 50 | 38 | 11.0555 | 0.60363 | 0.64942 | 0.63 | Y | 0.68 | 0.78 | 0.78 | [6 empty] | N | AHRI
206214379 |  | Active | RUUD |  | PROG50-38N RU60 TT | Natural Gas | Storage | High Usage | 84 |  | 0.64 | 50 | 48 | 38 |  | 83 | No |  | Yes | TRUE | 760 | Gas Storage | HIGH DRAW | TRUE | Gas StorageHIGH DRAW | 2 | 50 | 38 | 11.0555 | 0.60363 | 0.64942 | 0.63 | Y | 0.68 | 0.78 | 0.78 | [6 empty] | N | AHRI
206214380 |  | Active | RHEEM |  | PROG50-40N RH62 TT | Natural Gas | Storage | High Usage | 85 |  | 0.65 | 50 | 48 | 40 |  | 81 | No |  | Yes | TRUE | 800 | Gas Storage | HIGH DRAW | TRUE | Gas StorageHIGH DRAW | 2 | 50 | 40 | 9.3766 | 0.61948 | 0.65957 | 0.63 | Y | 0.68 | 0.78 | 0.78 | [6 empty] | N | AHRI
206214381 |  | Active | RUUD |  | PROG50-40N RU62 TT | Natural Gas | Storage | High Usage | 85 |  | 0.65 | 50 | 48 | 40 |  | 81 | No |  | Yes | TRUE | 800 | Gas Storage | HIGH DRAW | TRUE | Gas StorageHIGH DRAW | 2 | 50 | 40 | 9.3766 | 0.61948 | 0.65957 | 0.63 | Y | 0.68 | 0.78 | 0.78 | [6 empty] | N | AHRI
206214418 |  | Active | RUUD |  | PROG40-38N RU62 TT | Natural Gas | Storage | Medium Usage | 64 |  | 0.58 | 40 | 38 | 38 |  | 74 | No |  | Yes | TRUE | 950 | Gas Storage | MEDIUM DRAW | TRUE | Gas StorageMEDIUM DRAW | 2 | 40 | 38 | 7.4142 | 0.60565 | 0.58856 | 0.58 | Y | 0.64 | N/A | N/A | [6 empty] | N | AHRI
206340207 |  | Active | A. O. SMITH |  | GPHE-50 1** | Natural Gas | Storage | High Usage | 119 |  | 0.88 | 50 | 48 | 76 |  | 93 | Yes |  | No | TRUE | 1520 | Residential-Duty Gas Storage | HIGH DRAW | TRUE | Residential-Duty Gas StorageHIGH DRAW | 4 | 50 | 76 | 1.8216 | 0.88083 | 0.89288 | 0.61 |  | 0.8 | N/A | N/A |  |  |  | Y |  |  | N | AHRI
206340214 |  | Active | GSW WATER HEATERS |  | 6G5076NVC 1** | Natural Gas | Storage | High Usage | 119 |  | 0.88 | 50 | 48 | 76 |  | 93 | Yes |  | No | TRUE | 1520 | Residential-Duty Gas Storage | HIGH DRAW | TRUE | Residential-Duty Gas StorageHIGH DRAW | 4 | 50 | 76 | 1.8216 | 0.88083 | 0.89288 | 0.61 |  | 0.8 | N/A | N/A |  |  |  | Y |  |  | N | AHRI
206340215 |  | Active | AMERICAN |  | VG6250T76NV 1** | Natural Gas | Storage | High Usage | 119 |  | 0.88 | 50 | 48 | 76 |  | 93 | Yes |  | No | TRUE | 1520 | Residential-Duty Gas Storage | HIGH DRAW | TRUE | Residential-Duty Gas StorageHIGH DRAW | 4 | 50 | 76 | 1.8216 | 0.88083 | 0.89288 | 0.61 |  | 0.8 | N/A | N/A |  |  |  | Y |  |  | N | AHRI
206340216 |  | Active | RELIANCE WATER HEATERS |  | 6-50-YTVIT 1** | Natural Gas | Storage | High Usage | 119 |  | 0.88 | 50 | 48 | 76 |  | 93 | Yes |  | No | TRUE | 1520 | Residential-Duty Gas Storage | HIGH DRAW | TRUE | Residential-Duty Gas StorageHIGH DRAW | 4 | 50 | 76 | 1.8216 | 0.88083 | 0.89288 | 0.61 |  | 0.8 | N/A | N/A |  |  |  | Y |  |  | N | AHRI
206340217 |  | Active | STATE |  | GP6-50-YTVIT 1** | Natural Gas | Storage | High Usage | 119 |  | 0.88 | 50 | 48 | 76 |  | 93 | Yes |  | No | TRUE | 1520 | Residential-Duty Gas Storage | HIGH DRAW | TRUE | Residential-Duty Gas StorageHIGH DRAW | 4 | 50 | 76 | 1.8216 | 0.88083 | 0.89288 | 0.61 |  | 0.8 | N/A | N/A |  |  |  | Y |  |  | N | AHRI
206350513 |  | Active | A. O. SMITH |  | G12-CADT4040NV 1** | Natural Gas | Storage | High Usage | 82 |  | 0.68 | 40 | 38 | 40 |  | 75 | No |  | Yes | TRUE | 1000 | Gas Storage | HIGH DRAW | TRUE | Gas StorageHIGH DRAW | 2 | 40 | 40 | 4.2569 | 0.67124 | 0.69 | 0.64 |  | 0.68 | 0.78 | 0.78 |  |  |  | Y |  |  | N | AHRI
206350514 |  | Active | A. O. SMITH |  | G12-CADT5040NV 1** | Natural Gas | Storage | High Usage | 75 |  | 0.68 | 50 | 48 | 40 |  | 75 | No |  | Yes | TRUE | 800 | Gas Storage | HIGH DRAW | TRUE | Gas StorageHIGH DRAW | 2 | 50 | 40 | 4.2569 | 0.67124 | 0.69 | 0.63 |  | 0.68 | 0.78 | 0.78 |  |  |  | Y |  |  | N | AHRI
206628530 |  | Active | A. O. SMITH |  | GCD-40 1** | Natural Gas | Storage | High Usage | 82 |  | 0.68 | 40 | 38 | 40 |  | 75 | No |  | Yes | TRUE | 1000 | Gas Storage | HIGH DRAW | TRUE | Gas StorageHIGH DRAW | 2 | 40 | 40 | 4.2569 | 0.67124 | 0.69 | 0.64 |  | 0.68 | 0.78 | 0.78 |  |  |  | Y |  |  | N | AHRI
206628532 |  | Active | RELIANCE WATER HEATERS |  | 6-40-NDHT 1** | Natural Gas | Storage | High Usage | 82 |  | 0.68 | 40 | 38 | 40 |  | 75 | No |  | Yes | TRUE | 1000 | Gas Storage | HIGH DRAW | TRUE | Gas StorageHIGH DRAW | 2 | 40 | 40 | 4.2569 | 0.67124 | 0.69 | 0.64 |  | 0.68 | 0.78 | 0.78 |  |  |  | Y |  |  | N | AHRI
206628533 |  | Active | STATE |  | GS6-40-BDHT 1** | Natural Gas | Storage | High Usage | 82 |  | 0.68 | 40 | 38 | 40 |  | 75 | No |  | Yes | TRUE | 1000 | Gas Storage | HIGH DRAW | TRUE | Gas StorageHIGH DRAW | 2 | 40 | 40 | 4.2569 | 0.67124 | 0.69 | 0.64 |  | 0.68 | 0.78 | 0.78 |  |  |  | Y |  |  | N | AHRI
206628648 |  | Active | A. O. SMITH |  | GCD-50 1** | Natural Gas | Storage | High Usage | 75 |  | 0.68 | 50 | 48 | 40 |  | 75 | No |  | Yes | TRUE | 800 | Gas Storage | HIGH DRAW | TRUE | Gas StorageHIGH DRAW | 2 | 50 | 40 | 4.2569 | 0.67124 | 0.69 | 0.63 |  | 0.68 | 0.78 | 0.78 |  |  |  | Y |  |  | N | AHRI
206628649 |  | Active | RELIANCE WATER HEATERS |  | 6-50-NDHT 1** | Natural Gas | Storage | High Usage | 75 |  | 0.68 | 50 | 48 | 40 |  | 75 | No |  | Yes | TRUE | 800 | Gas Storage | HIGH DRAW | TRUE | Gas StorageHIGH DRAW | 2 | 50 | 40 | 4.2569 | 0.67124 | 0.69 | 0.63 |  | 0.68 | 0.78 | 0.78 |  |  |  | Y |  |  | N | AHRI
206628651 |  | Active | STATE |  | GS6-50-BDHT 1** | Natural Gas | Storage | High Usage | 75 |  | 0.68 | 50 | 48 | 40 |  | 75 | No |  | Yes | TRUE | 800 | Gas Storage | HIGH DRAW | TRUE | Gas StorageHIGH DRAW | 2 | 50 | 40 | 4.2569 | 0.67124 | 0.69 | 0.63 |  | 0.68 | 0.78 | 0.78 |  |  |  | Y |  |  | N | AHRI
206640281 |  | Active | A. O. SMITH |  | G6-US7576V 100 | Natural Gas | Storage | High Usage | 102 |  | 0.64 | 74 | 71 | 75.1 |  | 76 | No |  | No | TRUE | 1014.8649 | Residential-Duty Gas Storage | HIGH DRAW | TRUE | Residential-Duty Gas StorageHIGH DRAW | 4 | 75 | 75.1 | 7.4064 | 0.61849 | 0.64942 | 0.59 |  | 0.8 | N/A | N/A | [6 empty] | N | AHRI
206640282 |  | Active | A. O. SMITH |  | G6-UT10076V 100 | Natural Gas | Storage | High Usage | 120 |  | 0.58 | 98 | 95 | 75.1 |  | 74 | No |  | No | TRUE | 766.3265 | Residential-Duty Gas Storage | HIGH DRAW | TRUE | Residential-Duty Gas StorageHIGH DRAW | 4 | 100 | 75.1 | 11.202 | 0.54986 | 0.58856 | 0.57 |  | 0.8 | N/A | N/A | [6 empty] | N | AHRI
206640284 |  | Active | A. O. SMITH |  | G6-T10076V 400 | Natural Gas | Storage | High Usage | 170 |  | 0.58 | 98 | 95 | 75.1 |  | 79 | No |  | No | TRUE | 766.3265 | Residential-Duty Gas Storage | HIGH DRAW | TRUE | Residential-Duty Gas StorageHIGH DRAW | 4 | 100 | 75.1 | 13.7403 | 0.54116 | 0.58856 | 0.57 |  | 0.8 | N/A | N/A | [6 empty] | N | AHRI
206667230 |  | Active | AMERICAN |  | DVUG62-40S36-NV 1** | Natural Gas | Storage | Medium Usage | 64 |  | 0.59 | 40 | 39 | 36 |  | 74 | No |  | Yes | TRUE | 900 | Gas Storage | MEDIUM DRAW | TRUE | Gas StorageMEDIUM DRAW | 2 | 40 | 36 | 6.8512 | 0.615 | 0.5987 | 0.58 | Y | 0.64 | N/A | N/A | [6 empty] | N | AHRI
206667231 |  | Active | A. O. SMITH |  | GDNL-40L 1** | Natural Gas | Storage | Medium Usage | 64 |  | 0.59 | 40 | 39 | 36 |  | 74 | No |  | Yes | TRUE | 900 | Gas Storage | MEDIUM DRAW | TRUE | Gas StorageMEDIUM DRAW | 2 | 40 | 36 | 6.8512 | 0.615 | 0.5987 | 0.58 | Y | 0.64 | N/A | N/A | [6 empty] | N | AHRI
206667232 |  | Active | A. O. SMITH |  | G6-UDVS4036NV 1** | Natural Gas | Storage | Medium Usage | 64 |  | 0.59 | 40 | 39 | 36 |  | 74 | No |  | Yes | TRUE | 900 | Gas Storage | MEDIUM DRAW | TRUE | Gas StorageMEDIUM DRAW | 2 | 40 | 36 | 6.8512 | 0.615 | 0.5987 | 0.58 | Y | 0.64 | N/A | N/A | [6 empty] | N | AHRI
206667233 |  | Active | STATE |  | GS6-40-UBDSL 1** | Natural Gas | Storage | Medium Usage | 64 |  | 0.59 | 40 | 39 | 36 |  | 74 | No |  | Yes | TRUE | 900 | Gas Storage | MEDIUM DRAW | TRUE | Gas StorageMEDIUM DRAW | 2 | 40 | 36 | 6.8512 | 0.615 | 0.5987 | 0.58 | Y | 0.64 | N/A | N/A | [6 empty] | N | AHRI
206703067 |  | Active | A. O. SMITH |  | GCN-75* 1** | Natural Gas | Storage | High Usage | 102 |  | 0.64 | 74 | 71 | 75.1 |  | 76 | No |  | No | TRUE | 1014.8649 | Residential-Duty Gas Storage | HIGH DRAW | TRUE | Residential-Duty Gas StorageHIGH DRAW | 4 | 75 | 75.1 | 7.4064 | 0.61849 | 0.64942 | 0.59 |  | 0.8 | N/A | N/A | [6 empty] | N | AHRI
206703068 |  | Active | A. O. SMITH |  | GCN-100* 1** | Natural Gas | Storage | High Usage | 120 |  | 0.58 | 98 | 95 | 75.1 |  | 74 | No |  | No | TRUE | 766.3265 | Residential-Duty Gas Storage | HIGH DRAW | TRUE | Residential-Duty Gas StorageHIGH DRAW | 4 | 100 | 75.1 | 11.202 | 0.54986 | 0.58856 | 0.57 |  | 0.8 | N/A | N/A | [6 empty] | N | AHRI
206703358 |  | Active | LOCHINVAR |  | LTN10075 4** | Natural Gas | Storage | High Usage | 170 |  | 0.58 | 98 | 95 | 75.1 |  | 79 | No |  | No | TRUE | 766.3265 | Residential-Duty Gas Storage | HIGH DRAW | TRUE | Residential-Duty Gas StorageHIGH DRAW | 4 | 100 | 75.1 | 13.7403 | 0.54116 | 0.58856 | 0.57 |  | 0.8 | N/A | N/A | [6 empty] | N | AHRI
206703360 |  | Active | LOCHINVAR |  | XTN10075 4** | Natural Gas | Storage | High Usage | 170 |  | 0.58 | 98 | 95 | 75.1 |  | 79 | No |  | No | TRUE | 766.3265 | Residential-Duty Gas Storage | HIGH DRAW | TRUE | Residential-Duty Gas StorageHIGH DRAW | 4 | 100 | 75.1 | 13.7403 | 0.54116 | 0.58856 | 0.57 |  | 0.8 | N/A | N/A | [6 empty] | N | AHRI
206710914 |  | Active | A. O. SMITH |  | G6-US7576NV 1** | Natural Gas | Storage | High Usage | 102 |  | 0.64 | 74 | 71 | 75.1 |  | 76 | No |  | No | TRUE | 1014.8649 | Residential-Duty Gas Storage | HIGH DRAW | TRUE | Residential-Duty Gas StorageHIGH DRAW | 4 | 75 | 75.1 | 7.4064 | 0.61849 | 0.64942 | 0.59 |  | 0.8 | N/A | N/A | [6 empty] | N | AHRI
206710915 |  | Active | AMERICAN |  | UG62-75T75 4NV 1** | Natural Gas | Storage | High Usage | 102 |  | 0.64 | 74 | 71 | 75.1 |  | 76 | No |  | No | TRUE | 1014.8649 | Residential-Duty Gas Storage | HIGH DRAW | TRUE | Residential-Duty Gas StorageHIGH DRAW | 4 | 75 | 75.1 | 7.4064 | 0.61849 | 0.64942 | 0.59 |  | 0.8 | N/A | N/A | [6 empty] | N | AHRI
206710916 |  | Active | LOCHINVAR |  | UTN07575 1** | Natural Gas | Storage | High Usage | 102 |  | 0.64 | 74 | 71 | 75.1 |  | 76 | No |  | No | TRUE | 1014.8649 | Residential-Duty Gas Storage | HIGH DRAW | TRUE | Residential-Duty Gas StorageHIGH DRAW | 4 | 75 | 75.1 | 7.4064 | 0.61849 | 0.64942 | 0.59 |  | 0.8 | N/A | N/A | [6 empty] | N | AHRI
206710917 |  | Active | LOCHINVAR |  | 6-75-URRS 1** | Natural Gas | Storage | High Usage | 102 |  | 0.64 | 74 | 71 | 75.1 |  | 76 | No |  | No | TRUE | 1014.8649 | Residential-Duty Gas Storage | HIGH DRAW | TRUE | Residential-Duty Gas StorageHIGH DRAW | 4 | 75 | 75.1 | 7.4064 | 0.61849 | 0.64942 | 0.59 |  | 0.8 | N/A | N/A | [6 empty] | N | AHRI
206710918 |  | Active | STATE |  | GS6-75-URRS 1** | Natural Gas | Storage | High Usage | 102 |  | 0.64 | 74 | 71 | 75.1 |  | 76 | No |  | No | TRUE | 1014.8649 | Residential-Duty Gas Storage | HIGH DRAW | TRUE | Residential-Duty Gas StorageHIGH DRAW | 4 | 75 | 75.1 | 7.4064 | 0.61849 | 0.64942 | 0.59 |  | 0.8 | N/A | N/A | [6 empty] | N | AHRI
206710919 |  | Active | A. O. SMITH |  | G6-UT10076NV 1** | Natural Gas | Storage | High Usage | 120 |  | 0.58 | 98 | 95 | 75.1 |  | 74 | No |  | No | TRUE | 766.3265 | Residential-Duty Gas Storage | HIGH DRAW | TRUE | Residential-Duty Gas StorageHIGH DRAW | 4 | 100 | 75.1 | 11.202 | 0.54986 | 0.58856 | 0.57 |  | 0.8 | N/A | N/A | [6 empty] | N | AHRI
206710920 |  | Active | AMERICAN |  | UG62-100T75 4NV 1** | Natural Gas | Storage | High Usage | 120 |  | 0.58 | 98 | 95 | 75.1 |  | 74 | No |  | No | TRUE | 766.3265 | Residential-Duty Gas Storage | HIGH DRAW | TRUE | Residential-Duty Gas StorageHIGH DRAW | 4 | 100 | 75.1 | 11.202 | 0.54986 | 0.58856 | 0.57 |  | 0.8 | N/A | N/A | [6 empty] | N | AHRI
206710921 |  | Active | LOCHINVAR |  | UTN 10075 1** | Natural Gas | Storage | High Usage | 120 |  | 0.58 | 98 | 95 | 75.1 |  | 74 | No |  | No | TRUE | 766.3265 | Residential-Duty Gas Storage | HIGH DRAW | TRUE | Residential-Duty Gas StorageHIGH DRAW | 4 | 100 | 75.1 | 11.202 | 0.54986 | 0.58856 | 0.57 |  | 0.8 | N/A | N/A | [6 empty] | N | AHRI
206710922 |  | Active | LOCHINVAR |  | 6-100-URRT 1** | Natural Gas | Storage | High Usage | 120 |  | 0.58 | 98 | 95 | 75.1 |  | 74 | No |  | No | TRUE | 766.3265 | Residential-Duty Gas Storage | HIGH DRAW | TRUE | Residential-Duty Gas StorageHIGH DRAW | 4 | 100 | 75.1 | 11.202 | 0.54986 | 0.58856 | 0.57 |  | 0.8 | N/A | N/A | [6 empty] | N | AHRI
206710923 |  | Active | STATE |  | GS6-100-URRT 1** | Natural Gas | Storage | High Usage | 120 |  | 0.58 | 98 | 95 | 75.1 |  | 74 | No |  | No | TRUE | 766.3265 | Residential-Duty Gas Storage | HIGH DRAW | TRUE | Residential-Duty Gas StorageHIGH DRAW | 4 | 100 | 75.1 | 11.202 | 0.54986 | 0.58856 | 0.57 |  | 0.8 | N/A | N/A | [6 empty] | N | AHRI
206715023 |  | Active | AMERICAN |  | DVUG62-50T38-NV 1** | Natural Gas | Storage | High Usage | 76 |  | 0.65 | 50 | 48 | 38 |  | 78 | No |  | Yes | TRUE | 760 | Gas Storage | HIGH DRAW | TRUE | Gas StorageHIGH DRAW | 2 | 50 | 38 | 7.9591 | 0.6258 | 0.65957 | 0.63 | Y | 0.68 | 0.78 | 0.78 | [6 empty] | N | AHRI
206715024 |  | Active | A. O. SMITH |  | GDNT-50L 1** | Natural Gas | Storage | High Usage | 76 |  | 0.65 | 50 | 48 | 38 |  | 78 | No |  | Yes | TRUE | 760 | Gas Storage | HIGH DRAW | TRUE | Gas StorageHIGH DRAW | 2 | 50 | 38 | 7.9591 | 0.6258 | 0.65957 | 0.63 | Y | 0.68 | 0.78 | 0.78 | [6 empty] | N | AHRI
206715025 |  | Active | A. O. SMITH |  | G6-UDVT5038NV 1** | Natural Gas | Storage | High Usage | 76 |  | 0.65 | 50 | 48 | 38 |  | 78 | No |  | Yes | TRUE | 760 | Gas Storage | HIGH DRAW | TRUE | Gas StorageHIGH DRAW | 2 | 50 | 38 | 7.9591 | 0.6258 | 0.65957 | 0.63 | Y | 0.68 | 0.78 | 0.78 | [6 empty] | N | AHRI
206715026 |  | Active | STATE |  | GS6-50-UBDTL 1** | Natural Gas | Storage | High Usage | 76 |  | 0.65 | 50 | 48 | 38 |  | 78 | No |  | Yes | TRUE | 760 | Gas Storage | HIGH DRAW | TRUE | Gas StorageHIGH DRAW | 2 | 50 | 38 | 7.9591 | 0.6258 | 0.65957 | 0.63 | Y | 0.68 | 0.78 | 0.78 | [6 empty] | N | AHRI
206715027 |  | Active | A. O. SMITH |  | GDV-40 3** | Natural Gas | Storage | Medium Usage | 64 |  | 0.6 | 40 | 39 | 38 |  | 75 | No |  | Yes | TRUE | 950 | Gas Storage | MEDIUM DRAW | TRUE | Gas StorageMEDIUM DRAW | 2 | 40 | 38 | 6.6253 | 0.62505 | 0.60885 | 0.58 |  | 0.64 | N/A | N/A | [6 empty] | N | AHRI
206715029 |  | Active | A. O. SMITH |  | GDV-40L 3** | Natural Gas | Storage | Medium Usage | 64 |  | 0.6 | 40 | 39 | 38 |  | 75 | No |  | Yes | TRUE | 950 | Gas Storage | MEDIUM DRAW | TRUE | Gas StorageMEDIUM DRAW | 2 | 40 | 38 | 6.6253 | 0.62505 | 0.60885 | 0.58 |  | 0.64 | N/A | N/A | [6 empty] | N | AHRI
206715031 |  | Active | A. O. SMITH |  | G6-DVS4038NV 3** | Natural Gas | Storage | Medium Usage | 64 |  | 0.6 | 40 | 39 | 38 |  | 75 | No |  | Yes | TRUE | 950 | Gas Storage | MEDIUM DRAW | TRUE | Gas StorageMEDIUM DRAW | 2 | 40 | 38 | 6.6253 | 0.62505 | 0.60885 | 0.58 |  | 0.64 | N/A | N/A | [6 empty] | N | AHRI
206715032 |  | Active | A. O. SMITH |  | G6-DVS4038NVL 3** | Natural Gas | Storage | Medium Usage | 64 |  | 0.6 | 40 | 39 | 38 |  | 75 | No |  | Yes | TRUE | 950 | Gas Storage | MEDIUM DRAW | TRUE | Gas StorageMEDIUM DRAW | 2 | 40 | 38 | 6.6253 | 0.62505 | 0.60885 | 0.58 |  | 0.64 | N/A | N/A | [6 empty] | N | AHRI
206715033 |  | Active | AMERICAN |  | DVG6240S38NOV 3** | Natural Gas | Storage | Medium Usage | 64 |  | 0.6 | 40 | 39 | 38 |  | 75 | No |  | Yes | TRUE | 950 | Gas Storage | MEDIUM DRAW | TRUE | Gas StorageMEDIUM DRAW | 2 | 40 | 38 | 6.6253 | 0.62505 | 0.60885 | 0.58 |  | 0.64 | N/A | N/A | [6 empty] | N | AHRI
206715035 |  | Active | AMERICAN |  | DVG6240S38NOLV 3** | Natural Gas | Storage | Medium Usage | 64 |  | 0.6 | 40 | 39 | 38 |  | 75 | No |  | Yes | TRUE | 950 | Gas Storage | MEDIUM DRAW | TRUE | Gas StorageMEDIUM DRAW | 2 | 40 | 38 | 6.6253 | 0.62505 | 0.60885 | 0.58 |  | 0.64 | N/A | N/A | [6 empty] | N | AHRI
206715038 |  | Active | LOCHINVAR |  | GBN04040 3** | Natural Gas | Storage | Medium Usage | 64 |  | 0.6 | 40 | 39 | 38 |  | 75 | No |  | Yes | TRUE | 950 | Gas Storage | MEDIUM DRAW | TRUE | Gas StorageMEDIUM DRAW | 2 | 40 | 38 | 6.6253 | 0.62505 | 0.60885 | 0.58 |  | 0.64 | N/A | N/A | [6 empty] | N | AHRI
206715040 |  | Active | LOCHINVAR |  | GBN04040ST 3** | Natural Gas | Storage | Medium Usage | 64 |  | 0.6 | 40 | 39 | 38 |  | 75 | No |  | Yes | TRUE | 950 | Gas Storage | MEDIUM DRAW | TRUE | Gas StorageMEDIUM DRAW | 2 | 40 | 38 | 6.6253 | 0.62505 | 0.60885 | 0.58 |  | 0.64 | N/A | N/A | [6 empty] | N | AHRI
206715041 |  | Active | RELIANCE WATER HEATERS |  | 6-40-YBDS 3** | Natural Gas | Storage | Medium Usage | 64 |  | 0.6 | 40 | 39 | 38 |  | 75 | No |  | Yes | TRUE | 950 | Gas Storage | MEDIUM DRAW | TRUE | Gas StorageMEDIUM DRAW | 2 | 40 | 38 | 6.6253 | 0.62505 | 0.60885 | 0.58 |  | 0.64 | N/A | N/A | [6 empty] | N | AHRI
206715043 |  | Active | STATE |  | GS6-40-YBDS 3** | Natural Gas | Storage | Medium Usage | 64 |  | 0.6 | 40 | 39 | 38 |  | 75 | No |  | Yes | TRUE | 950 | Gas Storage | MEDIUM DRAW | TRUE | Gas StorageMEDIUM DRAW | 2 | 40 | 38 | 6.6253 | 0.62505 | 0.60885 | 0.58 |  | 0.64 | N/A | N/A | [6 empty] | N | AHRI
206715045 |  | Active | STATE |  | GS6-40-YBDSL 3** | Natural Gas | Storage | Medium Usage | 64 |  | 0.6 | 40 | 39 | 38 |  | 75 | No |  | Yes | TRUE | 950 | Gas Storage | MEDIUM DRAW | TRUE | Gas StorageMEDIUM DRAW | 2 | 40 | 38 | 6.6253 | 0.62505 | 0.60885 | 0.58 |  | 0.64 | N/A | N/A | [6 empty] | N | AHRI
206715047 |  | Active | A. O. SMITH |  | GDV-50 3** | Natural Gas | Storage | High Usage | 77 |  | 0.66 | 50 | 48 | 40 |  | 79 | No |  | Yes | TRUE | 800 | Gas Storage | HIGH DRAW | TRUE | Gas StorageHIGH DRAW | 2 | 50 | 40 | 7.7055 | 0.63595 | 0.66971 | 0.63 | Y | 0.68 | 0.78 | 0.78 | [6 empty] | N | AHRI
206715049 |  | Active | A. O. SMITH |  | GDV-50L 3** | Natural Gas | Storage | High Usage | 77 |  | 0.66 | 50 | 48 | 40 |  | 79 | No |  | Yes | TRUE | 800 | Gas Storage | HIGH DRAW | TRUE | Gas StorageHIGH DRAW | 2 | 50 | 40 | 7.7055 | 0.63595 | 0.66971 | 0.63 | Y | 0.68 | 0.78 | 0.78 | [6 empty] | N | AHRI
206715051 |  | Active | A. O. SMITH |  | G6-DVT5040NV 3** | Natural Gas | Storage | High Usage | 77 |  | 0.66 | 50 | 48 | 40 |  | 79 | No |  | Yes | TRUE | 800 | Gas Storage | HIGH DRAW | TRUE | Gas StorageHIGH DRAW | 2 | 50 | 40 | 7.7055 | 0.63595 | 0.66971 | 0.63 | Y | 0.68 | 0.78 | 0.78 | [6 empty] | N | AHRI
206715052 |  | Active | A. O. SMITH |  | G6-DVT5040NVL 3** | Natural Gas | Storage | High Usage | 77 |  | 0.66 | 50 | 48 | 40 |  | 79 | No |  | Yes | TRUE | 800 | Gas Storage | HIGH DRAW | TRUE | Gas StorageHIGH DRAW | 2 | 50 | 40 | 7.7055 | 0.63595 | 0.66971 | 0.63 | Y | 0.68 | 0.78 | 0.78 | [6 empty] | N | AHRI
206715053 |  | Active | AMERICAN |  | DVG6250T40NOV 3** | Natural Gas | Storage | High Usage | 77 |  | 0.66 | 50 | 48 | 40 |  | 79 | No |  | Yes | TRUE | 800 | Gas Storage | HIGH DRAW | TRUE | Gas StorageHIGH DRAW | 2 | 50 | 40 | 7.7055 | 0.63595 | 0.66971 | 0.63 | Y | 0.68 | 0.78 | 0.78 | [6 empty] | N | AHRI
206715055 |  | Active | AMERICAN |  | DVG6250T40NOLV 3** | Natural Gas | Storage | High Usage | 77 |  | 0.66 | 50 | 48 | 40 |  | 79 | No |  | Yes | TRUE | 800 | Gas Storage | HIGH DRAW | TRUE | Gas StorageHIGH DRAW | 2 | 50 | 40 | 7.7055 | 0.63595 | 0.66971 | 0.63 | Y | 0.68 | 0.78 | 0.78 | [6 empty] | N | AHRI
206715058 |  | Active | LOCHINVAR |  | GBN05040 3** | Natural Gas | Storage | High Usage | 77 |  | 0.66 | 50 | 48 | 40 |  | 79 | No |  | Yes | TRUE | 800 | Gas Storage | HIGH DRAW | TRUE | Gas StorageHIGH DRAW | 2 | 50 | 40 | 7.7055 | 0.63595 | 0.66971 | 0.63 | Y | 0.68 | 0.78 | 0.78 | [6 empty] | N | AHRI
206715060 |  | Active | RELIANCE WATER HEATERS |  | 6-50-YBDS 3** | Natural Gas | Storage | High Usage | 77 |  | 0.66 | 50 | 48 | 40 |  | 79 | No |  | Yes | TRUE | 800 | Gas Storage | HIGH DRAW | TRUE | Gas StorageHIGH DRAW | 2 | 50 | 40 | 7.7055 | 0.63595 | 0.66971 | 0.63 | Y | 0.68 | 0.78 | 0.78 | [6 empty] | N | AHRI
206715062 |  | Active | STATE |  | GS6-50-YBDS 3** | Natural Gas | Storage | High Usage | 77 |  | 0.66 | 50 | 48 | 40 |  | 79 | No |  | Yes | TRUE | 800 | Gas Storage | HIGH DRAW | TRUE | Gas StorageHIGH DRAW | 2 | 50 | 40 | 7.7055 | 0.63595 | 0.66971 | 0.63 | Y | 0.68 | 0.78 | 0.78 | [6 empty] | N | AHRI
206715064 |  | Active | STATE |  | GS6-50-YBDSL 3** | Natural Gas | Storage | High Usage | 77 |  | 0.66 | 50 | 48 | 40 |  | 79 | No |  | Yes | TRUE | 800 | Gas Storage | HIGH DRAW | TRUE | Gas StorageHIGH DRAW | 2 | 50 | 40 | 7.7055 | 0.63595 | 0.66971 | 0.63 | Y | 0.68 | 0.78 | 0.78 | [6 empty] | N | AHRI
206715066 |  | Active | STATE |  | SCI-50-YOMDS 3** | Natural Gas | Storage | High Usage | 77 |  | 0.66 | 50 | 48 | 40 |  | 79 | No |  | Yes | TRUE | 800 | Gas Storage | HIGH DRAW | TRUE | Gas StorageHIGH DRAW | 2 | 50 | 40 | 7.7055 | 0.63595 | 0.66971 | 0.63 | Y | 0.68 | 0.78 | 0.78 | [6 empty] | N | AHRI
206715067 |  | Active | A. O. SMITH |  | GDVT-50 3** | Natural Gas | Storage | High Usage | 82 |  | 0.65 | 50 | 48 | 47 |  | 79 | No |  | Yes | TRUE | 940 | Gas Storage | HIGH DRAW | TRUE | Gas StorageHIGH DRAW | 2 | 50 | 47 | 8.3439 | 0.62383 | 0.65957 | 0.63 | Y | 0.68 | 0.78 | 0.78 | [6 empty] | N | AHRI
206715069 |  | Active | A. O. SMITH |  | GDVT-50L 3** | Natural Gas | Storage | High Usage | 82 |  | 0.65 | 50 | 48 | 47 |  | 79 | No |  | Yes | TRUE | 940 | Gas Storage | HIGH DRAW | TRUE | Gas StorageHIGH DRAW | 2 | 50 | 47 | 8.3439 | 0.62383 | 0.65957 | 0.63 | Y | 0.68 | 0.78 | 0.78 | [6 empty] | N | AHRI
206715071 |  | Active | AMERICAN |  | DVG6250T47NOV 3** | Natural Gas | Storage | High Usage | 82 |  | 0.65 | 50 | 48 | 47 |  | 79 | No |  | Yes | TRUE | 940 | Gas Storage | HIGH DRAW | TRUE | Gas StorageHIGH DRAW | 2 | 50 | 47 | 8.3439 | 0.62383 | 0.65957 | 0.63 | Y | 0.68 | 0.78 | 0.78 | [6 empty] | N | AHRI
206715073 |  | Active | AMERICAN |  | DVG6250T47NOLV 3** | Natural Gas | Storage | High Usage | 82 |  | 0.65 | 50 | 48 | 47 |  | 79 | No |  | Yes | TRUE | 940 | Gas Storage | HIGH DRAW | TRUE | Gas StorageHIGH DRAW | 2 | 50 | 47 | 8.3439 | 0.62383 | 0.65957 | 0.63 | Y | 0.68 | 0.78 | 0.78 | [6 empty] | N | AHRI
206715076 |  | Active | LOCHINVAR |  | GBN05050 3** | Natural Gas | Storage | High Usage | 82 |  | 0.65 | 50 | 48 | 47 |  | 79 | No |  | Yes | TRUE | 940 | Gas Storage | HIGH DRAW | TRUE | Gas StorageHIGH DRAW | 2 | 50 | 47 | 8.3439 | 0.62383 | 0.65957 | 0.63 | Y | 0.68 | 0.78 | 0.78 | [6 empty] | N | AHRI
206715078 |  | Active | LOCHINVAR |  | GBN05050ST 3** | Natural Gas | Storage | High Usage | 82 |  | 0.65 | 50 | 48 | 47 |  | 79 | No |  | Yes | TRUE | 940 | Gas Storage | HIGH DRAW | TRUE | Gas StorageHIGH DRAW | 2 | 50 | 47 | 8.3439 | 0.62383 | 0.65957 | 0.63 | Y | 0.68 | 0.78 | 0.78 | [6 empty] | N | AHRI
206715079 |  | Active | STATE |  | GS6-50-YRDS 3** | Natural Gas | Storage | High Usage | 82 |  | 0.65 | 50 | 48 | 47 |  | 79 | No |  | Yes | TRUE | 940 | Gas Storage | HIGH DRAW | TRUE | Gas StorageHIGH DRAW | 2 | 50 | 47 | 8.3439 | 0.62383 | 0.65957 | 0.63 | Y | 0.68 | 0.78 | 0.78 | [6 empty] | N | AHRI
206715081 |  | Active | STATE |  | GS6-50-YRDSL 3** | Natural Gas | Storage | High Usage | 82 |  | 0.65 | 50 | 48 | 47 |  | 79 | No |  | Yes | TRUE | 940 | Gas Storage | HIGH DRAW | TRUE | Gas StorageHIGH DRAW | 2 | 50 | 47 | 8.3439 | 0.62383 | 0.65957 | 0.63 | Y | 0.68 | 0.78 | 0.78 | [6 empty] | N | AHRI
206715083 |  | Active | A. O. SMITH |  | GCR-30 2** | Natural Gas | Storage | Medium Usage | 63 |  | 0.63 | 30 | 29 | 35.5 |  | 77 | No |  | Yes | TRUE | 1183.3333 | Gas Storage | MEDIUM DRAW | TRUE | Gas StorageMEDIUM DRAW | 2 | 30 | 35.5 | 5.7477 | 0.65466 | 0.63928 | 0.6 |  | 0.64 | N/A | N/A | [6 empty] | N | AHRI
206715085 |  | Active | AMERICAN |  | G62 30T35 2** | Natural Gas | Storage | Medium Usage | 63 |  | 0.63 | 30 | 29 | 35.5 |  | 77 | No |  | Yes | TRUE | 1183.3333 | Gas Storage | MEDIUM DRAW | TRUE | Gas StorageMEDIUM DRAW | 2 | 30 | 35.5 | 5.7477 | 0.65466 | 0.63928 | 0.6 |  | 0.64 | N/A | N/A | [6 empty] | N | AHRI
206715087 |  | Active | LOCHINVAR |  | GTN03035WR 2** | Natural Gas | Storage | Medium Usage | 63 |  | 0.63 | 30 | 29 | 35.5 |  | 77 | No |  | Yes | TRUE | 1183.3333 | Gas Storage | MEDIUM DRAW | TRUE | Gas StorageMEDIUM DRAW | 2 | 30 | 35.5 | 5.7477 | 0.65466 | 0.63928 | 0.6 |  | 0.64 | N/A | N/A | [6 empty] | N | AHRI
206715088 |  | Active | LOCHINVAR |  | GTN03035MWR 2** | Natural Gas | Storage | Medium Usage | 63 |  | 0.63 | 30 | 29 | 35.5 |  | 77 | No |  | Yes | TRUE | 1183.3333 | Gas Storage | MEDIUM DRAW | TRUE | Gas StorageMEDIUM DRAW | 2 | 30 | 35.5 | 5.7477 | 0.65466 | 0.63928 | 0.6 |  | 0.64 | N/A | N/A | [6 empty] | N | AHRI
206715089 |  | Active | STATE |  | GS6-30-OCT 2** | Natural Gas | Storage | Medium Usage | 63 |  | 0.63 | 30 | 29 | 35.5 |  | 77 | No |  | Yes | TRUE | 1183.3333 | Gas Storage | MEDIUM DRAW | TRUE | Gas StorageMEDIUM DRAW | 2 | 30 | 35.5 | 5.7477 | 0.65466 | 0.63928 | 0.6 |  | 0.64 | N/A | N/A | [6 empty] | N | AHRI
206715091 |  | Active | A. O. SMITH |  | GCRH-40 4** | Natural Gas | Storage | Medium Usage | 65 |  | 0.59 | 40 | 38 | 35.5 |  | 80 | No |  | Yes | TRUE | 887.5 | Gas Storage | MEDIUM DRAW | TRUE | Gas StorageMEDIUM DRAW | 2 | 40 | 35.5 | 8.8445 | 0.62021 | 0.5987 | 0.58 | Y | 0.64 | N/A | N/A | [6 empty] | N | AHRI
206715092 |  | Active | A. O. SMITH |  | XCRH-40 4** | Natural Gas | Storage | Medium Usage | 65 |  | 0.59 | 40 | 38 | 35.5 |  | 80 | No |  | Yes | TRUE | 887.5 | Gas Storage | MEDIUM DRAW | TRUE | Gas StorageMEDIUM DRAW | 2 | 40 | 35.5 | 8.8445 | 0.62021 | 0.5987 | 0.58 | Y | 0.64 | N/A | N/A | [6 empty] | N | AHRI
206715093 |  | Active | A. O. SMITH |  | G6-T4035NVR 4** | Natural Gas | Storage | Medium Usage | 65 |  | 0.59 | 40 | 38 | 35.5 |  | 80 | No |  | Yes | TRUE | 887.5 | Gas Storage | MEDIUM DRAW | TRUE | Gas StorageMEDIUM DRAW | 2 | 40 | 35.5 | 8.8445 | 0.62021 | 0.5987 | 0.58 | Y | 0.64 | N/A | N/A | [6 empty] | N | AHRI
206715094 |  | Active | AMERICAN |  | G62-40T35R 4** | Natural Gas | Storage | Medium Usage | 65 |  | 0.59 | 40 | 38 | 35.5 |  | 80 | No |  | Yes | TRUE | 887.5 | Gas Storage | MEDIUM DRAW | TRUE | Gas StorageMEDIUM DRAW | 2 | 40 | 35.5 | 8.8445 | 0.62021 | 0.5987 | 0.58 | Y | 0.64 | N/A | N/A | [6 empty] | N | AHRI
206715095 |  | Active | LOCHINVAR |  | GTN04035 4** | Natural Gas | Storage | Medium Usage | 65 |  | 0.59 | 40 | 38 | 35.5 |  | 80 | No |  | Yes | TRUE | 887.5 | Gas Storage | MEDIUM DRAW | TRUE | Gas StorageMEDIUM DRAW | 2 | 40 | 35.5 | 8.8445 | 0.62021 | 0.5987 | 0.58 | Y | 0.64 | N/A | N/A | [6 empty] | N | AHRI
206715096 |  | Active | RELIANCE WATER HEATERS |  | 6-40-NOCT 4** | Natural Gas | Storage | Medium Usage | 65 |  | 0.59 | 40 | 38 | 35.5 |  | 80 | No |  | Yes | TRUE | 887.5 | Gas Storage | MEDIUM DRAW | TRUE | Gas StorageMEDIUM DRAW | 2 | 40 | 35.5 | 8.8445 | 0.62021 | 0.5987 | 0.58 | Y | 0.64 | N/A | N/A | [6 empty] | N | AHRI
206715097 |  | Active | RELIANCE WATER HEATERS |  | 3-40-NOCT 4** | Natural Gas | Storage | Medium Usage | 65 |  | 0.59 | 40 | 38 | 35.5 |  | 80 | No |  | Yes | TRUE | 887.5 | Gas Storage | MEDIUM DRAW | TRUE | Gas StorageMEDIUM DRAW | 2 | 40 | 35.5 | 8.8445 | 0.62021 | 0.5987 | 0.58 | Y | 0.64 | N/A | N/A | [6 empty] | N | AHRI
206715098 |  | Active | STATE |  | GS6-40-OCT 4** | Natural Gas | Storage | Medium Usage | 65 |  | 0.59 | 40 | 38 | 35.5 |  | 80 | No |  | Yes | TRUE | 887.5 | Gas Storage | MEDIUM DRAW | TRUE | Gas StorageMEDIUM DRAW | 2 | 40 | 35.5 | 8.8445 | 0.62021 | 0.5987 | 0.58 | Y | 0.64 | N/A | N/A | [6 empty] | N | AHRI
206715099 |  | Active | STATE |  | GSX-40-OCT 4** | Natural Gas | Storage | Medium Usage | 65 |  | 0.59 | 40 | 38 | 35.5 |  | 80 | No |  | Yes | TRUE | 887.5 | Gas Storage | MEDIUM DRAW | TRUE | Gas StorageMEDIUM DRAW | 2 | 40 | 35.5 | 8.8445 | 0.62021 | 0.5987 | 0.58 | Y | 0.64 | N/A | N/A | [6 empty] | N | AHRI
206715100 |  | Active | U.S. CRAFTMASTER |  | 40T3-35NGR 4** | Natural Gas | Storage | Medium Usage | 65 |  | 0.59 | 40 | 38 | 35.5 |  | 80 | No |  | Yes | TRUE | 887.5 | Gas Storage | MEDIUM DRAW | TRUE | Gas StorageMEDIUM DRAW | 2 | 40 | 35.5 | 8.8445 | 0.62021 | 0.5987 | 0.58 | Y | 0.64 | N/A | N/A | [6 empty] | N | AHRI
206715101 |  | Active | U.S. CRAFTMASTER |  | NG2C4035TR 4** | Natural Gas | Storage | Medium Usage | 65 |  | 0.59 | 40 | 38 | 35.5 |  | 80 | No |  | Yes | TRUE | 887.5 | Gas Storage | MEDIUM DRAW | TRUE | Gas StorageMEDIUM DRAW | 2 | 40 | 35.5 | 8.8445 | 0.62021 | 0.5987 | 0.58 | Y | 0.64 | N/A | N/A | [6 empty] | N | AHRI
206715102 |  | Active | U.S. CRAFTMASTER |  | NG2F4035TR 4** | Natural Gas | Storage | Medium Usage | 65 |  | 0.59 | 40 | 38 | 35.5 |  | 80 | No |  | Yes | TRUE | 887.5 | Gas Storage | MEDIUM DRAW | TRUE | Gas StorageMEDIUM DRAW | 2 | 40 | 35.5 | 8.8445 | 0.62021 | 0.5987 | 0.58 | Y | 0.64 | N/A | N/A | [6 empty] | N | AHRI
206715103 |  | Active | A. O. SMITH |  | GCRL-40 4** | Natural Gas | Storage | Medium Usage | 67 |  | 0.58 | 40 | 38 | 40 |  | 78 | No |  | Yes | TRUE | 1000 | Gas Storage | MEDIUM DRAW | TRUE | Gas StorageMEDIUM DRAW | 2 | 40 | 40 | 8.7512 | 0.60896 | 0.58856 | 0.58 | Y | 0.64 | N/A | N/A | [6 empty] | N | AHRI
206715104 |  | Active | A. O. SMITH |  | XCRL-40 4** | Natural Gas | Storage | Medium Usage | 67 |  | 0.58 | 40 | 38 | 40 |  | 78 | No |  | Yes | TRUE | 1000 | Gas Storage | MEDIUM DRAW | TRUE | Gas StorageMEDIUM DRAW | 2 | 40 | 40 | 8.7512 | 0.60896 | 0.58856 | 0.58 | Y | 0.64 | N/A | N/A | [6 empty] | N | AHRI
206715106 |  | Active | A. O. SMITH |  | HWRL-40 4** | Natural Gas | Storage | Medium Usage | 67 |  | 0.58 | 40 | 38 | 40 |  | 78 | No |  | Yes | TRUE | 1000 | Gas Storage | MEDIUM DRAW | TRUE | Gas StorageMEDIUM DRAW | 2 | 40 | 40 | 8.7512 | 0.60896 | 0.58856 | 0.58 | Y | 0.64 | N/A | N/A | [6 empty] | N | AHRI
206715107 |  | Active | A. O. SMITH |  | G6-S4040NVR 4** | Natural Gas | Storage | Medium Usage | 67 |  | 0.58 | 40 | 38 | 40 |  | 78 | No |  | Yes | TRUE | 1000 | Gas Storage | MEDIUM DRAW | TRUE | Gas StorageMEDIUM DRAW | 2 | 40 | 40 | 8.7512 | 0.60896 | 0.58856 | 0.58 | Y | 0.64 | N/A | N/A | [6 empty] | N | AHRI
206715108 |  | Active | A. O. SMITH |  | G9-S4040NVR 4** | Natural Gas | Storage | Medium Usage | 67 |  | 0.58 | 40 | 38 | 40 |  | 78 | No |  | Yes | TRUE | 1000 | Gas Storage | MEDIUM DRAW | TRUE | Gas StorageMEDIUM DRAW | 2 | 40 | 40 | 8.7512 | 0.60896 | 0.58856 | 0.58 | Y | 0.64 | N/A | N/A | [6 empty] | N | AHRI
206715109 |  | Active | A. O. SMITH |  | G12-S4040NVR 4** | Natural Gas | Storage | Medium Usage | 67 |  | 0.58 | 40 | 38 | 40 |  | 78 | No |  | Yes | TRUE | 1000 | Gas Storage | MEDIUM DRAW | TRUE | Gas StorageMEDIUM DRAW | 2 | 40 | 40 | 8.7512 | 0.60896 | 0.58856 | 0.58 | Y | 0.64 | N/A | N/A | [6 empty] | N | AHRI
206715113 |  | Active | AMERICAN |  | G62-40S40R 4** | Natural Gas | Storage | Medium Usage | 67 |  | 0.58 | 40 | 38 | 40 |  | 78 | No |  | Yes | TRUE | 1000 | Gas Storage | MEDIUM DRAW | TRUE | Gas StorageMEDIUM DRAW | 2 | 40 | 40 | 8.7512 | 0.60896 | 0.58856 | 0.58 | Y | 0.64 | N/A | N/A | [6 empty] | N | AHRI
206715114 |  | Active | AMERICAN |  | G102-40S40R 4** | Natural Gas | Storage | Medium Usage | 67 |  | 0.58 | 40 | 38 | 40 |  | 78 | No |  | Yes | TRUE | 1000 | Gas Storage | MEDIUM DRAW | TRUE | Gas StorageMEDIUM DRAW | 2 | 40 | 40 | 8.7512 | 0.60896 | 0.58856 | 0.58 | Y | 0.64 | N/A | N/A | [6 empty] | N | AHRI
206715115 |  | Active | AMERICAN |  | NG2H4040SR 4** | Natural Gas | Storage | Medium Usage | 67 |  | 0.58 | 40 | 38 | 40 |  | 78 | No |  | Yes | TRUE | 1000 | Gas Storage | MEDIUM DRAW | TRUE | Gas StorageMEDIUM DRAW | 2 | 40 | 40 | 8.7512 | 0.60896 | 0.58856 | 0.58 | Y | 0.64 | N/A | N/A | [6 empty] | N | AHRI
206715116 |  | Active | AMERICAN |  | G82-40S40R 4** | Natural Gas | Storage | Medium Usage | 67 |  | 0.58 | 40 | 38 | 40 |  | 78 | No |  | Yes | TRUE | 1000 | Gas Storage | MEDIUM DRAW | TRUE | Gas StorageMEDIUM DRAW | 2 | 40 | 40 | 8.7512 | 0.60896 | 0.58856 | 0.58 | Y | 0.64 | N/A | N/A | [6 empty] | N | AHRI
206715119 |  | Active | LOCHINVAR |  | GSN04040 4** | Natural Gas | Storage | Medium Usage | 67 |  | 0.58 | 40 | 38 | 40 |  | 78 | No |  | Yes | TRUE | 1000 | Gas Storage | MEDIUM DRAW | TRUE | Gas StorageMEDIUM DRAW | 2 | 40 | 40 | 8.7512 | 0.60896 | 0.58856 | 0.58 | Y | 0.64 | N/A | N/A | [6 empty] | N | AHRI
206715120 |  | Active | LOCHINVAR |  | GSN04040Z 4** | Natural Gas | Storage | Medium Usage | 67 |  | 0.58 | 40 | 38 | 40 |  | 78 | No |  | Yes | TRUE | 1000 | Gas Storage | MEDIUM DRAW | TRUE | Gas StorageMEDIUM DRAW | 2 | 40 | 40 | 8.7512 | 0.60896 | 0.58856 | 0.58 | Y | 0.64 | N/A | N/A | [6 empty] | N | AHRI
206715121 |  | Active | LOCHINVAR |  | GSN04040T 4** | Natural Gas | Storage | Medium Usage | 67 |  | 0.58 | 40 | 38 | 40 |  | 78 | No |  | Yes | TRUE | 1000 | Gas Storage | MEDIUM DRAW | TRUE | Gas StorageMEDIUM DRAW | 2 | 40 | 40 | 8.7512 | 0.60896 | 0.58856 | 0.58 | Y | 0.64 | N/A | N/A | [6 empty] | N | AHRI
206715122 |  | Active | LOCHINVAR |  | GSN04040TM 4** | Natural Gas | Storage | Medium Usage | 67 |  | 0.58 | 40 | 38 | 40 |  | 78 | No |  | Yes | TRUE | 1000 | Gas Storage | MEDIUM DRAW | TRUE | Gas StorageMEDIUM DRAW | 2 | 40 | 40 | 8.7512 | 0.60896 | 0.58856 | 0.58 | Y | 0.64 | N/A | N/A | [6 empty] | N | AHRI
206715123 |  | Active | LOCHINVAR |  | GSN04040-8 4** | Natural Gas | Storage | Medium Usage | 67 |  | 0.58 | 40 | 38 | 40 |  | 78 | No |  | Yes | TRUE | 1000 | Gas Storage | MEDIUM DRAW | TRUE | Gas StorageMEDIUM DRAW | 2 | 40 | 40 | 8.7512 | 0.60896 | 0.58856 | 0.58 | Y | 0.64 | N/A | N/A | [6 empty] | N | AHRI
206715127 |  | Active | RELIANCE WATER HEATERS |  | 12-40-NACS 4** | Natural Gas | Storage | Medium Usage | 67 |  | 0.58 | 40 | 38 | 40 |  | 78 | No |  | Yes | TRUE | 1000 | Gas Storage | MEDIUM DRAW | TRUE | Gas StorageMEDIUM DRAW | 2 | 40 | 40 | 8.7512 | 0.60896 | 0.58856 | 0.58 | Y | 0.64 | N/A | N/A | [6 empty] | N | AHRI
206715128 |  | Active | RELIANCE WATER HEATERS |  | 6-40-NBCS 4** | Natural Gas | Storage | Medium Usage | 67 |  | 0.58 | 40 | 38 | 40 |  | 78 | No |  | Yes | TRUE | 1000 | Gas Storage | MEDIUM DRAW | TRUE | Gas StorageMEDIUM DRAW | 2 | 40 | 40 | 8.7512 | 0.60896 | 0.58856 | 0.58 | Y | 0.64 | N/A | N/A | [6 empty] | N | AHRI
206715129 |  | Active | RELIANCE WATER HEATERS |  | 9-40-NKCS 4** | Natural Gas | Storage | Medium Usage | 67 |  | 0.58 | 40 | 38 | 40 |  | 78 | No |  | Yes | TRUE | 1000 | Gas Storage | MEDIUM DRAW | TRUE | Gas StorageMEDIUM DRAW | 2 | 40 | 40 | 8.7512 | 0.60896 | 0.58856 | 0.58 | Y | 0.64 | N/A | N/A | [6 empty] | N | AHRI
206715132 |  | Active | STATE |  | GS6-40-BCS 4** | Natural Gas | Storage | Medium Usage | 67 |  | 0.58 | 40 | 38 | 40 |  | 78 | No |  | Yes | TRUE | 1000 | Gas Storage | MEDIUM DRAW | TRUE | Gas StorageMEDIUM DRAW | 2 | 40 | 40 | 8.7512 | 0.60896 | 0.58856 | 0.58 | Y | 0.64 | N/A | N/A | [6 empty] | N | AHRI
206715133 |  | Active | STATE |  | GSX-40-BCS 4** | Natural Gas | Storage | Medium Usage | 67 |  | 0.58 | 40 | 38 | 40 |  | 78 | No |  | Yes | TRUE | 1000 | Gas Storage | MEDIUM DRAW | TRUE | Gas StorageMEDIUM DRAW | 2 | 40 | 40 | 8.7512 | 0.60896 | 0.58856 | 0.58 | Y | 0.64 | N/A | N/A | [6 empty] | N | AHRI
206715134 |  | Active | STATE |  | GW8-40-BCS 4** | Natural Gas | Storage | Medium Usage | 67 |  | 0.58 | 40 | 38 | 40 |  | 78 | No |  | Yes | TRUE | 1000 | Gas Storage | MEDIUM DRAW | TRUE | Gas StorageMEDIUM DRAW | 2 | 40 | 40 | 8.7512 | 0.60896 | 0.58856 | 0.58 | Y | 0.64 | N/A | N/A | [6 empty] | N | AHRI
206715138 |  | Active | U.S. CRAFTMASTER |  | NG2F4040SR 4** | Natural Gas | Storage | Medium Usage | 67 |  | 0.58 | 40 | 38 | 40 |  | 78 | No |  | Yes | TRUE | 1000 | Gas Storage | MEDIUM DRAW | TRUE | Gas StorageMEDIUM DRAW | 2 | 40 | 40 | 8.7512 | 0.60896 | 0.58856 | 0.58 | Y | 0.64 | N/A | N/A | [6 empty] | N | AHRI
206715140 |  | Active | A. O. SMITH |  | GCR-50 2** | Natural Gas | Storage | High Usage | 81 |  | 0.64 | 50 | 48 | 40 |  | 80 | No |  | Yes | TRUE | 800 | Gas Storage | HIGH DRAW | TRUE | Gas StorageHIGH DRAW | 2 | 50 | 40 | 9.6499 | 0.60944 | 0.64942 | 0.63 | Y | 0.68 | 0.78 | 0.78 | [6 empty] | N | AHRI
206715141 |  | Active | AMERICAN |  | G62 50T40 2** | Natural Gas | Storage | High Usage | 81 |  | 0.64 | 50 | 48 | 40 |  | 80 | No |  | Yes | TRUE | 800 | Gas Storage | HIGH DRAW | TRUE | Gas StorageHIGH DRAW | 2 | 50 | 40 | 9.6499 | 0.60944 | 0.64942 | 0.63 | Y | 0.68 | 0.78 | 0.78 | [6 empty] | N | AHRI
206715142 |  | Active | AMERICAN |  | G6250T40 2** | Natural Gas | Storage | High Usage | 81 |  | 0.64 | 50 | 48 | 40 |  | 80 | No |  | Yes | TRUE | 800 | Gas Storage | HIGH DRAW | TRUE | Gas StorageHIGH DRAW | 2 | 50 | 40 | 9.6499 | 0.60944 | 0.64942 | 0.63 | Y | 0.68 | 0.78 | 0.78 | [6 empty] | N | AHRI
206715144 |  | Active | LOCHINVAR |  | GTN05040WR 2** | Natural Gas | Storage | High Usage | 81 |  | 0.64 | 50 | 48 | 40 |  | 80 | No |  | Yes | TRUE | 800 | Gas Storage | HIGH DRAW | TRUE | Gas StorageHIGH DRAW | 2 | 50 | 40 | 9.6499 | 0.60944 | 0.64942 | 0.63 | Y | 0.68 | 0.78 | 0.78 | [6 empty] | N | AHRI
206715145 |  | Active | LOCHINVAR |  | GTN05040MWR 2** | Natural Gas | Storage | High Usage | 81 |  | 0.64 | 50 | 48 | 40 |  | 80 | No |  | Yes | TRUE | 800 | Gas Storage | HIGH DRAW | TRUE | Gas StorageHIGH DRAW | 2 | 50 | 40 | 9.6499 | 0.60944 | 0.64942 | 0.63 | Y | 0.68 | 0.78 | 0.78 | [6 empty] | N | AHRI
206715146 |  | Active | LOCHINVAR |  | GTN05040MTWR 2** | Natural Gas | Storage | High Usage | 81 |  | 0.64 | 50 | 48 | 40 |  | 80 | No |  | Yes | TRUE | 800 | Gas Storage | HIGH DRAW | TRUE | Gas StorageHIGH DRAW | 2 | 50 | 40 | 9.6499 | 0.60944 | 0.64942 | 0.63 | Y | 0.68 | 0.78 | 0.78 | [6 empty] | N | AHRI
206715147 |  | Active | LOCHINVAR |  | GTN05040TWRZ 2** | Natural Gas | Storage | High Usage | 81 |  | 0.64 | 50 | 48 | 40 |  | 80 | No |  | Yes | TRUE | 800 | Gas Storage | HIGH DRAW | TRUE | Gas StorageHIGH DRAW | 2 | 50 | 40 | 9.6499 | 0.60944 | 0.64942 | 0.63 | Y | 0.68 | 0.78 | 0.78 | [6 empty] | N | AHRI
206715148 |  | Active | LOCHINVAR |  | GTN05040WRZ 2** | Natural Gas | Storage | High Usage | 81 |  | 0.64 | 50 | 48 | 40 |  | 80 | No |  | Yes | TRUE | 800 | Gas Storage | HIGH DRAW | TRUE | Gas StorageHIGH DRAW | 2 | 50 | 40 | 9.6499 | 0.60944 | 0.64942 | 0.63 | Y | 0.68 | 0.78 | 0.78 | [6 empty] | N | AHRI
206715149 |  | Active | STATE |  | GS6-50-BCT 2** | Natural Gas | Storage | High Usage | 81 |  | 0.64 | 50 | 48 | 40 |  | 80 | No |  | Yes | TRUE | 800 | Gas Storage | HIGH DRAW | TRUE | Gas StorageHIGH DRAW | 2 | 50 | 40 | 9.6499 | 0.60944 | 0.64942 | 0.63 | Y | 0.68 | 0.78 | 0.78 | [6 empty] | N | AHRI
206715152 |  | Active | RELIANCE WATER HEATERS |  | 6-50-NBRT 2** | Natural Gas | Storage | High Usage | 81 |  | 0.64 | 50 | 48 | 40 |  | 80 | No |  | Yes | TRUE | 800 | Gas Storage | HIGH DRAW | TRUE | Gas StorageHIGH DRAW | 2 | 50 | 40 | 9.6499 | 0.60944 | 0.64942 | 0.63 | Y | 0.68 | 0.78 | 0.78 | [6 empty] | N | AHRI
206715153 |  | Active | U.S. CRAFTMASTER |  | NG2F5040T 2** | Natural Gas | Storage | High Usage | 81 |  | 0.64 | 50 | 48 | 40 |  | 80 | No |  | Yes | TRUE | 800 | Gas Storage | HIGH DRAW | TRUE | Gas StorageHIGH DRAW | 2 | 50 | 40 | 9.6499 | 0.60944 | 0.64942 | 0.63 | Y | 0.68 | 0.78 | 0.78 | [6 empty] | N | AHRI
206715154 |  | Active | A. O. SMITH |  | GUR-50 4** | Natural Gas | Storage | High Usage | 84 |  | 0.64 | 50 | 48 | 40 |  | 77 | No |  | Yes | TRUE | 800 | Gas Storage | HIGH DRAW | TRUE | Gas StorageHIGH DRAW | 2 | 50 | 40 | 8.1667 | 0.61577 | 0.64942 | 0.63 | Y | 0.68 | 0.78 | 0.78 | [6 empty] | N | AHRI
206715155 |  | Active | A. O. SMITH |  | XUR 50 4** | Natural Gas | Storage | High Usage | 84 |  | 0.64 | 50 | 48 | 40 |  | 77 | No |  | Yes | TRUE | 800 | Gas Storage | HIGH DRAW | TRUE | Gas StorageHIGH DRAW | 2 | 50 | 40 | 8.1667 | 0.61577 | 0.64942 | 0.63 | Y | 0.68 | 0.78 | 0.78 | [6 empty] | N | AHRI
206715156 |  | Active | A. O. SMITH |  | HUR-50 4** | Natural Gas | Storage | High Usage | 84 |  | 0.64 | 50 | 48 | 40 |  | 77 | No |  | Yes | TRUE | 800 | Gas Storage | HIGH DRAW | TRUE | Gas StorageHIGH DRAW | 2 | 50 | 40 | 8.1667 | 0.61577 | 0.64942 | 0.63 | Y | 0.68 | 0.78 | 0.78 | [6 empty] | N | AHRI
206715157 |  | Active | A. O. SMITH |  | G9-UT5040NVR 4** | Natural Gas | Storage | High Usage | 84 |  | 0.64 | 50 | 48 | 40 |  | 77 | No |  | Yes | TRUE | 800 | Gas Storage | HIGH DRAW | TRUE | Gas StorageHIGH DRAW | 2 | 50 | 40 | 8.1667 | 0.61577 | 0.64942 | 0.63 | Y | 0.68 | 0.78 | 0.78 | [6 empty] | N | AHRI
206715158 |  | Active | A. O. SMITH |  | G12-UT5040NVR 4** | Natural Gas | Storage | High Usage | 84 |  | 0.64 | 50 | 48 | 40 |  | 77 | No |  | Yes | TRUE | 800 | Gas Storage | HIGH DRAW | TRUE | Gas StorageHIGH DRAW | 2 | 50 | 40 | 8.1667 | 0.61577 | 0.64942 | 0.63 | Y | 0.68 | 0.78 | 0.78 | [6 empty] | N | AHRI
206715159 |  | Active | AMERICAN |  | GU62-50T40R 4** | Natural Gas | Storage | High Usage | 84 |  | 0.64 | 50 | 48 | 40 |  | 77 | No |  | Yes | TRUE | 800 | Gas Storage | HIGH DRAW | TRUE | Gas StorageHIGH DRAW | 2 | 50 | 40 | 8.1667 | 0.61577 | 0.64942 | 0.63 | Y | 0.68 | 0.78 | 0.78 | [6 empty] | N | AHRI
206715160 |  | Active | AMERICAN |  | GU82-50T40R 4** | Natural Gas | Storage | High Usage | 84 |  | 0.64 | 50 | 48 | 40 |  | 77 | No |  | Yes | TRUE | 800 | Gas Storage | HIGH DRAW | TRUE | Gas StorageHIGH DRAW | 2 | 50 | 40 | 8.1667 | 0.61577 | 0.64942 | 0.63 | Y | 0.68 | 0.78 | 0.78 | [6 empty] | N | AHRI
206715161 |  | Active | LOCHINVAR |  | UTN05040R 4** | Natural Gas | Storage | High Usage | 84 |  | 0.64 | 50 | 48 | 40 |  | 77 | No |  | Yes | TRUE | 800 | Gas Storage | HIGH DRAW | TRUE | Gas StorageHIGH DRAW | 2 | 50 | 40 | 8.1667 | 0.61577 | 0.64942 | 0.63 | Y | 0.68 | 0.78 | 0.78 | [6 empty] | N | AHRI
206715162 |  | Active | LOCHINVAR |  | UTN05040-8R 4** | Natural Gas | Storage | High Usage | 84 |  | 0.64 | 50 | 48 | 40 |  | 77 | No |  | Yes | TRUE | 800 | Gas Storage | HIGH DRAW | TRUE | Gas StorageHIGH DRAW | 2 | 50 | 40 | 8.1667 | 0.61577 | 0.64942 | 0.63 | Y | 0.68 | 0.78 | 0.78 | [6 empty] | N | AHRI
206715163 |  | Active | LOCHINVAR |  | UTN05040-8RT 4** | Natural Gas | Storage | High Usage | 84 |  | 0.64 | 50 | 48 | 40 |  | 77 | No |  | Yes | TRUE | 800 | Gas Storage | HIGH DRAW | TRUE | Gas StorageHIGH DRAW | 2 | 50 | 40 | 8.1667 | 0.61577 | 0.64942 | 0.63 | Y | 0.68 | 0.78 | 0.78 | [6 empty] | N | AHRI
206715164 |  | Active | RELIANCE WATER HEATERS |  | 6-50-UNBCT 4** | Natural Gas | Storage | High Usage | 84 |  | 0.64 | 50 | 48 | 40 |  | 77 | No |  | Yes | TRUE | 800 | Gas Storage | HIGH DRAW | TRUE | Gas StorageHIGH DRAW | 2 | 50 | 40 | 8.1667 | 0.61577 | 0.64942 | 0.63 | Y | 0.68 | 0.78 | 0.78 | [6 empty] | N | AHRI
206715165 |  | Active | RELIANCE WATER HEATERS |  | 9-50-UNKCT 4** | Natural Gas | Storage | High Usage | 84 |  | 0.64 | 50 | 48 | 40 |  | 77 | No |  | Yes | TRUE | 800 | Gas Storage | HIGH DRAW | TRUE | Gas StorageHIGH DRAW | 2 | 50 | 40 | 8.1667 | 0.61577 | 0.64942 | 0.63 | Y | 0.68 | 0.78 | 0.78 | [6 empty] | N | AHRI
206715166 |  | Active | RELIANCE WATER HEATERS |  | 12-50-UNACT 4** | Natural Gas | Storage | High Usage | 84 |  | 0.64 | 50 | 48 | 40 |  | 77 | No |  | Yes | TRUE | 800 | Gas Storage | HIGH DRAW | TRUE | Gas StorageHIGH DRAW | 2 | 50 | 40 | 8.1667 | 0.61577 | 0.64942 | 0.63 | Y | 0.68 | 0.78 | 0.78 | [6 empty] | N | AHRI
206715167 |  | Active | STATE |  | GS6-50-BCUT 4** | Natural Gas | Storage | High Usage | 84 |  | 0.64 | 50 | 48 | 40 |  | 77 | No |  | Yes | TRUE | 800 | Gas Storage | HIGH DRAW | TRUE | Gas StorageHIGH DRAW | 2 | 50 | 40 | 8.1667 | 0.61577 | 0.64942 | 0.63 | Y | 0.68 | 0.78 | 0.78 | [6 empty] | N | AHRI
206715168 |  | Active | STATE |  | GS X 50 BCUT 4** | Natural Gas | Storage | High Usage | 84 |  | 0.64 | 50 | 48 | 40 |  | 77 | No |  | Yes | TRUE | 800 | Gas Storage | HIGH DRAW | TRUE | Gas StorageHIGH DRAW | 2 | 50 | 40 | 8.1667 | 0.61577 | 0.64942 | 0.63 | Y | 0.68 | 0.78 | 0.78 | [6 empty] | N | AHRI
206715169 |  | Active | STATE |  | GW8-50-BCUT 4** | Natural Gas | Storage | High Usage | 84 |  | 0.64 | 50 | 48 | 40 |  | 77 | No |  | Yes | TRUE | 800 | Gas Storage | HIGH DRAW | TRUE | Gas StorageHIGH DRAW | 2 | 50 | 40 | 8.1667 | 0.61577 | 0.64942 | 0.63 | Y | 0.68 | 0.78 | 0.78 | [6 empty] | N | AHRI
206715170 |  | Active | A. O. SMITH |  | GCRL-40 2** | Natural Gas | Storage | Medium Usage | 70 |  | 0.58 | 40 | 38 | 40 |  | 74 | No |  | Yes | TRUE | 1000 | Gas Storage | MEDIUM DRAW | TRUE | Gas StorageMEDIUM DRAW | 2 | 40 | 40 | 7.3965 | 0.60556 | 0.58856 | 0.58 | Y | 0.64 | N/A | N/A | [6 empty] | N | AHRI
206715171 |  | Active | STATE |  | GS6-40-BCS 2** | Natural Gas | Storage | Medium Usage | 70 |  | 0.58 | 40 | 38 | 40 |  | 74 | No |  | Yes | TRUE | 1000 | Gas Storage | MEDIUM DRAW | TRUE | Gas StorageMEDIUM DRAW | 2 | 40 | 40 | 7.3965 | 0.60556 | 0.58856 | 0.58 | Y | 0.64 | N/A | N/A | [6 empty] | N | AHRI
206715172 |  | Active | AMERICAN |  | G62 40S40 2** | Natural Gas | Storage | Medium Usage | 70 |  | 0.58 | 40 | 38 | 40 |  | 74 | No |  | Yes | TRUE | 1000 | Gas Storage | MEDIUM DRAW | TRUE | Gas StorageMEDIUM DRAW | 2 | 40 | 40 | 7.3965 | 0.60556 | 0.58856 | 0.58 | Y | 0.64 | N/A | N/A | [6 empty] | N | AHRI
206715173 |  | Active | U.S. CRAFTMASTER |  | NG2F4040S 2** | Natural Gas | Storage | Medium Usage | 70 |  | 0.58 | 40 | 38 | 40 |  | 74 | No |  | Yes | TRUE | 1000 | Gas Storage | MEDIUM DRAW | TRUE | Gas StorageMEDIUM DRAW | 2 | 40 | 40 | 7.3965 | 0.60556 | 0.58856 | 0.58 | Y | 0.64 | N/A | N/A | [6 empty] | N | AHRI
206715174 |  | Active | LOCHINVAR |  | GSN04040WR 2** | Natural Gas | Storage | Medium Usage | 70 |  | 0.58 | 40 | 38 | 40 |  | 74 | No |  | Yes | TRUE | 1000 | Gas Storage | MEDIUM DRAW | TRUE | Gas StorageMEDIUM DRAW | 2 | 40 | 40 | 7.3965 | 0.60556 | 0.58856 | 0.58 | Y | 0.64 | N/A | N/A | [6 empty] | N | AHRI
206715175 |  | Active | LOCHINVAR |  | GSN04040MWR 2** | Natural Gas | Storage | Medium Usage | 70 |  | 0.58 | 40 | 38 | 40 |  | 74 | No |  | Yes | TRUE | 1000 | Gas Storage | MEDIUM DRAW | TRUE | Gas StorageMEDIUM DRAW | 2 | 40 | 40 | 7.3965 | 0.60556 | 0.58856 | 0.58 | Y | 0.64 | N/A | N/A | [6 empty] | N | AHRI
206715179 |  | Active | A. O. SMITH |  | GCB-40 4** | Natural Gas | Storage | High Usage | 78 |  | 0.65 | 40 | 38 | 40 |  | 77 | No |  | Yes | TRUE | 1000 | Gas Storage | HIGH DRAW | TRUE | Gas StorageHIGH DRAW | 2 | 40 | 40 | 7.4225 | 0.62813 | 0.65957 | 0.64 |  | 0.68 | 0.78 | 0.78 | [6 empty] | N | AHRI
206715181 |  | Active | A. O. SMITH |  | XCB-40 4** | Natural Gas | Storage | High Usage | 78 |  | 0.65 | 40 | 38 | 40 |  | 77 | No |  | Yes | TRUE | 1000 | Gas Storage | HIGH DRAW | TRUE | Gas StorageHIGH DRAW | 2 | 40 | 40 | 7.4225 | 0.62813 | 0.65957 | 0.64 |  | 0.68 | 0.78 | 0.78 | [6 empty] | N | AHRI
206715182 |  | Active | AMERICAN |  | GB61 40T40 4** | Natural Gas | Storage | High Usage | 78 |  | 0.65 | 40 | 38 | 40 |  | 77 | No |  | Yes | TRUE | 1000 | Gas Storage | HIGH DRAW | TRUE | Gas StorageHIGH DRAW | 2 | 40 | 40 | 7.4225 | 0.62813 | 0.65957 | 0.64 |  | 0.68 | 0.78 | 0.78 | [6 empty] | N | AHRI
206715185 |  | Active | LOCHINVAR |  | GTN04040B 4** | Natural Gas | Storage | High Usage | 78 |  | 0.65 | 40 | 38 | 40 |  | 77 | No |  | Yes | TRUE | 1000 | Gas Storage | HIGH DRAW | TRUE | Gas StorageHIGH DRAW | 2 | 40 | 40 | 7.4225 | 0.62813 | 0.65957 | 0.64 |  | 0.68 | 0.78 | 0.78 | [6 empty] | N | AHRI
206715186 |  | Active | LOCHINVAR |  | GTN04040BT 4** | Natural Gas | Storage | High Usage | 78 |  | 0.65 | 40 | 38 | 40 |  | 77 | No |  | Yes | TRUE | 1000 | Gas Storage | HIGH DRAW | TRUE | Gas StorageHIGH DRAW | 2 | 40 | 40 | 7.4225 | 0.62813 | 0.65957 | 0.64 |  | 0.68 | 0.78 | 0.78 | [6 empty] | N | AHRI
206715187 |  | Active | LOCHINVAR |  | GTN04040BTM 4** | Natural Gas | Storage | High Usage | 78 |  | 0.65 | 40 | 38 | 40 |  | 77 | No |  | Yes | TRUE | 1000 | Gas Storage | HIGH DRAW | TRUE | Gas StorageHIGH DRAW | 2 | 40 | 40 | 7.4225 | 0.62813 | 0.65957 | 0.64 |  | 0.68 | 0.78 | 0.78 | [6 empty] | N | AHRI
206715188 |  | Active | RELIANCE WATER HEATERS |  | 6-40-NBRBT 4** | Natural Gas | Storage | High Usage | 78 |  | 0.65 | 40 | 38 | 40 |  | 77 | No |  | Yes | TRUE | 1000 | Gas Storage | HIGH DRAW | TRUE | Gas StorageHIGH DRAW | 2 | 40 | 40 | 7.4225 | 0.62813 | 0.65957 | 0.64 |  | 0.68 | 0.78 | 0.78 | [6 empty] | N | AHRI
206715190 |  | Active | STATE |  | GS6-40-BRBT 4** | Natural Gas | Storage | High Usage | 78 |  | 0.65 | 40 | 38 | 40 |  | 77 | No |  | Yes | TRUE | 1000 | Gas Storage | HIGH DRAW | TRUE | Gas StorageHIGH DRAW | 2 | 40 | 40 | 7.4225 | 0.62813 | 0.65957 | 0.64 |  | 0.68 | 0.78 | 0.78 | [6 empty] | N | AHRI
206715192 |  | Active | U.S. CRAFTMASTER |  | NG1F4040TB 4** | Natural Gas | Storage | High Usage | 78 |  | 0.65 | 40 | 38 | 40 |  | 77 | No |  | Yes | TRUE | 1000 | Gas Storage | HIGH DRAW | TRUE | Gas StorageHIGH DRAW | 2 | 40 | 40 | 7.4225 | 0.62813 | 0.65957 | 0.64 |  | 0.68 | 0.78 | 0.78 | [6 empty] | N | AHRI
206715194 |  | Active | A. O. SMITH |  | GCR-40 4** | Natural Gas | Storage | High Usage | 80 |  | 0.66 | 40 | 38 | 40 |  | 78 | No |  | Yes | TRUE | 1000 | Gas Storage | HIGH DRAW | TRUE | Gas StorageHIGH DRAW | 2 | 40 | 40 | 7.2101 | 0.63823 | 0.66971 | 0.64 |  | 0.68 | 0.78 | 0.78 | [6 empty] | N | AHRI
206715196 |  | Active | A. O. SMITH |  | XCR-40 4** | Natural Gas | Storage | High Usage | 80 |  | 0.66 | 40 | 38 | 40 |  | 78 | No |  | Yes | TRUE | 1000 | Gas Storage | HIGH DRAW | TRUE | Gas StorageHIGH DRAW | 2 | 40 | 40 | 7.2101 | 0.63823 | 0.66971 | 0.64 |  | 0.68 | 0.78 | 0.78 | [6 empty] | N | AHRI
206715198 |  | Active | A. O. SMITH |  | XCR-40L 4** | Natural Gas | Storage | High Usage | 80 |  | 0.66 | 40 | 38 | 40 |  | 78 | No |  | Yes | TRUE | 1000 | Gas Storage | HIGH DRAW | TRUE | Gas StorageHIGH DRAW | 2 | 40 | 40 | 7.2101 | 0.63823 | 0.66971 | 0.64 |  | 0.68 | 0.78 | 0.78 | [6 empty] | N | AHRI
206715199 |  | Active | A. O. SMITH |  | GCR-40L 4** | Natural Gas | Storage | High Usage | 80 |  | 0.66 | 40 | 38 | 40 |  | 78 | No |  | Yes | TRUE | 1000 | Gas Storage | HIGH DRAW | TRUE | Gas StorageHIGH DRAW | 2 | 40 | 40 | 7.2101 | 0.63823 | 0.66971 | 0.64 |  | 0.68 | 0.78 | 0.78 | [6 empty] | N | AHRI
206715201 |  | Active | A. O. SMITH |  | HWR-40 4** | Natural Gas | Storage | High Usage | 80 |  | 0.66 | 40 | 38 | 40 |  | 78 | No |  | Yes | TRUE | 1000 | Gas Storage | HIGH DRAW | TRUE | Gas StorageHIGH DRAW | 2 | 40 | 40 | 7.2101 | 0.63823 | 0.66971 | 0.64 |  | 0.68 | 0.78 | 0.78 | [6 empty] | N | AHRI
206715203 |  | Active | A. O. SMITH |  | G6-T4040NVR 4** | Natural Gas | Storage | High Usage | 80 |  | 0.66 | 40 | 38 | 40 |  | 78 | No |  | Yes | TRUE | 1000 | Gas Storage | HIGH DRAW | TRUE | Gas StorageHIGH DRAW | 2 | 40 | 40 | 7.2101 | 0.63823 | 0.66971 | 0.64 |  | 0.68 | 0.78 | 0.78 | [6 empty] | N | AHRI
206715204 |  | Active | A. O. SMITH |  | G9-T4040NVR 4** | Natural Gas | Storage | High Usage | 80 |  | 0.66 | 40 | 38 | 40 |  | 78 | No |  | Yes | TRUE | 1000 | Gas Storage | HIGH DRAW | TRUE | Gas StorageHIGH DRAW | 2 | 40 | 40 | 7.2101 | 0.63823 | 0.66971 | 0.64 |  | 0.68 | 0.78 | 0.78 | [6 empty] | N | AHRI
206715205 |  | Active | A. O. SMITH |  | G12-T4040NVR 4** | Natural Gas | Storage | High Usage | 80 |  | 0.66 | 40 | 38 | 40 |  | 78 | No |  | Yes | TRUE | 1000 | Gas Storage | HIGH DRAW | TRUE | Gas StorageHIGH DRAW | 2 | 40 | 40 | 7.2101 | 0.63823 | 0.66971 | 0.64 |  | 0.68 | 0.78 | 0.78 | [6 empty] | N | AHRI
206715207 |  | Active | AMERICAN |  | G62-40T40R 4** | Natural Gas | Storage | High Usage | 80 |  | 0.66 | 40 | 38 | 40 |  | 78 | No |  | Yes | TRUE | 1000 | Gas Storage | HIGH DRAW | TRUE | Gas StorageHIGH DRAW | 2 | 40 | 40 | 7.2101 | 0.63823 | 0.66971 | 0.64 |  | 0.68 | 0.78 | 0.78 | [6 empty] | N | AHRI
206715209 |  | Active | AMERICAN |  | G102-40T40R 4** | Natural Gas | Storage | High Usage | 80 |  | 0.66 | 40 | 38 | 40 |  | 78 | No |  | Yes | TRUE | 1000 | Gas Storage | HIGH DRAW | TRUE | Gas StorageHIGH DRAW | 2 | 40 | 40 | 7.2101 | 0.63823 | 0.66971 | 0.64 |  | 0.68 | 0.78 | 0.78 | [6 empty] | N | AHRI
206715211 |  | Active | AMERICAN |  | NG2F4040TR 4** | Natural Gas | Storage | High Usage | 80 |  | 0.66 | 40 | 38 | 40 |  | 78 | No |  | Yes | TRUE | 1000 | Gas Storage | HIGH DRAW | TRUE | Gas StorageHIGH DRAW | 2 | 40 | 40 | 7.2101 | 0.63823 | 0.66971 | 0.64 |  | 0.68 | 0.78 | 0.78 | [6 empty] | N | AHRI
206715212 |  | Active | AMERICAN |  | NG2H4040TR 4** | Natural Gas | Storage | High Usage | 80 |  | 0.66 | 40 | 38 | 40 |  | 78 | No |  | Yes | TRUE | 1000 | Gas Storage | HIGH DRAW | TRUE | Gas StorageHIGH DRAW | 2 | 40 | 40 | 7.2101 | 0.63823 | 0.66971 | 0.64 |  | 0.68 | 0.78 | 0.78 | [6 empty] | N | AHRI
206715213 |  | Active | AMERICAN |  | NG2J4040TR 4** | Natural Gas | Storage | High Usage | 80 |  | 0.66 | 40 | 38 | 40 |  | 78 | No |  | Yes | TRUE | 1000 | Gas Storage | HIGH DRAW | TRUE | Gas StorageHIGH DRAW | 2 | 40 | 40 | 7.2101 | 0.63823 | 0.66971 | 0.64 |  | 0.68 | 0.78 | 0.78 | [6 empty] | N | AHRI
206715214 |  | Active | AMERICAN |  | G82-40T40R 4** | Natural Gas | Storage | High Usage | 80 |  | 0.66 | 40 | 38 | 40 |  | 78 | No |  | Yes | TRUE | 1000 | Gas Storage | HIGH DRAW | TRUE | Gas StorageHIGH DRAW | 2 | 40 | 40 | 7.2101 | 0.63823 | 0.66971 | 0.64 |  | 0.68 | 0.78 | 0.78 | [6 empty] | N | AHRI
206715216 |  | Active | AMERICAN |  | G62-40T40RL 4** | Natural Gas | Storage | High Usage | 80 |  | 0.66 | 40 | 38 | 40 |  | 78 | No |  | Yes | TRUE | 1000 | Gas Storage | HIGH DRAW | TRUE | Gas StorageHIGH DRAW | 2 | 40 | 40 | 7.2101 | 0.63823 | 0.66971 | 0.64 |  | 0.68 | 0.78 | 0.78 | [6 empty] | N | AHRI
206715218 |  | Active | LOCHINVAR |  | GTN04040Z 4** | Natural Gas | Storage | High Usage | 80 |  | 0.66 | 40 | 38 | 40 |  | 78 | No |  | Yes | TRUE | 1000 | Gas Storage | HIGH DRAW | TRUE | Gas StorageHIGH DRAW | 2 | 40 | 40 | 7.2101 | 0.63823 | 0.66971 | 0.64 |  | 0.68 | 0.78 | 0.78 | [6 empty] | N | AHRI
206715220 |  | Active | LOCHINVAR |  | GTN04040 4** | Natural Gas | Storage | High Usage | 80 |  | 0.66 | 40 | 38 | 40 |  | 78 | No |  | Yes | TRUE | 1000 | Gas Storage | HIGH DRAW | TRUE | Gas StorageHIGH DRAW | 2 | 40 | 40 | 7.2101 | 0.63823 | 0.66971 | 0.64 |  | 0.68 | 0.78 | 0.78 | [6 empty] | N | AHRI
206715221 |  | Active | LOCHINVAR |  | GTN04040 ST 4** | Natural Gas | Storage | High Usage | 80 |  | 0.66 | 40 | 38 | 40 |  | 78 | No |  | Yes | TRUE | 1000 | Gas Storage | HIGH DRAW | TRUE | Gas StorageHIGH DRAW | 2 | 40 | 40 | 7.2101 | 0.63823 | 0.66971 | 0.64 |  | 0.68 | 0.78 | 0.78 | [6 empty] | N | AHRI
206715223 |  | Active | LOCHINVAR |  | GTN04040T 4** | Natural Gas | Storage | High Usage | 80 |  | 0.66 | 40 | 38 | 40 |  | 78 | No |  | Yes | TRUE | 1000 | Gas Storage | HIGH DRAW | TRUE | Gas StorageHIGH DRAW | 2 | 40 | 40 | 7.2101 | 0.63823 | 0.66971 | 0.64 |  | 0.68 | 0.78 | 0.78 | [6 empty] | N | AHRI
206715224 |  | Active | LOCHINVAR |  | GTN04040 TM 4** | Natural Gas | Storage | High Usage | 80 |  | 0.66 | 40 | 38 | 40 |  | 78 | No |  | Yes | TRUE | 1000 | Gas Storage | HIGH DRAW | TRUE | Gas StorageHIGH DRAW | 2 | 40 | 40 | 7.2101 | 0.63823 | 0.66971 | 0.64 |  | 0.68 | 0.78 | 0.78 | [6 empty] | N | AHRI
206715225 |  | Active | LOCHINVAR |  | GTN04040-8 4** | Natural Gas | Storage | High Usage | 80 |  | 0.66 | 40 | 38 | 40 |  | 78 | No |  | Yes | TRUE | 1000 | Gas Storage | HIGH DRAW | TRUE | Gas StorageHIGH DRAW | 2 | 40 | 40 | 7.2101 | 0.63823 | 0.66971 | 0.64 |  | 0.68 | 0.78 | 0.78 | [6 empty] | N | AHRI
206715228 |  | Active | LOCHINVAR |  | GTN04040-8T 4** | Natural Gas | Storage | High Usage | 80 |  | 0.66 | 40 | 38 | 40 |  | 78 | No |  | Yes | TRUE | 1000 | Gas Storage | HIGH DRAW | TRUE | Gas StorageHIGH DRAW | 2 | 40 | 40 | 7.2101 | 0.63823 | 0.66971 | 0.64 |  | 0.68 | 0.78 | 0.78 | [6 empty] | N | AHRI
206715230 |  | Active | LOCHINVAR |  | GTN04040-10T 4** | Natural Gas | Storage | High Usage | 80 |  | 0.66 | 40 | 38 | 40 |  | 78 | No |  | Yes | TRUE | 1000 | Gas Storage | HIGH DRAW | TRUE | Gas StorageHIGH DRAW | 2 | 40 | 40 | 7.2101 | 0.63823 | 0.66971 | 0.64 |  | 0.68 | 0.78 | 0.78 | [6 empty] | N | AHRI
206715231 |  | Active | RELIANCE WATER HEATERS |  | 6-40-NBCT 4** | Natural Gas | Storage | High Usage | 80 |  | 0.66 | 40 | 38 | 40 |  | 78 | No |  | Yes | TRUE | 1000 | Gas Storage | HIGH DRAW | TRUE | Gas StorageHIGH DRAW | 2 | 40 | 40 | 7.2101 | 0.63823 | 0.66971 | 0.64 |  | 0.68 | 0.78 | 0.78 | [6 empty] | N | AHRI
206715232 |  | Active | RELIANCE WATER HEATERS |  | 9-40-NKCT 4** | Natural Gas | Storage | High Usage | 80 |  | 0.66 | 40 | 38 | 40 |  | 78 | No |  | Yes | TRUE | 1000 | Gas Storage | HIGH DRAW | TRUE | Gas StorageHIGH DRAW | 2 | 40 | 40 | 7.2101 | 0.63823 | 0.66971 | 0.64 |  | 0.68 | 0.78 | 0.78 | [6 empty] | N | AHRI
206715233 |  | Active | RELIANCE WATER HEATERS |  | 12-40-NACT 4** | Natural Gas | Storage | High Usage | 80 |  | 0.66 | 40 | 38 | 40 |  | 78 | No |  | Yes | TRUE | 1000 | Gas Storage | HIGH DRAW | TRUE | Gas StorageHIGH DRAW | 2 | 40 | 40 | 7.2101 | 0.63823 | 0.66971 | 0.64 |  | 0.68 | 0.78 | 0.78 | [6 empty] | N | AHRI
206715237 |  | Active | STATE |  | GS6-40-BCT 4** | Natural Gas | Storage | High Usage | 80 |  | 0.66 | 40 | 38 | 40 |  | 78 | No |  | Yes | TRUE | 1000 | Gas Storage | HIGH DRAW | TRUE | Gas StorageHIGH DRAW | 2 | 40 | 40 | 7.2101 | 0.63823 | 0.66971 | 0.64 |  | 0.68 | 0.78 | 0.78 | [6 empty] | N | AHRI
206715238 |  | Active | STATE |  | GSX-40-BCT 4** | Natural Gas | Storage | High Usage | 80 |  | 0.66 | 40 | 38 | 40 |  | 78 | No |  | Yes | TRUE | 1000 | Gas Storage | HIGH DRAW | TRUE | Gas StorageHIGH DRAW | 2 | 40 | 40 | 7.2101 | 0.63823 | 0.66971 | 0.64 |  | 0.68 | 0.78 | 0.78 | [6 empty] | N | AHRI
206715241 |  | Active | STATE |  | GS6-40-BCTL 4** | Natural Gas | Storage | High Usage | 80 |  | 0.66 | 40 | 38 | 40 |  | 78 | No |  | Yes | TRUE | 1000 | Gas Storage | HIGH DRAW | TRUE | Gas StorageHIGH DRAW | 2 | 40 | 40 | 7.2101 | 0.63823 | 0.66971 | 0.64 |  | 0.68 | 0.78 | 0.78 | [6 empty] | N | AHRI
206715243 |  | Active | STATE |  | GSX-40-BCTL 4** | Natural Gas | Storage | High Usage | 80 |  | 0.66 | 40 | 38 | 40 |  | 78 | No |  | Yes | TRUE | 1000 | Gas Storage | HIGH DRAW | TRUE | Gas StorageHIGH DRAW | 2 | 40 | 40 | 7.2101 | 0.63823 | 0.66971 | 0.64 |  | 0.68 | 0.78 | 0.78 | [6 empty] | N | AHRI
206715244 |  | Active | STATE |  | GW8-40-BCT 4** | Natural Gas | Storage | High Usage | 80 |  | 0.66 | 40 | 38 | 40 |  | 78 | No |  | Yes | TRUE | 1000 | Gas Storage | HIGH DRAW | TRUE | Gas StorageHIGH DRAW | 2 | 40 | 40 | 7.2101 | 0.63823 | 0.66971 | 0.64 |  | 0.68 | 0.78 | 0.78 | [6 empty] | N | AHRI
206715248 |  | Active | A. O. SMITH |  | GCR-40 2** | Natural Gas | Storage | High Usage | 80 |  | 0.64 | 40 | 38 | 40 |  | 74 | No |  | Yes | TRUE | 1000 | Gas Storage | HIGH DRAW | TRUE | Gas StorageHIGH DRAW | 2 | 40 | 40 | 6.5548 | 0.62278 | 0.64942 | 0.64 | Y | 0.68 | 0.78 | 0.78 | [6 empty] | N | AHRI
206715250 |  | Active | AMERICAN |  | G62-40T40 2** | Natural Gas | Storage | High Usage | 80 |  | 0.64 | 40 | 38 | 40 |  | 74 | No |  | Yes | TRUE | 1000 | Gas Storage | HIGH DRAW | TRUE | Gas StorageHIGH DRAW | 2 | 40 | 40 | 6.5548 | 0.62278 | 0.64942 | 0.64 | Y | 0.68 | 0.78 | 0.78 | [6 empty] | N | AHRI
206715252 |  | Active | LOCHINVAR |  | GTN04040WR 2** | Natural Gas | Storage | High Usage | 80 |  | 0.64 | 40 | 38 | 40 |  | 74 | No |  | Yes | TRUE | 1000 | Gas Storage | HIGH DRAW | TRUE | Gas StorageHIGH DRAW | 2 | 40 | 40 | 6.5548 | 0.62278 | 0.64942 | 0.64 | Y | 0.68 | 0.78 | 0.78 | [6 empty] | N | AHRI
206715253 |  | Active | LOCHINVAR |  | GTN04040MWR 2** | Natural Gas | Storage | High Usage | 80 |  | 0.64 | 40 | 38 | 40 |  | 74 | No |  | Yes | TRUE | 1000 | Gas Storage | HIGH DRAW | TRUE | Gas StorageHIGH DRAW | 2 | 40 | 40 | 6.5548 | 0.62278 | 0.64942 | 0.64 | Y | 0.68 | 0.78 | 0.78 | [6 empty] | N | AHRI
206715254 |  | Active | LOCHINVAR |  | GTN04040MTWR 2** | Natural Gas | Storage | High Usage | 80 |  | 0.64 | 40 | 38 | 40 |  | 74 | No |  | Yes | TRUE | 1000 | Gas Storage | HIGH DRAW | TRUE | Gas StorageHIGH DRAW | 2 | 40 | 40 | 6.5548 | 0.62278 | 0.64942 | 0.64 | Y | 0.68 | 0.78 | 0.78 | [6 empty] | N | AHRI
206715255 |  | Active | LOCHINVAR |  | GTN04040TWRZ 2** | Natural Gas | Storage | High Usage | 80 |  | 0.64 | 40 | 38 | 40 |  | 74 | No |  | Yes | TRUE | 1000 | Gas Storage | HIGH DRAW | TRUE | Gas StorageHIGH DRAW | 2 | 40 | 40 | 6.5548 | 0.62278 | 0.64942 | 0.64 | Y | 0.68 | 0.78 | 0.78 | [6 empty] | N | AHRI
206715256 |  | Active | LOCHINVAR |  | GTN04040WRZ 2** | Natural Gas | Storage | High Usage | 80 |  | 0.64 | 40 | 38 | 40 |  | 74 | No |  | Yes | TRUE | 1000 | Gas Storage | HIGH DRAW | TRUE | Gas StorageHIGH DRAW | 2 | 40 | 40 | 6.5548 | 0.62278 | 0.64942 | 0.64 | Y | 0.68 | 0.78 | 0.78 | [6 empty] | N | AHRI
206715257 |  | Active | STATE |  | GS6-40-BCT 2** | Natural Gas | Storage | High Usage | 80 |  | 0.64 | 40 | 38 | 40 |  | 74 | No |  | Yes | TRUE | 1000 | Gas Storage | HIGH DRAW | TRUE | Gas StorageHIGH DRAW | 2 | 40 | 40 | 6.5548 | 0.62278 | 0.64942 | 0.64 | Y | 0.68 | 0.78 | 0.78 | [6 empty] | N | AHRI
206715259 |  | Active | U.S. CRAFTMASTER |  | NG2F4040T 2** | Natural Gas | Storage | High Usage | 80 |  | 0.64 | 40 | 38 | 40 |  | 74 | No |  | Yes | TRUE | 1000 | Gas Storage | HIGH DRAW | TRUE | Gas StorageHIGH DRAW | 2 | 40 | 40 | 6.5548 | 0.62278 | 0.64942 | 0.64 | Y | 0.68 | 0.78 | 0.78 | [6 empty] | N | AHRI
206715260 |  | Active | A. O. SMITH |  | GCGH-50 2** | Natural Gas | Storage | High Usage | 76 |  | 0.63 | 50 | 48 | 38 |  | 77 | No |  | Yes | TRUE | 760 | Gas Storage | HIGH DRAW | TRUE | Gas StorageHIGH DRAW | 2 | 50 | 38 | 8.9665 | 0.60346 | 0.63928 | 0.63 | Y | 0.68 | 0.78 | 0.78 | [6 empty] | N | AHRI
206715262 |  | Active | AMERICAN |  | G61-50T38 2** | Natural Gas | Storage | High Usage | 76 |  | 0.63 | 50 | 48 | 38 |  | 77 | No |  | Yes | TRUE | 760 | Gas Storage | HIGH DRAW | TRUE | Gas StorageHIGH DRAW | 2 | 50 | 38 | 8.9665 | 0.60346 | 0.63928 | 0.63 | Y | 0.68 | 0.78 | 0.78 | [6 empty] | N | AHRI
206715264 |  | Active | LOCHINVAR |  | GTN05038WR 2** | Natural Gas | Storage | High Usage | 76 |  | 0.63 | 50 | 48 | 38 |  | 77 | No |  | Yes | TRUE | 760 | Gas Storage | HIGH DRAW | TRUE | Gas StorageHIGH DRAW | 2 | 50 | 38 | 8.9665 | 0.60346 | 0.63928 | 0.63 | Y | 0.68 | 0.78 | 0.78 | [6 empty] | N | AHRI
206715265 |  | Active | STATE |  | GS6-50-ORT 2** | Natural Gas | Storage | High Usage | 76 |  | 0.63 | 50 | 48 | 38 |  | 77 | No |  | Yes | TRUE | 760 | Gas Storage | HIGH DRAW | TRUE | Gas StorageHIGH DRAW | 2 | 50 | 38 | 8.9665 | 0.60346 | 0.63928 | 0.63 | Y | 0.68 | 0.78 | 0.78 | [6 empty] | N | AHRI
206715267 |  | Active | A. O. SMITH |  | GCBL-30R 4** | Natural Gas | Storage | Medium Usage | 65 |  | 0.6 | 30 | 29 | 32 |  | 75 | No |  | Yes | TRUE | 1066.6667 | Gas Storage | MEDIUM DRAW | TRUE | Gas StorageMEDIUM DRAW | 2 | 30 | 32 | 6.6843 | 0.62538 | 0.60885 | 0.6 | Y | 0.64 | N/A | N/A | [6 empty] | N | AHRI
206715268 |  | Active | LOCHINVAR |  | GSN03032BR 4** | Natural Gas | Storage | Medium Usage | 65 |  | 0.6 | 30 | 29 | 32 |  | 75 | No |  | Yes | TRUE | 1066.6667 | Gas Storage | MEDIUM DRAW | TRUE | Gas StorageMEDIUM DRAW | 2 | 30 | 32 | 6.6843 | 0.62538 | 0.60885 | 0.6 | Y | 0.64 | N/A | N/A | [6 empty] | N | AHRI
206715269 |  | Active | RELIANCE WATER HEATERS |  | 6-30-NORBSR 4** | Natural Gas | Storage | Medium Usage | 65 |  | 0.6 | 30 | 29 | 32 |  | 75 | No |  | Yes | TRUE | 1066.6667 | Gas Storage | MEDIUM DRAW | TRUE | Gas StorageMEDIUM DRAW | 2 | 30 | 32 | 6.6843 | 0.62538 | 0.60885 | 0.6 | Y | 0.64 | N/A | N/A | [6 empty] | N | AHRI
206715270 |  | Active | STATE |  | GS6-30-ORBSR 4** | Natural Gas | Storage | Medium Usage | 65 |  | 0.6 | 30 | 29 | 32 |  | 75 | No |  | Yes | TRUE | 1066.6667 | Gas Storage | MEDIUM DRAW | TRUE | Gas StorageMEDIUM DRAW | 2 | 30 | 32 | 6.6843 | 0.62538 | 0.60885 | 0.6 | Y | 0.64 | N/A | N/A | [6 empty] | N | AHRI
206715271 |  | Active | U.S. CRAFTMASTER |  | NG1F3032SBR 4** | Natural Gas | Storage | Medium Usage | 65 |  | 0.6 | 30 | 29 | 32 |  | 75 | No |  | Yes | TRUE | 1066.6667 | Gas Storage | MEDIUM DRAW | TRUE | Gas StorageMEDIUM DRAW | 2 | 30 | 32 | 6.6843 | 0.62538 | 0.60885 | 0.6 | Y | 0.64 | N/A | N/A | [6 empty] | N | AHRI
206715277 |  | Active | A. O. SMITH |  | GCRL-30R 4** | Natural Gas | Storage | Medium Usage | 55 |  | 0.6 | 30 | 29 | 32 |  | 75 | No |  | Yes | TRUE | 1066.6667 | Gas Storage | MEDIUM DRAW | TRUE | Gas StorageMEDIUM DRAW | 2 | 30 | 32 | 6.6843 | 0.62538 | 0.60885 | 0.6 | Y | 0.64 | N/A | N/A | [6 empty] | N | AHRI
206715278 |  | Active | A. O. SMITH |  | G6-S3032NVR 4** | Natural Gas | Storage | Medium Usage | 55 |  | 0.6 | 30 | 29 | 32 |  | 75 | No |  | Yes | TRUE | 1066.6667 | Gas Storage | MEDIUM DRAW | TRUE | Gas StorageMEDIUM DRAW | 2 | 30 | 32 | 6.6843 | 0.62538 | 0.60885 | 0.6 | Y | 0.64 | N/A | N/A | [6 empty] | N | AHRI
206715279 |  | Active | A. O. SMITH |  | XCRL-30R 4** | Natural Gas | Storage | Medium Usage | 55 |  | 0.6 | 30 | 29 | 32 |  | 75 | No |  | Yes | TRUE | 1066.6667 | Gas Storage | MEDIUM DRAW | TRUE | Gas StorageMEDIUM DRAW | 2 | 30 | 32 | 6.6843 | 0.62538 | 0.60885 | 0.6 | Y | 0.64 | N/A | N/A | [6 empty] | N | AHRI
206715280 |  | Active | AMERICAN |  | G62-30S32R 4** | Natural Gas | Storage | Medium Usage | 55 |  | 0.6 | 30 | 29 | 32 |  | 75 | No |  | Yes | TRUE | 1066.6667 | Gas Storage | MEDIUM DRAW | TRUE | Gas StorageMEDIUM DRAW | 2 | 30 | 32 | 6.6843 | 0.62538 | 0.60885 | 0.6 | Y | 0.64 | N/A | N/A | [6 empty] | N | AHRI
206715281 |  | Active | AMERICAN |  | G102-30S32R 4** | Natural Gas | Storage | Medium Usage | 55 |  | 0.6 | 30 | 29 | 32 |  | 75 | No |  | Yes | TRUE | 1066.6667 | Gas Storage | MEDIUM DRAW | TRUE | Gas StorageMEDIUM DRAW | 2 | 30 | 32 | 6.6843 | 0.62538 | 0.60885 | 0.6 | Y | 0.64 | N/A | N/A | [6 empty] | N | AHRI
206715282 |  | Active | RELIANCE WATER HEATERS |  | 6-30-NOCSR 4** | Natural Gas | Storage | Medium Usage | 55 |  | 0.6 | 30 | 29 | 32 |  | 75 | No |  | Yes | TRUE | 1066.6667 | Gas Storage | MEDIUM DRAW | TRUE | Gas StorageMEDIUM DRAW | 2 | 30 | 32 | 6.6843 | 0.62538 | 0.60885 | 0.6 | Y | 0.64 | N/A | N/A | [6 empty] | N | AHRI
206715283 |  | Active | RELIANCE WATER HEATERS |  | GSN03032R 4** | Natural Gas | Storage | Medium Usage | 55 |  | 0.6 | 30 | 29 | 32 |  | 75 | No |  | Yes | TRUE | 1066.6667 | Gas Storage | MEDIUM DRAW | TRUE | Gas StorageMEDIUM DRAW | 2 | 30 | 32 | 6.6843 | 0.62538 | 0.60885 | 0.6 | Y | 0.64 | N/A | N/A | [6 empty] | N | AHRI
206715284 |  | Active | STATE |  | GS6-30-OCSR 4** | Natural Gas | Storage | Medium Usage | 55 |  | 0.6 | 30 | 29 | 32 |  | 75 | No |  | Yes | TRUE | 1066.6667 | Gas Storage | MEDIUM DRAW | TRUE | Gas StorageMEDIUM DRAW | 2 | 30 | 32 | 6.6843 | 0.62538 | 0.60885 | 0.6 | Y | 0.64 | N/A | N/A | [6 empty] | N | AHRI
206715285 |  | Active | STATE |  | GSX-30-OCSR 4** | Natural Gas | Storage | Medium Usage | 55 |  | 0.6 | 30 | 29 | 32 |  | 75 | No |  | Yes | TRUE | 1066.6667 | Gas Storage | MEDIUM DRAW | TRUE | Gas StorageMEDIUM DRAW | 2 | 30 | 32 | 6.6843 | 0.62538 | 0.60885 | 0.6 | Y | 0.64 | N/A | N/A | [6 empty] | N | AHRI
206715286 |  | Active | U.S. CRAFTMASTER |  | NG2F3032SR 4** | Natural Gas | Storage | Medium Usage | 55 |  | 0.6 | 30 | 29 | 32 |  | 75 | No |  | Yes | TRUE | 1066.6667 | Gas Storage | MEDIUM DRAW | TRUE | Gas StorageMEDIUM DRAW | 2 | 30 | 32 | 6.6843 | 0.62538 | 0.60885 | 0.6 | Y | 0.64 | N/A | N/A | [6 empty] | N | AHRI
206715294 |  | Active | A. O. SMITH |  | GCB-30R 4** | Natural Gas | Storage | Medium Usage | 62 |  | 0.6 | 30 | 29 | 32 |  | 74 | No |  | Yes | TRUE | 1066.6667 | Gas Storage | MEDIUM DRAW | TRUE | Gas StorageMEDIUM DRAW | 2 | 30 | 32 | 6.3278 | 0.62442 | 0.60885 | 0.6 | Y | 0.64 | N/A | N/A | [6 empty] | N | AHRI
206715296 |  | Active | AMERICAN |  | GB61-30T32R 4** | Natural Gas | Storage | Medium Usage | 62 |  | 0.6 | 30 | 29 | 32 |  | 74 | No |  | Yes | TRUE | 1066.6667 | Gas Storage | MEDIUM DRAW | TRUE | Gas StorageMEDIUM DRAW | 2 | 30 | 32 | 6.3278 | 0.62442 | 0.60885 | 0.6 | Y | 0.64 | N/A | N/A | [6 empty] | N | AHRI
206715298 |  | Active | LOCHINVAR |  | GTN03032BR 4** | Natural Gas | Storage | Medium Usage | 62 |  | 0.6 | 30 | 29 | 32 |  | 74 | No |  | Yes | TRUE | 1066.6667 | Gas Storage | MEDIUM DRAW | TRUE | Gas StorageMEDIUM DRAW | 2 | 30 | 32 | 6.3278 | 0.62442 | 0.60885 | 0.6 | Y | 0.64 | N/A | N/A | [6 empty] | N | AHRI
206715300 |  | Active | RELIANCE WATER HEATERS |  | 6-30-NORBTR 4** | Natural Gas | Storage | Medium Usage | 62 |  | 0.6 | 30 | 29 | 32 |  | 74 | No |  | Yes | TRUE | 1066.6667 | Gas Storage | MEDIUM DRAW | TRUE | Gas StorageMEDIUM DRAW | 2 | 30 | 32 | 6.3278 | 0.62442 | 0.60885 | 0.6 | Y | 0.64 | N/A | N/A | [6 empty] | N | AHRI
206715302 |  | Active | STATE |  | GS6-30-ORBTR 4** | Natural Gas | Storage | Medium Usage | 62 |  | 0.6 | 30 | 29 | 32 |  | 74 | No |  | Yes | TRUE | 1066.6667 | Gas Storage | MEDIUM DRAW | TRUE | Gas StorageMEDIUM DRAW | 2 | 30 | 32 | 6.3278 | 0.62442 | 0.60885 | 0.6 | Y | 0.64 | N/A | N/A | [6 empty] | N | AHRI
206715304 |  | Active | U.S. CRAFTMASTER |  | NG1F3032TBR 4** | Natural Gas | Storage | Medium Usage | 62 |  | 0.6 | 30 | 29 | 32 |  | 74 | No |  | Yes | TRUE | 1066.6667 | Gas Storage | MEDIUM DRAW | TRUE | Gas StorageMEDIUM DRAW | 2 | 30 | 32 | 6.3278 | 0.62442 | 0.60885 | 0.6 | Y | 0.64 | N/A | N/A | [6 empty] | N | AHRI
206715306 |  | Active | A. O. SMITH |  | GCR-30R 4** | Natural Gas | Storage | Medium Usage | 62 |  | 0.6 | 30 | 29 | 32 |  | 73 | No |  | Yes | TRUE | 1066.6667 | Gas Storage | MEDIUM DRAW | TRUE | Gas StorageMEDIUM DRAW | 2 | 30 | 32 | 5.961 | 0.62343 | 0.60885 | 0.6 | Y | 0.64 | N/A | N/A | [6 empty] | N | AHRI
206715308 |  | Active | A. O. SMITH |  | G6-T3032NVR 4** | Natural Gas | Storage | Medium Usage | 62 |  | 0.6 | 30 | 29 | 32 |  | 73 | No |  | Yes | TRUE | 1066.6667 | Gas Storage | MEDIUM DRAW | TRUE | Gas StorageMEDIUM DRAW | 2 | 30 | 32 | 5.961 | 0.62343 | 0.60885 | 0.6 | Y | 0.64 | N/A | N/A | [6 empty] | N | AHRI
206715310 |  | Active | A. O. SMITH |  | XCR-30R 4** | Natural Gas | Storage | Medium Usage | 62 |  | 0.6 | 30 | 29 | 32 |  | 73 | No |  | Yes | TRUE | 1066.6667 | Gas Storage | MEDIUM DRAW | TRUE | Gas StorageMEDIUM DRAW | 2 | 30 | 32 | 5.961 | 0.62343 | 0.60885 | 0.6 | Y | 0.64 | N/A | N/A | [6 empty] | N | AHRI
206715311 |  | Active | AMERICAN |  | G62-30T32R 4** | Natural Gas | Storage | Medium Usage | 62 |  | 0.6 | 30 | 29 | 32 |  | 73 | No |  | Yes | TRUE | 1066.6667 | Gas Storage | MEDIUM DRAW | TRUE | Gas StorageMEDIUM DRAW | 2 | 30 | 32 | 5.961 | 0.62343 | 0.60885 | 0.6 | Y | 0.64 | N/A | N/A | [6 empty] | N | AHRI
206715313 |  | Active | LOCHINVAR |  | GTN03032R 4** | Natural Gas | Storage | Medium Usage | 62 |  | 0.6 | 30 | 29 | 32 |  | 73 | No |  | Yes | TRUE | 1066.6667 | Gas Storage | MEDIUM DRAW | TRUE | Gas StorageMEDIUM DRAW | 2 | 30 | 32 | 5.961 | 0.62343 | 0.60885 | 0.6 | Y | 0.64 | N/A | N/A | [6 empty] | N | AHRI
206715315 |  | Active | LOCHINVAR |  | GTN03032RZ 4** | Natural Gas | Storage | Medium Usage | 62 |  | 0.6 | 30 | 29 | 32 |  | 73 | No |  | Yes | TRUE | 1066.6667 | Gas Storage | MEDIUM DRAW | TRUE | Gas StorageMEDIUM DRAW | 2 | 30 | 32 | 5.961 | 0.62343 | 0.60885 | 0.6 | Y | 0.64 | N/A | N/A | [6 empty] | N | AHRI
206715316 |  | Active | RELIANCE WATER HEATERS |  | 6-30-NOCTR 4** | Natural Gas | Storage | Medium Usage | 62 |  | 0.6 | 30 | 29 | 32 |  | 73 | No |  | Yes | TRUE | 1066.6667 | Gas Storage | MEDIUM DRAW | TRUE | Gas StorageMEDIUM DRAW | 2 | 30 | 32 | 5.961 | 0.62343 | 0.60885 | 0.6 | Y | 0.64 | N/A | N/A | [6 empty] | N | AHRI
206715320 |  | Active | STATE |  | GS6-30-OCTR 4** | Natural Gas | Storage | Medium Usage | 62 |  | 0.6 | 30 | 29 | 32 |  | 73 | No |  | Yes | TRUE | 1066.6667 | Gas Storage | MEDIUM DRAW | TRUE | Gas StorageMEDIUM DRAW | 2 | 30 | 32 | 5.961 | 0.62343 | 0.60885 | 0.6 | Y | 0.64 | N/A | N/A | [6 empty] | N | AHRI
206715323 |  | Active | STATE |  | GSX-30-OCTR 4** | Natural Gas | Storage | Medium Usage | 62 |  | 0.6 | 30 | 29 | 32 |  | 73 | No |  | Yes | TRUE | 1066.6667 | Gas Storage | MEDIUM DRAW | TRUE | Gas StorageMEDIUM DRAW | 2 | 30 | 32 | 5.961 | 0.62343 | 0.60885 | 0.6 | Y | 0.64 | N/A | N/A | [6 empty] | N | AHRI
206715324 |  | Active | U.S. CRAFTMASTER |  | NG2F3032TR 4** | Natural Gas | Storage | Medium Usage | 62 |  | 0.6 | 30 | 29 | 32 |  | 73 | No |  | Yes | TRUE | 1066.6667 | Gas Storage | MEDIUM DRAW | TRUE | Gas StorageMEDIUM DRAW | 2 | 30 | 32 | 5.961 | 0.62343 | 0.60885 | 0.6 | Y | 0.64 | N/A | N/A | [6 empty] | N | AHRI
206730794 |  | Active | RHEEM |  | PRO+G29T-60N CN70 | Natural Gas | Storage | High Usage | 93 |  | 0.71 | 29 | 28 | 60 |  | 78 | No |  | Yes | TRUE | 2068.9655 | Gas Storage | HIGH DRAW | TRUE | Gas StorageHIGH DRAW | 2 | 30 | 60 | 3.8244 | 0.70193 | 0.72043 | 0.65 |  | 0.68 | 0.78 | 0.78 |  |  |  | Y |  |  | N | AHRI
206730795 |  | Active | RHEEM |  | DE RP30-60 | Natural Gas | Storage | High Usage | 93 |  | 0.71 | 29 | 28 | 60 |  | 78 | No |  | Yes | TRUE | 2068.9655 | Gas Storage | HIGH DRAW | TRUE | Gas StorageHIGH DRAW | 2 | 30 | 60 | 3.8244 | 0.70193 | 0.72043 | 0.65 |  | 0.68 | 0.78 | 0.78 |  |  |  | Y |  |  | N | AHRI
206730802 |  | Active | RHEEM |  | PROG40T-40N CN69 PD | Natural Gas | Storage | High Usage | 85 |  | 0.7 | 38 | 37 | 40 |  | 76 | No |  | Yes | TRUE | 1052.6316 | Gas Storage | HIGH DRAW | TRUE | Gas StorageHIGH DRAW | 2 | 40 | 40 | 3.4946 | 0.69443 | 0.71029 | 0.64 |  | 0.68 | 0.78 | 0.78 |  |  |  | Y |  |  | N | AHRI
206730805 |  | Active | RICHMOND |  | 6CG40-40E2 | Natural Gas | Storage | High Usage | 85 |  | 0.7 | 38 | 37 | 40 |  | 76 | No |  | Yes | TRUE | 1052.6316 | Gas Storage | HIGH DRAW | TRUE | Gas StorageHIGH DRAW | 2 | 40 | 40 | 3.4946 | 0.69443 | 0.71029 | 0.64 |  | 0.68 | 0.78 | 0.78 |  |  |  | Y |  |  | N | AHRI
206730807 |  | Active | RICHMOND |  | 9CG40-40E2 | Natural Gas | Storage | High Usage | 85 |  | 0.7 | 38 | 37 | 40 |  | 76 | No |  | Yes | TRUE | 1052.6316 | Gas Storage | HIGH DRAW | TRUE | Gas StorageHIGH DRAW | 2 | 40 | 40 | 3.4946 | 0.69443 | 0.71029 | 0.64 |  | 0.68 | 0.78 | 0.78 |  |  |  | Y |  |  | N | AHRI
206730809 |  | Active | RICHMOND |  | 12CG40-40E2 | Natural Gas | Storage | High Usage | 85 |  | 0.7 | 38 | 37 | 40 |  | 76 | No |  | Yes | TRUE | 1052.6316 | Gas Storage | HIGH DRAW | TRUE | Gas StorageHIGH DRAW | 2 | 40 | 40 | 3.4946 | 0.69443 | 0.71029 | 0.64 |  | 0.68 | 0.78 | 0.78 |  |  |  | Y |  |  | N | AHRI
206730811 |  | Active | RHEEM |  | D RP40-40E2 | Natural Gas | Storage | High Usage | 85 |  | 0.7 | 38 | 37 | 40 |  | 76 | No |  | Yes | TRUE | 1052.6316 | Gas Storage | HIGH DRAW | TRUE | Gas StorageHIGH DRAW | 2 | 40 | 40 | 3.4946 | 0.69443 | 0.71029 | 0.64 |  | 0.68 | 0.78 | 0.78 |  |  |  | Y |  |  | N | AHRI
206730812 |  | Active | RHEEM |  | RC RP150E2 | Natural Gas | Storage | High Usage | 85 |  | 0.7 | 38 | 37 | 40 |  | 76 | No |  | Yes | TRUE | 1052.6316 | Gas Storage | HIGH DRAW | TRUE | Gas StorageHIGH DRAW | 2 | 40 | 40 | 3.4946 | 0.69443 | 0.71029 | 0.64 |  | 0.68 | 0.78 | 0.78 |  |  |  | Y |  |  | N | AHRI
206733038 |  | Active | RHEEM |  | PROG40S-40N CN67 PD | Natural Gas | Storage | Medium Usage | 69 |  | 0.65 | 40 | 39 | 40 |  | 75 | No |  | Yes | TRUE | 1000 | Gas Storage | MEDIUM DRAW | TRUE | Gas StorageMEDIUM DRAW | 2 | 40 | 40 | 4.0675 | 0.67065 | 0.65957 | 0.58 |  | 0.64 | N/A | N/A |  |  |  | Y |  |  | N | AHRI
206733040 |  | Active | RHEEM |  | PRO+G40S-40N CN67 PD | Natural Gas | Storage | Medium Usage | 69 |  | 0.65 | 40 | 39 | 40 |  | 75 | No |  | Yes | TRUE | 1000 | Gas Storage | MEDIUM DRAW | TRUE | Gas StorageMEDIUM DRAW | 2 | 40 | 40 | 4.0675 | 0.67065 | 0.65957 | 0.58 |  | 0.64 | N/A | N/A |  |  |  | Y |  |  | N | AHRI
206733041 |  | Active | RICHMOND |  | 6CG40S-40E2 | Natural Gas | Storage | Medium Usage | 69 |  | 0.65 | 40 | 39 | 40 |  | 75 | No |  | Yes | TRUE | 1000 | Gas Storage | MEDIUM DRAW | TRUE | Gas StorageMEDIUM DRAW | 2 | 40 | 40 | 4.0675 | 0.67065 | 0.65957 | 0.58 |  | 0.64 | N/A | N/A |  |  |  | Y |  |  | N | AHRI
206733043 |  | Active | RICHMOND |  | 9CG40S-40E2 | Natural Gas | Storage | Medium Usage | 69 |  | 0.65 | 40 | 39 | 40 |  | 75 | No |  | Yes | TRUE | 1000 | Gas Storage | MEDIUM DRAW | TRUE | Gas StorageMEDIUM DRAW | 2 | 40 | 40 | 4.0675 | 0.67065 | 0.65957 | 0.58 |  | 0.64 | N/A | N/A |  |  |  | Y |  |  | N | AHRI
206733045 |  | Active | RICHMOND |  | 12CG40S-40E2 | Natural Gas | Storage | Medium Usage | 69 |  | 0.65 | 40 | 39 | 40 |  | 75 | No |  | Yes | TRUE | 1000 | Gas Storage | MEDIUM DRAW | TRUE | Gas StorageMEDIUM DRAW | 2 | 40 | 40 | 4.0675 | 0.67065 | 0.65957 | 0.58 |  | 0.64 | N/A | N/A |  |  |  | Y |  |  | N | AHRI
206733047 |  | Active | RHEEM |  | D RP40S-40E2 | Natural Gas | Storage | Medium Usage | 69 |  | 0.65 | 40 | 39 | 40 |  | 75 | No |  | Yes | TRUE | 1000 | Gas Storage | MEDIUM DRAW | TRUE | Gas StorageMEDIUM DRAW | 2 | 40 | 40 | 4.0675 | 0.67065 | 0.65957 | 0.58 |  | 0.64 | N/A | N/A |  |  |  | Y |  |  | N | AHRI
206733048 |  | Active | RHEEM |  | RC RP150SE2 | Natural Gas | Storage | Medium Usage | 69 |  | 0.65 | 40 | 39 | 40 |  | 75 | No |  | Yes | TRUE | 1000 | Gas Storage | MEDIUM DRAW | TRUE | Gas StorageMEDIUM DRAW | 2 | 40 | 40 | 4.0675 | 0.67065 | 0.65957 | 0.58 |  | 0.64 | N/A | N/A |  |  |  | Y |  |  | N | AHRI
206733569 |  | Active | RHEEM |  | PROG50T-40N CN67 PD | Natural Gas | Storage | High Usage | 79 |  | 0.69 | 50 | 48 | 40 |  | 77 | No |  | Yes | TRUE | 800 | Gas Storage | HIGH DRAW | TRUE | Gas StorageHIGH DRAW | 2 | 50 | 40 | 4.6615 | 0.67866 | 0.70014 | 0.63 |  | 0.68 | 0.78 | 0.78 |  |  |  | Y |  |  | N | AHRI
206733570 |  | Active | RHEEM |  | PRO+G50T-40N CN67 PD | Natural Gas | Storage | High Usage | 79 |  | 0.69 | 50 | 48 | 40 |  | 77 | No |  | Yes | TRUE | 800 | Gas Storage | HIGH DRAW | TRUE | Gas StorageHIGH DRAW | 2 | 50 | 40 | 4.6615 | 0.67866 | 0.70014 | 0.63 |  | 0.68 | 0.78 | 0.78 |  |  |  | Y |  |  | N | AHRI
206733572 |  | Active | RHEEM |  | 6CG50-40E2 | Natural Gas | Storage | High Usage | 79 |  | 0.69 | 50 | 48 | 40 |  | 77 | No |  | Yes | TRUE | 800 | Gas Storage | HIGH DRAW | TRUE | Gas StorageHIGH DRAW | 2 | 50 | 40 | 4.6615 | 0.67866 | 0.70014 | 0.63 |  | 0.68 | 0.78 | 0.78 |  |  |  | Y |  |  | N | AHRI
206733574 |  | Active | RHEEM |  | 9CG50-40E2 | Natural Gas | Storage | High Usage | 79 |  | 0.69 | 50 | 48 | 40 |  | 77 | No |  | Yes | TRUE | 800 | Gas Storage | HIGH DRAW | TRUE | Gas StorageHIGH DRAW | 2 | 50 | 40 | 4.6615 | 0.67866 | 0.70014 | 0.63 |  | 0.68 | 0.78 | 0.78 |  |  |  | Y |  |  | N | AHRI
206733576 |  | Active | RHEEM |  | 12CG50-40E2 | Natural Gas | Storage | High Usage | 79 |  | 0.69 | 50 | 48 | 40 |  | 77 | No |  | Yes | TRUE | 800 | Gas Storage | HIGH DRAW | TRUE | Gas StorageHIGH DRAW | 2 | 50 | 40 | 4.6615 | 0.67866 | 0.70014 | 0.63 |  | 0.68 | 0.78 | 0.78 |  |  |  | Y |  |  | N | AHRI
206733578 |  | Active | RHEEM |  | D RP50-40E2 | Natural Gas | Storage | High Usage | 79 |  | 0.69 | 50 | 48 | 40 |  | 77 | No |  | Yes | TRUE | 800 | Gas Storage | HIGH DRAW | TRUE | Gas StorageHIGH DRAW | 2 | 50 | 40 | 4.6615 | 0.67866 | 0.70014 | 0.63 |  | 0.68 | 0.78 | 0.78 |  |  |  | Y |  |  | N | AHRI
206733579 |  | Active | RHEEM |  | RC RP180E2 | Natural Gas | Storage | High Usage | 79 |  | 0.69 | 50 | 48 | 40 |  | 77 | No |  | Yes | TRUE | 800 | Gas Storage | HIGH DRAW | TRUE | Gas StorageHIGH DRAW | 2 | 50 | 40 | 4.6615 | 0.67866 | 0.70014 | 0.63 |  | 0.68 | 0.78 | 0.78 |  |  |  | Y |  |  | N | AHRI
206750319 |  | Active | RHEEM |  | D RP50S-40E2 | Natural Gas | Storage | High Usage | 78 |  | 0.69 | 50 | 48 | 40 |  | 77 | No |  | Yes | TRUE | 800 | Gas Storage | HIGH DRAW | TRUE | Gas StorageHIGH DRAW | 2 | 50 | 40 | 4.6615 | 0.67866 | 0.70014 | 0.63 |  | 0.68 | 0.78 | 0.78 |  |  |  | Y |  |  | N | AHRI
206750321 |  | Active | RHEEM |  | PROG50S-40N CN67 PD | Natural Gas | Storage | High Usage | 78 |  | 0.69 | 50 | 48 | 40 |  | 77 | No |  | Yes | TRUE | 800 | Gas Storage | HIGH DRAW | TRUE | Gas StorageHIGH DRAW | 2 | 50 | 40 | 4.6615 | 0.67866 | 0.70014 | 0.63 |  | 0.68 | 0.78 | 0.78 |  |  |  | Y |  |  | N | AHRI
206750323 |  | Active | RHEEM |  | PRO+G50S-40N CN67 PD | Natural Gas | Storage | High Usage | 78 |  | 0.69 | 50 | 48 | 40 |  | 77 | No |  | Yes | TRUE | 800 | Gas Storage | HIGH DRAW | TRUE | Gas StorageHIGH DRAW | 2 | 50 | 40 | 4.6615 | 0.67866 | 0.70014 | 0.63 |  | 0.68 | 0.78 | 0.78 |  |  |  | Y |  |  | N | AHRI
206750324 |  | Active | RICHMOND |  | 6CG50S-40E2 | Natural Gas | Storage | High Usage | 78 |  | 0.69 | 50 | 48 | 40 |  | 77 | No |  | Yes | TRUE | 800 | Gas Storage | HIGH DRAW | TRUE | Gas StorageHIGH DRAW | 2 | 50 | 40 | 4.6615 | 0.67866 | 0.70014 | 0.63 |  | 0.68 | 0.78 | 0.78 |  |  |  | Y |  |  | N | AHRI
206750326 |  | Active | RICHMOND |  | 9CG50S-40E2 | Natural Gas | Storage | High Usage | 78 |  | 0.69 | 50 | 48 | 40 |  | 77 | No |  | Yes | TRUE | 800 | Gas Storage | HIGH DRAW | TRUE | Gas StorageHIGH DRAW | 2 | 50 | 40 | 4.6615 | 0.67866 | 0.70014 | 0.63 |  | 0.68 | 0.78 | 0.78 |  |  |  | Y |  |  | N | AHRI
206750328 |  | Active | RICHMOND |  | 12CG50S-40E2 | Natural Gas | Storage | High Usage | 78 |  | 0.69 | 50 | 48 | 40 |  | 77 | No |  | Yes | TRUE | 800 | Gas Storage | HIGH DRAW | TRUE | Gas StorageHIGH DRAW | 2 | 50 | 40 | 4.6615 | 0.67866 | 0.70014 | 0.63 |  | 0.68 | 0.78 | 0.78 |  |  |  | Y |  |  | N | AHRI
206750820 |  | Active | RHEEM |  | D PVS40-36E2 | Natural Gas | Storage | Medium Usage | 66 |  | 0.65 | 40 | 39 | 40 |  | 74 | No |  | Yes | TRUE | 1000 | Gas Storage | MEDIUM DRAW | TRUE | Gas StorageMEDIUM DRAW | 2 | 40 | 40 | 3.7125 | 0.66955 | 0.65957 | 0.58 |  | 0.64 | N/A | N/A |  |  |  | Y |  |  | N | AHRI
206750821 |  | Active | RHEEM |  | XG40S06PV36C0 | Natural Gas | Storage | Medium Usage | 66 |  | 0.65 | 40 | 39 | 36 |  | 74 | No |  | Yes | TRUE | 900 | Gas Storage | MEDIUM DRAW | TRUE | Gas StorageMEDIUM DRAW | 2 | 40 | 36 | 3.7312 | 0.66967 | 0.65957 | 0.58 |  | 0.64 | N/A | N/A |  |  |  | Y |  |  | N | AHRI
206750823 |  | Active | RHEEM |  | PROG40S-36N CN67 PV | Natural Gas | Storage | Medium Usage | 66 |  | 0.65 | 40 | 39 | 36 |  | 74 | No |  | Yes | TRUE | 900 | Gas Storage | MEDIUM DRAW | TRUE | Gas StorageMEDIUM DRAW | 2 | 40 | 36 | 3.7312 | 0.66967 | 0.65957 | 0.58 |  | 0.64 | N/A | N/A |  |  |  | Y |  |  | N | AHRI
206750825 |  | Active | RHEEM |  | PRO+G40S-36N CN67 PV | Natural Gas | Storage | Medium Usage | 66 |  | 0.65 | 40 | 39 | 36 |  | 74 | No |  | Yes | TRUE | 900 | Gas Storage | MEDIUM DRAW | TRUE | Gas StorageMEDIUM DRAW | 2 | 40 | 36 | 3.7312 | 0.66967 | 0.65957 | 0.58 |  | 0.64 | N/A | N/A |  |  |  | Y |  |  | N | AHRI
206750826 |  | Active | RICHMOND |  | 6CG40PV36E2 | Natural Gas | Storage | Medium Usage | 66 |  | 0.65 | 40 | 39 | 36 |  | 74 | No |  | Yes | TRUE | 900 | Gas Storage | MEDIUM DRAW | TRUE | Gas StorageMEDIUM DRAW | 2 | 40 | 36 | 3.7312 | 0.66967 | 0.65957 | 0.58 |  | 0.64 | N/A | N/A |  |  |  | Y |  |  | N | AHRI
206750828 |  | Active | RHEEM |  | D PVS50-36E2 | Natural Gas | Storage | High Usage | 78 |  | 0.7 | 50 | 48 | 36 |  | 79 | No |  | Yes | TRUE | 720 | Gas Storage | HIGH DRAW | TRUE | Gas StorageHIGH DRAW | 2 | 50 | 36 | 5.0669 | 0.68606 | 0.71029 | 0.63 |  | 0.68 | 0.78 | 0.78 |  |  |  | Y |  |  | N | AHRI
206750829 |  | Active | RHEEM |  | XG50S06PV36C0 | Natural Gas | Storage | High Usage | 78 |  | 0.7 | 50 | 48 | 36 |  | 79 | No |  | Yes | TRUE | 720 | Gas Storage | HIGH DRAW | TRUE | Gas StorageHIGH DRAW | 2 | 50 | 36 | 5.0669 | 0.68606 | 0.71029 | 0.63 |  | 0.68 | 0.78 | 0.78 |  |  |  | Y |  |  | N | AHRI
206750830 |  | Active | RHEEM |  | RC PVS180E2 | Natural Gas | Storage | High Usage | 78 |  | 0.7 | 50 | 48 | 36 |  | 79 | No |  | Yes | TRUE | 720 | Gas Storage | HIGH DRAW | TRUE | Gas StorageHIGH DRAW | 2 | 50 | 36 | 5.0669 | 0.68606 | 0.71029 | 0.63 |  | 0.68 | 0.78 | 0.78 |  |  |  | Y |  |  | N | AHRI
206750832 |  | Active | RHEEM |  | PROG50S-36N CN67 PV | Natural Gas | Storage | High Usage | 78 |  | 0.7 | 50 | 48 | 36 |  | 79 | No |  | Yes | TRUE | 720 | Gas Storage | HIGH DRAW | TRUE | Gas StorageHIGH DRAW | 2 | 50 | 36 | 5.0669 | 0.68606 | 0.71029 | 0.63 |  | 0.68 | 0.78 | 0.78 |  |  |  | Y |  |  | N | AHRI
206750834 |  | Active | RHEEM |  | PRO+G50S-36N CN67 PV | Natural Gas | Storage | High Usage | 78 |  | 0.7 | 50 | 48 | 36 |  | 79 | No |  | Yes | TRUE | 720 | Gas Storage | HIGH DRAW | TRUE | Gas StorageHIGH DRAW | 2 | 50 | 36 | 5.0669 | 0.68606 | 0.71029 | 0.63 |  | 0.68 | 0.78 | 0.78 |  |  |  | Y |  |  | N | AHRI
206750836 |  | Active | RICHMOND |  | 6CG50PV36E2 | Natural Gas | Storage | High Usage | 78 |  | 0.7 | 50 | 48 | 36 |  | 79 | No |  | Yes | TRUE | 720 | Gas Storage | HIGH DRAW | TRUE | Gas StorageHIGH DRAW | 2 | 50 | 36 | 5.0669 | 0.68606 | 0.71029 | 0.63 |  | 0.68 | 0.78 | 0.78 |  |  |  | Y |  |  | N | AHRI
206750869 |  | Active | RHEEM |  | DE PDV50-40 | Natural Gas | Storage | High Usage | 82 |  | 0.69 | 50 | 47 | 40 |  | 81 | No |  | Yes | TRUE | 800 | Gas Storage | HIGH DRAW | TRUE | Gas StorageHIGH DRAW | 2 | 50 | 40 | 6.6247 | 0.66855 | 0.70014 | 0.63 |  | 0.68 | 0.78 | 0.78 |  |  |  | Y |  |  | N | AHRI
206750870 |  | Active | RHEEM |  | XG50T06PD40C0 | Natural Gas | Storage | High Usage | 82 |  | 0.69 | 50 | 47 | 40 |  | 81 | No |  | Yes | TRUE | 800 | Gas Storage | HIGH DRAW | TRUE | Gas StorageHIGH DRAW | 2 | 50 | 40 | 6.6247 | 0.66855 | 0.70014 | 0.63 |  | 0.68 | 0.78 | 0.78 |  |  |  | Y |  |  | N | AHRI
206750871 |  | Active | RHEEM |  | PROG50T-40N CN67 PDV | Natural Gas | Storage | High Usage | 82 |  | 0.69 | 50 | 47 | 40 |  | 81 | No |  | Yes | TRUE | 800 | Gas Storage | HIGH DRAW | TRUE | Gas StorageHIGH DRAW | 2 | 50 | 40 | 6.6247 | 0.66855 | 0.70014 | 0.63 |  | 0.68 | 0.78 | 0.78 |  |  |  | Y |  |  | N | AHRI
206750873 |  | Active | RHEEM |  | PRO+G50T-40N CN67 PDV | Natural Gas | Storage | High Usage | 82 |  | 0.69 | 50 | 47 | 40 |  | 81 | No |  | Yes | TRUE | 800 | Gas Storage | HIGH DRAW | TRUE | Gas StorageHIGH DRAW | 2 | 50 | 40 | 6.6247 | 0.66855 | 0.70014 | 0.63 |  | 0.68 | 0.78 | 0.78 |  |  |  | Y |  |  | N | AHRI
206750879 |  | Active | RHEEM |  | CNRHE40S | Natural Gas | Storage | High Usage | 87 |  | 0.83 | 38 | 37 | 40 |  | 92 | Yes |  | Yes | TRUE | 1052.6316 | Gas Storage | HIGH DRAW | TRUE | Gas StorageHIGH DRAW | 2 | 40 | 40 | 3.6089 | 0.81813 | 0.84216 | 0.64 |  | 0.68 | 0.78 | 0.78 |  |  |  |  | Y |  | N | AHRI
206752348 |  | Active | RHEEM |  | CNRHE50 | Natural Gas | Storage | High Usage | 87 |  | 0.8 | 48 | 46 | 40 |  | 89 | No |  | Yes | TRUE | 833.3333 | Gas Storage | HIGH DRAW | TRUE | Gas StorageHIGH DRAW | 2 | 50 | 40 | 3.8778 | 0.78766 | 0.81173 | 0.63 |  | 0.68 | 0.78 | 0.78 |  |  |  |  | Y |  | N | AHRI
206839286 |  | Active | RHEEM |  | PRO+G40T-40N CN69 PD | Natural Gas | Storage | High Usage | 85 |  | 0.7 | 38 | 37 | 40 |  | 76 | No |  | Yes | TRUE | 1052.6316 | Gas Storage | HIGH DRAW | TRUE | Gas StorageHIGH DRAW | 2 | 40 | 40 | 3.4946 | 0.69443 | 0.71029 | 0.64 |  | 0.68 | 0.78 | 0.78 |  |  |  | Y |  |  | N | AHRI
206842673 |  | Active | A. O. SMITH |  | GCF-40 1** | Natural Gas | Storage | Medium Usage | 70 |  | 0.64 | 40 | 38 | 40 |  | 73 | No |  | Yes | TRUE | 1000 | Gas Storage | MEDIUM DRAW | TRUE | Gas StorageMEDIUM DRAW | 2 | 40 | 40 | 3.8245 | 0.65942 | 0.64942 | 0.58 |  | 0.64 | N/A | N/A |  |  |  | Y |  |  | N | AHRI
206842674 |  | Active | A. O. SMITH |  | G12-FDT4040NVR 1** | Natural Gas | Storage | Medium Usage | 70 |  | 0.64 | 40 | 38 | 40 |  | 73 | No |  | Yes | TRUE | 1000 | Gas Storage | MEDIUM DRAW | TRUE | Gas StorageMEDIUM DRAW | 2 | 40 | 40 | 3.8245 | 0.65942 | 0.64942 | 0.58 |  | 0.64 | N/A | N/A |  |  |  | Y |  |  | N | AHRI
206842676 |  | Active | AMERICAN |  | FDG6240T403NVR 1** | Natural Gas | Storage | Medium Usage | 70 |  | 0.64 | 40 | 38 | 40 |  | 73 | No |  | Yes | TRUE | 1000 | Gas Storage | MEDIUM DRAW | TRUE | Gas StorageMEDIUM DRAW | 2 | 40 | 40 | 3.8245 | 0.65942 | 0.64942 | 0.58 |  | 0.64 | N/A | N/A |  |  |  | Y |  |  | N | AHRI
206842677 |  | Active | AMERICAN |  | FDG2F4040T3NVR 1** | Natural Gas | Storage | Medium Usage | 70 |  | 0.64 | 40 | 38 | 40 |  | 73 | No |  | Yes | TRUE | 1000 | Gas Storage | MEDIUM DRAW | TRUE | Gas StorageMEDIUM DRAW | 2 | 40 | 40 | 3.8245 | 0.65942 | 0.64942 | 0.58 |  | 0.64 | N/A | N/A |  |  |  | Y |  |  | N | AHRI
206842679 |  | Active | LOCHINVAR |  | LTN04040ES 1** | Natural Gas | Storage | Medium Usage | 70 |  | 0.64 | 40 | 38 | 40 |  | 73 | No |  | Yes | TRUE | 1000 | Gas Storage | MEDIUM DRAW | TRUE | Gas StorageMEDIUM DRAW | 2 | 40 | 40 | 3.8245 | 0.65942 | 0.64942 | 0.58 |  | 0.64 | N/A | N/A |  |  |  | Y |  |  | N | AHRI
206842681 |  | Active | RELIANCE WATER HEATERS |  | 6-40-GBFT 1** | Natural Gas | Storage | Medium Usage | 70 |  | 0.64 | 40 | 38 | 40 |  | 73 | No |  | Yes | TRUE | 1000 | Gas Storage | MEDIUM DRAW | TRUE | Gas StorageMEDIUM DRAW | 2 | 40 | 40 | 3.8245 | 0.65942 | 0.64942 | 0.58 |  | 0.64 | N/A | N/A |  |  |  | Y |  |  | N | AHRI
206842682 |  | Active | RELIANCE WATER HEATERS |  | 9-40-GKFT 1** | Natural Gas | Storage | Medium Usage | 70 |  | 0.64 | 40 | 38 | 40 |  | 73 | No |  | Yes | TRUE | 1000 | Gas Storage | MEDIUM DRAW | TRUE | Gas StorageMEDIUM DRAW | 2 | 40 | 40 | 3.8245 | 0.65942 | 0.64942 | 0.58 |  | 0.64 | N/A | N/A |  |  |  | Y |  |  | N | AHRI
206842685 |  | Active | STATE |  | GS6-40-YBFT 1** | Natural Gas | Storage | Medium Usage | 70 |  | 0.64 | 40 | 38 | 40 |  | 73 | No |  | Yes | TRUE | 1000 | Gas Storage | MEDIUM DRAW | TRUE | Gas StorageMEDIUM DRAW | 2 | 40 | 40 | 3.8245 | 0.65942 | 0.64942 | 0.58 |  | 0.64 | N/A | N/A |  |  |  | Y |  |  | N | AHRI
206842687 |  | Active | A. O. SMITH |  | GCF-50 1** | Natural Gas | Storage | High Usage | 84 |  | 0.69 | 50 | 48 | 40 |  | 80 | No |  | Yes | TRUE | 800 | Gas Storage | HIGH DRAW | TRUE | Gas StorageHIGH DRAW | 2 | 50 | 40 | 6.1535 | 0.67095 | 0.70014 | 0.63 |  | 0.68 | 0.78 | 0.78 |  |  |  | Y |  |  | N | AHRI
206842688 |  | Active | A. O. SMITH |  | G12-FDT5040NVR 1** | Natural Gas | Storage | High Usage | 84 |  | 0.69 | 50 | 48 | 40 |  | 80 | No |  | Yes | TRUE | 800 | Gas Storage | HIGH DRAW | TRUE | Gas StorageHIGH DRAW | 2 | 50 | 40 | 6.1535 | 0.67095 | 0.70014 | 0.63 |  | 0.68 | 0.78 | 0.78 |  |  |  | Y |  |  | N | AHRI
206842690 |  | Active | AMERICAN |  | FDG6250T403NVR 1** | Natural Gas | Storage | High Usage | 84 |  | 0.69 | 50 | 48 | 40 |  | 80 | No |  | Yes | TRUE | 800 | Gas Storage | HIGH DRAW | TRUE | Gas StorageHIGH DRAW | 2 | 50 | 40 | 6.1535 | 0.67095 | 0.70014 | 0.63 |  | 0.68 | 0.78 | 0.78 |  |  |  | Y |  |  | N | AHRI
206842691 |  | Active | AMERICAN |  | FDG2F5040T3NVR 1** | Natural Gas | Storage | High Usage | 84 |  | 0.69 | 50 | 48 | 40 |  | 80 | No |  | Yes | TRUE | 800 | Gas Storage | HIGH DRAW | TRUE | Gas StorageHIGH DRAW | 2 | 50 | 40 | 6.1535 | 0.67095 | 0.70014 | 0.63 |  | 0.68 | 0.78 | 0.78 |  |  |  | Y |  |  | N | AHRI
206842693 |  | Active | LOCHINVAR |  | LTN05040ES 1** | Natural Gas | Storage | High Usage | 84 |  | 0.69 | 50 | 48 | 40 |  | 80 | No |  | Yes | TRUE | 800 | Gas Storage | HIGH DRAW | TRUE | Gas StorageHIGH DRAW | 2 | 50 | 40 | 6.1535 | 0.67095 | 0.70014 | 0.63 |  | 0.68 | 0.78 | 0.78 |  |  |  | Y |  |  | N | AHRI
206842695 |  | Active | RELIANCE WATER HEATERS |  | 6-50-GBFT 1** | Natural Gas | Storage | High Usage | 84 |  | 0.69 | 50 | 48 | 40 |  | 80 | No |  | Yes | TRUE | 800 | Gas Storage | HIGH DRAW | TRUE | Gas StorageHIGH DRAW | 2 | 50 | 40 | 6.1535 | 0.67095 | 0.70014 | 0.63 |  | 0.68 | 0.78 | 0.78 |  |  |  | Y |  |  | N | AHRI
206842696 |  | Active | RELIANCE WATER HEATERS |  | 9-50-GKFT 1** | Natural Gas | Storage | High Usage | 84 |  | 0.69 | 50 | 48 | 40 |  | 80 | No |  | Yes | TRUE | 800 | Gas Storage | HIGH DRAW | TRUE | Gas StorageHIGH DRAW | 2 | 50 | 40 | 6.1535 | 0.67095 | 0.70014 | 0.63 |  | 0.68 | 0.78 | 0.78 |  |  |  | Y |  |  | N | AHRI
206842699 |  | Active | STATE |  | GS6-50-YBFT 1** | Natural Gas | Storage | High Usage | 84 |  | 0.69 | 50 | 48 | 40 |  | 80 | No |  | Yes | TRUE | 800 | Gas Storage | HIGH DRAW | TRUE | Gas StorageHIGH DRAW | 2 | 50 | 40 | 6.1535 | 0.67095 | 0.70014 | 0.63 |  | 0.68 | 0.78 | 0.78 |  |  |  | Y |  |  | N | AHRI
206842702 |  | Active | A. O. SMITH |  | GCFL-40 1** | Natural Gas | Storage | Medium Usage | 65 |  | 0.66 | 40 | 38 | 40 |  | 77 | No |  | Yes | TRUE | 1000 | Gas Storage | MEDIUM DRAW | TRUE | Gas StorageMEDIUM DRAW | 2 | 40 | 40 | 4.2871 | 0.68185 | 0.66971 | 0.58 |  | 0.64 | N/A | N/A |  |  |  | Y |  |  | N | AHRI
206842704 |  | Active | AMERICAN |  | FDG2F4040S3NVR 1** | Natural Gas | Storage | Medium Usage | 65 |  | 0.66 | 40 | 38 | 40 |  | 77 | No |  | Yes | TRUE | 1000 | Gas Storage | MEDIUM DRAW | TRUE | Gas StorageMEDIUM DRAW | 2 | 40 | 40 | 4.2871 | 0.68185 | 0.66971 | 0.58 |  | 0.64 | N/A | N/A |  |  |  | Y |  |  | N | AHRI
206842705 |  | Active | AMERICAN |  | FDG6240S403NVR 1** | Natural Gas | Storage | Medium Usage | 65 |  | 0.66 | 40 | 38 | 40 |  | 77 | No |  | Yes | TRUE | 1000 | Gas Storage | MEDIUM DRAW | TRUE | Gas StorageMEDIUM DRAW | 2 | 40 | 40 | 4.2871 | 0.68185 | 0.66971 | 0.58 |  | 0.64 | N/A | N/A |  |  |  | Y |  |  | N | AHRI
206842708 |  | Active | LOCHINVAR |  | LSN04040ES 1** | Natural Gas | Storage | Medium Usage | 65 |  | 0.66 | 40 | 38 | 40 |  | 77 | No |  | Yes | TRUE | 1000 | Gas Storage | MEDIUM DRAW | TRUE | Gas StorageMEDIUM DRAW | 2 | 40 | 40 | 4.2871 | 0.68185 | 0.66971 | 0.58 |  | 0.64 | N/A | N/A |  |  |  | Y |  |  | N | AHRI
206842710 |  | Active | RELIANCE WATER HEATERS |  | 6-40-GBFS 1** | Natural Gas | Storage | Medium Usage | 65 |  | 0.66 | 40 | 38 | 40 |  | 77 | No |  | Yes | TRUE | 1000 | Gas Storage | MEDIUM DRAW | TRUE | Gas StorageMEDIUM DRAW | 2 | 40 | 40 | 4.2871 | 0.68185 | 0.66971 | 0.58 |  | 0.64 | N/A | N/A |  |  |  | Y |  |  | N | AHRI
206842711 |  | Active | RELIANCE WATER HEATERS |  | 9-40-GKFS 1** | Natural Gas | Storage | Medium Usage | 65 |  | 0.66 | 40 | 38 | 40 |  | 77 | No |  | Yes | TRUE | 1000 | Gas Storage | MEDIUM DRAW | TRUE | Gas StorageMEDIUM DRAW | 2 | 40 | 40 | 4.2871 | 0.68185 | 0.66971 | 0.58 |  | 0.64 | N/A | N/A |  |  |  | Y |  |  | N | AHRI
206842714 |  | Active | STATE |  | GS6-40-YBFS 1** | Natural Gas | Storage | Medium Usage | 65 |  | 0.66 | 40 | 38 | 40 |  | 77 | No |  | Yes | TRUE | 1000 | Gas Storage | MEDIUM DRAW | TRUE | Gas StorageMEDIUM DRAW | 2 | 40 | 40 | 4.2871 | 0.68185 | 0.66971 | 0.58 |  | 0.64 | N/A | N/A |  |  |  | Y |  |  | N | AHRI
206842716 |  | Active | A. O. SMITH |  | GCFL-50 1** | Natural Gas | Storage | High Usage | 78 |  | 0.69 | 50 | 49 | 40 |  | 79 | No |  | Yes | TRUE | 800 | Gas Storage | HIGH DRAW | TRUE | Gas StorageHIGH DRAW | 2 | 50 | 40 | 5.6696 | 0.67343 | 0.70014 | 0.63 |  | 0.68 | 0.78 | 0.78 |  |  |  | Y |  |  | N | AHRI
206842717 |  | Active | STATE |  | GS6-50-YBFS 1** | Natural Gas | Storage | High Usage | 78 |  | 0.69 | 50 | 49 | 40 |  | 79 | No |  | Yes | TRUE | 800 | Gas Storage | HIGH DRAW | TRUE | Gas StorageHIGH DRAW | 2 | 50 | 40 | 5.6696 | 0.67343 | 0.70014 | 0.63 |  | 0.68 | 0.78 | 0.78 |  |  |  | Y |  |  | N | AHRI
206842718 |  | Active | AMERICAN |  | FDG6250S403NOV 1** | Natural Gas | Storage | High Usage | 78 |  | 0.69 | 50 | 49 | 40 |  | 79 | No |  | Yes | TRUE | 800 | Gas Storage | HIGH DRAW | TRUE | Gas StorageHIGH DRAW | 2 | 50 | 40 | 5.6696 | 0.67343 | 0.70014 | 0.63 |  | 0.68 | 0.78 | 0.78 |  |  |  | Y |  |  | N | AHRI
206842719 |  | Active | RELIANCE WATER HEATERS |  | 6-50-GBFS 1** | Natural Gas | Storage | High Usage | 78 |  | 0.69 | 50 | 49 | 40 |  | 79 | No |  | Yes | TRUE | 800 | Gas Storage | HIGH DRAW | TRUE | Gas StorageHIGH DRAW | 2 | 50 | 40 | 5.6696 | 0.67343 | 0.70014 | 0.63 |  | 0.68 | 0.78 | 0.78 |  |  |  | Y |  |  | N | AHRI
206842720 |  | Active | RELIANCE WATER HEATERS |  | 9-50-GKFS 1** | Natural Gas | Storage | High Usage | 78 |  | 0.69 | 50 | 49 | 40 |  | 79 | No |  | Yes | TRUE | 800 | Gas Storage | HIGH DRAW | TRUE | Gas StorageHIGH DRAW | 2 | 50 | 40 | 5.6696 | 0.67343 | 0.70014 | 0.63 |  | 0.68 | 0.78 | 0.78 |  |  |  | Y |  |  | N | AHRI
206842725 |  | Active | A. O. SMITH |  | GUF-50 1** | Natural Gas | Storage | High Usage | 83 |  | 0.7 | 50 | 48 | 40 |  | 73 | No |  | Yes | TRUE | 800 | Gas Storage | HIGH DRAW | TRUE | Gas StorageHIGH DRAW | 2 | 50 | 40 | 1.8243 | 0.70364 | 0.71029 | 0.63 |  | 0.68 | 0.78 | 0.78 |  |  |  | Y |  |  | N | AHRI
206842726 |  | Active | A. O. SMITH |  | G12-UFDT5040NV 1** | Natural Gas | Storage | High Usage | 83 |  | 0.7 | 50 | 48 | 40 |  | 73 | No |  | Yes | TRUE | 800 | Gas Storage | HIGH DRAW | TRUE | Gas StorageHIGH DRAW | 2 | 50 | 40 | 1.8243 | 0.70364 | 0.71029 | 0.63 |  | 0.68 | 0.78 | 0.78 |  |  |  | Y |  |  | N | AHRI
206842727 |  | Active | AMERICAN |  | GUF-62-50T40 1** | Natural Gas | Storage | High Usage | 83 |  | 0.7 | 50 | 48 | 40 |  | 73 | No |  | Yes | TRUE | 800 | Gas Storage | HIGH DRAW | TRUE | Gas StorageHIGH DRAW | 2 | 50 | 40 | 1.8243 | 0.70364 | 0.71029 | 0.63 |  | 0.68 | 0.78 | 0.78 |  |  |  | Y |  |  | N | AHRI
206842728 |  | Active | RELIANCE WATER HEATERS |  | 6-50-UNBFT 1** | Natural Gas | Storage | High Usage | 83 |  | 0.7 | 50 | 48 | 40 |  | 73 | No |  | Yes | TRUE | 800 | Gas Storage | HIGH DRAW | TRUE | Gas StorageHIGH DRAW | 2 | 50 | 40 | 1.8243 | 0.70364 | 0.71029 | 0.63 |  | 0.68 | 0.78 | 0.78 |  |  |  | Y |  |  | N | AHRI
206842729 |  | Active | STATE |  | GS6-50-BFUT 1** | Natural Gas | Storage | High Usage | 83 |  | 0.7 | 50 | 48 | 40 |  | 73 | No |  | Yes | TRUE | 800 | Gas Storage | HIGH DRAW | TRUE | Gas StorageHIGH DRAW | 2 | 50 | 40 | 1.8243 | 0.70364 | 0.71029 | 0.63 |  | 0.68 | 0.78 | 0.78 |  |  |  | Y |  |  | N | AHRI
206842730 |  | Active | A. O. SMITH |  | GUF-40 1** | Natural Gas | Storage | Medium Usage | 68 |  | 0.65 | 40 | 38 | 40 |  | 73 | No |  | Yes | TRUE | 1000 | Gas Storage | MEDIUM DRAW | TRUE | Gas StorageMEDIUM DRAW | 2 | 40 | 40 | 3.3473 | 0.66843 | 0.65957 | 0.58 |  | 0.64 | N/A | N/A |  |  |  | Y |  |  | N | AHRI
206842731 |  | Active | A. O. SMITH |  | G12-UFDT4040NV 1** | Natural Gas | Storage | Medium Usage | 68 |  | 0.65 | 40 | 38 | 40 |  | 73 | No |  | Yes | TRUE | 1000 | Gas Storage | MEDIUM DRAW | TRUE | Gas StorageMEDIUM DRAW | 2 | 40 | 40 | 3.3473 | 0.66843 | 0.65957 | 0.58 |  | 0.64 | N/A | N/A |  |  |  | Y |  |  | N | AHRI
206842732 |  | Active | AMERICAN |  | GUF-62-40T40 1** | Natural Gas | Storage | Medium Usage | 68 |  | 0.65 | 40 | 38 | 40 |  | 73 | No |  | Yes | TRUE | 1000 | Gas Storage | MEDIUM DRAW | TRUE | Gas StorageMEDIUM DRAW | 2 | 40 | 40 | 3.3473 | 0.66843 | 0.65957 | 0.58 |  | 0.64 | N/A | N/A |  |  |  | Y |  |  | N | AHRI
206842733 |  | Active | RELIANCE WATER HEATERS |  | 6-40-UNBFT 1** | Natural Gas | Storage | Medium Usage | 68 |  | 0.65 | 40 | 38 | 40 |  | 73 | No |  | Yes | TRUE | 1000 | Gas Storage | MEDIUM DRAW | TRUE | Gas StorageMEDIUM DRAW | 2 | 40 | 40 | 3.3473 | 0.66843 | 0.65957 | 0.58 |  | 0.64 | N/A | N/A |  |  |  | Y |  |  | N | AHRI
206842734 |  | Active | STATE |  | GS6-40-BFUT 1** | Natural Gas | Storage | Medium Usage | 68 |  | 0.65 | 40 | 38 | 40 |  | 73 | No |  | Yes | TRUE | 1000 | Gas Storage | MEDIUM DRAW | TRUE | Gas StorageMEDIUM DRAW | 2 | 40 | 40 | 3.3473 | 0.66843 | 0.65957 | 0.58 |  | 0.64 | N/A | N/A |  |  |  | Y |  |  | N | AHRI
206843212 |  | Active | AMERICAN |  | UPVG6240T42NV 1** | Natural Gas | Storage | High Usage | 76 |  | 0.7 | 40 | 38 | 42 |  | 77 | No |  | Yes | TRUE | 1050 | Gas Storage | HIGH DRAW | TRUE | Gas StorageHIGH DRAW | 2 | 40 | 42 | 4.0076 | 0.6916 | 0.71029 | 0.64 |  | 0.68 | 0.78 | 0.78 |  |  |  | Y |  |  | N | AHRI
206843213 |  | Active | A. O. SMITH |  | GPNH-40 1** | Natural Gas | Storage | High Usage | 76 |  | 0.7 | 40 | 38 | 42 |  | 77 | No |  | Yes | TRUE | 1050 | Gas Storage | HIGH DRAW | TRUE | Gas StorageHIGH DRAW | 2 | 40 | 42 | 4.0076 | 0.6916 | 0.71029 | 0.64 |  | 0.68 | 0.78 | 0.78 |  |  |  | Y |  |  | N | AHRI
206843214 |  | Active | A. O. SMITH |  | G6-UPVT4042NV 1** | Natural Gas | Storage | High Usage | 76 |  | 0.7 | 40 | 38 | 42 |  | 77 | No |  | Yes | TRUE | 1050 | Gas Storage | HIGH DRAW | TRUE | Gas StorageHIGH DRAW | 2 | 40 | 42 | 4.0076 | 0.6916 | 0.71029 | 0.64 |  | 0.68 | 0.78 | 0.78 |  |  |  | Y |  |  | N | AHRI
206843215 |  | Active | LOCHINVAR |  | UPN04040ES 1** | Natural Gas | Storage | High Usage | 76 |  | 0.7 | 40 | 38 | 42 |  | 77 | No |  | Yes | TRUE | 1050 | Gas Storage | HIGH DRAW | TRUE | Gas StorageHIGH DRAW | 2 | 40 | 42 | 4.0076 | 0.6916 | 0.71029 | 0.64 |  | 0.68 | 0.78 | 0.78 |  |  |  | Y |  |  | N | AHRI
206843216 |  | Active | RELIANCE WATER HEATERS |  | 6-40-UBVIT 1** | Natural Gas | Storage | High Usage | 76 |  | 0.7 | 40 | 38 | 42 |  | 77 | No |  | Yes | TRUE | 1050 | Gas Storage | HIGH DRAW | TRUE | Gas StorageHIGH DRAW | 2 | 40 | 42 | 4.0076 | 0.6916 | 0.71029 | 0.64 |  | 0.68 | 0.78 | 0.78 |  |  |  | Y |  |  | N | AHRI
206843217 |  | Active | STATE |  | GS6-40-UBVIT 1** | Natural Gas | Storage | High Usage | 76 |  | 0.7 | 40 | 38 | 42 |  | 77 | No |  | Yes | TRUE | 1050 | Gas Storage | HIGH DRAW | TRUE | Gas StorageHIGH DRAW | 2 | 40 | 42 | 4.0076 | 0.6916 | 0.71029 | 0.64 |  | 0.68 | 0.78 | 0.78 |  |  |  | Y |  |  | N | AHRI
206843218 |  | Active | AMERICAN |  | UPVG6250T42NV 1** | Natural Gas | Storage | Medium Usage | 71 |  | 0.65 | 50 | 48 | 42 |  | 78 | No |  | Yes | TRUE | 840 | Gas Storage | MEDIUM DRAW | TRUE | Gas StorageMEDIUM DRAW | 2 | 50 | 42 | 5.0654 | 0.6737 | 0.65957 | 0.56 |  | 0.64 | N/A | N/A |  |  |  | Y |  |  | N | AHRI
206843219 |  | Active | A. O. SMITH |  | GPNH-50 1** | Natural Gas | Storage | Medium Usage | 71 |  | 0.65 | 50 | 48 | 42 |  | 78 | No |  | Yes | TRUE | 840 | Gas Storage | MEDIUM DRAW | TRUE | Gas StorageMEDIUM DRAW | 2 | 50 | 42 | 5.0654 | 0.6737 | 0.65957 | 0.56 |  | 0.64 | N/A | N/A |  |  |  | Y |  |  | N | AHRI
206843220 |  | Active | A. O. SMITH |  | G6-UPVT5042NV 1** | Natural Gas | Storage | Medium Usage | 71 |  | 0.65 | 50 | 48 | 42 |  | 78 | No |  | Yes | TRUE | 840 | Gas Storage | MEDIUM DRAW | TRUE | Gas StorageMEDIUM DRAW | 2 | 50 | 42 | 5.0654 | 0.6737 | 0.65957 | 0.56 |  | 0.64 | N/A | N/A |  |  |  | Y |  |  | N | AHRI
206843221 |  | Active | RELIANCE WATER HEATERS |  | 6-50-UBVIT 1** | Natural Gas | Storage | Medium Usage | 71 |  | 0.65 | 50 | 48 | 42 |  | 78 | No |  | Yes | TRUE | 840 | Gas Storage | MEDIUM DRAW | TRUE | Gas StorageMEDIUM DRAW | 2 | 50 | 42 | 5.0654 | 0.6737 | 0.65957 | 0.56 |  | 0.64 | N/A | N/A |  |  |  | Y |  |  | N | AHRI
206843222 |  | Active | STATE |  | GS6-50-UBVIT 1** | Natural Gas | Storage | Medium Usage | 71 |  | 0.65 | 50 | 48 | 42 |  | 78 | No |  | Yes | TRUE | 840 | Gas Storage | MEDIUM DRAW | TRUE | Gas StorageMEDIUM DRAW | 2 | 50 | 42 | 5.0654 | 0.6737 | 0.65957 | 0.56 |  | 0.64 | N/A | N/A |  |  |  | Y |  |  | N | AHRI
206860541 |  | Active | A. O. SMITH |  | GPDNL-40 1** | Natural Gas | Storage | High Usage | 75 |  | 0.7 | 40 | 38 | 40 |  | 77 | No |  | Yes | TRUE | 1000 | Gas Storage | HIGH DRAW | TRUE | Gas StorageHIGH DRAW | 2 | 40 | 40 | 4.0205 | 0.69157 | 0.71029 | 0.64 |  | 0.68 | 0.78 | 0.78 |  |  |  | Y |  |  | N | AHRI
206860587 |  | Active | A. O. SMITH |  | UPDN04040Z 1** | Natural Gas | Storage | High Usage | 75 |  | 0.7 | 40 | 38 | 40 |  | 77 | No |  | Yes | TRUE | 1000 | Gas Storage | HIGH DRAW | TRUE | Gas StorageHIGH DRAW | 2 | 40 | 40 | 4.0205 | 0.69157 | 0.71029 | 0.64 |  | 0.68 | 0.78 | 0.78 |  |  |  | Y |  |  | N | AHRI
206860588 |  | Active | AMERICAN |  | UPDVG62-40S40 1** | Natural Gas | Storage | High Usage | 75 |  | 0.7 | 40 | 38 | 40 |  | 77 | No |  | Yes | TRUE | 1000 | Gas Storage | HIGH DRAW | TRUE | Gas StorageHIGH DRAW | 2 | 40 | 40 | 4.0205 | 0.69157 | 0.71029 | 0.64 |  | 0.68 | 0.78 | 0.78 |  |  |  | Y |  |  | N | AHRI
206860589 |  | Active | LOCHINVAR |  | UPDN04040 1** | Natural Gas | Storage | High Usage | 75 |  | 0.7 | 40 | 38 | 40 |  | 77 | No |  | Yes | TRUE | 1000 | Gas Storage | HIGH DRAW | TRUE | Gas StorageHIGH DRAW | 2 | 40 | 40 | 4.0205 | 0.69157 | 0.71029 | 0.64 |  | 0.68 | 0.78 | 0.78 |  |  |  | Y |  |  | N | AHRI
206860590 |  | Active | STATE |  | GS6-40-UBPDS 1** | Natural Gas | Storage | High Usage | 75 |  | 0.7 | 40 | 38 | 40 |  | 77 | No |  | Yes | TRUE | 1000 | Gas Storage | HIGH DRAW | TRUE | Gas StorageHIGH DRAW | 2 | 40 | 40 | 4.0205 | 0.69157 | 0.71029 | 0.64 |  | 0.68 | 0.78 | 0.78 |  |  |  | Y |  |  | N | AHRI
206860692 |  | Active | A. O. SMITH |  | GPDNT-50 1** | Natural Gas | Storage | High Usage | 75 |  | 0.7 | 50 | 48 | 40 |  | 79 | No |  | Yes | TRUE | 800 | Gas Storage | HIGH DRAW | TRUE | Gas StorageHIGH DRAW | 2 | 50 | 40 | 5.0297 | 0.68615 | 0.71029 | 0.63 |  | 0.68 | 0.78 | 0.78 |  |  |  | Y |  |  | N | AHRI
206860756 |  | Active | A. O. SMITH |  | UPDVG62-50T40 1** | Natural Gas | Storage | High Usage | 75 |  | 0.7 | 50 | 48 | 40 |  | 79 | No |  | Yes | TRUE | 800 | Gas Storage | HIGH DRAW | TRUE | Gas StorageHIGH DRAW | 2 | 50 | 40 | 5.0297 | 0.68615 | 0.71029 | 0.63 |  | 0.68 | 0.78 | 0.78 |  |  |  | Y |  |  | N | AHRI
206860757 |  | Active | A. O. SMITH |  | UPDN05040 1** | Natural Gas | Storage | High Usage | 75 |  | 0.7 | 50 | 48 | 40 |  | 79 | No |  | Yes | TRUE | 800 | Gas Storage | HIGH DRAW | TRUE | Gas StorageHIGH DRAW | 2 | 50 | 40 | 5.0297 | 0.68615 | 0.71029 | 0.63 |  | 0.68 | 0.78 | 0.78 |  |  |  | Y |  |  | N | AHRI
206860758 |  | Active | LOCHINVAR |  | UPDN05040Z 1** | Natural Gas | Storage | High Usage | 75 |  | 0.7 | 50 | 48 | 40 |  | 79 | No |  | Yes | TRUE | 800 | Gas Storage | HIGH DRAW | TRUE | Gas StorageHIGH DRAW | 2 | 50 | 40 | 5.0297 | 0.68615 | 0.71029 | 0.63 |  | 0.68 | 0.78 | 0.78 |  |  |  | Y |  |  | N | AHRI
206860759 |  | Active | STATE |  | GS6-50-UBPDT 1** | Natural Gas | Storage | High Usage | 75 |  | 0.7 | 50 | 48 | 40 |  | 79 | No |  | Yes | TRUE | 800 | Gas Storage | HIGH DRAW | TRUE | Gas StorageHIGH DRAW | 2 | 50 | 40 | 5.0297 | 0.68615 | 0.71029 | 0.63 |  | 0.68 | 0.78 | 0.78 |  |  |  | Y |  |  | N | AHRI
206860891 |  | Active | A. O. SMITH |  | GPVL-40 2** | Natural Gas | Storage | Medium Usage | 73 |  | 0.67 | 40 | 38 | 40 |  | 79 | No |  | Yes | TRUE | 1000 | Gas Storage | MEDIUM DRAW | TRUE | Gas StorageMEDIUM DRAW | 2 | 40 | 40 | 4.4854 | 0.69303 | 0.67985 | 0.58 |  | 0.64 | N/A | N/A |  |  |  | Y |  |  | N | AHRI
206860920 |  | Active | A. O. SMITH |  | G6-PVS4040NV 2** | Natural Gas | Storage | Medium Usage | 73 |  | 0.67 | 40 | 38 | 40 |  | 79 | No |  | Yes | TRUE | 1000 | Gas Storage | MEDIUM DRAW | TRUE | Gas StorageMEDIUM DRAW | 2 | 40 | 40 | 4.4854 | 0.69303 | 0.67985 | 0.58 |  | 0.64 | N/A | N/A |  |  |  | Y |  |  | N | AHRI
206860922 |  | Active | AMERICAN |  | PVG6240S40NVS 2** | Natural Gas | Storage | Medium Usage | 73 |  | 0.67 | 40 | 38 | 40 |  | 79 | No |  | Yes | TRUE | 1000 | Gas Storage | MEDIUM DRAW | TRUE | Gas StorageMEDIUM DRAW | 2 | 40 | 40 | 4.4854 | 0.69303 | 0.67985 | 0.58 |  | 0.64 | N/A | N/A |  |  |  | Y |  |  | N | AHRI
206860924 |  | Active | LOCHINVAR |  | PVN04040 2** | Natural Gas | Storage | Medium Usage | 73 |  | 0.67 | 40 | 38 | 40 |  | 79 | No |  | Yes | TRUE | 1000 | Gas Storage | MEDIUM DRAW | TRUE | Gas StorageMEDIUM DRAW | 2 | 40 | 40 | 4.4854 | 0.69303 | 0.67985 | 0.58 |  | 0.64 | N/A | N/A |  |  |  | Y |  |  | N | AHRI
206860925 |  | Active | LOCHINVAR |  | PVN04040Z 2** | Natural Gas | Storage | Medium Usage | 73 |  | 0.67 | 40 | 38 | 40 |  | 79 | No |  | Yes | TRUE | 1000 | Gas Storage | MEDIUM DRAW | TRUE | Gas StorageMEDIUM DRAW | 2 | 40 | 40 | 4.4854 | 0.69303 | 0.67985 | 0.58 |  | 0.64 | N/A | N/A |  |  |  | Y |  |  | N | AHRI
206860928 |  | Active | RELIANCE WATER HEATERS |  | 6-40-HBVIS 2*1 | Natural Gas | Storage | Medium Usage | 73 |  | 0.67 | 40 | 38 | 40 |  | 79 | No |  | Yes | TRUE | 1000 | Gas Storage | MEDIUM DRAW | TRUE | Gas StorageMEDIUM DRAW | 2 | 40 | 40 | 4.4854 | 0.69303 | 0.67985 | 0.58 |  | 0.64 | N/A | N/A |  |  |  | Y |  |  | N | AHRI
206860930 |  | Active | STATE |  | GS6-40-HBVIS 2*1 | Natural Gas | Storage | Medium Usage | 73 |  | 0.67 | 40 | 38 | 40 |  | 79 | No |  | Yes | TRUE | 1000 | Gas Storage | MEDIUM DRAW | TRUE | Gas StorageMEDIUM DRAW | 2 | 40 | 40 | 4.4854 | 0.69303 | 0.67985 | 0.58 |  | 0.64 | N/A | N/A |  |  |  | Y |  |  | N | AHRI
206861420 |  | Active | A. O. SMITH |  | G6-PVS5040NV 2** | Natural Gas | Storage | High Usage | 79 |  | 0.72 | 50 | 49 | 40 |  | 80 | No |  | Yes | TRUE | 800 | Gas Storage | HIGH DRAW | TRUE | Gas StorageHIGH DRAW | 2 | 50 | 40 | 4.2888 | 0.70913 | 0.73057 | 0.63 |  | 0.68 | 0.78 | 0.78 |  |  |  | Y |  |  | N | AHRI
206861422 |  | Active | AMERICAN |  | PVG62-50S40-NVS 2** | Natural Gas | Storage | High Usage | 79 |  | 0.72 | 50 | 49 | 40 |  | 80 | No |  | Yes | TRUE | 800 | Gas Storage | HIGH DRAW | TRUE | Gas StorageHIGH DRAW | 2 | 50 | 40 | 4.2888 | 0.70913 | 0.73057 | 0.63 |  | 0.68 | 0.78 | 0.78 |  |  |  | Y |  |  | N | AHRI
206861424 |  | Active | LOCHINVAR |  | PVN05040 2** | Natural Gas | Storage | High Usage | 79 |  | 0.72 | 50 | 49 | 40 |  | 80 | No |  | Yes | TRUE | 800 | Gas Storage | HIGH DRAW | TRUE | Gas StorageHIGH DRAW | 2 | 50 | 40 | 4.2888 | 0.70913 | 0.73057 | 0.63 |  | 0.68 | 0.78 | 0.78 |  |  |  | Y |  |  | N | AHRI
206861425 |  | Active | LOCHINVAR |  | PVN05040Z 2** | Natural Gas | Storage | High Usage | 79 |  | 0.72 | 50 | 49 | 40 |  | 80 | No |  | Yes | TRUE | 800 | Gas Storage | HIGH DRAW | TRUE | Gas StorageHIGH DRAW | 2 | 50 | 40 | 4.2888 | 0.70913 | 0.73057 | 0.63 |  | 0.68 | 0.78 | 0.78 |  |  |  | Y |  |  | N | AHRI
206861428 |  | Active | RELIANCE WATER HEATERS |  | 6-50-YBVIS 2** | Natural Gas | Storage | High Usage | 79 |  | 0.72 | 50 | 49 | 40 |  | 80 | No |  | Yes | TRUE | 800 | Gas Storage | HIGH DRAW | TRUE | Gas StorageHIGH DRAW | 2 | 50 | 40 | 4.2888 | 0.70913 | 0.73057 | 0.63 |  | 0.68 | 0.78 | 0.78 |  |  |  | Y |  |  | N | AHRI
206861430 |  | Active | STATE |  | GS6-50-YBVIS 2** | Natural Gas | Storage | High Usage | 79 |  | 0.72 | 50 | 49 | 40 |  | 80 | No |  | Yes | TRUE | 800 | Gas Storage | HIGH DRAW | TRUE | Gas StorageHIGH DRAW | 2 | 50 | 40 | 4.2888 | 0.70913 | 0.73057 | 0.63 |  | 0.68 | 0.78 | 0.78 |  |  |  | Y |  |  | N | AHRI
206861591 |  | Active | A. O. SMITH |  | GPVT-40 2** | Natural Gas | Storage | High Usage | 87 |  | 0.7 | 40 | 38 | 50 |  | 78 | No |  | Yes | TRUE | 1250 | Gas Storage | HIGH DRAW | TRUE | Gas StorageHIGH DRAW | 2 | 40 | 50 | 4.4722 | 0.68895 | 0.71029 | 0.64 |  | 0.68 | 0.78 | 0.78 |  |  |  | Y |  |  | N | AHRI
206861620 |  | Active | A. O. SMITH |  | GPVT-40L 2** | Natural Gas | Storage | High Usage | 87 |  | 0.7 | 40 | 38 | 50 |  | 78 | No |  | Yes | TRUE | 1250 | Gas Storage | HIGH DRAW | TRUE | Gas StorageHIGH DRAW | 2 | 40 | 50 | 4.4722 | 0.68895 | 0.71029 | 0.64 |  | 0.68 | 0.78 | 0.78 |  |  |  | Y |  |  | N | AHRI
206861621 |  | Active | A. O. SMITH |  | G6-PVT4050NV 2** | Natural Gas | Storage | High Usage | 87 |  | 0.7 | 40 | 38 | 50 |  | 78 | No |  | Yes | TRUE | 1250 | Gas Storage | HIGH DRAW | TRUE | Gas StorageHIGH DRAW | 2 | 40 | 50 | 4.4722 | 0.68895 | 0.71029 | 0.64 |  | 0.68 | 0.78 | 0.78 |  |  |  | Y |  |  | N | AHRI
206861625 |  | Active | AMERICAN |  | PVG6240T50NVS 2** | Natural Gas | Storage | High Usage | 87 |  | 0.7 | 40 | 38 | 50 |  | 78 | No |  | Yes | TRUE | 1250 | Gas Storage | HIGH DRAW | TRUE | Gas StorageHIGH DRAW | 2 | 40 | 50 | 4.4722 | 0.68895 | 0.71029 | 0.64 |  | 0.68 | 0.78 | 0.78 |  |  |  | Y |  |  | N | AHRI
206861626 |  | Active | AMERICAN |  | PVG6240T50NVSL 2** | Natural Gas | Storage | High Usage | 87 |  | 0.7 | 40 | 38 | 50 |  | 78 | No |  | Yes | TRUE | 1250 | Gas Storage | HIGH DRAW | TRUE | Gas StorageHIGH DRAW | 2 | 40 | 50 | 4.4722 | 0.68895 | 0.71029 | 0.64 |  | 0.68 | 0.78 | 0.78 |  |  |  | Y |  |  | N | AHRI
206861629 |  | Active | LOCHINVAR |  | PVN04050 2** | Natural Gas | Storage | High Usage | 87 |  | 0.7 | 40 | 38 | 50 |  | 78 | No |  | Yes | TRUE | 1250 | Gas Storage | HIGH DRAW | TRUE | Gas StorageHIGH DRAW | 2 | 40 | 50 | 4.4722 | 0.68895 | 0.71029 | 0.64 |  | 0.68 | 0.78 | 0.78 |  |  |  | Y |  |  | N | AHRI
206861630 |  | Active | LOCHINVAR |  | PVN04050ST 2** | Natural Gas | Storage | High Usage | 87 |  | 0.7 | 40 | 38 | 50 |  | 78 | No |  | Yes | TRUE | 1250 | Gas Storage | HIGH DRAW | TRUE | Gas StorageHIGH DRAW | 2 | 40 | 50 | 4.4722 | 0.68895 | 0.71029 | 0.64 |  | 0.68 | 0.78 | 0.78 |  |  |  | Y |  |  | N | AHRI
206861633 |  | Active | RELIANCE WATER HEATERS |  | 6-40-YRVIT 2** | Natural Gas | Storage | High Usage | 87 |  | 0.7 | 40 | 38 | 50 |  | 78 | No |  | Yes | TRUE | 1250 | Gas Storage | HIGH DRAW | TRUE | Gas StorageHIGH DRAW | 2 | 40 | 50 | 4.4722 | 0.68895 | 0.71029 | 0.64 |  | 0.68 | 0.78 | 0.78 |  |  |  | Y |  |  | N | AHRI
206861635 |  | Active | STATE |  | GS6-40-YRVIT 2** | Natural Gas | Storage | High Usage | 87 |  | 0.7 | 40 | 38 | 50 |  | 78 | No |  | Yes | TRUE | 1250 | Gas Storage | HIGH DRAW | TRUE | Gas StorageHIGH DRAW | 2 | 40 | 50 | 4.4722 | 0.68895 | 0.71029 | 0.64 |  | 0.68 | 0.78 | 0.78 |  |  |  | Y |  |  | N | AHRI
206861636 |  | Active | STATE |  | GS6-40-YRVITL 2** | Natural Gas | Storage | High Usage | 87 |  | 0.7 | 40 | 38 | 50 |  | 78 | No |  | Yes | TRUE | 1250 | Gas Storage | HIGH DRAW | TRUE | Gas StorageHIGH DRAW | 2 | 40 | 50 | 4.4722 | 0.68895 | 0.71029 | 0.64 |  | 0.68 | 0.78 | 0.78 |  |  |  | Y |  |  | N | AHRI
206861781 |  | Active | A. O. SMITH |  | GPVT-50 2** | Natural Gas | Storage | High Usage | 97 |  | 0.72 | 50 | 48 | 50 |  | 81 | No |  | Yes | TRUE | 1000 | Gas Storage | HIGH DRAW | TRUE | Gas StorageHIGH DRAW | 2 | 50 | 50 | 4.7011 | 0.70659 | 0.73057 | 0.63 |  | 0.68 | 0.78 | 0.78 |  |  |  | Y |  |  | N | AHRI
206861797 |  | Active | A. O. SMITH |  | GPVT-50L 2** | Natural Gas | Storage | High Usage | 97 |  | 0.72 | 50 | 48 | 50 |  | 81 | No |  | Yes | TRUE | 1000 | Gas Storage | HIGH DRAW | TRUE | Gas StorageHIGH DRAW | 2 | 50 | 50 | 4.7011 | 0.70659 | 0.73057 | 0.63 |  | 0.68 | 0.78 | 0.78 |  |  |  | Y |  |  | N | AHRI
206861798 |  | Active | A. O. SMITH |  | G6-PVT5050NV 2** | Natural Gas | Storage | High Usage | 97 |  | 0.72 | 50 | 48 | 50 |  | 81 | No |  | Yes | TRUE | 1000 | Gas Storage | HIGH DRAW | TRUE | Gas StorageHIGH DRAW | 2 | 50 | 50 | 4.7011 | 0.70659 | 0.73057 | 0.63 |  | 0.68 | 0.78 | 0.78 |  |  |  | Y |  |  | N | AHRI
206861801 |  | Active | AMERICAN |  | PVG6250T50NVS 2** | Natural Gas | Storage | High Usage | 97 |  | 0.72 | 50 | 48 | 50 |  | 81 | No |  | Yes | TRUE | 1000 | Gas Storage | HIGH DRAW | TRUE | Gas StorageHIGH DRAW | 2 | 50 | 50 | 4.7011 | 0.70659 | 0.73057 | 0.63 |  | 0.68 | 0.78 | 0.78 |  |  |  | Y |  |  | N | AHRI
206861802 |  | Active | AMERICAN |  | PVG6250T50NVSL 2** | Natural Gas | Storage | High Usage | 97 |  | 0.72 | 50 | 48 | 50 |  | 81 | No |  | Yes | TRUE | 1000 | Gas Storage | HIGH DRAW | TRUE | Gas StorageHIGH DRAW | 2 | 50 | 50 | 4.7011 | 0.70659 | 0.73057 | 0.63 |  | 0.68 | 0.78 | 0.78 |  |  |  | Y |  |  | N | AHRI
206861806 |  | Active | LOCHINVAR |  | PVN05050 2** | Natural Gas | Storage | High Usage | 97 |  | 0.72 | 50 | 48 | 50 |  | 81 | No |  | Yes | TRUE | 1000 | Gas Storage | HIGH DRAW | TRUE | Gas StorageHIGH DRAW | 2 | 50 | 50 | 4.7011 | 0.70659 | 0.73057 | 0.63 |  | 0.68 | 0.78 | 0.78 |  |  |  | Y |  |  | N | AHRI
206861807 |  | Active | LOCHINVAR |  | PVN05050ST 2** | Natural Gas | Storage | High Usage | 97 |  | 0.72 | 50 | 48 | 50 |  | 81 | No |  | Yes | TRUE | 1000 | Gas Storage | HIGH DRAW | TRUE | Gas StorageHIGH DRAW | 2 | 50 | 50 | 4.7011 | 0.70659 | 0.73057 | 0.63 |  | 0.68 | 0.78 | 0.78 |  |  |  | Y |  |  | N | AHRI
206861810 |  | Active | RELIANCE WATER HEATERS |  | 6-50-YRVIT 2** | Natural Gas | Storage | High Usage | 97 |  | 0.72 | 50 | 48 | 50 |  | 81 | No |  | Yes | TRUE | 1000 | Gas Storage | HIGH DRAW | TRUE | Gas StorageHIGH DRAW | 2 | 50 | 50 | 4.7011 | 0.70659 | 0.73057 | 0.63 |  | 0.68 | 0.78 | 0.78 |  |  |  | Y |  |  | N | AHRI
206861812 |  | Active | STATE |  | GS6-50-YRVIT 2** | Natural Gas | Storage | High Usage | 97 |  | 0.72 | 50 | 48 | 50 |  | 81 | No |  | Yes | TRUE | 1000 | Gas Storage | HIGH DRAW | TRUE | Gas StorageHIGH DRAW | 2 | 50 | 50 | 4.7011 | 0.70659 | 0.73057 | 0.63 |  | 0.68 | 0.78 | 0.78 |  |  |  | Y |  |  | N | AHRI
206861813 |  | Active | STATE |  | GS6-50-YRVITL 2** | Natural Gas | Storage | High Usage | 97 |  | 0.72 | 50 | 48 | 50 |  | 81 | No |  | Yes | TRUE | 1000 | Gas Storage | HIGH DRAW | TRUE | Gas StorageHIGH DRAW | 2 | 50 | 50 | 4.7011 | 0.70659 | 0.73057 | 0.63 |  | 0.68 | 0.78 | 0.78 |  |  |  | Y |  |  | N | AHRI
206861959 |  | Active | A. O. SMITH |  | GPVX-50L 2** | Natural Gas | Storage | High Usage | 119 |  | 0.73 | 50 | 50 | 62 |  | 82 | No |  | Yes | TRUE | 1240 | Gas Storage | HIGH DRAW | TRUE | Gas StorageHIGH DRAW | 2 | 50 | 62 | 4.5333 | 0.71684 | 0.74072 | 0.63 |  | 0.68 | 0.78 | 0.78 |  |  |  | Y |  |  | N | AHRI
206862001 |  | Active | AMERICAN |  | PVG6250S62NVS 2** | Natural Gas | Storage | High Usage | 119 |  | 0.73 | 50 | 50 | 62 |  | 82 | No |  | Yes | TRUE | 1240 | Gas Storage | HIGH DRAW | TRUE | Gas StorageHIGH DRAW | 2 | 50 | 62 | 4.5333 | 0.71684 | 0.74072 | 0.63 |  | 0.68 | 0.78 | 0.78 |  |  |  | Y |  |  | N | AHRI
206862004 |  | Active | LOCHINVAR |  | PVN05065ST 2** | Natural Gas | Storage | High Usage | 119 |  | 0.73 | 50 | 50 | 62 |  | 82 | No |  | Yes | TRUE | 1240 | Gas Storage | HIGH DRAW | TRUE | Gas StorageHIGH DRAW | 2 | 50 | 62 | 4.5333 | 0.71684 | 0.74072 | 0.63 |  | 0.68 | 0.78 | 0.78 |  |  |  | Y |  |  | N | AHRI
206862005 |  | Active | STATE |  | GS6-50-YRVHSL 2** | Natural Gas | Storage | High Usage | 119 |  | 0.73 | 50 | 50 | 62 |  | 82 | No |  | Yes | TRUE | 1240 | Gas Storage | HIGH DRAW | TRUE | Gas StorageHIGH DRAW | 2 | 50 | 62 | 4.5333 | 0.71684 | 0.74072 | 0.63 |  | 0.68 | 0.78 | 0.78 |  |  |  | Y |  |  | N | AHRI
206900644 |  | Active | RHEEM |  | PROPG38-40N RH69 PD* | Natural Gas | Storage | High Usage | 85 |  | 0.7 | 38 | 37 | 40 |  | 76 | No |  | Yes | TRUE | 1052.6316 | Gas Storage | HIGH DRAW | TRUE | Gas StorageHIGH DRAW | 2 | 40 | 40 | 3.4946 | 0.69443 | 0.71029 | 0.64 |  | 0.68 | 0.78 | 0.78 |  |  |  | Y |  |  | N | AHRI
206900646 |  | Active | RUUD |  | PROUG38-40N RU69 PD* | Natural Gas | Storage | High Usage | 85 |  | 0.7 | 38 | 37 | 40 |  | 76 | No |  | Yes | TRUE | 1052.6316 | Gas Storage | HIGH DRAW | TRUE | Gas StorageHIGH DRAW | 2 | 40 | 40 | 3.4946 | 0.69443 | 0.71029 | 0.64 |  | 0.68 | 0.78 | 0.78 |  |  |  | Y |  |  | N | AHRI
206900648 |  | Active | RHEEM |  | PROPG50-40N RH67 PD* | Natural Gas | Storage | High Usage | 79 |  | 0.69 | 50 | 48 | 40 |  | 77 | No |  | Yes | TRUE | 800 | Gas Storage | HIGH DRAW | TRUE | Gas StorageHIGH DRAW | 2 | 50 | 40 | 4.6615 | 0.67866 | 0.70014 | 0.63 |  | 0.68 | 0.78 | 0.78 |  |  |  | Y |  |  | N | AHRI
206900650 |  | Active | RUUD |  | PROUG50-40N RU67 PD* | Natural Gas | Storage | High Usage | 79 |  | 0.69 | 50 | 48 | 40 |  | 77 | No |  | Yes | TRUE | 800 | Gas Storage | HIGH DRAW | TRUE | Gas StorageHIGH DRAW | 2 | 50 | 40 | 4.6615 | 0.67866 | 0.70014 | 0.63 |  | 0.68 | 0.78 | 0.78 |  |  |  | Y |  |  | N | AHRI
206902194 |  | Active | A. O. SMITH |  | GPDL-40 3** | Natural Gas | Storage | Medium Usage | 74 |  | 0.68 | 40 | 38 | 40 |  | 79 | No |  | Yes | TRUE | 1000 | Gas Storage | MEDIUM DRAW | TRUE | Gas StorageMEDIUM DRAW | 2 | 40 | 40 | 4.0512 | 0.70211 | 0.69 | 0.58 |  | 0.64 | N/A | N/A |  |  |  | Y |  |  | N | AHRI
206902196 |  | Active | A. O. SMITH |  | GPDL-40L 3** | Natural Gas | Storage | Medium Usage | 74 |  | 0.68 | 40 | 38 | 40 |  | 79 | No |  | Yes | TRUE | 1000 | Gas Storage | MEDIUM DRAW | TRUE | Gas StorageMEDIUM DRAW | 2 | 40 | 40 | 4.0512 | 0.70211 | 0.69 | 0.58 |  | 0.64 | N/A | N/A |  |  |  | Y |  |  | N | AHRI
206902198 |  | Active | A. O. SMITH |  | G6-PDS4040NV 3** | Natural Gas | Storage | Medium Usage | 74 |  | 0.68 | 40 | 38 | 40 |  | 79 | No |  | Yes | TRUE | 1000 | Gas Storage | MEDIUM DRAW | TRUE | Gas StorageMEDIUM DRAW | 2 | 40 | 40 | 4.0512 | 0.70211 | 0.69 | 0.58 |  | 0.64 | N/A | N/A |  |  |  | Y |  |  | N | AHRI
206902199 |  | Active | AMERICAN |  | PDVG62-40S40-NV 3** | Natural Gas | Storage | Medium Usage | 74 |  | 0.68 | 40 | 38 | 40 |  | 79 | No |  | Yes | TRUE | 1000 | Gas Storage | MEDIUM DRAW | TRUE | Gas StorageMEDIUM DRAW | 2 | 40 | 40 | 4.0512 | 0.70211 | 0.69 | 0.58 |  | 0.64 | N/A | N/A |  |  |  | Y |  |  | N | AHRI
206902200 |  | Active | AMERICAN |  | PDVG62-40S40-NVL 3** | Natural Gas | Storage | Medium Usage | 74 |  | 0.68 | 40 | 38 | 40 |  | 79 | No |  | Yes | TRUE | 1000 | Gas Storage | MEDIUM DRAW | TRUE | Gas StorageMEDIUM DRAW | 2 | 40 | 40 | 4.0512 | 0.70211 | 0.69 | 0.58 |  | 0.64 | N/A | N/A |  |  |  | Y |  |  | N | AHRI
206902205 |  | Active | LOCHINVAR |  | PRN04040ES 3** | Natural Gas | Storage | Medium Usage | 74 |  | 0.68 | 40 | 38 | 40 |  | 79 | No |  | Yes | TRUE | 1000 | Gas Storage | MEDIUM DRAW | TRUE | Gas StorageMEDIUM DRAW | 2 | 40 | 40 | 4.0512 | 0.70211 | 0.69 | 0.58 |  | 0.64 | N/A | N/A |  |  |  | Y |  |  | N | AHRI
206902206 |  | Active | LOCHINVAR |  | PRN04040ESST 3** | Natural Gas | Storage | Medium Usage | 74 |  | 0.68 | 40 | 38 | 40 |  | 79 | No |  | Yes | TRUE | 1000 | Gas Storage | MEDIUM DRAW | TRUE | Gas StorageMEDIUM DRAW | 2 | 40 | 40 | 4.0512 | 0.70211 | 0.69 | 0.58 |  | 0.64 | N/A | N/A |  |  |  | Y |  |  | N | AHRI
206902208 |  | Active | RELIANCE WATER HEATERS |  | 6-40-YBPDS 3** | Natural Gas | Storage | Medium Usage | 74 |  | 0.68 | 40 | 38 | 40 |  | 79 | No |  | Yes | TRUE | 1000 | Gas Storage | MEDIUM DRAW | TRUE | Gas StorageMEDIUM DRAW | 2 | 40 | 40 | 4.0512 | 0.70211 | 0.69 | 0.58 |  | 0.64 | N/A | N/A |  |  |  | Y |  |  | N | AHRI
206902211 |  | Active | STATE |  | GS6-40-YBPDS 3** | Natural Gas | Storage | Medium Usage | 74 |  | 0.68 | 40 | 38 | 40 |  | 79 | No |  | Yes | TRUE | 1000 | Gas Storage | MEDIUM DRAW | TRUE | Gas StorageMEDIUM DRAW | 2 | 40 | 40 | 4.0512 | 0.70211 | 0.69 | 0.58 |  | 0.64 | N/A | N/A |  |  |  | Y |  |  | N | AHRI
206902212 |  | Active | STATE |  | GS6-40-YBPDSL 3** | Natural Gas | Storage | Medium Usage | 74 |  | 0.68 | 40 | 38 | 40 |  | 79 | No |  | Yes | TRUE | 1000 | Gas Storage | MEDIUM DRAW | TRUE | Gas StorageMEDIUM DRAW | 2 | 40 | 40 | 4.0512 | 0.70211 | 0.69 | 0.58 |  | 0.64 | N/A | N/A |  |  |  | Y |  |  | N | AHRI
206902213 |  | Active | A. O. SMITH |  | GPDT-50 3** | Natural Gas | Storage | High Usage | 81 |  | 0.72 | 50 | 48 | 45 |  | 79 | No |  | Yes | TRUE | 900 | Gas Storage | HIGH DRAW | TRUE | Gas StorageHIGH DRAW | 2 | 50 | 45 | 3.7757 | 0.71197 | 0.73057 | 0.63 |  | 0.68 | 0.78 | 0.78 |  |  |  | Y |  |  | N | AHRI
206902215 |  | Active | A. O. SMITH |  | GPDT-50L 3** | Natural Gas | Storage | High Usage | 81 |  | 0.72 | 50 | 48 | 45 |  | 79 | No |  | Yes | TRUE | 900 | Gas Storage | HIGH DRAW | TRUE | Gas StorageHIGH DRAW | 2 | 50 | 45 | 3.7757 | 0.71197 | 0.73057 | 0.63 |  | 0.68 | 0.78 | 0.78 |  |  |  | Y |  |  | N | AHRI
206902217 |  | Active | A. O. SMITH |  | G6-PDT5045NV 3** | Natural Gas | Storage | High Usage | 81 |  | 0.72 | 50 | 48 | 45 |  | 79 | No |  | Yes | TRUE | 900 | Gas Storage | HIGH DRAW | TRUE | Gas StorageHIGH DRAW | 2 | 50 | 45 | 3.7757 | 0.71197 | 0.73057 | 0.63 |  | 0.68 | 0.78 | 0.78 |  |  |  | Y |  |  | N | AHRI
206902218 |  | Active | AMERICAN |  | PDVG62-50T45-NV 3** | Natural Gas | Storage | High Usage | 81 |  | 0.72 | 50 | 48 | 45 |  | 79 | No |  | Yes | TRUE | 900 | Gas Storage | HIGH DRAW | TRUE | Gas StorageHIGH DRAW | 2 | 50 | 45 | 3.7757 | 0.71197 | 0.73057 | 0.63 |  | 0.68 | 0.78 | 0.78 |  |  |  | Y |  |  | N | AHRI
206902219 |  | Active | AMERICAN |  | PDVG62-50T45-NVL 3** | Natural Gas | Storage | High Usage | 81 |  | 0.72 | 50 | 48 | 45 |  | 79 | No |  | Yes | TRUE | 900 | Gas Storage | HIGH DRAW | TRUE | Gas StorageHIGH DRAW | 2 | 50 | 45 | 3.7757 | 0.71197 | 0.73057 | 0.63 |  | 0.68 | 0.78 | 0.78 |  |  |  | Y |  |  | N | AHRI
206902224 |  | Active | LOCHINVAR |  | PRN05045ES 3** | Natural Gas | Storage | High Usage | 81 |  | 0.72 | 50 | 48 | 45 |  | 79 | No |  | Yes | TRUE | 900 | Gas Storage | HIGH DRAW | TRUE | Gas StorageHIGH DRAW | 2 | 50 | 45 | 3.7757 | 0.71197 | 0.73057 | 0.63 |  | 0.68 | 0.78 | 0.78 |  |  |  | Y |  |  | N | AHRI
206902225 |  | Active | LOCHINVAR |  | PRN05045ESST 3** | Natural Gas | Storage | High Usage | 81 |  | 0.72 | 50 | 48 | 45 |  | 79 | No |  | Yes | TRUE | 900 | Gas Storage | HIGH DRAW | TRUE | Gas StorageHIGH DRAW | 2 | 50 | 45 | 3.7757 | 0.71197 | 0.73057 | 0.63 |  | 0.68 | 0.78 | 0.78 |  |  |  | Y |  |  | N | AHRI
206902228 |  | Active | STATE |  | GS6-50-YBPDT 3** | Natural Gas | Storage | High Usage | 81 |  | 0.72 | 50 | 48 | 45 |  | 79 | No |  | Yes | TRUE | 900 | Gas Storage | HIGH DRAW | TRUE | Gas StorageHIGH DRAW | 2 | 50 | 45 | 3.7757 | 0.71197 | 0.73057 | 0.63 |  | 0.68 | 0.78 | 0.78 |  |  |  | Y |  |  | N | AHRI
206902229 |  | Active | STATE |  | GS6-50-YBPDTL 3** | Natural Gas | Storage | High Usage | 81 |  | 0.72 | 50 | 48 | 45 |  | 79 | No |  | Yes | TRUE | 900 | Gas Storage | HIGH DRAW | TRUE | Gas StorageHIGH DRAW | 2 | 50 | 45 | 3.7757 | 0.71197 | 0.73057 | 0.63 |  | 0.68 | 0.78 | 0.78 |  |  |  | Y |  |  | N | AHRI
206902230 |  | Active | RELIANCE WATER HEATERS |  | 6-50-YBPDT 3** | Natural Gas | Storage | High Usage | 81 |  | 0.72 | 50 | 48 | 45 |  | 79 | No |  | Yes | TRUE | 900 | Gas Storage | HIGH DRAW | TRUE | Gas StorageHIGH DRAW | 2 | 50 | 45 | 3.7757 | 0.71197 | 0.73057 | 0.63 |  | 0.68 | 0.78 | 0.78 |  |  |  | Y |  |  | N | AHRI
206902232 |  | Active | A. O. SMITH |  | GPDX-50L 3** | Natural Gas | Storage | High Usage | 118 |  | 0.73 | 50 | 48 | 62 |  | 82 | No |  | Yes | TRUE | 1240 | Gas Storage | HIGH DRAW | TRUE | Gas StorageHIGH DRAW | 2 | 50 | 62 | 4.5333 | 0.71684 | 0.74072 | 0.63 |  | 0.68 | 0.78 | 0.78 |  |  |  | Y |  |  | N | AHRI
206902234 |  | Active | AMERICAN |  | PDVG62-50T62-NV 3** | Natural Gas | Storage | High Usage | 118 |  | 0.73 | 50 | 48 | 62 |  | 82 | No |  | Yes | TRUE | 1240 | Gas Storage | HIGH DRAW | TRUE | Gas StorageHIGH DRAW | 2 | 50 | 62 | 4.5333 | 0.71684 | 0.74072 | 0.63 |  | 0.68 | 0.78 | 0.78 |  |  |  | Y |  |  | N | AHRI
206902236 |  | Active | LOCHINVAR |  | PRN05065ESST 3** | Natural Gas | Storage | High Usage | 118 |  | 0.73 | 50 | 48 | 62 |  | 82 | No |  | Yes | TRUE | 1240 | Gas Storage | HIGH DRAW | TRUE | Gas StorageHIGH DRAW | 2 | 50 | 62 | 4.5333 | 0.71684 | 0.74072 | 0.63 |  | 0.68 | 0.78 | 0.78 |  |  |  | Y |  |  | N | AHRI
206902238 |  | Active | STATE |  | GS6-50-YRPDTL5 3** | Natural Gas | Storage | High Usage | 118 |  | 0.73 | 50 | 48 | 62 |  | 82 | No |  | Yes | TRUE | 1240 | Gas Storage | HIGH DRAW | TRUE | Gas StorageHIGH DRAW | 2 | 50 | 62 | 4.5333 | 0.71684 | 0.74072 | 0.63 |  | 0.68 | 0.78 | 0.78 |  |  |  | Y |  |  | N | AHRI
206913153 |  | Active | A. O. SMITH |  | GPVX-75L 3** | Natural Gas | Storage | High Usage | 116 |  | 0.69 | 75 | 72 | 76 |  | 79 | No |  | No | TRUE | 1013.3333 | Residential-Duty Gas Storage | HIGH DRAW | TRUE | Residential-Duty Gas StorageHIGH DRAW | 4 | 75 | 76 | 5.4977 | 0.67382 | 0.70014 | 0.59 |  | 0.8 | N/A | N/A | [6 empty] | N | AHRI
206913156 |  | Active | A. O. SMITH |  | G6-PVT7576NV 3** | Natural Gas | Storage | High Usage | 116 |  | 0.69 | 75 | 72 | 76 |  | 79 | No |  | No | TRUE | 1013.3333 | Residential-Duty Gas Storage | HIGH DRAW | TRUE | Residential-Duty Gas StorageHIGH DRAW | 4 | 75 | 76 | 5.4977 | 0.67382 | 0.70014 | 0.59 |  | 0.8 | N/A | N/A | [6 empty] | N | AHRI
206913157 |  | Active | A. O. SMITH |  | BTF-80 3** | Natural Gas | Storage | High Usage | 116 |  | 0.69 | 75 | 72 | 76 |  | 79 | No |  | No | TRUE | 1013.3333 | Residential-Duty Gas Storage | HIGH DRAW | TRUE | Residential-Duty Gas StorageHIGH DRAW | 4 | 75 | 76 | 5.4977 | 0.67382 | 0.70014 | 0.59 |  | 0.8 | N/A | N/A | [6 empty] | N | AHRI
206913158 |  | Active | AMERICAN |  | PVG62-75T76-NV 3** | Natural Gas | Storage | High Usage | 116 |  | 0.69 | 75 | 72 | 76 |  | 79 | No |  | No | TRUE | 1013.3333 | Residential-Duty Gas Storage | HIGH DRAW | TRUE | Residential-Duty Gas StorageHIGH DRAW | 4 | 75 | 76 | 5.4977 | 0.67382 | 0.70014 | 0.59 |  | 0.8 | N/A | N/A | [6 empty] | N | AHRI
206913159 |  | Active | AMERICAN |  | PVCG32-75T76-NV 3** | Natural Gas | Storage | High Usage | 116 |  | 0.69 | 75 | 72 | 76 |  | 79 | No |  | No | TRUE | 1013.3333 | Residential-Duty Gas Storage | HIGH DRAW | TRUE | Residential-Duty Gas StorageHIGH DRAW | 4 | 75 | 76 | 5.4977 | 0.67382 | 0.70014 | 0.59 |  | 0.8 | N/A | N/A | [6 empty] | N | AHRI
206913163 |  | Active | LOCHINVAR |  | PVN07575ST 3** | Natural Gas | Storage | High Usage | 116 |  | 0.69 | 75 | 72 | 76 |  | 79 | No |  | No | TRUE | 1013.3333 | Residential-Duty Gas Storage | HIGH DRAW | TRUE | Residential-Duty Gas StorageHIGH DRAW | 4 | 75 | 76 | 5.4977 | 0.67382 | 0.70014 | 0.59 |  | 0.8 | N/A | N/A | [6 empty] | N | AHRI
206913164 |  | Active | RELIANCE WATER HEATERS |  | 6-75-YRVHTL 3** | Natural Gas | Storage | High Usage | 116 |  | 0.69 | 75 | 72 | 76 |  | 79 | No |  | No | TRUE | 1013.3333 | Residential-Duty Gas Storage | HIGH DRAW | TRUE | Residential-Duty Gas StorageHIGH DRAW | 4 | 75 | 76 | 5.4977 | 0.67382 | 0.70014 | 0.59 |  | 0.8 | N/A | N/A | [6 empty] | N | AHRI
206913166 |  | Active | STATE |  | GS6-75-YRVHTL 3** | Natural Gas | Storage | High Usage | 116 |  | 0.69 | 75 | 72 | 76 |  | 79 | No |  | No | TRUE | 1013.3333 | Residential-Duty Gas Storage | HIGH DRAW | TRUE | Residential-Duty Gas StorageHIGH DRAW | 4 | 75 | 76 | 5.4977 | 0.67382 | 0.70014 | 0.59 |  | 0.8 | N/A | N/A | [6 empty] | N | AHRI
206913173 |  | Active | A. O. SMITH |  | GPDX-75L 3** | Natural Gas | Storage | High Usage | 129 |  | 0.68 | 75 | 72 | 76 |  | 72 | No |  | No | TRUE | 1013.3333 | Residential-Duty Gas Storage | HIGH DRAW | TRUE | Residential-Duty Gas StorageHIGH DRAW | 4 | 75 | 76 | 2.4564 | 0.68025 | 0.69 | 0.59 |  | 0.8 | N/A | N/A | [6 empty] | N | AHRI
206913175 |  | Active | A. O. SMITH |  | BPD-80 3** | Natural Gas | Storage | High Usage | 129 |  | 0.68 | 75 | 72 | 76 |  | 72 | No |  | No | TRUE | 1013.3333 | Residential-Duty Gas Storage | HIGH DRAW | TRUE | Residential-Duty Gas StorageHIGH DRAW | 4 | 75 | 76 | 2.4564 | 0.68025 | 0.69 | 0.59 |  | 0.8 | N/A | N/A | [6 empty] | N | AHRI
206913177 |  | Active | A. O. SMITH |  | G6-PDT7576NV 3** | Natural Gas | Storage | High Usage | 129 |  | 0.68 | 75 | 72 | 76 |  | 72 | No |  | No | TRUE | 1013.3333 | Residential-Duty Gas Storage | HIGH DRAW | TRUE | Residential-Duty Gas StorageHIGH DRAW | 4 | 75 | 76 | 2.4564 | 0.68025 | 0.69 | 0.59 |  | 0.8 | N/A | N/A | [6 empty] | N | AHRI
206913178 |  | Active | AMERICAN |  | PDVG62-75T76-NV 3** | Natural Gas | Storage | High Usage | 129 |  | 0.68 | 75 | 72 | 76 |  | 72 | No |  | No | TRUE | 1013.3333 | Residential-Duty Gas Storage | HIGH DRAW | TRUE | Residential-Duty Gas StorageHIGH DRAW | 4 | 75 | 76 | 2.4564 | 0.68025 | 0.69 | 0.59 |  | 0.8 | N/A | N/A | [6 empty] | N | AHRI
206913181 |  | Active | LOCHINVAR |  | PRN07575ESST 3** | Natural Gas | Storage | High Usage | 129 |  | 0.68 | 75 | 72 | 76 |  | 72 | No |  | No | TRUE | 1013.3333 | Residential-Duty Gas Storage | HIGH DRAW | TRUE | Residential-Duty Gas StorageHIGH DRAW | 4 | 75 | 76 | 2.4564 | 0.68025 | 0.69 | 0.59 |  | 0.8 | N/A | N/A | [6 empty] | N | AHRI
206913183 |  | Active | RELIANCE WATER HEATERS |  | 6-75-YRPDTL 3** | Natural Gas | Storage | High Usage | 129 |  | 0.68 | 75 | 72 | 76 |  | 72 | No |  | No | TRUE | 1013.3333 | Residential-Duty Gas Storage | HIGH DRAW | TRUE | Residential-Duty Gas StorageHIGH DRAW | 4 | 75 | 76 | 2.4564 | 0.68025 | 0.69 | 0.59 |  | 0.8 | N/A | N/A | [6 empty] | N | AHRI
206913185 |  | Active | STATE |  | GS6-75-YRPDTL 3** | Natural Gas | Storage | High Usage | 129 |  | 0.68 | 75 | 72 | 76 |  | 72 | No |  | No | TRUE | 1013.3333 | Residential-Duty Gas Storage | HIGH DRAW | TRUE | Residential-Duty Gas StorageHIGH DRAW | 4 | 75 | 76 | 2.4564 | 0.68025 | 0.69 | 0.59 |  | 0.8 | N/A | N/A | [6 empty] | N | AHRI
206913186 |  | Active | STATE |  | SDV-75-76NE 3** | Natural Gas | Storage | High Usage | 129 |  | 0.68 | 75 | 72 | 76 |  | 72 | No |  | No | TRUE | 1013.3333 | Residential-Duty Gas Storage | HIGH DRAW | TRUE | Residential-Duty Gas StorageHIGH DRAW | 4 | 75 | 76 | 2.4564 | 0.68025 | 0.69 | 0.59 |  | 0.8 | N/A | N/A | [6 empty] | N | AHRI
206954554 |  | Active | A. O. SMITH |  | GCRX-55 2** | Natural Gas | Storage | High Usage | 83 |  | 0.62 | 55 | 55 | 60 |  | 74 | No |  | Yes | TRUE | 1090.9091 | Gas Storage | HIGH DRAW | TRUE | Gas StorageHIGH DRAW | 2 | 55 | 60 | 7.9323 | 0.59818 | 0.62913 | 0.62 | Y | 0.68 | 0.78 | 0.78 | [6 empty] | N | AHRI
206954645 |  | Active | A. O. SMITH |  | XCRX-55 2** | Natural Gas | Storage | High Usage | 83 |  | 0.62 | 55 | 55 | 60 |  | 74 | No |  | Yes | TRUE | 1090.9091 | Gas Storage | HIGH DRAW | TRUE | Gas StorageHIGH DRAW | 2 | 55 | 60 | 7.9323 | 0.59818 | 0.62913 | 0.62 | Y | 0.68 | 0.78 | 0.78 | [6 empty] | N | AHRI
206954648 |  | Active | A. O. SMITH |  | GCRX-55L 2** | Natural Gas | Storage | High Usage | 83 |  | 0.62 | 55 | 55 | 60 |  | 74 | No |  | Yes | TRUE | 1090.9091 | Gas Storage | HIGH DRAW | TRUE | Gas StorageHIGH DRAW | 2 | 55 | 60 | 7.9323 | 0.59818 | 0.62913 | 0.62 | Y | 0.68 | 0.78 | 0.78 | [6 empty] | N | AHRI
206954650 |  | Active | A. O. SMITH |  | BT-60 2** | Natural Gas | Storage | High Usage | 83 |  | 0.62 | 55 | 55 | 60 |  | 74 | No |  | Yes | TRUE | 1090.9091 | Gas Storage | HIGH DRAW | TRUE | Gas StorageHIGH DRAW | 2 | 55 | 60 | 7.9323 | 0.59818 | 0.62913 | 0.62 | Y | 0.68 | 0.78 | 0.78 | [6 empty] | N | AHRI
206954654 |  | Active | A. O. SMITH |  | HWRX-55 2** | Natural Gas | Storage | High Usage | 83 |  | 0.62 | 55 | 55 | 60 |  | 74 | No |  | Yes | TRUE | 1090.9091 | Gas Storage | HIGH DRAW | TRUE | Gas StorageHIGH DRAW | 2 | 55 | 60 | 7.9323 | 0.59818 | 0.62913 | 0.62 | Y | 0.68 | 0.78 | 0.78 | [6 empty] | N | AHRI
206954655 |  | Active | A. O. SMITH |  | HWRX-55L 2** | Natural Gas | Storage | High Usage | 83 |  | 0.62 | 55 | 55 | 60 |  | 74 | No |  | Yes | TRUE | 1090.9091 | Gas Storage | HIGH DRAW | TRUE | Gas StorageHIGH DRAW | 2 | 55 | 60 | 7.9323 | 0.59818 | 0.62913 | 0.62 | Y | 0.68 | 0.78 | 0.78 | [6 empty] | N | AHRI
206954659 |  | Active | A. O. SMITH |  | XCRX-55L 2** | Natural Gas | Storage | High Usage | 83 |  | 0.62 | 55 | 55 | 60 |  | 74 | No |  | Yes | TRUE | 1090.9091 | Gas Storage | HIGH DRAW | TRUE | Gas StorageHIGH DRAW | 2 | 55 | 60 | 7.9323 | 0.59818 | 0.62913 | 0.62 | Y | 0.68 | 0.78 | 0.78 | [6 empty] | N | AHRI
206954661 |  | Active | AMERICAN |  | G6255T60 2** | Natural Gas | Storage | High Usage | 83 |  | 0.62 | 55 | 55 | 60 |  | 74 | No |  | Yes | TRUE | 1090.9091 | Gas Storage | HIGH DRAW | TRUE | Gas StorageHIGH DRAW | 2 | 55 | 60 | 7.9323 | 0.59818 | 0.62913 | 0.62 | Y | 0.68 | 0.78 | 0.78 | [6 empty] | N | AHRI
206954664 |  | Active | AMERICAN |  | G6255T60L 2** | Natural Gas | Storage | High Usage | 83 |  | 0.62 | 55 | 55 | 60 |  | 74 | No |  | Yes | TRUE | 1090.9091 | Gas Storage | HIGH DRAW | TRUE | Gas StorageHIGH DRAW | 2 | 55 | 60 | 7.9323 | 0.59818 | 0.62913 | 0.62 | Y | 0.68 | 0.78 | 0.78 | [6 empty] | N | AHRI
206954667 |  | Active | AMERICAN |  | CG32 55T60 2** | Natural Gas | Storage | High Usage | 83 |  | 0.62 | 55 | 55 | 60 |  | 74 | No |  | Yes | TRUE | 1090.9091 | Gas Storage | HIGH DRAW | TRUE | Gas StorageHIGH DRAW | 2 | 55 | 60 | 7.9323 | 0.59818 | 0.62913 | 0.62 | Y | 0.68 | 0.78 | 0.78 | [6 empty] | N | AHRI
206954669 |  | Active | AMERICAN |  | G82-55T60 2** | Natural Gas | Storage | High Usage | 83 |  | 0.62 | 55 | 55 | 60 |  | 74 | No |  | Yes | TRUE | 1090.9091 | Gas Storage | HIGH DRAW | TRUE | Gas StorageHIGH DRAW | 2 | 55 | 60 | 7.9323 | 0.59818 | 0.62913 | 0.62 | Y | 0.68 | 0.78 | 0.78 | [6 empty] | N | AHRI
206954671 |  | Active | AMERICAN |  | G82-55T60L 2** | Natural Gas | Storage | High Usage | 83 |  | 0.62 | 55 | 55 | 60 |  | 74 | No |  | Yes | TRUE | 1090.9091 | Gas Storage | HIGH DRAW | TRUE | Gas StorageHIGH DRAW | 2 | 55 | 60 | 7.9323 | 0.59818 | 0.62913 | 0.62 | Y | 0.68 | 0.78 | 0.78 | [6 empty] | N | AHRI
206954675 |  | Active | AMERICAN |  | G102-55T60 2** | Natural Gas | Storage | High Usage | 83 |  | 0.62 | 55 | 55 | 60 |  | 74 | No |  | Yes | TRUE | 1090.9091 | Gas Storage | HIGH DRAW | TRUE | Gas StorageHIGH DRAW | 2 | 55 | 60 | 7.9323 | 0.59818 | 0.62913 | 0.62 | Y | 0.68 | 0.78 | 0.78 | [6 empty] | N | AHRI
206954677 |  | Active | LOCHINVAR |  | GTN05560Z 2** | Natural Gas | Storage | High Usage | 83 |  | 0.62 | 55 | 55 | 60 |  | 74 | No |  | Yes | TRUE | 1090.9091 | Gas Storage | HIGH DRAW | TRUE | Gas StorageHIGH DRAW | 2 | 55 | 60 | 7.9323 | 0.59818 | 0.62913 | 0.62 | Y | 0.68 | 0.78 | 0.78 | [6 empty] | N | AHRI
206954682 |  | Active | LOCHINVAR |  | GTN05560 2** | Natural Gas | Storage | High Usage | 83 |  | 0.62 | 55 | 55 | 60 |  | 74 | No |  | Yes | TRUE | 1090.9091 | Gas Storage | HIGH DRAW | TRUE | Gas StorageHIGH DRAW | 2 | 55 | 60 | 7.9323 | 0.59818 | 0.62913 | 0.62 | Y | 0.68 | 0.78 | 0.78 | [6 empty] | N | AHRI
206954683 |  | Active | LOCHINVAR |  | GTN05560ST 2** | Natural Gas | Storage | High Usage | 83 |  | 0.62 | 55 | 55 | 60 |  | 74 | No |  | Yes | TRUE | 1090.9091 | Gas Storage | HIGH DRAW | TRUE | Gas StorageHIGH DRAW | 2 | 55 | 60 | 7.9323 | 0.59818 | 0.62913 | 0.62 | Y | 0.68 | 0.78 | 0.78 | [6 empty] | N | AHRI
206954685 |  | Active | LOCHINVAR |  | CGN055060 2** | Natural Gas | Storage | High Usage | 83 |  | 0.62 | 55 | 55 | 60 |  | 74 | No |  | Yes | TRUE | 1090.9091 | Gas Storage | HIGH DRAW | TRUE | Gas StorageHIGH DRAW | 2 | 55 | 60 | 7.9323 | 0.59818 | 0.62913 | 0.62 | Y | 0.68 | 0.78 | 0.78 | [6 empty] | N | AHRI
206954686 |  | Active | LOCHINVAR |  | CGN055060M 2** | Natural Gas | Storage | High Usage | 83 |  | 0.62 | 55 | 55 | 60 |  | 74 | No |  | Yes | TRUE | 1090.9091 | Gas Storage | HIGH DRAW | TRUE | Gas StorageHIGH DRAW | 2 | 55 | 60 | 7.9323 | 0.59818 | 0.62913 | 0.62 | Y | 0.68 | 0.78 | 0.78 | [6 empty] | N | AHRI
206954690 |  | Active | LOCHINVAR |  | GTN05560-8 2** | Natural Gas | Storage | High Usage | 83 |  | 0.62 | 55 | 55 | 60 |  | 74 | No |  | Yes | TRUE | 1090.9091 | Gas Storage | HIGH DRAW | TRUE | Gas StorageHIGH DRAW | 2 | 55 | 60 | 7.9323 | 0.59818 | 0.62913 | 0.62 | Y | 0.68 | 0.78 | 0.78 | [6 empty] | N | AHRI
206954691 |  | Active | LOCHINVAR |  | GTN05560-8ST 2** | Natural Gas | Storage | High Usage | 83 |  | 0.62 | 55 | 55 | 60 |  | 74 | No |  | Yes | TRUE | 1090.9091 | Gas Storage | HIGH DRAW | TRUE | Gas StorageHIGH DRAW | 2 | 55 | 60 | 7.9323 | 0.59818 | 0.62913 | 0.62 | Y | 0.68 | 0.78 | 0.78 | [6 empty] | N | AHRI
206954694 |  | Active | LOCHINVAR |  | GTN05560-8T 2** | Natural Gas | Storage | High Usage | 83 |  | 0.62 | 55 | 55 | 60 |  | 74 | No |  | Yes | TRUE | 1090.9091 | Gas Storage | HIGH DRAW | TRUE | Gas StorageHIGH DRAW | 2 | 55 | 60 | 7.9323 | 0.59818 | 0.62913 | 0.62 | Y | 0.68 | 0.78 | 0.78 | [6 empty] | N | AHRI
206954695 |  | Active | RELIANCE WATER HEATERS |  | 6-55-YXCT 2** | Natural Gas | Storage | High Usage | 83 |  | 0.62 | 55 | 55 | 60 |  | 74 | No |  | Yes | TRUE | 1090.9091 | Gas Storage | HIGH DRAW | TRUE | Gas StorageHIGH DRAW | 2 | 55 | 60 | 7.9323 | 0.59818 | 0.62913 | 0.62 | Y | 0.68 | 0.78 | 0.78 | [6 empty] | N | AHRI
206954698 |  | Active | RELIANCE WATER HEATERS |  | 6-55-YXCTL 2** | Natural Gas | Storage | High Usage | 83 |  | 0.62 | 55 | 55 | 60 |  | 74 | No |  | Yes | TRUE | 1090.9091 | Gas Storage | HIGH DRAW | TRUE | Gas StorageHIGH DRAW | 2 | 55 | 60 | 7.9323 | 0.59818 | 0.62913 | 0.62 | Y | 0.68 | 0.78 | 0.78 | [6 empty] | N | AHRI
206954700 |  | Active | STATE |  | GS6-55-XCT 2** | Natural Gas | Storage | High Usage | 83 |  | 0.62 | 55 | 55 | 60 |  | 74 | No |  | Yes | TRUE | 1090.9091 | Gas Storage | HIGH DRAW | TRUE | Gas StorageHIGH DRAW | 2 | 55 | 60 | 7.9323 | 0.59818 | 0.62913 | 0.62 | Y | 0.68 | 0.78 | 0.78 | [6 empty] | N | AHRI
206954702 |  | Active | STATE |  | GSX-55-XCT 2** | Natural Gas | Storage | High Usage | 83 |  | 0.62 | 55 | 55 | 60 |  | 74 | No |  | Yes | TRUE | 1090.9091 | Gas Storage | HIGH DRAW | TRUE | Gas StorageHIGH DRAW | 2 | 55 | 60 | 7.9323 | 0.59818 | 0.62913 | 0.62 | Y | 0.68 | 0.78 | 0.78 | [6 empty] | N | AHRI
206954704 |  | Active | STATE |  | GS6-55-XCTL 2** | Natural Gas | Storage | High Usage | 83 |  | 0.62 | 55 | 55 | 60 |  | 74 | No |  | Yes | TRUE | 1090.9091 | Gas Storage | HIGH DRAW | TRUE | Gas StorageHIGH DRAW | 2 | 55 | 60 | 7.9323 | 0.59818 | 0.62913 | 0.62 | Y | 0.68 | 0.78 | 0.78 | [6 empty] | N | AHRI
206954707 |  | Active | STATE |  | SBS-55-60 2** | Natural Gas | Storage | High Usage | 83 |  | 0.62 | 55 | 55 | 60 |  | 74 | No |  | Yes | TRUE | 1090.9091 | Gas Storage | HIGH DRAW | TRUE | Gas StorageHIGH DRAW | 2 | 55 | 60 | 7.9323 | 0.59818 | 0.62913 | 0.62 | Y | 0.68 | 0.78 | 0.78 | [6 empty] | N | AHRI
206954711 |  | Active | STATE |  | GW8-55-XCT 2** | Natural Gas | Storage | High Usage | 83 |  | 0.62 | 55 | 55 | 60 |  | 74 | No |  | Yes | TRUE | 1090.9091 | Gas Storage | HIGH DRAW | TRUE | Gas StorageHIGH DRAW | 2 | 55 | 60 | 7.9323 | 0.59818 | 0.62913 | 0.62 | Y | 0.68 | 0.78 | 0.78 | [6 empty] | N | AHRI
206954712 |  | Active | STATE |  | GW8-55-XCTL 2** | Natural Gas | Storage | High Usage | 83 |  | 0.62 | 55 | 55 | 60 |  | 74 | No |  | Yes | TRUE | 1090.9091 | Gas Storage | HIGH DRAW | TRUE | Gas StorageHIGH DRAW | 2 | 55 | 60 | 7.9323 | 0.59818 | 0.62913 | 0.62 | Y | 0.68 | 0.78 | 0.78 | [6 empty] | N | AHRI
206954716 |  | Active | STATE |  | GSX-55-XCTL 2** | Natural Gas | Storage | High Usage | 83 |  | 0.62 | 55 | 55 | 60 |  | 74 | No |  | Yes | TRUE | 1090.9091 | Gas Storage | HIGH DRAW | TRUE | Gas StorageHIGH DRAW | 2 | 55 | 60 | 7.9323 | 0.59818 | 0.62913 | 0.62 | Y | 0.68 | 0.78 | 0.78 | [6 empty] | N | AHRI
7169523 |  | Active | NORITZ |  | NR501-OD-NG | Natural Gas | Instantaneous | Medium Usage |  | 3.1 | 0.82 | 0 | 1 | 120 |  | 84 | Yes |  | Yes | TRUE | 120000 | Gas Instantaneous | MEDIUM DRAW | TRUE | Gas InstantaneousMEDIUM DRAW | 4 | 2 | 120 |  | 0.83303 | 0.83201 | 0.81 |  | 0.87 | 0.92 | 0.92 | 0.96 | 0.96 |  |  |  |  | N | AHRI
7169530 |  | Active | NORITZ |  | NR662-OD-NG | Natural Gas | Instantaneous | Medium Usage |  | 3.6 | 0.82 | 0 | 1 | 140 |  | 84 | Yes |  | Yes | TRUE | 140000 | Gas Instantaneous | MEDIUM DRAW | TRUE | Gas InstantaneousMEDIUM DRAW | 4 | 2 | 140 |  | 0.83302 | 0.83201 | 0.81 |  | 0.87 | 0.92 | 0.92 | 0.96 | 0.96 |  |  |  |  | N | AHRI
7169554 |  | Active | NORITZ |  | NRC711-OD-NG | Natural Gas | Instantaneous | High Usage |  | 4.3 | 0.89 | 0 | 1 | 157 |  | 91 | Yes |  | Yes | TRUE | 157000 | Gas Instantaneous | HIGH DRAW | TRUE | Gas InstantaneousHIGH DRAW | 4 | 2 | 157 |  | 0.90067 | 0.90302 | 0.81 |  | 0.87 | 0.92 | 0.92 | 0.96 | 0.96 |  | Y |  |  | N | AHRI
7169557 |  | Active | NORITZ |  | NRC711-DV-NG | Natural Gas | Instantaneous | High Usage |  | 4.3 | 0.89 | 0 | 1 | 157 |  | 92 | Yes |  | Yes | TRUE | 157000 | Gas Instantaneous | HIGH DRAW | TRUE | Gas InstantaneousHIGH DRAW | 4 | 2 | 157 |  | 0.89739 | 0.90302 | 0.81 |  | 0.87 | 0.92 | 0.92 | 0.96 | 0.96 |  | Y |  |  | N | AHRI
7170855 |  | Active | NORITZ |  | NRC661A-DV-NG | Natural Gas | Instantaneous | Medium Usage |  | 3.4 | 0.89 | 0 | 1 | 120 |  | 92 | Yes |  | Yes | TRUE | 120000 | Gas Instantaneous | MEDIUM DRAW | TRUE | Gas InstantaneousMEDIUM DRAW | 4 | 2 | 120 |  | 0.90515 | 0.90302 | 0.81 |  | 0.87 | 0.92 | 0.92 | 0.96 | 0.96 |  | Y |  |  | N | AHRI
7170857 |  | Active | NORITZ |  | NRC661A-OD-NG | Natural Gas | Instantaneous | Medium Usage |  | 3.4 | 0.89 | 0 | 1 | 120 |  | 92 | Yes |  | Yes | TRUE | 120000 | Gas Instantaneous | MEDIUM DRAW | TRUE | Gas InstantaneousMEDIUM DRAW | 4 | 2 | 120 |  | 0.90515 | 0.90302 | 0.81 |  | 0.87 | 0.92 | 0.92 | 0.96 | 0.96 |  | Y |  |  | N | AHRI
7290427 |  | Active | NORITZ |  | NRC663-FSV-NG | Natural Gas | Instantaneous | Medium Usage |  | 3.4 | 0.87 | 0 | 1 | 120 |  | 91 | Yes |  | Yes | TRUE | 120000 | Gas Instantaneous | MEDIUM DRAW | TRUE | Gas InstantaneousMEDIUM DRAW | 4 | 2 | 120 |  | 0.88612 | 0.88273 | 0.81 |  | 0.87 | 0.92 | 0.92 | 0.96 | 0.96 |  | Y |  |  | N | AHRI
7370926 |  | Active | RINNAI | RLX94i | REU-VC2737FFUD-US | Natural Gas | Instantaneous | High Usage |  | 4.7 | 0.82 | 0 | 1 | 192 |  | 84 | Yes |  | Yes | TRUE | 192000 | Gas Instantaneous | HIGH DRAW | TRUE | Gas InstantaneousHIGH DRAW | 4 | 2 | 192 |  | 0.82933 | 0.83201 | 0.81 |  | 0.87 | 0.92 | 0.92 | 0.96 | 0.96 |  |  |  |  | N | AHRI
7426606 |  | Production Stopped | WESTINGHOUSE |  | WGRTNG199 | Natural Gas | Instantaneous | High Usage |  | 5.9 | 0.96 | 1 | 1 | 199 |  | 99 | Yes |  | Yes | TRUE | 199000 | Gas Instantaneous | HIGH DRAW | TRUE | Gas InstantaneousHIGH DRAW | 4 | 2 | 199 |  | 0.96872 | 0.97403 | 0.81 |  | 0.87 | 0.92 | 0.92 | 0.96 | 0.96 |  |  |  | Y | N | AHRI
7432737 |  | Active | NORITZ |  | NRCP982-DV-NG | Natural Gas | Instantaneous | High Usage |  | 5.4 | 0.94 | 0 | 1 | 180 |  | 99 | Yes |  | Yes | TRUE | 180000 | Gas Instantaneous | HIGH DRAW | TRUE | Gas InstantaneousHIGH DRAW | 4 | 2 | 180 |  | 0.94202 | 0.95374 | 0.81 |  | 0.87 | 0.92 | 0.92 | 0.96 | 0.96 |  |  | Y |  | N | AHRI
7432741 |  | Active | NORITZ |  | NRCP1112-DV-NG | Natural Gas | Instantaneous | High Usage |  | 5.7 | 0.94 | 0 | 1 | 199 |  | 99 | Yes |  | Yes | TRUE | 199000 | Gas Instantaneous | HIGH DRAW | TRUE | Gas InstantaneousHIGH DRAW | 4 | 2 | 199 |  | 0.94203 | 0.95374 | 0.81 |  | 0.87 | 0.92 | 0.92 | 0.96 | 0.96 |  |  | Y |  | N | AHRI
8552226 |  | Active | RHEEM |  | RTG-95DVLN-1 | Natural Gas | Instantaneous | High Usage |  | 5 | 0.82 | 0 | 0 | 199.9 |  | 84 | Yes |  | Yes | TRUE | 199900 | Gas Instantaneous | HIGH DRAW | TRUE | Gas InstantaneousHIGH DRAW | 4 | 2 | 199.9 |  | 0.82933 | 0.83201 | 0.81 |  | 0.87 | 0.92 | 0.92 | 0.96 | 0.96 |  |  |  |  | N | AHRI
8552228 |  | Active | RHEEM |  | RTG-84DVLN-1 | Natural Gas | Instantaneous | High Usage |  | 4.5 | 0.82 | 0 | 0 | 180 |  | 84 | Yes |  | Yes | TRUE | 180000 | Gas Instantaneous | HIGH DRAW | TRUE | Gas InstantaneousHIGH DRAW | 4 | 2 | 180 |  | 0.82933 | 0.83201 | 0.81 |  | 0.87 | 0.92 | 0.92 | 0.96 | 0.96 |  |  |  |  | N | AHRI
8552232 |  | Active | RHEEM |  | RTG-95DVLNWA-1 | Natural Gas | Instantaneous | High Usage |  | 5 | 0.82 | 0 | 0 | 199.9 |  | 84 | Yes |  | Yes | TRUE | 199900 | Gas Instantaneous | HIGH DRAW | TRUE | Gas InstantaneousHIGH DRAW | 4 | 2 | 199.9 |  | 0.82933 | 0.83201 | 0.81 |  | 0.87 | 0.92 | 0.92 | 0.96 | 0.96 |  |  |  |  | N | AHRI
8552234 |  | Active | RHEEM |  | RTG-84DVLNWA-1 | Natural Gas | Instantaneous | High Usage |  | 4.5 | 0.82 | 0 | 0 | 180 |  | 85 | Yes |  | Yes | TRUE | 180000 | Gas Instantaneous | HIGH DRAW | TRUE | Gas InstantaneousHIGH DRAW | 4 | 2 | 180 |  | 0.82607 | 0.83201 | 0.81 |  | 0.87 | 0.92 | 0.92 | 0.96 | 0.96 |  |  |  |  | N | AHRI
8552238 |  | Active | RUUD |  | RUTG-95DVLN-1 | Natural Gas | Instantaneous | High Usage |  | 5 | 0.82 | 0 | 0 | 199.9 |  | 84 | Yes |  | Yes | TRUE | 199900 | Gas Instantaneous | HIGH DRAW | TRUE | Gas InstantaneousHIGH DRAW | 4 | 2 | 199.9 |  | 0.82933 | 0.83201 | 0.81 |  | 0.87 | 0.92 | 0.92 | 0.96 | 0.96 |  |  |  |  | N | AHRI
8552239 |  | Production Stopped | RUUD |  | RUTG-95DVLNWA-1 | Natural Gas | Instantaneous | High Usage |  | 5 | 0.82 | 0 | 0 | 199.9 |  | 84 | Yes |  | Yes | TRUE | 199900 | Gas Instantaneous | HIGH DRAW | TRUE | Gas InstantaneousHIGH DRAW | 4 | 2 | 199.9 |  | 0.82933 | 0.83201 | 0.81 |  | 0.87 | 0.92 | 0.92 | 0.96 | 0.96 |  |  |  |  | N | AHRI
8552240 |  | Active | RHEEM/ECOSENSE |  | ECO200DVLN3-1 | Natural Gas | Instantaneous | High Usage |  | 5 | 0.82 | 0 | 0 | 199.9 |  | 84 | Yes |  | Yes | TRUE | 199900 | Gas Instantaneous | HIGH DRAW | TRUE | Gas InstantaneousHIGH DRAW | 4 | 2 | 199.9 |  | 0.82933 | 0.83201 | 0.81 |  | 0.87 | 0.92 | 0.92 | 0.96 | 0.96 |  |  |  |  | N | AHRI
8552242 |  | Active | RICHMOND |  | RMTG95DVLN-1 | Natural Gas | Instantaneous | High Usage |  | 5 | 0.82 | 0 | 0 | 199.9 |  | 84 | Yes |  | Yes | TRUE | 199900 | Gas Instantaneous | HIGH DRAW | TRUE | Gas InstantaneousHIGH DRAW | 4 | 2 | 199.9 |  | 0.82933 | 0.83201 | 0.81 |  | 0.87 | 0.92 | 0.92 | 0.96 | 0.96 |  |  |  |  | N | AHRI
8552253 |  | Active | RUUD |  | RUTG-84DVLN-1 | Natural Gas | Instantaneous | High Usage |  | 4.5 | 0.82 | 0 | 0 | 180 |  | 85 | Yes |  | Yes | TRUE | 180000 | Gas Instantaneous | HIGH DRAW | TRUE | Gas InstantaneousHIGH DRAW | 4 | 2 | 180 |  | 0.82607 | 0.83201 | 0.81 |  | 0.87 | 0.92 | 0.92 | 0.96 | 0.96 |  |  |  |  | N | AHRI
8552254 |  | Active | RUUD |  | RUTG-84DVLNWA-1 | Natural Gas | Instantaneous | High Usage |  | 4.5 | 0.82 | 0 | 0 | 180 |  | 85 | Yes |  | Yes | TRUE | 180000 | Gas Instantaneous | HIGH DRAW | TRUE | Gas InstantaneousHIGH DRAW | 4 | 2 | 180 |  | 0.82607 | 0.83201 | 0.81 |  | 0.87 | 0.92 | 0.92 | 0.96 | 0.96 |  |  |  |  | N | AHRI
8552255 |  | Active | RHEEM/ECOSENSE |  | ECO180DVLN3-1 | Natural Gas | Instantaneous | High Usage |  | 4.5 | 0.82 | 0 | 0 | 180 |  | 85 | Yes |  | Yes | TRUE | 180000 | Gas Instantaneous | HIGH DRAW | TRUE | Gas InstantaneousHIGH DRAW | 4 | 2 | 180 |  | 0.82607 | 0.83201 | 0.81 |  | 0.87 | 0.92 | 0.92 | 0.96 | 0.96 |  |  |  |  | N | AHRI
8552256 |  | Active | RICHMOND |  | RMTG84DVLN-1 | Natural Gas | Instantaneous | High Usage |  | 4.5 | 0.82 | 0 | 0 | 180 |  | 85 | Yes |  | Yes | TRUE | 180000 | Gas Instantaneous | HIGH DRAW | TRUE | Gas InstantaneousHIGH DRAW | 4 | 2 | 180 |  | 0.82607 | 0.83201 | 0.81 |  | 0.87 | 0.92 | 0.92 | 0.96 | 0.96 |  |  |  |  | N | AHRI
8552279 |  | Active | RHEEM |  | RTG-95XLN-1 | Natural Gas | Instantaneous | High Usage |  | 4.9 | 0.81 | 0 | 0 | 199.9 |  | 83 | No |  | Yes | TRUE | 199900 | Gas Instantaneous | HIGH DRAW | TRUE | Gas InstantaneousHIGH DRAW | 4 | 2 | 199.9 |  | 0.81914 | 0.82187 | 0.81 | Y | 0.87 | 0.92 | 0.92 | 0.96 | 0.96 |  |  |  |  | N | AHRI
8552280 |  | Active | RHEEM |  | RTG-95XLNWA-1 | Natural Gas | Instantaneous | High Usage |  | 4.9 | 0.81 | 0 | 0 | 199.9 |  | 83 | No |  | Yes | TRUE | 199900 | Gas Instantaneous | HIGH DRAW | TRUE | Gas InstantaneousHIGH DRAW | 4 | 2 | 199.9 |  | 0.81914 | 0.82187 | 0.81 | Y | 0.87 | 0.92 | 0.92 | 0.96 | 0.96 |  |  |  |  | N | AHRI
8552281 |  | Active | RUUD |  | RUTG-95XLN-1 | Natural Gas | Instantaneous | High Usage |  | 4.9 | 0.81 | 0 | 0 | 199.9 |  | 83 | No |  | Yes | TRUE | 199900 | Gas Instantaneous | HIGH DRAW | TRUE | Gas InstantaneousHIGH DRAW | 4 | 2 | 199.9 |  | 0.81914 | 0.82187 | 0.81 | Y | 0.87 | 0.92 | 0.92 | 0.96 | 0.96 |  |  |  |  | N | AHRI
8552282 |  | Active | RUUD |  | RUTG-95XLNWA-1 | Natural Gas | Instantaneous | High Usage |  | 4.9 | 0.81 | 0 | 0 | 199.9 |  | 83 | No |  | Yes | TRUE | 199900 | Gas Instantaneous | HIGH DRAW | TRUE | Gas InstantaneousHIGH DRAW | 4 | 2 | 199.9 |  | 0.81914 | 0.82187 | 0.81 | Y | 0.87 | 0.92 | 0.92 | 0.96 | 0.96 |  |  |  |  | N | AHRI
8552283 |  | Active | RHEEM/ECOSENSE |  | ECO200XLN3-1 | Natural Gas | Instantaneous | High Usage |  | 4.9 | 0.81 | 0 | 0 | 199.9 |  | 83 | No |  | Yes | TRUE | 199900 | Gas Instantaneous | HIGH DRAW | TRUE | Gas InstantaneousHIGH DRAW | 4 | 2 | 199.9 |  | 0.81914 | 0.82187 | 0.81 | Y | 0.87 | 0.92 | 0.92 | 0.96 | 0.96 |  |  |  |  | N | AHRI
8552284 |  | Active | RICHMOND |  | RMTG95XLN-1 | Natural Gas | Instantaneous | High Usage |  | 4.9 | 0.81 | 0 | 0 | 199.9 |  | 83 | No |  | Yes | TRUE | 199900 | Gas Instantaneous | HIGH DRAW | TRUE | Gas InstantaneousHIGH DRAW | 4 | 2 | 199.9 |  | 0.81914 | 0.82187 | 0.81 | Y | 0.87 | 0.92 | 0.92 | 0.96 | 0.96 |  |  |  |  | N | AHRI
8552298 |  | Active | RHEEM |  | RTG-84XLN-1 | Natural Gas | Instantaneous | High Usage |  | 4.5 | 0.81 | 0 | 0 | 180 |  | 83 | No |  | Yes | TRUE | 180000 | Gas Instantaneous | HIGH DRAW | TRUE | Gas InstantaneousHIGH DRAW | 4 | 2 | 180 |  | 0.81914 | 0.82187 | 0.81 | Y | 0.87 | 0.92 | 0.92 | 0.96 | 0.96 |  |  |  |  | N | AHRI
8552299 |  | Production Stopped | RHEEM |  | RTG-84XLNWA-1 | Natural Gas | Instantaneous | High Usage |  | 4.5 | 0.82 | 0 | 0 | 180 |  | 85 | Yes |  | Yes | TRUE | 180000 | Gas Instantaneous | HIGH DRAW | TRUE | Gas InstantaneousHIGH DRAW | 4 | 2 | 180 |  | 0.82607 | 0.83201 | 0.81 |  | 0.87 | 0.92 | 0.92 | 0.96 | 0.96 |  |  |  |  | N | AHRI
8552300 |  | Active | RUUD |  | RUTG-84XLN-1 | Natural Gas | Instantaneous | High Usage |  | 4.5 | 0.81 | 0 | 0 | 180 |  | 83 | No |  | Yes | TRUE | 180000 | Gas Instantaneous | HIGH DRAW | TRUE | Gas InstantaneousHIGH DRAW | 4 | 2 | 180 |  | 0.81914 | 0.82187 | 0.81 | Y | 0.87 | 0.92 | 0.92 | 0.96 | 0.96 |  |  |  |  | N | AHRI
8552301 |  | Active | RUUD |  | RUTG-84XLNWA-1 | Natural Gas | Instantaneous | High Usage |  | 4.5 | 0.81 | 0 | 0 | 180 |  | 83 | No |  | Yes | TRUE | 180000 | Gas Instantaneous | HIGH DRAW | TRUE | Gas InstantaneousHIGH DRAW | 4 | 2 | 180 |  | 0.81914 | 0.82187 | 0.81 | Y | 0.87 | 0.92 | 0.92 | 0.96 | 0.96 |  |  |  |  | N | AHRI
8552302 |  | Active | RHEEM/ECOSENSE |  | ECO180XLN3-1 | Natural Gas | Instantaneous | High Usage |  | 4.5 | 0.81 | 0 | 0 | 180 |  | 83 | No |  | Yes | TRUE | 180000 | Gas Instantaneous | HIGH DRAW | TRUE | Gas InstantaneousHIGH DRAW | 4 | 2 | 180 |  | 0.81914 | 0.82187 | 0.81 | Y | 0.87 | 0.92 | 0.92 | 0.96 | 0.96 |  |  |  |  | N | AHRI
8552303 |  | Production Stopped | RICHMOND |  | RMTG84XLN-1 | Natural Gas | Instantaneous | High Usage |  | 4.5 | 0.81 | 0 | 0 | 180 |  | 83 | No |  | Yes | TRUE | 180000 | Gas Instantaneous | HIGH DRAW | TRUE | Gas InstantaneousHIGH DRAW | 4 | 2 | 180 |  | 0.81914 | 0.82187 | 0.81 | Y | 0.87 | 0.92 | 0.92 | 0.96 | 0.96 |  |  |  |  | N | AHRI
8561845 |  | Production Stopped | WESTINGHOUSE |  | WGRTCNG199 | Natural Gas | Instantaneous | High Usage |  | 5.9 | 0.93 | 1 | 1 | 199 |  | 96 | Yes |  | Yes | TRUE | 199000 | Gas Instantaneous | HIGH DRAW | TRUE | Gas InstantaneousHIGH DRAW | 4 | 2 | 199 |  | 0.93816 | 0.9436 | 0.81 |  | 0.87 | 0.92 | 0.92 | 0.96 | 0.96 |  |  | Y |  | N | AHRI
10147090 |  | Production Stopped | WESTINGHOUSE |  | WGRTNG150 | Natural Gas | Instantaneous | High Usage |  | 4.5 | 0.93 | 1 | 1 | 150 |  | 95 | Yes |  | Yes | TRUE | 150000 | Gas Instantaneous | HIGH DRAW | TRUE | Gas InstantaneousHIGH DRAW | 4 | 2 | 150 |  | 0.94144 | 0.9436 | 0.81 |  | 0.87 | 0.92 | 0.92 | 0.96 | 0.96 |  |  | Y |  | N | AHRI
10338502 |  | Production Stopped | RICHMOND |  | RMTGH95DVLN-1 | Natural Gas | Instantaneous | High Usage |  | 5.7 | 0.93 | 0 | 0 | 199.9 |  | 96 | Yes |  | Yes | TRUE | 199900 | Gas Instantaneous | HIGH DRAW | TRUE | Gas InstantaneousHIGH DRAW | 4 | 2 | 199.9 |  | 0.93816 | 0.9436 | 0.81 |  | 0.87 | 0.92 | 0.92 | 0.96 | 0.96 |  |  | Y |  | N | AHRI
10338842 |  | Active | RICHMOND |  | CRMTGH95DVLN-1 | Natural Gas | Instantaneous | High Usage |  | 5.7 | 0.93 | 0 | 0 | 199.9 |  | 96 | Yes |  | Yes | TRUE | 199900 | Gas Instantaneous | HIGH DRAW | TRUE | Gas InstantaneousHIGH DRAW | 4 | 2 | 199.9 |  | 0.93816 | 0.9436 | 0.81 |  | 0.87 | 0.92 | 0.92 | 0.96 | 0.96 |  |  | Y |  | N | AHRI
10338843 |  | Active | RICHMOND |  | RMTGH90DVLN-1 | Natural Gas | Instantaneous | High Usage |  | 5.2 | 0.93 | 0 | 0 | 180 |  | 95 | Yes |  | Yes | TRUE | 180000 | Gas Instantaneous | HIGH DRAW | TRUE | Gas InstantaneousHIGH DRAW | 4 | 2 | 180 |  | 0.94144 | 0.9436 | 0.81 |  | 0.87 | 0.92 | 0.92 | 0.96 | 0.96 |  |  | Y |  | N | AHRI
10338845 |  | Production Stopped | RICHMOND |  | RMTGH84DVLN-1 | Natural Gas | Instantaneous | High Usage |  | 4.6 | 0.93 | 0 | 0 | 157 |  | 96 | Yes |  | Yes | TRUE | 157000 | Gas Instantaneous | HIGH DRAW | TRUE | Gas InstantaneousHIGH DRAW | 4 | 2 | 157 |  | 0.93815 | 0.9436 | 0.81 |  | 0.87 | 0.92 | 0.92 | 0.96 | 0.96 |  |  | Y |  | N | AHRI
10338848 |  | Production Stopped | RICHMOND |  | RMTGH95XLN-1 | Natural Gas | Instantaneous | High Usage |  | 5.6 | 0.93 | 0 | 0 | 199.9 |  | 96 | Yes |  | Yes | TRUE | 199900 | Gas Instantaneous | HIGH DRAW | TRUE | Gas InstantaneousHIGH DRAW | 4 | 2 | 199.9 |  | 0.93816 | 0.9436 | 0.81 |  | 0.87 | 0.92 | 0.92 | 0.96 | 0.96 |  |  | Y |  | N | AHRI
10338849 |  | Production Stopped | RICHMOND |  | RMTGH90XLN-1 | Natural Gas | Instantaneous | High Usage |  | 5.2 | 0.93 | 0 | 0 | 180 |  | 95 | Yes |  | Yes | TRUE | 180000 | Gas Instantaneous | HIGH DRAW | TRUE | Gas InstantaneousHIGH DRAW | 4 | 2 | 180 |  | 0.94144 | 0.9436 | 0.81 |  | 0.87 | 0.92 | 0.92 | 0.96 | 0.96 |  |  | Y |  | N | AHRI
10338860 |  | Active | RHEEM |  | RTGH-84XLN-1 | Natural Gas | Instantaneous | High Usage |  | 4.5 | 0.93 | 0 | 0 | 157 |  | 96 | Yes |  | Yes | TRUE | 157000 | Gas Instantaneous | HIGH DRAW | TRUE | Gas InstantaneousHIGH DRAW | 4 | 2 | 157 |  | 0.93815 | 0.9436 | 0.81 |  | 0.87 | 0.92 | 0.92 | 0.96 | 0.96 |  |  | Y |  | N | AHRI
10338875 |  | Production Stopped | RICHMOND |  | RMTGH84XLN-1 | Natural Gas | Instantaneous | High Usage |  | 4.5 | 0.93 | 0 | 0 | 157 |  | 96 | Yes |  | Yes | TRUE | 157000 | Gas Instantaneous | HIGH DRAW | TRUE | Gas InstantaneousHIGH DRAW | 4 | 2 | 157 |  | 0.93815 | 0.9436 | 0.81 |  | 0.87 | 0.92 | 0.92 | 0.96 | 0.96 |  |  | Y |  | N | AHRI
10345303 |  | Production Stopped | RICHMOND |  | RMTGH95DVELN-1 | Natural Gas | Instantaneous | High Usage |  | 5.7 | 0.93 | 0 | 0 | 199 |  | 96 | Yes |  | Yes | TRUE | 199000 | Gas Instantaneous | HIGH DRAW | TRUE | Gas InstantaneousHIGH DRAW | 4 | 2 | 199 |  | 0.93816 | 0.9436 | 0.81 |  | 0.87 | 0.92 | 0.92 | 0.96 | 0.96 |  |  | Y |  | N | AHRI
10345343 |  | Production Stopped | RICHMOND |  | RMTGH95XELN-1 | Natural Gas | Instantaneous | High Usage |  | 5.6 | 0.93 | 0 | 0 | 199.9 |  | 96 | Yes |  | Yes | TRUE | 199900 | Gas Instantaneous | HIGH DRAW | TRUE | Gas InstantaneousHIGH DRAW | 4 | 2 | 199.9 |  | 0.93816 | 0.9436 | 0.81 |  | 0.87 | 0.92 | 0.92 | 0.96 | 0.96 |  |  | Y |  | N | AHRI
10345346 |  | Active | RHEEM |  | RTGH-C95DVLN | Natural Gas | Instantaneous | High Usage |  | 5.7 | 0.93 | 0 | 0 | 199.9 |  | 96 | Yes |  | Yes | TRUE | 199900 | Gas Instantaneous | HIGH DRAW | TRUE | Gas InstantaneousHIGH DRAW | 4 | 2 | 199.9 |  | 0.93816 | 0.9436 | 0.81 |  | 0.87 | 0.92 | 0.92 | 0.96 | 0.96 |  |  | Y |  | N | AHRI
10345349 |  | Active | RHEEM |  | RTGH-CM95DVLN | Natural Gas | Instantaneous | High Usage |  | 5.7 | 0.93 | 0 | 0 | 199.9 |  | 96 | Yes |  | Yes | TRUE | 199900 | Gas Instantaneous | HIGH DRAW | TRUE | Gas InstantaneousHIGH DRAW | 4 | 2 | 199.9 |  | 0.93816 | 0.9436 | 0.81 |  | 0.87 | 0.92 | 0.92 | 0.96 | 0.96 |  |  | Y |  | N | AHRI
10345350 |  | Active | RHEEM |  | RTGH-C95XLN | Natural Gas | Instantaneous | High Usage |  | 5.6 | 0.93 | 0 | 0 | 199.9 |  | 96 | Yes |  | Yes | TRUE | 199900 | Gas Instantaneous | HIGH DRAW | TRUE | Gas InstantaneousHIGH DRAW | 4 | 2 | 199.9 |  | 0.93816 | 0.9436 | 0.81 |  | 0.87 | 0.92 | 0.92 | 0.96 | 0.96 |  |  | Y |  | N | AHRI
10345353 |  | Active | RHEEM |  | RTGH-CM95XLN | Natural Gas | Instantaneous | High Usage |  | 5.6 | 0.93 | 0 | 0 | 199.9 |  | 96 | Yes |  | Yes | TRUE | 199900 | Gas Instantaneous | HIGH DRAW | TRUE | Gas InstantaneousHIGH DRAW | 4 | 2 | 199.9 |  | 0.93816 | 0.9436 | 0.81 |  | 0.87 | 0.92 | 0.92 | 0.96 | 0.96 |  |  | Y |  | N | AHRI
10447390 |  | Active | RHEEM |  | RTG-95DVELN-1 | Natural Gas | Instantaneous | High Usage |  | 5 | 0.82 | 0 | 0 | 199.9 |  | 84 | Yes |  | Yes | TRUE | 199900 | Gas Instantaneous | HIGH DRAW | TRUE | Gas InstantaneousHIGH DRAW | 4 | 2 | 199.9 |  | 0.82933 | 0.83201 | 0.81 |  | 0.87 | 0.92 | 0.92 | 0.96 | 0.96 |  |  |  |  | N | AHRI
10447393 |  | Active | RUUD |  | RUTG-95DVELN-1 | Natural Gas | Instantaneous | High Usage |  | 5 | 0.82 | 0 | 0 | 199.9 |  | 84 | Yes |  | Yes | TRUE | 199900 | Gas Instantaneous | HIGH DRAW | TRUE | Gas InstantaneousHIGH DRAW | 4 | 2 | 199.9 |  | 0.82933 | 0.83201 | 0.81 |  | 0.87 | 0.92 | 0.92 | 0.96 | 0.96 |  |  |  |  | N | AHRI
10447394 |  | Active | RHEEM/ECOSENSE |  | ECO200DVELN3-1 | Natural Gas | Instantaneous | High Usage |  | 5 | 0.82 | 0 | 0 | 199.9 |  | 84 | Yes |  | Yes | TRUE | 199900 | Gas Instantaneous | HIGH DRAW | TRUE | Gas InstantaneousHIGH DRAW | 4 | 2 | 199.9 |  | 0.82933 | 0.83201 | 0.81 |  | 0.87 | 0.92 | 0.92 | 0.96 | 0.96 |  |  |  |  | N | AHRI
10447396 |  | Active | RHEEM/ECOSENSE |  | ECO180DVELN3-1 | Natural Gas | Instantaneous | High Usage |  | 4.5 | 0.82 | 0 | 0 | 180 |  | 85 | Yes |  | Yes | TRUE | 180000 | Gas Instantaneous | HIGH DRAW | TRUE | Gas InstantaneousHIGH DRAW | 4 | 2 | 180 |  | 0.82607 | 0.83201 | 0.81 |  | 0.87 | 0.92 | 0.92 | 0.96 | 0.96 |  |  |  |  | N | AHRI
10447398 |  | Active | RHEEM/ECOSENSE |  | RTG-95DVELNWA-1 | Natural Gas | Instantaneous | High Usage |  | 5 | 0.82 | 0 | 0 | 199.9 |  | 84 | Yes |  | Yes | TRUE | 199900 | Gas Instantaneous | HIGH DRAW | TRUE | Gas InstantaneousHIGH DRAW | 4 | 2 | 199.9 |  | 0.82933 | 0.83201 | 0.81 |  | 0.87 | 0.92 | 0.92 | 0.96 | 0.96 |  |  |  |  | N | AHRI
10447592 |  | Active | RHEEM |  | RTG-95XELN-1 | Natural Gas | Instantaneous | High Usage |  | 4.9 | 0.81 | 0 | 0 | 199.9 |  | 83 | No |  | Yes | TRUE | 199900 | Gas Instantaneous | HIGH DRAW | TRUE | Gas InstantaneousHIGH DRAW | 4 | 2 | 199.9 |  | 0.81914 | 0.82187 | 0.81 | Y | 0.87 | 0.92 | 0.92 | 0.96 | 0.96 |  |  |  |  | N | AHRI
10447626 |  | Active | RHEEM |  | RTG-95XELNWA-1 | Natural Gas | Instantaneous | High Usage |  | 4.9 | 0.81 | 0 | 0 | 199.9 |  | 83 | No |  | Yes | TRUE | 199900 | Gas Instantaneous | HIGH DRAW | TRUE | Gas InstantaneousHIGH DRAW | 4 | 2 | 199.9 |  | 0.81914 | 0.82187 | 0.81 | Y | 0.87 | 0.92 | 0.92 | 0.96 | 0.96 |  |  |  |  | N | AHRI
10447681 |  | Active | RUUD |  | RUTG-95XELNWA-1 | Natural Gas | Instantaneous | High Usage |  | 4.9 | 0.81 | 0 | 0 | 199.9 |  | 83 | No |  | Yes | TRUE | 199900 | Gas Instantaneous | HIGH DRAW | TRUE | Gas InstantaneousHIGH DRAW | 4 | 2 | 199.9 |  | 0.81914 | 0.82187 | 0.81 | Y | 0.87 | 0.92 | 0.92 | 0.96 | 0.96 |  |  |  |  | N | AHRI
10447682 |  | Active | RUUD |  | RUTG-95XELN-1 | Natural Gas | Instantaneous | High Usage |  | 4.9 | 0.81 | 0 | 0 | 199.9 |  | 83 | No |  | Yes | TRUE | 199900 | Gas Instantaneous | HIGH DRAW | TRUE | Gas InstantaneousHIGH DRAW | 4 | 2 | 199.9 |  | 0.81914 | 0.82187 | 0.81 | Y | 0.87 | 0.92 | 0.92 | 0.96 | 0.96 |  |  |  |  | N | AHRI
10447684 |  | Active | RHEEM/ECOSENSE |  | ECO200XELN3-1 | Natural Gas | Instantaneous | High Usage |  | 4.9 | 0.81 | 0 | 0 | 199.9 |  | 83 | No |  | Yes | TRUE | 199900 | Gas Instantaneous | HIGH DRAW | TRUE | Gas InstantaneousHIGH DRAW | 4 | 2 | 199.9 |  | 0.81914 | 0.82187 | 0.81 | Y | 0.87 | 0.92 | 0.92 | 0.96 | 0.96 |  |  |  |  | N | AHRI
10447687 |  | Active | RHEEM/ECOSENSE |  | ECO180XELN3-1 | Natural Gas | Instantaneous | High Usage |  | 4.5 | 0.81 | 0 | 0 | 180 |  | 83 | No |  | Yes | TRUE | 180000 | Gas Instantaneous | HIGH DRAW | TRUE | Gas InstantaneousHIGH DRAW | 4 | 2 | 180 |  | 0.81914 | 0.82187 | 0.81 | Y | 0.87 | 0.92 | 0.92 | 0.96 | 0.96 |  |  |  |  | N | AHRI
10447688 |  | Active | RHEEM |  | RTG-RC95DVLN-1 | Natural Gas | Instantaneous | High Usage |  | 5 | 0.82 | 0 | 0 | 199.9 |  | 83 | Yes |  | Yes | TRUE | 199900 | Gas Instantaneous | HIGH DRAW | TRUE | Gas InstantaneousHIGH DRAW | 4 | 2 | 199.9 |  | 0.8327 | 0.83201 | 0.81 |  | 0.87 | 0.92 | 0.92 | 0.96 | 0.96 |  |  |  |  | N | AHRI
10447689 |  | Active | RHEEM |  | RTG-RC95DVLNWA-1 | Natural Gas | Instantaneous | High Usage |  | 5 | 0.82 | 0 | 0 | 199.9 |  | 83 | Yes |  | Yes | TRUE | 199900 | Gas Instantaneous | HIGH DRAW | TRUE | Gas InstantaneousHIGH DRAW | 4 | 2 | 199.9 |  | 0.8327 | 0.83201 | 0.81 |  | 0.87 | 0.92 | 0.92 | 0.96 | 0.96 |  |  |  |  | N | AHRI
10447695 |  | Active | RUUD |  | RUTG-RC95DVLNWA-1 | Natural Gas | Instantaneous | High Usage |  | 5 | 0.82 | 0 | 0 | 199.9 |  | 83 | Yes |  | Yes | TRUE | 199900 | Gas Instantaneous | HIGH DRAW | TRUE | Gas InstantaneousHIGH DRAW | 4 | 2 | 199.9 |  | 0.8327 | 0.83201 | 0.81 |  | 0.87 | 0.92 | 0.92 | 0.96 | 0.96 |  |  |  |  | N | AHRI
10447696 |  | Active | RUUD |  | RUTG-RC95DVLN-1 | Natural Gas | Instantaneous | High Usage |  | 5 | 0.82 | 0 | 0 | 199.9 |  | 83 | Yes |  | Yes | TRUE | 199900 | Gas Instantaneous | HIGH DRAW | TRUE | Gas InstantaneousHIGH DRAW | 4 | 2 | 199.9 |  | 0.8327 | 0.83201 | 0.81 |  | 0.87 | 0.92 | 0.92 | 0.96 | 0.96 |  |  |  |  | N | AHRI
10447699 |  | Active | RICHMOND |  | RMTG-RC95DVLN-1 | Natural Gas | Instantaneous | High Usage |  | 5 | 0.82 | 0 | 0 | 199.9 |  | 83 | Yes |  | Yes | TRUE | 199900 | Gas Instantaneous | HIGH DRAW | TRUE | Gas InstantaneousHIGH DRAW | 4 | 2 | 199.9 |  | 0.8327 | 0.83201 | 0.81 |  | 0.87 | 0.92 | 0.92 | 0.96 | 0.96 |  |  |  |  | N | AHRI
10447700 |  | Active | RHEEM/ECOSENSE |  | ECO200DVRCLN-1 | Natural Gas | Instantaneous | High Usage |  | 5 | 0.82 | 0 | 0 | 199.9 |  | 83 | Yes |  | Yes | TRUE | 199900 | Gas Instantaneous | HIGH DRAW | TRUE | Gas InstantaneousHIGH DRAW | 4 | 2 | 199.9 |  | 0.8327 | 0.83201 | 0.81 |  | 0.87 | 0.92 | 0.92 | 0.96 | 0.96 |  |  |  |  | N | AHRI
10525841 |  | Active | ECOSMART |  | ESG-95-DVLN-1 | Natural Gas | Instantaneous | High Usage |  | 5 | 0.82 | 0 | 0 | 199.9 |  | 84 | Yes |  | Yes | TRUE | 199900 | Gas Instantaneous | HIGH DRAW | TRUE | Gas InstantaneousHIGH DRAW | 4 | 2 | 199.9 |  | 0.82933 | 0.83201 | 0.81 |  | 0.87 | 0.92 | 0.92 | 0.96 | 0.96 |  |  |  |  | N | AHRI
10525843 |  | Active | ECOSMART |  | ESG-84-DVLN-1 | Natural Gas | Instantaneous | High Usage |  | 4.5 | 0.82 | 0 | 0 | 180 |  | 85 | Yes |  | Yes | TRUE | 180000 | Gas Instantaneous | HIGH DRAW | TRUE | Gas InstantaneousHIGH DRAW | 4 | 2 | 180 |  | 0.82607 | 0.83201 | 0.81 |  | 0.87 | 0.92 | 0.92 | 0.96 | 0.96 |  |  |  |  | N | AHRI
10525845 |  | Active | ECOSMART |  | ESG-95-XLN-1-1 | Natural Gas | Instantaneous | High Usage |  | 4.5 | 0.82 | 0 | 0 | 199.9 |  | 85 | Yes |  | Yes | TRUE | 199900 | Gas Instantaneous | HIGH DRAW | TRUE | Gas InstantaneousHIGH DRAW | 4 | 2 | 199.9 |  | 0.82607 | 0.83201 | 0.81 |  | 0.87 | 0.92 | 0.92 | 0.96 | 0.96 |  |  |  |  | N | AHRI
10525846 |  | Active | ECOSMART |  | ESG-95-XLN-1 | Natural Gas | Instantaneous | High Usage |  | 4.9 | 0.81 | 0 | 0 | 199.9 |  | 83 | No |  | Yes | TRUE | 199900 | Gas Instantaneous | HIGH DRAW | TRUE | Gas InstantaneousHIGH DRAW | 4 | 2 | 199.9 |  | 0.81914 | 0.82187 | 0.81 | Y | 0.87 | 0.92 | 0.92 | 0.96 | 0.96 |  |  |  |  | N | AHRI
10525850 |  | Production Stopped | ECOSMART |  | ESGH-95-DVLN-1 | Natural Gas | Instantaneous | High Usage |  | 5.7 | 0.93 | 0 | 0 | 199.9 |  | 96 | Yes |  | Yes | TRUE | 199900 | Gas Instantaneous | HIGH DRAW | TRUE | Gas InstantaneousHIGH DRAW | 4 | 2 | 199.9 |  | 0.93816 | 0.9436 | 0.81 |  | 0.87 | 0.92 | 0.92 | 0.96 | 0.96 |  |  | Y |  | N | AHRI
10525896 |  | Production Stopped | ECOSMART |  | ESGH-90-DVLN-1 | Natural Gas | Instantaneous | High Usage |  | 5.2 | 0.93 | 0 | 0 | 180 |  | 95 | Yes |  | Yes | TRUE | 180000 | Gas Instantaneous | HIGH DRAW | TRUE | Gas InstantaneousHIGH DRAW | 4 | 2 | 180 |  | 0.94144 | 0.9436 | 0.81 |  | 0.87 | 0.92 | 0.92 | 0.96 | 0.96 |  |  | Y |  | N | AHRI
10525898 |  | Production Stopped | ECOSMART |  | ESGH-84-DVLN-1 | Natural Gas | Instantaneous | High Usage |  | 4.6 | 0.93 | 0 | 0 | 157 |  | 96 | Yes |  | Yes | TRUE | 157000 | Gas Instantaneous | HIGH DRAW | TRUE | Gas InstantaneousHIGH DRAW | 4 | 2 | 157 |  | 0.93815 | 0.9436 | 0.81 |  | 0.87 | 0.92 | 0.92 | 0.96 | 0.96 |  |  | Y |  | N | AHRI
10525902 |  | Production Stopped | ECOSMART |  | ESGH-95-XLN-1 | Natural Gas | Instantaneous | High Usage |  | 5.6 | 0.93 | 0 | 0 | 199.9 |  | 96 | Yes |  | Yes | TRUE | 199900 | Gas Instantaneous | HIGH DRAW | TRUE | Gas InstantaneousHIGH DRAW | 4 | 2 | 199.9 |  | 0.93816 | 0.9436 | 0.81 |  | 0.87 | 0.92 | 0.92 | 0.96 | 0.96 |  |  | Y |  | N | AHRI
10525904 |  | Production Stopped | ECOSMART |  | ESGH-90-XLN-1 | Natural Gas | Instantaneous | High Usage |  | 5.2 | 0.93 | 0 | 0 | 180 |  | 95 | Yes |  | Yes | TRUE | 180000 | Gas Instantaneous | HIGH DRAW | TRUE | Gas InstantaneousHIGH DRAW | 4 | 2 | 180 |  | 0.94144 | 0.9436 | 0.81 |  | 0.87 | 0.92 | 0.92 | 0.96 | 0.96 |  |  | Y |  | N | AHRI
10525906 |  | Production Stopped | ECOSMART |  | ESGH-84-XLN-1 | Natural Gas | Instantaneous | High Usage |  | 4.5 | 0.93 | 0 | 0 | 157 |  | 96 | Yes |  | Yes | TRUE | 157000 | Gas Instantaneous | HIGH DRAW | TRUE | Gas InstantaneousHIGH DRAW | 4 | 2 | 157 |  | 0.93815 | 0.9436 | 0.81 |  | 0.87 | 0.92 | 0.92 | 0.96 | 0.96 |  |  | Y |  | N | AHRI
10562607 |  | Active | PUREPRO |  | PROTL199CN | Natural Gas | Instantaneous | High Usage |  | 5.5 | 0.92 | 0 | 1 | 199 |  | 96 | Yes |  | Yes | TRUE | 199000 | Gas Instantaneous | HIGH DRAW | TRUE | Gas InstantaneousHIGH DRAW | 4 | 2 | 199 |  | 0.92477 | 0.93346 | 0.81 |  | 0.87 | 0.92 | 0.92 | 0.96 | 0.96 |  |  | Y |  | N | AHRI
10562609 |  | Active | PUREPRO |  | PROTL175CN | Natural Gas | Instantaneous | High Usage |  | 4.7 | 0.91 | 0 | 0 | 175 |  | 94 | Yes |  | Yes | TRUE | 175000 | Gas Instantaneous | HIGH DRAW | TRUE | Gas InstantaneousHIGH DRAW | 4 | 2 | 175 |  | 0.91777 | 0.92331 | 0.81 |  | 0.87 | 0.92 | 0.92 | 0.96 | 0.96 |  | Y |  |  | N | AHRI
10562611 |  | Active | PUREPRO |  | PROTL199N | Natural Gas | Instantaneous | High Usage |  | 4.8 | 0.82 | 0 | 0 | 199 |  | 83 | Yes |  | Yes | TRUE | 199000 | Gas Instantaneous | HIGH DRAW | TRUE | Gas InstantaneousHIGH DRAW | 4 | 2 | 199 |  | 0.8327 | 0.83201 | 0.81 |  | 0.87 | 0.92 | 0.92 | 0.96 | 0.96 |  |  |  |  | N | AHRI
10562613 |  | Active | PUREPRO |  | PROTL175N | Natural Gas | Instantaneous | High Usage |  | 4.2 | 0.82 | 0 | 0 | 175 |  | 83 | Yes |  | Yes | TRUE | 175000 | Gas Instantaneous | HIGH DRAW | TRUE | Gas InstantaneousHIGH DRAW | 4 | 2 | 175 |  | 0.8327 | 0.83201 | 0.81 |  | 0.87 | 0.92 | 0.92 | 0.96 | 0.96 |  |  |  |  | N | AHRI
10611695 |  | Active | RICHMOND |  | RMTGRC95DVLN-1 | Natural Gas | Instantaneous | High Usage |  | 5 | 0.82 | 0 | 0 | 199.9 |  | 84 | Yes |  | Yes | TRUE | 199900 | Gas Instantaneous | HIGH DRAW | TRUE | Gas InstantaneousHIGH DRAW | 4 | 2 | 199.9 |  | 0.82933 | 0.83201 | 0.81 |  | 0.87 | 0.92 | 0.92 | 0.96 | 0.96 |  |  |  |  | N | AHRI
201874868 |  | Active | RHEEM | RTG-160DVL | RTG-70DVLN-1 | Natural Gas | Instantaneous | High Usage |  | 4.1 | 0.82 | 0 | 0 | 160 |  | 85 | Yes |  | Yes | TRUE | 160000 | Gas Instantaneous | HIGH DRAW | TRUE | Gas InstantaneousHIGH DRAW | 4 | 2 | 160 |  | 0.82607 | 0.83201 | 0.81 |  | 0.87 | 0.92 | 0.92 | 0.96 | 0.96 |  |  |  |  | N | AHRI
201920585 |  | Active | RHEEM | RTG-160DVL | ECO160DVLN3-1 | Natural Gas | Instantaneous | High Usage |  | 4.1 | 0.82 | 0 | 0 | 160 |  | 85 | Yes |  | Yes | TRUE | 160000 | Gas Instantaneous | HIGH DRAW | TRUE | Gas InstantaneousHIGH DRAW | 4 | 2 | 160 |  | 0.82607 | 0.83201 | 0.81 |  | 0.87 | 0.92 | 0.92 | 0.96 | 0.96 |  |  |  |  | N | AHRI
201920589 |  | Active | RICHMOND | RTG-160DVL | RMTG70DVLN-1 | Natural Gas | Instantaneous | High Usage |  | 4.1 | 0.82 | 0 | 0 | 160 |  | 85 | Yes |  | Yes | TRUE | 160000 | Gas Instantaneous | HIGH DRAW | TRUE | Gas InstantaneousHIGH DRAW | 4 | 2 | 160 |  | 0.82607 | 0.83201 | 0.81 |  | 0.87 | 0.92 | 0.92 | 0.96 | 0.96 |  |  |  |  | N | AHRI
201920591 |  | Active | RHEEM | RTG-160DVL | RTG-70DVLNWA-1 | Natural Gas | Instantaneous | High Usage |  | 4.1 | 0.82 | 0 | 0 | 160 |  | 85 | Yes |  | Yes | TRUE | 160000 | Gas Instantaneous | HIGH DRAW | TRUE | Gas InstantaneousHIGH DRAW | 4 | 2 | 160 |  | 0.82607 | 0.83201 | 0.81 |  | 0.87 | 0.92 | 0.92 | 0.96 | 0.96 |  |  |  |  | N | AHRI
201920656 |  | Active | RHEEM | RTG-160XL | RTG-70XLN-1 | Natural Gas | Instantaneous | High Usage |  | 4 | 0.81 | 0 | 0 | 160 |  | 84 | No |  | Yes | TRUE | 160000 | Gas Instantaneous | HIGH DRAW | TRUE | Gas InstantaneousHIGH DRAW | 4 | 2 | 160 |  | 0.81588 | 0.82187 | 0.81 | Y | 0.87 | 0.92 | 0.92 | 0.96 | 0.96 |  |  |  |  | N | AHRI
201921168 |  | Active | RHEEM | RTG-160XL | ECO160XLN3-1 | Natural Gas | Instantaneous | High Usage |  | 4 | 0.81 | 0 | 0 | 160 |  | 84 | No |  | Yes | TRUE | 160000 | Gas Instantaneous | HIGH DRAW | TRUE | Gas InstantaneousHIGH DRAW | 4 | 2 | 160 |  | 0.81588 | 0.82187 | 0.81 | Y | 0.87 | 0.92 | 0.92 | 0.96 | 0.96 |  |  |  |  | N | AHRI
201921172 |  | Active | RICHMOND | RTG-160XL | RMTG70XLN-1 | Natural Gas | Instantaneous | High Usage |  | 4 | 0.81 | 0 | 0 | 160 |  | 84 | No |  | Yes | TRUE | 160000 | Gas Instantaneous | HIGH DRAW | TRUE | Gas InstantaneousHIGH DRAW | 4 | 2 | 160 |  | 0.81588 | 0.82187 | 0.81 | Y | 0.87 | 0.92 | 0.92 | 0.96 | 0.96 |  |  |  |  | N | AHRI
201921183 |  | Active | RHEEM | RTG-160XL | RTG-70XLNWA-1 | Natural Gas | Instantaneous | High Usage |  | 4 | 0.81 | 0 | 0 | 160 |  | 84 | No |  | Yes | TRUE | 160000 | Gas Instantaneous | HIGH DRAW | TRUE | Gas InstantaneousHIGH DRAW | 4 | 2 | 160 |  | 0.81588 | 0.82187 | 0.81 | Y | 0.87 | 0.92 | 0.92 | 0.96 | 0.96 |  |  |  |  | N | AHRI
202066946 |  | Active | RHEEM |  | RTGH-68DVLN-2 | Natural Gas | Instantaneous | Medium Usage |  | 3.5 | 0.91 | 0 | 0 | 120 |  | 96 | Yes |  | Yes | TRUE | 120000 | Gas Instantaneous | MEDIUM DRAW | TRUE | Gas InstantaneousMEDIUM DRAW | 4 | 2 | 120 |  | 0.92782 | 0.92331 | 0.81 |  | 0.87 | 0.92 | 0.92 | 0.96 | 0.96 |  | Y |  |  | N | AHRI
202067225 |  | Active | RUUD |  | RUTGH-68DVLN-2 | Natural Gas | Instantaneous | Medium Usage |  | 3.5 | 0.91 | 0 | 0 | 120 |  | 96 | Yes |  | Yes | TRUE | 120000 | Gas Instantaneous | MEDIUM DRAW | TRUE | Gas InstantaneousMEDIUM DRAW | 4 | 2 | 120 |  | 0.92782 | 0.92331 | 0.81 |  | 0.87 | 0.92 | 0.92 | 0.96 | 0.96 |  | Y |  |  | N | AHRI
202067227 |  | Active | RICHMOND |  | RMTGH68DVLN-2 | Natural Gas | Instantaneous | Medium Usage |  | 3.5 | 0.91 | 0 | 0 | 120 |  | 96 | Yes |  | Yes | TRUE | 120000 | Gas Instantaneous | MEDIUM DRAW | TRUE | Gas InstantaneousMEDIUM DRAW | 4 | 2 | 120 |  | 0.92782 | 0.92331 | 0.81 |  | 0.87 | 0.92 | 0.92 | 0.96 | 0.96 |  | Y |  |  | N | AHRI
202067229 |  | Active | RHEEM |  | ECOH120DVLN-2 | Natural Gas | Instantaneous | Medium Usage |  | 3.5 | 0.91 | 0 | 0 | 120 |  | 96 | Yes |  | Yes | TRUE | 120000 | Gas Instantaneous | MEDIUM DRAW | TRUE | Gas InstantaneousMEDIUM DRAW | 4 | 2 | 120 |  | 0.92782 | 0.92331 | 0.81 |  | 0.87 | 0.92 | 0.92 | 0.96 | 0.96 |  | Y |  |  | N | AHRI
202067511 |  | Active | RHEEM |  | RTGH-68XLN-2 | Natural Gas | Instantaneous | Medium Usage |  | 3.6 | 0.91 | 0 | 0 | 120 |  | 95 | Yes |  | Yes | TRUE | 120000 | Gas Instantaneous | MEDIUM DRAW | TRUE | Gas InstantaneousMEDIUM DRAW | 4 | 2 | 120 |  | 0.92662 | 0.92331 | 0.81 |  | 0.87 | 0.92 | 0.92 | 0.96 | 0.96 |  | Y |  |  | N | AHRI
202067515 |  | Active | RUUD |  | RUTGH-68XLN-2 | Natural Gas | Instantaneous | Medium Usage |  | 3.6 | 0.91 | 0 | 0 | 120 |  | 95 | Yes |  | Yes | TRUE | 120000 | Gas Instantaneous | MEDIUM DRAW | TRUE | Gas InstantaneousMEDIUM DRAW | 4 | 2 | 120 |  | 0.92662 | 0.92331 | 0.81 |  | 0.87 | 0.92 | 0.92 | 0.96 | 0.96 |  | Y |  |  | N | AHRI
202067517 |  | Active | RHEEM |  | ECOH120XLN-2 | Natural Gas | Instantaneous | Medium Usage |  | 3.6 | 0.91 | 0 | 0 | 120 |  | 95 | Yes |  | Yes | TRUE | 120000 | Gas Instantaneous | MEDIUM DRAW | TRUE | Gas InstantaneousMEDIUM DRAW | 4 | 2 | 120 |  | 0.92662 | 0.92331 | 0.81 |  | 0.87 | 0.92 | 0.92 | 0.96 | 0.96 |  | Y |  |  | N | AHRI
202067519 |  | Active | RHEEM |  | RTGH-84DVLN-2 | Natural Gas | Instantaneous | High Usage |  | 4.6 | 0.93 | 0 | 0 | 157 |  | 97 | Yes |  | Yes | TRUE | 157000 | Gas Instantaneous | HIGH DRAW | TRUE | Gas InstantaneousHIGH DRAW | 4 | 2 | 157 |  | 0.93494 | 0.9436 | 0.81 |  | 0.87 | 0.92 | 0.92 | 0.96 | 0.96 |  |  | Y |  | N | AHRI
202067523 |  | Active | RHEEM |  | DCRTGH84DVLN-2 | Natural Gas | Instantaneous | High Usage |  | 4.6 | 0.93 | 0 | 0 | 157 |  | 97 | Yes |  | Yes | TRUE | 157000 | Gas Instantaneous | HIGH DRAW | TRUE | Gas InstantaneousHIGH DRAW | 4 | 2 | 157 |  | 0.93494 | 0.9436 | 0.81 |  | 0.87 | 0.92 | 0.92 | 0.96 | 0.96 |  |  | Y |  | N | AHRI
202067525 |  | Active | RHEEM |  | ECOH160DVLN-2 | Natural Gas | Instantaneous | High Usage |  | 4.6 | 0.93 | 0 | 0 | 157 |  | 97 | Yes |  | Yes | TRUE | 157000 | Gas Instantaneous | HIGH DRAW | TRUE | Gas InstantaneousHIGH DRAW | 4 | 2 | 157 |  | 0.93494 | 0.9436 | 0.81 |  | 0.87 | 0.92 | 0.92 | 0.96 | 0.96 |  |  | Y |  | N | AHRI
202067527 |  | Active | RICHMOND |  | RMTGH84DVLN-2 | Natural Gas | Instantaneous | High Usage |  | 4.6 | 0.93 | 0 | 0 | 157 |  | 97 | Yes |  | Yes | TRUE | 157000 | Gas Instantaneous | HIGH DRAW | TRUE | Gas InstantaneousHIGH DRAW | 4 | 2 | 157 |  | 0.93494 | 0.9436 | 0.81 |  | 0.87 | 0.92 | 0.92 | 0.96 | 0.96 |  |  | Y |  | N | AHRI
202067530 |  | Active | RUUD |  | RUTGH-84DVLN-2 | Natural Gas | Instantaneous | High Usage |  | 4.6 | 0.93 | 0 | 0 | 157 |  | 97 | Yes |  | Yes | TRUE | 157000 | Gas Instantaneous | HIGH DRAW | TRUE | Gas InstantaneousHIGH DRAW | 4 | 2 | 157 |  | 0.93494 | 0.9436 | 0.81 |  | 0.87 | 0.92 | 0.92 | 0.96 | 0.96 |  |  | Y |  | N | AHRI
202067532 |  | Active | ECOSMART |  | ESGH-84-DVLN-2 | Natural Gas | Instantaneous | High Usage |  | 4.6 | 0.93 | 0 | 0 | 157 |  | 97 | Yes |  | Yes | TRUE | 157000 | Gas Instantaneous | HIGH DRAW | TRUE | Gas InstantaneousHIGH DRAW | 4 | 2 | 157 |  | 0.93494 | 0.9436 | 0.81 |  | 0.87 | 0.92 | 0.92 | 0.96 | 0.96 |  |  | Y |  | N | AHRI
202067548 |  | Active | RHEEM |  | CECOH160DVLN-2 | Natural Gas | Instantaneous | High Usage |  | 4.6 | 0.93 | 0 | 0 | 157 |  | 97 | Yes |  | Yes | TRUE | 157000 | Gas Instantaneous | HIGH DRAW | TRUE | Gas InstantaneousHIGH DRAW | 4 | 2 | 157 |  | 0.93494 | 0.9436 | 0.81 |  | 0.87 | 0.92 | 0.92 | 0.96 | 0.96 |  |  | Y |  | N | AHRI
202067549 |  | Active | RHEEM | RTGH-180DVL | RTGH-90DVLN-2 | Natural Gas | Instantaneous | High Usage |  | 5.2 | 0.93 | 0 | 0 | 180 |  | 97 | Yes |  | Yes | TRUE | 180000 | Gas Instantaneous | HIGH DRAW | TRUE | Gas InstantaneousHIGH DRAW | 4 | 2 | 180 |  | 0.93495 | 0.9436 | 0.81 |  | 0.87 | 0.92 | 0.92 | 0.96 | 0.96 |  |  | Y |  | N | AHRI
202067550 |  | Active | RHEEM |  | ECOH180DVLN-2 | Natural Gas | Instantaneous | High Usage |  | 5.2 | 0.93 | 0 | 0 | 180 |  | 97 | Yes |  | Yes | TRUE | 180000 | Gas Instantaneous | HIGH DRAW | TRUE | Gas InstantaneousHIGH DRAW | 4 | 2 | 180 |  | 0.93495 | 0.9436 | 0.81 |  | 0.87 | 0.92 | 0.92 | 0.96 | 0.96 |  |  | Y |  | N | AHRI
202067551 |  | Active | RICHMOND |  | RMTGH90DVLN-2 | Natural Gas | Instantaneous | High Usage |  | 5.2 | 0.93 | 0 | 0 | 180 |  | 97 | Yes |  | Yes | TRUE | 180000 | Gas Instantaneous | HIGH DRAW | TRUE | Gas InstantaneousHIGH DRAW | 4 | 2 | 180 |  | 0.93495 | 0.9436 | 0.81 |  | 0.87 | 0.92 | 0.92 | 0.96 | 0.96 |  |  | Y |  | N | AHRI
202067554 |  | Active | RUUD |  | RUTGH-90DVLN-2 | Natural Gas | Instantaneous | High Usage |  | 5.2 | 0.93 | 0 | 0 | 180 |  | 97 | Yes |  | Yes | TRUE | 180000 | Gas Instantaneous | HIGH DRAW | TRUE | Gas InstantaneousHIGH DRAW | 4 | 2 | 180 |  | 0.93495 | 0.9436 | 0.81 |  | 0.87 | 0.92 | 0.92 | 0.96 | 0.96 |  |  | Y |  | N | AHRI
202067556 |  | Active | ECOSMART |  | ESGH-90-DVLN-2 | Natural Gas | Instantaneous | High Usage |  | 5.2 | 0.93 | 0 | 0 | 180 |  | 97 | Yes |  | Yes | TRUE | 180000 | Gas Instantaneous | HIGH DRAW | TRUE | Gas InstantaneousHIGH DRAW | 4 | 2 | 180 |  | 0.93495 | 0.9436 | 0.81 |  | 0.87 | 0.92 | 0.92 | 0.96 | 0.96 |  |  | Y |  | N | AHRI
202067558 |  | Active | RHEEM |  | ECOH180DVELN-2 | Natural Gas | Instantaneous | High Usage |  | 5.2 | 0.93 | 0 | 0 | 180 |  | 97 | Yes |  | Yes | TRUE | 180000 | Gas Instantaneous | HIGH DRAW | TRUE | Gas InstantaneousHIGH DRAW | 4 | 2 | 180 |  | 0.93495 | 0.9436 | 0.81 |  | 0.87 | 0.92 | 0.92 | 0.96 | 0.96 |  |  | Y |  | N | AHRI
202067561 |  | Active | RHEEM |  | CECOH180DVLN-2 | Natural Gas | Instantaneous | High Usage |  | 5.2 | 0.93 | 0 | 0 | 180 |  | 97 | Yes |  | Yes | TRUE | 180000 | Gas Instantaneous | HIGH DRAW | TRUE | Gas InstantaneousHIGH DRAW | 4 | 2 | 180 |  | 0.93495 | 0.9436 | 0.81 |  | 0.87 | 0.92 | 0.92 | 0.96 | 0.96 |  |  | Y |  | N | AHRI
202067565 |  | Active | RHEEM |  | RTGH-95DVLN-2 | Natural Gas | Instantaneous | High Usage |  | 5.7 | 0.93 | 0 | 0 | 199.9 |  | 97 | Yes |  | Yes | TRUE | 199900 | Gas Instantaneous | HIGH DRAW | TRUE | Gas InstantaneousHIGH DRAW | 4 | 2 | 199.9 |  | 0.93496 | 0.9436 | 0.81 |  | 0.87 | 0.92 | 0.92 | 0.96 | 0.96 |  |  | Y |  | N | AHRI
202068313 |  | Active | RHEEM |  | ECOH200DVLN-2 | Natural Gas | Instantaneous | High Usage |  | 5.7 | 0.93 | 0 | 0 | 199.9 |  | 97 | Yes |  | Yes | TRUE | 199900 | Gas Instantaneous | HIGH DRAW | TRUE | Gas InstantaneousHIGH DRAW | 4 | 2 | 199.9 |  | 0.93496 | 0.9436 | 0.81 |  | 0.87 | 0.92 | 0.92 | 0.96 | 0.96 |  |  | Y |  | N | AHRI
202068315 |  | Active | RICHMOND |  | RMTGH95DVLN-2 | Natural Gas | Instantaneous | High Usage |  | 5.7 | 0.93 | 0 | 0 | 199.9 |  | 97 | Yes |  | Yes | TRUE | 199900 | Gas Instantaneous | HIGH DRAW | TRUE | Gas InstantaneousHIGH DRAW | 4 | 2 | 199.9 |  | 0.93496 | 0.9436 | 0.81 |  | 0.87 | 0.92 | 0.92 | 0.96 | 0.96 |  |  | Y |  | N | AHRI
202068318 |  | Active | RUUD |  | RUTGH-95DVLN-2 | Natural Gas | Instantaneous | High Usage |  | 5.7 | 0.93 | 0 | 0 | 199.9 |  | 97 | Yes |  | Yes | TRUE | 199900 | Gas Instantaneous | HIGH DRAW | TRUE | Gas InstantaneousHIGH DRAW | 4 | 2 | 199.9 |  | 0.93496 | 0.9436 | 0.81 |  | 0.87 | 0.92 | 0.92 | 0.96 | 0.96 |  |  | Y |  | N | AHRI
202068320 |  | Active | ECOSMART |  | ESGH-95-DVLN-2 | Natural Gas | Instantaneous | High Usage |  | 5.7 | 0.93 | 0 | 0 | 199.9 |  | 97 | Yes |  | Yes | TRUE | 199900 | Gas Instantaneous | HIGH DRAW | TRUE | Gas InstantaneousHIGH DRAW | 4 | 2 | 199.9 |  | 0.93496 | 0.9436 | 0.81 |  | 0.87 | 0.92 | 0.92 | 0.96 | 0.96 |  |  | Y |  | N | AHRI
202068322 |  | Active | RHEEM |  | ECOH200DVELN-2 | Natural Gas | Instantaneous | High Usage |  | 5.7 | 0.93 | 0 | 0 | 199.9 |  | 97 | Yes |  | Yes | TRUE | 199900 | Gas Instantaneous | HIGH DRAW | TRUE | Gas InstantaneousHIGH DRAW | 4 | 2 | 199.9 |  | 0.93496 | 0.9436 | 0.81 |  | 0.87 | 0.92 | 0.92 | 0.96 | 0.96 |  |  | Y |  | N | AHRI
202068324 |  | Active | RHEEM |  | RTGH-95DVELN-2 | Natural Gas | Instantaneous | High Usage |  | 5.7 | 0.93 | 0 | 0 | 199.9 |  | 97 | Yes |  | Yes | TRUE | 199900 | Gas Instantaneous | HIGH DRAW | TRUE | Gas InstantaneousHIGH DRAW | 4 | 2 | 199.9 |  | 0.93496 | 0.9436 | 0.81 |  | 0.87 | 0.92 | 0.92 | 0.96 | 0.96 |  |  | Y |  | N | AHRI
202068326 |  | Active | RUUD |  | RUTGH-95DVELN-2 | Natural Gas | Instantaneous | High Usage |  | 5.7 | 0.93 | 0 | 0 | 199.9 |  | 97 | Yes |  | Yes | TRUE | 199900 | Gas Instantaneous | HIGH DRAW | TRUE | Gas InstantaneousHIGH DRAW | 4 | 2 | 199.9 |  | 0.93496 | 0.9436 | 0.81 |  | 0.87 | 0.92 | 0.92 | 0.96 | 0.96 |  |  | Y |  | N | AHRI
202068328 |  | Active | RICHMOND |  | RMTGH95DVELN-2 | Natural Gas | Instantaneous | High Usage |  | 5.7 | 0.93 | 0 | 0 | 199.9 |  | 97 | Yes |  | Yes | TRUE | 199900 | Gas Instantaneous | HIGH DRAW | TRUE | Gas InstantaneousHIGH DRAW | 4 | 2 | 199.9 |  | 0.93496 | 0.9436 | 0.81 |  | 0.87 | 0.92 | 0.92 | 0.96 | 0.96 |  |  | Y |  | N | AHRI
202068330 |  | Active | RHEEM |  | CECOH200DVELN-2 | Natural Gas | Instantaneous | High Usage |  | 5.7 | 0.93 | 0 | 0 | 199.9 |  | 97 | Yes |  | Yes | TRUE | 199900 | Gas Instantaneous | HIGH DRAW | TRUE | Gas InstantaneousHIGH DRAW | 4 | 2 | 199.9 |  | 0.93496 | 0.9436 | 0.81 |  | 0.87 | 0.92 | 0.92 | 0.96 | 0.96 |  |  | Y |  | N | AHRI
202068332 |  | Active | RHEEM |  | CRTGH95DVELN-2 | Natural Gas | Instantaneous | High Usage |  | 5.7 | 0.93 | 0 | 0 | 199.9 |  | 97 | Yes |  | Yes | TRUE | 199900 | Gas Instantaneous | HIGH DRAW | TRUE | Gas InstantaneousHIGH DRAW | 4 | 2 | 199.9 |  | 0.93496 | 0.9436 | 0.81 |  | 0.87 | 0.92 | 0.92 | 0.96 | 0.96 |  |  | Y |  | N | AHRI
202068334 |  | Active | RHEEM |  | DCRTGH95DVELN-2 | Natural Gas | Instantaneous | High Usage |  | 5.7 | 0.93 | 0 | 0 | 199.9 |  | 97 | Yes |  | Yes | TRUE | 199900 | Gas Instantaneous | HIGH DRAW | TRUE | Gas InstantaneousHIGH DRAW | 4 | 2 | 199.9 |  | 0.93496 | 0.9436 | 0.81 |  | 0.87 | 0.92 | 0.92 | 0.96 | 0.96 |  |  | Y |  | N | AHRI
202068336 |  | Active | RUUD |  | CRUTGH-95DVELN-2 | Natural Gas | Instantaneous | High Usage |  | 5.7 | 0.93 | 0 | 0 | 199.9 |  | 97 | Yes |  | Yes | TRUE | 199900 | Gas Instantaneous | HIGH DRAW | TRUE | Gas InstantaneousHIGH DRAW | 4 | 2 | 199.9 |  | 0.93496 | 0.9436 | 0.81 |  | 0.87 | 0.92 | 0.92 | 0.96 | 0.96 |  |  | Y |  | N | AHRI
202068374 |  | Active | RHEEM |  | CECOH200DVLN-2 | Natural Gas | Instantaneous | High Usage |  | 5.7 | 0.93 | 0 | 0 | 199.9 |  | 97 | Yes |  | Yes | TRUE | 199900 | Gas Instantaneous | HIGH DRAW | TRUE | Gas InstantaneousHIGH DRAW | 4 | 2 | 199.9 |  | 0.93496 | 0.9436 | 0.81 |  | 0.87 | 0.92 | 0.92 | 0.96 | 0.96 |  |  | Y |  | N | AHRI
202068376 |  | Active | RICHMOND |  | CRMTGH95DVLN-2 | Natural Gas | Instantaneous | High Usage |  | 5.7 | 0.93 | 0 | 0 | 199.9 |  | 97 | Yes |  | Yes | TRUE | 199900 | Gas Instantaneous | HIGH DRAW | TRUE | Gas InstantaneousHIGH DRAW | 4 | 2 | 199.9 |  | 0.93496 | 0.9436 | 0.81 |  | 0.87 | 0.92 | 0.92 | 0.96 | 0.96 |  |  | Y |  | N | AHRI
202068377 |  | Active | RHEEM |  | CRTGH-95DVLN-2 | Natural Gas | Instantaneous | High Usage |  | 5.7 | 0.93 | 0 | 0 | 199.9 |  | 97 | Yes |  | Yes | TRUE | 199900 | Gas Instantaneous | HIGH DRAW | TRUE | Gas InstantaneousHIGH DRAW | 4 | 2 | 199.9 |  | 0.93496 | 0.9436 | 0.81 |  | 0.87 | 0.92 | 0.92 | 0.96 | 0.96 |  |  | Y |  | N | AHRI
203303878 |  | Active | RHEEM |  | RTGH-RH11DVLN * | Natural Gas | Instantaneous | High Usage |  | 6 | 0.94 | 0 | 0 | 199 |  | 97 | Yes |  | Yes | TRUE | 199000 | Gas Instantaneous | HIGH DRAW | TRUE | Gas InstantaneousHIGH DRAW | 4 | 2 | 199 |  | 0.94834 | 0.95374 | 0.81 |  | 0.87 | 0.92 | 0.92 | 0.96 | 0.96 |  |  | Y |  | N | AHRI
203303879 |  | Active | RHEEM |  | RTGH-RH10DVLN * | Natural Gas | Instantaneous | High Usage |  | 5.2 | 0.94 | 0 | 0 | 180 |  | 97 | Yes |  | Yes | TRUE | 180000 | Gas Instantaneous | HIGH DRAW | TRUE | Gas InstantaneousHIGH DRAW | 4 | 2 | 180 |  | 0.94834 | 0.95374 | 0.81 |  | 0.87 | 0.92 | 0.92 | 0.96 | 0.96 |  |  | Y |  | N | AHRI
203303901 |  | Active | RICHMOND |  | RMTGHRH111DVLN * | Natural Gas | Instantaneous | High Usage |  | 6 | 0.94 | 0 | 0 | 199 |  | 97 | Yes |  | Yes | TRUE | 199000 | Gas Instantaneous | HIGH DRAW | TRUE | Gas InstantaneousHIGH DRAW | 4 | 2 | 199 |  | 0.94834 | 0.95374 | 0.81 |  | 0.87 | 0.92 | 0.92 | 0.96 | 0.96 |  |  | Y |  | N | AHRI
203303904 |  | Active | RHEEM |  | ECOH200DVRHLN * | Natural Gas | Instantaneous | High Usage |  | 6 | 0.94 | 0 | 0 | 199 |  | 97 | Yes |  | Yes | TRUE | 199000 | Gas Instantaneous | HIGH DRAW | TRUE | Gas InstantaneousHIGH DRAW | 4 | 2 | 199 |  | 0.94834 | 0.95374 | 0.81 |  | 0.87 | 0.92 | 0.92 | 0.96 | 0.96 |  |  | Y |  | N | AHRI
203303906 |  | Active | RUUD |  | RUTGH-RH11DVLN * | Natural Gas | Instantaneous | High Usage |  | 6 | 0.94 | 0 | 0 | 199 |  | 97 | Yes |  | Yes | TRUE | 199000 | Gas Instantaneous | HIGH DRAW | TRUE | Gas InstantaneousHIGH DRAW | 4 | 2 | 199 |  | 0.94834 | 0.95374 | 0.81 |  | 0.87 | 0.92 | 0.92 | 0.96 | 0.96 |  |  | Y |  | N | AHRI
203303908 |  | Active | RHEEM |  | CRTGH-RH11DVLN * | Natural Gas | Instantaneous | High Usage |  | 6 | 0.94 | 0 | 0 | 199 |  | 97 | Yes |  | Yes | TRUE | 199000 | Gas Instantaneous | HIGH DRAW | TRUE | Gas InstantaneousHIGH DRAW | 4 | 2 | 199 |  | 0.94834 | 0.95374 | 0.81 |  | 0.87 | 0.92 | 0.92 | 0.96 | 0.96 |  |  | Y |  | N | AHRI
203303910 |  | Active | RHEEM |  | CRTGH-RH11DVLP * | Natural Gas | Instantaneous | High Usage |  | 6 | 0.94 | 0 | 0 | 199 |  | 97 | Yes |  | Yes | TRUE | 199000 | Gas Instantaneous | HIGH DRAW | TRUE | Gas InstantaneousHIGH DRAW | 4 | 2 | 199 |  | 0.94834 | 0.95374 | 0.81 |  | 0.87 | 0.92 | 0.92 | 0.96 | 0.96 |  |  | Y |  | N | AHRI
203303912 |  | Active | RHEEM |  | RUTGH-RH10DVLN * | Natural Gas | Instantaneous | High Usage |  | 5.2 | 0.94 | 0 | 0 | 180 |  | 97 | Yes |  | Yes | TRUE | 180000 | Gas Instantaneous | HIGH DRAW | TRUE | Gas InstantaneousHIGH DRAW | 4 | 2 | 180 |  | 0.94834 | 0.95374 | 0.81 |  | 0.87 | 0.92 | 0.92 | 0.96 | 0.96 |  |  | Y |  | N | AHRI
203303913 |  | Active | RHEEM |  | RUTGH-RH10DVLP * | Natural Gas | Instantaneous | High Usage |  | 5.2 | 0.94 | 0 | 0 | 180 |  | 97 | Yes |  | Yes | TRUE | 180000 | Gas Instantaneous | HIGH DRAW | TRUE | Gas InstantaneousHIGH DRAW | 4 | 2 | 180 |  | 0.94834 | 0.95374 | 0.81 |  | 0.87 | 0.92 | 0.92 | 0.96 | 0.96 |  |  | Y |  | N | AHRI
204374411 |  | Active | RHEEM |  | CRTG-84DVLN-I | Natural Gas | Instantaneous | High Usage |  | 5.2 | 0.93 | 0 | 0 | 180 |  | 97 | Yes |  | Yes | TRUE | 180000 | Gas Instantaneous | HIGH DRAW | TRUE | Gas InstantaneousHIGH DRAW | 4 | 2 | 180 |  | 0.93495 | 0.9436 | 0.81 |  | 0.87 | 0.92 | 0.92 | 0.96 | 0.96 |  |  | Y |  | N | AHRI
204374475 |  | Active | RHEEM |  | CECO200DVLN3-1 | Natural Gas | Instantaneous | High Usage |  | 5 | 0.82 | 0 | 0 | 199.9 |  | 84 | Yes |  | Yes | TRUE | 199900 | Gas Instantaneous | HIGH DRAW | TRUE | Gas InstantaneousHIGH DRAW | 4 | 2 | 199.9 |  | 0.82933 | 0.83201 | 0.81 |  | 0.87 | 0.92 | 0.92 | 0.96 | 0.96 |  |  |  |  | N | AHRI
204374518 |  | Active | RHEEM |  | CECO200XLN3-1 | Natural Gas | Instantaneous | High Usage |  | 5 | 0.82 | 0 | 0 | 199.9 |  | 84 | Yes |  | Yes | TRUE | 199900 | Gas Instantaneous | HIGH DRAW | TRUE | Gas InstantaneousHIGH DRAW | 4 | 2 | 199.9 |  | 0.82933 | 0.83201 | 0.81 |  | 0.87 | 0.92 | 0.92 | 0.96 | 0.96 |  |  |  |  | N | AHRI
204388871 |  | Active | RICHMOND |  | CRMTG84XLN-1 | Natural Gas | Instantaneous | High Usage |  | 5.2 | 0.93 | 0 | 0 | 180 |  | 97 | Yes |  | Yes | TRUE | 180000 | Gas Instantaneous | HIGH DRAW | TRUE | Gas InstantaneousHIGH DRAW | 4 | 2 | 180 |  | 0.93495 | 0.9436 | 0.81 |  | 0.87 | 0.92 | 0.92 | 0.96 | 0.96 |  |  | Y |  | N | AHRI
204524349 |  | Active | NAVIEN | NPN | NPN-199U-NG | Natural Gas | Instantaneous | High Usage |  | 5 | 0.81 | 0 | 0 | 199.9 |  | 84 | No |  | Yes | TRUE | 199900 | Gas Instantaneous | HIGH DRAW | TRUE | Gas InstantaneousHIGH DRAW | 4 | 2 | 199.9 |  | 0.81589 | 0.82187 | 0.81 | Y | 0.87 | 0.92 | 0.92 | 0.96 | 0.96 |  |  |  |  | N | AHRI
204524351 |  | Active | NAVIEN | NPN | NPN-199E-NG | Natural Gas | Instantaneous | High Usage |  | 5 | 0.81 | 0 | 0 | 199.9 |  | 84 | No |  | Yes | TRUE | 199900 | Gas Instantaneous | HIGH DRAW | TRUE | Gas InstantaneousHIGH DRAW | 4 | 2 | 199.9 |  | 0.81589 | 0.82187 | 0.81 | Y | 0.87 | 0.92 | 0.92 | 0.96 | 0.96 |  |  |  |  | N | AHRI
204524353 |  | Active | NAVIEN | NPN | NPN-180U-NG | Natural Gas | Instantaneous | High Usage |  | 4.5 | 0.81 | 0 | 0 | 180 |  | 84 | No |  | Yes | TRUE | 180000 | Gas Instantaneous | HIGH DRAW | TRUE | Gas InstantaneousHIGH DRAW | 4 | 2 | 180 |  | 0.81588 | 0.82187 | 0.81 | Y | 0.87 | 0.92 | 0.92 | 0.96 | 0.96 |  |  |  |  | N | AHRI
204524355 |  | Active | NAVIEN | NPN | NPN-180E-NG | Natural Gas | Instantaneous | High Usage |  | 4.5 | 0.81 | 0 | 0 | 180 |  | 84 | No |  | Yes | TRUE | 180000 | Gas Instantaneous | HIGH DRAW | TRUE | Gas InstantaneousHIGH DRAW | 4 | 2 | 180 |  | 0.81588 | 0.82187 | 0.81 | Y | 0.87 | 0.92 | 0.92 | 0.96 | 0.96 |  |  |  |  | N | AHRI
205042074 |  | Active | NAVIEN | NPN | NPN-160U-NG | Natural Gas | Instantaneous | High Usage |  | 4 | 0.81 | 0 | 0 | 160 |  | 84 | No |  | Yes | TRUE | 160000 | Gas Instantaneous | HIGH DRAW | TRUE | Gas InstantaneousHIGH DRAW | 4 | 2 | 160 |  | 0.81588 | 0.82187 | 0.81 | Y | 0.87 | 0.92 | 0.92 | 0.96 | 0.96 |  |  |  |  | N | AHRI
205042076 |  | Active | NAVIEN | NPN | NPN-160E-NG | Natural Gas | Instantaneous | High Usage |  | 4 | 0.81 | 0 | 0 | 160 |  | 84 | No |  | Yes | TRUE | 160000 | Gas Instantaneous | HIGH DRAW | TRUE | Gas InstantaneousHIGH DRAW | 4 | 2 | 160 |  | 0.81588 | 0.82187 | 0.81 | Y | 0.87 | 0.92 | 0.92 | 0.96 | 0.96 |  |  |  |  | N | AHRI
205415913 |  | Active | RUUD |  | CRUTGH-95DVLN-2 | Natural Gas | Instantaneous | High Usage |  | 5.7 | 0.93 | 0 | 0 | 199.9 |  | 97 | Yes |  | Yes | TRUE | 199900 | Gas Instantaneous | HIGH DRAW | TRUE | Gas InstantaneousHIGH DRAW | 4 | 2 | 199.9 |  | 0.93496 | 0.9436 | 0.81 |  | 0.87 | 0.92 | 0.92 | 0.96 | 0.96 |  |  | Y |  | N | AHRI
205622521 |  | Active | RHEEM | RTGH-199XL | RTGH-95XLN-2 | Natural Gas | Instantaneous | High Usage |  | 5.6 | 0.93 | 0 | 0 | 199.9 |  | 96 | Yes |  | Yes | TRUE | 199900 | Gas Instantaneous | HIGH DRAW | TRUE | Gas InstantaneousHIGH DRAW | 4 | 2 | 199.9 |  | 0.93816 | 0.9436 | 0.81 |  | 0.87 | 0.92 | 0.92 | 0.96 | 0.96 |  |  | Y |  | N | AHRI
205622522 |  | Active | RHEEM | RTGH-180XL | RTGH-90XLN-2 | Natural Gas | Instantaneous | High Usage |  | 5.2 | 0.93 | 0 | 0 | 180 |  | 95 | Yes |  | Yes | TRUE | 180000 | Gas Instantaneous | HIGH DRAW | TRUE | Gas InstantaneousHIGH DRAW | 4 | 2 | 180 |  | 0.94144 | 0.9436 | 0.81 |  | 0.87 | 0.92 | 0.92 | 0.96 | 0.96 |  |  | Y |  | N | AHRI
205622523 |  | Active | RHEEM | RTGH-160XL | RTGH-84XLN-2 | Natural Gas | Instantaneous | High Usage |  | 4.5 | 0.93 | 0 | 0 | 157 |  | 96 | Yes |  | Yes | TRUE | 157000 | Gas Instantaneous | HIGH DRAW | TRUE | Gas InstantaneousHIGH DRAW | 4 | 2 | 157 |  | 0.93815 | 0.9436 | 0.81 |  | 0.87 | 0.92 | 0.92 | 0.96 | 0.96 |  |  | Y |  | N | AHRI
205628292 |  | Active | RHEEM | RTGH-199XL | RTGH-95XELN-2 | Natural Gas | Instantaneous | High Usage |  | 5.6 | 0.93 | 0 | 0 | 199.9 |  | 96 | Yes |  | Yes | TRUE | 199900 | Gas Instantaneous | HIGH DRAW | TRUE | Gas InstantaneousHIGH DRAW | 4 | 2 | 199.9 |  | 0.93816 | 0.9436 | 0.81 |  | 0.87 | 0.92 | 0.92 | 0.96 | 0.96 |  |  | Y |  | N | AHRI
205628295 |  | Active | RHEEM | RTGH-199XL | ECOH200XELN-2 | Natural Gas | Instantaneous | High Usage |  | 5.6 | 0.93 | 0 | 0 | 199.9 |  | 96 | Yes |  | Yes | TRUE | 199900 | Gas Instantaneous | HIGH DRAW | TRUE | Gas InstantaneousHIGH DRAW | 4 | 2 | 199.9 |  | 0.93816 | 0.9436 | 0.81 |  | 0.87 | 0.92 | 0.92 | 0.96 | 0.96 |  |  | Y |  | N | AHRI
205628297 |  | Active | RHEEM | RTGH-199XL | ECOH200XLN-2 | Natural Gas | Instantaneous | High Usage |  | 5.6 | 0.93 | 0 | 0 | 199.9 |  | 96 | Yes |  | Yes | TRUE | 199900 | Gas Instantaneous | HIGH DRAW | TRUE | Gas InstantaneousHIGH DRAW | 4 | 2 | 199.9 |  | 0.93816 | 0.9436 | 0.81 |  | 0.87 | 0.92 | 0.92 | 0.96 | 0.96 |  |  | Y |  | N | AHRI
205628300 |  | Active | RUUD | RTGH-199XL | RUTGH-95XELN-2 | Natural Gas | Instantaneous | High Usage |  | 5.6 | 0.93 | 0 | 0 | 199.9 |  | 96 | Yes |  | Yes | TRUE | 199900 | Gas Instantaneous | HIGH DRAW | TRUE | Gas InstantaneousHIGH DRAW | 4 | 2 | 199.9 |  | 0.93816 | 0.9436 | 0.81 |  | 0.87 | 0.92 | 0.92 | 0.96 | 0.96 |  |  | Y |  | N | AHRI
205628302 |  | Active | RUUD | RTGH-199XL | RUTGH-95XLN-2 | Natural Gas | Instantaneous | High Usage |  | 5.6 | 0.93 | 0 | 0 | 199.9 |  | 96 | Yes |  | Yes | TRUE | 199900 | Gas Instantaneous | HIGH DRAW | TRUE | Gas InstantaneousHIGH DRAW | 4 | 2 | 199.9 |  | 0.93816 | 0.9436 | 0.81 |  | 0.87 | 0.92 | 0.92 | 0.96 | 0.96 |  |  | Y |  | N | AHRI
205628304 |  | Active | RICHMOND | RTGH-199XL | RMTGH95XELN-2 | Natural Gas | Instantaneous | High Usage |  | 5.6 | 0.93 | 0 | 0 | 199.9 |  | 96 | Yes |  | Yes | TRUE | 199900 | Gas Instantaneous | HIGH DRAW | TRUE | Gas InstantaneousHIGH DRAW | 4 | 2 | 199.9 |  | 0.93816 | 0.9436 | 0.81 |  | 0.87 | 0.92 | 0.92 | 0.96 | 0.96 |  |  | Y |  | N | AHRI
205628307 |  | Active | RICHMOND | RTGH-199XL | RMTGH95XLN-2 | Natural Gas | Instantaneous | High Usage |  | 5.6 | 0.93 | 0 | 0 | 199.9 |  | 96 | Yes |  | Yes | TRUE | 199900 | Gas Instantaneous | HIGH DRAW | TRUE | Gas InstantaneousHIGH DRAW | 4 | 2 | 199.9 |  | 0.93816 | 0.9436 | 0.81 |  | 0.87 | 0.92 | 0.92 | 0.96 | 0.96 |  |  | Y |  | N | AHRI
205628309 |  | Active | ECOSMART | RTGH-199XL | ESGH-95-XLN-2 | Natural Gas | Instantaneous | High Usage |  | 5.6 | 0.93 | 0 | 0 | 199.9 |  | 96 | Yes |  | Yes | TRUE | 199900 | Gas Instantaneous | HIGH DRAW | TRUE | Gas InstantaneousHIGH DRAW | 4 | 2 | 199.9 |  | 0.93816 | 0.9436 | 0.81 |  | 0.87 | 0.92 | 0.92 | 0.96 | 0.96 |  |  | Y |  | N | AHRI
205628312 |  | Active | RHEEM | RTGH-180XL | ECOH180XLN-2 | Natural Gas | Instantaneous | High Usage |  | 5.2 | 0.93 | 0 | 0 | 180 |  | 95 | Yes |  | Yes | TRUE | 180000 | Gas Instantaneous | HIGH DRAW | TRUE | Gas InstantaneousHIGH DRAW | 4 | 2 | 180 |  | 0.94144 | 0.9436 | 0.81 |  | 0.87 | 0.92 | 0.92 | 0.96 | 0.96 |  |  | Y |  | N | AHRI
205628314 |  | Active | RHEEM | RTGH-180XL | ECOH180XELN-2 | Natural Gas | Instantaneous | High Usage |  | 5.2 | 0.93 | 0 | 0 | 180 |  | 95 | Yes |  | Yes | TRUE | 180000 | Gas Instantaneous | HIGH DRAW | TRUE | Gas InstantaneousHIGH DRAW | 4 | 2 | 180 |  | 0.94144 | 0.9436 | 0.81 |  | 0.87 | 0.92 | 0.92 | 0.96 | 0.96 |  |  | Y |  | N | AHRI
205628317 |  | Active | RUUD | RTGH-180XL | RUTGH-90XLN-2 | Natural Gas | Instantaneous | High Usage |  | 5.2 | 0.93 | 0 | 0 | 180 |  | 95 | Yes |  | Yes | TRUE | 180000 | Gas Instantaneous | HIGH DRAW | TRUE | Gas InstantaneousHIGH DRAW | 4 | 2 | 180 |  | 0.94144 | 0.9436 | 0.81 |  | 0.87 | 0.92 | 0.92 | 0.96 | 0.96 |  |  | Y |  | N | AHRI
205628319 |  | Active | RICHMOND | RTGH-180XL | RMTGH90XLN-2 | Natural Gas | Instantaneous | High Usage |  | 5.2 | 0.93 | 0 | 0 | 180 |  | 95 | Yes |  | Yes | TRUE | 180000 | Gas Instantaneous | HIGH DRAW | TRUE | Gas InstantaneousHIGH DRAW | 4 | 2 | 180 |  | 0.94144 | 0.9436 | 0.81 |  | 0.87 | 0.92 | 0.92 | 0.96 | 0.96 |  |  | Y |  | N | AHRI
205628321 |  | Active | ECOSMART | RTGH-180XL | ESGH-90-XLN-2 | Natural Gas | Instantaneous | High Usage |  | 5.2 | 0.93 | 0 | 0 | 180 |  | 95 | Yes |  | Yes | TRUE | 180000 | Gas Instantaneous | HIGH DRAW | TRUE | Gas InstantaneousHIGH DRAW | 4 | 2 | 180 |  | 0.94144 | 0.9436 | 0.81 |  | 0.87 | 0.92 | 0.92 | 0.96 | 0.96 |  |  | Y |  | N | AHRI
205628325 |  | Active | RHEEM | RTGH-160XL | ECOH160XLN-2 | Natural Gas | Instantaneous | High Usage |  | 4.5 | 0.93 | 0 | 0 | 157 |  | 96 | Yes |  | Yes | TRUE | 157000 | Gas Instantaneous | HIGH DRAW | TRUE | Gas InstantaneousHIGH DRAW | 4 | 2 | 157 |  | 0.93815 | 0.9436 | 0.81 |  | 0.87 | 0.92 | 0.92 | 0.96 | 0.96 |  |  | Y |  | N | AHRI
205628327 |  | Active | RUUD | RTGH-160XL | RUTGH-84XLN-2 | Natural Gas | Instantaneous | High Usage |  | 4.5 | 0.93 | 0 | 0 | 157 |  | 96 | Yes |  | Yes | TRUE | 157000 | Gas Instantaneous | HIGH DRAW | TRUE | Gas InstantaneousHIGH DRAW | 4 | 2 | 157 |  | 0.93815 | 0.9436 | 0.81 |  | 0.87 | 0.92 | 0.92 | 0.96 | 0.96 |  |  | Y |  | N | AHRI
205628329 |  | Active | RICHMOND | RTGH-160XL | RMTGH84XLN-2 | Natural Gas | Instantaneous | High Usage |  | 4.5 | 0.93 | 0 | 0 | 157 |  | 96 | Yes |  | Yes | TRUE | 157000 | Gas Instantaneous | HIGH DRAW | TRUE | Gas InstantaneousHIGH DRAW | 4 | 2 | 157 |  | 0.93815 | 0.9436 | 0.81 |  | 0.87 | 0.92 | 0.92 | 0.96 | 0.96 |  |  | Y |  | N | AHRI
205628331 |  | Active | ECOSMART | RTGH-160XL | ESGH-84-XLN-2 | Natural Gas | Instantaneous | High Usage |  | 4.5 | 0.93 | 0 | 0 | 157 |  | 96 | Yes |  | Yes | TRUE | 157000 | Gas Instantaneous | HIGH DRAW | TRUE | Gas InstantaneousHIGH DRAW | 4 | 2 | 157 |  | 0.93815 | 0.9436 | 0.81 |  | 0.87 | 0.92 | 0.92 | 0.96 | 0.96 |  |  | Y |  | N | AHRI
205706982 |  | Active | RUUD | RTG-160DVL | RUTG-70DVLN-1 | Natural Gas | Instantaneous | High Usage |  | 4.1 | 0.82 | 0 | 0 | 160 |  | 85 | Yes |  | Yes | TRUE | 160000 | Gas Instantaneous | HIGH DRAW | TRUE | Gas InstantaneousHIGH DRAW | 4 | 2 | 160 |  | 0.82607 | 0.83201 | 0.81 |  | 0.87 | 0.92 | 0.92 | 0.96 | 0.96 |  |  |  |  | N | AHRI
205706983 |  | Active | RUUD | RTG-160DVL | RUTG-70DVLNWA-1 | Natural Gas | Instantaneous | High Usage |  | 4.1 | 0.82 | 0 | 0 | 160 |  | 85 | Yes |  | Yes | TRUE | 160000 | Gas Instantaneous | HIGH DRAW | TRUE | Gas InstantaneousHIGH DRAW | 4 | 2 | 160 |  | 0.82607 | 0.83201 | 0.81 |  | 0.87 | 0.92 | 0.92 | 0.96 | 0.96 |  |  |  |  | N | AHRI
205706986 |  | Active | ECOSMART | RTG-160DVL | ESG-70-DVLN-1 | Natural Gas | Instantaneous | High Usage |  | 4.1 | 0.82 | 0 | 0 | 160 |  | 85 | Yes |  | Yes | TRUE | 160000 | Gas Instantaneous | HIGH DRAW | TRUE | Gas InstantaneousHIGH DRAW | 4 | 2 | 160 |  | 0.82607 | 0.83201 | 0.81 |  | 0.87 | 0.92 | 0.92 | 0.96 | 0.96 |  |  |  |  | N | AHRI
205706989 |  | Active | RUUD | RTG-160XL | RUTG-70XLN-1 | Natural Gas | Instantaneous | High Usage |  | 4 | 0.81 | 0 | 0 | 160 |  | 84 | No |  | Yes | TRUE | 160000 | Gas Instantaneous | HIGH DRAW | TRUE | Gas InstantaneousHIGH DRAW | 4 | 2 | 160 |  | 0.81588 | 0.82187 | 0.81 | Y | 0.87 | 0.92 | 0.92 | 0.96 | 0.96 |  |  |  |  | N | AHRI
205706990 |  | Active | RUUD | RTG-160XL | RUTG-70XLNWA-1 | Natural Gas | Instantaneous | High Usage |  | 4 | 0.81 | 0 | 0 | 160 |  | 84 | No |  | Yes | TRUE | 160000 | Gas Instantaneous | HIGH DRAW | TRUE | Gas InstantaneousHIGH DRAW | 4 | 2 | 160 |  | 0.81588 | 0.82187 | 0.81 | Y | 0.87 | 0.92 | 0.92 | 0.96 | 0.96 |  |  |  |  | N | AHRI
205706993 |  | Active | ECOSMART | RTG-160XL | ESG-70-XLN-1 | Natural Gas | Instantaneous | High Usage |  | 4 | 0.81 | 0 | 0 | 160 |  | 84 | No |  | Yes | TRUE | 160000 | Gas Instantaneous | HIGH DRAW | TRUE | Gas InstantaneousHIGH DRAW | 4 | 2 | 160 |  | 0.81588 | 0.82187 | 0.81 | Y | 0.87 | 0.92 | 0.92 | 0.96 | 0.96 |  |  |  |  | N | AHRI
205746302 |  | Active | RUUD | RTGH-199DVL | RUTGH-C95DVLN | Natural Gas | Instantaneous | High Usage |  | 5.7 | 0.93 | 0 | 0 | 199.9 |  | 96 | Yes |  | Yes | TRUE | 199900 | Gas Instantaneous | HIGH DRAW | TRUE | Gas InstantaneousHIGH DRAW | 4 | 2 | 199.9 |  | 0.93816 | 0.9436 | 0.81 |  | 0.87 | 0.92 | 0.92 | 0.96 | 0.96 |  |  | Y |  | N | AHRI
205746304 |  | Active | RUUD | RTGH-199DVL | RUTGH-CM95DVLN | Natural Gas | Instantaneous | High Usage |  | 5.7 | 0.93 | 0 | 0 | 199.9 |  | 96 | Yes |  | Yes | TRUE | 199900 | Gas Instantaneous | HIGH DRAW | TRUE | Gas InstantaneousHIGH DRAW | 4 | 2 | 199.9 |  | 0.93816 | 0.9436 | 0.81 |  | 0.87 | 0.92 | 0.92 | 0.96 | 0.96 |  |  | Y |  | N | AHRI
205746306 |  | Active | RUUD | RTGH-199XVL | RUTGH-C95XLN | Natural Gas | Instantaneous | High Usage |  | 5.6 | 0.93 | 0 | 0 | 199.9 |  | 95 | Yes |  | Yes | TRUE | 199900 | Gas Instantaneous | HIGH DRAW | TRUE | Gas InstantaneousHIGH DRAW | 4 | 2 | 199.9 |  | 0.94144 | 0.9436 | 0.81 |  | 0.87 | 0.92 | 0.92 | 0.96 | 0.96 |  |  | Y |  | N | AHRI
205746308 |  | Active | RUUD | RTGH-199XVL | RUTGH-CM95XLN | Natural Gas | Instantaneous | High Usage |  | 5.6 | 0.93 | 0 | 0 | 199.9 |  | 95 | Yes |  | Yes | TRUE | 199900 | Gas Instantaneous | HIGH DRAW | TRUE | Gas InstantaneousHIGH DRAW | 4 | 2 | 199.9 |  | 0.94144 | 0.9436 | 0.81 |  | 0.87 | 0.92 | 0.92 | 0.96 | 0.96 |  |  | Y |  | N | AHRI
206076869 |  | Active | RUUD |  | RUTG-95DVELNWA-1 | Natural Gas | Instantaneous | High Usage |  | 5 | 0.82 | 0 | 0 | 199.9 |  | 84 | Yes |  | Yes | TRUE | 199900 | Gas Instantaneous | HIGH DRAW | TRUE | Gas InstantaneousHIGH DRAW | 4 | 2 | 199.9 |  | 0.82933 | 0.83201 | 0.81 |  | 0.87 | 0.92 | 0.92 | 0.96 | 0.96 |  |  |  |  | N | AHRI
206076870 |  | Active | RHEEM |  | CRTGH-84DVLN-2 | Natural Gas | Instantaneous | High Usage |  | 4.6 | 0.93 | 0 | 0 | 157 |  | 97 | Yes |  | Yes | TRUE | 157000 | Gas Instantaneous | HIGH DRAW | TRUE | Gas InstantaneousHIGH DRAW | 4 | 2 | 157 |  | 0.93494 | 0.9436 | 0.81 |  | 0.87 | 0.92 | 0.92 | 0.96 | 0.96 |  |  | Y |  | N | AHRI
206076872 |  | Active | RHEEM |  | CRTGH-90DVLN-2 | Natural Gas | Instantaneous | High Usage |  | 5.2 | 0.93 | 0 | 0 | 180 |  | 97 | Yes |  | Yes | TRUE | 180000 | Gas Instantaneous | HIGH DRAW | TRUE | Gas InstantaneousHIGH DRAW | 4 | 2 | 180 |  | 0.93495 | 0.9436 | 0.81 |  | 0.87 | 0.92 | 0.92 | 0.96 | 0.96 |  |  | Y |  | N | AHRI
206076874 |  | Active | RHEEM |  | DCRTGH95DVLN-2 | Natural Gas | Instantaneous | High Usage |  | 5.7 | 0.93 | 0 | 0 | 199.9 |  | 97 | Yes |  | Yes | TRUE | 199900 | Gas Instantaneous | HIGH DRAW | TRUE | Gas InstantaneousHIGH DRAW | 4 | 2 | 199.9 |  | 0.93496 | 0.9436 | 0.81 |  | 0.87 | 0.92 | 0.92 | 0.96 | 0.96 |  |  | Y |  | N | AHRI
206076876 |  | Active | RHEEM |  | ECOH180DVRHLN * | Natural Gas | Instantaneous | High Usage |  | 5.2 | 0.94 | 0 | 0 | 180 |  | 97 | Yes |  | Yes | TRUE | 180000 | Gas Instantaneous | HIGH DRAW | TRUE | Gas InstantaneousHIGH DRAW | 4 | 2 | 180 |  | 0.94834 | 0.95374 | 0.81 |  | 0.87 | 0.92 | 0.92 | 0.96 | 0.96 |  |  | Y |  | N | AHRI
206703059 |  | Active | TAKAGI |  | T-H3-DV-N 1** | Natural Gas | Instantaneous | High Usage |  | 5.8 | 0.93 | 0 | 1 | 199 |  | 96 | Yes |  | Yes | TRUE | 199000 | Gas Instantaneous | HIGH DRAW | TRUE | Gas InstantaneousHIGH DRAW | 4 | 2 | 199 |  | 0.93816 | 0.9436 | 0.81 |  | 0.87 | 0.92 | 0.92 | 0.96 | 0.96 |  |  | Y |  | N | AHRI
206703060 |  | Active | TAKAGI |  | T-H3-OS-N 1** | Natural Gas | Instantaneous | High Usage |  | 5.8 | 0.95 | 0 | 1 | 199 |  | 96 | Yes |  | Yes | TRUE | 199000 | Gas Instantaneous | HIGH DRAW | TRUE | Gas InstantaneousHIGH DRAW | 4 | 2 | 199 |  | 0.96521 | 0.96389 | 0.81 |  | 0.87 | 0.92 | 0.92 | 0.96 | 0.96 |  |  | Y |  | N | AHRI
206703061 |  | Active | TAKAGI |  | TK-510U-I 2** | Natural Gas | Instantaneous | High Usage |  | 5 | 0.81 | 0 | 1 | 199 |  | 84 | No |  | Yes | TRUE | 199000 | Gas Instantaneous | HIGH DRAW | TRUE | Gas InstantaneousHIGH DRAW | 4 | 2 | 199 |  | 0.81589 | 0.82187 | 0.81 | Y | 0.87 | 0.92 | 0.92 | 0.96 | 0.96 |  |  |  |  | N | AHRI
206703062 |  | Active | TAKAGI |  | TK-510C-NI 1** | Natural Gas | Instantaneous | High Usage |  | 4.7 | 0.81 | 0 | 1 | 199 |  | 82 | No |  | Yes | TRUE | 199000 | Gas Instantaneous | HIGH DRAW | TRUE | Gas InstantaneousHIGH DRAW | 4 | 2 | 199 |  | 0.82251 | 0.82187 | 0.81 | Y | 0.87 | 0.92 | 0.92 | 0.96 | 0.96 |  |  |  |  | N | AHRI
206703063 |  | Active | TAKAGI |  | TK-310C-NI 1** | Natural Gas | Instantaneous | High Usage |  | 4.6 | 0.81 | 0 | 1 | 190 |  | 85 | No |  | Yes | TRUE | 190000 | Gas Instantaneous | HIGH DRAW | TRUE | Gas InstantaneousHIGH DRAW | 4 | 2 | 190 |  | 0.81273 | 0.82187 | 0.81 | Y | 0.87 | 0.92 | 0.92 | 0.96 | 0.96 |  |  |  |  | N | AHRI
206703064 |  | Active | TAKAGI |  | T-H3J-DV-N 1** | Natural Gas | Instantaneous | High Usage |  | 4.7 | 0.94 | 0 | 1 | 160 |  | 97 | Yes |  | Yes | TRUE | 160000 | Gas Instantaneous | HIGH DRAW | TRUE | Gas InstantaneousHIGH DRAW | 4 | 2 | 160 |  | 0.94834 | 0.95374 | 0.81 |  | 0.87 | 0.92 | 0.92 | 0.96 | 0.96 |  |  | Y |  | N | AHRI
206703069 |  | Active | TAKAGI |  | TK-540P-NIH 1** | Natural Gas | Instantaneous | High Usage |  | 5.8 | 0.93 | 0 | 1 | 199 |  | 96 | Yes |  | Yes | TRUE | 199000 | Gas Instantaneous | HIGH DRAW | TRUE | Gas InstantaneousHIGH DRAW | 4 | 2 | 199 |  | 0.93816 | 0.9436 | 0.81 |  | 0.87 | 0.92 | 0.92 | 0.96 | 0.96 |  |  | Y |  | N | AHRI
206703070 |  | Active | TAKAGI |  | TCT-199I-N 1** | Natural Gas | Instantaneous | High Usage |  | 5.8 | 0.93 | 0 | 1 | 199 |  | 96 | Yes |  | Yes | TRUE | 199000 | Gas Instantaneous | HIGH DRAW | TRUE | Gas InstantaneousHIGH DRAW | 4 | 2 | 199 |  | 0.93816 | 0.9436 | 0.81 |  | 0.87 | 0.92 | 0.92 | 0.96 | 0.96 |  |  | Y |  | N | AHRI
206703074 |  | Active | A. O. SMITH |  | ATI-540H 1** | Natural Gas | Instantaneous | High Usage |  | 5.8 | 0.93 | 0 | 1 | 199 |  | 96 | Yes |  | Yes | TRUE | 199000 | Gas Instantaneous | HIGH DRAW | TRUE | Gas InstantaneousHIGH DRAW | 4 | 2 | 199 |  | 0.93816 | 0.9436 | 0.81 |  | 0.87 | 0.92 | 0.92 | 0.96 | 0.96 |  |  | Y |  | N | AHRI
206703075 |  | Active | A. O. SMITH |  | ATI-540P-N 1** | Natural Gas | Instantaneous | High Usage |  | 5.8 | 0.93 | 0 | 1 | 199 |  | 96 | Yes |  | Yes | TRUE | 199000 | Gas Instantaneous | HIGH DRAW | TRUE | Gas InstantaneousHIGH DRAW | 4 | 2 | 199 |  | 0.93816 | 0.9436 | 0.81 |  | 0.87 | 0.92 | 0.92 | 0.96 | 0.96 |  |  | Y |  | N | AHRI
206703076 |  | Active | A. O. SMITH |  | GT15-540P-NI 1** | Natural Gas | Instantaneous | High Usage |  | 5.8 | 0.93 | 0 | 1 | 199 |  | 96 | Yes |  | Yes | TRUE | 199000 | Gas Instantaneous | HIGH DRAW | TRUE | Gas InstantaneousHIGH DRAW | 4 | 2 | 199 |  | 0.93816 | 0.9436 | 0.81 |  | 0.87 | 0.92 | 0.92 | 0.96 | 0.96 |  |  | Y |  | N | AHRI
206703077 |  | Active | A. O. SMITH |  | GT15-540-NI 1** | Natural Gas | Instantaneous | High Usage |  | 5.8 | 0.93 | 0 | 1 | 199 |  | 96 | Yes |  | Yes | TRUE | 199000 | Gas Instantaneous | HIGH DRAW | TRUE | Gas InstantaneousHIGH DRAW | 4 | 2 | 199 |  | 0.93816 | 0.9436 | 0.81 |  | 0.87 | 0.92 | 0.92 | 0.96 | 0.96 |  |  | Y |  | N | AHRI
206703082 |  | Active | STATE |  | GTS-540-NIH 1** | Natural Gas | Instantaneous | High Usage |  | 5.8 | 0.93 | 0 | 1 | 199 |  | 96 | Yes |  | Yes | TRUE | 199000 | Gas Instantaneous | HIGH DRAW | TRUE | Gas InstantaneousHIGH DRAW | 4 | 2 | 199 |  | 0.93816 | 0.9436 | 0.81 |  | 0.87 | 0.92 | 0.92 | 0.96 | 0.96 |  |  | Y |  | N | AHRI
206703083 |  | Active | STATE |  | GTS-540P-NIH 1** | Natural Gas | Instantaneous | High Usage |  | 5.8 | 0.93 | 0 | 1 | 199 |  | 96 | Yes |  | Yes | TRUE | 199000 | Gas Instantaneous | HIGH DRAW | TRUE | Gas InstantaneousHIGH DRAW | 4 | 2 | 199 |  | 0.93816 | 0.9436 | 0.81 |  | 0.87 | 0.92 | 0.92 | 0.96 | 0.96 |  |  | Y |  | N | AHRI
206703084 |  | Active | STATE |  | SCT-199I-N 1** | Natural Gas | Instantaneous | High Usage |  | 5.8 | 0.93 | 0 | 1 | 199 |  | 96 | Yes |  | Yes | TRUE | 199000 | Gas Instantaneous | HIGH DRAW | TRUE | Gas InstantaneousHIGH DRAW | 4 | 2 | 199 |  | 0.93816 | 0.9436 | 0.81 |  | 0.87 | 0.92 | 0.92 | 0.96 | 0.96 |  |  | Y |  | N | AHRI
206703088 |  | Active | RELIANCE WATER HEATERS |  | TS-540-GIH 1** | Natural Gas | Instantaneous | High Usage |  | 5.8 | 0.93 | 0 | 1 | 199 |  | 96 | Yes |  | Yes | TRUE | 199000 | Gas Instantaneous | HIGH DRAW | TRUE | Gas InstantaneousHIGH DRAW | 4 | 2 | 199 |  | 0.93816 | 0.9436 | 0.81 |  | 0.87 | 0.92 | 0.92 | 0.96 | 0.96 |  |  | Y |  | N | AHRI
206703089 |  | Active | RELIANCE WATER HEATERS |  | TS-540P-GIH 1** | Natural Gas | Instantaneous | High Usage |  | 5.8 | 0.93 | 0 | 1 | 199 |  | 96 | Yes |  | Yes | TRUE | 199000 | Gas Instantaneous | HIGH DRAW | TRUE | Gas InstantaneousHIGH DRAW | 4 | 2 | 199 |  | 0.93816 | 0.9436 | 0.81 |  | 0.87 | 0.92 | 0.92 | 0.96 | 0.96 |  |  | Y |  | N | AHRI
206703092 |  | Active | AMERICAN |  | GT-540-NIH 1** | Natural Gas | Instantaneous | High Usage |  | 5.8 | 0.93 | 0 | 1 | 199 |  | 96 | Yes |  | Yes | TRUE | 199000 | Gas Instantaneous | HIGH DRAW | TRUE | Gas InstantaneousHIGH DRAW | 4 | 2 | 199 |  | 0.93816 | 0.9436 | 0.81 |  | 0.87 | 0.92 | 0.92 | 0.96 | 0.96 |  |  | Y |  | N | AHRI
206703093 |  | Active | AMERICAN |  | GT-540P-NIH 1** | Natural Gas | Instantaneous | High Usage |  | 5.8 | 0.93 | 0 | 1 | 199 |  | 96 | Yes |  | Yes | TRUE | 199000 | Gas Instantaneous | HIGH DRAW | TRUE | Gas InstantaneousHIGH DRAW | 4 | 2 | 199 |  | 0.93816 | 0.9436 | 0.81 |  | 0.87 | 0.92 | 0.92 | 0.96 | 0.96 |  |  | Y |  | N | AHRI
206703094 |  | Active | AMERICAN |  | MCT-199I-N 1** | Natural Gas | Instantaneous | High Usage |  | 5.8 | 0.93 | 0 | 1 | 199 |  | 96 | Yes |  | Yes | TRUE | 199000 | Gas Instantaneous | HIGH DRAW | TRUE | Gas InstantaneousHIGH DRAW | 4 | 2 | 199 |  | 0.93816 | 0.9436 | 0.81 |  | 0.87 | 0.92 | 0.92 | 0.96 | 0.96 |  |  | Y |  | N | AHRI
206703098 |  | Active | U.S. CRAFTMASTER |  | GTU-540P-NIH 1** | Natural Gas | Instantaneous | High Usage |  | 5.8 | 0.93 | 0 | 1 | 199 |  | 96 | Yes |  | Yes | TRUE | 199000 | Gas Instantaneous | HIGH DRAW | TRUE | Gas InstantaneousHIGH DRAW | 4 | 2 | 199 |  | 0.93816 | 0.9436 | 0.81 |  | 0.87 | 0.92 | 0.92 | 0.96 | 0.96 |  |  | Y |  | N | AHRI
206703100 |  | Active | LOCHINVAR |  | LTI-540H-N 1** | Natural Gas | Instantaneous | High Usage |  | 5.8 | 0.93 | 0 | 1 | 199 |  | 96 | Yes |  | Yes | TRUE | 199000 | Gas Instantaneous | HIGH DRAW | TRUE | Gas InstantaneousHIGH DRAW | 4 | 2 | 199 |  | 0.93816 | 0.9436 | 0.81 |  | 0.87 | 0.92 | 0.92 | 0.96 | 0.96 |  |  | Y |  | N | AHRI
206703101 |  | Active | LOCHINVAR |  | LTI-540P-N 1** | Natural Gas | Instantaneous | High Usage |  | 5.8 | 0.93 | 0 | 1 | 199 |  | 96 | Yes |  | Yes | TRUE | 199000 | Gas Instantaneous | HIGH DRAW | TRUE | Gas InstantaneousHIGH DRAW | 4 | 2 | 199 |  | 0.93816 | 0.9436 | 0.81 |  | 0.87 | 0.92 | 0.92 | 0.96 | 0.96 |  |  | Y |  | N | AHRI
206703102 |  | Active | LOCHINVAR |  | LCT-199I-N 1** | Natural Gas | Instantaneous | High Usage |  | 5.8 | 0.93 | 0 | 1 | 199 |  | 96 | Yes |  | Yes | TRUE | 199000 | Gas Instantaneous | HIGH DRAW | TRUE | Gas InstantaneousHIGH DRAW | 4 | 2 | 199 |  | 0.93816 | 0.9436 | 0.81 |  | 0.87 | 0.92 | 0.92 | 0.96 | 0.96 |  |  | Y |  | N | AHRI
206703106 |  | Active | TAKAGI |  | TK-540P-NEH 1** | Natural Gas | Instantaneous | High Usage |  | 5.8 | 0.95 | 0 | 1 | 199 |  | 96 | Yes |  | Yes | TRUE | 199000 | Gas Instantaneous | HIGH DRAW | TRUE | Gas InstantaneousHIGH DRAW | 4 | 2 | 199 |  | 0.96521 | 0.96389 | 0.81 |  | 0.87 | 0.92 | 0.92 | 0.96 | 0.96 |  |  | Y |  | N | AHRI
206703107 |  | Active | TAKAGI |  | TCT-199O-N 1** | Natural Gas | Instantaneous | High Usage |  | 5.8 | 0.95 | 0 | 1 | 199 |  | 96 | Yes |  | Yes | TRUE | 199000 | Gas Instantaneous | HIGH DRAW | TRUE | Gas InstantaneousHIGH DRAW | 4 | 2 | 199 |  | 0.96521 | 0.96389 | 0.81 |  | 0.87 | 0.92 | 0.92 | 0.96 | 0.96 |  |  | Y |  | N | AHRI
206703111 |  | Active | A. O. SMITH |  | ATO-540H 1** | Natural Gas | Instantaneous | High Usage |  | 5.8 | 0.95 | 0 | 1 | 199 |  | 96 | Yes |  | Yes | TRUE | 199000 | Gas Instantaneous | HIGH DRAW | TRUE | Gas InstantaneousHIGH DRAW | 4 | 2 | 199 |  | 0.96521 | 0.96389 | 0.81 |  | 0.87 | 0.92 | 0.92 | 0.96 | 0.96 |  |  | Y |  | N | AHRI
206703112 |  | Active | A. O. SMITH |  | ATO-540P-N 1** | Natural Gas | Instantaneous | High Usage |  | 5.8 | 0.95 | 0 | 1 | 199 |  | 96 | Yes |  | Yes | TRUE | 199000 | Gas Instantaneous | HIGH DRAW | TRUE | Gas InstantaneousHIGH DRAW | 4 | 2 | 199 |  | 0.96521 | 0.96389 | 0.81 |  | 0.87 | 0.92 | 0.92 | 0.96 | 0.96 |  |  | Y |  | N | AHRI
206703113 |  | Active | A. O. SMITH |  | ACT-199O-N 1** | Natural Gas | Instantaneous | High Usage |  | 5.8 | 0.95 | 0 | 1 | 199 |  | 96 | Yes |  | Yes | TRUE | 199000 | Gas Instantaneous | HIGH DRAW | TRUE | Gas InstantaneousHIGH DRAW | 4 | 2 | 199 |  | 0.96521 | 0.96389 | 0.81 |  | 0.87 | 0.92 | 0.92 | 0.96 | 0.96 |  |  | Y |  | N | AHRI
206703114 |  | Active | A. O. SMITH |  | GT15-540-NO 1** | Natural Gas | Instantaneous | High Usage |  | 5.8 | 0.95 | 0 | 1 | 199 |  | 96 | Yes |  | Yes | TRUE | 199000 | Gas Instantaneous | HIGH DRAW | TRUE | Gas InstantaneousHIGH DRAW | 4 | 2 | 199 |  | 0.96521 | 0.96389 | 0.81 |  | 0.87 | 0.92 | 0.92 | 0.96 | 0.96 |  |  | Y |  | N | AHRI
206703118 |  | Active | STATE |  | GTS-540-NEH 1** | Natural Gas | Instantaneous | High Usage |  | 5.8 | 0.95 | 0 | 1 | 199 |  | 96 | Yes |  | Yes | TRUE | 199000 | Gas Instantaneous | HIGH DRAW | TRUE | Gas InstantaneousHIGH DRAW | 4 | 2 | 199 |  | 0.96521 | 0.96389 | 0.81 |  | 0.87 | 0.92 | 0.92 | 0.96 | 0.96 |  |  | Y |  | N | AHRI
206703119 |  | Active | STATE |  | GTS-540P-NEH 1** | Natural Gas | Instantaneous | High Usage |  | 5.8 | 0.95 | 0 | 1 | 199 |  | 96 | Yes |  | Yes | TRUE | 199000 | Gas Instantaneous | HIGH DRAW | TRUE | Gas InstantaneousHIGH DRAW | 4 | 2 | 199 |  | 0.96521 | 0.96389 | 0.81 |  | 0.87 | 0.92 | 0.92 | 0.96 | 0.96 |  |  | Y |  | N | AHRI
206703120 |  | Active | STATE |  | SCT-199O-N 1** | Natural Gas | Instantaneous | High Usage |  | 5.8 | 0.95 | 0 | 1 | 199 |  | 96 | Yes |  | Yes | TRUE | 199000 | Gas Instantaneous | HIGH DRAW | TRUE | Gas InstantaneousHIGH DRAW | 4 | 2 | 199 |  | 0.96521 | 0.96389 | 0.81 |  | 0.87 | 0.92 | 0.92 | 0.96 | 0.96 |  |  | Y |  | N | AHRI
206703124 |  | Active | RELIANCE WATER HEATERS |  | TS-540-GEH 1** | Natural Gas | Instantaneous | High Usage |  | 5.8 | 0.95 | 0 | 1 | 199 |  | 96 | Yes |  | Yes | TRUE | 199000 | Gas Instantaneous | HIGH DRAW | TRUE | Gas InstantaneousHIGH DRAW | 4 | 2 | 199 |  | 0.96521 | 0.96389 | 0.81 |  | 0.87 | 0.92 | 0.92 | 0.96 | 0.96 |  |  | Y |  | N | AHRI
206703125 |  | Active | RELIANCE WATER HEATERS |  | TS-540P-GEH 1** | Natural Gas | Instantaneous | High Usage |  | 5.8 | 0.95 | 0 | 1 | 199 |  | 96 | Yes |  | Yes | TRUE | 199000 | Gas Instantaneous | HIGH DRAW | TRUE | Gas InstantaneousHIGH DRAW | 4 | 2 | 199 |  | 0.96521 | 0.96389 | 0.81 |  | 0.87 | 0.92 | 0.92 | 0.96 | 0.96 |  |  | Y |  | N | AHRI
206703128 |  | Active | AMERICAN |  | GT-540-NEH 1** | Natural Gas | Instantaneous | High Usage |  | 5.8 | 0.95 | 0 | 1 | 199 |  | 96 | Yes |  | Yes | TRUE | 199000 | Gas Instantaneous | HIGH DRAW | TRUE | Gas InstantaneousHIGH DRAW | 4 | 2 | 199 |  | 0.96521 | 0.96389 | 0.81 |  | 0.87 | 0.92 | 0.92 | 0.96 | 0.96 |  |  | Y |  | N | AHRI
206703129 |  | Active | AMERICAN |  | GT-540P-NEH 1** | Natural Gas | Instantaneous | High Usage |  | 5.8 | 0.95 | 0 | 1 | 199 |  | 96 | Yes |  | Yes | TRUE | 199000 | Gas Instantaneous | HIGH DRAW | TRUE | Gas InstantaneousHIGH DRAW | 4 | 2 | 199 |  | 0.96521 | 0.96389 | 0.81 |  | 0.87 | 0.92 | 0.92 | 0.96 | 0.96 |  |  | Y |  | N | AHRI
206703130 |  | Active | AMERICAN |  | MCT-199O-N 1** | Natural Gas | Instantaneous | High Usage |  | 5.8 | 0.95 | 0 | 1 | 199 |  | 96 | Yes |  | Yes | TRUE | 199000 | Gas Instantaneous | HIGH DRAW | TRUE | Gas InstantaneousHIGH DRAW | 4 | 2 | 199 |  | 0.96521 | 0.96389 | 0.81 |  | 0.87 | 0.92 | 0.92 | 0.96 | 0.96 |  |  | Y |  | N | AHRI
206703134 |  | Active | U.S. CRAFTMASTER |  | GTU-540-NEH 1** | Natural Gas | Instantaneous | High Usage |  | 5.8 | 0.95 | 0 | 1 | 199 |  | 96 | Yes |  | Yes | TRUE | 199000 | Gas Instantaneous | HIGH DRAW | TRUE | Gas InstantaneousHIGH DRAW | 4 | 2 | 199 |  | 0.96521 | 0.96389 | 0.81 |  | 0.87 | 0.92 | 0.92 | 0.96 | 0.96 |  |  | Y |  | N | AHRI
206703135 |  | Active | U.S. CRAFTMASTER |  | GTU-540P-NEH 1** | Natural Gas | Instantaneous | High Usage |  | 5.8 | 0.95 | 0 | 1 | 199 |  | 96 | Yes |  | Yes | TRUE | 199000 | Gas Instantaneous | HIGH DRAW | TRUE | Gas InstantaneousHIGH DRAW | 4 | 2 | 199 |  | 0.96521 | 0.96389 | 0.81 |  | 0.87 | 0.92 | 0.92 | 0.96 | 0.96 |  |  | Y |  | N | AHRI
206703138 |  | Active | LOCHINVAR |  | LTO-540H-N 1** | Natural Gas | Instantaneous | High Usage |  | 5.8 | 0.95 | 0 | 1 | 199 |  | 96 | Yes |  | Yes | TRUE | 199000 | Gas Instantaneous | HIGH DRAW | TRUE | Gas InstantaneousHIGH DRAW | 4 | 2 | 199 |  | 0.96521 | 0.96389 | 0.81 |  | 0.87 | 0.92 | 0.92 | 0.96 | 0.96 |  |  | Y |  | N | AHRI
206703139 |  | Active | LOCHINVAR |  | LTO-540P-N 1** | Natural Gas | Instantaneous | High Usage |  | 5.8 | 0.95 | 0 | 1 | 199 |  | 96 | Yes |  | Yes | TRUE | 199000 | Gas Instantaneous | HIGH DRAW | TRUE | Gas InstantaneousHIGH DRAW | 4 | 2 | 199 |  | 0.96521 | 0.96389 | 0.81 |  | 0.87 | 0.92 | 0.92 | 0.96 | 0.96 |  |  | Y |  | N | AHRI
206703140 |  | Active | LOCHINVAR |  | LCT-199O-N 1** | Natural Gas | Instantaneous | High Usage |  | 5.8 | 0.95 | 0 | 1 | 199 |  | 96 | Yes |  | Yes | TRUE | 199000 | Gas Instantaneous | HIGH DRAW | TRUE | Gas InstantaneousHIGH DRAW | 4 | 2 | 199 |  | 0.96521 | 0.96389 | 0.81 |  | 0.87 | 0.92 | 0.92 | 0.96 | 0.96 |  |  | Y |  | N | AHRI
206703145 |  | Active | A. O. SMITH |  | ATI-240H 1** | Natural Gas | Instantaneous | High Usage |  | 4.7 | 0.94 | 0 | 1 | 160 |  | 97 | Yes |  | Yes | TRUE | 160000 | Gas Instantaneous | HIGH DRAW | TRUE | Gas InstantaneousHIGH DRAW | 4 | 2 | 160 |  | 0.94834 | 0.95374 | 0.81 |  | 0.87 | 0.92 | 0.92 | 0.96 | 0.96 |  |  | Y |  | N | AHRI
206703146 |  | Active | A. O. SMITH |  | GT15-240-NI 1** | Natural Gas | Instantaneous | High Usage |  | 4.7 | 0.94 | 0 | 1 | 160 |  | 97 | Yes |  | Yes | TRUE | 160000 | Gas Instantaneous | HIGH DRAW | TRUE | Gas InstantaneousHIGH DRAW | 4 | 2 | 160 |  | 0.94834 | 0.95374 | 0.81 |  | 0.87 | 0.92 | 0.92 | 0.96 | 0.96 |  |  | Y |  | N | AHRI
206703149 |  | Active | STATE |  | GTS-240-NIH 1** | Natural Gas | Instantaneous | High Usage |  | 4.7 | 0.94 | 0 | 1 | 160 |  | 97 | Yes |  | Yes | TRUE | 160000 | Gas Instantaneous | HIGH DRAW | TRUE | Gas InstantaneousHIGH DRAW | 4 | 2 | 160 |  | 0.94834 | 0.95374 | 0.81 |  | 0.87 | 0.92 | 0.92 | 0.96 | 0.96 |  |  | Y |  | N | AHRI
206703151 |  | Active | RELIANCE WATER HEATERS |  | TS-240-GIH 1** | Natural Gas | Instantaneous | High Usage |  | 4.7 | 0.94 | 0 | 1 | 160 |  | 97 | Yes |  | Yes | TRUE | 160000 | Gas Instantaneous | HIGH DRAW | TRUE | Gas InstantaneousHIGH DRAW | 4 | 2 | 160 |  | 0.94834 | 0.95374 | 0.81 |  | 0.87 | 0.92 | 0.92 | 0.96 | 0.96 |  |  | Y |  | N | AHRI
206703153 |  | Active | AMERICAN |  | GT-240-NIH 1** | Natural Gas | Instantaneous | High Usage |  | 4.7 | 0.94 | 0 | 1 | 160 |  | 97 | Yes |  | Yes | TRUE | 160000 | Gas Instantaneous | HIGH DRAW | TRUE | Gas InstantaneousHIGH DRAW | 4 | 2 | 160 |  | 0.94834 | 0.95374 | 0.81 |  | 0.87 | 0.92 | 0.92 | 0.96 | 0.96 |  |  | Y |  | N | AHRI
206703155 |  | Active | U.S. CRAFTMASTER |  | GTU-240-NIH 1** | Natural Gas | Instantaneous | High Usage |  | 4.7 | 0.94 | 0 | 1 | 160 |  | 97 | Yes |  | Yes | TRUE | 160000 | Gas Instantaneous | HIGH DRAW | TRUE | Gas InstantaneousHIGH DRAW | 4 | 2 | 160 |  | 0.94834 | 0.95374 | 0.81 |  | 0.87 | 0.92 | 0.92 | 0.96 | 0.96 |  |  | Y |  | N | AHRI
206703157 |  | Active | LOCHINVAR |  | LTI-240H-N 1** | Natural Gas | Instantaneous | High Usage |  | 4.7 | 0.94 | 0 | 1 | 160 |  | 97 | Yes |  | Yes | TRUE | 160000 | Gas Instantaneous | HIGH DRAW | TRUE | Gas InstantaneousHIGH DRAW | 4 | 2 | 160 |  | 0.94834 | 0.95374 | 0.81 |  | 0.87 | 0.92 | 0.92 | 0.96 | 0.96 |  |  | Y |  | N | AHRI
206703159 |  | Active | A. O. SMITH |  | ATI-510U 2** | Natural Gas | Instantaneous | High Usage |  | 5 | 0.81 | 0 | 1 | 199 |  | 84 | No |  | Yes | TRUE | 199000 | Gas Instantaneous | HIGH DRAW | TRUE | Gas InstantaneousHIGH DRAW | 4 | 2 | 199 |  | 0.81589 | 0.82187 | 0.81 | Y | 0.87 | 0.92 | 0.92 | 0.96 | 0.96 |  |  |  |  | N | AHRI
206703160 |  | Active | RELIANCE WATER HEATERS |  | TS-510U-I 2** | Natural Gas | Instantaneous | High Usage |  | 5 | 0.81 | 0 | 1 | 199 |  | 84 | No |  | Yes | TRUE | 199000 | Gas Instantaneous | HIGH DRAW | TRUE | Gas InstantaneousHIGH DRAW | 4 | 2 | 199 |  | 0.81589 | 0.82187 | 0.81 | Y | 0.87 | 0.92 | 0.92 | 0.96 | 0.96 |  |  |  |  | N | AHRI
206703161 |  | Active | AMERICAN |  | GT-510U-I 2** | Natural Gas | Instantaneous | High Usage |  | 5 | 0.81 | 0 | 1 | 199 |  | 84 | No |  | Yes | TRUE | 199000 | Gas Instantaneous | HIGH DRAW | TRUE | Gas InstantaneousHIGH DRAW | 4 | 2 | 199 |  | 0.81589 | 0.82187 | 0.81 | Y | 0.87 | 0.92 | 0.92 | 0.96 | 0.96 |  |  |  |  | N | AHRI
206703162 |  | Active | U.S. CRAFTMASTER |  | GTU-510U-I 2** | Natural Gas | Instantaneous | High Usage |  | 5 | 0.81 | 0 | 1 | 199 |  | 84 | No |  | Yes | TRUE | 199000 | Gas Instantaneous | HIGH DRAW | TRUE | Gas InstantaneousHIGH DRAW | 4 | 2 | 199 |  | 0.81589 | 0.82187 | 0.81 | Y | 0.87 | 0.92 | 0.92 | 0.96 | 0.96 |  |  |  |  | N | AHRI
206703163 |  | Active | LOCHINVAR |  | LTI-510U 2** | Natural Gas | Instantaneous | High Usage |  | 5 | 0.81 | 0 | 1 | 199 |  | 84 | No |  | Yes | TRUE | 199000 | Gas Instantaneous | HIGH DRAW | TRUE | Gas InstantaneousHIGH DRAW | 4 | 2 | 199 |  | 0.81589 | 0.82187 | 0.81 | Y | 0.87 | 0.92 | 0.92 | 0.96 | 0.96 |  |  |  |  | N | AHRI
206703164 |  | Active | A. O. SMITH |  | ATI-510C 1** | Natural Gas | Instantaneous | High Usage |  | 4.7 | 0.81 | 0 | 1 | 199 |  | 82 | No |  | Yes | TRUE | 199000 | Gas Instantaneous | HIGH DRAW | TRUE | Gas InstantaneousHIGH DRAW | 4 | 2 | 199 |  | 0.82251 | 0.82187 | 0.81 | Y | 0.87 | 0.92 | 0.92 | 0.96 | 0.96 |  |  |  |  | N | AHRI
206703165 |  | Active | A. O. SMITH |  | GT15-510C-I 1** | Natural Gas | Instantaneous | High Usage |  | 4.7 | 0.81 | 0 | 1 | 199 |  | 82 | No |  | Yes | TRUE | 199000 | Gas Instantaneous | HIGH DRAW | TRUE | Gas InstantaneousHIGH DRAW | 4 | 2 | 199 |  | 0.82251 | 0.82187 | 0.81 | Y | 0.87 | 0.92 | 0.92 | 0.96 | 0.96 |  |  |  |  | N | AHRI
206703166 |  | Active | STATE |  | GTS-510C-NI 1** | Natural Gas | Instantaneous | High Usage |  | 4.7 | 0.81 | 0 | 1 | 199 |  | 82 | No |  | Yes | TRUE | 199000 | Gas Instantaneous | HIGH DRAW | TRUE | Gas InstantaneousHIGH DRAW | 4 | 2 | 199 |  | 0.82251 | 0.82187 | 0.81 | Y | 0.87 | 0.92 | 0.92 | 0.96 | 0.96 |  |  |  |  | N | AHRI
206703167 |  | Active | RELIANCE WATER HEATERS |  | TS-510C-GI 1** | Natural Gas | Instantaneous | High Usage |  | 4.7 | 0.81 | 0 | 1 | 199 |  | 82 | No |  | Yes | TRUE | 199000 | Gas Instantaneous | HIGH DRAW | TRUE | Gas InstantaneousHIGH DRAW | 4 | 2 | 199 |  | 0.82251 | 0.82187 | 0.81 | Y | 0.87 | 0.92 | 0.92 | 0.96 | 0.96 |  |  |  |  | N | AHRI
206703168 |  | Active | AMERICAN |  | GT-510C-NI 1** | Natural Gas | Instantaneous | High Usage |  | 4.7 | 0.81 | 0 | 1 | 199 |  | 82 | No |  | Yes | TRUE | 199000 | Gas Instantaneous | HIGH DRAW | TRUE | Gas InstantaneousHIGH DRAW | 4 | 2 | 199 |  | 0.82251 | 0.82187 | 0.81 | Y | 0.87 | 0.92 | 0.92 | 0.96 | 0.96 |  |  |  |  | N | AHRI
206703169 |  | Active | U.S. CRAFTMASTER |  | GTU-510C-NI 1** | Natural Gas | Instantaneous | High Usage |  | 4.7 | 0.81 | 0 | 1 | 199 |  | 82 | No |  | Yes | TRUE | 199000 | Gas Instantaneous | HIGH DRAW | TRUE | Gas InstantaneousHIGH DRAW | 4 | 2 | 199 |  | 0.82251 | 0.82187 | 0.81 | Y | 0.87 | 0.92 | 0.92 | 0.96 | 0.96 |  |  |  |  | N | AHRI
206703170 |  | Active | LOCHINVAR |  | LTI-510C 1** | Natural Gas | Instantaneous | High Usage |  | 4.7 | 0.81 | 0 | 1 | 199 |  | 82 | No |  | Yes | TRUE | 199000 | Gas Instantaneous | HIGH DRAW | TRUE | Gas InstantaneousHIGH DRAW | 4 | 2 | 199 |  | 0.82251 | 0.82187 | 0.81 | Y | 0.87 | 0.92 | 0.92 | 0.96 | 0.96 |  |  |  |  | N | AHRI
206703171 |  | Active | A. O. SMITH |  | ATI-310C 1** | Natural Gas | Instantaneous | High Usage |  | 4.6 | 0.81 | 0 | 1 | 190 |  | 85 | No |  | Yes | TRUE | 190000 | Gas Instantaneous | HIGH DRAW | TRUE | Gas InstantaneousHIGH DRAW | 4 | 2 | 190 |  | 0.81273 | 0.82187 | 0.81 | Y | 0.87 | 0.92 | 0.92 | 0.96 | 0.96 |  |  |  |  | N | AHRI
206703172 |  | Active | A. O. SMITH |  | GT15-310C-I 1** | Natural Gas | Instantaneous | High Usage |  | 4.6 | 0.81 | 0 | 1 | 190 |  | 85 | No |  | Yes | TRUE | 190000 | Gas Instantaneous | HIGH DRAW | TRUE | Gas InstantaneousHIGH DRAW | 4 | 2 | 190 |  | 0.81273 | 0.82187 | 0.81 | Y | 0.87 | 0.92 | 0.92 | 0.96 | 0.96 |  |  |  |  | N | AHRI
206703173 |  | Active | STATE |  | GTS-310C-NI 1** | Natural Gas | Instantaneous | High Usage |  | 4.6 | 0.81 | 0 | 1 | 190 |  | 85 | No |  | Yes | TRUE | 190000 | Gas Instantaneous | HIGH DRAW | TRUE | Gas InstantaneousHIGH DRAW | 4 | 2 | 190 |  | 0.81273 | 0.82187 | 0.81 | Y | 0.87 | 0.92 | 0.92 | 0.96 | 0.96 |  |  |  |  | N | AHRI
206703174 |  | Active | RELIANCE WATER HEATERS |  | TS-310C-GI 1** | Natural Gas | Instantaneous | High Usage |  | 4.6 | 0.81 | 0 | 1 | 190 |  | 85 | No |  | Yes | TRUE | 190000 | Gas Instantaneous | HIGH DRAW | TRUE | Gas InstantaneousHIGH DRAW | 4 | 2 | 190 |  | 0.81273 | 0.82187 | 0.81 | Y | 0.87 | 0.92 | 0.92 | 0.96 | 0.96 |  |  |  |  | N | AHRI
206703175 |  | Active | AMERICAN |  | GT-310C-NI 1** | Natural Gas | Instantaneous | High Usage |  | 4.6 | 0.81 | 0 | 1 | 190 |  | 85 | No |  | Yes | TRUE | 190000 | Gas Instantaneous | HIGH DRAW | TRUE | Gas InstantaneousHIGH DRAW | 4 | 2 | 190 |  | 0.81273 | 0.82187 | 0.81 | Y | 0.87 | 0.92 | 0.92 | 0.96 | 0.96 |  |  |  |  | N | AHRI
206703176 |  | Active | U.S. CRAFTMASTER |  | GTU-310C-NI 1** | Natural Gas | Instantaneous | High Usage |  | 4.6 | 0.81 | 0 | 1 | 190 |  | 85 | No |  | Yes | TRUE | 190000 | Gas Instantaneous | HIGH DRAW | TRUE | Gas InstantaneousHIGH DRAW | 4 | 2 | 190 |  | 0.81273 | 0.82187 | 0.81 | Y | 0.87 | 0.92 | 0.92 | 0.96 | 0.96 |  |  |  |  | N | AHRI
206703177 |  | Active | LOCHINVAR |  | LTI-310C 1** | Natural Gas | Instantaneous | High Usage |  | 4.6 | 0.81 | 0 | 1 | 190 |  | 85 | No |  | Yes | TRUE | 190000 | Gas Instantaneous | HIGH DRAW | TRUE | Gas InstantaneousHIGH DRAW | 4 | 2 | 190 |  | 0.81273 | 0.82187 | 0.81 | Y | 0.87 | 0.92 | 0.92 | 0.96 | 0.96 |  |  |  |  | N | AHRI
206703182 |  | Active | STATE |  | GTS-510U-I 2** | Natural Gas | Instantaneous | High Usage |  | 5 | 0.81 | 0 | 1 | 199 |  | 84 | No |  | Yes | TRUE | 199000 | Gas Instantaneous | HIGH DRAW | TRUE | Gas InstantaneousHIGH DRAW | 4 | 2 | 199 |  | 0.81589 | 0.82187 | 0.81 | Y | 0.87 | 0.92 | 0.92 | 0.96 | 0.96 |  |  |  |  | N | AHRI
206703183 |  | Active | JOHN WOOD |  | ACT-199I-N 1** | Natural Gas | Instantaneous | High Usage |  | 5.8 | 0.93 | 0 | 1 | 199 |  | 96 | Yes |  | Yes | TRUE | 199000 | Gas Instantaneous | HIGH DRAW | TRUE | Gas InstantaneousHIGH DRAW | 4 | 2 | 199 |  | 0.93816 | 0.9436 | 0.81 |  | 0.87 | 0.92 | 0.92 | 0.96 | 0.96 |  |  | Y |  | N | AHRI
206842859 |  | Active | TAKAGI |  | T-H3J-OS-N 1** | Natural Gas | Instantaneous | High Usage |  | 4.7 | 0.95 | 0 | 1 | 160 |  | 96 | Yes |  | Yes | TRUE | 160000 | Gas Instantaneous | HIGH DRAW | TRUE | Gas InstantaneousHIGH DRAW | 4 | 2 | 160 |  | 0.96522 | 0.96389 | 0.81 |  | 0.87 | 0.92 | 0.92 | 0.96 | 0.96 |  |  | Y |  | N | AHRI
206842862 |  | Active | A. O. SMITH |  | ATO-240H 1** | Natural Gas | Instantaneous | High Usage |  | 4.7 | 0.95 | 0 | 1 | 160 |  | 96 | Yes |  | Yes | TRUE | 160000 | Gas Instantaneous | HIGH DRAW | TRUE | Gas InstantaneousHIGH DRAW | 4 | 2 | 160 |  | 0.96522 | 0.96389 | 0.81 |  | 0.87 | 0.92 | 0.92 | 0.96 | 0.96 |  |  | Y |  | N | AHRI
206842864 |  | Active | A. O. SMITH |  | GT15-240-NO 1** | Natural Gas | Instantaneous | High Usage |  | 4.7 | 0.95 | 0 | 1 | 160 |  | 96 | Yes |  | Yes | TRUE | 160000 | Gas Instantaneous | HIGH DRAW | TRUE | Gas InstantaneousHIGH DRAW | 4 | 2 | 160 |  | 0.96522 | 0.96389 | 0.81 |  | 0.87 | 0.92 | 0.92 | 0.96 | 0.96 |  |  | Y |  | N | AHRI
206842866 |  | Active | AMERICAN |  | GT-240-NEH 1** | Natural Gas | Instantaneous | High Usage |  | 4.7 | 0.95 | 0 | 1 | 160 |  | 96 | Yes |  | Yes | TRUE | 160000 | Gas Instantaneous | HIGH DRAW | TRUE | Gas InstantaneousHIGH DRAW | 4 | 2 | 160 |  | 0.96522 | 0.96389 | 0.81 |  | 0.87 | 0.92 | 0.92 | 0.96 | 0.96 |  |  | Y |  | N | AHRI
206842868 |  | Active | LOCHINVAR |  | LTO-240H-N 1** | Natural Gas | Instantaneous | High Usage |  | 4.7 | 0.95 | 0 | 1 | 160 |  | 96 | Yes |  | Yes | TRUE | 160000 | Gas Instantaneous | HIGH DRAW | TRUE | Gas InstantaneousHIGH DRAW | 4 | 2 | 160 |  | 0.96522 | 0.96389 | 0.81 |  | 0.87 | 0.92 | 0.92 | 0.96 | 0.96 |  |  | Y |  | N | AHRI
206842870 |  | Active | RELIANCE WATER HEATERS |  | TS-240-GEH 1** | Natural Gas | Instantaneous | High Usage |  | 4.7 | 0.95 | 0 | 1 | 160 |  | 96 | Yes |  | Yes | TRUE | 160000 | Gas Instantaneous | HIGH DRAW | TRUE | Gas InstantaneousHIGH DRAW | 4 | 2 | 160 |  | 0.96522 | 0.96389 | 0.81 |  | 0.87 | 0.92 | 0.92 | 0.96 | 0.96 |  |  | Y |  | N | AHRI
206842872 |  | Active | STATE |  | GTS-240-NEH 1** | Natural Gas | Instantaneous | High Usage |  | 4.7 | 0.95 | 0 | 1 | 160 |  | 96 | Yes |  | Yes | TRUE | 160000 | Gas Instantaneous | HIGH DRAW | TRUE | Gas InstantaneousHIGH DRAW | 4 | 2 | 160 |  | 0.96522 | 0.96389 | 0.81 |  | 0.87 | 0.92 | 0.92 | 0.96 | 0.96 |  |  | Y |  | N | AHRI
206842874 |  | Active | U.S. CRAFTMASTER |  | GTU-240-NEH 1** | Natural Gas | Instantaneous | High Usage |  | 4.7 | 0.95 | 0 | 1 | 160 |  | 96 | Yes |  | Yes | TRUE | 160000 | Gas Instantaneous | HIGH DRAW | TRUE | Gas InstantaneousHIGH DRAW | 4 | 2 | 160 |  | 0.96522 | 0.96389 | 0.81 |  | 0.87 | 0.92 | 0.92 | 0.96 | 0.96 |  |  | Y |  | N | AHRI
206842876 |  | Active | TAKAGI |  | T-H3M-DV-N 1** | Natural Gas | Instantaneous | Medium Usage |  | 3.3 | 0.9 | 0 | 0 | 120 |  | 94 | Yes |  | Yes | TRUE | 120000 | Gas Instantaneous | MEDIUM DRAW | TRUE | Gas InstantaneousMEDIUM DRAW | 4 | 2 | 120 |  | 0.9165 | 0.91317 | 0.81 |  | 0.87 | 0.92 | 0.92 | 0.96 | 0.96 |  | Y |  |  | N | AHRI
206842878 |  | Active | A. O. SMITH |  | ATI-140H 1** | Natural Gas | Instantaneous | Medium Usage |  | 3.3 | 0.9 | 0 | 0 | 120 |  | 94 | Yes |  | Yes | TRUE | 120000 | Gas Instantaneous | MEDIUM DRAW | TRUE | Gas InstantaneousMEDIUM DRAW | 4 | 2 | 120 |  | 0.9165 | 0.91317 | 0.81 |  | 0.87 | 0.92 | 0.92 | 0.96 | 0.96 |  | Y |  |  | N | AHRI
206842880 |  | Active | AMERICAN |  | GT-140-NIH 1** | Natural Gas | Instantaneous | Medium Usage |  | 3.3 | 0.9 | 0 | 0 | 120 |  | 94 | Yes |  | Yes | TRUE | 120000 | Gas Instantaneous | MEDIUM DRAW | TRUE | Gas InstantaneousMEDIUM DRAW | 4 | 2 | 120 |  | 0.9165 | 0.91317 | 0.81 |  | 0.87 | 0.92 | 0.92 | 0.96 | 0.96 |  | Y |  |  | N | AHRI
206842882 |  | Active | LOCHINVAR |  | LTI-140H-N 1** | Natural Gas | Instantaneous | Medium Usage |  | 3.3 | 0.9 | 0 | 0 | 120 |  | 94 | Yes |  | Yes | TRUE | 120000 | Gas Instantaneous | MEDIUM DRAW | TRUE | Gas InstantaneousMEDIUM DRAW | 4 | 2 | 120 |  | 0.9165 | 0.91317 | 0.81 |  | 0.87 | 0.92 | 0.92 | 0.96 | 0.96 |  | Y |  |  | N | AHRI
206842884 |  | Active | RELIANCE WATER HEATERS |  | TS-140-GIH 1** | Natural Gas | Instantaneous | Medium Usage |  | 3.3 | 0.9 | 0 | 0 | 120 |  | 94 | Yes |  | Yes | TRUE | 120000 | Gas Instantaneous | MEDIUM DRAW | TRUE | Gas InstantaneousMEDIUM DRAW | 4 | 2 | 120 |  | 0.9165 | 0.91317 | 0.81 |  | 0.87 | 0.92 | 0.92 | 0.96 | 0.96 |  | Y |  |  | N | AHRI
206842886 |  | Active | STATE |  | GTS-140-NIH 1** | Natural Gas | Instantaneous | Medium Usage |  | 3.3 | 0.9 | 0 | 0 | 120 |  | 94 | Yes |  | Yes | TRUE | 120000 | Gas Instantaneous | MEDIUM DRAW | TRUE | Gas InstantaneousMEDIUM DRAW | 4 | 2 | 120 |  | 0.9165 | 0.91317 | 0.81 |  | 0.87 | 0.92 | 0.92 | 0.96 | 0.96 |  | Y |  |  | N | AHRI
206842888 |  | Active | U.S. CRAFTMASTER |  | GTU-140-NIH 1** | Natural Gas | Instantaneous | Medium Usage |  | 3.3 | 0.9 | 0 | 0 | 120 |  | 94 | Yes |  | Yes | TRUE | 120000 | Gas Instantaneous | MEDIUM DRAW | TRUE | Gas InstantaneousMEDIUM DRAW | 4 | 2 | 120 |  | 0.9165 | 0.91317 | 0.81 |  | 0.87 | 0.92 | 0.92 | 0.96 | 0.96 |  | Y |  |  | N | AHRI
206842890 |  | Active | TAKAGI |  | T-H3M-OS-N 1** | Natural Gas | Instantaneous | Medium Usage |  | 3.5 | 0.91 | 0 | 0 | 120 |  | 96 | Yes |  | Yes | TRUE | 120000 | Gas Instantaneous | MEDIUM DRAW | TRUE | Gas InstantaneousMEDIUM DRAW | 4 | 2 | 120 |  | 0.92782 | 0.92331 | 0.81 |  | 0.87 | 0.92 | 0.92 | 0.96 | 0.96 |  | Y |  |  | N | AHRI
206842892 |  | Active | A. O. SMITH |  | ATO-140H 1** | Natural Gas | Instantaneous | Medium Usage |  | 3.5 | 0.91 | 0 | 0 | 120 |  | 96 | Yes |  | Yes | TRUE | 120000 | Gas Instantaneous | MEDIUM DRAW | TRUE | Gas InstantaneousMEDIUM DRAW | 4 | 2 | 120 |  | 0.92782 | 0.92331 | 0.81 |  | 0.87 | 0.92 | 0.92 | 0.96 | 0.96 |  | Y |  |  | N | AHRI
206842894 |  | Active | AMERICAN |  | GT-140-NEH 1** | Natural Gas | Instantaneous | Medium Usage |  | 3.5 | 0.91 | 0 | 0 | 120 |  | 96 | Yes |  | Yes | TRUE | 120000 | Gas Instantaneous | MEDIUM DRAW | TRUE | Gas InstantaneousMEDIUM DRAW | 4 | 2 | 120 |  | 0.92782 | 0.92331 | 0.81 |  | 0.87 | 0.92 | 0.92 | 0.96 | 0.96 |  | Y |  |  | N | AHRI
206842896 |  | Active | LOCHINVAR |  | LTO-140H-N 1** | Natural Gas | Instantaneous | Medium Usage |  | 3.5 | 0.91 | 0 | 0 | 120 |  | 96 | Yes |  | Yes | TRUE | 120000 | Gas Instantaneous | MEDIUM DRAW | TRUE | Gas InstantaneousMEDIUM DRAW | 4 | 2 | 120 |  | 0.92782 | 0.92331 | 0.81 |  | 0.87 | 0.92 | 0.92 | 0.96 | 0.96 |  | Y |  |  | N | AHRI
206842898 |  | Active | RELIANCE WATER HEATERS |  | TS-140-GEH 1** | Natural Gas | Instantaneous | Medium Usage |  | 3.5 | 0.91 | 0 | 0 | 120 |  | 96 | Yes |  | Yes | TRUE | 120000 | Gas Instantaneous | MEDIUM DRAW | TRUE | Gas InstantaneousMEDIUM DRAW | 4 | 2 | 120 |  | 0.92782 | 0.92331 | 0.81 |  | 0.87 | 0.92 | 0.92 | 0.96 | 0.96 |  | Y |  |  | N | AHRI
206842900 |  | Active | STATE |  | GTS-140-NEH 1** | Natural Gas | Instantaneous | Medium Usage |  | 3.5 | 0.91 | 0 | 0 | 120 |  | 96 | Yes |  | Yes | TRUE | 120000 | Gas Instantaneous | MEDIUM DRAW | TRUE | Gas InstantaneousMEDIUM DRAW | 4 | 2 | 120 |  | 0.92782 | 0.92331 | 0.81 |  | 0.87 | 0.92 | 0.92 | 0.96 | 0.96 |  | Y |  |  | N | AHRI
206842902 |  | Active | U.S. CRAFTMASTER |  | GTU-140-NEH 1** | Natural Gas | Instantaneous | Medium Usage |  | 3.5 | 0.91 | 0 | 0 | 120 |  | 96 | Yes |  | Yes | TRUE | 120000 | Gas Instantaneous | MEDIUM DRAW | TRUE | Gas InstantaneousMEDIUM DRAW | 4 | 2 | 120 |  | 0.92782 | 0.92331 | 0.81 |  | 0.87 | 0.92 | 0.92 | 0.96 | 0.96 |  | Y |  |  | N | AHRI
206842904 |  | Active | TAKAGI |  | T-H3S-DV-N 1** | Natural Gas | Instantaneous | High Usage |  | 5.4 | 0.95 | 0 | 1 | 180 |  | 97 | Yes |  | Yes | TRUE | 180000 | Gas Instantaneous | HIGH DRAW | TRUE | Gas InstantaneousHIGH DRAW | 4 | 2 | 180 |  | 0.96183 | 0.96389 | 0.81 |  | 0.87 | 0.92 | 0.92 | 0.96 | 0.96 |  |  | Y |  | N | AHRI
206842906 |  | Active | A. O. SMITH |  | GT15-340-NI 1** | Natural Gas | Instantaneous | High Usage |  | 5.4 | 0.95 | 0 | 1 | 180 |  | 97 | Yes |  | Yes | TRUE | 180000 | Gas Instantaneous | HIGH DRAW | TRUE | Gas InstantaneousHIGH DRAW | 4 | 2 | 180 |  | 0.96183 | 0.96389 | 0.81 |  | 0.87 | 0.92 | 0.92 | 0.96 | 0.96 |  |  | Y |  | N | AHRI
206842908 |  | Active | A. O. SMITH |  | ATI-340H 1** | Natural Gas | Instantaneous | High Usage |  | 5.4 | 0.95 | 0 | 1 | 180 |  | 97 | Yes |  | Yes | TRUE | 180000 | Gas Instantaneous | HIGH DRAW | TRUE | Gas InstantaneousHIGH DRAW | 4 | 2 | 180 |  | 0.96183 | 0.96389 | 0.81 |  | 0.87 | 0.92 | 0.92 | 0.96 | 0.96 |  |  | Y |  | N | AHRI
206842910 |  | Active | AMERICAN |  | GT-340-NIH 1** | Natural Gas | Instantaneous | High Usage |  | 5.4 | 0.95 | 0 | 1 | 180 |  | 97 | Yes |  | Yes | TRUE | 180000 | Gas Instantaneous | HIGH DRAW | TRUE | Gas InstantaneousHIGH DRAW | 4 | 2 | 180 |  | 0.96183 | 0.96389 | 0.81 |  | 0.87 | 0.92 | 0.92 | 0.96 | 0.96 |  |  | Y |  | N | AHRI
206842912 |  | Active | LOCHINVAR |  | LTI-340H-N 1** | Natural Gas | Instantaneous | High Usage |  | 5.4 | 0.95 | 0 | 1 | 180 |  | 97 | Yes |  | Yes | TRUE | 180000 | Gas Instantaneous | HIGH DRAW | TRUE | Gas InstantaneousHIGH DRAW | 4 | 2 | 180 |  | 0.96183 | 0.96389 | 0.81 |  | 0.87 | 0.92 | 0.92 | 0.96 | 0.96 |  |  | Y |  | N | AHRI
206842914 |  | Active | RELIANCE WATER HEATERS |  | TS-340-GIH 1** | Natural Gas | Instantaneous | High Usage |  | 5.4 | 0.95 | 0 | 1 | 180 |  | 97 | Yes |  | Yes | TRUE | 180000 | Gas Instantaneous | HIGH DRAW | TRUE | Gas InstantaneousHIGH DRAW | 4 | 2 | 180 |  | 0.96183 | 0.96389 | 0.81 |  | 0.87 | 0.92 | 0.92 | 0.96 | 0.96 |  |  | Y |  | N | AHRI
206842916 |  | Active | STATE |  | GTS-340-NIH 1** | Natural Gas | Instantaneous | High Usage |  | 5.4 | 0.95 | 0 | 1 | 180 |  | 97 | Yes |  | Yes | TRUE | 180000 | Gas Instantaneous | HIGH DRAW | TRUE | Gas InstantaneousHIGH DRAW | 4 | 2 | 180 |  | 0.96183 | 0.96389 | 0.81 |  | 0.87 | 0.92 | 0.92 | 0.96 | 0.96 |  |  | Y |  | N | AHRI
206842918 |  | Active | U.S. CRAFTMASTER |  | GTU-340-NIH 1** | Natural Gas | Instantaneous | High Usage |  | 5.4 | 0.95 | 0 | 1 | 180 |  | 97 | Yes |  | Yes | TRUE | 180000 | Gas Instantaneous | HIGH DRAW | TRUE | Gas InstantaneousHIGH DRAW | 4 | 2 | 180 |  | 0.96183 | 0.96389 | 0.81 |  | 0.87 | 0.92 | 0.92 | 0.96 | 0.96 |  |  | Y |  | N | AHRI
206842920 |  | Active | TAKAGI |  | T-H3S-OS-N 1** | Natural Gas | Instantaneous | High Usage |  | 5.3 | 0.94 | 0 | 1 | 180 |  | 97 | Yes |  | Yes | TRUE | 180000 | Gas Instantaneous | HIGH DRAW | TRUE | Gas InstantaneousHIGH DRAW | 4 | 2 | 180 |  | 0.94834 | 0.95374 | 0.81 |  | 0.87 | 0.92 | 0.92 | 0.96 | 0.96 |  |  | Y |  | N | AHRI
206842922 |  | Active | A. O. SMITH |  | ATO-340H 1** | Natural Gas | Instantaneous | High Usage |  | 5.3 | 0.94 | 0 | 1 | 180 |  | 97 | Yes |  | Yes | TRUE | 180000 | Gas Instantaneous | HIGH DRAW | TRUE | Gas InstantaneousHIGH DRAW | 4 | 2 | 180 |  | 0.94834 | 0.95374 | 0.81 |  | 0.87 | 0.92 | 0.92 | 0.96 | 0.96 |  |  | Y |  | N | AHRI
206842924 |  | Active | AMERICAN |  | GT-340-NEH 1** | Natural Gas | Instantaneous | High Usage |  | 5.3 | 0.94 | 0 | 1 | 180 |  | 97 | Yes |  | Yes | TRUE | 180000 | Gas Instantaneous | HIGH DRAW | TRUE | Gas InstantaneousHIGH DRAW | 4 | 2 | 180 |  | 0.94834 | 0.95374 | 0.81 |  | 0.87 | 0.92 | 0.92 | 0.96 | 0.96 |  |  | Y |  | N | AHRI
206842926 |  | Active | LOCHINVAR |  | LTO-340H-N 1** | Natural Gas | Instantaneous | High Usage |  | 5.3 | 0.94 | 0 | 1 | 180 |  | 97 | Yes |  | Yes | TRUE | 180000 | Gas Instantaneous | HIGH DRAW | TRUE | Gas InstantaneousHIGH DRAW | 4 | 2 | 180 |  | 0.94834 | 0.95374 | 0.81 |  | 0.87 | 0.92 | 0.92 | 0.96 | 0.96 |  |  | Y |  | N | AHRI
206842928 |  | Active | RELIANCE WATER HEATERS |  | TS-340-GEH 1** | Natural Gas | Instantaneous | High Usage |  | 5.3 | 0.94 | 0 | 1 | 180 |  | 97 | Yes |  | Yes | TRUE | 180000 | Gas Instantaneous | HIGH DRAW | TRUE | Gas InstantaneousHIGH DRAW | 4 | 2 | 180 |  | 0.94834 | 0.95374 | 0.81 |  | 0.87 | 0.92 | 0.92 | 0.96 | 0.96 |  |  | Y |  | N | AHRI
206842930 |  | Active | STATE |  | GTS-340-NEH 1** | Natural Gas | Instantaneous | High Usage |  | 5.3 | 0.94 | 0 | 1 | 180 |  | 97 | Yes |  | Yes | TRUE | 180000 | Gas Instantaneous | HIGH DRAW | TRUE | Gas InstantaneousHIGH DRAW | 4 | 2 | 180 |  | 0.94834 | 0.95374 | 0.81 |  | 0.87 | 0.92 | 0.92 | 0.96 | 0.96 |  |  | Y |  | N | AHRI
206842932 |  | Active | U.S. CRAFTMASTER |  | GTU-340-NEH 1** | Natural Gas | Instantaneous | High Usage |  | 5.3 | 0.94 | 0 | 1 | 180 |  | 97 | Yes |  | Yes | TRUE | 180000 | Gas Instantaneous | HIGH DRAW | TRUE | Gas InstantaneousHIGH DRAW | 4 | 2 | 180 |  | 0.94834 | 0.95374 | 0.81 |  | 0.87 | 0.92 | 0.92 | 0.96 | 0.96 |  |  | Y |  | N | AHRI
206908486 |  | Active | TAKAGI |  | TK-110U-E 2** | Natural Gas | Instantaneous | Medium Usage |  | 3.5 | 0.81 | 0 | 1 | 140 |  | 83 | No |  | Yes | TRUE | 140000 | Gas Instantaneous | MEDIUM DRAW | TRUE | Gas InstantaneousMEDIUM DRAW | 4 | 2 | 140 |  | 0.8229 | 0.82187 | 0.81 | Y | 0.87 | 0.92 | 0.92 | 0.96 | 0.96 |  |  |  |  | N | AHRI
206908487 |  | Active | A. O. SMITH |  | ATO-110U 2** | Natural Gas | Instantaneous | Medium Usage |  | 3.5 | 0.81 | 0 | 1 | 140 |  | 83 | No |  | Yes | TRUE | 140000 | Gas Instantaneous | MEDIUM DRAW | TRUE | Gas InstantaneousMEDIUM DRAW | 4 | 2 | 140 |  | 0.8229 | 0.82187 | 0.81 | Y | 0.87 | 0.92 | 0.92 | 0.96 | 0.96 |  |  |  |  | N | AHRI
206908488 |  | Active | A. O. SMITH |  | GT15-110U-O 2** | Natural Gas | Instantaneous | Medium Usage |  | 3.5 | 0.81 | 0 | 1 | 140 |  | 83 | No |  | Yes | TRUE | 140000 | Gas Instantaneous | MEDIUM DRAW | TRUE | Gas InstantaneousMEDIUM DRAW | 4 | 2 | 140 |  | 0.8229 | 0.82187 | 0.81 | Y | 0.87 | 0.92 | 0.92 | 0.96 | 0.96 |  |  |  |  | N | AHRI
206908489 |  | Active | AMERICAN |  | GT-110U-E 2** | Natural Gas | Instantaneous | Medium Usage |  | 3.5 | 0.81 | 0 | 1 | 140 |  | 83 | No |  | Yes | TRUE | 140000 | Gas Instantaneous | MEDIUM DRAW | TRUE | Gas InstantaneousMEDIUM DRAW | 4 | 2 | 140 |  | 0.8229 | 0.82187 | 0.81 | Y | 0.87 | 0.92 | 0.92 | 0.96 | 0.96 |  |  |  |  | N | AHRI
206908490 |  | Active | LOCHINVAR |  | LTO-110U 2** | Natural Gas | Instantaneous | Medium Usage |  | 3.5 | 0.81 | 0 | 1 | 140 |  | 83 | No |  | Yes | TRUE | 140000 | Gas Instantaneous | MEDIUM DRAW | TRUE | Gas InstantaneousMEDIUM DRAW | 4 | 2 | 140 |  | 0.8229 | 0.82187 | 0.81 | Y | 0.87 | 0.92 | 0.92 | 0.96 | 0.96 |  |  |  |  | N | AHRI
206908491 |  | Active | RELIANCE WATER HEATERS |  | TS-110U-E 2** | Natural Gas | Instantaneous | Medium Usage |  | 3.5 | 0.81 | 0 | 1 | 140 |  | 83 | No |  | Yes | TRUE | 140000 | Gas Instantaneous | MEDIUM DRAW | TRUE | Gas InstantaneousMEDIUM DRAW | 4 | 2 | 140 |  | 0.8229 | 0.82187 | 0.81 | Y | 0.87 | 0.92 | 0.92 | 0.96 | 0.96 |  |  |  |  | N | AHRI
206908492 |  | Active | STATE |  | GTS-110U-E 2** | Natural Gas | Instantaneous | Medium Usage |  | 3.5 | 0.81 | 0 | 1 | 140 |  | 83 | No |  | Yes | TRUE | 140000 | Gas Instantaneous | MEDIUM DRAW | TRUE | Gas InstantaneousMEDIUM DRAW | 4 | 2 | 140 |  | 0.8229 | 0.82187 | 0.81 | Y | 0.87 | 0.92 | 0.92 | 0.96 | 0.96 |  |  |  |  | N | AHRI
206908493 |  | Active | U.S. CRAFTMASTER |  | GTU-110U-E 2** | Natural Gas | Instantaneous | Medium Usage |  | 3.5 | 0.81 | 0 | 1 | 140 |  | 83 | No |  | Yes | TRUE | 140000 | Gas Instantaneous | MEDIUM DRAW | TRUE | Gas InstantaneousMEDIUM DRAW | 4 | 2 | 140 |  | 0.8229 | 0.82187 | 0.81 | Y | 0.87 | 0.92 | 0.92 | 0.96 | 0.96 |  |  |  |  | N | AHRI
206908494 |  | Active | TAKAGI |  | TK-110U-I 2** | Natural Gas | Instantaneous | Medium Usage |  | 3.5 | 0.81 | 0 | 1 | 140 |  | 85 | No |  | Yes | TRUE | 140000 | Gas Instantaneous | MEDIUM DRAW | TRUE | Gas InstantaneousMEDIUM DRAW | 4 | 2 | 140 |  | 0.82534 | 0.82187 | 0.81 | Y | 0.87 | 0.92 | 0.92 | 0.96 | 0.96 |  |  |  |  | N | AHRI
206908495 |  | Active | A. O. SMITH |  | ATI-110U 2** | Natural Gas | Instantaneous | Medium Usage |  | 3.5 | 0.81 | 0 | 1 | 140 |  | 85 | No |  | Yes | TRUE | 140000 | Gas Instantaneous | MEDIUM DRAW | TRUE | Gas InstantaneousMEDIUM DRAW | 4 | 2 | 140 |  | 0.82534 | 0.82187 | 0.81 | Y | 0.87 | 0.92 | 0.92 | 0.96 | 0.96 |  |  |  |  | N | AHRI
206908496 |  | Active | AMERICAN |  | GT-110U-I 2** | Natural Gas | Instantaneous | Medium Usage |  | 3.5 | 0.81 | 0 | 1 | 140 |  | 85 | No |  | Yes | TRUE | 140000 | Gas Instantaneous | MEDIUM DRAW | TRUE | Gas InstantaneousMEDIUM DRAW | 4 | 2 | 140 |  | 0.82534 | 0.82187 | 0.81 | Y | 0.87 | 0.92 | 0.92 | 0.96 | 0.96 |  |  |  |  | N | AHRI
206908497 |  | Active | LOCHINVAR |  | LTI-110U 2** | Natural Gas | Instantaneous | Medium Usage |  | 3.5 | 0.81 | 0 | 1 | 140 |  | 85 | No |  | Yes | TRUE | 140000 | Gas Instantaneous | MEDIUM DRAW | TRUE | Gas InstantaneousMEDIUM DRAW | 4 | 2 | 140 |  | 0.82534 | 0.82187 | 0.81 | Y | 0.87 | 0.92 | 0.92 | 0.96 | 0.96 |  |  |  |  | N | AHRI
206908498 |  | Active | RELIANCE WATER HEATERS |  | TS-110U-I 2** | Natural Gas | Instantaneous | Medium Usage |  | 3.5 | 0.81 | 0 | 1 | 140 |  | 85 | No |  | Yes | TRUE | 140000 | Gas Instantaneous | MEDIUM DRAW | TRUE | Gas InstantaneousMEDIUM DRAW | 4 | 2 | 140 |  | 0.82534 | 0.82187 | 0.81 | Y | 0.87 | 0.92 | 0.92 | 0.96 | 0.96 |  |  |  |  | N | AHRI
206908499 |  | Active | STATE |  | GTS-110U-I 2** | Natural Gas | Instantaneous | Medium Usage |  | 3.5 | 0.81 | 0 | 1 | 140 |  | 85 | No |  | Yes | TRUE | 140000 | Gas Instantaneous | MEDIUM DRAW | TRUE | Gas InstantaneousMEDIUM DRAW | 4 | 2 | 140 |  | 0.82534 | 0.82187 | 0.81 | Y | 0.87 | 0.92 | 0.92 | 0.96 | 0.96 |  |  |  |  | N | AHRI
206908500 |  | Active | U.S. CRAFTMASTER |  | GTU-110U-I 2** | Natural Gas | Instantaneous | Medium Usage |  | 3.5 | 0.81 | 0 | 1 | 140 |  | 85 | No |  | Yes | TRUE | 140000 | Gas Instantaneous | MEDIUM DRAW | TRUE | Gas InstantaneousMEDIUM DRAW | 4 | 2 | 140 |  | 0.82534 | 0.82187 | 0.81 | Y | 0.87 | 0.92 | 0.92 | 0.96 | 0.96 |  |  |  |  | N | AHRI
206908501 |  | Active | TAKAGI |  | TK-310U-E 2** | Natural Gas | Instantaneous | High Usage |  | 4.8 | 0.81 | 0 | 1 | 190 |  | 86 | No |  | Yes | TRUE | 190000 | Gas Instantaneous | HIGH DRAW | TRUE | Gas InstantaneousHIGH DRAW | 4 | 2 | 190 |  | 0.80967 | 0.82187 | 0.81 | Y | 0.87 | 0.92 | 0.92 | 0.96 | 0.96 |  |  |  |  | N | AHRI
206908502 |  | Active | A. O. SMITH |  | ATO-310U 2** | Natural Gas | Instantaneous | High Usage |  | 4.8 | 0.81 | 0 | 1 | 190 |  | 86 | No |  | Yes | TRUE | 190000 | Gas Instantaneous | HIGH DRAW | TRUE | Gas InstantaneousHIGH DRAW | 4 | 2 | 190 |  | 0.80967 | 0.82187 | 0.81 | Y | 0.87 | 0.92 | 0.92 | 0.96 | 0.96 |  |  |  |  | N | AHRI
206908503 |  | Active | A. O. SMITH |  | GT15-310U-O 2** | Natural Gas | Instantaneous | High Usage |  | 4.8 | 0.81 | 0 | 1 | 190 |  | 86 | No |  | Yes | TRUE | 190000 | Gas Instantaneous | HIGH DRAW | TRUE | Gas InstantaneousHIGH DRAW | 4 | 2 | 190 |  | 0.80967 | 0.82187 | 0.81 | Y | 0.87 | 0.92 | 0.92 | 0.96 | 0.96 |  |  |  |  | N | AHRI
206908504 |  | Active | AMERICAN |  | GT-310U-E 2** | Natural Gas | Instantaneous | High Usage |  | 4.8 | 0.81 | 0 | 1 | 190 |  | 86 | No |  | Yes | TRUE | 190000 | Gas Instantaneous | HIGH DRAW | TRUE | Gas InstantaneousHIGH DRAW | 4 | 2 | 190 |  | 0.80967 | 0.82187 | 0.81 | Y | 0.87 | 0.92 | 0.92 | 0.96 | 0.96 |  |  |  |  | N | AHRI
206908505 |  | Active | LOCHINVAR |  | LTO-310U 2** | Natural Gas | Instantaneous | High Usage |  | 4.8 | 0.81 | 0 | 1 | 190 |  | 86 | No |  | Yes | TRUE | 190000 | Gas Instantaneous | HIGH DRAW | TRUE | Gas InstantaneousHIGH DRAW | 4 | 2 | 190 |  | 0.80967 | 0.82187 | 0.81 | Y | 0.87 | 0.92 | 0.92 | 0.96 | 0.96 |  |  |  |  | N | AHRI
206908506 |  | Active | RELIANCE WATER HEATERS |  | TS-310U-E 2** | Natural Gas | Instantaneous | High Usage |  | 4.8 | 0.81 | 0 | 1 | 190 |  | 86 | No |  | Yes | TRUE | 190000 | Gas Instantaneous | HIGH DRAW | TRUE | Gas InstantaneousHIGH DRAW | 4 | 2 | 190 |  | 0.80967 | 0.82187 | 0.81 | Y | 0.87 | 0.92 | 0.92 | 0.96 | 0.96 |  |  |  |  | N | AHRI
206908507 |  | Active | STATE |  | GTS-310U-E 2** | Natural Gas | Instantaneous | High Usage |  | 4.8 | 0.81 | 0 | 1 | 190 |  | 86 | No |  | Yes | TRUE | 190000 | Gas Instantaneous | HIGH DRAW | TRUE | Gas InstantaneousHIGH DRAW | 4 | 2 | 190 |  | 0.80967 | 0.82187 | 0.81 | Y | 0.87 | 0.92 | 0.92 | 0.96 | 0.96 |  |  |  |  | N | AHRI
206908508 |  | Active | U.S. CRAFTMASTER |  | GTU-310U-E 2** | Natural Gas | Instantaneous | High Usage |  | 4.8 | 0.81 | 0 | 1 | 190 |  | 86 | No |  | Yes | TRUE | 190000 | Gas Instantaneous | HIGH DRAW | TRUE | Gas InstantaneousHIGH DRAW | 4 | 2 | 190 |  | 0.80967 | 0.82187 | 0.81 | Y | 0.87 | 0.92 | 0.92 | 0.96 | 0.96 |  |  |  |  | N | AHRI
206908509 |  | Active | TAKAGI |  | TK-310U-I 2** | Natural Gas | Instantaneous | High Usage |  | 4.7 | 0.81 | 0 | 1 | 190 |  | 84 | No |  | Yes | TRUE | 190000 | Gas Instantaneous | HIGH DRAW | TRUE | Gas InstantaneousHIGH DRAW | 4 | 2 | 190 |  | 0.81588 | 0.82187 | 0.81 | Y | 0.87 | 0.92 | 0.92 | 0.96 | 0.96 |  |  |  |  | N | AHRI
206908510 |  | Active | A. O. SMITH |  | ATI-310U 2** | Natural Gas | Instantaneous | High Usage |  | 4.7 | 0.81 | 0 | 1 | 190 |  | 84 | No |  | Yes | TRUE | 190000 | Gas Instantaneous | HIGH DRAW | TRUE | Gas InstantaneousHIGH DRAW | 4 | 2 | 190 |  | 0.81588 | 0.82187 | 0.81 | Y | 0.87 | 0.92 | 0.92 | 0.96 | 0.96 |  |  |  |  | N | AHRI
206908511 |  | Active | AMERICAN |  | GT-310U-I 2** | Natural Gas | Instantaneous | High Usage |  | 4.7 | 0.81 | 0 | 1 | 190 |  | 84 | No |  | Yes | TRUE | 190000 | Gas Instantaneous | HIGH DRAW | TRUE | Gas InstantaneousHIGH DRAW | 4 | 2 | 190 |  | 0.81588 | 0.82187 | 0.81 | Y | 0.87 | 0.92 | 0.92 | 0.96 | 0.96 |  |  |  |  | N | AHRI
206908512 |  | Active | LOCHINVAR |  | LTI-310U 2** | Natural Gas | Instantaneous | High Usage |  | 4.7 | 0.81 | 0 | 1 | 190 |  | 84 | No |  | Yes | TRUE | 190000 | Gas Instantaneous | HIGH DRAW | TRUE | Gas InstantaneousHIGH DRAW | 4 | 2 | 190 |  | 0.81588 | 0.82187 | 0.81 | Y | 0.87 | 0.92 | 0.92 | 0.96 | 0.96 |  |  |  |  | N | AHRI
206908513 |  | Active | RELIANCE WATER HEATERS |  | TS-310U-I 2** | Natural Gas | Instantaneous | High Usage |  | 4.7 | 0.81 | 0 | 1 | 190 |  | 84 | No |  | Yes | TRUE | 190000 | Gas Instantaneous | HIGH DRAW | TRUE | Gas InstantaneousHIGH DRAW | 4 | 2 | 190 |  | 0.81588 | 0.82187 | 0.81 | Y | 0.87 | 0.92 | 0.92 | 0.96 | 0.96 |  |  |  |  | N | AHRI
206908514 |  | Active | STATE |  | GTS-310U-I 2** | Natural Gas | Instantaneous | High Usage |  | 4.7 | 0.81 | 0 | 1 | 190 |  | 84 | No |  | Yes | TRUE | 190000 | Gas Instantaneous | HIGH DRAW | TRUE | Gas InstantaneousHIGH DRAW | 4 | 2 | 190 |  | 0.81588 | 0.82187 | 0.81 | Y | 0.87 | 0.92 | 0.92 | 0.96 | 0.96 |  |  |  |  | N | AHRI
206908515 |  | Active | U.S. CRAFTMASTER |  | GTU-310U-I 2** | Natural Gas | Instantaneous | High Usage |  | 4.7 | 0.81 | 0 | 1 | 190 |  | 84 | No |  | Yes | TRUE | 190000 | Gas Instantaneous | HIGH DRAW | TRUE | Gas InstantaneousHIGH DRAW | 4 | 2 | 190 |  | 0.81588 | 0.82187 | 0.81 | Y | 0.87 | 0.92 | 0.92 | 0.96 | 0.96 |  |  |  |  | N | AHRI
206908516 |  | Active | TAKAGI |  | TK-510U-E 2** | Natural Gas | Instantaneous | High Usage |  | 5 | 0.81 | 0 | 1 | 199 |  | 84 | No |  | Yes | TRUE | 199000 | Gas Instantaneous | HIGH DRAW | TRUE | Gas InstantaneousHIGH DRAW | 4 | 2 | 199 |  | 0.81589 | 0.82187 | 0.81 | Y | 0.87 | 0.92 | 0.92 | 0.96 | 0.96 |  |  |  |  | N | AHRI
206908517 |  | Active | A. O. SMITH |  | ATO-510U 2** | Natural Gas | Instantaneous | High Usage |  | 5 | 0.81 | 0 | 1 | 199 |  | 84 | No |  | Yes | TRUE | 199000 | Gas Instantaneous | HIGH DRAW | TRUE | Gas InstantaneousHIGH DRAW | 4 | 2 | 199 |  | 0.81589 | 0.82187 | 0.81 | Y | 0.87 | 0.92 | 0.92 | 0.96 | 0.96 |  |  |  |  | N | AHRI
206908518 |  | Active | A. O. SMITH |  | GT15-510U-O 2** | Natural Gas | Instantaneous | High Usage |  | 5 | 0.81 | 0 | 1 | 199 |  | 84 | No |  | Yes | TRUE | 199000 | Gas Instantaneous | HIGH DRAW | TRUE | Gas InstantaneousHIGH DRAW | 4 | 2 | 199 |  | 0.81589 | 0.82187 | 0.81 | Y | 0.87 | 0.92 | 0.92 | 0.96 | 0.96 |  |  |  |  | N | AHRI
206908519 |  | Active | AMERICAN |  | GT-510U-E 2** | Natural Gas | Instantaneous | High Usage |  | 5 | 0.81 | 0 | 1 | 199 |  | 84 | No |  | Yes | TRUE | 199000 | Gas Instantaneous | HIGH DRAW | TRUE | Gas InstantaneousHIGH DRAW | 4 | 2 | 199 |  | 0.81589 | 0.82187 | 0.81 | Y | 0.87 | 0.92 | 0.92 | 0.96 | 0.96 |  |  |  |  | N | AHRI
206908520 |  | Active | LOCHINVAR |  | LTO-510U 2** | Natural Gas | Instantaneous | High Usage |  | 5 | 0.81 | 0 | 1 | 199 |  | 84 | No |  | Yes | TRUE | 199000 | Gas Instantaneous | HIGH DRAW | TRUE | Gas InstantaneousHIGH DRAW | 4 | 2 | 199 |  | 0.81589 | 0.82187 | 0.81 | Y | 0.87 | 0.92 | 0.92 | 0.96 | 0.96 |  |  |  |  | N | AHRI
206908521 |  | Active | RELIANCE WATER HEATERS |  | TS-510U-E 2** | Natural Gas | Instantaneous | High Usage |  | 5 | 0.81 | 0 | 1 | 199 |  | 84 | No |  | Yes | TRUE | 199000 | Gas Instantaneous | HIGH DRAW | TRUE | Gas InstantaneousHIGH DRAW | 4 | 2 | 199 |  | 0.81589 | 0.82187 | 0.81 | Y | 0.87 | 0.92 | 0.92 | 0.96 | 0.96 |  |  |  |  | N | AHRI
206908522 |  | Active | STATE |  | GTS-510U-E 2** | Natural Gas | Instantaneous | High Usage |  | 5 | 0.81 | 0 | 1 | 199 |  | 84 | No |  | Yes | TRUE | 199000 | Gas Instantaneous | HIGH DRAW | TRUE | Gas InstantaneousHIGH DRAW | 4 | 2 | 199 |  | 0.81589 | 0.82187 | 0.81 | Y | 0.87 | 0.92 | 0.92 | 0.96 | 0.96 |  |  |  |  | N | AHRI
206908523 |  | Active | U.S. CRAFTMASTER |  | GTU-510U-E 2** | Natural Gas | Instantaneous | High Usage |  | 5 | 0.81 | 0 | 1 | 199 |  | 84 | No |  | Yes | TRUE | 199000 | Gas Instantaneous | HIGH DRAW | TRUE | Gas InstantaneousHIGH DRAW | 4 | 2 | 199 |  | 0.81589 | 0.82187 | 0.81 | Y | 0.87 | 0.92 | 0.92 | 0.96 | 0.96 |  |  |  |  | N | AHRI
207094235 |  | Active | GSW WATER HEATERS |  | GSWT-540H-N 1** | Natural Gas | Instantaneous | High Usage |  | 5.8 | 0.93 | 0 | 1 | 199 |  | 96 | Yes |  | Yes | TRUE | 199000 | Gas Instantaneous | HIGH DRAW | TRUE | Gas InstantaneousHIGH DRAW | 4 | 2 | 199 |  | 0.93816 | 0.9436 | 0.81 |  | 0.87 | 0.92 | 0.92 | 0.96 | 0.96 |  |  | Y |  | N | AHRI
207094237 |  | Active | GSW WATER HEATERS |  | GSWT-540P-N 1** | Natural Gas | Instantaneous | High Usage |  | 5.8 | 0.93 | 0 | 1 | 199 |  | 96 | Yes |  | Yes | TRUE | 199000 | Gas Instantaneous | HIGH DRAW | TRUE | Gas InstantaneousHIGH DRAW | 4 | 2 | 199 |  | 0.93816 | 0.9436 | 0.81 |  | 0.87 | 0.92 | 0.92 | 0.96 | 0.96 |  |  | Y |  | N | AHRI
207094239 |  | Active | JOHN WOOD |  | JWT-540H-N 1** | Natural Gas | Instantaneous | High Usage |  | 5.8 | 0.93 | 0 | 1 | 199 |  | 96 | Yes |  | Yes | TRUE | 199000 | Gas Instantaneous | HIGH DRAW | TRUE | Gas InstantaneousHIGH DRAW | 4 | 2 | 199 |  | 0.93816 | 0.9436 | 0.81 |  | 0.87 | 0.92 | 0.92 | 0.96 | 0.96 |  |  | Y |  | N | AHRI
207094241 |  | Active | JOHN WOOD |  | JCT-199-N 1** | Natural Gas | Instantaneous | High Usage |  | 5.8 | 0.93 | 0 | 1 | 199 |  | 96 | Yes |  | Yes | TRUE | 199000 | Gas Instantaneous | HIGH DRAW | TRUE | Gas InstantaneousHIGH DRAW | 4 | 2 | 199 |  | 0.93816 | 0.9436 | 0.81 |  | 0.87 | 0.92 | 0.92 | 0.96 | 0.96 |  |  | Y |  | N | AHRI
207094243 |  | Active | GSW WATER HEATERS |  | GSWT-240H-N 1** | Natural Gas | Instantaneous | High Usage |  | 4.7 | 0.94 | 0 | 1 | 160 |  | 97 | Yes |  | Yes | TRUE | 160000 | Gas Instantaneous | HIGH DRAW | TRUE | Gas InstantaneousHIGH DRAW | 4 | 2 | 160 |  | 0.94834 | 0.95374 | 0.81 |  | 0.87 | 0.92 | 0.92 | 0.96 | 0.96 |  |  | Y |  | N | AHRI
207094245 |  | Active | JOHN WOOD |  | JWT-240H-N 1** | Natural Gas | Instantaneous | High Usage |  | 4.7 | 0.94 | 0 | 1 | 160 |  | 97 | Yes |  | Yes | TRUE | 160000 | Gas Instantaneous | HIGH DRAW | TRUE | Gas InstantaneousHIGH DRAW | 4 | 2 | 160 |  | 0.94834 | 0.95374 | 0.81 |  | 0.87 | 0.92 | 0.92 | 0.96 | 0.96 |  |  | Y |  | N | AHRI
207094248 |  | Active | GSW WATER HEATERS |  | GSWT-340H-N 1** | Natural Gas | Instantaneous | High Usage |  | 5.4 | 0.95 | 0 | 1 | 180 |  | 97 | Yes |  | Yes | TRUE | 180000 | Gas Instantaneous | HIGH DRAW | TRUE | Gas InstantaneousHIGH DRAW | 4 | 2 | 180 |  | 0.96183 | 0.96389 | 0.81 |  | 0.87 | 0.92 | 0.92 | 0.96 | 0.96 |  |  | Y |  | N | AHRI
207094250 |  | Active | JOHN WOOD |  | JWT-340H-N 1** | Natural Gas | Instantaneous | High Usage |  | 5.4 | 0.95 | 0 | 1 | 180 |  | 97 | Yes |  | Yes | TRUE | 180000 | Gas Instantaneous | HIGH DRAW | TRUE | Gas InstantaneousHIGH DRAW | 4 | 2 | 180 |  | 0.96183 | 0.96389 | 0.81 |  | 0.87 | 0.92 | 0.92 | 0.96 | 0.96 |  |  | Y |  | N | AHRI
Note on U1: Williams, Christopher: Fill down this columns and columns to the right to refresh/change cell equations
Note on AF1: Williams, Christopher: Currently only calculates for Consumer gas-fired water heaters non condensing standard or low-NOX
Note on AH1: Williams, Christopher: This column flags whether the AHRI entry is included in the averaging algorithms on the "SUMMARY" tab. % above code: Code:
Note on AJ1: Williams, Christopher: Used to give a measure qualification range dependent on % above measure minimum: =IF(OR(W2="Elec Storage", W2="Gas Storage",W2="Gas Instantaneous"),IFERROR(AI2*(1+INDEX(SUMMARY!$L$7:$N$16,MATCH(AB2,SUMMARY!$K$7:$K$16,0),MATCH(X2,SUMMARY!$L$6:$N$6,0))),""),"")

## EnergyStar Pivot
RES WH TYPE | Residential-Duty Gas Storage
Count of Uniform Energy Factor (UEF) |  | Calc'ed Draw Pattern |  | Pivots copied (filter = Gas Instantaneous; draw pattern); there were no low draw
VOLUME BIN | Uniform Energy Factor (UEF) | Unknown | Total Result
30 |  | 1 | 1
| 0.89 | 1 | 1 | RES WH TYPE | Gas Instantaneous | Gas Instantaneous
40 |  | 7 | 7 | Calc'ed Draw Pattern | HIGH DRAW | MEDIUM DRAW
| 0.9 | 7 | 7
50 |  | 23 | 23 | UEF | Count of Uniform Energy Factor (UEF) | UEF | Count of Uniform Energy Factor (UEF)
| 0.8 | 2 | 2 | 0.88 | 1 | 0.86 | 1
| 0.88 | 19 | 19 | 0.89 | 4 | 0.87 | 1
| 0.9 | 2 | 2 | 0.9 | 1 | 0.89 | 2
55 |  | 4 | 4 | 0.91 | 9 | 0.9 | 7
| 0.89 | 4 | 4 | 0.92 | 11 | 0.91 | 15
60 |  | 2 | 2 | 0.93 | 102 | 0.92 | 1
| 0.88 | 2 | 2 | 0.94 | 32 | 0.93 | 1
75 |  | 12 | 12 | 0.95 | 39
| 0.86 | 9 | 9 | 0.96 | 14
| 0.93 | 3 | 3 | 0.97 | 9
80 |  | 2 | 2 | Grand Total | 222 | Grand Total | 28
| 0.87 | 2 | 2
120 |  | 3 | 3
| 0.9 | 3 | 3
Total Result |  | 54 | 54

## EnergySTAR
ENERGY STAR Unique ID | ENERGY STAR Partner | Brand Name | Model Name | Model Number | Additional Model Information | Type | Fuel | Vent Type | Storage Volume (gallons) | Tank Height (inches) | Height to Vent (inches) | Tank Diameter (inches) | Vent Size (inches) | Vent Size 2 (inches) | Input (kW) | Volts | Electric Usage at 125Â°F outlet temp (kWh/yr) | Input Rate (BTU/hr) | Uniform Energy Factor (UEF) | Therms Per Year at 125Â°F outlet temp | First Hour Rating at 125Â°F outlet temp (gallons/hr) | Maximum Gallons Per Minute over 67Â°F rise | Minimum Gallons Per Minute over 67Â°F rise | Recovery Efficiency per UEF test method (%) | Water Heater Depth (inches) | Water Heater Height (inches) | Water Heater Width (inches) | Date Available On Market | Date Certified | Markets | CB Model Identifier | RES WH TYPE | Calc'ed Draw Pattern | RES WH TYPE + DRAW LOOKUP | VOLUME BIN | Input in kBtuh | CALC'ED STANDBY LOSS USING UEF (BTU/HR) | CALC'ED STANDBY LOSS USING EF (BTU/HR) | WHAM EF | WHAM UEF
2380287 | A.O. Smith Corporation | A. O. Smith | Power Vent | GPNH-50 1** |  | Gas Storage | Natural Gas |  | 48 | 57 | 66 | 22 | 2 |  |  |  |  | 42000 | 0.65 | 171 | 71 |  |  | 78 |  |  |  | 2013-10-03 | 2021-06-21 | United States, Canada | ES_92897_GPNH-50 1**_04062021015532_5514143 | Gas Storage | MEDIUM DRAW | Gas StorageMEDIUM DRAW | 50 | 42 | 268.8808 |  |  | 0.65957
2380231 | A.O. Smith Corporation | A. O. Smith | GPVL-40 2** | GPVL-40 2** |  | Gas Storage | Natural Gas |  | 38 | 50 | 59 | 18 | 2 | 3 |  |  |  | 40000 | 0.67 | 165 | 73 |  |  | 79 |  |  |  | 2013-01-04 | 2021-06-21 | United States | ES_92897_GPVL-40 2**_06112021014659_1978380 | Gas Storage | MEDIUM DRAW | Gas StorageMEDIUM DRAW | 40 | 40 | 241.0102 |  |  | 0.67985
2381843 | A.O. Smith Corporation | A. O. Smith | GPVT-40 2** | GPVT-40 2** |  | Gas Storage | Natural Gas |  | 38 | 59 | 69 | 16 | 2 | 3 |  |  |  | 50000 | 0.7 | 242 | 87 |  |  | 78 |  |  |  | 2013-01-04 | 2021-07-08 | United States | ES_92897_GPVT-40 2**_06112021014700_8419960 | Gas Storage | HIGH DRAW | Gas StorageHIGH DRAW | 40 | 50 | 236.8909 |  |  | 0.71029
2381842 | A.O. Smith Corporation | A. O. Smith | GPVT-40 2** | GPVT-40L 2** |  | Gas Storage | Natural Gas |  | 38 | 59 | 69 | 16 | 2 | 3 |  |  |  | 50000 | 0.7 | 242 | 87 |  |  | 78 |  |  |  | 2013-01-04 | 2021-07-08 | United States | ES_92897_GPVT-40L 2**_06112021014700_113668 | Gas Storage | HIGH DRAW | Gas StorageHIGH DRAW | 40 | 50 | 236.8909 |  |  | 0.71029
2381837 | A.O. Smith Corporation | A. O. Smith | GPVT 50 200 | GPVT-50 2** |  | Gas Storage | Natural Gas |  | 48 | 59 | 68 | 18 | 2 | 3 |  |  |  | 50000 | 0.72 | 235 | 97 |  |  | 81 |  |  |  | 2013-01-04 | 2021-07-08 | United States | ES_92897_GPVT-50 2**_06112021014700_3742948 | Gas Storage | HIGH DRAW | Gas StorageHIGH DRAW | 50 | 50 | 258.6739 |  |  | 0.73057
2381836 | A.O. Smith Corporation | A. O. Smith | GPVT 50 200 | GPVT-50L 2** |  | Gas Storage | Natural Gas |  | 48 | 59 | 68 | 18 | 2 | 3 |  |  |  | 50000 | 0.72 | 235 | 97 |  |  | 81 |  |  |  | 2013-01-04 | 2021-07-08 | United States | ES_92897_GPVT-50L 2**_06112021014700_9964449 | Gas Storage | HIGH DRAW | Gas StorageHIGH DRAW | 50 | 50 | 258.6739 |  |  | 0.73057
2381833 | A.O. Smith Corporation | A. O. Smith | GPVX 50L 200 | GPVX-50L 2** |  | Gas Storage | Natural Gas |  | 50 | 52 | 61 | 20 | 3 | 4 |  |  |  | 62000 | 0.73 | 232 | 119 |  |  | 82 |  |  |  | 2013-01-04 | 2021-07-08 | United States | ES_92897_GPVX-50L 2**_06112021014700_3729598 | Gas Storage | HIGH DRAW | Gas StorageHIGH DRAW | 50 | 62 | 252.1648 |  |  | 0.74072
2374254 | A.O. Smith Corporation | A. O. Smith | GSP-100 2** | GSP-100 2** |  | Gas-fired Storage Residential-duty Commercial | Natural Gas,Propane |  | 33 | 49 | 7 | 22 | 2 |  |  |  |  | 100000 | 0.9 | 190 |  |  |  | 95 |  |  |  | 2017-10-25 | 2021-02-23 | United States | ES_92897_GSP-100 2**_11192020161419_8948587 | Residential-Duty Gas Storage | Unknown | Residential-Duty Gas StorageUnknown | 40 | 100 |  |  |  | 0.91317
2374376 | A.O. Smith Corporation | A. O. Smith | T-H3J-DV-N 1** | GT15-240-NI 1** |  | Gas Tankless | Natural Gas | [5 empty] | 3 |  |  |  |  | 160000 | 0.94 | 159 |  | 4.7 | 4.7 |  | 11 | 22 | 18 | 2012-08-01 | 2021-02-24 | United States, Canada | ES_92897_GT15-240-NI 1**_02182021013757_2157434 | Gas Instantaneous | HIGH DRAW | Gas InstantaneousHIGH DRAW | 2 | 160 |  |  |  | 0.95374
2380218 | A.O. Smith Corporation | A. O. Smith | T-H3J-OS-N | GT15-240-NO 1** |  | Gas Tankless | Natural Gas | [5 empty] | 0 |  |  |  |  | 160000 | 0.95 | 178 |  | 4.7 | 4.7 |  | 11 | 22 | 18 | 2012-08-01 | 2021-06-21 | United States, Canada | ES_92897_GT15-240-NO 1**_04062021015526_3293690 | Gas Instantaneous | HIGH DRAW | Gas InstantaneousHIGH DRAW | 2 | 160 |  |  |  | 0.96389
2257892 | American Standard Water Heaters | American Standard | Tankless Condensing | TCWH180S-AS |  | Gas Tankless | Propane, Natural Gas | Direct Vent |  |  |  |  | 3 | 3 | 0 |  |  | 180000 | 0.94 |  |  | 5.3 |  |  | 14.8 | 27.6 | 17.3 | 2016-02-04 | 2016-02-04 | United States, Canada | ES_1081272_TCWH180S-AS_02042016034000_1023962 | Gas Instantaneous | HIGH DRAW | Gas InstantaneousHIGH DRAW | 2 | 180 |  |  |  | 0.95374
2257893 | American Standard Water Heaters | American Standard | Tankless Condensing | TCWH199S-AS |  | Gas Tankless | Propane, Natural Gas | Direct Vent |  |  |  |  | 3 | 3 | 0 |  |  | 199000 | 0.93 |  |  | 5.7 |  |  | 14.8 | 27.6 | 17.3 | 2016-02-04 | 2016-02-04 | United States, Canada | ES_1081272_TCWH199S-AS_02042016034440_1023962 | Gas Instantaneous | HIGH DRAW | Gas InstantaneousHIGH DRAW | 2 | 199 |  |  |  | 0.9436
2380253 | A.O. Smith Corporation | American | Flue Damper | FDG6250S403NOV 1** |  | Gas Storage | Natural Gas |  | 49 | 49 | 56 | 24 | 3 |  |  |  |  | 40000 | 0.69 | 245 | 78 |  |  | 79 |  |  |  | 2013-03-19 | 2021-06-21 | United States, Canada | ES_92897_FDG6250S403NOV 1**_04062021015524_9228081 | Gas Storage | HIGH DRAW | Gas StorageHIGH DRAW | 50 | 40 | 305.2521 |  |  | 0.70014
2381747 | A.O. Smith Corporation | American | T-H3M-OS-N | GT-140-NEH 1** |  | Gas Tankless | Natural Gas | [5 empty] | 0 |  |  |  |  | 120000 | 0.91 | 122 |  | 3.5 | 3.5 |  | 9 | 22 | 14 | 2014-04-01 | 2021-07-08 | United States | ES_92897_GT-140-NEH 1**_04062021015528_432314 | Gas Instantaneous | MEDIUM DRAW | Gas InstantaneousMEDIUM DRAW | 2 | 120 |  |  |  | 0.92331
2381777 | A.O. Smith Corporation | American | T-H3M-DV-N | GT-140-NIH 1** |  | Gas Tankless | Natural Gas | [5 empty] | 3 | 4 |  |  |  | 120000 | 0.9 | 123 |  | 3.3 | 3.3 |  | 9 | 22 | 14 | 2014-04-01 | 2021-07-08 | United States | ES_92897_GT-140-NIH 1**_04062021015527_9909868 | Gas Instantaneous | MEDIUM DRAW | Gas InstantaneousMEDIUM DRAW | 2 | 120 |  |  |  | 0.91317
2380216 | A.O. Smith Corporation | American | T-H3J-OS-N | GT-240-NEH 1** |  | Gas Tankless | Natural Gas | [5 empty] | 0 |  |  |  |  | 160000 | 0.95 | 178 |  | 4.7 | 4.7 |  | 11 | 22 | 18 | 2012-08-01 | 2021-06-21 | United States, Canada | ES_92897_GT-240-NEH 1**_04062021015526_703837 | Gas Instantaneous | HIGH DRAW | Gas InstantaneousHIGH DRAW | 2 | 160 |  |  |  | 0.96389
2374383 | A.O. Smith Corporation | American | T-H3J-DV-N 1** | GT-240-NIH 1** |  | Gas Tankless | Natural Gas | [5 empty] | 3 |  |  |  |  | 160000 | 0.94 | 159 |  | 4.7 | 4.7 |  | 11 | 22 | 18 | 2012-08-01 | 2021-02-24 | United States | ES_92897_GT-240-NIH 1**_02182021013758_4290775 | Gas Instantaneous | HIGH DRAW | Gas InstantaneousHIGH DRAW | 2 | 160 |  |  |  | 0.95374
2381823 | A.O. Smith Corporation | American | T-H3S-OS-N | GT-340-NEH 1** |  | Gas Tankless | Natural Gas | [5 empty] | 0 |  |  |  |  | 180000 | 0.94 | 180 |  | 5.3 | 5.3 |  | 11 | 22 | 18 | 2012-08-01 | 2021-07-08 | United States, Canada | ES_92897_GT-340-NEH 1**_04062021015529_1860046 | Gas Instantaneous | HIGH DRAW | Gas InstantaneousHIGH DRAW | 2 | 180 |  |  |  | 0.95374
2381759 | A.O. Smith Corporation | American | T-H3S-DV-N | GT-340-NIH 1** |  | Gas Tankless | Natural Gas | [5 empty] | 3 |  |  |  |  | 180000 | 0.95 | 178 |  | 5.4 | 5.4 |  | 11 | 22 | 18 | 2012-08-01 | 2021-07-08 | United States, Canada | ES_92897_GT-340-NIH 1**_04062021015528_4590187 | Gas Instantaneous | HIGH DRAW | Gas InstantaneousHIGH DRAW | 2 | 180 |  |  |  | 0.96389
2374358 | A.O. Smith Corporation | American | T-H3-OS-N 1** | GT-540-NEH 1** |  | Gas Tankless | Natural Gas | [5 empty] | 3 |  |  |  |  | 199000 | 0.95 | 159 |  | 5.8 | 5.8 |  | 11 | 22 | 18 | 2018-10-29 | 2021-02-24 | United States | ES_92897_GT-540-NEH 1**_02182021013756_4620375 | Gas Instantaneous | HIGH DRAW | Gas InstantaneousHIGH DRAW | 2 | 199 |  |  |  | 0.96389
2374333 | A.O. Smith Corporation | American | T-H3-DV-N 1** | GT-540-NIH 1** |  | Gas Tankless | Natural Gas | [5 empty] | 3 |  |  |  |  | 199000 | 0.93 | 159 |  | 5.8 | 5.8 |  | 11 | 22 | 18 | 2018-10-29 | 2021-02-24 | United States | ES_92897_GT-540-NIH 1**_02182021013753_9922139 | Gas Instantaneous | HIGH DRAW | Gas InstantaneousHIGH DRAW | 2 | 199 |  |  |  | 0.9436
2374359 | A.O. Smith Corporation | American | T-H3-OS-N 1** | GT-540P-NEH 1** |  | Gas Tankless | Natural Gas | [5 empty] | 3 |  |  |  |  | 199000 | 0.95 | 159 |  | 5.8 | 5.8 |  | 11 | 22 | 18 | 2018-10-29 | 2021-02-24 | United States | ES_92897_GT-540P-NEH 1**_02182021013756_8644574 | Gas Instantaneous | HIGH DRAW | Gas InstantaneousHIGH DRAW | 2 | 199 |  |  |  | 0.96389
2374334 | A.O. Smith Corporation | American | T-H3-DV-N 1** | GT-540P-NIH 1** |  | Gas Tankless | Natural Gas | [5 empty] | 3 |  |  |  |  | 199000 | 0.93 | 159 |  | 5.8 | 5.8 |  | 11 | 22 | 18 | 2018-10-29 | 2021-02-24 | United States | ES_92897_GT-540P-NIH 1**_02182021013753_7843986 | Gas Instantaneous | HIGH DRAW | Gas InstantaneousHIGH DRAW | 2 | 199 |  |  |  | 0.9436
2380521 | A.O. Smith Corporation | American | Flue Damper | GUF-62-50T40 1** |  | Gas Storage | Natural Gas |  | 48 | 57 | 64 | 22 | 3 |  |  |  |  | 40000 | 0.7 | 242 | 83 |  |  | 73 |  |  |  | 2017-01-02 | 2021-06-22 | United States | ES_92897_GUF-62-50T40 1**_04062021015525_4477285 | Gas Storage | HIGH DRAW | Gas StorageHIGH DRAW | 50 | 40 | 90.1691 |  |  | 0.71029
2374620 | A.O. Smith Corporation | American | Heat Pump | HPHE10250H045DVDR 1** |  | Hybrid/Electric Heat Pump | Electric |  | 46 | 63 |  | 15 |  |  | 4.5 | 240 |  |  | 3.45 |  | 66 |  |  | 407 |  |  |  | 2019-04-05 | 2021-03-08 | United States | ES_92897_HPHE10250H045DVDR 1**_01202021014426_9881591 | Heat Pump | MEDIUM DRAW | Heat PumpMEDIUM DRAW | 50 | 15.354 | 235.9714 |  |  | 3.4999
2374622 | A.O. Smith Corporation | American | Heat Pump | HPHE10250H045DVN 1** |  | Hybrid/Electric Heat Pump | Electric |  | 46 | 63 |  | 15 |  |  | 4.5 | 240 |  |  | 3.45 |  | 66 |  |  | 407 |  |  |  | 2019-04-05 | 2021-03-08 | United States | ES_92897_HPHE10250H045DVN 1**_01202021014426_9852337 | Heat Pump | MEDIUM DRAW | Heat PumpMEDIUM DRAW | 50 | 15.354 | 235.9714 |  |  | 3.4999
2374610 | A.O. Smith Corporation | American | Heat Pump | HPHE10266H045DVDR 1** |  | Hybrid/Electric Heat Pump | Electric |  | 67 | 61 |  | 23 |  |  | 4.5 | 240 |  |  | 3.45 |  | 79 |  |  | 265 |  |  |  | 2019-04-05 | 2021-03-08 | United States | ES_92897_HPHE10266H045DVDR 1**_01202021014428_3075421 | Heat Pump | HIGH DRAW | Heat PumpHIGH DRAW | 75 | 15.354 | -471.1812 |  |  | 3.4999
2374611 | A.O. Smith Corporation | American | Heat Pump | HPHE10266H045DVN 1** |  | Hybrid/Electric Heat Pump | Electric |  | 67 | 61 |  | 23 |  |  | 4.5 | 240 |  |  | 3.45 |  | 79 |  |  | 265 |  |  |  | 2019-04-05 | 2021-03-08 | United States | ES_92897_HPHE10266H045DVN 1**_01202021014428_9593951 | Heat Pump | HIGH DRAW | Heat PumpHIGH DRAW | 75 | 15.354 | -471.1812 |  |  | 3.4999
2374597 | A.O. Smith Corporation | American | Heat Pump | HPHE10280H045DVDR 1** |  | Hybrid/Electric Heat Pump | Electric |  | 82 | 69 |  | 27 |  |  | 4.5 | 240 |  |  | 3.45 |  | 86 |  |  | 233 |  |  |  | 2019-04-05 | 2021-03-08 | United States | ES_92897_HPHE10280H045DVDR 1**_01202021014431_759178 | Heat Pump | HIGH DRAW | Heat PumpHIGH DRAW | 100 | 15.354 | -659.6537 |  |  | 3.4999
2374599 | A.O. Smith Corporation | American | Heat Pump | HPHE10280H045DVN 1** |  | Hybrid/Electric Heat Pump | Electric |  | 82 | 69 |  | 27 |  |  | 4.5 | 240 |  |  | 3.45 |  | 86 |  |  | 233 |  |  |  | 2019-04-05 | 2021-03-08 | United States | ES_92897_HPHE10280H045DVN 1**_01202021014431_5425939 | Heat Pump | HIGH DRAW | Heat PumpHIGH DRAW | 100 | 15.354 | -659.6537 |  |  | 3.4999
2372623 | A.O. Smith Corporation | American | Heat Pump | HPHE6250H045DV 1** |  | Hybrid/Electric Heat Pump | Electric |  | 46 | 63 |  | 15 |  |  | 4.5 | 240 |  |  | 3.35 |  | 66 |  |  | 407 |  |  |  | 2019-04-05 | 2021-01-27 | United States | ES_92897_HPHE6250H045DV 1**_01202021014340_5198022 | Heat Pump | MEDIUM DRAW | Heat PumpMEDIUM DRAW | 50 | 15.354 | 282.4203 |  |  | 3.3985
2372619 | A.O. Smith Corporation | American | Heat Pump | HPHE6266H045DV 1** |  | Hybrid/Electric Heat Pump | Electric |  | 67 | 61 |  | 23 |  |  | 4.5 | 240 |  |  | 3.42 |  | 79 |  |  | 265 |  |  |  | 2019-04-05 | 2021-01-27 | United States | ES_92897_HPHE6266H045DV 1**_01202021014422_9289793 | Heat Pump | HIGH DRAW | Heat PumpHIGH DRAW | 75 | 15.354 | -457.6441 |  |  | 3.4695
2372615 | A.O. Smith Corporation | American | Heat Pump | HPHE6280H045DV 1** |  | Hybrid/Electric Heat Pump | Electric |  | 82 | 69 |  | 27 |  |  | 4.5 | 240 |  |  | 3.45 |  | 84 |  |  | 233 |  |  |  | 2019-04-05 | 2021-01-27 | United States | ES_92897_HPHE6280H045DV 1**_01202021014423_8956545 | Heat Pump | HIGH DRAW | Heat PumpHIGH DRAW | 100 | 15.354 | -659.6537 |  |  | 3.4999
2374335 | A.O. Smith Corporation | American | T-H3-DV-N 1** | MCT-199I-N 1** |  | Gas Tankless | Natural Gas | [5 empty] | 3 |  |  |  |  | 199000 | 0.93 | 159 |  | 5.8 | 5.8 |  | 11 | 22 | 18 | 2018-10-29 | 2021-02-24 | United States | ES_92897_MCT-199I-N 1**_02182021013753_5718162 | Gas Instantaneous | HIGH DRAW | Gas InstantaneousHIGH DRAW | 2 | 199 |  |  |  | 0.9436
2374360 | A.O. Smith Corporation | American | T-H3-OS-N 1** | MCT-199O-N 1** |  | Gas Tankless | Natural Gas | [5 empty] | 3 |  |  |  |  | 199000 | 0.95 | 159 |  | 5.8 | 5.8 |  | 11 | 22 | 18 | 2018-10-29 | 2021-02-24 | United States | ES_92897_MCT-199O-N 1**_02182021013756_8294978 | Gas Instantaneous | HIGH DRAW | Gas InstantaneousHIGH DRAW | 2 | 199 |  |  |  | 0.96389
2381424 | A.O. Smith Corporation | American | 5062 | PDVG62-50T62-NV 3** |  | Gas Storage | Natural Gas |  | 48 | 50.6 | 72.3 | 18 | 3 | 4 |  |  |  | 62000 | 0.73 | 232 | 118 |  |  | 82 |  |  |  | 2019-01-03 | 2021-07-01 | United States | ES_92897_PDVG62-50T62-NV 3**_04162021020112_6347204 | Gas Storage | HIGH DRAW | Gas StorageHIGH DRAW | 50 | 62 | 252.1648 |  |  | 0.74072
2317174 | A.O. Smith Corporation | American | Polaris | PG10 34 100 2NV 200 |  | Gas-fired Storage Residential-duty Commercial | Natural Gas |  | 33 | 49 | 7 | 22 | 2 |  |  |  |  | 100000 | 0.9 |  |  |  |  | 95 |  |  |  | 2017-10-25 | 2021-03-25 | United States | ES_92897_PG10 34 100 2NV 200_04042018195033_6845008 | Residential-Duty Gas Storage | Unknown | Residential-Duty Gas StorageUnknown | 40 | 100 |  |  |  | 0.91317
2374256 | A.O. Smith Corporation | American | PG10 34 100 2*V 2** | PG10 34 100 2*V 2** |  | Gas-fired Storage Residential-duty Commercial | Natural Gas,Propane |  | 33 | 49 | 7 | 22 | 2 |  |  |  |  | 100000 | 0.9 | 190 |  |  |  | 95 |  |  |  | 2017-10-25 | 2021-02-23 | United States | ES_92897_PG10 34 100 2*V 2**_11192020144817_3450884 | Residential-Duty Gas Storage | Unknown | Residential-Duty Gas StorageUnknown | 40 | 100 |  |  |  | 0.91317
2374255 | A.O. Smith Corporation | American | PR-34-100 * 2** | PR-34-100 * 2** |  | Gas-fired Storage Residential-duty Commercial | Natural Gas,Propane |  | 33 | 49 | 7 | 22 | 2 |  |  |  |  | 100000 | 0.9 | 190 |  |  |  | 95 |  |  |  | 2017-10-25 | 2021-02-23 | United States | ES_92897_PR-34-100 * 2**_11192020161418_3745994 | Residential-Duty Gas Storage | Unknown | Residential-Duty Gas StorageUnknown | 40 | 100 |  |  |  | 0.91317
2380230 | A.O. Smith Corporation | American | GPVL-40 2** | PVG6240S40NVS 2** |  | Gas Storage | Natural Gas |  | 38 | 50 | 59 | 18 | 2 | 3 |  |  |  | 40000 | 0.67 | 165 | 73 |  |  | 79 |  |  |  | 2013-01-04 | 2021-06-21 | United States | ES_92897_PVG6240S40NVS 2**_06112021014701_3662918 | Gas Storage | MEDIUM DRAW | Gas StorageMEDIUM DRAW | 40 | 40 | 241.0102 |  |  | 0.67985
2381810 | A.O. Smith Corporation | American | GPVT-40 2** | PVG6240T50NVS 2** |  | Gas Storage | Natural Gas |  | 38 | 59 | 69 | 16 | 2 | 3 |  |  |  | 50000 | 0.7 | 242 | 87 |  |  | 78 |  |  |  | 2013-01-04 | 2021-07-08 | United States | ES_92897_PVG6240T50NVS 2**_06112021014701_4039807 | Gas Storage | HIGH DRAW | Gas StorageHIGH DRAW | 40 | 50 | 236.8909 |  |  | 0.71029
2381809 | A.O. Smith Corporation | American | GPVT-40 2** | PVG6240T50NVSL 2** |  | Gas Storage | Natural Gas |  | 38 | 59 | 69 | 16 | 2 | 3 |  |  |  | 50000 | 0.7 | 242 | 87 |  |  | 78 |  |  |  | 2013-01-04 | 2021-07-08 | United States | ES_92897_PVG6240T50NVSL 2**_06112021014701_8375456 | Gas Storage | HIGH DRAW | Gas StorageHIGH DRAW | 40 | 50 | 236.8909 |  |  | 0.71029
2381416 | A.O. Smith Corporation | American | GPVL 50 200 | PVG62-50S40-NVS 2** |  | Gas Storage | Natural Gas |  | 49 | 59 | 60 | 20 | 2 | 3 |  |  |  | 40000 | 0.72 | 235 | 79 |  |  | 80 |  |  |  | 2013-01-04 | 2021-07-01 | United States | ES_92897_PVG62-50S40-NVS 2**_06112021014701_8739175 | Gas Storage | HIGH DRAW | Gas StorageHIGH DRAW | 50 | 40 | 233.2849 |  |  | 0.73057
2381828 | A.O. Smith Corporation | American | GPVX 50L 200 | PVG6250S62NVS 2** |  | Gas Storage | Natural Gas |  | 50 | 52 | 61 | 20 | 3 | 4 |  |  |  | 62000 | 0.73 | 232 | 119 |  |  | 82 |  |  |  | 2013-01-04 | 2021-07-08 | United States | ES_92897_PVG6250S62NVS 2**_06112021014700_9069204 | Gas Storage | HIGH DRAW | Gas StorageHIGH DRAW | 50 | 62 | 252.1648 |  |  | 0.74072
2381829 | A.O. Smith Corporation | American | GPVT 50 200 | PVG6250T50NVS 2** |  | Gas Storage | Natural Gas |  | 48 | 59 | 68 | 18 | 2 | 3 |  |  |  | 50000 | 0.72 | 235 | 97 |  |  | 81 |  |  |  | 2013-01-04 | 2021-07-08 | United States | ES_92897_PVG6250T50NVS 2**_06112021014700_7716597 | Gas Storage | HIGH DRAW | Gas StorageHIGH DRAW | 50 | 50 | 258.6739 |  |  | 0.73057
2381813 | A.O. Smith Corporation | American | GPVT 50 200 | PVG6250T50NVSL 2** |  | Gas Storage | Natural Gas |  | 48 | 59 | 68 | 18 | 2 | 3 |  |  |  | 50000 | 0.72 | 235 | 97 |  |  | 81 |  |  |  | 2013-01-04 | 2021-07-08 | United States | ES_92897_PVG6250T50NVSL 2**_06112021014700_3169195 | Gas Storage | HIGH DRAW | Gas StorageHIGH DRAW | 50 | 50 | 258.6739 |  |  | 0.73057
2380288 | A.O. Smith Corporation | American | Power Vent | UPVG6250T42NV 1** |  | Gas Storage | Natural Gas |  | 48 | 57 | 66 | 22 | 2 |  |  |  |  | 42000 | 0.65 | 171 | 71 |  |  | 78 |  |  |  | 2013-10-03 | 2021-06-21 | United States, Canada | ES_92897_UPVG6250T42NV 1**_04062021015532_3057786 | Gas Storage | MEDIUM DRAW | Gas StorageMEDIUM DRAW | 50 | 42 | 268.8808 |  |  | 0.65957
2374354 | A.O. Smith Corporation | A. O. Smith | T-H3-OS-N 1** | ACT-199O-N 1** |  | Gas Tankless | Natural Gas | [5 empty] | 3 |  |  |  |  | 199000 | 0.95 | 159 |  | 5.8 | 5.8 |  | 11 | 22 | 18 | 2018-10-29 | 2021-02-24 | United States, Canada | ES_92897_ACT-199O-N 1**_02182021013755_8523358 | Gas Instantaneous | HIGH DRAW | Gas InstantaneousHIGH DRAW | 2 | 199 |  |  |  | 0.96389
2381779 | A.O. Smith Corporation | A. O. Smith | T-H3M-DV-N | ATI-140H 1** |  | Gas Tankless | Natural Gas | [5 empty] | 3 | 4 |  |  |  | 120000 | 0.9 | 123 |  | 3.3 | 3.3 |  | 9 | 22 | 14 | 2014-04-01 | 2021-07-08 | United States | ES_92897_ATI-140H 1**_04062021015527_2454281 | Gas Instantaneous | MEDIUM DRAW | Gas InstantaneousMEDIUM DRAW | 2 | 120 |  |  |  | 0.91317
2374375 | A.O. Smith Corporation | A. O. Smith | T-H3J-DV-N 1** | ATI-240H 1** |  | Gas Tankless | Natural Gas | [5 empty] | 3 |  |  |  |  | 160000 | 0.94 | 159 |  | 4.7 | 4.7 |  | 11 | 22 | 18 | 2012-08-01 | 2021-02-24 | United States, Canada | ES_92897_ATI-240H 1**_02182021013757_3221779 | Gas Instantaneous | HIGH DRAW | Gas InstantaneousHIGH DRAW | 2 | 160 |  |  |  | 0.95374
2381761 | A.O. Smith Corporation | A. O. Smith | T-H3S-DV-N | ATI-340H 1** |  | Gas Tankless | Natural Gas | [5 empty] | 3 |  |  |  |  | 180000 | 0.95 | 178 |  | 5.4 | 5.4 |  | 11 | 22 | 18 | 2012-08-01 | 2021-07-08 | United States, Canada | ES_92897_ATI-340H 1**_04062021015528_5995833 | Gas Instantaneous | HIGH DRAW | Gas InstantaneousHIGH DRAW | 2 | 180 |  |  |  | 0.96389
2374304 | A.O. Smith Corporation | A. O. Smith | T-H3-DV-N 1** | ATI-540H 1** |  | Gas Tankless | Natural Gas | [5 empty] | 3 |  |  |  |  | 199000 | 0.93 | 159 |  | 5.8 | 5.8 |  | 11 | 22 | 18 | 2018-10-29 | 2021-02-24 | United States, Canada | ES_92897_ATI-540H 1**_02182021013751_2203210 | Gas Instantaneous | HIGH DRAW | Gas InstantaneousHIGH DRAW | 2 | 199 |  |  |  | 0.9436
2374305 | A.O. Smith Corporation | A. O. Smith | T-H3-DV-N 1** | ATI-540P-N 1** |  | Gas Tankless | Natural Gas | [5 empty] | 3 |  |  |  |  | 199000 | 0.93 | 159 |  | 5.8 | 5.8 |  | 11 | 22 | 18 | 2018-10-29 | 2021-02-24 | United States, Canada | ES_92897_ATI-540P-N 1**_02182021013751_3244244 | Gas Instantaneous | HIGH DRAW | Gas InstantaneousHIGH DRAW | 2 | 199 |  |  |  | 0.9436
2381749 | A.O. Smith Corporation | A. O. Smith | T-H3M-OS-N | ATO-140H 1** |  | Gas Tankless | Natural Gas | [5 empty] | 0 |  |  |  |  | 120000 | 0.91 | 122 |  | 3.5 | 3.5 |  | 9 | 22 | 14 | 2014-04-01 | 2021-07-08 | United States | ES_92897_ATO-140H 1**_04062021015528_1073987 | Gas Instantaneous | MEDIUM DRAW | Gas InstantaneousMEDIUM DRAW | 2 | 120 |  |  |  | 0.92331
2380220 | A.O. Smith Corporation | A. O. Smith | T-H3J-OS-N | ATO-240H 1** |  | Gas Tankless | Natural Gas | [5 empty] | 0 |  |  |  |  | 160000 | 0.95 | 178 |  | 4.7 | 4.7 |  | 11 | 22 | 18 | 2012-08-01 | 2021-06-21 | United States, Canada | ES_92897_ATO-240H 1**_04062021015525_1495854 | Gas Instantaneous | HIGH DRAW | Gas InstantaneousHIGH DRAW | 2 | 160 |  |  |  | 0.96389
2381825 | A.O. Smith Corporation | A. O. Smith | T-H3S-OS-N | ATO-340H 1** |  | Gas Tankless | Natural Gas | [5 empty] | 0 |  |  |  |  | 180000 | 0.94 | 180 |  | 5.3 | 5.3 |  | 11 | 22 | 18 | 2012-08-01 | 2021-07-08 | United States, Canada | ES_92897_ATO-340H 1**_04062021015529_5180908 | Gas Instantaneous | HIGH DRAW | Gas InstantaneousHIGH DRAW | 2 | 180 |  |  |  | 0.95374
2374352 | A.O. Smith Corporation | A. O. Smith | T-H3-OS-N 1** | ATO-540H 1** |  | Gas Tankless | Natural Gas | [5 empty] | 3 |  |  |  |  | 199000 | 0.95 | 159 |  | 5.8 | 5.8 |  | 11 | 22 | 18 | 2018-10-29 | 2021-02-24 | United States, Canada | ES_92897_ATO-540H 1**_02182021013755_1094411 | Gas Instantaneous | HIGH DRAW | Gas InstantaneousHIGH DRAW | 2 | 199 |  |  |  | 0.96389
2374353 | A.O. Smith Corporation | A. O. Smith | T-H3-OS-N 1** | ATO-540P-N 1** |  | Gas Tankless | Natural Gas | [5 empty] | 3 |  |  |  |  | 199000 | 0.95 | 159 |  | 5.8 | 5.8 |  | 11 | 22 | 18 | 2018-10-29 | 2021-02-24 | United States, Canada | ES_92897_ATO-540P-N 1**_02182021013755_8221221 | Gas Instantaneous | HIGH DRAW | Gas InstantaneousHIGH DRAW | 2 | 199 |  |  |  | 0.96389
2372626 | A.O. Smith Corporation | A. O. Smith | Heat Pump | FPTU-50 1** |  | Hybrid/Electric Heat Pump | Electric |  | 46 | 63 |  | 15 |  |  | 4.5 | 240 |  |  | 3.35 |  | 66 |  |  | 407 |  |  |  | 2019-04-05 | 2021-01-27 | United States, Canada | ES_92897_FPTU-50 1**_01202021014241_5747395 | Heat Pump | MEDIUM DRAW | Heat PumpMEDIUM DRAW | 50 | 15.354 | 282.4203 |  |  | 3.3985
2372625 | A.O. Smith Corporation | A. O. Smith | Heat Pump | FPTU-66 1** |  | Hybrid/Electric Heat Pump | Electric |  | 67 | 61 |  | 23 |  |  | 4.5 | 240 |  |  | 3.42 |  | 79 |  |  | 265 |  |  |  | 2019-04-05 | 2021-01-27 | United States, Canada | ES_92897_FPTU-66 1**_01202021014251_3020164 | Heat Pump | HIGH DRAW | Heat PumpHIGH DRAW | 75 | 15.354 | -457.6441 |  |  | 3.4695
2372624 | A.O. Smith Corporation | A. O. Smith | Heat Pump | FPTU-80 1** |  | Hybrid/Electric Heat Pump | Electric |  | 82 | 69 |  | 27 |  |  | 4.5 | 240 |  |  | 3.45 |  | 84 |  |  | 233 |  |  |  | 2019-04-05 | 2021-01-27 | United States, Canada | ES_92897_FPTU-80 1**_01202021014301_993515 | Heat Pump | HIGH DRAW | Heat PumpHIGH DRAW | 100 | 15.354 | -659.6537 |  |  | 3.4999
2370637 | A.O. Smith Corporation | A. O. Smith | Inlet Damper | G12-CADT4040NV 1** |  | Gas Storage | Natural Gas |  | 38 | 59.1 | 62.5 | 20 | 3 |  |  |  |  | 40000 | 0.68 | 249 | 82 |  |  | 75 |  |  |  | 2019-10-01 | 2020-12-08 | United States | ES_92897_G12-CADT4040NV 1**_12052020024359_1177396 | Gas Storage | HIGH DRAW | Gas StorageHIGH DRAW | 40 | 40 | 217.0624 |  |  | 0.69
2370809 | A.O. Smith Corporation | A. O. Smith | Inlet Damper | G12-CADT5040NV 1** |  | Gas Storage | Natural Gas |  | 48 | 58.1 | 61.5 | 22 | 3 |  |  |  |  | 40000 | 0.68 | 249 | 75 |  |  | 75 |  |  |  | 2019-10-01 | 2021-06-21 | United States | ES_92897_G12-CADT5040NV 1**_12052020024359_6499103 | Gas Storage | HIGH DRAW | Gas StorageHIGH DRAW | 50 | 40 | 217.0624 |  |  | 0.69
2380522 | A.O. Smith Corporation | A. O. Smith | Flue Damper | G12-UFDT5040NV 1** |  | Gas Storage | Natural Gas |  | 48 | 57 | 64 | 22 | 3 |  |  |  |  | 40000 | 0.7 | 242 | 83 |  |  | 73 |  |  |  | 2017-01-02 | 2021-06-22 | United States | ES_92897_G12-UFDT5040NV 1**_04062021015525_1874542 | Gas Storage | HIGH DRAW | Gas StorageHIGH DRAW | 50 | 40 | 90.1691 |  |  | 0.71029
2380233 | A.O. Smith Corporation | A. O. Smith | GPVL-40 2** | G6-PVS4040NV 2** |  | Gas Storage | Natural Gas |  | 38 | 50 | 59 | 18 | 2 | 3 |  |  |  | 40000 | 0.67 | 165 | 73 |  |  | 79 |  |  |  | 2013-01-04 | 2021-06-21 | United States | ES_92897_G6-PVS4040NV 2**_06112021014659_1860902 | Gas Storage | MEDIUM DRAW | Gas StorageMEDIUM DRAW | 40 | 40 | 241.0102 |  |  | 0.67985
2381417 | A.O. Smith Corporation | A. O. Smith | GPVL 50 200 | G6-PVS5040NV 2** |  | Gas Storage | Natural Gas |  | 49 | 59 | 60 | 20 | 2 | 3 |  |  |  | 40000 | 0.72 | 235 | 79 |  |  | 80 |  |  |  | 2013-01-04 | 2021-07-01 | United States | ES_92897_G6-PVS5040NV 2**_06112021014700_8973108 | Gas Storage | HIGH DRAW | Gas StorageHIGH DRAW | 50 | 40 | 233.2849 |  |  | 0.73057
2381841 | A.O. Smith Corporation | A. O. Smith | GPVT-40 2** | G6-PVT4050NV 2** |  | Gas Storage | Natural Gas |  | 38 | 59 | 69 | 16 | 2 | 3 |  |  |  | 50000 | 0.7 | 242 | 87 |  |  | 78 |  |  |  | 2013-01-04 | 2021-07-08 | United States | ES_92897_G6-PVT4050NV 2**_06112021014700_6104651 | Gas Storage | HIGH DRAW | Gas StorageHIGH DRAW | 40 | 50 | 236.8909 |  |  | 0.71029
2381835 | A.O. Smith Corporation | A. O. Smith | GPVT 50 200 | G6-PVT5050NV 2** |  | Gas Storage | Natural Gas |  | 48 | 59 | 68 | 18 | 2 | 3 |  |  |  | 50000 | 0.72 | 235 | 97 |  |  | 81 |  |  |  | 2013-01-04 | 2021-07-08 | United States | ES_92897_G6-PVT5050NV 2**_06112021014700_8221703 | Gas Storage | HIGH DRAW | Gas StorageHIGH DRAW | 50 | 50 | 258.6739 |  |  | 0.73057
2380286 | A.O. Smith Corporation | A. O. Smith | Power Vent | G6-UPVT5042NV 1** |  | Gas Storage | Natural Gas |  | 48 | 57 | 66 | 22 | 2 |  |  |  |  | 42000 | 0.65 | 171 | 71 |  |  | 78 |  |  |  | 2013-10-03 | 2021-06-21 | United States, Canada | ES_92897_G6-UPVT5042NV 1**_04062021015532_1848218 | Gas Storage | MEDIUM DRAW | Gas StorageMEDIUM DRAW | 50 | 42 | 268.8808 |  |  | 0.65957
2374292 | A.O. Smith Corporation | A. O. Smith | Inlet Damper | GCD-40 1** |  | Gas Storage | Natural Gas |  | 38 | 59.1 | 62.5 | 20 | 3 |  |  |  |  | 40000 | 0.68 | 249 | 82 |  |  | 75 |  |  |  | 2019-10-01 | 2021-02-24 | United States | ES_92897_GCD-40 1**_02102021013407_3267055 | Gas Storage | HIGH DRAW | Gas StorageHIGH DRAW | 40 | 40 | 217.0624 |  |  | 0.69
2374293 | A.O. Smith Corporation | A. O. Smith | Inlet Damper | GCD-50 1** |  | Gas Storage | Natural Gas |  | 48 | 58.1 | 61.5 | 22 | 3 |  |  |  |  | 40000 | 0.68 | 249 | 75 |  |  | 75 |  |  |  | 2019-10-01 | 2021-06-21 | United States | ES_92897_GCD-50 1**_02102021013407_1269504 | Gas Storage | HIGH DRAW | Gas StorageHIGH DRAW | 50 | 40 | 217.0624 |  |  | 0.69
2380255 | A.O. Smith Corporation | A. O. Smith | Flue Damper | GCFL-50 1** |  | Gas Storage | Natural Gas |  | 49 | 49 | 56 | 24 | 3 |  |  |  |  | 40000 | 0.69 | 245 | 78 |  |  | 79 |  |  |  | 2013-03-19 | 2021-06-21 | United States, Canada | ES_92897_GCFL-50 1**_04062021015524_9654623 | Gas Storage | HIGH DRAW | Gas StorageHIGH DRAW | 50 | 40 | 305.2521 |  |  | 0.70014
2381426 | A.O. Smith Corporation | A. O. Smith | 5062 | GPDX-50L 3** |  | Gas Storage | Natural Gas |  | 48 | 50.6 | 72.3 | 18 | 3 | 4 |  |  |  | 62000 | 0.73 | 232 | 118 |  |  | 82 |  |  |  | 2019-01-03 | 2021-07-01 | United States | ES_92897_GPDX-50L 3**_04162021020113_4331619 | Gas Storage | HIGH DRAW | Gas StorageHIGH DRAW | 50 | 62 | 252.1648 |  |  | 0.74072
2380212 | A.O. Smith Corporation | RELIANCE WATER HEATERS | T-H3J-OS-N | TS-240-GEH 1** |  | Gas Tankless | Natural Gas | [5 empty] | 0 |  |  |  |  | 160000 | 0.95 | 178 |  | 4.7 | 4.7 |  | 11 | 22 | 18 | 2012-08-01 | 2021-06-21 | United States, Canada | ES_92897_TS-240-GEH 1**_04062021015526_5949803 | Gas Instantaneous | HIGH DRAW | Gas InstantaneousHIGH DRAW | 2 | 160 |  |  |  | 0.96389
2374381 | A.O. Smith Corporation | RELIANCE WATER HEATERS | T-H3J-DV-N 1** | TS-240-GIH 1** |  | Gas Tankless | Natural Gas | [5 empty] | 3 |  |  |  |  | 160000 | 0.94 | 159 |  | 4.7 | 4.7 |  | 11 | 22 | 18 | 2012-08-01 | 2021-02-24 | United States | ES_92897_TS-240-GIH 1**_02182021013758_4035398 | Gas Instantaneous | HIGH DRAW | Gas InstantaneousHIGH DRAW | 2 | 160 |  |  |  | 0.95374
2381819 | A.O. Smith Corporation | RELIANCE WATER HEATERS | T-H3S-OS-N | TS-340-GEH 1** |  | Gas Tankless | Natural Gas | [5 empty] | 0 |  |  |  |  | 180000 | 0.94 | 180 |  | 5.3 | 5.3 |  | 11 | 22 | 18 | 2012-08-01 | 2021-07-08 | United States, Canada | ES_92897_TS-340-GEH 1**_04062021015529_9354973 | Gas Instantaneous | HIGH DRAW | Gas InstantaneousHIGH DRAW | 2 | 180 |  |  |  | 0.95374
2381755 | A.O. Smith Corporation | RELIANCE WATER HEATERS | T-H3S-DV-N | TS-340-GIH 1** |  | Gas Tankless | Natural Gas | [5 empty] | 3 |  |  |  |  | 180000 | 0.95 | 178 |  | 5.4 | 5.4 |  | 11 | 22 | 18 | 2012-08-01 | 2021-07-08 | United States, Canada | ES_92897_TS-340-GIH 1**_04062021015529_6346873 | Gas Instantaneous | HIGH DRAW | Gas InstantaneousHIGH DRAW | 2 | 180 |  |  |  | 0.96389
2374324 | A.O. Smith Corporation | RELIANCE WATER HEATERS | T-H3-OS-N 1** | TS-540-GEH 1** |  | Gas Tankless | Natural Gas | [5 empty] | 3 |  |  |  |  | 199000 | 0.95 | 159 |  | 5.8 | 5.8 |  | 11 | 22 | 18 | 2018-10-29 | 2021-02-24 | United States | ES_92897_TS-540-GEH 1**_02182021013755_1015440 | Gas Instantaneous | HIGH DRAW | Gas InstantaneousHIGH DRAW | 2 | 199 |  |  |  | 0.96389
2374329 | A.O. Smith Corporation | RELIANCE WATER HEATERS | T-H3-DV-N 1** | TS-540-GIH 1** |  | Gas Tankless | Natural Gas | [5 empty] | 3 |  |  |  |  | 199000 | 0.93 | 159 |  | 5.8 | 5.8 |  | 11 | 22 | 18 | 2018-10-29 | 2021-02-24 | United States | ES_92897_TS-540-GIH 1**_02182021013753_9041820 | Gas Instantaneous | HIGH DRAW | Gas InstantaneousHIGH DRAW | 2 | 199 |  |  |  | 0.9436
2374325 | A.O. Smith Corporation | RELIANCE WATER HEATERS | T-H3-OS-N 1** | TS-540P-GEH 1** |  | Gas Tankless | Natural Gas | [5 empty] | 3 |  |  |  |  | 199000 | 0.95 | 159 |  | 5.8 | 5.8 |  | 11 | 22 | 18 | 2018-10-29 | 2021-02-24 | United States | ES_92897_TS-540P-GEH 1**_02182021013756_4612015 | Gas Instantaneous | HIGH DRAW | Gas InstantaneousHIGH DRAW | 2 | 199 |  |  |  | 0.96389
2374330 | A.O. Smith Corporation | RELIANCE WATER HEATERS | T-H3-DV-N 1** | TS-540P-GIH 1** |  | Gas Tankless | Natural Gas | [5 empty] | 3 |  |  |  |  | 199000 | 0.93 | 159 |  | 5.8 | 5.8 |  | 11 | 22 | 18 | 2018-10-29 | 2021-02-24 | United States | ES_92897_TS-540P-GIH 1**_02182021013753_8375135 | Gas Instantaneous | HIGH DRAW | Gas InstantaneousHIGH DRAW | 2 | 199 |  |  |  | 0.9436
2374251 | A.O. Smith Corporation | State | GHX-34-100 N 2** | GHX-34-100 N 2** |  | Gas-fired Storage Residential-duty Commercial | Natural Gas,Propane |  | 33 | 49 | 7 | 22 | 2 |  |  |  |  | 100000 | 0.9 | 190 |  |  |  | 95 |  |  |  | 2017-10-25 | 2021-02-23 | United States | ES_92897_GHX-34-100 N 2**_11192020161420_7400345 | Residential-Duty Gas Storage | Unknown | Residential-Duty Gas StorageUnknown | 40 | 100 |  |  |  | 0.91317
2374291 | A.O. Smith Corporation | State | Inlet Damper | GS6-40-BDHT 1** |  | Gas Storage | Natural Gas |  | 38 | 59.1 | 62.5 | 20 | 3 |  |  |  |  | 40000 | 0.68 | 249 | 82 |  |  | 75 |  |  |  | 2019-10-01 | 2021-02-24 | United States | ES_92897_GS6-40-BDHT 1**_02102021013407_8360639 | Gas Storage | HIGH DRAW | Gas StorageHIGH DRAW | 40 | 40 | 217.0624 |  |  | 0.69
2380225 | A.O. Smith Corporation | State | GPVL-40 2** | GS6-40-HBVIS 2*1 |  | Gas Storage | Natural Gas |  | 38 | 50 | 59 | 18 | 2 | 3 |  |  |  | 40000 | 0.67 | 165 | 73 |  |  | 79 |  |  |  | 2013-01-04 | 2021-06-21 | United States | ES_92897_GS6-40-HBVIS 2*1_06112021014703_9442169 | Gas Storage | MEDIUM DRAW | Gas StorageMEDIUM DRAW | 40 | 40 | 241.0102 |  |  | 0.67985
2381796 | A.O. Smith Corporation | State | GPVT-40 2** | GS6-40-YRVIT 2** |  | Gas Storage | Natural Gas |  | 38 | 59 | 69 | 16 | 2 | 3 |  |  |  | 50000 | 0.7 | 242 | 87 |  |  | 78 |  |  |  | 2013-01-04 | 2021-07-08 | United States | ES_92897_GS6-40-YRVIT 2**_06112021014702_6213015 | Gas Storage | HIGH DRAW | Gas StorageHIGH DRAW | 40 | 50 | 236.8909 |  |  | 0.71029
2381795 | A.O. Smith Corporation | State | GPVT-40 2** | GS6-40-YRVITL 2** |  | Gas Storage | Natural Gas |  | 38 | 59 | 69 | 16 | 2 | 3 |  |  |  | 50000 | 0.7 | 242 | 87 |  |  | 78 |  |  |  | 2013-01-04 | 2021-07-08 | United States | ES_92897_GS6-40-YRVITL 2**_06112021014702_5658306 | Gas Storage | HIGH DRAW | Gas StorageHIGH DRAW | 40 | 50 | 236.8909 |  |  | 0.71029
2374295 | A.O. Smith Corporation | State | Inlet Damper | GS6-50-BDHT 1** |  | Gas Storage | Natural Gas |  | 48 | 58.1 | 61.5 | 22 | 3 |  |  |  |  | 40000 | 0.68 | 249 | 75 |  |  | 75 |  |  |  | 2019-10-01 | 2021-06-21 | United States | ES_92897_GS6-50-BDHT 1**_02102021013408_2878693 | Gas Storage | HIGH DRAW | Gas StorageHIGH DRAW | 50 | 40 | 217.0624 |  |  | 0.69
2380519 | A.O. Smith Corporation | State | Flue Damper | GS6-50-BFUT 1** |  | Gas Storage | Natural Gas |  | 48 | 57 | 64 | 22 | 3 |  |  |  |  | 40000 | 0.7 | 242 | 83 |  |  | 73 |  |  |  | 2017-01-02 | 2021-06-22 | United States | ES_92897_GS6-50-BFUT 1**_04062021015525_5810563 | Gas Storage | HIGH DRAW | Gas StorageHIGH DRAW | 50 | 40 | 90.1691 |  |  | 0.71029
2380285 | A.O. Smith Corporation | State | Power Vent | GS6-50-UBVIT 1** |  | Gas Storage | Natural Gas |  | 48 | 57 | 66 | 22 | 2 |  |  |  |  | 42000 | 0.65 | 171 | 71 |  |  | 78 |  |  |  | 2013-10-03 | 2021-06-21 | United States, Canada | ES_92897_GS6-50-UBVIT 1**_04062021015532_4426407 | Gas Storage | MEDIUM DRAW | Gas StorageMEDIUM DRAW | 50 | 42 | 268.8808 |  |  | 0.65957
2380254 | A.O. Smith Corporation | State | Flue Damper | GS6-50-YBFS 1** |  | Gas Storage | Natural Gas |  | 49 | 49 | 56 | 24 | 3 |  |  |  |  | 40000 | 0.69 | 245 | 78 |  |  | 79 |  |  |  | 2013-03-19 | 2021-06-21 | United States, Canada | ES_92897_GS6-50-YBFS 1**_04062021015524_6615578 | Gas Storage | HIGH DRAW | Gas StorageHIGH DRAW | 50 | 40 | 305.2521 |  |  | 0.70014
2381412 | A.O. Smith Corporation | State | GPVL 50 200 | GS6-50-YBVIS 2** |  | Gas Storage | Natural Gas |  | 49 | 59 | 60 | 20 | 2 | 3 |  |  |  | 40000 | 0.72 | 235 | 79 |  |  | 80 |  |  |  | 2013-01-04 | 2021-07-01 | United States | ES_92897_GS6-50-YBVIS 2**_06112021014702_2203823 | Gas Storage | HIGH DRAW | Gas StorageHIGH DRAW | 50 | 40 | 233.2849 |  |  | 0.73057
2381420 | A.O. Smith Corporation | State | 5062 | GS6-50-YRPDTL5 3** |  | Gas Storage | Natural Gas |  | 48 | 50.6 | 72.3 | 18 | 3 | 4 |  |  |  | 62000 | 0.73 | 232 | 118 |  |  | 82 |  |  |  | 2019-01-03 | 2021-07-01 | United States | ES_92897_GS6-50-YRPDTL5 3**_04162021020113_2430729 | Gas Storage | HIGH DRAW | Gas StorageHIGH DRAW | 50 | 62 | 252.1648 |  |  | 0.74072
2381802 | A.O. Smith Corporation | State | GPVX 50L 200 | GS6-50-YRVHSL 2** |  | Gas Storage | Natural Gas |  | 50 | 52 | 61 | 20 | 3 | 4 |  |  |  | 62000 | 0.73 | 232 | 119 |  |  | 82 |  |  |  | 2013-01-04 | 2021-07-08 | United States | ES_92897_GS6-50-YRVHSL 2**_06112021014702_1698398 | Gas Storage | HIGH DRAW | Gas StorageHIGH DRAW | 50 | 62 | 252.1648 |  |  | 0.74072
2381799 | A.O. Smith Corporation | State | GPVT 50 200 | GS6-50-YRVIT 2** |  | Gas Storage | Natural Gas |  | 48 | 59 | 68 | 18 | 2 | 3 |  |  |  | 50000 | 0.72 | 235 | 97 |  |  | 81 |  |  |  | 2013-01-04 | 2021-07-08 | United States | ES_92897_GS6-50-YRVIT 2**_06112021014702_1968829 | Gas Storage | HIGH DRAW | Gas StorageHIGH DRAW | 50 | 50 | 258.6739 |  |  | 0.73057
2381800 | A.O. Smith Corporation | State | GPVT 50 200 | GS6-50-YRVITL 2** |  | Gas Storage | Natural Gas |  | 48 | 59 | 68 | 18 | 2 | 3 |  |  |  | 50000 | 0.72 | 235 | 97 |  |  | 81 |  |  |  | 2013-01-04 | 2021-07-08 | United States | ES_92897_GS6-50-YRVITL 2**_06112021014702_1606768 | Gas Storage | HIGH DRAW | Gas StorageHIGH DRAW | 50 | 50 | 258.6739 |  |  | 0.73057
2381741 | A.O. Smith Corporation | State | T-H3M-OS-N | GTS-140-NEH 1** |  | Gas Tankless | Natural Gas | [5 empty] | 0 |  |  |  |  | 120000 | 0.91 | 122 |  | 3.5 | 3.5 |  | 9 | 22 | 14 | 2014-04-01 | 2021-07-08 | United States | ES_92897_GTS-140-NEH 1**_04062021015528_5996729 | Gas Instantaneous | MEDIUM DRAW | Gas InstantaneousMEDIUM DRAW | 2 | 120 |  |  |  | 0.92331
2381771 | A.O. Smith Corporation | State | T-H3M-DV-N | GTS-140-NIH 1** |  | Gas Tankless | Natural Gas | [5 empty] | 3 | 4 |  |  |  | 120000 | 0.9 | 123 |  | 3.3 | 3.3 |  | 9 | 22 | 14 | 2014-04-01 | 2021-07-08 | United States | ES_92897_GTS-140-NIH 1**_04062021015527_4222137 | Gas Instantaneous | MEDIUM DRAW | Gas InstantaneousMEDIUM DRAW | 2 | 120 |  |  |  | 0.91317
2380210 | A.O. Smith Corporation | State | T-H3J-OS-N | GTS-240-NEH 1** |  | Gas Tankless | Natural Gas | [5 empty] | 0 |  |  |  |  | 160000 | 0.95 | 178 |  | 4.7 | 4.7 |  | 11 | 22 | 18 | 2012-08-01 | 2021-06-21 | United States, Canada | ES_92897_GTS-240-NEH 1**_04062021015526_2077811 | Gas Instantaneous | HIGH DRAW | Gas InstantaneousHIGH DRAW | 2 | 160 |  |  |  | 0.96389
2374380 | A.O. Smith Corporation | State | T-H3J-DV-N 1** | GTS-240-NIH 1** |  | Gas Tankless | Natural Gas | [5 empty] | 3 |  |  |  |  | 160000 | 0.94 | 159 |  | 4.7 | 4.7 |  | 11 | 22 | 18 | 2012-08-01 | 2021-02-24 | United States | ES_92897_GTS-240-NIH 1**_02182021013758_3556997 | Gas Instantaneous | HIGH DRAW | Gas InstantaneousHIGH DRAW | 2 | 160 |  |  |  | 0.95374
2381817 | A.O. Smith Corporation | State | T-H3S-OS-N | GTS-340-NEH 1** |  | Gas Tankless | Natural Gas | [5 empty] | 0 |  |  |  |  | 180000 | 0.94 | 180 |  | 5.3 | 5.3 |  | 11 | 22 | 18 | 2012-08-01 | 2021-07-08 | United States, Canada | ES_92897_GTS-340-NEH 1**_04062021015530_8524630 | Gas Instantaneous | HIGH DRAW | Gas InstantaneousHIGH DRAW | 2 | 180 |  |  |  | 0.95374
2381753 | A.O. Smith Corporation | State | T-H3S-DV-N | GTS-340-NIH 1** |  | Gas Tankless | Natural Gas | [5 empty] | 3 |  |  |  |  | 180000 | 0.95 | 178 |  | 5.4 | 5.4 |  | 11 | 22 | 18 | 2012-08-01 | 2021-07-08 | United States, Canada | ES_92897_GTS-340-NIH 1**_04062021015529_3939291 | Gas Instantaneous | HIGH DRAW | Gas InstantaneousHIGH DRAW | 2 | 180 |  |  |  | 0.96389
2374317 | A.O. Smith Corporation | State | T-H3-OS-N 1** | GTS-540-NEH 1** |  | Gas Tankless | Natural Gas | [5 empty] | 3 |  |  |  |  | 199000 | 0.95 | 159 |  | 5.8 | 5.8 |  | 11 | 22 | 18 | 2018-10-29 | 2021-02-24 | United States | ES_92897_GTS-540-NEH 1**_02182021013755_2403531 | Gas Instantaneous | HIGH DRAW | Gas InstantaneousHIGH DRAW | 2 | 199 |  |  |  | 0.96389
2374312 | A.O. Smith Corporation | State | T-H3-DV-N 1** | GTS-540-NIH 1** |  | Gas Tankless | Natural Gas | [5 empty] | 3 |  |  |  |  | 199000 | 0.93 | 159 |  | 5.8 | 5.8 |  | 11 | 22 | 18 | 2018-10-29 | 2021-02-24 | United States | ES_92897_GTS-540-NIH 1**_02182021013752_7080243 | Gas Instantaneous | HIGH DRAW | Gas InstantaneousHIGH DRAW | 2 | 199 |  |  |  | 0.9436
2374319 | A.O. Smith Corporation | State | T-H3-OS-N 1** | GTS-540P-NEH 1** |  | Gas Tankless | Natural Gas | [5 empty] | 3 |  |  |  |  | 199000 | 0.95 | 159 |  | 5.8 | 5.8 |  | 11 | 22 | 18 | 2018-10-29 | 2021-02-24 | United States | ES_92897_GTS-540P-NEH 1**_02182021013755_1327086 | Gas Instantaneous | HIGH DRAW | Gas InstantaneousHIGH DRAW | 2 | 199 |  |  |  | 0.96389
2374313 | A.O. Smith Corporation | State | T-H3-DV-N 1** | GTS-540P-NIH 1** |  | Gas Tankless | Natural Gas | [5 empty] | 3 |  |  |  |  | 199000 | 0.93 | 159 |  | 5.8 | 5.8 |  | 11 | 22 | 18 | 2018-10-29 | 2021-02-24 | United States | ES_92897_GTS-540P-NIH 1**_02182021013752_6630722 | Gas Instantaneous | HIGH DRAW | Gas InstantaneousHIGH DRAW | 2 | 199 |  |  |  | 0.9436
2372621 | A.O. Smith Corporation | State | Heat Pump | HP6-50-DHPT 1** |  | Hybrid/Electric Heat Pump | Electric |  | 46 | 63 |  | 15 |  |  | 4.5 | 240 |  |  | 3.35 |  | 66 |  |  | 407 |  |  |  | 2019-04-05 | 2021-01-27 | United States | ES_92897_HP6-50-DHPT 1**_01202021014406_6454830 | Heat Pump | MEDIUM DRAW | Heat PumpMEDIUM DRAW | 50 | 15.354 | 282.4203 |  |  | 3.3985
2372617 | A.O. Smith Corporation | State | Heat Pump | HP6-66-DHPT 1** |  | Hybrid/Electric Heat Pump | Electric |  | 67 | 61 |  | 23 |  |  | 4.5 | 240 |  |  | 3.42 |  | 79 |  |  | 265 |  |  |  | 2019-04-05 | 2021-01-27 | United States | ES_92897_HP6-66-DHPT 1**_01202021014422_6979922 | Heat Pump | HIGH DRAW | Heat PumpHIGH DRAW | 75 | 15.354 | -457.6441 |  |  | 3.4695
2372613 | A.O. Smith Corporation | State | Heat Pump | HP6-80-DHPT 1** |  | Hybrid/Electric Heat Pump | Electric |  | 82 | 69 |  | 27 |  |  | 4.5 | 240 |  |  | 3.45 |  | 84 |  |  | 233 |  |  |  | 2019-04-05 | 2021-01-27 | United States | ES_92897_HP6-80-DHPT 1**_01202021014424_8351006 | Heat Pump | HIGH DRAW | Heat PumpHIGH DRAW | 100 | 15.354 | -659.6537 |  |  | 3.4999
2374614 | A.O. Smith Corporation | State | Heat Pump | HPX-50-DHPTCTA 1** |  | Hybrid/Electric Heat Pump | Electric |  | 46 | 63 |  | 15 |  |  | 4.5 | 240 |  |  | 3.45 |  | 66 |  |  | 407 |  |  |  | 2019-04-05 | 2021-03-08 | United States | ES_92897_HPX-50-DHPTCTA 1**_01202021014427_4455000 | Heat Pump | MEDIUM DRAW | Heat PumpMEDIUM DRAW | 50 | 15.354 | 235.9714 |  |  | 3.4999
2374617 | A.O. Smith Corporation | State | Heat Pump | HPX-50-DHPTDR 1** |  | Hybrid/Electric Heat Pump | Electric |  | 46 | 63 |  | 15 |  |  | 4.5 | 240 |  |  | 3.45 |  | 66 |  |  | 407 |  |  |  | 2019-04-05 | 2021-03-08 | United States | ES_92897_HPX-50-DHPTDR 1**_01202021014427_8613626 | Heat Pump | MEDIUM DRAW | Heat PumpMEDIUM DRAW | 50 | 15.354 | 235.9714 |  |  | 3.4999
2374616 | A.O. Smith Corporation | State | Heat Pump | HPX-50-DHPTNE 1** |  | Hybrid/Electric Heat Pump | Electric |  | 46 | 63 |  | 15 |  |  | 4.5 | 240 |  |  | 3.45 |  | 66 |  |  | 407 |  |  |  | 2019-04-05 | 2021-03-08 | United States | ES_92897_HPX-50-DHPTNE 1**_01202021014427_4950265 | Heat Pump | MEDIUM DRAW | Heat PumpMEDIUM DRAW | 50 | 15.354 | 235.9714 |  |  | 3.4999
2374604 | A.O. Smith Corporation | State | Heat Pump | HPX-66-DHPTCTA 1** |  | Hybrid/Electric Heat Pump | Electric |  | 67 | 61 |  | 23 |  |  | 4.5 | 240 |  |  | 3.45 |  | 79 |  |  | 265 |  |  |  | 2019-04-05 | 2021-03-08 | United States | ES_92897_HPX-66-DHPTCTA 1**_01202021014430_5848613 | Heat Pump | HIGH DRAW | Heat PumpHIGH DRAW | 75 | 15.354 | -471.1812 |  |  | 3.4999
2374605 | A.O. Smith Corporation | State | Heat Pump | HPX-66-DHPTDR 1** |  | Hybrid/Electric Heat Pump | Electric |  | 67 | 61 |  | 23 |  |  | 4.5 | 240 |  |  | 3.45 |  | 79 |  |  | 265 |  |  |  | 2019-04-05 | 2021-03-08 | United States | ES_92897_HPX-66-DHPTDR 1**_01202021014429_8735665 | Heat Pump | HIGH DRAW | Heat PumpHIGH DRAW | 75 | 15.354 | -471.1812 |  |  | 3.4999
2374606 | A.O. Smith Corporation | State | Heat Pump | HPX-66-DHPTNE 1** |  | Hybrid/Electric Heat Pump | Electric |  | 67 | 61 |  | 23 |  |  | 4.5 | 240 |  |  | 3.45 |  | 79 |  |  | 265 |  |  |  | 2019-04-05 | 2021-03-08 | United States | ES_92897_HPX-66-DHPTNE 1**_01202021014429_9801642 | Heat Pump | HIGH DRAW | Heat PumpHIGH DRAW | 75 | 15.354 | -471.1812 |  |  | 3.4999
2374591 | A.O. Smith Corporation | State | Heat Pump | HPX-80-DHPTCTA 1** |  | Hybrid/Electric Heat Pump | Electric |  | 82 | 69 |  | 27 |  |  | 4.5 | 240 |  |  | 3.45 |  | 86 |  |  | 233 |  |  |  | 2019-04-05 | 2021-03-08 | United States | ES_92897_HPX-80-DHPTCTA 1**_01202021014432_2229551 | Heat Pump | HIGH DRAW | Heat PumpHIGH DRAW | 100 | 15.354 | -659.6537 |  |  | 3.4999
2374593 | A.O. Smith Corporation | State | Heat Pump | HPX-80-DHPTDR 1** |  | Hybrid/Electric Heat Pump | Electric |  | 82 | 69 |  | 27 |  |  | 4.5 | 240 |  |  | 3.45 |  | 86 |  |  | 233 |  |  |  | 2019-04-05 | 2021-03-08 | United States | ES_92897_HPX-80-DHPTDR 1**_01202021014432_9369577 | Heat Pump | HIGH DRAW | Heat PumpHIGH DRAW | 100 | 15.354 | -659.6537 |  |  | 3.4999
2374595 | A.O. Smith Corporation | State | Heat Pump | HPX-80-DHPTNE 1** |  | Hybrid/Electric Heat Pump | Electric |  | 82 | 69 |  | 27 |  |  | 4.5 | 240 |  |  | 3.45 |  | 86 |  |  | 233 |  |  |  | 2019-04-05 | 2021-03-08 | United States | ES_92897_HPX-80-DHPTNE 1**_01202021014432_3743830 | Heat Pump | HIGH DRAW | Heat PumpHIGH DRAW | 100 | 15.354 | -659.6537 |  |  | 3.4999
2374315 | A.O. Smith Corporation | State | T-H3-DV-N 1** | SCT-199I-N 1** |  | Gas Tankless | Natural Gas | [5 empty] | 3 |  |  |  |  | 199000 | 0.93 | 159 |  | 5.8 | 5.8 |  | 11 | 22 | 18 | 2018-10-29 | 2021-02-24 | United States | ES_92897_SCT-199I-N 1**_02182021013752_9399374 | Gas Instantaneous | HIGH DRAW | Gas InstantaneousHIGH DRAW | 2 | 199 |  |  |  | 0.9436
2374320 | A.O. Smith Corporation | State | T-H3-OS-N 1** | SCT-199O-N 1** |  | Gas Tankless | Natural Gas | [5 empty] | 3 |  |  |  |  | 199000 | 0.95 | 159 |  | 5.8 | 5.8 |  | 11 | 22 | 18 | 2018-10-29 | 2021-02-24 | United States | ES_92897_SCT-199O-N 1**_02182021013755_112498 | Gas Instantaneous | HIGH DRAW | Gas InstantaneousHIGH DRAW | 2 | 199 |  |  |  | 0.96389
2374300 | A.O. Smith Corporation | Takagi | T-H3-DV-N 1** | TCT-199I-N 1** |  | Gas Tankless | Natural Gas | [5 empty] | 3 |  |  |  |  | 199000 | 0.93 | 159 |  | 5.8 | 5.8 |  | 11 | 22 | 18 | 2018-10-29 | 2021-02-24 | United States, Canada | ES_92897_TCT-199I-N 1**_02182021013750_7649856 | Gas Instantaneous | HIGH DRAW | Gas InstantaneousHIGH DRAW | 2 | 199 |  |  |  | 0.9436
2374348 | A.O. Smith Corporation | Takagi | T-H3-OS-N 1** | TCT-199O-N 1** |  | Gas Tankless | Natural Gas | [5 empty] | 3 |  |  |  |  | 199000 | 0.95 | 159 |  | 5.8 | 5.8 |  | 11 | 22 | 18 | 2018-10-29 | 2021-02-24 | United States, Canada | ES_92897_TCT-199O-N 1**_02182021013754_2894079 | Gas Instantaneous | HIGH DRAW | Gas InstantaneousHIGH DRAW | 2 | 199 |  |  |  | 0.96389
2374296 | A.O. Smith Corporation | Takagi | T-H3-DV-N 1** | T-H3-DV-N 1** |  | Gas Tankless | Natural Gas | [5 empty] | 3 |  |  |  |  | 199000 | 0.93 | 159 |  | 5.8 | 5.8 |  | 11 | 22 | 18 | 2018-10-29 | 2021-02-24 | United States, Canada | ES_92897_T-H3-DV-N 1**_02182021013749_362493 | Gas Instantaneous | HIGH DRAW | Gas InstantaneousHIGH DRAW | 2 | 199 |  |  |  | 0.9436
2374298 | A.O. Smith Corporation | Takagi | T-H3J-DV-N 1** | T-H3J-DV-N 1** |  | Gas Tankless | Natural Gas | [5 empty] | 3 |  |  |  |  | 160000 | 0.94 | 159 |  | 4.7 | 4.7 |  | 11 | 22 | 18 | 2012-08-01 | 2021-02-24 | United States, Canada | ES_92897_T-H3J-DV-N 1**_02182021013750_941413 | Gas Instantaneous | HIGH DRAW | Gas InstantaneousHIGH DRAW | 2 | 160 |  |  |  | 0.95374
2381782 | A.O. Smith Corporation | Takagi | T-H3J-OS-N | T-H3J-OS-N 1** |  | Gas Tankless | Natural Gas | [5 empty] | 0 |  |  |  |  | 160000 | 0.95 | 178 |  | 4.7 | 4.7 |  | 11 | 22 | 18 | 2012-08-01 | 2021-07-08 | United States, Canada | ES_92897_T-H3J-OS-N 1**_04062021015525_5434698 | Gas Instantaneous | HIGH DRAW | Gas InstantaneousHIGH DRAW | 2 | 160 |  |  |  | 0.96389
2381781 | A.O. Smith Corporation | Takagi | T-H3M-DV-N | T-H3M-DV-N 1** |  | Gas Tankless | Natural Gas | [5 empty] | 3 | 4 |  |  |  | 120000 | 0.9 | 123 |  | 3.3 | 3.3 |  | 9 | 22 | 14 | 2014-04-01 | 2021-07-08 | United States | ES_92897_T-H3M-DV-N 1**_04062021015526_883144 | Gas Instantaneous | MEDIUM DRAW | Gas InstantaneousMEDIUM DRAW | 2 | 120 |  |  |  | 0.91317
2381763 | A.O. Smith Corporation | A. O. Smith | T-H3S-DV-N | GT15-340-NI 1** |  | Gas Tankless | Natural Gas | [5 empty] | 3 |  |  |  |  | 180000 | 0.95 | 178 |  | 5.4 | 5.4 |  | 11 | 22 | 18 | 2012-08-01 | 2021-07-08 | United States, Canada | ES_92897_GT15-340-NI 1**_04062021015528_446472 | Gas Instantaneous | HIGH DRAW | Gas InstantaneousHIGH DRAW | 2 | 180 |  |  |  | 0.96389
2374307 | A.O. Smith Corporation | A. O. Smith | T-H3-DV-N 1** | GT15-540-NI 1** |  | Gas Tankless | Natural Gas | [5 empty] | 3 |  |  |  |  | 199000 | 0.93 | 159 |  | 5.8 | 5.8 |  | 11 | 22 | 18 | 2018-10-29 | 2021-02-24 | United States, Canada | ES_92897_GT15-540-NI 1**_02182021013751_7176628 | Gas Instantaneous | HIGH DRAW | Gas InstantaneousHIGH DRAW | 2 | 199 |  |  |  | 0.9436
2374355 | A.O. Smith Corporation | A. O. Smith | T-H3-OS-N 1** | GT15-540-NO 1** |  | Gas Tankless | Natural Gas | [5 empty] | 3 |  |  |  |  | 199000 | 0.95 | 159 |  | 5.8 | 5.8 |  | 11 | 22 | 18 | 2018-10-29 | 2021-02-24 | United States, Canada | ES_92897_GT15-540-NO 1**_02182021013755_3197854 | Gas Instantaneous | HIGH DRAW | Gas InstantaneousHIGH DRAW | 2 | 199 |  |  |  | 0.96389
2374306 | A.O. Smith Corporation | A. O. Smith | T-H3-DV-N 1** | GT15-540P-NI 1** |  | Gas Tankless | Natural Gas | [5 empty] | 3 |  |  |  |  | 199000 | 0.93 | 159 |  | 5.8 | 5.8 |  | 11 | 22 | 18 | 2018-10-29 | 2021-02-24 | United States, Canada | ES_92897_GT15-540P-NI 1**_02182021013751_1022693 | Gas Instantaneous | HIGH DRAW | Gas InstantaneousHIGH DRAW | 2 | 199 |  |  |  | 0.9436
2380523 | A.O. Smith Corporation | A. O. Smith | Flue Damper | GUF-50 1** |  | Gas Storage | Natural Gas |  | 48 | 57 | 64 | 22 | 3 |  |  |  |  | 40000 | 0.7 | 242 | 83 |  |  | 73 |  |  |  | 2017-01-02 | 2021-06-22 | United States | ES_92897_GUF-50 1**_04062021015524_4268494 | Gas Storage | HIGH DRAW | Gas StorageHIGH DRAW | 50 | 40 | 90.1691 |  |  | 0.71029
2374625 | A.O. Smith Corporation | A. O. Smith | Heat Pump | HP1050H45DV 1** |  | Hybrid/Electric Heat Pump | Electric |  | 46 | 63 |  | 15 |  |  | 4.5 | 240 |  |  | 3.45 |  | 66 |  |  | 407 |  |  |  | 2019-04-05 | 2021-03-08 | United States, Canada | ES_92897_HP1050H45DV 1**_01202021014425_8801032 | Heat Pump | MEDIUM DRAW | Heat PumpMEDIUM DRAW | 50 | 15.354 | 235.9714 |  |  | 3.4999
2374602 | A.O. Smith Corporation | A. O. Smith | Heat Pump | HP1080H45DV 1** |  | Hybrid/Electric Heat Pump | Electric |  | 82 | 69 |  | 27 |  |  | 4.5 | 240 |  |  | 3.45 |  | 86 |  |  | 233 |  |  |  | 2019-04-05 | 2021-03-08 | United States, Canada | ES_92897_HP1080H45DV 1**_01202021014430_3183029 | Heat Pump | HIGH DRAW | Heat PumpHIGH DRAW | 100 | 15.354 | -659.6537 |  |  | 3.4999
2374623 | A.O. Smith Corporation | A. O. Smith | Heat Pump | HPTU-50CTA 1** |  | Hybrid/Electric Heat Pump | Electric |  | 46 | 63 |  | 15 |  |  | 4.5 | 240 |  |  | 3.45 |  | 66 |  |  | 407 |  |  |  | 2019-04-05 | 2021-03-08 | United States, Canada | ES_92897_HPTU-50CTA 1**_01202021014426_3386675 | Heat Pump | MEDIUM DRAW | Heat PumpMEDIUM DRAW | 50 | 15.354 | 235.9714 |  |  | 3.4999
2374624 | A.O. Smith Corporation | A. O. Smith | Heat Pump | HPTU-50DR 1** |  | Hybrid/Electric Heat Pump | Electric |  | 46 | 63 |  | 15 |  |  | 4.5 | 240 |  |  | 3.45 |  | 66 |  |  | 407 |  |  |  | 2019-04-05 | 2021-03-08 | United States, Canada | ES_92897_HPTU-50DR 1**_01202021014425_8459205 | Heat Pump | MEDIUM DRAW | Heat PumpMEDIUM DRAW | 50 | 15.354 | 235.9714 |  |  | 3.4999
2374628 | A.O. Smith Corporation | A. O. Smith | Heat Pump | HPTU-50N 1** |  | Hybrid/Electric Heat Pump | Electric |  | 46 | 63 |  | 15 |  |  | 4.5 | 240 |  |  | 3.45 |  | 66 |  |  | 407 |  |  |  | 2019-04-05 | 2021-03-08 | United States, Canada | ES_92897_HPTU-50N 1**_01202021014310_5407155 | Heat Pump | MEDIUM DRAW | Heat PumpMEDIUM DRAW | 50 | 15.354 | 235.9714 |  |  | 3.4999
2374612 | A.O. Smith Corporation | A. O. Smith | Heat Pump | HPTU-66CTA 1** |  | Hybrid/Electric Heat Pump | Electric |  | 67 | 61 |  | 23 |  |  | 4.5 | 240 |  |  | 3.45 |  | 79 |  |  | 265 |  |  |  | 2019-04-05 | 2021-03-08 | United States, Canada | ES_92897_HPTU-66CTA 1**_01202021014427_3051048 | Heat Pump | HIGH DRAW | Heat PumpHIGH DRAW | 75 | 15.354 | -471.1812 |  |  | 3.4999
2374613 | A.O. Smith Corporation | A. O. Smith | Heat Pump | HPTU-66DR 1** |  | Hybrid/Electric Heat Pump | Electric |  | 67 | 61 |  | 23 |  |  | 4.5 | 240 |  |  | 3.45 |  | 79 |  |  | 265 |  |  |  | 2019-04-05 | 2021-03-08 | United States, Canada | ES_92897_HPTU-66DR 1**_01202021014427_3500129 | Heat Pump | HIGH DRAW | Heat PumpHIGH DRAW | 75 | 15.354 | -471.1812 |  |  | 3.4999
2374627 | A.O. Smith Corporation | A. O. Smith | Heat Pump | HPTU-66N 1** |  | Hybrid/Electric Heat Pump | Electric |  | 67 | 61 |  | 23 |  |  | 4.5 | 240 |  |  | 3.45 |  | 79 |  |  | 265 |  |  |  | 2019-04-05 | 2021-03-08 | United States, Canada | ES_92897_HPTU-66N 1**_01202021014322_3991294 | Heat Pump | HIGH DRAW | Heat PumpHIGH DRAW | 75 | 15.354 | -471.1812 |  |  | 3.4999
2374600 | A.O. Smith Corporation | A. O. Smith | Heat Pump | HPTU-80CTA 1** |  | Hybrid/Electric Heat Pump | Electric |  | 82 | 69 |  | 27 |  |  | 4.5 | 240 |  |  | 3.45 |  | 86 |  |  | 233 |  |  |  | 2019-04-05 | 2021-03-08 | United States, Canada | ES_92897_HPTU-80CTA 1**_01202021014430_723905 | Heat Pump | HIGH DRAW | Heat PumpHIGH DRAW | 100 | 15.354 | -659.6537 |  |  | 3.4999
2374601 | A.O. Smith Corporation | A. O. Smith | Heat Pump | HPTU-80DR 1** |  | Hybrid/Electric Heat Pump | Electric |  | 82 | 69 |  | 27 |  |  | 4.5 | 240 |  |  | 3.45 |  | 86 |  |  | 233 |  |  |  | 2019-04-05 | 2021-03-08 | United States, Canada | ES_92897_HPTU-80DR 1**_01202021014430_8481305 | Heat Pump | HIGH DRAW | Heat PumpHIGH DRAW | 100 | 15.354 | -659.6537 |  |  | 3.4999
2374626 | A.O. Smith Corporation | A. O. Smith | Heat Pump | HPTU-80N 1** |  | Hybrid/Electric Heat Pump | Electric |  | 82 | 69 |  | 27 |  |  | 4.5 | 240 |  |  | 3.45 |  | 86 |  |  | 233 |  |  |  | 2019-04-05 | 2021-03-08 | United States, Canada | ES_92897_HPTU-80N 1**_01202021014327_5048156 | Heat Pump | HIGH DRAW | Heat PumpHIGH DRAW | 100 | 15.354 | -659.6537 |  |  | 3.4999
2374389 | A.O. Smith Corporation | John Wood | T-H3-DV-N 1** | ACT-199I-N 1** |  | Gas Tankless | Natural Gas | [5 empty] | 3 |  |  |  |  | 199000 | 0.93 | 159 |  | 5.8 | 5.8 |  | 11 | 22 | 18 | 2018-10-29 | 2021-02-24 | United States, Canada | ES_92897_ACT-199I-N 1**_02182021013800_1875423 | Gas Instantaneous | HIGH DRAW | Gas InstantaneousHIGH DRAW | 2 | 199 |  |  |  | 0.9436
2374621 | A.O. Smith Corporation | Lochinvar | Heat Pump | HPA052KD 1** |  | Hybrid/Electric Heat Pump | Electric |  | 46 | 63 |  | 15 |  |  | 4.5 | 240 |  |  | 3.45 |  | 66 |  |  | 407 |  |  |  | 2019-04-05 | 2021-03-08 | United States | ES_92897_HPA052KD 1**_01202021014426_7474017 | Heat Pump | MEDIUM DRAW | Heat PumpMEDIUM DRAW | 50 | 15.354 | 235.9714 |  |  | 3.4999
2374609 | A.O. Smith Corporation | Lochinvar | Heat Pump | HPA068KD 1** |  | Hybrid/Electric Heat Pump | Electric |  | 67 | 61 |  | 23 |  |  | 4.5 | 240 |  |  | 3.45 |  | 79 |  |  | 265 |  |  |  | 2019-04-05 | 2021-03-08 | United States | ES_92897_HPA068KD 1**_01202021014428_3649645 | Heat Pump | HIGH DRAW | Heat PumpHIGH DRAW | 75 | 15.354 | -471.1812 |  |  | 3.4999
2374598 | A.O. Smith Corporation | Lochinvar | Heat Pump | HPA082KD 1** |  | Hybrid/Electric Heat Pump | Electric |  | 82 | 69 |  | 27 |  |  | 4.5 | 240 |  |  | 3.45 |  | 86 |  |  | 233 |  |  |  | 2019-04-05 | 2021-03-08 | United States | ES_92897_HPA082KD 1**_01202021014431_1479229 | Heat Pump | HIGH DRAW | Heat PumpHIGH DRAW | 100 | 15.354 | -659.6537 |  |  | 3.4999
2374343 | A.O. Smith Corporation | Lochinvar | T-H3-DV-N 1** | LCT-199I-N 1** |  | Gas Tankless | Natural Gas | [5 empty] | 3 |  |  |  |  | 199000 | 0.93 | 159 |  | 5.8 | 5.8 |  | 11 | 22 | 18 | 2018-10-29 | 2021-02-24 | United States | ES_92897_LCT-199I-N 1**_02182021013754_4375049 | Gas Instantaneous | HIGH DRAW | Gas InstantaneousHIGH DRAW | 2 | 199 |  |  |  | 0.9436
2374370 | A.O. Smith Corporation | Lochinvar | T-H3-OS-N 1** | LCT-199O-N 1** |  | Gas Tankless | Natural Gas | [5 empty] | 3 |  |  |  |  | 199000 | 0.95 | 159 |  | 5.8 | 5.8 |  | 11 | 22 | 18 | 2018-10-29 | 2021-02-24 | United States | ES_92897_LCT-199O-N 1**_02182021013757_7960248 | Gas Instantaneous | HIGH DRAW | Gas InstantaneousHIGH DRAW | 2 | 199 |  |  |  | 0.96389
2381775 | A.O. Smith Corporation | Lochinvar | T-H3M-DV-N | LTI-140H-N 1** |  | Gas Tankless | Natural Gas | [5 empty] | 3 | 4 |  |  |  | 120000 | 0.9 | 123 |  | 3.3 | 3.3 |  | 9 | 22 | 14 | 2014-04-01 | 2021-07-08 | United States | ES_92897_LTI-140H-N 1**_04062021015527_4664660 | Gas Instantaneous | MEDIUM DRAW | Gas InstantaneousMEDIUM DRAW | 2 | 120 |  |  |  | 0.91317
2374387 | A.O. Smith Corporation | Lochinvar | T-H3J-DV-N 1** | LTI-240H-N 1** |  | Gas Tankless | Natural Gas | [5 empty] | 3 |  |  |  |  | 160000 | 0.94 | 159 |  | 4.7 | 4.7 |  | 11 | 22 | 18 | 2012-08-01 | 2021-02-24 | United States | ES_92897_LTI-240H-N 1**_02182021013758_7786880 | Gas Instantaneous | HIGH DRAW | Gas InstantaneousHIGH DRAW | 2 | 160 |  |  |  | 0.95374
2381757 | A.O. Smith Corporation | Lochinvar | T-H3S-DV-N | LTI-340H-N 1** |  | Gas Tankless | Natural Gas | [5 empty] | 3 |  |  |  |  | 180000 | 0.95 | 178 |  | 5.4 | 5.4 |  | 11 | 22 | 18 | 2012-08-01 | 2021-07-08 | United States, Canada | ES_92897_LTI-340H-N 1**_04062021015529_9705786 | Gas Instantaneous | HIGH DRAW | Gas InstantaneousHIGH DRAW | 2 | 180 |  |  |  | 0.96389
2374341 | A.O. Smith Corporation | Lochinvar | T-H3-DV-N 1** | LTI-540H-N 1** |  | Gas Tankless | Natural Gas | [5 empty] | 3 |  |  |  |  | 199000 | 0.93 | 159 |  | 5.8 | 5.8 |  | 11 | 22 | 18 | 2018-10-29 | 2021-02-24 | United States | ES_92897_LTI-540H-N 1**_02182021013754_4114086 | Gas Instantaneous | HIGH DRAW | Gas InstantaneousHIGH DRAW | 2 | 199 |  |  |  | 0.9436
2374342 | A.O. Smith Corporation | Lochinvar | T-H3-DV-N 1** | LTI-540P-N 1** |  | Gas Tankless | Natural Gas | [5 empty] | 3 |  |  |  |  | 199000 | 0.93 | 159 |  | 5.8 | 5.8 |  | 11 | 22 | 18 | 2018-10-29 | 2021-02-24 | United States | ES_92897_LTI-540P-N 1**_02182021013754_6869057 | Gas Instantaneous | HIGH DRAW | Gas InstantaneousHIGH DRAW | 2 | 199 |  |  |  | 0.9436
2381745 | A.O. Smith Corporation | Lochinvar | T-H3M-OS-N | LTO-140H-N 1** |  | Gas Tankless | Natural Gas | [5 empty] | 0 |  |  |  |  | 120000 | 0.91 | 122 |  | 3.5 | 3.5 |  | 9 | 22 | 14 | 2014-04-01 | 2021-07-08 | United States | ES_92897_LTO-140H-N 1**_04062021015528_4875581 | Gas Instantaneous | MEDIUM DRAW | Gas InstantaneousMEDIUM DRAW | 2 | 120 |  |  |  | 0.92331
2380214 | A.O. Smith Corporation | Lochinvar | T-H3J-OS-N | LTO-240H-N 1** |  | Gas Tankless | Natural Gas | [5 empty] | 0 |  |  |  |  | 160000 | 0.95 | 178 |  | 4.7 | 4.7 |  | 11 | 22 | 18 | 2012-08-01 | 2021-06-21 | United States, Canada | ES_92897_LTO-240H-N 1**_04062021015526_9433772 | Gas Instantaneous | HIGH DRAW | Gas InstantaneousHIGH DRAW | 2 | 160 |  |  |  | 0.96389
2381821 | A.O. Smith Corporation | Lochinvar | T-H3S-OS-N | LTO-340H-N 1** |  | Gas Tankless | Natural Gas | [5 empty] | 0 |  |  |  |  | 180000 | 0.94 | 180 |  | 5.3 | 5.3 |  | 11 | 22 | 18 | 2012-08-01 | 2021-07-08 | United States, Canada | ES_92897_LTO-340H-N 1**_04062021015529_1474070 | Gas Instantaneous | HIGH DRAW | Gas InstantaneousHIGH DRAW | 2 | 180 |  |  |  | 0.95374
2374368 | A.O. Smith Corporation | Lochinvar | T-H3-OS-N 1** | LTO-540H-N 1** |  | Gas Tankless | Natural Gas | [5 empty] | 3 |  |  |  |  | 199000 | 0.95 | 159 |  | 5.8 | 5.8 |  | 11 | 22 | 18 | 2018-10-29 | 2021-02-24 | United States | ES_92897_LTO-540H-N 1**_02182021013757_2692554 | Gas Instantaneous | HIGH DRAW | Gas InstantaneousHIGH DRAW | 2 | 199 |  |  |  | 0.96389
2374369 | A.O. Smith Corporation | Lochinvar | T-H3-OS-N 1** | LTO-540P-N 1** |  | Gas Tankless | Natural Gas | [5 empty] | 3 |  |  |  |  | 199000 | 0.95 | 159 |  | 5.8 | 5.8 |  | 11 | 22 | 18 | 2018-10-29 | 2021-02-24 | United States | ES_92897_LTO-540P-N 1**_02182021013757_5868888 | Gas Instantaneous | HIGH DRAW | Gas InstantaneousHIGH DRAW | 2 | 199 |  |  |  | 0.96389
2381422 | A.O. Smith Corporation | Lochinvar | 5062 | PRN05065ESST 3** |  | Gas Storage | Natural Gas |  | 48 | 50.6 | 72.3 | 18 | 3 | 4 |  |  |  | 62000 | 0.73 | 232 | 118 |  |  | 82 |  |  |  | 2019-01-03 | 2021-07-01 | United States | ES_92897_PRN05065ESST 3**_04162021020113_6251941 | Gas Storage | HIGH DRAW | Gas StorageHIGH DRAW | 50 | 62 | 252.1648 |  |  | 0.74072
2380224 | A.O. Smith Corporation | Lochinvar | GPVL-40 2** | PVN04040 2** |  | Gas Storage | Natural Gas |  | 38 | 50 | 59 | 18 | 2 | 3 |  |  |  | 40000 | 0.67 | 165 | 73 |  |  | 79 |  |  |  | 2013-01-04 | 2021-06-21 | United States | ES_92897_PVN04040 2**_06112021014703_9275039 | Gas Storage | MEDIUM DRAW | Gas StorageMEDIUM DRAW | 40 | 40 | 241.0102 |  |  | 0.67985
2380223 | A.O. Smith Corporation | Lochinvar | GPVL-40 2** | PVN04040Z 2** |  | Gas Storage | Natural Gas |  | 38 | 50 | 59 | 18 | 2 | 3 |  |  |  | 40000 | 0.67 | 165 | 73 |  |  | 79 |  |  |  | 2013-01-04 | 2021-06-21 | United States | ES_92897_PVN04040Z 2**_06112021014703_3333347 | Gas Storage | MEDIUM DRAW | Gas StorageMEDIUM DRAW | 40 | 40 | 241.0102 |  |  | 0.67985
2381790 | A.O. Smith Corporation | Lochinvar | GPVT-40 2** | PVN04050 2** |  | Gas Storage | Natural Gas |  | 38 | 59 | 69 | 16 | 2 | 3 |  |  |  | 50000 | 0.7 | 242 | 87 |  |  | 78 |  |  |  | 2013-01-04 | 2021-07-08 | United States | ES_92897_PVN04050 2**_06112021014704_4829677 | Gas Storage | HIGH DRAW | Gas StorageHIGH DRAW | 40 | 50 | 236.8909 |  |  | 0.71029
2381789 | A.O. Smith Corporation | Lochinvar | GPVT-40 2** | PVN04050ST 2** |  | Gas Storage | Natural Gas |  | 38 | 59 | 69 | 16 | 2 | 3 |  |  |  | 50000 | 0.7 | 242 | 87 |  |  | 78 |  |  |  | 2013-01-04 | 2021-07-08 | United States | ES_92897_PVN04050ST 2**_06112021014704_7095859 | Gas Storage | HIGH DRAW | Gas StorageHIGH DRAW | 40 | 50 | 236.8909 |  |  | 0.71029
2381410 | A.O. Smith Corporation | Lochinvar | GPVL 50 200 | PVN05040 2** |  | Gas Storage | Natural Gas |  | 49 | 59 | 60 | 20 | 2 | 3 |  |  |  | 40000 | 0.72 | 235 | 79 |  |  | 80 |  |  |  | 2013-01-04 | 2021-07-01 | United States | ES_92897_PVN05040 2**_06112021014703_3026055 | Gas Storage | HIGH DRAW | Gas StorageHIGH DRAW | 50 | 40 | 233.2849 |  |  | 0.73057
2381409 | A.O. Smith Corporation | Lochinvar | GPVL 50 200 | PVN05040Z 2** |  | Gas Storage | Natural Gas |  | 49 | 59 | 60 | 20 | 2 | 3 |  |  |  | 40000 | 0.72 | 235 | 79 |  |  | 80 |  |  |  | 2013-01-04 | 2021-07-01 | United States | ES_92897_PVN05040Z 2**_06112021014703_8119492 | Gas Storage | HIGH DRAW | Gas StorageHIGH DRAW | 50 | 40 | 233.2849 |  |  | 0.73057
2381786 | A.O. Smith Corporation | Lochinvar | GPVT 50 200 | PVN05050 2** |  | Gas Storage | Natural Gas |  | 48 | 59 | 68 | 18 | 2 | 3 |  |  |  | 50000 | 0.72 | 235 | 97 |  |  | 81 |  |  |  | 2013-01-04 | 2021-07-08 | United States | ES_92897_PVN05050 2**_06112021014704_8734267 | Gas Storage | HIGH DRAW | Gas StorageHIGH DRAW | 50 | 50 | 258.6739 |  |  | 0.73057
2381785 | A.O. Smith Corporation | Lochinvar | GPVT 50 200 | PVN05050ST 2** |  | Gas Storage | Natural Gas |  | 48 | 59 | 68 | 18 | 2 | 3 |  |  |  | 50000 | 0.72 | 235 | 97 |  |  | 81 |  |  |  | 2013-01-04 | 2021-07-08 | United States | ES_92897_PVN05050ST 2**_06112021014704_6783522 | Gas Storage | HIGH DRAW | Gas StorageHIGH DRAW | 50 | 50 | 258.6739 |  |  | 0.73057
2381792 | A.O. Smith Corporation | Lochinvar | GPVX 50L 200 | PVN05065ST 2** |  | Gas Storage | Natural Gas |  | 50 | 52 | 61 | 20 | 3 | 4 |  |  |  | 62000 | 0.73 | 232 | 119 |  |  | 82 |  |  |  | 2013-01-04 | 2021-07-08 | United States | ES_92897_PVN05065ST 2**_06112021014703_4127936 | Gas Storage | HIGH DRAW | Gas StorageHIGH DRAW | 50 | 62 | 252.1648 |  |  | 0.74072
2374252 | A.O. Smith Corporation | Lochinvar | SWL100035 2** | SWL100035 2** |  | Gas-fired Storage Residential-duty Commercial | Natural Gas,Propane |  | 33 | 49 | 7 | 22 | 2 |  |  |  |  | 100000 | 0.9 | 190 |  |  |  | 95 |  |  |  | 2017-10-25 | 2021-02-23 | United States | ES_92897_SWL100035 2**_11192020161420_2727851 | Residential-Duty Gas Storage | Unknown | Residential-Duty Gas StorageUnknown | 40 | 100 |  |  |  | 0.91317
2374253 | A.O. Smith Corporation | Lochinvar | SWN100035 2** | SWN100035 2** |  | Gas-fired Storage Residential-duty Commercial | Natural Gas,Propane |  | 33 | 49 | 7 | 22 | 2 |  |  |  |  | 100000 | 0.9 | 190 |  |  |  | 95 |  |  |  | 2017-10-25 | 2021-02-23 | United States | ES_92897_SWN100035 2**_11192020161420_2723412 | Residential-Duty Gas Storage | Unknown | Residential-Duty Gas StorageUnknown | 40 | 100 |  |  |  | 0.91317
2374618 | A.O. Smith Corporation | RELIANCE WATER HEATERS | Heat Pump | 10-50-DHPHTCTA 1** |  | Hybrid/Electric Heat Pump | Electric |  | 46 | 63 |  | 15 |  |  | 4.5 | 240 |  |  | 3.45 |  | 66 |  |  | 407 |  |  |  | 2019-04-05 | 2021-03-08 | United States | ES_92897_10-50-DHPHTCTA 1**_01202021014426_5459312 | Heat Pump | MEDIUM DRAW | Heat PumpMEDIUM DRAW | 50 | 15.354 | 235.9714 |  |  | 3.4999
2374619 | A.O. Smith Corporation | RELIANCE WATER HEATERS | Heat Pump | 10-50-DHPHTNE 1** |  | Hybrid/Electric Heat Pump | Electric |  | 46 | 63 |  | 15 |  |  | 4.5 | 240 |  |  | 3.45 |  | 66 |  |  | 407 |  |  |  | 2019-04-05 | 2021-03-08 | United States | ES_92897_10-50-DHPHTNE 1**_01202021014426_7259121 | Heat Pump | MEDIUM DRAW | Heat PumpMEDIUM DRAW | 50 | 15.354 | 235.9714 |  |  | 3.4999
2374607 | A.O. Smith Corporation | RELIANCE WATER HEATERS | Heat Pump | 10-66-DHPHTCTA 1** |  | Hybrid/Electric Heat Pump | Electric |  | 67 | 61 |  | 23 |  |  | 4.5 | 240 |  |  | 3.45 |  | 79 |  |  | 265 |  |  |  | 2019-04-05 | 2021-03-08 | United States | ES_92897_10-66-DHPHTCTA 1**_01202021014428_1260379 | Heat Pump | HIGH DRAW | Heat PumpHIGH DRAW | 75 | 15.354 | -471.1812 |  |  | 3.4999
2374608 | A.O. Smith Corporation | RELIANCE WATER HEATERS | Heat Pump | 10-66-DHPHTNE 1** |  | Hybrid/Electric Heat Pump | Electric |  | 67 | 61 |  | 23 |  |  | 4.5 | 240 |  |  | 3.45 |  | 79 |  |  | 265 |  |  |  | 2019-04-05 | 2021-03-08 | United States | ES_92897_10-66-DHPHTNE 1**_01202021014428_1098578 | Heat Pump | HIGH DRAW | Heat PumpHIGH DRAW | 75 | 15.354 | -471.1812 |  |  | 3.4999
2374594 | A.O. Smith Corporation | RELIANCE WATER HEATERS | Heat Pump | 10-80-DHPHTCTA 1** |  | Hybrid/Electric Heat Pump | Electric |  | 82 | 69 |  | 27 |  |  | 4.5 | 240 |  |  | 3.45 |  | 86 |  |  | 233 |  |  |  | 2019-04-05 | 2021-03-08 | United States | ES_92897_10-80-DHPHTCTA 1**_01202021014432_2273776 | Heat Pump | HIGH DRAW | Heat PumpHIGH DRAW | 100 | 15.354 | -659.6537 |  |  | 3.4999
2374596 | A.O. Smith Corporation | RELIANCE WATER HEATERS | Heat Pump | 10-80-DHPHTNE 1** |  | Hybrid/Electric Heat Pump | Electric |  | 82 | 69 |  | 27 |  |  | 4.5 | 240 |  |  | 3.45 |  | 86 |  |  | 233 |  |  |  | 2019-04-05 | 2021-03-08 | United States | ES_92897_10-80-DHPHTNE 1**_01202021014432_6418906 | Heat Pump | HIGH DRAW | Heat PumpHIGH DRAW | 100 | 15.354 | -659.6537 |  |  | 3.4999
2380228 | A.O. Smith Corporation | RELIANCE WATER HEATERS | GPVL-40 2** | 6-40-HBVIS 2*1 |  | Gas Storage | Natural Gas |  | 38 | 50 | 59 | 18 | 2 | 3 |  |  |  | 40000 | 0.67 | 165 | 73 |  |  | 79 |  |  |  | 2013-01-04 | 2021-06-21 | United States | ES_92897_6-40-HBVIS 2*1_06112021014702_3516881 | Gas Storage | MEDIUM DRAW | Gas StorageMEDIUM DRAW | 40 | 40 | 241.0102 |  |  | 0.67985
2374390 | A.O. Smith Corporation | RELIANCE WATER HEATERS | Inlet Damper | 6-40-NDHT 1** |  | Gas Storage | Natural Gas |  | 38 | 59.1 | 62.5 | 20 | 3 |  |  |  |  | 40000 | 0.68 | 249 | 82 |  |  | 75 |  |  |  | 2019-10-01 | 2021-02-24 | United States | ES_92897_6-40-NDHT 1**_02102021013407_3739585 | Gas Storage | HIGH DRAW | Gas StorageHIGH DRAW | 40 | 40 | 217.0624 |  |  | 0.69
2381806 | A.O. Smith Corporation | RELIANCE WATER HEATERS | GPVT-40 2** | 6-40-YRVIT 2** |  | Gas Storage | Natural Gas |  | 38 | 59 | 69 | 16 | 2 | 3 |  |  |  | 50000 | 0.7 | 242 | 87 |  |  | 78 |  |  |  | 2013-01-04 | 2021-07-08 | United States | ES_92897_6-40-YRVIT 2**_06112021014702_5322359 | Gas Storage | HIGH DRAW | Gas StorageHIGH DRAW | 40 | 50 | 236.8909 |  |  | 0.71029
2372622 | A.O. Smith Corporation | RELIANCE WATER HEATERS | Heat Pump | 6-50-DHPHT 1** |  | Hybrid/Electric Heat Pump | Electric |  | 46 | 63 |  | 15 |  |  | 4.5 | 240 |  |  | 3.35 |  | 66 |  |  | 407 |  |  |  | 2019-04-05 | 2021-01-27 | United States | ES_92897_6-50-DHPHT 1**_01202021014352_600839 | Heat Pump | MEDIUM DRAW | Heat PumpMEDIUM DRAW | 50 | 15.354 | 282.4203 |  |  | 3.3985
2380252 | A.O. Smith Corporation | RELIANCE WATER HEATERS | Flue Damper | 6-50-GBFS 1** |  | Gas Storage | Natural Gas |  | 49 | 49 | 56 | 24 | 3 |  |  |  |  | 40000 | 0.69 | 245 | 78 |  |  | 79 |  |  |  | 2013-03-19 | 2021-06-21 | United States, Canada | ES_92897_6-50-GBFS 1**_04062021015524_8928788 | Gas Storage | HIGH DRAW | Gas StorageHIGH DRAW | 50 | 40 | 305.2521 |  |  | 0.70014
2374294 | A.O. Smith Corporation | RELIANCE WATER HEATERS | Inlet Damper | 6-50-NDHT 1** |  | Gas Storage | Natural Gas |  | 48 | 58.1 | 61.5 | 22 | 3 |  |  |  |  | 40000 | 0.68 | 249 | 75 |  |  | 75 |  |  |  | 2019-10-01 | 2021-06-21 | United States | ES_92897_6-50-NDHT 1**_02102021013407_7121481 | Gas Storage | HIGH DRAW | Gas StorageHIGH DRAW | 50 | 40 | 217.0624 |  |  | 0.69
2380284 | A.O. Smith Corporation | RELIANCE WATER HEATERS | Power Vent | 6-50-UBVIT 1** |  | Gas Storage | Natural Gas |  | 48 | 57 | 66 | 22 | 2 |  |  |  |  | 42000 | 0.65 | 171 | 71 |  |  | 78 |  |  |  | 2013-10-03 | 2021-06-21 | United States, Canada | ES_92897_6-50-UBVIT 1**_04062021015532_5713530 | Gas Storage | MEDIUM DRAW | Gas StorageMEDIUM DRAW | 50 | 42 | 268.8808 |  |  | 0.65957
2380520 | A.O. Smith Corporation | RELIANCE WATER HEATERS | Flue Damper | 6-50-UNBFT 1** |  | Gas Storage | Natural Gas |  | 48 | 57 | 64 | 22 | 3 |  |  |  |  | 40000 | 0.7 | 242 | 83 |  |  | 73 |  |  |  | 2017-01-02 | 2021-06-22 | United States | ES_92897_6-50-UNBFT 1**_04062021015525_6820308 | Gas Storage | HIGH DRAW | Gas StorageHIGH DRAW | 50 | 40 | 90.1691 |  |  | 0.71029
2381414 | A.O. Smith Corporation | RELIANCE WATER HEATERS | GPVL 50 200 | 6-50-YBVIS 2** |  | Gas Storage | Natural Gas |  | 49 | 59 | 60 | 20 | 2 | 3 |  |  |  | 40000 | 0.72 | 235 | 79 |  |  | 80 |  |  |  | 2013-01-04 | 2021-07-01 | United States | ES_92897_6-50-YBVIS 2**_06112021014702_6059397 | Gas Storage | HIGH DRAW | Gas StorageHIGH DRAW | 50 | 40 | 233.2849 |  |  | 0.73057
2381805 | A.O. Smith Corporation | RELIANCE WATER HEATERS | GPVT 50 200 | 6-50-YRVIT 2** |  | Gas Storage | Natural Gas |  | 48 | 59 | 68 | 18 | 2 | 3 |  |  |  | 50000 | 0.72 | 235 | 97 |  |  | 81 |  |  |  | 2013-01-04 | 2021-07-08 | United States | ES_92897_6-50-YRVIT 2**_06112021014702_4383630 | Gas Storage | HIGH DRAW | Gas StorageHIGH DRAW | 50 | 50 | 258.6739 |  |  | 0.73057
2372618 | A.O. Smith Corporation | RELIANCE WATER HEATERS | Heat Pump | 6-66-DHPHT 1** |  | Hybrid/Electric Heat Pump | Electric |  | 67 | 61 |  | 23 |  |  | 4.5 | 240 |  |  | 3.42 |  | 79 |  |  | 265 |  |  |  | 2019-04-05 | 2021-01-27 | United States | ES_92897_6-66-DHPHT 1**_01202021014422_6776586 | Heat Pump | HIGH DRAW | Heat PumpHIGH DRAW | 75 | 15.354 | -457.6441 |  |  | 3.4695
2372614 | A.O. Smith Corporation | RELIANCE WATER HEATERS | Heat Pump | 6-80-DHPHT 1** |  | Hybrid/Electric Heat Pump | Electric |  | 82 | 69 |  | 27 |  |  | 4.5 | 240 |  |  | 3.45 |  | 84 |  |  | 233 |  |  |  | 2019-04-05 | 2021-01-27 | United States | ES_92897_6-80-DHPHT 1**_01202021014424_8991696 | Heat Pump | HIGH DRAW | Heat PumpHIGH DRAW | 100 | 15.354 | -659.6537 |  |  | 3.4999
2380251 | A.O. Smith Corporation | RELIANCE WATER HEATERS | Flue Damper | 9-50-GKFS 1** |  | Gas Storage | Natural Gas |  | 49 | 49 | 56 | 24 | 3 |  |  |  |  | 40000 | 0.69 | 245 | 78 |  |  | 79 |  |  |  | 2013-03-19 | 2021-06-21 | United States, Canada | ES_92897_9-50-GKFS 1**_04062021015524_2821296 | Gas Storage | HIGH DRAW | Gas StorageHIGH DRAW | 50 | 40 | 305.2521 |  |  | 0.70014
2381743 | A.O. Smith Corporation | RELIANCE WATER HEATERS | T-H3M-OS-N | TS-140-GEH 1** |  | Gas Tankless | Natural Gas | [5 empty] | 0 |  |  |  |  | 120000 | 0.91 | 122 |  | 3.5 | 3.5 |  | 9 | 22 | 14 | 2014-04-01 | 2021-07-08 | United States | ES_92897_TS-140-GEH 1**_04062021015528_5341782 | Gas Instantaneous | MEDIUM DRAW | Gas InstantaneousMEDIUM DRAW | 2 | 120 |  |  |  | 0.92331
2381773 | A.O. Smith Corporation | RELIANCE WATER HEATERS | T-H3M-DV-N | TS-140-GIH 1** |  | Gas Tankless | Natural Gas | [5 empty] | 3 | 4 |  |  |  | 120000 | 0.9 | 123 |  | 3.3 | 3.3 |  | 9 | 22 | 14 | 2014-04-01 | 2021-07-08 | United States | ES_92897_TS-140-GIH 1**_04062021015527_4869054 | Gas Instantaneous | MEDIUM DRAW | Gas InstantaneousMEDIUM DRAW | 2 | 120 |  |  |  | 0.91317
2317535 | Bradford White Corporation | Bradford White | URG2PDV50H*N | URG2PDV50H*N |  | Gas Storage | Natural Gas |  | 46 | 50 | 68 | 18 | 3 |  |  |  |  | 50000 | 0.68 | 220 | 82 |  |  | 76 |  |  |  | 2015-04-16 | 2020-11-09 | United States, Canada | ES_92896_URG2PDV50H*N_04052018155607_2370358 | Gas Storage | HIGH DRAW | Gas StorageHIGH DRAW | 50 | 50 | 244.2838 |  |  | 0.69
2316436 | Bradford White Corporation | Bradford White | URG2PDV50S*N | URG2PDV50S*N |  | Gas Storage | Natural Gas |  | 48 | 41 | 61 | 20 | 2 |  |  |  |  | 40000 | 0.68 | 214 | 80 |  |  | 79 |  |  |  | 2015-04-16 | 2020-11-09 | United States, Canada | ES_92896_URG2PDV50S*N_04032018182026_1802019 | Gas Storage | HIGH DRAW | Gas StorageHIGH DRAW | 50 | 40 | 341.098 |  |  | 0.69
2317662 | Bradford White Corporation | Bradford White | URG2PV40T*N | URG2PV40T*N |  | Gas Storage | Natural Gas |  | 38 | 49 | 67 | 16 | 2 |  |  |  |  | 40000 | 0.68 | 214 | 75 |  |  | 79 |  |  |  | 2015-04-16 | 2020-11-09 | United States, Canada | ES_92896_URG2PV40T*N_04052018171706_8386808 | Gas Storage | HIGH DRAW | Gas StorageHIGH DRAW | 40 | 40 | 341.098 |  |  | 0.69
2354355 | Bradford White Corporation | Bradford White | RG2PV40T*N19 | URG2PV40T*N19 |  | Gas Storage | Natural Gas |  | 38 | 56.8 | 64 | 20 | 2 | 3 |  |  |  | 40000 | 0.72 | 234 | 78 |  |  | 79 |  |  |  | 2020-01-20 | 2020-11-09 | United States, Canada | ES_92896_URG2PV40T*N19_02042020034849_8849268 | Gas Storage | HIGH DRAW | Gas StorageHIGH DRAW | 40 | 40 | 204.1242 |  |  | 0.73057
2317533 | Bradford White Corporation | Bradford White | URG2PV50H*N | URG2PV50H*N |  | Gas Storage | Natural Gas |  | 46 | 50 | 67 | 18 | 3 |  |  |  |  | 56000 | 0.68 | 214 | 107 |  |  | 79 |  |  |  | 2015-04-16 | 2020-11-09 | United States, Canada | ES_92896_URG2PV50H*N_04052018155547_5723055 | Gas Storage | HIGH DRAW | Gas StorageHIGH DRAW | 50 | 56 | 333.7067 |  |  | 0.69
2317673 | Bradford White Corporation | Bradford White | URG2PV50T*N | URG2PV50T*N |  | Gas Storage | Natural Gas |  | 48 | 50 | 67 | 18 | 2 |  |  |  |  | 40000 | 0.67 | 214 | 71 |  |  | 79 |  |  |  | 2015-04-16 | 2020-11-09 | United States, Canada | ES_92896_URG2PV50T*N_04052018172339_1125308 | Gas Storage | MEDIUM DRAW | Gas StorageMEDIUM DRAW | 50 | 40 | 241.0102 |  |  | 0.67985
2354347 | Bradford White Corporation | Bradford White | RG2PV50T*N19 | URG2PV50T*N19 |  | Gas Storage | Natural Gas |  | 48 | 57.6 | 64.8 | 22 | 2 | 3 |  |  |  | 40000 | 0.72 | 231 | 75 |  |  | 80 |  |  |  | 2020-01-20 | 2020-11-09 | United States, Canada | ES_92896_URG2PV50T*N19_02042020030359_7897581 | Gas Storage | HIGH DRAW | Gas StorageHIGH DRAW | 50 | 40 | 233.2849 |  |  | 0.73057
2354520 | Bradford White Corporation | JETGLAS | RC2PDV50H*N | RC2PDV50H*N |  | Gas-fired Storage Residential-duty Commercial | Natural Gas |  | 48 | 56.3 | 67.4 | 24 | 2 | 3 |  |  |  | 76000 | 0.8 | 212 |  |  |  | 87 |  |  |  | 2020-02-10 | 2021-02-18 | United States, Canada | ES_92896_RC2PDV50H*N_02062020205747_8130739 | Residential-Duty Gas Storage | Unknown | Residential-Duty Gas StorageUnknown | 50 | 76 |  |  |  | 0.81173
2317583 | Bradford White Corporation | JETGLAS | RC2PV50H*N | RC2PV50H*N |  | Gas-fired Storage Residential-duty Commercial | Natural Gas |  | 48 | 56 | 67 | 24 | 2 | 3 |  |  |  | 76000 | 0.8 |  |  |  |  | 89 |  |  |  | 2016-03-07 | 2021-02-18 | United States, Canada | ES_92896_RC2PV50H*N_04052018170944_4754036 | Residential-Duty Gas Storage | Unknown | Residential-Duty Gas StorageUnknown | 50 | 76 |  |  |  | 0.81173
2369278 | Bradford White Corporation | JETGLAS | RE2H50S*-***** | RE2H50S*-***** |  | Hybrid/Electric Heat Pump | Electric |  | 45 | 59.1 |  | 21.8 |  |  | 4.5 | 240 |  |  | 3.39 |  | 65 |  |  | 385 |  |  |  | 2018-02-01 | 2020-12-03 | United States, Canada | ES_92896_RE2H50S*-*****_10282020125528_8392726 | Heat Pump | MEDIUM DRAW | Heat PumpMEDIUM DRAW | 50 | 15.354 | 178.2524 |  |  | 3.439
2354404 | Bradford White Corporation | JETGLAS | RE2H65T**-***** | RE2H65T**-***** |  | Hybrid/Electric Heat Pump | Electric |  | 64 | 64 |  | 18 |  |  | 4.5 | 240 |  |  | 3.46 |  | 77 |  |  | 370 |  |  |  | 2020-01-01 | 2020-12-03 | United States, Canada | ES_92896_RE2H65T**-*****_02042020044853_2363096 | Heat Pump | HIGH DRAW | Heat PumpHIGH DRAW | 75 | 15.354 | 140.9302 |  |  | 3.51
2361461 | Bradford White Corporation | JETGLAS | RE2H80T*-***** | RE2H80T*-***** |  | Hybrid/Electric Heat Pump | Electric |  | 75 | 71.1 |  | 25 |  |  | 4.5 | 240 |  |  | 3.48 |  | 87 |  |  | 292 |  |  |  | 2018-02-01 | 2020-12-03 | United States, Canada | ES_92896_RE2H80T*-*****_05052020142208_3228372 | Heat Pump | HIGH DRAW | Heat PumpHIGH DRAW | 75 | 15.354 | -326.8754 |  |  | 3.5303
2354407 | Bradford White Corporation | JETGLAS | RG1PV40S*N19 | RG1PV40S*N19 |  | Gas Storage | Natural Gas |  | 38 | 46.5 | 54.4 | 20 | 2 | 3 |  |  |  | 40000 | 0.68 | 244 | 75 |  |  | 79 |  |  |  | 2020-01-20 | 2020-11-09 | United States, Canada | ES_92896_RG1PV40S*N19_02042020045019_4404327 | Gas Storage | HIGH DRAW | Gas StorageHIGH DRAW | 40 | 40 | 341.098 |  |  | 0.69
2354528 | Bradford White Corporation | JETGLAS | RG1PV50S*N19 | RG1PV50S*N19 |  | Gas Storage | Natural Gas |  | 48 | 48.2 | 55.4 | 22 | 2 | 3 |  |  |  | 40000 | 0.69 | 242 | 78 |  |  | 79 |  |  |  | 2020-01-20 | 2020-11-09 | United States, Canada | ES_92896_RG1PV50S*N19_02062020210235_0178685 | Gas Storage | HIGH DRAW | Gas StorageHIGH DRAW | 50 | 40 | 305.2521 |  |  | 0.70014
2317629 | Bradford White Corporation | JETGLAS | RG2D40S*N | RG2D40S*N |  | Gas Storage | Natural Gas |  | 38 | 41 | 55 | 18 | 3 | 4 |  |  |  | 38000 | 0.64 | 224 | 62 |  |  | 78 |  |  |  | 2015-04-16 | 2021-04-30 | United States, Canada | ES_92896_RG2D40S*N_04052018171508_2229903 | Gas Storage | MEDIUM DRAW | Gas StorageMEDIUM DRAW | 40 | 38 | 295.8737 |  |  | 0.64942
2317649 | Bradford White Corporation | JETGLAS | RG2D50S*N | RG2D50S*N |  | Gas Storage | Natural Gas |  | 47 | 50 | 62 | 18 | 3 | 4 |  |  |  | 40000 | 0.68 | 224 | 81 |  |  | 79 |  |  |  | 2015-04-16 | 2020-11-09 | United States, Canada | ES_92896_RG2D50S*N_04052018171628_9657355 | Gas Storage | HIGH DRAW | Gas StorageHIGH DRAW | 50 | 40 | 341.098 |  |  | 0.69
2317451 | Bradford White Corporation | JETGLAS | RG2F40S*N | RG2F40S*N |  | Gas Storage | Natural Gas |  | 38 | 40 | 55 | 18 | 3 | 4 |  |  |  | 38000 | 0.7 | 214 | 75 |  |  | 80 |  |  |  | 2015-04-16 | 2021-05-04 | United States, Canada | ES_92896_RG2F40S*N_04052018151239_2703279 | Gas Storage | HIGH DRAW | Gas StorageHIGH DRAW | 40 | 38 | 301.7571 |  |  | 0.71029
2317495 | Bradford White Corporation | JETGLAS | RG2F50S*N | RG2F50S*N |  | Gas Storage | Natural Gas |  | 48 | 41 | 56 | 20 | 3 | 4 |  |  |  | 38000 | 0.68 | 214 | 76 |  |  | 79 |  |  |  | 2015-04-16 | 2020-11-09 | United States, Canada | ES_92896_RG2F50S*N_04052018154901_7848934 | Gas Storage | HIGH DRAW | Gas StorageHIGH DRAW | 50 | 38 | 342.4955 |  |  | 0.69
2317538 | Bradford White Corporation | JETGLAS | RG2PDV40S*N | RG2PDV40S*N |  | Gas Storage | Natural Gas |  | 38 | 40 | 59 | 18 | 2 |  |  |  |  | 40000 | 0.7 | 214 | 75 |  |  | 78 |  |  |  | 2015-04-16 | 2020-11-20 | United States, Canada | ES_92896_RG2PDV40S*N_04052018155623_3277548 | Gas Storage | HIGH DRAW | Gas StorageHIGH DRAW | 40 | 40 | 240.451 |  |  | 0.71029
2317508 | Bradford White Corporation | JETGLAS | RG2PDV50H*N | RG2PDV50H*N |  | Gas Storage | Natural Gas |  | 46 | 50 | 68 | 18 | 3 |  |  |  |  | 60000 | 0.68 | 220 | 103 |  |  | 77 |  |  |  | 2015-04-16 | 2020-11-09 | United States, Canada | ES_92896_RG2PDV50H*N_04052018155223_0048259 | Gas Storage | HIGH DRAW | Gas StorageHIGH DRAW | 50 | 60 | 272.0502 |  |  | 0.69
2316433 | Bradford White Corporation | JETGLAS | RG2PDV50S*N | RG2PDV50S*N |  | Gas Storage | Natural Gas |  | 48 | 41 | 60 | 20 | 2 |  |  |  |  | 40000 | 0.68 | 214 | 80 |  |  | 79 |  |  |  | 2015-04-16 | 2020-11-09 | United States, Canada | ES_92896_RG2PDV50S*N_04032018182019_9903454 | Gas Storage | HIGH DRAW | Gas StorageHIGH DRAW | 50 | 40 | 341.098 |  |  | 0.69
2317564 | Bradford White Corporation | JETGLAS | RG2PV40S*N | RG2PV40S*N |  | Gas Storage | Natural Gas |  | 38 | 48 | 57 | 22 | 2 | 3 |  |  |  | 40000 | 0.67 | 224 | 70 |  |  | 77 |  |  |  | 2016-06-06 | 2020-12-03 | United States, Canada | ES_92896_RG2PV40S*N_04052018155842_6100473 | Gas Storage | MEDIUM DRAW | Gas StorageMEDIUM DRAW | 40 | 40 | 200.8418 |  |  | 0.67985
2354382 | Bradford White Corporation | JETGLAS | RG2PV40S*N19 | RG2PV40S*N19 |  | Gas Storage | Natural Gas |  | 38 | 47.2 | 54.4 | 22 | 2 | 3 |  |  |  | 40000 | 0.72 | 231 | 75 |  |  | 80 |  |  |  | 2020-01-20 | 2020-11-09 | United States, Canada | ES_92896_RG2PV40S*N19_02042020042115_9781787 | Gas Storage | HIGH DRAW | Gas StorageHIGH DRAW | 40 | 40 | 233.2849 |  |  | 0.73057
2317659 | Bradford White Corporation | JETGLAS | RG2PV40T*N | RG2PV40T*N |  | Gas Storage | Natural Gas |  | 38 | 49 | 67 | 16 | 2 |  |  |  |  | 40000 | 0.68 | 214 | 75 |  |  | 79 |  |  |  | 2015-04-16 | 2020-11-09 | United States, Canada | ES_92896_RG2PV40T*N_04052018171659_9519886 | Gas Storage | HIGH DRAW | Gas StorageHIGH DRAW | 40 | 40 | 341.098 |  |  | 0.69
2354353 | Bradford White Corporation | JETGLAS | RG2PV40T*N19 | RG2PV40T*N19 |  | Gas Storage | Natural Gas |  | 38 | 56.8 | 64 | 20 | 2 | 3 |  |  |  | 40000 | 0.72 | 234 | 78 |  |  | 79 |  |  |  | 2020-01-20 | 2020-11-09 | United States, Canada | ES_92896_RG2PV40T*N19_02042020034843_5663949 | Gas Storage | HIGH DRAW | Gas StorageHIGH DRAW | 40 | 40 | 204.1242 |  |  | 0.73057
2317655 | Bradford White Corporation | JETGLAS | RG2PV50H*N | RG2PV50H*N |  | Gas Storage | Natural Gas |  | 46 | 50 | 67 | 18 | 3 |  |  |  |  | 65000 | 0.68 | 214 | 116 |  |  | 81 |  |  |  | 2015-04-16 | 2020-11-09 | United States, Canada | ES_92896_RG2PV50H*N_04052018171647_1009157 | Gas Storage | HIGH DRAW | Gas StorageHIGH DRAW | 50 | 65 | 391.4445 |  |  | 0.69
2317530 | Bradford White Corporation | JETGLAS | RG2PV50S*N | RG2PV50S*N |  | Gas Storage | Natural Gas |  | 48 | 48 | 58 | 24 | 2 | 3 |  |  |  | 40000 | 0.7 | 224 | 75 |  |  | 78 |  |  |  | 2016-06-06 | 2020-12-03 | United States, Canada | ES_92896_RG2PV50S*N_04052018155532_4033780 | Gas Storage | HIGH DRAW | Gas StorageHIGH DRAW | 50 | 40 | 240.451 |  |  | 0.71029
2354375 | Bradford White Corporation | JETGLAS | RG2PV50S*N19 | RG2PV50S*N19 |  | Gas Storage | Natural Gas |  | 48 | 48.2 | 55.4 | 24 | 2 | 3 |  |  |  | 40000 | 0.72 | 232 | 78 |  |  | 80 |  |  |  | 2020-01-20 | 2020-11-09 | United States, Canada | ES_92896_RG2PV50S*N19_02042020041838_5768265 | Gas Storage | HIGH DRAW | Gas StorageHIGH DRAW | 50 | 40 | 233.2849 |  |  | 0.73057
2317670 | Bradford White Corporation | JETGLAS | RG2PV50T*N | RG2PV50T*N |  | Gas Storage | Natural Gas |  | 48 | 50 | 67 | 18 | 2 |  |  |  |  | 40000 | 0.67 | 214 | 71 |  |  | 79 |  |  |  | 2015-04-16 | 2020-11-09 | United States, Canada | ES_92896_RG2PV50T*N_04052018172332_0971631 | Gas Storage | MEDIUM DRAW | Gas StorageMEDIUM DRAW | 50 | 40 | 241.0102 |  |  | 0.67985
2354345 | Bradford White Corporation | JETGLAS | RG2PV50T*N19 | RG2PV50T*N19 |  | Gas Storage | Natural Gas |  | 48 | 57.6 | 64.8 | 22 | 2 | 3 |  |  |  | 40000 | 0.72 | 231 | 75 |  |  | 80 |  |  |  | 2020-01-20 | 2020-11-09 | United States, Canada | ES_92896_RG2PV50T*N19_02042020030354_1440639 | Gas Storage | HIGH DRAW | Gas StorageHIGH DRAW | 50 | 40 | 233.2849 |  |  | 0.73057
2354410 | Bradford White Corporation | JETGLAS | RG1PV40S*N19 | URG1PV40S*N19 |  | Gas Storage | Natural Gas |  | 38 | 46.5 | 54.4 | 20 | 2 | 3 |  |  |  | 40000 | 0.68 | 244 | 75 |  |  | 79 |  |  |  | 2020-01-20 | 2020-11-09 | United States, Canada | ES_92896_URG1PV40S*N19_02042020045028_4078044 | Gas Storage | HIGH DRAW | Gas StorageHIGH DRAW | 40 | 40 | 341.098 |  |  | 0.69
2354531 | Bradford White Corporation | JETGLAS | RG1PV50S*N19 | URG1PV50S*N19 |  | Gas Storage | Natural Gas |  | 48 | 48.2 | 55.4 | 22 | 2 | 3 |  |  |  | 40000 | 0.69 | 242 | 78 |  |  | 79 |  |  |  | 2020-01-20 | 2020-11-09 | United States, Canada | ES_92896_URG1PV50S*N19_02062020210249_0071336 | Gas Storage | HIGH DRAW | Gas StorageHIGH DRAW | 50 | 40 | 305.2521 |  |  | 0.70014
2317542 | Bradford White Corporation | JETGLAS | URG2PDV40S*N | URG2PDV40S*N |  | Gas Storage | Natural Gas |  | 38 | 40 | 60 | 18 | 2 |  |  |  |  | 40000 | 0.7 | 214 | 75 |  |  | 78 |  |  |  | 2015-04-16 | 2020-11-20 | United States, Canada | ES_92896_URG2PDV40S*N_04052018155632_4762191 | Gas Storage | HIGH DRAW | Gas StorageHIGH DRAW | 40 | 40 | 240.451 |  |  | 0.71029
2381767 | A.O. Smith Corporation | Takagi | T-H3M-OS-N | T-H3M-OS-N 1** |  | Gas Tankless | Natural Gas | [5 empty] | 0 |  |  |  |  | 120000 | 0.91 | 122 |  | 3.5 | 3.5 |  | 9 | 22 | 14 | 2014-04-01 | 2021-07-08 | United States | ES_92897_T-H3M-OS-N 1**_04062021015528_8584224 | Gas Instantaneous | MEDIUM DRAW | Gas InstantaneousMEDIUM DRAW | 2 | 120 |  |  |  | 0.92331
2374297 | A.O. Smith Corporation | Takagi | T-H3-OS-N 1** | T-H3-OS-N 1** |  | Gas Tankless | Natural Gas | [5 empty] | 3 |  |  |  |  | 199000 | 0.95 | 159 |  | 5.8 | 5.8 |  | 11 | 22 | 18 | 2018-10-29 | 2021-02-24 | United States, Canada | ES_92897_T-H3-OS-N 1**_02182021013750_6289712 | Gas Instantaneous | HIGH DRAW | Gas InstantaneousHIGH DRAW | 2 | 199 |  |  |  | 0.96389
2381765 | A.O. Smith Corporation | Takagi | T-H3S-DV-N | T-H3S-DV-N 1** |  | Gas Tankless | Natural Gas | [5 empty] | 3 |  |  |  |  | 180000 | 0.95 | 178 |  | 5.4 | 5.4 |  | 11 | 22 | 18 | 2012-08-01 | 2021-07-08 | United States, Canada | ES_92897_T-H3S-DV-N 1**_04062021015528_2741939 | Gas Instantaneous | HIGH DRAW | Gas InstantaneousHIGH DRAW | 2 | 180 |  |  |  | 0.96389
2381827 | A.O. Smith Corporation | Takagi | T-H3S-OS-N | T-H3S-OS-N 1** |  | Gas Tankless | Natural Gas | [5 empty] | 0 |  |  |  |  | 180000 | 0.94 | 180 |  | 5.3 | 5.3 |  | 11 | 22 | 18 | 2012-08-01 | 2021-07-08 | United States, Canada | ES_92897_T-H3S-OS-N 1**_04062021015529_4274246 | Gas Instantaneous | HIGH DRAW | Gas InstantaneousHIGH DRAW | 2 | 180 |  |  |  | 0.95374
2374347 | A.O. Smith Corporation | Takagi | T-H3-OS-N 1** | TK-540P-NEH 1** |  | Gas Tankless | Natural Gas | [5 empty] | 3 |  |  |  |  | 199000 | 0.95 | 159 |  | 5.8 | 5.8 |  | 11 | 22 | 18 | 2018-10-29 | 2021-02-24 | United States, Canada | ES_92897_TK-540P-NEH 1**_02182021013754_5956305 | Gas Instantaneous | HIGH DRAW | Gas InstantaneousHIGH DRAW | 2 | 199 |  |  |  | 0.96389
2374299 | A.O. Smith Corporation | Takagi | T-H3-DV-N 1** | TK-540P-NIH 1** |  | Gas Tankless | Natural Gas | [5 empty] | 3 |  |  |  |  | 199000 | 0.93 | 159 |  | 5.8 | 5.8 |  | 11 | 22 | 18 | 2018-10-29 | 2021-02-24 | United States, Canada | ES_92897_TK-540P-NIH 1**_02182021013750_8763703 | Gas Instantaneous | HIGH DRAW | Gas InstantaneousHIGH DRAW | 2 | 199 |  |  |  | 0.9436
2381738 | A.O. Smith Corporation | U.S. Craftmaster | T-H3M-OS-N | GTU-140-NEH 1** |  | Gas Tankless | Natural Gas | [5 empty] | 0 |  |  |  |  | 120000 | 0.91 | 122 |  | 3.5 | 3.5 |  | 9 | 22 | 14 | 2014-04-01 | 2021-07-08 | United States | ES_92897_GTU-140-NEH 1**_04062021015528_5171431 | Gas Instantaneous | MEDIUM DRAW | Gas InstantaneousMEDIUM DRAW | 2 | 120 |  |  |  | 0.92331
2381769 | A.O. Smith Corporation | U.S. Craftmaster | T-H3M-DV-N | GTU-140-NIH 1** |  | Gas Tankless | Natural Gas | [5 empty] | 3 | 4 |  |  |  | 120000 | 0.9 | 123 |  | 3.3 | 3.3 |  | 9 | 22 | 14 | 2014-04-01 | 2021-07-08 | United States | ES_92897_GTU-140-NIH 1**_04062021015527_5772436 | Gas Instantaneous | MEDIUM DRAW | Gas InstantaneousMEDIUM DRAW | 2 | 120 |  |  |  | 0.91317
2380208 | A.O. Smith Corporation | U.S. Craftmaster | T-H3J-OS-N | GTU-240-NEH 1** |  | Gas Tankless | Natural Gas | [5 empty] | 0 |  |  |  |  | 160000 | 0.95 | 178 |  | 4.7 | 4.7 |  | 11 | 22 | 18 | 2012-08-01 | 2021-06-21 | United States, Canada | ES_92897_GTU-240-NEH 1**_04062021015526_5327454 | Gas Instantaneous | HIGH DRAW | Gas InstantaneousHIGH DRAW | 2 | 160 |  |  |  | 0.96389
2374385 | A.O. Smith Corporation | U.S. Craftmaster | T-H3J-DV-N 1** | GTU-240-NIH 1** |  | Gas Tankless | Natural Gas | [5 empty] | 3 |  |  |  |  | 160000 | 0.94 | 159 |  | 4.7 | 4.7 |  | 11 | 22 | 18 | 2012-08-01 | 2021-02-24 | United States | ES_92897_GTU-240-NIH 1**_02182021013758_3684807 | Gas Instantaneous | HIGH DRAW | Gas InstantaneousHIGH DRAW | 2 | 160 |  |  |  | 0.95374
2381815 | A.O. Smith Corporation | U.S. Craftmaster | T-H3S-OS-N | GTU-340-NEH 1** |  | Gas Tankless | Natural Gas | [5 empty] | 0 |  |  |  |  | 180000 | 0.94 | 180 |  | 5.3 | 5.3 |  | 11 | 22 | 18 | 2012-08-01 | 2021-07-08 | United States, Canada | ES_92897_GTU-340-NEH 1**_04062021015530_1171237 | Gas Instantaneous | HIGH DRAW | Gas InstantaneousHIGH DRAW | 2 | 180 |  |  |  | 0.95374
2381751 | A.O. Smith Corporation | U.S. Craftmaster | T-H3S-DV-N | GTU-340-NIH 1** |  | Gas Tankless | Natural Gas | [5 empty] | 3 |  |  |  |  | 180000 | 0.95 | 178 |  | 5.4 | 5.4 |  | 11 | 22 | 18 | 2012-08-01 | 2021-07-08 | United States, Canada | ES_92897_GTU-340-NIH 1**_04062021015529_9363396 | Gas Instantaneous | HIGH DRAW | Gas InstantaneousHIGH DRAW | 2 | 180 |  |  |  | 0.96389
2374364 | A.O. Smith Corporation | U.S. Craftmaster | T-H3-OS-N 1** | GTU-540-NEH 1** |  | Gas Tankless | Natural Gas | [5 empty] | 3 |  |  |  |  | 199000 | 0.95 | 159 |  | 5.8 | 5.8 |  | 11 | 22 | 18 | 2018-10-29 | 2021-02-24 | United States | ES_92897_GTU-540-NEH 1**_02182021013756_1684990 | Gas Instantaneous | HIGH DRAW | Gas InstantaneousHIGH DRAW | 2 | 199 |  |  |  | 0.96389
2374365 | A.O. Smith Corporation | U.S. Craftmaster | T-H3-OS-N 1** | GTU-540P-NEH 1** |  | Gas Tankless | Natural Gas | [5 empty] | 3 |  |  |  |  | 199000 | 0.95 | 159 |  | 5.8 | 5.8 |  | 11 | 22 | 18 | 2018-10-29 | 2021-02-24 | United States | ES_92897_GTU-540P-NEH 1**_02182021013756_8481342 | Gas Instantaneous | HIGH DRAW | Gas InstantaneousHIGH DRAW | 2 | 199 |  |  |  | 0.96389
2374339 | A.O. Smith Corporation | U.S. Craftmaster | T-H3-DV-N 1** | GTU-540P-NIH 1** |  | Gas Tankless | Natural Gas | [5 empty] | 3 |  |  |  |  | 199000 | 0.93 | 159 |  | 5.8 | 5.8 |  | 11 | 22 | 18 | 2018-10-29 | 2021-02-24 | United States | ES_92897_GTU-540P-NIH 1**_02182021013754_2468177 | Gas Instantaneous | HIGH DRAW | Gas InstantaneousHIGH DRAW | 2 | 199 |  |  |  | 0.9436
2372620 | A.O. Smith Corporation | U.S. Craftmaster | Heat Pump | HPHE2F50HD045VU 1** |  | Hybrid/Electric Heat Pump | Electric |  | 46 | 63 |  | 15 |  |  | 4.5 | 240 |  |  | 3.35 |  | 66 |  |  | 407 |  |  |  | 2019-04-05 | 2021-01-27 | United States | ES_92897_HPHE2F50HD045VU 1**_01202021014418_260987 | Heat Pump | MEDIUM DRAW | Heat PumpMEDIUM DRAW | 50 | 15.354 | 282.4203 |  |  | 3.3985
2372616 | A.O. Smith Corporation | U.S. Craftmaster | Heat Pump | HPHE2F66HD045VU 1** |  | Hybrid/Electric Heat Pump | Electric |  | 67 | 61 |  | 23 |  |  | 4.5 | 240 |  |  | 3.42 |  | 79 |  |  | 265 |  |  |  | 2019-04-05 | 2021-01-27 | United States | ES_92897_HPHE2F66HD045VU 1**_01202021014423_1291562 | Heat Pump | HIGH DRAW | Heat PumpHIGH DRAW | 75 | 15.354 | -457.6441 |  |  | 3.4695
2372612 | A.O. Smith Corporation | U.S. Craftmaster | Heat Pump | HPHE2F80HD045VU 1** |  | Hybrid/Electric Heat Pump | Electric |  | 82 | 69 |  | 27 |  |  | 4.5 | 240 |  |  | 3.45 |  | 84 |  |  | 233 |  |  |  | 2019-04-05 | 2021-01-27 | United States | ES_92897_HPHE2F80HD045VU 1**_01202021014425_945365 | Heat Pump | HIGH DRAW | Heat PumpHIGH DRAW | 100 | 15.354 | -659.6537 |  |  | 3.4999
2374615 | A.O. Smith Corporation | U.S. Craftmaster | Heat Pump | HPHE2K50HD045VUN 1** |  | Hybrid/Electric Heat Pump | Electric |  | 46 | 63 |  | 15 |  |  | 4.5 | 240 |  |  | 3.45 |  | 66 |  |  | 407 |  |  |  | 2019-04-05 | 2021-03-08 | United States | ES_92897_HPHE2K50HD045VUN 1**_01202021014427_9305322 | Heat Pump | MEDIUM DRAW | Heat PumpMEDIUM DRAW | 50 | 15.354 | 235.9714 |  |  | 3.4999
2374603 | A.O. Smith Corporation | U.S. Craftmaster | Heat Pump | HPHE2K66HD045VUN 1** |  | Hybrid/Electric Heat Pump | Electric |  | 67 | 61 |  | 23 |  |  | 4.5 | 240 |  |  | 3.45 |  | 79 |  |  | 265 |  |  |  | 2019-04-05 | 2021-03-08 | United States | ES_92897_HPHE2K66HD045VUN 1**_01202021014430_7399805 | Heat Pump | HIGH DRAW | Heat PumpHIGH DRAW | 75 | 15.354 | -471.1812 |  |  | 3.4999
2374592 | A.O. Smith Corporation | U.S. Craftmaster | Heat Pump | HPHE2K80HD045VUN 1** |  | Hybrid/Electric Heat Pump | Electric |  | 82 | 69 |  | 27 |  |  | 4.5 | 240 |  |  | 3.45 |  | 86 |  |  | 233 |  |  |  | 2019-04-05 | 2021-03-08 | United States | ES_92897_HPHE2K80HD045VUN 1**_01202021014432_6154163 | Heat Pump | HIGH DRAW | Heat PumpHIGH DRAW | 100 | 15.354 | -659.6537 |  |  | 3.4999
2374086 | Ariston Thermo USA, LLC | Giant | UGC120S-100 | UGC120S-100 |  | Gas-fired Storage Residential-duty Commercial | Natural Gas,Propane |  | 112 | 74 | 10.5 | 27 | 3 | 3 |  |  |  | 100000 | 0.9 | 188 |  |  |  | 96 |  |  |  | 2021-01-29 | 2021-02-18 | United States, Canada | ES_29975_UGC120S-100_02022021100220_9015085 | Residential-Duty Gas Storage | Unknown | Residential-Duty Gas StorageUnknown | 120 | 100 |  |  |  | 0.91317
2374088 | Ariston Thermo USA, LLC | Giant | UGC55S-100 | UGC55S-100 |  | Gas-fired Storage Residential-duty Commercial | Natural Gas,Propane |  | 53 | 52 | 5.2 | 23 | 3 | 3 |  |  |  | 100000 | 0.89 | 182 |  |  |  | 99 |  |  |  | 2021-01-29 | 2021-02-18 | United States, Canada | ES_29975_UGC55S-100_02022021100218_1735417 | Residential-Duty Gas Storage | Unknown | Residential-Duty Gas StorageUnknown | 55 | 100 |  |  |  | 0.90302
2374087 | Ariston Thermo USA, LLC | Giant | UGC80S-100 | UGC80S-100 |  | Gas-fired Storage Residential-duty Commercial | Natural Gas,Propane |  | 75 | 72 | 7.8 | 23 | 3 | 3 |  |  |  | 100000 | 0.93 | 182 |  |  |  | 99 |  |  |  | 2021-01-29 | 2021-02-18 | United States, Canada | ES_29975_UGC80S-100_02022021100219_9009847 | Residential-Duty Gas Storage | Unknown | Residential-Duty Gas StorageUnknown | 75 | 100 |  |  |  | 0.9436
2323852 | Ariston Thermo USA, LLC | HTP | Crossover | CGH-199* |  | Gas Tankless | Propane, Natural Gas |  | 4 | 31.9 | 37 | 19.7 | 3 | 3 |  |  |  | 199000 | 0.92 | 184 |  | 5.9 | 5.9 | 96 | 17 | 32 | 20 | 2017-06-13 | 2019-12-13 | United States, Canada | ES_29975_CGH-199*_08022018000720_8534776 | Gas Instantaneous | HIGH DRAW | Gas InstantaneousHIGH DRAW | 30 | 199 |  |  |  | 0.93346
2317676 | Ariston Thermo USA, LLC | HTP | Heat Pump Water Heater | HPWH50H |  | Hybrid/Electric Heat Pump | Electric |  | 49 | 69 |  | 22 |  |  | 4.5 | 240 | 1562 |  | 2.8 |  | 66 |  |  | 100 |  |  |  | 2016-01-10 | 2019-04-02 | United States, Canada | ES_29975_HPWH50H_04052018172529_4006143 | Heat Pump | MEDIUM DRAW | Heat PumpMEDIUM DRAW | 50 | 15.354 | -848.9997 |  |  | 2.8405
2323856 | Ariston Thermo USA, LLC | HTP | Phoenix | PH100-119**** |  | Gas-fired Storage Residential-duty Commercial | Natural Gas,Propane |  | 112 | 74 | 10.5 | 27 | 3 | 3 |  |  |  | 100000 | 0.9 | 188 |  |  |  | 96 |  |  |  | 2007-08-20 | 2021-03-25 | United States, Canada | ES_29975_PH100-119****_08022018000921_5933000 | Residential-Duty Gas Storage | Unknown | Residential-Duty Gas StorageUnknown | 120 | 100 |  |  |  | 0.91317
2323854 | Ariston Thermo USA, LLC | HTP | Phoenix | PH100-55**** |  | Gas-fired Storage Residential-duty Commercial | Natural Gas,Propane |  | 53 | 52 | 5.2 | 23 | 3 | 3 |  |  |  | 100000 | 0.89 | 182 |  |  |  | 99 |  |  |  | 2007-08-20 | 2021-03-25 | United States, Canada | ES_29975_PH100-55****_08022018000826_8803830 | Residential-Duty Gas Storage | Unknown | Residential-Duty Gas StorageUnknown | 55 | 100 |  |  |  | 0.90302
2323850 | Ariston Thermo USA, LLC | HTP | Phoenix | PH100-80**** |  | Gas-fired Storage Residential-duty Commercial | Natural Gas,Propane |  | 75 | 72 | 7.8 | 23 | 3 | 3 |  |  |  | 100000 | 0.93 | 182 |  |  |  | 99 |  |  |  | 2007-08-20 | 2021-03-25 | United States, Canada | ES_29975_PH100-80****_08022018000631_2290415 | Residential-Duty Gas Storage | Unknown | Residential-Duty Gas StorageUnknown | 75 | 100 |  |  |  | 0.9436
2323846 | Ariston Thermo USA, LLC | HTP | Phoenix Light Duty | PH76-50**** |  | Gas-fired Storage Residential-duty Commercial | Natural Gas,Propane |  | 48 | 44.7 | 6.8 | 23 | 2 | 2 |  |  |  | 76000 | 0.9 | 188 |  |  |  | 96 |  |  |  | 2013-06-01 | 2021-03-25 | United States, Canada | ES_29975_PH76-50****_08022018000353_9562864 | Residential-Duty Gas Storage | Unknown | Residential-Duty Gas StorageUnknown | 50 | 76 |  |  |  | 0.91317
2323844 | Ariston Thermo USA, LLC | HTP | Phoenix Light Duty | PH76-60**** |  | Gas-fired Storage Residential-duty Commercial | Natural Gas,Propane |  | 58 | 56.6 | 6.8 | 23 | 2 | 2 |  |  |  | 76000 | 0.88 | 192 |  |  |  | 97 |  |  |  | 2013-06-01 | 2021-03-25 | United States, Canada | ES_29975_PH76-60****_08022018000241_4939832 | Residential-Duty Gas Storage | Unknown | Residential-Duty Gas StorageUnknown | 60 | 76 |  |  |  | 0.89288
2323842 | Ariston Thermo USA, LLC | HTP | Phoenix Light Duty | PH76-80**** |  | Gas-fired Storage Residential-duty Commercial | Natural Gas,Propane |  | 77 | 69 | 6.8 | 23 | 2 | 2 |  |  |  | 76000 | 0.87 | 195 |  |  |  | 94 |  |  |  | 2013-06-01 | 2021-03-25 | United States, Canada | ES_29975_PH76-80****_08012018235828_0616213 | Residential-Duty Gas Storage | Unknown | Residential-Duty Gas StorageUnknown | 80 | 76 |  |  |  | 0.88273
2323840 | Ariston Thermo USA, LLC | HTP | Crossover | RGH-150* |  | Gas Tankless | Propane, Natural Gas |  | 2 | 29.9 | 34.2 | 17.3 | 3 | 3 |  |  |  | 150000 | 0.94 | 180 |  | 4.4 | 4.4 | 97 | 15.4 | 29.9 | 17.3 | 2017-03-09 | 2018-12-11 | United States, Canada | ES_29975_RGH-150*_08012018235645_0001323 | Gas Instantaneous | HIGH DRAW | Gas InstantaneousHIGH DRAW | 2 | 150 |  |  |  | 0.95374
2323838 | Ariston Thermo USA, LLC | HTP | Crossover | RGH-199* |  | Gas Tankless | Propane, Natural Gas |  | 4 | 31.9 | 36.3 | 19.7 | 3 | 3 |  |  |  | 199000 | 0.92 | 184 |  | 5.8 | 5.8 | 95 | 16.8 | 31.9 | 19.7 | 2016-10-25 | 2018-12-11 | United States, Canada | ES_29975_RGH-199*_08012018235457_9233539 | Gas Instantaneous | HIGH DRAW | Gas InstantaneousHIGH DRAW | 30 | 199 |  |  |  | 0.93346
2323848 | Ariston Thermo USA, LLC | HTP | Crossover | RGH20-75F |  | Gas Storage | Propane, Natural Gas |  | 20 | 44.7 | 11 | 21 | 3 |  |  |  |  | 75000 | 0.88 |  | 127 |  |  | 98 |  |  |  | 2017-02-22 | 2018-12-11 | United States, Canada | ES_29975_RGH20-75F_08022018000459_7969718 | Gas Storage | HIGH DRAW | Gas StorageHIGH DRAW | 30 | 75 | 229.1702 |  |  | 0.89288
2323818 | Ariston Thermo USA, LLC | HTP | Crossover | RGH20-76F |  | Gas Storage | Propane, Natural Gas |  | 20 | 44.7 | 11 | 21 | 3 | 3 |  |  |  | 76000 | 0.89 | 190 | 131 |  |  | 96 |  |  |  | 2017-05-23 | 2018-12-11 | United States, Canada | ES_29975_RGH20-76F_08012018234816_6057172 | Gas Storage | HIGH DRAW | Gas StorageHIGH DRAW | 30 | 76 | 158.4992 |  |  | 0.90302
2323831 | Ariston Thermo USA, LLC | HTP | Hydra-Smart | RT-150 |  | Gas Tankless | Propane, Natural Gas |  | 1 | 27.6 | 27.6 | 14.8 | 3 |  |  |  |  | 150000 | 0.93 | 180 |  | 4.5 | 4.5 | 95 | 13 | 28 | 17 | 2017-07-21 | 2018-12-11 | United States, Canada | ES_29975_RT-150_08012018235235_0303901 | Gas Instantaneous | HIGH DRAW | Gas InstantaneousHIGH DRAW | 2 | 150 |  |  |  | 0.9436
2323819 | Ariston Thermo USA, LLC | HTP | Hydra-Smart | RT-199 |  | Gas Tankless | Propane, Natural Gas |  | 1 | 27.6 | 27.6 | 12.6 | 3 |  |  |  |  | 199000 | 0.96 | 51 |  | 5.9 | 5.9 | 99 | 15 | 28 | 17 | 2014-01-26 | 2018-12-11 | United States, Canada | ES_29975_RT-199_08012018234939_9973020 | Gas Instantaneous | HIGH DRAW | Gas InstantaneousHIGH DRAW | 2 | 199 |  |  |  | 0.97403
2323822 | Ariston Thermo USA, LLC | HTP | Hydra-Smart | RTC-199 |  | Gas Tankless | Propane, Natural Gas |  | 1 | 27.6 | 27.6 | 12.6 | 3 | 3 |  |  |  | 199000 | 0.93 | 158 |  | 5.9 | 5.9 | 96 | 15 | 28 | 17 | 2015-09-01 | 2018-12-11 | United States, Canada | ES_29975_RTC-199_08012018234946_2427993 | Gas Instantaneous | HIGH DRAW | Gas InstantaneousHIGH DRAW | 2 | 199 |  |  |  | 0.9436
2317677 | Ariston Thermo USA, LLC | Westinghouse | Heat Pump Water Heater | HPWH50W |  | Hybrid/Electric Heat Pump | Electric |  | 49 | 69 |  | 22 |  |  | 4.5 | 240 | 1562 |  | 2.8 |  | 66 |  |  | 100 |  |  |  | 2016-01-10 | 2019-04-02 | United States, Canada | ES_29975_HPWH50W_04052018172531_7147253 | Heat Pump | MEDIUM DRAW | Heat PumpMEDIUM DRAW | 50 | 15.354 | -848.9997 |  |  | 2.8405
2323855 | Ariston Thermo USA, LLC | Westinghouse | Gas Water Heater | WGC055**100 |  | Gas-fired Storage Residential-duty Commercial | Natural Gas,Propane |  | 53 | 52 | 5.2 | 23 | 3 | 3 |  |  |  | 100000 | 0.89 | 183 |  |  |  | 99 |  |  |  | 2007-08-20 | 2021-03-25 | United States, Canada | ES_29975_WGC055**100_08022018000828_7310114 | Residential-Duty Gas Storage | Unknown | Residential-Duty Gas StorageUnknown | 55 | 100 |  |  |  | 0.90302
2323851 | Ariston Thermo USA, LLC | Westinghouse | Gas Water Heater | WGC080**100 |  | Gas-fired Storage Residential-duty Commercial | Natural Gas,Propane |  | 75 | 72 | 7.8 | 27 | 3 | 3 |  |  |  | 100000 | 0.93 | 182 |  |  |  | 99 |  |  |  | 2007-08-20 | 2021-03-25 | United States, Canada | ES_29975_WGC080**100_08022018000634_7732036 | Residential-Duty Gas Storage | Unknown | Residential-Duty Gas StorageUnknown | 75 | 100 |  |  |  | 0.9436
2323857 | Ariston Thermo USA, LLC | Westinghouse | Gas Water Heater | WGC119**100 |  | Gas-fired Storage Residential-duty Commercial | Natural Gas,Propane |  | 112 | 74 | 10.5 | 23 | 3 | 3 |  |  |  | 100000 | 0.9 | 188 |  |  |  | 96 |  |  |  | 2007-08-20 | 2021-03-25 | United States, Canada | ES_29975_WGC119**100_08022018000923_8866366 | Residential-Duty Gas Storage | Unknown | Residential-Duty Gas StorageUnknown | 120 | 100 |  |  |  | 0.91317
2323853 | Ariston Thermo USA, LLC | Westinghouse | Hybrid Water Heater | WGCGH**199* |  | Gas Tankless | Propane, Natural Gas |  | 4 | 31.9 | 37 | 19.7 | 3 | 3 |  |  |  | 199000 | 0.92 | 185 |  | 5.9 | 5.9 | 96 | 17 | 32 | 20 | 2017-06-13 | 2018-12-11 | United States, Canada | ES_29975_WGCGH**199*_08022018000723_3104346 | Gas Instantaneous | HIGH DRAW | Gas InstantaneousHIGH DRAW | 30 | 199 |  |  |  | 0.93346
2323847 | Ariston Thermo USA, LLC | Westinghouse | Gas Water Heater | WGR050**076 |  | Gas-fired Storage Residential-duty Commercial | Natural Gas,Propane |  | 48 | 44.7 | 6.8 | 23 | 3 | 3 |  |  |  | 76000 | 0.9 | 188 |  |  |  | 96 |  |  |  | 2007-08-20 | 2021-03-25 | United States, Canada | ES_29975_WGR050**076_08022018000355_9705351 | Residential-Duty Gas Storage | Unknown | Residential-Duty Gas StorageUnknown | 50 | 76 |  |  |  | 0.91317
2323845 | Ariston Thermo USA, LLC | Westinghouse | Gas Water Heater | WGR060**076 |  | Gas-fired Storage Residential-duty Commercial | Natural Gas,Propane |  | 58 | 56.6 | 6.8 | 23 | 3 | 3 |  |  |  | 76000 | 0.88 | 192 |  |  |  | 97 |  |  |  | 2007-08-20 | 2021-03-25 | United States, Canada | ES_29975_WGR060**076_08022018000246_1603736 | Residential-Duty Gas Storage | Unknown | Residential-Duty Gas StorageUnknown | 60 | 76 |  |  |  | 0.89288
2323843 | Ariston Thermo USA, LLC | Westinghouse | Gas Water Heater | WGR080**076 |  | Gas-fired Storage Residential-duty Commercial | Natural Gas,Propane |  | 77 | 69 | 6.8 | 23 | 3 | 3 |  |  |  | 76000 | 0.87 | 194 |  |  |  | 94 |  |  |  | 2007-08-20 | 2021-03-25 | United States, Canada | ES_29975_WGR080**076_08012018235830_9438140 | Residential-Duty Gas Storage | Unknown | Residential-Duty Gas StorageUnknown | 80 | 76 |  |  |  | 0.88273
2323841 | Ariston Thermo USA, LLC | Westinghouse | Hybrid Water Heater | WGRGH**150* |  | Gas Tankless | Propane, Natural Gas |  | 2 | 29.9 | 34.2 | 17.3 | 3 | 3 |  |  |  | 150000 | 0.94 | 180 |  | 4.4 | 4.4 | 97 | 15.4 | 29.9 | 17.3 | 2017-03-09 | 2018-12-11 | United States, Canada | ES_29975_WGRGH**150*_08012018235648_6174075 | Gas Instantaneous | HIGH DRAW | Gas InstantaneousHIGH DRAW | 2 | 150 |  |  |  | 0.95374
2323839 | Ariston Thermo USA, LLC | Westinghouse | Hybrid Water Heater | WGRGH**199* |  | Gas Tankless | Propane, Natural Gas |  | 4 | 31.9 | 36.3 | 19.7 | 3 | 3 |  |  |  | 199000 | 0.92 | 184 |  | 5.8 | 5.8 | 95 | 16.8 | 31.9 | 19.7 | 2016-10-25 | 2018-12-11 | United States, Canada | ES_29975_WGRGH**199*_08012018235500_9691670 | Gas Instantaneous | HIGH DRAW | Gas InstantaneousHIGH DRAW | 30 | 199 |  |  |  | 0.93346
2323849 | Ariston Thermo USA, LLC | Westinghouse | Volume Tank Water Heater | WGRGH20**75F |  | Gas Storage | Propane, Natural Gas |  | 20 | 44.7 | 11 | 21 | 3 | 3 |  |  |  | 75000 | 0.88 | 192 | 127 |  |  | 98 |  |  |  | 2017-02-22 | 2018-12-11 | United States, Canada | ES_29975_WGRGH20**75F_08022018000501_1459492 | Gas Storage | HIGH DRAW | Gas StorageHIGH DRAW | 30 | 75 | 229.1702 |  |  | 0.89288
2323837 | Ariston Thermo USA, LLC | Westinghouse | Volume Tank Water Heater | WGRGH20**76F |  | Gas-fired Storage Residential-duty Commercial | Natural Gas,Propane |  | 20 | 44.7 | 11 | 21 | 3 | 3 |  |  |  | 76000 | 0.89 | 191 |  |  |  | 96 |  |  |  | 2017-05-23 | 2021-03-25 | United States, Canada | ES_29975_WGRGH20**76F_08012018235354_6160406 | Residential-Duty Gas Storage | Unknown | Residential-Duty Gas StorageUnknown | 30 | 76 |  |  |  | 0.90302
2323823 | Ariston Thermo USA, LLC | Westinghouse | Gas Tankless Water Heater | WGRTCNG199 |  | Gas Tankless | Natural Gas |  | 1 | 27.6 | 27.6 | 12.6 | 3 | 3 |  |  |  | 199000 | 0.93 | 158 |  | 5.9 | 5.9 | 96 | 15 | 28 | 17 | 2015-09-01 | 2018-12-11 | United States, Canada | ES_29975_WGRTCNG199_08012018234948_8949409 | Gas Instantaneous | HIGH DRAW | Gas InstantaneousHIGH DRAW | 2 | 199 |  |  |  | 0.9436
2323832 | Ariston Thermo USA, LLC | Westinghouse | Gas Tankless Water Heater | WGRTNG150 |  | Gas Tankless | Natural Gas |  | 1 | 27.6 | 27.6 | 14.8 | 3 | 3 |  |  |  | 150000 | 0.93 | 182 |  | 4.5 | 4.5 | 95 | 13 | 28 | 17 | 2017-07-21 | 2018-12-11 | United States, Canada | ES_29975_WGRTNG150_08012018235238_6476653 | Gas Instantaneous | HIGH DRAW | Gas InstantaneousHIGH DRAW | 2 | 150 |  |  |  | 0.9436
2323820 | Ariston Thermo USA, LLC | Westinghouse | Gas Tankless Water Heater | WGRTNG199 |  | Gas Tankless | Natural Gas |  | 1 | 27.6 | 27.6 | 12.6 | 3 | 3 |  |  |  | 199000 | 0.96 | 153 |  | 5.9 | 5.9 | 99 | 15 | 28 | 17 | 2014-01-30 | 2018-12-11 | United States, Canada | ES_29975_WGRTNG199_08012018234941_2590743 | Gas Instantaneous | HIGH DRAW | Gas InstantaneousHIGH DRAW | 2 | 199 |  |  |  | 0.97403
2317257 | Bosch Thermotechnology Corporation | Bosch | Greentherm | T9800 SE 160 |  | Gas Tankless | Propane, Natural Gas |  | 1 |  |  |  | 2 |  |  |  |  | 160000 | 0.92 | 150 |  | 4.7 | 4.7 | 100 | 10 | 32 | 19 | 2016-12-01 | 2018-12-11 | United States, Canada | ES_16809_T9800 SE 160_04052018142856_7598451 | Gas Instantaneous | HIGH DRAW | Gas InstantaneousHIGH DRAW | 2 | 160 |  |  |  | 0.93346
2317244 | Bosch Thermotechnology Corporation | Bosch | Greentherm | T9800 SE 199 |  | Gas Tankless | Propane, Natural Gas |  | 1 |  |  |  | 2 |  |  |  |  | 199000 | 0.96 | 151 |  | 5.4 | 5.4 | 100 | 10 | 32 | 19 | 2016-12-01 | 2018-04-30 | United States, Canada | ES_16809_T9800 SE 199_04052018140923_4711996 | Gas Instantaneous | HIGH DRAW | Gas InstantaneousHIGH DRAW | 2 | 199 |  |  |  | 0.97403
2317258 | Bosch Thermotechnology Corporation | Bosch | Greentherm | T9800 SEO 160 |  | Gas Tankless | Propane, Natural Gas |  | 1 |  |  |  | 2 |  |  |  |  | 160000 | 0.97 | 150 |  | 4.7 | 4.7 | 100 | 10 | 32 | 19 | 2016-12-01 | 2018-04-30 | United States, Canada | ES_16809_T9800 SEO 160_04052018142858_9103358 | Gas Instantaneous | HIGH DRAW | Gas InstantaneousHIGH DRAW | 2 | 160 |  |  |  | 0.98418
2317245 | Bosch Thermotechnology Corporation | Bosch | Greentherm | T9800 SEO 199 |  | Gas Tankless | Propane, Natural Gas |  | 1 |  |  |  | 2 |  |  |  |  | 199000 | 0.96 | 151 |  | 5.4 | 5.4 | 100 | 10 | 32 | 19 | 2016-12-01 | 2018-04-30 | United States, Canada | ES_16809_T9800 SEO 199_04052018140925_5170128 | Gas Instantaneous | HIGH DRAW | Gas InstantaneousHIGH DRAW | 2 | 199 |  |  |  | 0.97403
2317249 | Bosch Thermotechnology Corporation | Bosch | Greentherm | T9900I SE 199 |  | Gas Tankless | Propane, Natural Gas |  | 1 |  |  |  | 2 |  |  |  |  | 199000 | 0.96 | 151 |  | 5.4 | 5.4 | 100 | 10 | 32 | 19 | 2016-12-01 | 2018-04-30 | United States, Canada | ES_16809_T9900I SE 199_04052018140935_1846005 | Gas Instantaneous | HIGH DRAW | Gas InstantaneousHIGH DRAW | 2 | 199 |  |  |  | 0.97403
2317259 | Bosch Thermotechnology Corporation | Bosch | Greentherm | T9900 SE 160 |  | Gas Tankless | Propane, Natural Gas |  | 1 |  |  |  | 2 |  |  |  |  | 160000 | 0.97 | 150 |  | 4.7 | 4.7 | 100 | 10 | 32 | 19 | 2016-12-01 | 2018-04-30 | United States, Canada | ES_16809_T9900 SE 160_04052018142901_1895804 | Gas Instantaneous | HIGH DRAW | Gas InstantaneousHIGH DRAW | 2 | 160 |  |  |  | 0.98418
2317246 | Bosch Thermotechnology Corporation | Bosch | Greentherm | T9900 SE 199 |  | Gas Tankless | Propane, Natural Gas |  | 1 |  |  |  | 2 |  |  |  |  | 199000 | 0.96 | 151 |  | 5.4 | 5.4 | 100 | 10 | 32 | 19 | 2016-12-01 | 2018-04-30 | United States, Canada | ES_16809_T9900 SE 199_04052018140928_0263085 | Gas Instantaneous | HIGH DRAW | Gas InstantaneousHIGH DRAW | 2 | 199 |  |  |  | 0.97403
2317473 | Bosch Thermotechnology Corporation | Bradford White | RTG-K-160N2 | RTG-K-160N1 |  | Gas Tankless | Natural Gas,Propane | [5 empty] | 2 |  |  |  |  | 160000 | 0.92 | 150 |  | 4.7 | 4.7 |  | 10 | 32 | 19 | 2018-07-01 | 2021-04-29 | United States, Canada | ES_16809_RTG-K-160N1_04052018154708_0992373 | Gas Instantaneous | HIGH DRAW | Gas InstantaneousHIGH DRAW | 2 | 160 |  |  |  | 0.93346
2317471 | Bosch Thermotechnology Corporation | Bradford White | RTG-K-160N2 | RTG-K-160N2 |  | Gas Tankless | Natural Gas,Propane | [5 empty] | 2 |  |  |  |  | 160000 | 0.92 | 150 |  | 4.7 | 4.7 |  | 10 | 32 | 19 | 2018-07-01 | 2021-04-29 | United States, Canada | ES_16809_RTG-K-160N2_04052018154703_5091837 | Gas Instantaneous | HIGH DRAW | Gas InstantaneousHIGH DRAW | 2 | 160 |  |  |  | 0.93346
2317620 | Bosch Thermotechnology Corporation | Bradford White | RTG-K-199N1 | RTG-K-199N1 |  | Gas Tankless | Propane, Natural Gas |  | 1 |  |  |  | 2 |  |  |  |  | 160000 | 0.96 | 151 |  | 5.4 | 5.4 | 100 | 10 | 32 | 19 | 2018-09-01 | 2018-04-30 | United States, Canada | ES_16809_RTG-K-199N1_04052018171210_3204498 | Gas Instantaneous | HIGH DRAW | Gas InstantaneousHIGH DRAW | 2 | 160 |  |  |  | 0.97403
2327426 | Bosch Thermotechnology Corporation | Bradford White | RTG-K-199N2 | RTG-K-199N2 |  | Gas Tankless | Natural Gas,Propane | [5 empty] | 2 |  |  |  |  | 199000 | 0.96 | 151 |  | 5.4 | 5.4 |  | 10 | 32 | 19 | 2018-07-01 | 2021-04-29 | United States, Canada | ES_16809_RTG-K-199N2_10112018222106_0605442 | Gas Instantaneous | HIGH DRAW | Gas InstantaneousHIGH DRAW | 2 | 199 |  |  |  | 0.97403
2317499 | Bosch Thermotechnology Corporation | PurePro | TL-Pro | PROTL175CN |  | Gas Tankless | Natural Gas |  | 0 |  |  |  | 3 | 4 |  |  |  | 175000 | 0.91 |  |  | 4.7 | 4.7 | 94 | 11 | 31 | 18 | 2018-01-01 | 2018-04-30 | United States | ES_16809_PROTL175CN_04052018155059_2053992 | Gas Instantaneous | HIGH DRAW | Gas InstantaneousHIGH DRAW | 2 | 175 |  |  |  | 0.92331
2317254 | Bosch Thermotechnology Corporation | PurePro | TL-Pro | PROTL199CN |  | Gas Tankless | Natural Gas |  | 1 |  |  |  | 3 | 4 |  |  |  | 199000 | 0.92 |  |  | 5.5 | 5.5 | 96 | 11 | 31 | 18 | 2018-01-01 | 2018-04-30 | United States | ES_16809_PROTL199CN_04052018141008_7183177 | Gas Instantaneous | HIGH DRAW | Gas InstantaneousHIGH DRAW | 2 | 199 |  |  |  | 0.93346
2317627 | Bradford White Corporation | Bradford White | URG2D40S*N | URG2D40S*N |  | Gas Storage | Natural Gas |  | 38 | 47.7 | 54.5 | 22 | 3 | 4 |  |  |  | 38000 | 0.64 |  | 67 |  |  | 78 |  |  |  | 2017-03-01 | 2021-04-30 | United States, Canada | ES_92896_URG2D40S*N_04052018171502_5805980 | Gas Storage | MEDIUM DRAW | Gas StorageMEDIUM DRAW | 40 | 38 | 295.8737 |  |  | 0.64942
2317647 | Bradford White Corporation | Bradford White | URG2D50S*N | URG2D50S*N |  | Gas Storage | Natural Gas |  | 47 | 56.5 | 63.5 | 22 | 3 | 4 |  |  |  | 40000 | 0.68 |  | 81 |  |  | 79 |  |  |  | 2017-01-01 | 2020-11-09 | United States, Canada | ES_92896_URG2D50S*N_04052018171622_4836615 | Gas Storage | HIGH DRAW | Gas StorageHIGH DRAW | 50 | 40 | 341.098 |  |  | 0.69
2316430 | Noritz America Corporation | Noritz | NRC711 | NRC711-DV-NG |  | Gas Tankless | Natural Gas |  | 1 |  | 24 |  | 3 | 3 |  |  |  | 157000 | 0.89 | 157 |  | 4.3 | 4.3 | 92 | 7 | 24 | 14 | 2014-01-01 | 2018-05-02 | United States, Canada | ES_1070591_NRC711-DV-NG_04032018181019_8178742 | Gas Instantaneous | HIGH DRAW | Gas InstantaneousHIGH DRAW | 2 | 157 |  |  |  | 0.90302
2316427 | Noritz America Corporation | Noritz | NRC711 | NRC711-OD-NG |  | Gas Tankless | Natural Gas |  | 1 |  | 21 |  | 1 |  |  |  |  | 157000 | 0.89 | 158 |  | 4.3 | 4.3 | 91 | 7 | 21 | 14 | 2014-01-01 | 2018-05-02 | United States, Canada | ES_1070591_NRC711-OD-NG_04032018181005_5221429 | Gas Instantaneous | HIGH DRAW | Gas InstantaneousHIGH DRAW | 2 | 157 |  |  |  | 0.90302
2326156 | Noritz America Corporation | Noritz | NRC98DV (GQ-C2857WS-FF US) | NRC98DV (GQ-C2857WS-FF US) |  | Gas Tankless | Propane, Natural Gas |  | 1 | 24.2 | 24.2 | 18.3 | 3 | 4 |  |  |  | 180000 | 0.91 | 161 |  | 5.1 | 5.1 | 94 | 9.4 | 24.2 | 18.3 | 2016-05-01 | 2018-12-11 | United States, Canada | ES_1070591_NRC98DV (GQ-C2857WS-FF US)_09202018144555_2467670 | Gas Instantaneous | HIGH DRAW | Gas InstantaneousHIGH DRAW | 2 | 180 |  |  |  | 0.92331
2327404 | Noritz America Corporation | Noritz | NRC98OD (GQ-C2857WS US) | NRC98OD (GQ-C2857WS US) |  | Gas Tankless | Propane, Natural Gas |  | 1 | 24.2 | 19.7 | 18.3 | 3 | 4 |  |  |  | 180000 | 0.92 | 161 |  | 5.2 | 5.2 | 94 | 9.4 | 24.2 | 18.3 | 2016-05-01 | 2018-10-11 | United States | ES_1070591_NRC98OD (GQ-C2857WS US)_10112018212315_9654499 | Gas Instantaneous | HIGH DRAW | Gas InstantaneousHIGH DRAW | 2 | 180 |  |  |  | 0.93346
2317667 | Noritz America Corporation | Noritz | NRCP1112 | NRCP1112-DV-NG |  | Gas Tankless | Natural Gas |  | 1 |  | 31 |  | 2 | 2 |  |  |  | 199000 | 0.94 | 158 |  | 5.7 | 5.7 | 99 | 15 | 29 | 17 | 2014-10-01 | 2018-05-02 | United States, Canada | ES_1070591_NRCP1112-DV-NG_04052018172320_1951815 | Gas Instantaneous | HIGH DRAW | Gas InstantaneousHIGH DRAW | 2 | 199 |  |  |  | 0.95374
2345560 | Noritz America Corporation | Noritz | NRCP111-DV | NRCP111-DV |  | Gas Tankless | Propane, Natural Gas |  | 1 | 29 | 31 | 17 | 2 | 2 |  |  |  | 199000 | 0.94 | 158 |  | 5.7 | 5.7 | 99 | 15 | 29 | 17 | 2019-04-01 | 2019-08-28 | United States, Canada | ES_1070591_NRCP111-DV_08282019151544_0462306 | Gas Instantaneous | HIGH DRAW | Gas InstantaneousHIGH DRAW | 2 | 199 |  |  |  | 0.95374
2317652 | Noritz America Corporation | Noritz | NRCP982 | NRCP982-DV-NG |  | Gas Tankless | Natural Gas |  | 1 |  | 31 |  | 2 | 2 |  |  |  | 180000 | 0.94 | 156 |  | 5.4 | 5.4 | 99 | 15 | 29 | 17 | 2014-10-01 | 2018-05-02 | United States, Canada | ES_1070591_NRCP982-DV-NG_04052018171638_3635952 | Gas Instantaneous | HIGH DRAW | Gas InstantaneousHIGH DRAW | 2 | 180 |  |  |  | 0.95374
2345559 | Noritz America Corporation | Noritz | NRCP98-DV | NRCP98-DV |  | Gas Tankless | Propane, Natural Gas |  | 1 | 29 | 31 | 17 | 2 | 2 |  |  |  | 180000 | 0.94 | 156 |  | 5.4 | 5.4 | 99 | 15 | 29 | 17 | 2019-04-01 | 2019-08-28 | United States, Canada | ES_1070591_NRCP98-DV_08282019151429_0429888 | Gas Instantaneous | HIGH DRAW | Gas InstantaneousHIGH DRAW | 2 | 180 |  |  |  | 0.95374
2344486 | Noritz America Corporation | Noritz | NRCR111DV (GQ-C3260WXQ-FF US) | NRCR111DV (GQ-C3260WXQ-FF US) |  | Gas Tankless | Natural Gas,Propane | [5 empty] | 2 | 3 |  |  |  | 199000 | 0.97 | 175 |  | 5.6 | 5.6 |  | 14.1 | 27 | 18.5 | 2020-01-01 | 2021-01-13 | United States, Canada | ES_1070591_NRCR111DV (GQ-C3260WXQ-FF US)_08132019220705_6358478 | Gas Instantaneous | HIGH DRAW | Gas InstantaneousHIGH DRAW | 2 | 199 |  |  |  | 0.98418
2344484 | Noritz America Corporation | Noritz | NRCR92DV (GQ-C2660WXQ-FF US) | NRCR92DV (GQ-C2660WXQ-FF US) |  | Gas Tankless | Natural Gas,Propane | [5 empty] | 2 | 3 |  |  |  | 165000 | 0.97 | 175 |  | 4.9 | 4.9 |  | 14.1 | 27 | 18.5 | 2020-01-01 | 2021-01-13 | United States, Canada | ES_1070591_NRCR92DV (GQ-C2660WXQ-FF US)_08132019220657_3761803 | Gas Instantaneous | HIGH DRAW | Gas InstantaneousHIGH DRAW | 2 | 165 |  |  |  | 0.98418
2358027 | Noritz America Corporation | THERMALUX | NERC11DV (GQ-C3257WX-FF ET US) | NERC11DV (GQ-C3257WX-FF ET US) |  | Gas Tankless | Natural Gas,Propane | [5 empty] | 3 | 4 |  |  |  | 199000 | 0.91 | 161 |  | 5.7 | 5.7 |  | 9.4 | 24.2 | 18.3 | 2020-03-02 | 2020-04-14 | United States, Canada | ES_1070591_NERC11DV (GQ-C3257WX-FF ET US)_03312020163201_779297 | Gas Instantaneous | HIGH DRAW | Gas InstantaneousHIGH DRAW | 2 | 199 |  |  |  | 0.92331
2358026 | Noritz America Corporation | THERMALUX | NERC98DV (GQ-C2857WS-FF ET US) | NERC98DV (GQ-C2857WS-FF ET US) |  | Gas Tankless | Natural Gas,Propane | [5 empty] | 3 | 4 |  |  |  | 180000 | 0.91 | 161 |  | 5.1 | 5.1 |  | 9.4 | 24.2 | 18.3 | 2020-03-02 | 2020-04-14 | United States, Canada | ES_1070591_NERC98DV (GQ-C2857WS-FF ET US)_03312020163201_395869 | Gas Instantaneous | HIGH DRAW | Gas InstantaneousHIGH DRAW | 2 | 180 |  |  |  | 0.92331
2359785 | P. B. Heat, LLC | PAVILION | PR199DV (GQ-C3260WXQ-FF PB US) | PR199DV (GQ-C3260WXQ-FF PB US) |  | Gas Tankless | Natural Gas,Propane | [5 empty] | 2 | 3 |  |  |  | 199000 | 0.97 | 175 |  | 5.6 | 5.6 |  | 14.1 | 27 | 18.5 | 2020-05-01 | 2021-04-29 | United States, Canada | ES_1070591_PR199DV (GQ-C3260WXQ-FF PB US)_05042020150222_7464554 | Gas Instantaneous | HIGH DRAW | Gas InstantaneousHIGH DRAW | 2 | 199 |  |  |  | 0.98418
2359786 | P. B. Heat, LLC | PAVILION | UT199DV (GQ-C3260WX-FF PB US) | UT199DV (GQ-C3260WX-FF PB US) |  | Gas Tankless | Natural Gas,Propane | [5 empty] | 2 | 3 |  |  |  | 199000 | 0.97 | 175 |  | 5.6 | 5.6 |  | 14.1 | 27 | 18.5 | 2020-05-01 | 2021-04-29 | United States, Canada | ES_1070591_UT199DV (GQ-C3260WX-FF PB US)_05042020150214_2193209 | Gas Instantaneous | HIGH DRAW | Gas InstantaneousHIGH DRAW | 2 | 199 |  |  |  | 0.98418
2358499 | Rheem-Ruud Manufacturing | EcoSmart | RTGH-84XLN-2 | ESGH-84-XLN-2 |  | Gas Tankless | Natural Gas | [5 empty] | 2 | 10 |  |  |  | 157000 | 0.93 | 182 |  | 4.5 | 4.5 |  | 9.8 | 27.5 | 18.5 | 2018-04-03 | 2020-04-24 | United States | ES_1045829_ESGH-84-XLN-2_04162020153315_7694848 | Gas Instantaneous | HIGH DRAW | Gas InstantaneousHIGH DRAW | 2 | 157 |  |  |  | 0.9436
2358469 | Rheem-Ruud Manufacturing | EcoSmart | RTGH-90XLN-2 | ESGH-90-XLN-2 |  | Gas Tankless | Natural Gas | [5 empty] | 2 | 10 |  |  |  | 180000 | 0.93 | 182 |  | 5.2 | 5.2 |  | 9.8 | 27.5 | 18.5 | 2018-04-03 | 2020-04-24 | United States | ES_1045829_ESGH-90-XLN-2_04162020153312_3028525 | Gas Instantaneous | HIGH DRAW | Gas InstantaneousHIGH DRAW | 2 | 180 |  |  |  | 0.9436
2358482 | Rheem-Ruud Manufacturing | EcoSmart | RTGH-95XLN-2 | ESGH-95-XLN-2 |  | Gas Tankless | Natural Gas | [5 empty] | 2 | 10 |  |  |  | 199000 | 0.93 | 182 |  | 5.6 | 5.6 |  | 9.8 | 27.5 | 18.5 | 2018-04-03 | 2020-04-24 | United States | ES_1045829_ESGH-95-XLN-2_04162020153305_6749580 | Gas Instantaneous | HIGH DRAW | Gas InstantaneousHIGH DRAW | 2 | 199 |  |  |  | 0.9436
2358507 | Rheem-Ruud Manufacturing | Rheem | RTGH-84XLN-2 | ECOH160XLN-2 |  | Gas Tankless | Natural Gas | [5 empty] | 2 | 10 |  |  |  | 157000 | 0.93 | 182 |  | 4.5 | 4.5 |  | 9.8 | 27.5 | 18.5 | 2018-04-03 | 2020-04-24 | United States | ES_1045829_ECOH160XLN-2_04162020153312_4954413 | Gas Instantaneous | HIGH DRAW | Gas InstantaneousHIGH DRAW | 2 | 157 |  |  |  | 0.9436
2358475 | Rheem-Ruud Manufacturing | Rheem | RTGH-90XLN-2 | ECOH180XELN-2 |  | Gas Tankless | Natural Gas | [5 empty] | 2 | 10 |  |  |  | 180000 | 0.93 | 182 |  | 5.2 | 5.2 |  | 9.8 | 27.5 | 18.5 | 2018-04-03 | 2020-04-24 | United States | ES_1045829_ECOH180XELN-2_04162020153309_6543326 | Gas Instantaneous | HIGH DRAW | Gas InstantaneousHIGH DRAW | 2 | 180 |  |  |  | 0.9436
2358480 | Rheem-Ruud Manufacturing | Rheem | RTGH-90XLN-2 | ECOH180XLN-2 |  | Gas Tankless | Natural Gas | [5 empty] | 2 | 10 |  |  |  | 180000 | 0.93 | 182 |  | 5.2 | 5.2 |  | 9.8 | 27.5 | 18.5 | 2018-04-03 | 2020-04-24 | United States | ES_1045829_ECOH180XLN-2_04162020153305_2312000 | Gas Instantaneous | HIGH DRAW | Gas InstantaneousHIGH DRAW | 2 | 180 |  |  |  | 0.9436
2358493 | Rheem-Ruud Manufacturing | Rheem | RTGH-95XLN-2 | ECOH200XELN-2 |  | Gas Tankless | Natural Gas | [5 empty] | 2 | 10 |  |  |  | 199000 | 0.93 | 182 |  | 5.6 | 5.6 |  | 9.8 | 27.5 | 18.5 | 2018-04-03 | 2020-04-24 | United States | ES_1045829_ECOH200XELN-2_04162020153247_7873171 | Gas Instantaneous | HIGH DRAW | Gas InstantaneousHIGH DRAW | 2 | 199 |  |  |  | 0.9436
2358492 | Rheem-Ruud Manufacturing | Rheem | RTGH-95XLN-2 | ECOH200XLN-2 |  | Gas Tankless | Natural Gas | [5 empty] | 2 | 10 |  |  |  | 199000 | 0.93 | 182 |  | 5.6 | 5.6 |  | 9.8 | 27.5 | 18.5 | 2018-04-03 | 2020-04-24 | United States | ES_1045829_ECOH200XLN-2_04162020153252_118533 | Gas Instantaneous | HIGH DRAW | Gas InstantaneousHIGH DRAW | 2 | 199 |  |  |  | 0.9436
2323709 | Rheem-Ruud Manufacturing | Rheem | PRO+G40-38U RH67 PD | PRO+G40-38U RH67 PD |  | Gas Storage | Natural Gas |  | 38 | 59.1 | 65.3 | 16 | 3 | 4 |  |  |  | 38000 | 0.64 | 173 | 67 |  |  | 75 |  |  |  | 2018-02-23 | 2019-04-29 | United States | ES_1045829_PRO+G40-38U RH67 PD_08012018011719_7052526 | Gas Storage | MEDIUM DRAW | Gas StorageMEDIUM DRAW | 40 | 38 | 232.4722 |  |  | 0.64942
2317261 | Rheem-Ruud Manufacturing | Rheem | RTGH-84XLN-1 | RTGH-84XLN-1 |  | Gas Tankless | Natural Gas |  | 0 |  |  |  | 3 | 3 |  |  |  | 157000 | 0.93 | 182 |  | 4.5 | 4.5 | 96 | 10 | 28 | 19 | 2017-03-27 | 2018-04-30 | United States | ES_1045829_RTGH-84XLN-1_04052018143119_2907803 | Gas Instantaneous | HIGH DRAW | Gas InstantaneousHIGH DRAW | 2 | 157 |  |  |  | 0.9436
2358508 | Rheem-Ruud Manufacturing | Rheem | RTGH-84XLN-2 | RTGH-84XLN-2 |  | Gas Tankless | Natural Gas | [5 empty] | 2 | 10 |  |  |  | 157000 | 0.93 | 182 |  | 4.5 | 4.5 |  | 9.8 | 27.5 | 18.5 | 2018-04-03 | 2020-04-24 | United States | ES_1045829_RTGH-84XLN-2_04162020115326_1842681 | Gas Instantaneous | HIGH DRAW | Gas InstantaneousHIGH DRAW | 2 | 157 |  |  |  | 0.9436
2358497 | Rheem-Ruud Manufacturing | Rheem | RTGH-90XLN-2 | RTGH-90XLN-2 |  | Gas Tankless | Natural Gas | [5 empty] | 2 | 10 |  |  |  | 180000 | 0.93 | 182 |  | 5.2 | 5.2 |  | 9.8 | 27.5 | 18.5 | 2018-04-03 | 2020-04-24 | United States | ES_1045829_RTGH-90XLN-2_04162020115324_692638 | Gas Instantaneous | HIGH DRAW | Gas InstantaneousHIGH DRAW | 2 | 180 |  |  |  | 0.9436
2358496 | Rheem-Ruud Manufacturing | Rheem | RTGH-95XLN-2 | RTGH-95XELN-2 |  | Gas Tankless | Natural Gas | [5 empty] | 2 | 10 |  |  |  | 199000 | 0.93 | 182 |  | 5.6 | 5.6 |  | 9.8 | 27.5 | 18.5 | 2018-04-03 | 2020-04-24 | United States | ES_1045829_RTGH-95XELN-2_04162020153235_135651 | Gas Instantaneous | HIGH DRAW | Gas InstantaneousHIGH DRAW | 2 | 199 |  |  |  | 0.9436
2358498 | Rheem-Ruud Manufacturing | Rheem | RTGH-95XLN-2 | RTGH-95XLN-2 |  | Gas Tankless | Natural Gas | [5 empty] | 2 | 10 |  |  |  | 199000 | 0.93 | 182 |  | 5.6 | 5.6 |  | 9.8 | 27.5 | 18.5 | 2018-04-03 | 2020-04-24 | United States | ES_1045829_RTGH-95XLN-2_04162020115324_900342 | Gas Instantaneous | HIGH DRAW | Gas InstantaneousHIGH DRAW | 2 | 199 |  |  |  | 0.9436
2317317 | Rheem-Ruud Manufacturing | Richmond | RMTGH84DVLN-1 | RMTGH84DVLN-1 |  | Gas Tankless | Natural Gas |  | 0 | 0 | 22 | 0 | 3 | 3 |  |  |  | 157000 | 0.93 | 182 |  | 4.6 | 4.6 | 96 | 10 | 28 | 19 | 2017-03-27 | 2019-12-04 | United States | ES_1045829_RMTGH84DVLN-1_04052018143514_0444300 | Gas Instantaneous | HIGH DRAW | Gas InstantaneousHIGH DRAW | 2 | 157 |  |  |  | 0.9436
2317275 | Rheem-Ruud Manufacturing | Richmond | RMTGH84XLN-1 | RMTGH84XLN-1 |  | Gas Tankless | Natural Gas |  | 0 |  |  |  | 3 | 3 |  |  |  | 157000 | 0.93 | 182 |  | 4.5 | 4.5 | 96 | 10 | 28 | 19 | 2017-03-27 | 2019-12-13 | United States | ES_1045829_RMTGH84XLN-1_04052018143152_3119782 | Gas Instantaneous | HIGH DRAW | Gas InstantaneousHIGH DRAW | 2 | 157 |  |  |  | 0.9436
2358502 | Rheem-Ruud Manufacturing | Richmond | RTGH-84XLN-2 | RMTGH84XLN-2 |  | Gas Tankless | Natural Gas | [5 empty] | 2 | 10 |  |  |  | 157000 | 0.93 | 182 |  | 4.5 | 4.5 |  | 9.8 | 27.5 | 18.5 | 2018-04-03 | 2020-04-24 | United States | ES_1045829_RMTGH84XLN-2_04162020153315_6866139 | Gas Instantaneous | HIGH DRAW | Gas InstantaneousHIGH DRAW | 2 | 157 |  |  |  | 0.9436
2317291 | Rheem-Ruud Manufacturing | Richmond | RMTGH90DVLN-1 | RMTGH90DVLN-1 |  | Gas Tankless | Natural Gas |  | 0 | 0 | 28 | 0 | 3 | 3 |  |  |  | 180000 | 0.93 | 182 |  | 5.2 | 5.2 | 95 | 10 | 28 | 19 | 2017-03-27 | 2019-04-10 | United States | ES_1045829_RMTGH90DVLN-1_04052018143304_3249693 | Gas Instantaneous | HIGH DRAW | Gas InstantaneousHIGH DRAW | 2 | 180 |  |  |  | 0.9436
2317432 | Rheem-Ruud Manufacturing | Richmond | RMTGH90XLN-1 | RMTGH90XLN-1 |  | Gas Tankless | Natural Gas |  | 0 |  |  |  | 3 | 3 |  |  |  | 180000 | 0.93 | 182 |  | 5.2 | 5.2 | 95 | 10 | 28 | 19 | 2017-03-27 | 2019-12-13 | United States | ES_1045829_RMTGH90XLN-1_04052018151130_1155316 | Gas Instantaneous | HIGH DRAW | Gas InstantaneousHIGH DRAW | 2 | 180 |  |  |  | 0.9436
2358471 | Rheem-Ruud Manufacturing | Richmond | RTGH-90XLN-2 | RMTGH90XLN-2 |  | Gas Tankless | Natural Gas | [5 empty] | 2 | 10 |  |  |  | 180000 | 0.93 | 182 |  | 5.2 | 5.2 |  | 9.8 | 27.5 | 18.5 | 2018-04-03 | 2020-04-24 | United States | ES_1045829_RMTGH90XLN-2_04162020153311_9544753 | Gas Instantaneous | HIGH DRAW | Gas InstantaneousHIGH DRAW | 2 | 180 |  |  |  | 0.9436
2317364 | Rheem-Ruud Manufacturing | Richmond | RMTGH95DVELN-1 | RMTGH95DVELN-1 |  | Gas Tankless | Natural Gas |  | 0 | 0 | 12 | 0 | 3 | 3 |  |  |  | 199000 | 0.93 | 182 |  | 5.7 | 5.7 | 96 | 10 | 28 | 19 | 2017-03-27 | 2019-12-04 | United States | ES_1045829_RMTGH95DVELN-1_04052018144939_5319316 | Gas Instantaneous | HIGH DRAW | Gas InstantaneousHIGH DRAW | 2 | 199 |  |  |  | 0.9436
2317346 | Rheem-Ruud Manufacturing | Richmond | RMTGH95DVLN-1 | RMTGH95DVLN-1 |  | Gas Tankless | Natural Gas |  | 0 | 0 | 12 | 0 | 3 | 3 |  |  |  | 199000 | 0.93 | 182 |  | 5.7 | 5.7 | 96 | 10 | 28 | 19 | 2017-03-27 | 2019-12-04 | United States | ES_1045829_RMTGH95DVLN-1_04052018144856_1354419 | Gas Instantaneous | HIGH DRAW | Gas InstantaneousHIGH DRAW | 2 | 199 |  |  |  | 0.9436
2317397 | Rheem-Ruud Manufacturing | Richmond | RMTGH95XELN-1 | RMTGH95XELN-1 |  | Gas Tankless | Natural Gas |  | 0 | 0 | 28 | 0 | 3 | 3 |  |  |  | 199000 | 0.93 | 182 |  | 5.6 | 5.6 | 96 | 10 | 28 | 19 | 2017-03-27 | 2019-12-04 | United States | ES_1045829_RMTGH95XELN-1_04052018145109_5942495 | Gas Instantaneous | HIGH DRAW | Gas InstantaneousHIGH DRAW | 2 | 199 |  |  |  | 0.9436
2358486 | Rheem-Ruud Manufacturing | Richmond | RTGH-95XLN-2 | RMTGH95XELN-2 |  | Gas Tankless | Natural Gas | [5 empty] | 2 | 10 |  |  |  | 199000 | 0.93 | 182 |  | 5.6 | 5.6 |  | 9.8 | 27.5 | 18.5 | 2018-04-03 | 2020-04-24 | United States | ES_1045829_RMTGH95XELN-2_04162020153303_3410359 | Gas Instantaneous | HIGH DRAW | Gas InstantaneousHIGH DRAW | 2 | 199 |  |  |  | 0.9436
2317387 | Rheem-Ruud Manufacturing | Richmond | RMTGH95XLN-1 | RMTGH95XLN-1 |  | Gas Tankless | Natural Gas |  | 0 | 0 | 28 | 0 | 3 | 3 |  |  |  | 199000 | 0.93 | 182 |  | 5.6 | 5.6 | 96 | 10 | 28 | 19 | 2017-03-27 | 2019-12-04 | United States | ES_1045829_RMTGH95XLN-1_04052018145046_5644997 | Gas Instantaneous | HIGH DRAW | Gas InstantaneousHIGH DRAW | 2 | 199 |  |  |  | 0.9436
2358483 | Rheem-Ruud Manufacturing | Richmond | RTGH-95XLN-2 | RMTGH95XLN-2 |  | Gas Tankless | Natural Gas | [5 empty] | 2 | 10 |  |  |  | 199000 | 0.93 | 182 |  | 5.6 | 5.6 |  | 9.8 | 27.5 | 18.5 | 2018-04-03 | 2020-04-24 | United States | ES_1045829_RMTGH95XLN-2_04162020153304_8592788 | Gas Instantaneous | HIGH DRAW | Gas InstantaneousHIGH DRAW | 2 | 199 |  |  |  | 0.9436
2323699 | CALENTADORES DE AMERICA SA de CV | American Standard | Heat Pump Water Heater | HPWH50G-AS |  | Hybrid/Electric Heat Pump | Electric |  | 49 | 69 |  | 22 |  |  | 4.5 | 240 | 1500 |  | 2.8 |  | 66 |  |  | 100 |  |  |  | 2016-03-31 | 2019-04-10 | United States | ES_1137420_HPWH50G-AS_08012018010929_9330355 | Heat Pump | MEDIUM DRAW | Heat PumpMEDIUM DRAW | 50 | 15.354 | -848.9997 |  |  | 2.8405
2340581 | CALENTADORES DE AMERICA SA de CV | American Standard | PV40TLN | PV40TLN6 |  | Gas Storage | Propane, Natural Gas | Power Vent | 40 | 51 | 68 | 16 | 3 |  |  |  |  | 40000000 | 0.71 | 236 | 77 |  |  | 0.8 |  |  |  | 2019-06-15 | 2019-06-25 | United States, Canada | ES_1137420_PV40TLN6_06252019101934_4094711 | Gas Storage | HIGH DRAW | Gas StorageHIGH DRAW | 40 | 40000 | -1934.9862 |  |  | 0.72043
2340583 | CALENTADORES DE AMERICA SA de CV | American Standard | PV50SLN | PV50SLN6 |  | Gas Storage | Propane, Natural Gas | Power Vent | 50 | 41.7 | 53.3 | 20 | 3 |  |  |  |  | 40000000 | 0.69 | 245 | 77 |  |  | 0.8 |  |  |  | 2019-06-15 | 2019-06-25 | United States, Canada | ES_1137420_PV50SLN6_06252019104702_7395367 | Gas Storage | HIGH DRAW | Gas StorageHIGH DRAW | 50 | 40000 | -1934.3509 |  |  | 0.70014
2340582 | CALENTADORES DE AMERICA SA de CV | American Standard | PV50TLN | PV50TLN6 |  | Gas Storage | Propane, Natural Gas | Power Vent | 50 | 46.6 | 66.5 | 18 | 3 |  |  |  |  | 40000000 | 0.7 | 237 | 79 |  |  | 0.79 |  |  |  | 2019-06-15 | 2019-06-25 | United States, Canada | ES_1137420_PV50TLN6_06252019104221_5639398 | Gas Storage | HIGH DRAW | Gas StorageHIGH DRAW | 50 | 40000 | -1934.9527 |  |  | 0.71029
2316425 | GD Midea Heating & Ventilating Equipment Co.,Ltd. | MDV | Heat Pump Water Heater | RSJ-15/190RDN3-D |  | Hybrid/Electric Heat Pump | Electric |  | 49 | 69 |  | 22 |  |  | 4.5 | 240 | 1500 |  | 2.8 |  | 66 |  |  | 100 |  |  |  | 2016-01-10 | 2019-04-10 | United States, Canada | ES_1098357_RSJ-15/190RDN3-D_04032018180340_9204561 | Heat Pump | MEDIUM DRAW | Heat PumpMEDIUM DRAW | 50 | 15.354 | -848.9997 |  |  | 2.8405
2316531 | Giant Factories, Inc. | Giant | Heat Pump Water Heater | HPWH50G |  | Hybrid/Electric Heat Pump | Electric |  | 49 | 69 |  | 22 |  |  | 4.5 | 240 | 1562 |  | 2.8 |  | 66 |  |  | 100 |  |  |  | 2016-01-10 | 2019-04-10 | United States, Canada | ES_1114734_HPWH50G_04032018195024_2595480 | Heat Pump | MEDIUM DRAW | Heat PumpMEDIUM DRAW | 50 | 15.354 | -848.9997 |  |  | 2.8405
2316490 | Giant Factories, Inc. | Giant | UG40-38LFD-N1U-US | UG40-38LFD-N1U-US |  | Gas Storage | Natural Gas |  | 38 | 48 | 55 | 21 | 3 | 4 |  |  |  | 38000 | 0.67 | 219 | 73 |  |  | 77 |  |  |  | 2013-09-16 | 2018-05-09 | United States | ES_1114734_UG40-38LFD-N1U-US_04032018194219_8393203 | Gas Storage | MEDIUM DRAW | Gas StorageMEDIUM DRAW | 40 | 38 | 201.374 |  |  | 0.67985
2316468 | Giant Factories, Inc. | Giant | UG40-38TFPDV1-N2U-US | UG40-38TFPDV1-N2U-US |  | Gas Storage | Natural Gas |  | 38 | 60 | 70 | 20 | 2 | 3 |  |  |  | 38000 | 0.7 | 222 | 77 |  |  | 77 |  |  |  | 2016-03-24 | 2019-04-10 | United States | ES_1114734_UG40-38TFPDV1-N2U-US_04032018193910_2234572 | Gas Storage | HIGH DRAW | Gas StorageHIGH DRAW | 40 | 38 | 211.23 |  |  | 0.71029
2316466 | Giant Factories, Inc. | Giant | UG40-38TFPDV-N2U-US | UG40-38TFPDV-N2U-US |  | Gas Storage | Natural Gas |  | 38 | 60 | 70 | 20 | 2 | 3 |  |  |  | 38000 | 0.7 | 222 | 77 |  |  | 77 |  |  |  | 2013-09-16 | 2018-05-09 | United States | ES_1114734_UG40-38TFPDV-N2U-US_04032018193905_1840915 | Gas Storage | HIGH DRAW | Gas StorageHIGH DRAW | 40 | 38 | 211.23 |  |  | 0.71029
2316470 | Giant Factories, Inc. | Giant | UG40-40LFPV1-N2U-US | UG40-40LFPV1-N2U-US |  | Gas Storage | Natural Gas |  | 38 | 48 | 59 | 22 | 2 | 3 |  |  |  | 40000 | 0.69 | 221 | 84 |  |  | 78 |  |  |  | 2013-09-16 | 2018-05-09 | United States | ES_1114734_UG40-40LFPV1-N2U-US_04032018193919_8018896 | Gas Storage | HIGH DRAW | Gas StorageHIGH DRAW | 40 | 40 | 274.7269 |  |  | 0.70014
2316472 | Giant Factories, Inc. | Giant | UG40-40LFPV2-N2U-US | UG40-40LFPV2-N2U-US |  | Gas Storage | Natural Gas |  | 38 | 48 | 59 | 22 | 2 | 3 |  |  |  | 40000 | 0.69 | 221 | 84 |  |  | 78 |  |  |  | 2016-03-24 | 2019-04-09 | United States | ES_1114734_UG40-40LFPV2-N2U-US_04032018193924_9076862 | Gas Storage | HIGH DRAW | Gas StorageHIGH DRAW | 40 | 40 | 274.7269 |  |  | 0.70014
2316486 | Giant Factories, Inc. | Giant | UG50-38TFPDV1-N2U-US | UG50-38TFPDV1-N2U-US |  | Gas Storage | Natural Gas |  | 47 | 59 | 69 | 22 | 2 | 3 |  |  |  | 38000 | 0.64 | 221 | 68 |  |  | 78 |  |  |  | 2016-03-24 | 2019-04-09 | United States | ES_1114734_UG50-38TFPDV1-N2U-US_04032018194059_5128927 | Gas Storage | MEDIUM DRAW | Gas StorageMEDIUM DRAW | 50 | 38 | 295.8737 |  |  | 0.64942
2316484 | Giant Factories, Inc. | Giant | UG50-38TFPDV-N2U-US | UG50-38TFPDV-N2U-US |  | Gas Storage | Natural Gas |  | 47 | 59 | 69 | 22 | 2 | 3 |  |  |  | 38000 | 0.64 | 221 | 68 |  |  | 78 |  |  |  | 2013-09-16 | 2018-05-09 | United States | ES_1114734_UG50-38TFPDV-N2U-US_04032018194054_6371472 | Gas Storage | MEDIUM DRAW | Gas StorageMEDIUM DRAW | 50 | 38 | 295.8737 |  |  | 0.64942
2316488 | Giant Factories, Inc. | Giant | UG50-40LFD-N1U-US | UG50-40LFD-N1U-US |  | Gas Storage | Natural Gas |  | 48 | 48 | 55 | 23 | 3 | 4 |  |  |  | 40000 | 0.65 | 218 | 71 |  |  | 77 |  |  |  | 2013-09-16 | 2018-05-09 | United States | ES_1114734_UG50-40LFD-N1U-US_04032018194211_2067556 | Gas Storage | MEDIUM DRAW | Gas StorageMEDIUM DRAW | 50 | 40 | 248.8103 |  |  | 0.65957
2316462 | Giant Factories, Inc. | Giant | UG50-40LFPV1-N2U-US | UG50-40LFPV1-N2U-US |  | Gas Storage | Natural Gas |  | 48 | 48 | 59 | 24 | 2 | 3 |  |  |  | 40000 | 0.64 | 268 | 72 |  |  | 78 |  |  |  | 2013-09-16 | 2018-05-09 | United States | ES_1114734_UG50-40LFPV1-N2U-US_04032018193826_3997816 | Gas Storage | MEDIUM DRAW | Gas StorageMEDIUM DRAW | 50 | 40 | 295.0532 |  |  | 0.64942
2316464 | Giant Factories, Inc. | Giant | UG50-40LFPV2-N2U-US | UG50-40LFPV2-N2U-US |  | Gas Storage | Natural Gas |  | 48 | 48 | 59 | 24 | 2 | 3 |  |  |  | 40000 | 0.64 | 268 | 72 |  |  | 78 |  |  |  | 2016-03-24 | 2019-04-09 | United States | ES_1114734_UG50-40LFPV2-N2U-US_04032018193832_8469891 | Gas Storage | MEDIUM DRAW | Gas StorageMEDIUM DRAW | 50 | 40 | 295.0532 |  |  | 0.64942
2316458 | Giant Factories, Inc. | Giant | UG50-62LFPDV1-N2U-US | UG50-62LFPDV1-N2U-US |  | Gas Storage | Natural Gas |  | 48 | 53 | 63 | 24 | 3 | 4 |  |  |  | 62000 | 0.69 | 214 | 108 |  |  | 79 |  |  |  | 2015-09-01 | 2018-05-09 | United States | ES_1114734_UG50-62LFPDV1-N2U-US_04032018193713_3362452 | Gas Storage | HIGH DRAW | Gas StorageHIGH DRAW | 50 | 62 | 297.2042 |  |  | 0.70014
2316478 | Giant Factories, Inc. | Giant | UG50-62LFPV1-N2U-US | UG50-62LFPV1-N2U-US |  | Gas Storage | Natural Gas |  | 48 | 51 | 61 | 24 | 3 | 4 |  |  |  | 62000 | 0.69 | 212 | 110 |  |  | 80 |  |  |  | 2015-06-01 | 2018-05-09 | United States | ES_1114734_UG50-62LFPV1-N2U-US_04032018194013_0687182 | Gas Storage | HIGH DRAW | Gas StorageHIGH DRAW | 50 | 62 | 326.9246 |  |  | 0.70014
2371660 | Glow Technologies Inc | Glow Brand | T150 | T150 |  | Gas Tankless | Natural Gas,Propane | Power Vent |  |  |  |  | 2 | 3 |  | 120 |  | 156000000 | 0.95 |  |  |  |  | 96 |  |  |  | 2020-12-18 | 2021-01-05 | United States, Canada | ES_1139213_T150_12222020131736_5618860 | Gas Instantaneous | Unknown | Gas InstantaneousUnknown | 2 | 156000 |  |  |  | 0.96389
2304540 | Glow Technologies Inc | Glow Brand Manufacturing Inc. | Glow T180 | Glow T180 |  | Gas Tankless | Natural Gas | [8 empty] | 120 |  | 196817000 | 0.95 |  |  |  |  | 98.7 |  |  |  | 2017-09-05 | 2017-09-05 | United States, Canada | ES_1139213_Glow T180_09202017073101_38415 | Gas Instantaneous | Unknown | Gas InstantaneousUnknown | 2 | 196817 |  |  |  | 0.96389
2357200 | IBC Technologies Inc. | IBC Technologies | SFT 199 | SFT 199 |  | Gas Tankless | Natural Gas,Propane |  | 0 | 0 | 0 | 0 | 3 |  |  |  |  | 199000 | 0.89 | 186 |  | 5.4 | 5.4 | 92 | 11 | 36 | 17.8 | 2019-04-30 | 2020-03-25 | United States, Canada | ES_1084006_SFT 199_03252020213619_0356952 | Gas Instantaneous | HIGH DRAW | Gas InstantaneousHIGH DRAW | 2 | 199 |  |  |  | 0.90302
2238668 | Intellihot Inc | Intellihot | i200 | i200 |  | Gas Tankless | Natural Gas | Direct Vent |  |  |  |  | 3 | 3 | 0 |  |  | 199000 | [6 empty] | 14.9 | 26 | 17.4 | 2011-05-27 | 2015-05-01 | United States, Canada | ES_1084851_i200_05012015121331_1023806 | Gas Instantaneous | Unknown | Gas InstantaneousUnknown | 2 | 199
2238667 | Intellihot Inc | Intellihot | i200P | i200P |  | Gas Tankless | Natural Gas | Direct Vent |  |  |  |  | 3 | 3 | 0 |  |  | 199000 | [6 empty] | 14.9 | 26 | 17.4 | 2011-05-27 | 2015-05-01 | United States, Canada | ES_1084851_i200P_05012015121331_1023806 | Gas Instantaneous | Unknown | Gas InstantaneousUnknown | 2 | 199
2279123 | LAARS Heating Systems Company | Laars | Mascot ST | MSTWW199N |  | Gas Tankless | Propane, Natural Gas | Direct Vent |  |  |  |  | 3 | 3 | 58.3 |  |  | 199000000 | 0.94 |  |  | 5.8 |  |  | 14.8 | 27.6 | 17.3 | 2016-09-02 | 2016-09-07 | United States, Canada | ES_1108210_MSTWW199N_09062016112221_1024067 | Gas Instantaneous | HIGH DRAW | Gas InstantaneousHIGH DRAW | 2 | 199000 |  |  |  | 0.95374
2351247 | Lochinvar, LLC | American | VG6250T100NV* | VG6250T100NV* |  | Gas-fired Storage Residential-duty Commercial | Natural Gas |  | 49 | 55.7 | 8 | 18 | 2 | 3 |  |  |  | 100000 | 0.88 | 192 |  |  |  | 95 |  |  |  | 2015-07-09 | 2021-02-18 | United States | ES_1028919_VG6250T100NV*_12132019055059_1483274 | Residential-Duty Gas Storage | Unknown | Residential-Duty Gas StorageUnknown | 50 | 100 |  |  |  | 0.89288
2374263 | Lochinvar, LLC | American | VG6250T100*V 3** | VG6250T100*V 3** |  | Gas-fired Storage Residential-duty Commercial | Natural Gas,Propane |  | 49 | 55.7 | 8 | 18 | 2 | 3 |  |  |  | 100000 | 0.88 | 192 |  |  |  | 95 |  |  |  | 2015-09-07 | 2021-02-23 | United States | ES_1028919_VG6250T100*V 3**_11192020101022_4905744 | Residential-Duty Gas Storage | Unknown | Residential-Duty Gas StorageUnknown | 50 | 100 |  |  |  | 0.89288
2354756 | Lochinvar, LLC | American | VG6250T76NV* | VG6250T76NV* |  | Gas-fired Storage Residential-duty Commercial | Natural Gas |  | 48 | 51.9 | 7.9 | 18 | 2 | 3 |  |  |  | 76000 | 0.88 |  |  |  |  | 93 |  |  |  | 2017-03-12 | 2021-02-18 | United States | ES_1028919_VG6250T76NV*_02132020223453_6387906 | Residential-Duty Gas Storage | Unknown | Residential-Duty Gas StorageUnknown | 50 | 76 |  |  |  | 0.89288
2374267 | Lochinvar, LLC | American | GPHE-50 1** | VG6250T76NV 1** |  | Gas-fired Storage Residential-duty Commercial | Natural Gas |  | 48 | 51.9 | 7.9 | 18 | 2 | 3 |  |  |  | 76000 | 0.88 | 194 |  |  |  | 93 |  |  |  | 2017-03-12 | 2021-02-23 | United States, Canada | ES_1028919_VG6250T76NV 1**_11192020101020_6357874 | Residential-Duty Gas Storage | Unknown | Residential-Duty Gas StorageUnknown | 50 | 76 |  |  |  | 0.89288
2351243 | Lochinvar, LLC | American | VG6275T100NV* | VG6275T100NV* |  | Gas-fired Storage Residential-duty Commercial | Natural Gas |  | 74 | 51.9 | 8 | 22.5 | 2 | 3 |  |  |  | 100000 | 0.86 | 196 |  |  |  | 96 |  |  |  | 2015-09-10 | 2021-02-18 | United States | ES_1028919_VG6275T100NV*_12132019055030_5347777 | Residential-Duty Gas Storage | Unknown | Residential-Duty Gas StorageUnknown | 75 | 100 |  |  |  | 0.87259
2374259 | Lochinvar, LLC | American | VG6275T100*V 3** | VG6275T100*V 3** |  | Gas-fired Storage Residential-duty Commercial | Natural Gas,Propane |  | 74 | 51.9 | 8 | 22.5 | 2 | 3 |  |  |  | 100000 | 0.86 | 196 |  |  |  | 96 |  |  |  | 2015-09-10 | 2021-02-23 | United States | ES_1028919_VG6275T100*V 3**_11192020101023_6478165 | Residential-Duty Gas Storage | Unknown | Residential-Duty Gas StorageUnknown | 75 | 100 |  |  |  | 0.87259
2349882 | Lochinvar, LLC | A. O. Smith | GDHE 50* | GDHE 50* |  | Gas-fired Storage Residential-duty Commercial | Natural Gas |  | 49 | 55.7 | 8 | 18 | 2 | 3 |  |  |  | 100000 | 0.88 | 192 |  |  |  | 95 |  |  |  | 2015-09-07 | 2021-02-18 | United States, Canada | ES_1028919_GDHE 50*_11182019221759_4338658 | Residential-Duty Gas Storage | Unknown | Residential-Duty Gas StorageUnknown | 50 | 100 |  |  |  | 0.89288
2374250 | Lochinvar, LLC | A. O. Smith | GDHE-50 3** | GDHE-50 3** |  | Gas-fired Storage Residential-duty Commercial | Natural Gas,Propane |  | 49 | 55.7 | 8 | 18 | 2 | 3 |  |  |  | 100000 | 0.88 | 192 |  |  |  | 95 |  |  |  | 2015-09-07 | 2021-02-23 | United States, Canada | ES_1028919_GDHE-50 3**_12082020153021_265116 | Residential-Duty Gas Storage | Unknown | Residential-Duty Gas StorageUnknown | 50 | 100 |  |  |  | 0.89288
2349918 | Lochinvar, LLC | A. O. Smith | GDHE 75* | GDHE 75* |  | Gas-fired Storage Residential-duty Commercial | Natural Gas |  | 74 | 51.9 | 8 | 22.5 | 2 | 3 |  |  |  | 100000 | 0.86 | 196 |  |  |  | 96 |  |  |  | 2015-09-10 | 2021-02-18 | United States, Canada | ES_1028919_GDHE 75*_11192019154934_3643313 | Residential-Duty Gas Storage | Unknown | Residential-Duty Gas StorageUnknown | 75 | 100 |  |  |  | 0.87259
2374249 | Lochinvar, LLC | A. O. Smith | GDHE-75 3** | GDHE-75 3** |  | Gas-fired Storage Residential-duty Commercial | Natural Gas,Propane |  | 74 | 51.9 | 8 | 22.5 | 2 | 3 |  |  |  | 100000 | 0.86 | 196 |  |  |  | 96 |  |  |  | 2015-09-10 | 2021-02-23 | United States, Canada | ES_1028919_GDHE-75 3**_12082020153021_6340921 | Residential-Duty Gas Storage | Unknown | Residential-Duty Gas StorageUnknown | 75 | 100 |  |  |  | 0.87259
2348648 | Lochinvar, LLC | A. O. Smith | GPHE 50* | GPHE 50* |  | Gas-fired Storage Residential-duty Commercial | Natural Gas |  | 48 | 51.9 | 7.9 | 18 | 2 | 3 |  |  |  | 76000 | 0.88 | 1192 |  |  |  | 93 |  |  |  | 2017-03-12 | 2021-02-18 | United States, Canada | ES_1028919_GPHE 50*_10172019152208_8631858 | Residential-Duty Gas Storage | Unknown | Residential-Duty Gas StorageUnknown | 50 | 76 |  |  |  | 0.89288
2374269 | Lochinvar, LLC | A. O. Smith | GPHE-50 1** | GPHE-50 1** |  | Gas-fired Storage Residential-duty Commercial | Natural Gas |  | 48 | 51.9 | 7.9 | 18 | 2 | 3 |  |  |  | 76000 | 0.88 | 194 |  |  |  | 93 |  |  |  | 2017-03-12 | 2021-02-23 | United States, Canada | ES_1028919_GPHE-50 1**_11192020085521_1668058 | Residential-Duty Gas Storage | Unknown | Residential-Duty Gas StorageUnknown | 50 | 76 |  |  |  | 0.89288
2351248 | Lochinvar, LLC | GSW WATER HEATERS | 6G50100NPDVH* | 6G50100NPDVH* |  | Gas-fired Storage Residential-duty Commercial | Natural Gas |  | 49 | 55.7 | 8 | 18 | 2 | 3 |  |  |  | 100000 | 0.88 | 192 |  |  |  | 95 |  |  |  | 2015-07-09 | 2021-02-18 | United States, Canada | ES_1028919_6G50100NPDVH*_12132019055104_3249207 | Residential-Duty Gas Storage | Unknown | Residential-Duty Gas StorageUnknown | 50 | 100 |  |  |  | 0.89288
2374264 | Lochinvar, LLC | GSW WATER HEATERS | 6G50100*PDVH 3** | 6G50100*PDVH 3** |  | Gas-fired Storage Residential-duty Commercial | Natural Gas,Propane |  | 49 | 55.7 | 8 | 18 | 2 | 3 |  |  |  | 100000 | 0.88 | 192 |  |  |  | 95 |  |  |  | 2015-09-07 | 2021-02-23 | United States, Canada | ES_1028919_6G50100*PDVH 3**_11192020101022_9892950 | Residential-Duty Gas Storage | Unknown | Residential-Duty Gas StorageUnknown | 50 | 100 |  |  |  | 0.89288
2354757 | Lochinvar, LLC | GSW WATER HEATERS | 6G5076NVC* | 6G5076NVC* |  | Gas-fired Storage Residential-duty Commercial | Natural Gas |  | 48 | 51.9 | 7.9 | 18 | 2 | 3 |  |  |  | 76000 | 0.88 |  |  |  |  | 93 |  |  |  | 2017-03-12 | 2021-02-18 | United States, Canada | ES_1028919_6G5076NVC*_02132020223456_2910106 | Residential-Duty Gas Storage | Unknown | Residential-Duty Gas StorageUnknown | 50 | 76 |  |  |  | 0.89288
2374268 | Lochinvar, LLC | GSW WATER HEATERS | GPHE-50 1** | 6G5076NVC 1** |  | Gas-fired Storage Residential-duty Commercial | Natural Gas |  | 48 | 51.9 | 7.9 | 18 | 2 | 3 |  |  |  | 76000 | 0.88 | 194 |  |  |  | 93 |  |  |  | 2017-03-12 | 2021-02-23 | United States, Canada | ES_1028919_6G5076NVC 1**_11192020101019_1737148 | Residential-Duty Gas Storage | Unknown | Residential-Duty Gas StorageUnknown | 50 | 76 |  |  |  | 0.89288
2351244 | Lochinvar, LLC | GSW WATER HEATERS | 6G75100NPDVH* | 6G75100NPDVH02* |  | Gas-fired Storage Residential-duty Commercial | Natural Gas |  | 74 | 51.9 | 8 | 22.5 | 2 | 3 |  |  |  | 100000 | 0.86 | 196 |  |  |  | 96 |  |  |  | 2015-09-10 | 2021-02-18 | United States, Canada | ES_1028919_6G75100NPDVH02*_12132019055034_6208638 | Residential-Duty Gas Storage | Unknown | Residential-Duty Gas StorageUnknown | 75 | 100 |  |  |  | 0.87259
2374260 | Lochinvar, LLC | GSW WATER HEATERS | 6G75100*PDVH0* 3** | 6G75100*PDVH0* 3** |  | Gas-fired Storage Residential-duty Commercial | Natural Gas,Propane |  | 74 | 51.9 | 8 | 22.5 | 2 | 3 |  |  |  | 100000 | 0.86 | 196 |  |  |  | 96 |  |  |  | 2015-09-10 | 2021-02-23 | United States, Canada | ES_1028919_6G75100*PDVH0* 3**_11192020101023_6510237 | Residential-Duty Gas Storage | Unknown | Residential-Duty Gas StorageUnknown | 75 | 100 |  |  |  | 0.87259
2374262 | Lochinvar, LLC | RELIANCE WATER HEATERS | 6-50-*TPDT 3** | 6-50-*TPDT 3** |  | Gas-fired Storage Residential-duty Commercial | Natural Gas,Propane |  | 49 | 55.7 | 8 | 18 | 2 | 3 |  |  |  | 100000 | 0.88 | 192 |  |  |  | 95 |  |  |  | 2015-09-07 | 2021-02-23 | United States | ES_1028919_6-50-*TPDT 3**_11192020101022_8392641 | Residential-Duty Gas Storage | Unknown | Residential-Duty Gas StorageUnknown | 50 | 100 |  |  |  | 0.89288
2349883 | Lochinvar, LLC | RELIANCE WATER HEATERS | 6 50 YTPDT* | 6 50 YTPDT* |  | Gas-fired Storage Residential-duty Commercial | Natural Gas |  | 49 | 55.7 | 8 | 18 | 2 | 3 |  |  |  | 100000 | 0.88 | 192 |  |  |  | 95 |  |  |  | 2015-09-07 | 2021-02-18 | United States | ES_1028919_6 50 YTPDT*_11182019221803_4731533 | Residential-Duty Gas Storage | Unknown | Residential-Duty Gas StorageUnknown | 50 | 100 |  |  |  | 0.89288
2348649 | Lochinvar, LLC | RELIANCE WATER HEATERS | GPHE 50* | 6 50 YTVIT* |  | Gas-fired Storage Residential-duty Commercial | Natural Gas |  | 48 | 51.9 | 7.9 | 18 | 2 | 3 |  |  |  | 76000 | 0.88 | 1192 |  |  |  | 93 |  |  |  | 2017-03-12 | 2021-02-18 | United States | ES_1028919_6 50 YTVIT*_10172019152211_4597651 | Residential-Duty Gas Storage | Unknown | Residential-Duty Gas StorageUnknown | 50 | 76 |  |  |  | 0.89288
2374266 | Lochinvar, LLC | RELIANCE WATER HEATERS | GPHE-50 1** | 6-50-YTVIT 1** |  | Gas-fired Storage Residential-duty Commercial | Natural Gas |  | 48 | 51.9 | 7.9 | 18 | 2 | 3 |  |  |  | 76000 | 0.88 | 194 |  |  |  | 93 |  |  |  | 2017-03-12 | 2021-02-23 | United States, Canada | ES_1028919_6-50-YTVIT 1**_11192020101021_2226841 | Residential-Duty Gas Storage | Unknown | Residential-Duty Gas StorageUnknown | 50 | 76 |  |  |  | 0.89288
2374258 | Lochinvar, LLC | RELIANCE WATER HEATERS | 6-75- *TPDT 3** | 6-75- *TPDT 3** |  | Gas-fired Storage Residential-duty Commercial | Natural Gas,Propane |  | 74 | 51.9 | 8 | 22.5 | 2 | 3 |  |  |  | 100000 | 0.86 | 196 |  |  |  | 96 |  |  |  | 2015-09-10 | 2021-02-23 | United States | ES_1028919_6-75- *TPDT 3**_11192020101023_2852731 | Residential-Duty Gas Storage | Unknown | Residential-Duty Gas StorageUnknown | 75 | 100 |  |  |  | 0.87259
2349921 | Lochinvar, LLC | RELIANCE WATER HEATERS | 6 75 YTPDT* | 6 75 YTPDT* |  | Gas-fired Storage Residential-duty Commercial | Natural Gas |  | 74 | 51.9 | 8 | 22.5 | 2 | 3 |  |  |  | 100000 | 0.86 | 196 |  |  |  | 96 |  |  |  | 2015-09-10 | 2021-02-18 | United States | ES_1028919_6 75 YTPDT*_11192019160516_3134618 | Residential-Duty Gas Storage | Unknown | Residential-Duty Gas StorageUnknown | 75 | 100 |  |  |  | 0.87259
2349884 | Lochinvar, LLC | State | GP6 50 YTPDT* | GP6 50 YTPDT* |  | Gas-fired Storage Residential-duty Commercial | Natural Gas |  | 49 | 55.7 | 8 | 18 | 2 | 3 |  |  |  | 100000 | 0.88 | 192 |  |  |  | 95 |  |  |  | 2015-09-07 | 2021-02-18 | United States | ES_1028919_GP6 50 YTPDT*_11182019221807_6204202 | Residential-Duty Gas Storage | Unknown | Residential-Duty Gas StorageUnknown | 50 | 100 |  |  |  | 0.89288
2348650 | Lochinvar, LLC | State | GPHE 50* | GP6 50 YTVIT* |  | Gas-fired Storage Residential-duty Commercial | Natural Gas |  | 48 | 51.9 | 7.9 | 18 | 2 | 3 |  |  |  | 76000 | 0.88 | 1192 |  |  |  | 93 |  |  |  | 2017-03-12 | 2021-02-18 | United States | ES_1028919_GP6 50 YTVIT*_10172019152215_9658370 | Residential-Duty Gas Storage | Unknown | Residential-Duty Gas StorageUnknown | 50 | 76 |  |  |  | 0.89288
2374265 | Lochinvar, LLC | State | GPHE-50 1** | GP6-50-YTVIT 1** |  | Gas-fired Storage Residential-duty Commercial | Natural Gas |  | 48 | 51.9 | 7.9 | 18 | 2 | 3 |  |  |  | 76000 | 0.88 | 194 |  |  |  | 93 |  |  |  | 2017-03-12 | 2021-02-23 | United States, Canada | ES_1028919_GP6-50-YTVIT 1**_11192020101022_1148211 | Residential-Duty Gas Storage | Unknown | Residential-Duty Gas StorageUnknown | 50 | 76 |  |  |  | 0.89288
2349922 | Lochinvar, LLC | State | GP6 75 YTPDT* | GP6 75 YTPDT* |  | Gas-fired Storage Residential-duty Commercial | Natural Gas |  | 74 | 51.9 | 8 | 22.5 | 2 | 3 |  |  |  | 100000 | 0.86 | 196 |  |  |  | 96 |  |  |  | 2015-09-10 | 2021-02-18 | United States | ES_1028919_GP6 75 YTPDT*_11192019160521_3876939 | Residential-Duty Gas Storage | Unknown | Residential-Duty Gas StorageUnknown | 75 | 100 |  |  |  | 0.87259
2373403 | Navien, Inc. | Navien | NPE-150S2 | NPE-150S2 |  | Gas Tankless | Natural Gas,Propane | [5 empty] | 2 | 2 |  |  |  | 120000 | 0.93 | 120 |  | 3.4 | 3.4 |  | 13 | 27 | 17 | 2021-01-15 | 2021-02-04 | United States, Canada | ES_1074959_NPE-150S2_01132021013405_2759302 | Gas Instantaneous | MEDIUM DRAW | Gas InstantaneousMEDIUM DRAW | 2 | 120 |  |  |  | 0.9436
2373409 | Navien, Inc. | Navien | NPE-180A2 | NPE-180A2 |  | Gas Tankless | Natural Gas,Propane | [5 empty] | 2 | 2 |  |  |  | 150000 | 0.95 | 179 |  | 4.3 | 4.3 |  | 13 | 27 | 17 | 2021-01-01 | 2021-02-04 | United States, Canada | ES_1074959_NPE-180A2_12112020014625_914142 | Gas Instantaneous | HIGH DRAW | Gas InstantaneousHIGH DRAW | 2 | 150 |  |  |  | 0.96389
2373406 | Navien, Inc. | Navien | NPE-180S2 | NPE-180S2 |  | Gas Tankless | Natural Gas,Propane | [5 empty] | 2 | 2 |  |  |  | 150000 | 0.96 | 177 |  | 4.4 | 4.4 |  | 13 | 27 | 17 | 2021-01-01 | 2021-02-04 | United States, Canada | ES_1074959_NPE-180S2_12112020014625_6011794 | Gas Instantaneous | HIGH DRAW | Gas InstantaneousHIGH DRAW | 2 | 150 |  |  |  | 0.97403
2373408 | Navien, Inc. | Navien | NPE-210A2 | NPE-210A2 |  | Gas Tankless | Natural Gas,Propane | [5 empty] | 2 | 2 |  |  |  | 180000 | 0.95 | 179 |  | 5 | 5 |  | 13 | 27 | 17 | 2021-01-01 | 2021-02-04 | United States, Canada | ES_1074959_NPE-210A2_12112020014625_4092592 | Gas Instantaneous | HIGH DRAW | Gas InstantaneousHIGH DRAW | 2 | 180 |  |  |  | 0.96389
2373405 | Navien, Inc. | Navien | NPE-210S2 | NPE-210S2 |  | Gas Tankless | Natural Gas,Propane | [5 empty] | 2 | 2 |  |  |  | 180000 | 0.96 | 177 |  | 5.3 | 5.3 |  | 13 | 27 | 17 | 2021-01-01 | 2021-02-04 | United States, Canada | ES_1074959_NPE-210S2_12112020014626_2563349 | Gas Instantaneous | HIGH DRAW | Gas InstantaneousHIGH DRAW | 2 | 180 |  |  |  | 0.97403
2373407 | Navien, Inc. | Navien | NPE-240A2 | NPE-240A2 |  | Gas Tankless | Natural Gas,Propane | [5 empty] | 2 | 2 |  |  |  | 199000 | 0.95 | 179 |  | 5.6 | 5.6 |  | 13 | 27 | 17 | 2021-01-01 | 2021-02-04 | United States, Canada | ES_1074959_NPE-240A2_12112020014625_9408790 | Gas Instantaneous | HIGH DRAW | Gas InstantaneousHIGH DRAW | 2 | 199 |  |  |  | 0.96389
2373404 | Navien, Inc. | Navien | NPE-240S2 | NPE-240S2 |  | Gas Tankless | Natural Gas,Propane | [5 empty] | 2 | 2 |  |  |  | 199000 | 0.96 | 177 |  | 5.8 | 5.8 |  | 13 | 27 | 17 | 2021-01-01 | 2021-02-04 | United States, Canada | ES_1074959_NPE-240S2_12112020014627_6052516 | Gas Instantaneous | HIGH DRAW | Gas InstantaneousHIGH DRAW | 2 | 199 |  |  |  | 0.97403
2326147 | Noritz America Corporation | Noritz | EZ111DV (GQ-C3259WX-FF US) | EZ111DV (GQ-C3259WX-FF US) |  | Gas Tankless | Propane, Natural Gas |  | 1 | 0 | 28.3 | 0 | 2 | 3 |  |  |  | 199000 | 0.96 | 154 |  | 5.8 | 5.8 | 99 | 12.8 | 27 | 18.5 | 2017-05-01 | 2018-09-20 | United States, Canada | ES_1070591_EZ111DV (GQ-C3259WX-FF US)_09202018141803_0590650 | Gas Instantaneous | HIGH DRAW | Gas InstantaneousHIGH DRAW | 2 | 199 |  |  |  | 0.97403
2344406 | Noritz America Corporation | Noritz | EZ111DV (GQ-C3260WX-FF US) | EZ111DV (GQ-C3260WX-FF US) |  | Gas Tankless | Natural Gas,Propane | [5 empty] | 2 | 3 |  |  |  | 199000 | 0.97 | 175 |  | 5.6 | 5.6 |  | 14.1 | 27 | 18.5 | 2020-01-01 | 2021-01-13 | United States, Canada | ES_1070591_EZ111DV (GQ-C3260WX-FF US)_08132019003529_6651592 | Gas Instantaneous | HIGH DRAW | Gas InstantaneousHIGH DRAW | 2 | 199 |  |  |  | 0.98418
2326153 | Noritz America Corporation | Noritz | EZ98DV (GQ-C2859WX-FF US) | EZ98DV (GQ-C2859WX-FF US) |  | Gas Tankless | Propane, Natural Gas |  | 1 | 0 | 28.3 | 0 | 2 | 3 |  |  |  | 180000 | 0.96 | 154 |  | 5.3 | 5.3 | 99 | 12.8 | 27 | 18.5 | 2017-05-01 | 2018-09-20 | United States, Canada | ES_1070591_EZ98DV (GQ-C2859WX-FF US)_09202018143728_1282162 | Gas Instantaneous | HIGH DRAW | Gas InstantaneousHIGH DRAW | 2 | 180 |  |  |  | 0.97403
2344485 | Noritz America Corporation | Noritz | EZ98DV (GQ-C2860WX-FF US) | EZ98DV (GQ-C2860WX-FF US) |  | Gas Tankless | Natural Gas,Propane | [5 empty] | 2 | 3 |  |  |  | 180000 | 0.97 | 175 |  | 5.4 | 5.4 |  | 14.1 | 27 | 18.5 | 2020-01-01 | 2021-01-13 | United States, Canada | ES_1070591_EZ98DV (GQ-C2860WX-FF US)_08132019220700_6662932 | Gas Instantaneous | HIGH DRAW | Gas InstantaneousHIGH DRAW | 2 | 180 |  |  |  | 0.98418
2327859 | Noritz America Corporation | Noritz | NCC199CDV (GQ-C3259WZ-FF US) | NCC199CDV (GQ-C3259WZ-FF US) |  | Gas Tankless | Propane, Natural Gas |  | 1 | 0 | 28.3 | 0 | 2 | 3 |  |  |  | 199000 | 0.96 | 154 |  | 5.8 | 5.8 | 99 | 12.8 | 27 | 18.5 | 2017-10-01 | 2018-10-12 | United States, Canada | ES_1070591_NCC199CDV (GQ-C3259WZ-FF US)_10122018190639_9168115 | Gas Instantaneous | HIGH DRAW | Gas InstantaneousHIGH DRAW | 2 | 199 |  |  |  | 0.97403
2344483 | Noritz America Corporation | Noritz | NCC199CDV (GQ-C3260WZ-FF US) | NCC199CDV (GQ-C3260WZ-FF US) |  | Gas Tankless | Natural Gas,Propane | [5 empty] | 2 | 3 |  |  |  | 199000 | 0.97 | 175 |  | 5.6 | 5.6 |  | 14.1 | 27 | 18.5 | 2020-01-01 | 2021-01-13 | United States, Canada | ES_1070591_NCC199CDV (GQ-C3260WZ-FF US)_08132019220651_0336503 | Gas Instantaneous | HIGH DRAW | Gas InstantaneousHIGH DRAW | 2 | 199 |  |  |  | 0.98418
2326154 | Noritz America Corporation | Noritz | NRC111DV (GQ-C3257WX-FF US) | NRC111DV (GQ-C3257WX-FF US) |  | Gas Tankless | Propane, Natural Gas |  | 1 | 0 | 24.2 | 0 | 3 | 4 |  |  |  | 199000 | 0.91 | 161 |  | 5.7 | 5.7 | 94 | 9.4 | 24.2 | 18.3 | 2016-05-01 | 2018-12-11 | United States, Canada | ES_1070591_NRC111DV (GQ-C3257WX-FF US)_09202018143905_7457995 | Gas Instantaneous | HIGH DRAW | Gas InstantaneousHIGH DRAW | 2 | 199 |  |  |  | 0.92331
2326155 | Noritz America Corporation | Noritz | NRC111OD (GQ-C3257WX US) | NRC111OD (GQ-C3257WX US) |  | Gas Tankless | Propane, Natural Gas |  | 1 | 24.2 | 19.7 | 18.3 | 3 | 4 |  |  |  | 199000 | 0.91 | 161 |  | 5.7 | 5.7 | 96 | 9.4 | 24.2 | 18.3 | 2016-05-01 | 2018-09-20 | United States | ES_1070591_NRC111OD (GQ-C3257WX US)_09202018144412_4186312 | Gas Instantaneous | HIGH DRAW | Gas InstantaneousHIGH DRAW | 2 | 199 |  |  |  | 0.92331
2317621 | Noritz America Corporation | Noritz | NRC661A | NRC661A-DV-NG |  | Gas Tankless | Natural Gas |  | 1 |  | 24 |  | 3 | 3 |  |  |  | 120000 | 0.89 | 156 |  | 3.4 | 3.4 | 92 | 7 | 24 | 14 | 2014-05-01 | 2019-04-10 | United States, Canada | ES_1070591_NRC661A-DV-NG_04052018171235_7737203 | Gas Instantaneous | MEDIUM DRAW | Gas InstantaneousMEDIUM DRAW | 2 | 120 |  |  |  | 0.90302
2317623 | Noritz America Corporation | Noritz | NRC661A | NRC661A-OD-NG |  | Gas Tankless | Natural Gas |  | 1 |  | 18 |  | 1 |  |  |  |  | 120000 | 0.89 | 156 |  | 3.4 | 3.4 | 92 | 7 | 21 | 14 | 2014-05-01 | 2018-05-02 | United States, Canada | ES_1070591_NRC661A-OD-NG_04052018171240_2939627 | Gas Instantaneous | MEDIUM DRAW | Gas InstantaneousMEDIUM DRAW | 2 | 120 |  |  |  | 0.90302
2317625 | Noritz America Corporation | Noritz | NRC663 | NRC663-FSV-NG |  | Gas Tankless | Natural Gas |  | 1 |  | 29 |  | 2 |  |  |  |  | 120000 | 0.87 | 162 |  | 3.4 | 3.4 | 91 | 9 | 27 | 18 | 2014-10-20 | 2018-05-02 | United States | ES_1070591_NRC663-FSV-NG_04052018171248_8444959 | Gas Instantaneous | MEDIUM DRAW | Gas InstantaneousMEDIUM DRAW | 2 | 120 |  |  |  | 0.88273
2358364 | Rheem Sales Company, Inc. | Rheem | PRO+G40-38U RH67 PD* | PRO+G40-38U RH67 PD* |  | Gas Storage | Natural Gas |  | 38 | 59.1 | 65.3 | 16 | 3 | 4 |  |  |  | 38000 | 0.64 | 173 | 67 |  |  | 75 |  |  |  | 2020-03-23 | 2020-04-22 | United States | ES_1071043_PRO+G40-38U RH67 PD*_03312020163201_538000 | Gas Storage | MEDIUM DRAW | Gas StorageMEDIUM DRAW | 40 | 38 | 232.4722 |  |  | 0.64942
2317438 | Rheem Sales Company, Inc. | Rheem | Rheem | PROG40-40N RH67 PV |  | Gas Storage | Natural Gas |  | 38 | 59 | 67 | 20 | 2 | 3 |  |  |  | 40000 | 0.69 | 224 | 86 |  |  | 79 | 11 | 22 | 18 | 2013-09-02 | 2019-04-10 | United States | ES_1071043_PROG40-40N RH67 PV_04052018151149_9489776 | Gas Storage | HIGH DRAW | Gas StorageHIGH DRAW | 40 | 40 | 305.2521 |  |  | 0.70014
2323691 | Rheem Sales Company, Inc. | Rheem | Rheem | PROG40S-36N RH67 PV |  | Gas Storage | Natural Gas |  | 39 | 51 | 62.5 | 22 | 2 | 3 |  |  |  | 36000 | 0.65 | 171 | 66 |  |  | 74 |  |  |  | 2013-09-02 | 2021-04-06 | United States | ES_1071043_PROG40S-36N RH67 PV_08012018010059_6128970 | Gas Storage | MEDIUM DRAW | Gas StorageMEDIUM DRAW | 40 | 36 | 187.6887 |  |  | 0.65957
2358309 | Rheem Sales Company, Inc. | Rheem | PRO+G50-38U RH67 PD* | PRO+G50-38U RH67 PD* |  | Gas Storage | Natural Gas |  | 48 | 58.3 | 64.3 | 18 | 3 | 4 |  |  |  | 38000 | 0.68 | 249 | 86 |  |  | 78 |  |  |  | 2020-03-23 | 2020-04-21 | United States | ES_1071043_PRO+G50-38U RH67 PD*_03312020163201_228927 | Gas Storage | HIGH DRAW | Gas StorageHIGH DRAW | 50 | 38 | 311.3595 |  |  | 0.69
2358362 | Rheem Sales Company, Inc. | Rheem | PROG50-38U RH67 PV* | PROG50-38U RH67 PV* |  | Gas Storage | Natural Gas |  | 48 | 58.3 | 70.3 | 18 | 2 | 3 |  |  |  | 38000 | 0.68 | 249 | 86 |  |  | 77 |  |  |  | 2020-03-23 | 2020-04-22 | United States | ES_1071043_PROG50-38U RH67 PV*_03312020163201_835260 | Gas Storage | HIGH DRAW | Gas StorageHIGH DRAW | 50 | 38 | 280.2236 |  |  | 0.69
2317415 | Rheem Sales Company, Inc. | Rheem | Rheem | PRO+G50-40N RH67 PD |  | Gas Storage | Natural Gas |  | 48 | 58 | 63 | 22 | 3 | 4 |  |  | 1516 | 40000 | 0.69 | 224 | 79 |  |  | 77 |  | 63 |  | 2013-09-02 | 2019-04-10 | United States | ES_1071043_PRO+G50-40N RH67 PD_04052018151034_1932594 | Gas Storage | HIGH DRAW | Gas StorageHIGH DRAW | 50 | 40 | 244.2017 |  |  | 0.70014
2317406 | Rheem Sales Company, Inc. | Rheem | Rheem | PROG50-40N RH67 PDV |  | Gas Storage | Natural Gas |  | 47 | 59 | 68 | 22 | 2 | 3 |  |  |  | 40000 | 0.69 | 224 | 82 |  |  | 81 |  |  |  | 2013-09-02 | 2019-04-10 | United States | ES_1071043_PROG50-40N RH67 PDV_04052018145136_3460305 | Gas Storage | HIGH DRAW | Gas StorageHIGH DRAW | 50 | 40 | 366.3025 |  |  | 0.70014
2317571 | Rheem Sales Company, Inc. | Rheem | Rheem | PROG50-42N RH67 PV |  | Gas Storage | Natural Gas |  | 48 | 58 | 66 | 22 | 2 | 3 |  |  |  | 42000 | 0.68 | 224 | 78 |  |  | 75 |  |  |  | 2013-09-02 | 2019-04-10 | United States | ES_1071043_PROG50-42N RH67 PV_04052018170709_8214323 | Gas Storage | HIGH DRAW | Gas StorageHIGH DRAW | 50 | 42 | 216.264 |  |  | 0.69
2317567 | Rheem Sales Company, Inc. | Rheem | Rheem | PRO+G50-50N RH67 PD |  | Gas Storage | Natural Gas |  | 48 | 58 | 60 | 22 | 4 |  |  |  | 1562 | 50000 | 0.69 | 224 | 84 |  |  | 79 |  | 61 |  | 2013-09-02 | 2019-04-10 | United States | ES_1071043_PRO+G50-50N RH67 PD_04052018155849_3873298 | Gas Storage | HIGH DRAW | Gas StorageHIGH DRAW | 50 | 50 | 300.6632 |  |  | 0.70014
2317503 | Rheem Sales Company, Inc. | Rheem | 43VP50SE2 | PROG50S-36N RH67 PV |  | Gas Storage | Natural Gas |  | 48 | 51 | 63 | 24 | 2 | 3 |  |  | 1591 | 36000 | 0.7 | 224 | 78 |  |  | 79 |  |  |  | 2013-09-02 | 2019-11-18 | United States | ES_1071043_PROG50S-36N RH67 PV_04052018155158_1178437 | Gas Storage | HIGH DRAW | Gas StorageHIGH DRAW | 50 | 36 | 272.7848 |  |  | 0.71029
2317613 | Rheem Sales Company, Inc. | Rheem | Rheem | PRO+G50S-40N RH67 PD |  | Gas Storage | Natural Gas |  | 48 | 51 | 52 | 24 | 3 |  |  |  |  | 40000 | 0.66 | 224 | 78 |  |  | 77 |  |  |  | 2013-09-02 | 2019-04-09 | United States | ES_1071043_PRO+G50S-40N RH67 PD_04052018171123_0831594 | Gas Storage | HIGH DRAW | Gas StorageHIGH DRAW | 50 | 40 | 352.2619 |  |  | 0.66971
2358392 | Rheem Sales Company, Inc. | Rheem | PRO H40 T2 RH310BM | PRO H40 T2 RH310BM |  | Hybrid/Electric Heat Pump | Electric |  | 36 | 45 |  | 16 |  |  | 4.5 | 240 |  |  | 3.5 |  | 60 |  |  | 430 |  |  |  | 2020-04-30 | 2021-04-29 | United States | ES_1071043_PRO H40 T2 RH310BM_04082020111829_532444 | Heat Pump | MEDIUM DRAW | Heat PumpMEDIUM DRAW | 40 | 15.354 | 300.0233 |  |  | 3.5506
2366858 | Rheem Sales Company, Inc. | Rheem | Hybrid Electric Water Heater | PRO H40 T2 RH310UM |  | Hybrid/Electric Heat Pump | Electric |  | 36 | 45 |  | 16 |  |  | 4.5 | 240 |  |  | 3.5 |  | 60 |  |  | 430 |  |  |  | 2021-01-31 | 2021-04-29 | United States | ES_1071043_PRO H40 T2 RH310UM_08292020030237_104266 | Heat Pump | MEDIUM DRAW | Heat PumpMEDIUM DRAW | 40 | 15.354 | 300.0233 |  |  | 3.5506
2358391 | Rheem Sales Company, Inc. | Rheem | PRO H50 T2 RH310BM | PRO H50 T2 RH310BM |  | Hybrid/Electric Heat Pump | Electric |  | 45 | 44.8 |  | 18 |  |  | 4.5 | 240 |  |  | 3.5 |  | 67 |  |  | 400 |  |  |  | 2020-04-30 | 2020-07-17 | United States | ES_1071043_PRO H50 T2 RH310BM_04082020111833_6601452 | Heat Pump | MEDIUM DRAW | Heat PumpMEDIUM DRAW | 50 | 15.354 | 187.5145 |  |  | 3.5506
2366856 | Rheem Sales Company, Inc. | Rheem | Hybrid Electric Water Heater | PRO H50 T2 RH310UM |  | Hybrid/Electric Heat Pump | Electric |  | 45 | 44.8 |  | 18 |  |  | 4.5 | 240 |  |  | 3.5 |  | 67 |  |  | 400 |  |  |  | 2020-11-01 | 2020-10-06 | United States | ES_1071043_PRO H50 T2 RH310UM_08292020030239_4225703 | Heat Pump | MEDIUM DRAW | Heat PumpMEDIUM DRAW | 50 | 15.354 | 187.5145 |  |  | 3.5506
2324449 | Rheem Sales Company, Inc. | Rheem | Hybrid Electric Water Heater | PRO H50 T2 RH350BM |  | Hybrid/Electric Heat Pump | Electric |  | 45 | 61 |  | 22.2 |  |  | 5 | 240 | 928 |  | 3.5 |  | 67 |  |  | 100 |  |  |  | 2018-08-24 | 2018-08-17 | United States | ES_1071043_PRO H50 T2 RH350BM_08172018204435_9115681 | Heat Pump | MEDIUM DRAW | Heat PumpMEDIUM DRAW | 50 | 17.06 | -935.2882 |  |  | 3.5506
2324447 | Rheem Sales Company, Inc. | Rheem | Hybrid Electric Water Heater | PRO H50 T2 RU350BM |  | Hybrid/Electric Heat Pump | Electric |  | 45 | 61 |  | 22.2 |  |  | 5 | 240 | 928 |  | 3.5 |  | 67 |  |  | 100 |  |  |  | 2018-08-24 | 2018-08-17 | United States | ES_1071043_PRO H50 T2 RU350BM_08172018204108_0944513 | Heat Pump | MEDIUM DRAW | Heat PumpMEDIUM DRAW | 50 | 17.06 | -935.2882 |  |  | 3.5506
2358337 | Rheem Sales Company, Inc. | Rheem | PRO H65 T2 RH310BM | PRO H65 T2 RH310BM |  | Hybrid/Electric Heat Pump | Electric |  | 59 | 47.2 |  | 20 |  |  | 4.5 | 240 |  |  | 3.5 |  | 75 |  |  | 409 |  |  |  | 2020-04-30 | 2021-04-29 | United States | ES_1071043_PRO H65 T2 RH310BM_04082020104424_3441591 | Heat Pump | HIGH DRAW | Heat PumpHIGH DRAW | 60 | 15.354 | 342.3443 |  |  | 3.5506
2368661 | Rheem Sales Company, Inc. | Rheem | Hybrid Electric Water Heater | PRO H65 T2 RH310UM |  | Hybrid/Electric Heat Pump | Electric |  | 59 | 47.2 |  | 20 |  |  | 4.5 | 240 |  |  | 3.5 |  | 75 |  |  | 409 |  |  |  | 2021-01-31 | 2021-04-29 | United States | ES_1071043_PRO H65 T2 RH310UM_08292020030237_4384360 | Heat Pump | HIGH DRAW | Heat PumpHIGH DRAW | 60 | 15.354 | 342.3443 |  |  | 3.5506
2323717 | Rheem-Ruud Manufacturing | Ruud | PROUG40-38U RU67 PD | PROUG40-38U RU67 PD |  | Gas Storage | Natural Gas |  | 38 | 59.1 | 65.3 | 16 | 3 | 4 |  |  |  | 38000 | 0.64 | 173 | 67 |  |  | 75 |  |  |  | 2018-02-23 | 2019-04-29 | United States | ES_1045829_PROUG40-38U RU67 PD_08012018011740_4034974 | Gas Storage | MEDIUM DRAW | Gas StorageMEDIUM DRAW | 40 | 38 | 232.4722 |  |  | 0.64942
2358506 | Rheem-Ruud Manufacturing | Ruud | RTGH-84XLN-2 | RUTGH-84XLN-2 |  | Gas Tankless | Natural Gas | [5 empty] | 2 | 10 |  |  |  | 157000 | 0.93 | 182 |  | 4.5 | 4.5 |  | 9.8 | 27.5 | 18.5 | 2018-04-03 | 2020-04-24 | United States | ES_1045829_RUTGH-84XLN-2_04162020153312_2168956 | Gas Instantaneous | HIGH DRAW | Gas InstantaneousHIGH DRAW | 2 | 157 |  |  |  | 0.9436
2358473 | Rheem-Ruud Manufacturing | Ruud | RTGH-90XLN-2 | RUTGH-90XLN-2 |  | Gas Tankless | Natural Gas | [5 empty] | 2 | 10 |  |  |  | 180000 | 0.93 | 182 |  | 5.2 | 5.2 |  | 9.8 | 27.5 | 18.5 | 2018-04-03 | 2020-04-24 | United States | ES_1045829_RUTGH-90XLN-2_04162020153310_3760354 | Gas Instantaneous | HIGH DRAW | Gas InstantaneousHIGH DRAW | 2 | 180 |  |  |  | 0.9436
2358489 | Rheem-Ruud Manufacturing | Ruud | RTGH-95XLN-2 | RUTGH-95XELN-2 |  | Gas Tankless | Natural Gas | [5 empty] | 2 | 10 |  |  |  | 199000 | 0.93 | 182 |  | 5.6 | 5.6 |  | 9.8 | 27.5 | 18.5 | 2018-04-03 | 2020-04-24 | United States | ES_1045829_RUTGH-95XELN-2_04162020153259_1880931 | Gas Instantaneous | HIGH DRAW | Gas InstantaneousHIGH DRAW | 2 | 199 |  |  |  | 0.9436
2358487 | Rheem-Ruud Manufacturing | Ruud | RTGH-95XLN-2 | RUTGH-95XLN-2 |  | Gas Tankless | Natural Gas | [5 empty] | 2 | 10 |  |  |  | 199000 | 0.93 | 182 |  | 5.6 | 5.6 |  | 9.8 | 27.5 | 18.5 | 2018-04-03 | 2020-04-24 | United States | ES_1045829_RUTGH-95XLN-2_04162020153300_9561939 | Gas Instantaneous | HIGH DRAW | Gas InstantaneousHIGH DRAW | 2 | 199 |  |  |  | 0.9436
2361250 | Rheem-Ruud Manufacturing | Ruud | RUTGH-C95DVLN | RUTGH-C95DVLN |  | Gas Tankless | Natural Gas | [5 empty] | 3 | 3 |  |  |  | 199000 | 0.93 | 182 |  | 5.7 | 5.7 |  | 9.8 | 27.5 | 18.5 | 2018-07-01 | 2020-06-03 | United States, Canada | ES_1045829_RUTGH-C95DVLN_05202020145039_7392374 | Gas Instantaneous | HIGH DRAW | Gas InstantaneousHIGH DRAW | 2 | 199 |  |  |  | 0.9436
2360444 | Rheem-Ruud Manufacturing | Ruud | RUTGH-C95XLN | RUTGH-C95XLN |  | Gas Tankless | Natural Gas | [5 empty] | 2 | 10 |  |  |  | 199000 | 0.93 | 182 |  | 5.6 | 5.6 |  | 9.8 | 27.5 | 18.5 | 2018-07-01 | 2020-05-22 | United States, Canada | ES_1045829_RUTGH-C95XLN_05202020145042_9834441 | Gas Instantaneous | HIGH DRAW | Gas InstantaneousHIGH DRAW | 2 | 199 |  |  |  | 0.9436
2361248 | Rheem-Ruud Manufacturing | Ruud | RUTGH-CM95DVLN | RUTGH-CM95DVLN |  | Gas Tankless | Natural Gas | [5 empty] | 3 | 3 |  |  |  | 199000 | 0.93 | 182 |  | 5.7 | 5.7 |  | 9.8 | 27.5 | 18.5 | 2018-07-01 | 2020-06-03 | United States, Canada | ES_1045829_RUTGH-CM95DVLN_05202020145040_5424128 | Gas Instantaneous | HIGH DRAW | Gas InstantaneousHIGH DRAW | 2 | 199 |  |  |  | 0.9436
2360441 | Rheem-Ruud Manufacturing | Ruud | RUTGH-CM95XLN | RUTGH-CM95XLN |  | Gas Tankless | Natural Gas | [5 empty] | 2 | 10 |  |  |  | 199000 | 0.93 | 182 |  | 5.6 | 5.6 |  | 9.8 | 27.5 | 18.5 | 2018-07-01 | 2020-05-22 | United States, Canada | ES_1045829_RUTGH-CM95XLN_05202020145044_2540827 | Gas Instantaneous | HIGH DRAW | Gas InstantaneousHIGH DRAW | 2 | 199 |  |  |  | 0.9436
2323860 | Rheem Sales Company, Inc. | Advantage Plus | Advantage Plus | HE55-100 |  | Gas-fired Storage Residential-duty Commercial | Natural Gas,Propane |  | 53 | 52 | 5.2 | 23 | 3 | 3 |  |  |  | 100000 | 0.89 | 182 |  |  |  | 99 |  |  |  | 2007-08-20 | 2021-02-18 | United States, Canada | ES_1071043_HE55-100_08022018001812_4473229 | Residential-Duty Gas Storage | Unknown | Residential-Duty Gas StorageUnknown | 55 | 100 |  |  |  | 0.90302
2323684 | Rheem Sales Company, Inc. | EcoSense | Ecosense | ECORHE40S |  | Gas Storage | Natural Gas |  | 37 | 51 | 62 | 22 | 2 | 3 |  |  | 1516 | 40000 | 0.83 | 187 | 87 |  |  | 92 |  | 63 |  | 2013-01-01 | 2018-12-13 | United States | ES_1071043_ECORHE40S_08012018005159_7655225 | Gas Storage | HIGH DRAW | Gas StorageHIGH DRAW | 40 | 40 | 225.485 |  |  | 0.84216
2317484 | Rheem Sales Company, Inc. | EcoSense | Ecosense | ECORHE50 |  | Gas Storage | Natural Gas |  | 46 | 60 | 71 | 22 | 2 | 3 |  |  |  | 40000 | 0.8 | 187 | 87 |  |  | 89 |  |  |  | 2013-01-01 | 2018-04-30 | United States | ES_1071043_ECORHE50_04052018154748_9703890 | Gas Storage | HIGH DRAW | Gas StorageHIGH DRAW | 50 | 40 | 234.4914 |  |  | 0.81173
2323752 | Rheem Sales Company, Inc. | EcoSmart | RTGH-160DVL | ESGH-84-DVLN-2 |  | Gas Tankless | Natural Gas |  | 0 | 0 | 28.2 | 0 | 2 | 2 |  |  |  | 157000 | 0.93 | 182 |  | 4.6 | 4.6 | 97 | 9.8 | 27.5 | 18.5 | 2018-04-25 | 2020-02-03 | United States | ES_1071043_ESGH-84-DVLN-2_08012018013629_9245496 | Gas Instantaneous | HIGH DRAW | Gas InstantaneousHIGH DRAW | 2 | 157 |  |  |  | 0.9436
2323876 | Rheem Sales Company, Inc. | EcoSmart | RTGH-180DVL | ESGH-90-DVLN-2 |  | Gas Tankless | Natural Gas |  | 0 | 0 | 28.2 | 0 | 2 | 2 |  |  |  | 180000 | 0.93 | 182 |  | 5.2 | 5.2 | 97 | 9.8 | 27.5 | 18.5 | 2018-04-25 | 2020-02-03 | United States | ES_1071043_ESGH-90-DVLN-2_08022018002753_2484006 | Gas Instantaneous | HIGH DRAW | Gas InstantaneousHIGH DRAW | 2 | 180 |  |  |  | 0.9436
2323892 | Rheem Sales Company, Inc. | EcoSmart | RTGH-199DVL | ESGH-95-DVLN-2 |  | Gas Tankless | Natural Gas | [5 empty] | 2 | 2 |  |  |  | 199000 | 0.93 | 182 |  | 5.7 | 5.7 |  | 9.8 | 27.5 | 18.5 | 2018-04-25 | 2020-04-01 | United States | ES_1071043_ESGH-95-DVLN-2_08022018003256_9668674 | Gas Instantaneous | HIGH DRAW | Gas InstantaneousHIGH DRAW | 2 | 199 |  |  |  | 0.9436
2323754 | Rheem Sales Company, Inc. | Rheem | RTGH-160DVL | CECOH160DVLN-2 |  | Gas Tankless | Natural Gas |  | 0 | 0 | 28.2 | 0 | 2 | 2 |  |  |  | 157000 | 0.93 | 182 |  | 4.6 | 4.6 | 97 | 9.8 | 27.5 | 18.5 | 2018-04-25 | 2020-02-03 | United States, Canada | ES_1071043_CECOH160DVLN-2_08012018013634_5319972 | Gas Instantaneous | HIGH DRAW | Gas InstantaneousHIGH DRAW | 2 | 157 |  |  |  | 0.9436
2344477 | Rheem Sales Company, Inc. | Rheem | RTGH-180DVL | CECOH180DVLN-2 |  | Gas Tankless | Natural Gas |  | 0 | 0 | 28.2 | 0 | 2 | 2 |  |  |  | 180000 | 0.93 | 182 |  | 5.2 | 5.2 | 97 | 9.8 | 27.5 | 18.5 | 2018-04-25 | 2020-02-03 | United States, Canada | ES_1071043_CECOH180DVLN-2_08132019220129_0683110 | Gas Instantaneous | HIGH DRAW | Gas InstantaneousHIGH DRAW | 2 | 180 |  |  |  | 0.9436
2323902 | Rheem Sales Company, Inc. | Rheem | RTGH-199DVL | CECOH200DVELN-2 |  | Gas Tankless | Natural Gas | [5 empty] | 2 | 2 |  |  |  | 199000 | 0.93 | 182 |  | 5.7 | 5.7 |  | 9.8 | 27.5 | 18.5 | 2018-04-25 | 2020-04-01 | United States, Canada | ES_1071043_CECOH200DVELN-2_08022018003319_0904265 | Gas Instantaneous | HIGH DRAW | Gas InstantaneousHIGH DRAW | 2 | 199 |  |  |  | 0.9436
2336599 | Rheem Sales Company, Inc. | Rheem | RTGH-199DVL | CECOH200DVLN-2 |  | Gas Tankless | Natural Gas | [5 empty] | 2 | 2 |  |  |  | 199000 | 0.93 | 182 |  | 5.7 | 5.7 |  | 9.8 | 27.5 | 18.5 | 2018-04-25 | 2021-04-07 | United States, Canada | ES_1071043_CECOH200DVLN-2_04112019154600_1895123 | Gas Instantaneous | HIGH DRAW | Gas InstantaneousHIGH DRAW | 2 | 199 |  |  |  | 0.9436
2323904 | Rheem Sales Company, Inc. | Rheem | RTGH-199DVL | CRTGH95DVELN-2 |  | Gas Tankless | Natural Gas | [5 empty] | 2 | 2 |  |  |  | 199000 | 0.93 | 182 |  | 5.7 | 5.7 |  | 9.8 | 27.5 | 18.5 | 2018-04-25 | 2020-04-01 | United States, Canada | ES_1071043_CRTGH95DVELN-2_08022018003323_9137548 | Gas Instantaneous | HIGH DRAW | Gas InstantaneousHIGH DRAW | 2 | 199 |  |  |  | 0.9436
2342141 | Rheem Sales Company, Inc. | Rheem | RTGH-199DVL | CRTGH-95DVLN-2 |  | Gas Tankless | Natural Gas |  | 0 | 0 | 28.2 | 0 | 2 | 2 |  |  |  | 199000 | 0.93 |  |  | 5.7 | 5.7 | 97 | 9.8 | 27.5 | 18.5 | 2018-04-25 | 2019-07-31 | United States, Canada | ES_1071043_CRTGH-95DVLN-2_07312019053646_6816899 | Gas Instantaneous | HIGH DRAW | Gas InstantaneousHIGH DRAW | 2 | 199 |  |  |  | 0.9436
2336521 | Rheem Sales Company, Inc. | Rheem | Alabama | CRTGH-RH11DVLN * |  | Gas Tankless | Natural Gas |  | 0 | 0 | 31.2 | 0 | 3 | 3 |  |  |  | 199000 | 0.94 | 181 |  | 6 | 6 | 97 | 14.8 | 28.7 | 17.3 | 2019-04-15 | 2020-02-03 | United States, Canada | ES_1071043_CRTGH-RH11DVLN *_04092019180025_1217697 | Gas Instantaneous | HIGH DRAW | Gas InstantaneousHIGH DRAW | 2 | 199 |  |  |  | 0.95374
2336524 | Rheem Sales Company, Inc. | Rheem | Alabama | CRTGH-RH11DVLP * |  | Gas Tankless | Natural Gas |  | 0 | 0 | 31.2 | 0 | 3 | 3 |  |  |  | 199000 | 0.94 | 181 |  | 6 | 6 | 97 | 14.8 | 28.7 | 17.3 | 2019-04-15 | 2020-02-03 | United States, Canada | ES_1071043_CRTGH-RH11DVLP *_04092019180032_3007577 | Gas Instantaneous | HIGH DRAW | Gas InstantaneousHIGH DRAW | 2 | 199 |  |  |  | 0.95374
2323743 | Rheem Sales Company, Inc. | Rheem | RTGH-160DVL | DCRTGH84DVLN-2 |  | Gas Tankless | Natural Gas |  | 0 | 0 | 28.2 | 0 | 2 | 2 |  |  |  | 157000 | 0.93 | 182 |  | 4.6 | 4.6 | 97 | 9.8 | 27.5 | 18.5 | 2018-04-25 | 2020-02-03 | United States, Canada | ES_1071043_DCRTGH84DVLN-2_08012018013610_6832617 | Gas Instantaneous | HIGH DRAW | Gas InstantaneousHIGH DRAW | 2 | 157 |  |  |  | 0.9436
2323906 | Rheem Sales Company, Inc. | Rheem | RTGH-199DVL | DCRTGH95DVELN-2 |  | Gas Tankless | Natural Gas | [5 empty] | 2 | 2 |  |  |  | 199000 | 0.93 | 182 |  | 5.7 | 5.7 |  | 9.8 | 27.5 | 18.5 | 2018-04-25 | 2020-04-01 | United States, Canada | ES_1071043_DCRTGH95DVELN-2_08022018003326_5834471 | Gas Instantaneous | HIGH DRAW | Gas InstantaneousHIGH DRAW | 2 | 199 |  |  |  | 0.9436
2323867 | Rheem Sales Company, Inc. | Rheem | RTGH-120DVL | ECOH120DVLN-2 |  | Gas Tankless | Natural Gas |  | 0 | 0 | 28.2 | 0 | 2 | 2 |  |  |  | 120000 | 0.91 | 122 |  | 3.5 | 3.5 | 96 | 9.8 | 27.5 | 18.5 | 2018-04-25 | 2020-02-03 | United States | ES_1071043_ECOH120DVLN-2_08022018002137_9922347 | Gas Instantaneous | MEDIUM DRAW | Gas InstantaneousMEDIUM DRAW | 2 | 120 |  |  |  | 0.92331
2323736 | Rheem Sales Company, Inc. | Rheem | RTGH-120XL | ECOH120XLN-2 |  | Gas Tankless | Natural Gas |  | 0 | 0 | 28.2 | 0 | 2 | 2 |  |  |  | 120000 | 0.91 | 122 |  | 3.6 | 3.6 | 95 | 9.8 | 27.5 | 18.5 | 2018-04-25 | 2020-02-03 | United States | ES_1071043_ECOH120XLN-2_08012018013221_8370002 | Gas Instantaneous | MEDIUM DRAW | Gas InstantaneousMEDIUM DRAW | 2 | 120 |  |  |  | 0.92331
2323745 | Rheem Sales Company, Inc. | Rheem | RTGH-160DVL | ECOH160DVLN-2 |  | Gas Tankless | Natural Gas |  | 0 | 0 | 28.2 | 0 | 2 | 2 |  |  |  | 157000 | 0.93 | 182 |  | 4.6 | 4.6 | 97 | 9.8 | 27.5 | 18.5 | 2018-04-25 | 2020-02-03 | United States | ES_1071043_ECOH160DVLN-2_08012018013614_4924980 | Gas Instantaneous | HIGH DRAW | Gas InstantaneousHIGH DRAW | 2 | 157 |  |  |  | 0.9436
2323878 | Rheem Sales Company, Inc. | Rheem | RTGH-180DVL | ECOH180DVELN-2 |  | Gas Tankless | Natural Gas |  | 0 | 0 | 28.2 | 0 | 2 | 2 |  |  |  | 180000 | 0.93 | 182 |  | 5.2 | 5.2 | 97 | 9.8 | 27.5 | 18.5 | 2018-04-25 | 2020-02-03 | United States | ES_1071043_ECOH180DVELN-2_08022018002757_8101133 | Gas Instantaneous | HIGH DRAW | Gas InstantaneousHIGH DRAW | 2 | 180 |  |  |  | 0.9436
2323870 | Rheem Sales Company, Inc. | Rheem | RTGH-180DVL | ECOH180DVLN-2 |  | Gas Tankless | Natural Gas |  | 0 | 0 | 28.2 | 0 | 2 | 2 |  |  |  | 180000 | 0.93 | 182 |  | 5.2 | 5.2 | 97 | 9.8 | 27.5 | 18.5 | 2018-04-25 | 2020-02-03 | United States | ES_1071043_ECOH180DVLN-2_08022018002740_3812854 | Gas Instantaneous | HIGH DRAW | Gas InstantaneousHIGH DRAW | 2 | 180 |  |  |  | 0.9436
2323894 | Rheem Sales Company, Inc. | Rheem | RTGH-199DVL | ECOH200DVELN-2 |  | Gas Tankless | Natural Gas | [5 empty] | 2 | 2 |  |  |  | 199000 | 0.93 | 182 |  | 5.7 | 5.7 |  | 9.8 | 27.5 | 18.5 | 2018-04-25 | 2021-04-07 | United States | ES_1071043_ECOH200DVELN-2_08022018003301_8600069 | Gas Instantaneous | HIGH DRAW | Gas InstantaneousHIGH DRAW | 2 | 199 |  |  |  | 0.9436
2323885 | Rheem Sales Company, Inc. | Rheem | RTGH-199DVL | ECOH200DVLN-2 |  | Gas Tankless | Natural Gas | [5 empty] | 2 | 2 |  |  |  | 199000 | 0.93 | 182 |  | 5.7 | 5.7 |  | 9.8 | 27.5 | 18.5 | 2018-04-25 | 2021-04-07 | United States | ES_1071043_ECOH200DVLN-2_08022018003241_2316516 | Gas Instantaneous | HIGH DRAW | Gas InstantaneousHIGH DRAW | 2 | 199 |  |  |  | 0.9436
2336517 | Rheem Sales Company, Inc. | Rheem | Alabama | ECOH200DVRHLN * |  | Gas Tankless | Natural Gas |  | 0 | 0 | 31.2 | 0 | 3 | 3 |  |  |  | 199000 | 0.94 | 181 |  | 6 | 6 | 97 | 14.8 | 28.7 | 17.3 | 2019-04-15 | 2020-02-03 | United States, Canada | ES_1071043_ECOH200DVRHLN *_04092019180013_6243279 | Gas Instantaneous | HIGH DRAW | Gas InstantaneousHIGH DRAW | 2 | 199 |  |  |  | 0.95374
2366521 | Rheem Sales Company, Inc. | Rheem | Hybrid electic water heater | HPLD40-1RH |  | Hybrid/Electric Heat Pump | Electric |  | 36 | 45 |  | 16 |  |  | 4.5 | 240 |  |  | 3.75 |  | 60 |  |  | 434 |  |  |  | 2020-09-30 | 2021-04-07 | United States, Canada | ES_1071043_HPLD40-1RH_09182020013347_9136254 | Heat Pump | MEDIUM DRAW | Heat PumpMEDIUM DRAW | 40 | 15.354 | 206.1803 |  |  | 3.8042
2366518 | Rheem Sales Company, Inc. | Rheem | Hybrid electic water heater | HPLD50-1RH |  | Hybrid/Electric Heat Pump | Electric |  | 45 | 44.8 |  | 18 |  |  | 4.5 | 240 |  |  | 3.75 |  | 67 |  |  | 430 |  |  |  | 2020-09-30 | 2021-04-29 | United States, Canada | ES_1071043_HPLD50-1RH_09182020013347_4171108 | Heat Pump | MEDIUM DRAW | Heat PumpMEDIUM DRAW | 50 | 15.354 | 192.2019 |  |  | 3.8042
2370531 | Rheem Sales Company, Inc. | Rheem | Hybrid electic water heater | HPLD65-1RH |  | Hybrid/Electric Heat Pump | Electric |  | 59 | 47.2 |  | 20 |  |  | 4.5 | 240 |  |  | 3.85 |  | 75 |  |  | 457 |  |  |  | 2020-09-30 | 2021-04-29 | United States, Canada | ES_1071043_HPLD65-1RH_09182020013346_9404759 | Heat Pump | HIGH DRAW | Heat PumpHIGH DRAW | 60 | 15.354 | 378.4961 |  |  | 3.9057
2366522 | Rheem Sales Company, Inc. | Rheem | Hybrid electic water heater | HPLD80-1RH |  | Hybrid/Electric Heat Pump | Electric |  | 72 | 57.4 |  | 20 |  |  | 4.5 | 240 |  |  | 4 |  | 87 |  |  | 447 |  |  |  | 2020-09-30 | 2021-04-07 | United States, Canada | ES_1071043_HPLD80-1RH_09182020013346_4543505 | Heat Pump | HIGH DRAW | Heat PumpHIGH DRAW | 75 | 15.354 | 237.5036 |  |  | 4.0578
2317527 | Rheem Sales Company, Inc. | Rheem | Rheem | PRO+G29-60N RH70 ID |  | Gas Storage | Natural Gas |  | 28 | 59 | 64 | 18 | 3 | 4 |  |  |  | 60000 | 0.71 | 214 | 93 |  |  | 78 |  |  |  | 2013-09-02 | 2018-04-30 | United States | ES_1071043_PRO+G29-60N RH70 ID_04052018155503_5553169 | Gas Storage | HIGH DRAW | Gas StorageHIGH DRAW | 30 | 60 | 202.2235 |  |  | 0.72043
2317557 | Rheem Sales Company, Inc. | Rheem | Rheem | PRO+G38-40N RH69 PD |  | Gas Storage | Natural Gas |  | 37 | 58 | 63 | 20 | 3 | 4 |  |  |  | 40000 | 0.7 | 220 | 85 |  |  | 76 | 12 | 26 | 19 | 2013-09-02 | 2019-04-10 | United States | ES_1071043_PRO+G38-40N RH69 PD_04052018155814_6804757 | Gas Storage | HIGH DRAW | Gas StorageHIGH DRAW | 40 | 40 | 180.3382 |  |  | 0.71029
2358363 | Rheem Sales Company, Inc. | Rheem | PROG40-36U RH67 PV* | PROG40-36U RH67 PV* |  | Gas Storage | Natural Gas |  | 39 | 59.1 | 71.3 | 16 | 2 | 3 |  |  |  | 36000 | 0.64 | 173 | 67 |  |  | 74 |  |  |  | 2020-03-23 | 2020-04-22 | United States | ES_1071043_PROG40-36U RH67 PV*_03312020163201_491309 | Gas Storage | MEDIUM DRAW | Gas StorageMEDIUM DRAW | 40 | 36 | 211.9934 |  |  | 0.64942
2317525 | Rheem Sales Company, Inc. | Richmond | Richmond | 6G30-60 |  | Gas Storage | Natural Gas |  | 28 | 59 | 64 | 18 | 3 | 4 |  |  |  | 60000 | 0.71 | 214 | 93 |  |  | 78 |  |  |  | 2011-06-20 | 2018-04-30 | United States | ES_1071043_6G30-60_04052018155457_2684277 | Gas Storage | HIGH DRAW | Gas StorageHIGH DRAW | 30 | 60 | 202.2235 |  |  | 0.72043
2358350 | Rheem Sales Company, Inc. | Richmond | 6G40-38E2FN* | 6G40-38E2FN* |  | Gas Storage | Natural Gas |  | 38 | 59.1 | 65.3 | 16 | 3 | 4 |  |  |  | 38000 | 0.64 | 173 | 67 |  |  | 75 |  |  |  | 2020-03-23 | 2020-04-22 | United States | ES_1071043_6G40-38E2FN*_03312020163201_987234 | Gas Storage | MEDIUM DRAW | Gas StorageMEDIUM DRAW | 40 | 38 | 232.4722 |  |  | 0.64942
2317551 | Rheem Sales Company, Inc. | Richmond | Richmond | 6G40-40E2 |  | Gas Storage | Natural Gas |  | 37 | 58 | 63 | 20 | 3 | 4 |  |  |  | 40000 | 0.7 | 220 | 85 |  |  | 76 | 11 | 22 | 18 | 2009-10-15 | 2018-12-12 | United States | ES_1071043_6G40-40E2_04052018155759_2310300 | Gas Storage | HIGH DRAW | Gas StorageHIGH DRAW | 40 | 40 | 180.3382 |  |  | 0.71029
2358344 | Rheem Sales Company, Inc. | Richmond | 6G40PV-36FN* | 6G40PV-36FN* |  | Gas Storage | Natural Gas |  | 39 | 59.1 | 71.3 | 16 | 2 | 3 |  |  |  | 36000 | 0.64 | 173 | 67 |  |  | 74 |  |  |  | 2020-03-23 | 2020-04-22 | United States | ES_1071043_6G40PV-36FN*_03312020163201_168733 | Gas Storage | MEDIUM DRAW | Gas StorageMEDIUM DRAW | 40 | 36 | 211.9934 |  |  | 0.64942
2317511 | Rheem Sales Company, Inc. | Richmond | Richmond | 6G40S-40E2 |  | Gas Storage | Natural Gas |  | 39 | 51 | 52 | 22 | 3 |  |  |  | 1562 | 40000 | 0.65 | 224 | 69 |  |  | 75 |  | 61 |  | 2010-09-15 | 2018-04-30 | United States | ES_1071043_6G40S-40E2_04052018155307_3584150 | Gas Storage | MEDIUM DRAW | Gas StorageMEDIUM DRAW | 40 | 40 | 207.3419 |  |  | 0.65957
2358358 | Rheem Sales Company, Inc. | Richmond | 6G50-38E2FN* | 6G50-38E2FN* |  | Gas Storage | Natural Gas |  | 48 | 58.3 | 64.3 | 18 | 3 | 4 |  |  |  | 38000 | 0.68 | 249 | 86 |  |  | 78 |  |  |  | 2020-03-23 | 2020-04-22 | United States | ES_1071043_6G50-38E2FN*_03312020163201_452340 | Gas Storage | HIGH DRAW | Gas StorageHIGH DRAW | 50 | 38 | 311.3595 |  |  | 0.69
2317410 | Rheem Sales Company, Inc. | Richmond | Richmond | 6G50-40E2 |  | Gas Storage | Natural Gas |  | 48 | 58 | 63 | 22 | 3 | 4 |  |  | 1516 | 40000 | 0.69 | 224 | 79 |  |  | 77 |  | 63 |  | 2010-09-15 | 2018-04-30 | United States | ES_1071043_6G50-40E2_04052018151021_8070209 | Gas Storage | HIGH DRAW | Gas StorageHIGH DRAW | 50 | 40 | 244.2017 |  |  | 0.70014
2317404 | Rheem Sales Company, Inc. | Richmond | Richmond | 6G50PDV-40 |  | Gas Storage | Natural Gas |  | 47 | 59 | 68 | 22 | 2 | 3 |  |  |  | 40000 | 0.69 | 224 | 82 |  |  | 81 |  |  |  | 2009-10-15 | 2018-04-30 | United States | ES_1071043_6G50PDV-40_04052018145131_9719360 | Gas Storage | HIGH DRAW | Gas StorageHIGH DRAW | 50 | 40 | 366.3025 |  |  | 0.70014
2358341 | Rheem Sales Company, Inc. | Richmond | 6G50PV-38FN* | 6G50PV-38FN* |  | Gas Storage | Natural Gas |  | 48 | 58.3 | 70.3 | 18 | 2 | 3 |  |  |  | 38000 | 0.68 | 249 | 86 |  |  | 77 |  |  |  | 2020-03-23 | 2020-04-22 | United States | ES_1071043_6G50PV-38FN*_03312020163201_609099 | Gas Storage | HIGH DRAW | Gas StorageHIGH DRAW | 50 | 38 | 280.2236 |  |  | 0.69
2317611 | Rheem Sales Company, Inc. | Richmond | Richmond | 6G50S-40E2 |  | Gas Storage | Natural Gas |  | 48 | 51 | 52 | 24 | 3 |  |  |  |  | 40000 | 0.66 | 224 | 78 |  |  | 77 |  |  |  | 2010-09-15 | 2018-04-30 | United States | ES_1071043_6G50S-40E2_04052018171117_6567261 | Gas Storage | HIGH DRAW | Gas StorageHIGH DRAW | 50 | 40 | 352.2619 |  |  | 0.66971
2317437 | Rheem Sales Company, Inc. | Richmond | Richmond | 6GR40PVE2-40 |  | Gas Storage | Natural Gas |  | 38 | 59 | 67 | 20 | 2 | 3 |  |  |  | 40000 | 0.69 | 224 | 86 |  |  | 79 | 12 | 26 | 19 | 2010-09-15 | 2018-04-30 | United States | ES_1071043_6GR40PVE2-40_04052018151146_5825279 | Gas Storage | HIGH DRAW | Gas StorageHIGH DRAW | 40 | 40 | 305.2521 |  |  | 0.70014
2323689 | Rheem Sales Company, Inc. | Richmond | Richmond | 6GR40SPVE2-36 |  | Gas Storage | Natural Gas |  | 39 | 51 | 62.5 | 22 | 3 | 2 |  |  |  | 36000 | 0.65 | 171 | 66 |  |  | 74 |  |  |  | 2011-04-15 | 2021-04-06 | United States | ES_1071043_6GR40SPVE2-36_08012018010054_4306854 | Gas Storage | MEDIUM DRAW | Gas StorageMEDIUM DRAW | 40 | 36 | 187.6887 |  |  | 0.65957
2317570 | Rheem Sales Company, Inc. | Richmond | Richmond | 6GR50PVE2-42 |  | Gas Storage | Natural Gas |  | 48 | 58 | 66 | 22 | 2 | 3 |  |  |  | 42000 | 0.68 | 224 | 78 |  |  | 75 |  |  |  | 2010-09-15 | 2018-12-12 | United States | ES_1071043_6GR50PVE2-42_04052018170706_1518183 | Gas Storage | HIGH DRAW | Gas StorageHIGH DRAW | 50 | 42 | 216.264 |  |  | 0.69
2317501 | Rheem Sales Company, Inc. | Richmond | 43VP50SE2 | 6GR50SPVE2-36 |  | Gas Storage | Natural Gas |  | 48 | 51 | 63 | 24 | 2 | 3 |  |  | 1562 | 36000 | 0.7 | 224 | 78 |  |  | 79 |  |  |  | 2011-04-15 | 2019-11-18 | United States | ES_1071043_6GR50SPVE2-36_04052018155153_2420982 | Gas Storage | HIGH DRAW | Gas StorageHIGH DRAW | 50 | 36 | 272.7848 |  |  | 0.71029
2317587 | Rheem Sales Company, Inc. | Richmond | Richmond | 6RHE40S |  | Gas Storage | Natural Gas |  | 37 | 51 | 62 | 22 | 2 | 3 |  |  | 1516 | 40000 | 0.83 | 187 | 87 |  |  | 92 |  | 63 |  | 2013-01-01 | 2018-04-30 | United States | ES_1071043_6RHE40S_04052018170954_6394685 | Gas Storage | HIGH DRAW | Gas StorageHIGH DRAW | 40 | 40 | 225.485 |  |  | 0.84216
2317488 | Rheem Sales Company, Inc. | Richmond | Richmond | 6RHE50 |  | Gas Storage | Natural Gas |  | 46 | 60 | 71 | 22 | 2 | 3 |  |  |  | 40000 | 0.8 | 187 | 87 |  |  | 89 |  |  |  | 2013-01-01 | 2018-04-30 | United States | ES_1071043_6RHE50_04052018154758_4045453 | Gas Storage | HIGH DRAW | Gas StorageHIGH DRAW | 50 | 40 | 234.4914 |  |  | 0.81173
2358349 | Rheem Sales Company, Inc. | Richmond | 9G40-38E2FN* | 9G40-38E2FN* |  | Gas Storage | Natural Gas |  | 38 | 59.1 | 65.3 | 16 | 3 | 4 |  |  |  | 38000 | 0.64 | 173 | 67 |  |  | 75 |  |  |  | 2020-03-23 | 2020-04-22 | United States | ES_1071043_9G40-38E2FN*_03312020163201_127483 | Gas Storage | MEDIUM DRAW | Gas StorageMEDIUM DRAW | 40 | 38 | 232.4722 |  |  | 0.64942
2317553 | Rheem Sales Company, Inc. | Richmond | Richmond | 9G40-40E2 |  | Gas Storage | Natural Gas |  | 37 | 58 | 63 | 20 | 3 | 4 |  |  |  | 40000 | 0.7 | 220 | 85 |  |  | 76 | 11 | 22 | 18 | 2009-10-15 | 2018-12-12 | United States | ES_1071043_9G40-40E2_04052018155804_0860012 | Gas Storage | HIGH DRAW | Gas StorageHIGH DRAW | 40 | 40 | 180.3382 |  |  | 0.71029
2317523 | Rheem Sales Company, Inc. | Richmond | Richmond | 9G40S-40E2 |  | Gas Storage | Natural Gas |  | 39 | 51 | 52 | 22 | 3 |  |  |  | 1562 | 40000 | 0.65 | 224 | 69 |  |  | 75 |  | 61 |  | 2010-09-15 | 2018-04-30 | United States | ES_1071043_9G40S-40E2_04052018155302_5350083 | Gas Storage | MEDIUM DRAW | Gas StorageMEDIUM DRAW | 40 | 40 | 207.3419 |  |  | 0.65957
2358357 | Rheem Sales Company, Inc. | Richmond | 9G50-38E2FN* | 9G50-38E2FN* |  | Gas Storage | Natural Gas |  | 48 | 58.3 | 64.3 | 18 | 3 | 4 |  |  |  | 38000 | 0.68 | 249 | 86 |  |  | 78 |  |  |  | 2020-03-23 | 2020-04-22 | United States | ES_1071043_9G50-38E2FN*_03312020163201_494657 | Gas Storage | HIGH DRAW | Gas StorageHIGH DRAW | 50 | 38 | 311.3595 |  |  | 0.69
2317411 | Rheem Sales Company, Inc. | Richmond | Richmond | 9G50-40E2 |  | Gas Storage | Natural Gas |  | 48 | 58 | 63 | 22 | 3 | 4 |  |  | 1516 | 40000 | 0.69 | 224 | 79 |  |  | 77 |  | 63 |  | 2010-09-15 | 2018-04-30 | United States | ES_1071043_9G50-40E2_04052018151023_4275981 | Gas Storage | HIGH DRAW | Gas StorageHIGH DRAW | 50 | 40 | 244.2017 |  |  | 0.70014
2317612 | Rheem Sales Company, Inc. | Richmond | Richmond | 9G50S-40E2 |  | Gas Storage | Natural Gas |  | 48 | 51 | 52 | 24 | 3 |  |  |  |  | 40000 | 0.66 | 224 | 78 |  |  | 77 |  |  |  | 2010-09-15 | 2018-04-30 | United States | ES_1071043_9G50S-40E2_04052018171120_2532270 | Gas Storage | HIGH DRAW | Gas StorageHIGH DRAW | 50 | 40 | 352.2619 |  |  | 0.66971
2342140 | Rheem Sales Company, Inc. | Richmond | RTGH-199DVL | CRMTGH95DVLN-2 |  | Gas Tankless | Natural Gas |  | 0 | 0 | 28.2 | 0 | 2 | 2 |  |  |  | 199000 | 0.93 |  |  | 5.7 | 5.7 | 97 | 9.8 | 27.5 | 18.5 | 2018-04-25 | 2019-07-31 | United States, Canada | ES_1071043_CRMTGH95DVLN-2_07312019053645_0785851 | Gas Instantaneous | HIGH DRAW | Gas InstantaneousHIGH DRAW | 2 | 199 |  |  |  | 0.9436
2323865 | Rheem Sales Company, Inc. | Richmond | RTGH-120DVL | RMTGH68DVLN-2 |  | Gas Tankless | Natural Gas |  | 0 | 0 | 28.2 | 0 | 2 | 2 |  |  |  | 120000 | 0.91 | 122 |  | 3.5 | 3.5 | 96 | 9.8 | 27.5 | 18.5 | 2018-04-25 | 2020-02-03 | United States | ES_1071043_RMTGH68DVLN-2_08022018002133_3814851 | Gas Instantaneous | MEDIUM DRAW | Gas InstantaneousMEDIUM DRAW | 2 | 120 |  |  |  | 0.92331
2323747 | Rheem Sales Company, Inc. | Richmond | RTGH-160DVL | RMTGH84DVLN-2 |  | Gas Tankless | Natural Gas |  | 0 | 0 | 28.2 | 0 | 2 | 2 |  |  |  | 157000 | 0.93 | 182 |  | 4.6 | 4.6 | 97 | 9.8 | 27.5 | 18.5 | 2018-04-25 | 2020-02-03 | United States | ES_1071043_RMTGH84DVLN-2_08012018013618_6015966 | Gas Instantaneous | HIGH DRAW | Gas InstantaneousHIGH DRAW | 2 | 157 |  |  |  | 0.9436
2323871 | Rheem Sales Company, Inc. | Richmond | RTGH-180DVL | RMTGH90DVLN-2 |  | Gas Tankless | Natural Gas |  | 0 | 0 | 28.2 | 0 | 2 | 2 |  |  |  | 180000 | 0.93 | 182 |  | 5.2 | 5.2 | 97 | 9.8 | 27.5 | 18.5 | 2018-04-25 | 2020-02-03 | United States | ES_1071043_RMTGH90DVLN-2_08022018002742_7859035 | Gas Instantaneous | HIGH DRAW | Gas InstantaneousHIGH DRAW | 2 | 180 |  |  |  | 0.9436
2323900 | Rheem Sales Company, Inc. | Richmond | RTGH-199DVL | RMTGH95DVELN-2 |  | Gas Tankless | Natural Gas | [5 empty] | 2 | 2 |  |  |  | 199000 | 0.93 | 182 |  | 5.7 | 5.7 |  | 9.8 | 27.5 | 18.5 | 2018-04-25 | 2020-04-01 | United States | ES_1071043_RMTGH95DVELN-2_08022018003314_1590403 | Gas Instantaneous | HIGH DRAW | Gas InstantaneousHIGH DRAW | 2 | 199 |  |  |  | 0.9436
2323887 | Rheem Sales Company, Inc. | Richmond | RTGH-199DVL | RMTGH95DVLN-2 |  | Gas Tankless | Natural Gas | [5 empty] | 2 | 2 |  |  |  | 199000 | 0.93 | 182 |  | 5.7 | 5.7 |  | 9.8 | 27.5 | 18.5 | 2018-04-25 | 2020-04-01 | United States | ES_1071043_RMTGH95DVLN-2_08022018003246_8390991 | Gas Instantaneous | HIGH DRAW | Gas InstantaneousHIGH DRAW | 2 | 199 |  |  |  | 0.9436
2336514 | Rheem Sales Company, Inc. | Richmond | Alabama | RMTGHRH111DVLN * |  | Gas Tankless | Natural Gas |  | 0 | 0 | 31.2 | 0 | 3 | 3 |  |  |  | 199000 | 0.94 | 181 |  | 6 | 6 | 97 | 14.8 | 28.7 | 17.3 | 2019-04-15 | 2020-02-03 | United States, Canada | ES_1071043_RMTGHRH111DVLN *_04092019180004_9426481 | Gas Instantaneous | HIGH DRAW | Gas InstantaneousHIGH DRAW | 2 | 199 |  |  |  | 0.95374
2323908 | Rheem Sales Company, Inc. | Ruud | RTGH-199DVL | CRUTGH-95DVELN-2 |  | Gas Tankless | Natural Gas | [5 empty] | 2 | 2 |  |  |  | 199000 | 0.93 | 182 |  | 5.7 | 5.7 |  | 9.8 | 27.5 | 18.5 | 2018-04-25 | 2020-04-01 | United States | ES_1071043_CRUTGH-95DVELN-2_08022018003331_3893815 | Gas Instantaneous | HIGH DRAW | Gas InstantaneousHIGH DRAW | 2 | 199 |  |  |  | 0.9436
2366520 | Rheem Sales Company, Inc. | Ruud | Hybrid electic water heater | HPLD40-1RU |  | Hybrid/Electric Heat Pump | Electric |  | 36 | 45 |  | 16 |  |  | 4.5 | 240 |  |  | 3.75 |  | 60 |  |  | 434 |  |  |  | 2020-09-30 | 2021-04-07 | United States, Canada | ES_1071043_HPLD40-1RU_09182020013347_3537083 | Heat Pump | MEDIUM DRAW | Heat PumpMEDIUM DRAW | 40 | 15.354 | 206.1803 |  |  | 3.8042
2366517 | Rheem Sales Company, Inc. | Ruud | Hybrid electic water heater | HPLD50-1RU |  | Hybrid/Electric Heat Pump | Electric |  | 45 | 44.8 |  | 18 |  |  | 4.5 | 240 |  |  | 3.75 |  | 67 |  |  | 430 |  |  |  | 2020-09-30 | 2021-04-29 | United States, Canada | ES_1071043_HPLD50-1RU_09182020013348_3478929 | Heat Pump | MEDIUM DRAW | Heat PumpMEDIUM DRAW | 50 | 15.354 | 192.2019 |  |  | 3.8042
2370532 | Rheem Sales Company, Inc. | Ruud | Hybrid electic water heater | HPLD65-1RU |  | Hybrid/Electric Heat Pump | Electric |  | 59 | 47.2 |  | 20 |  |  | 4.5 | 240 |  |  | 3.85 |  | 75 |  |  | 457 |  |  |  | 2020-09-30 | 2021-04-29 | United States, Canada | ES_1071043_HPLD65-1RU_09182020013348_5490499 | Heat Pump | HIGH DRAW | Heat PumpHIGH DRAW | 60 | 15.354 | 378.4961 |  |  | 3.9057
2366519 | Rheem Sales Company, Inc. | Ruud | Hybrid electic water heater | HPLD80-1RU |  | Hybrid/Electric Heat Pump | Electric |  | 72 | 57.4 |  | 20 |  |  | 4.5 | 240 |  |  | 4 |  | 87 |  |  | 447 |  |  |  | 2020-09-30 | 2021-04-07 | United States, Canada | ES_1071043_HPLD80-1RU_09182020013347_550962 | Heat Pump | HIGH DRAW | Heat PumpHIGH DRAW | 75 | 15.354 | 237.5036 |  |  | 4.0578
2323685 | Rheem Sales Company, Inc. | Ruud | Ruud | PHE40S |  | Gas Storage | Natural Gas |  | 37 | 51 | 62 | 22 | 2 | 3 |  |  | 1516 | 40000 | 0.83 | 187 | 87 |  |  | 92 |  | 63 |  | 2013-01-01 | 2018-12-13 | United States | ES_1071043_PHE40S_08012018005202_1111980 | Gas Storage | HIGH DRAW | Gas StorageHIGH DRAW | 40 | 40 | 225.485 |  |  | 0.84216
2317486 | Rheem Sales Company, Inc. | Ruud | Ruud | PHE50 |  | Gas Storage | Natural Gas |  | 46 | 60 | 71 | 22 | 2 | 3 |  |  |  | 40000 | 0.8 | 187 | 87 |  |  | 89 |  |  |  | 2013-01-01 | 2018-04-30 | United States | ES_1071043_PHE50_04052018154753_3793499 | Gas Storage | HIGH DRAW | Gas StorageHIGH DRAW | 50 | 40 | 234.4914 |  |  | 0.81173
2317528 | Rheem Sales Company, Inc. | Ruud | Atomospheric | PRO+G29-60N RU70 ID |  | Gas Storage | Natural Gas |  | 28 | 59 | 64 | 18 | 3 | 4 |  |  |  | 60000 | 0.71 | 214 | 93 |  |  | 78 |  |  |  | 2011-05-30 | 2018-04-30 | United States, Canada | ES_1071043_PRO+G29-60N RU70 ID_04052018155505_4549821 | Gas Storage | HIGH DRAW | Gas StorageHIGH DRAW | 30 | 60 | 202.2235 |  |  | 0.72043
2317559 | Rheem Sales Company, Inc. | Ruud | Atmospheric | PRO+G38-40N RU69 PD |  | Gas Storage | Natural Gas |  | 37 | 58 | 63 | 20 | 3 | 4 |  |  |  | 40000 | 0.7 | 220 | 85 |  |  | 76 | 11 | 22 | 18 | 2009-10-15 | 2018-12-13 | United States | ES_1071043_PRO+G38-40N RU69 PD_04052018155819_8626874 | Gas Storage | HIGH DRAW | Gas StorageHIGH DRAW | 40 | 40 | 180.3382 |  |  | 0.71029
2358343 | Rheem Sales Company, Inc. | Ruud | PROG40-36U RU67 PV1* | PROG40-36U RU67 PV1* |  | Gas Storage | Natural Gas |  | 39 | 59.1 | 71.3 | 16 | 2 | 3 |  |  |  | 36000 | 0.64 | 173 | 67 |  |  | 74 |  |  |  | 2020-03-23 | 2020-04-22 | United States | ES_1071043_PROG40-36U RU67 PV1*_03312020163201_957362 | Gas Storage | MEDIUM DRAW | Gas StorageMEDIUM DRAW | 40 | 36 | 211.9934 |  |  | 0.64942
2358347 | Rheem Sales Company, Inc. | Ruud | PRO+G40-38U RU67 PD* | PRO+G40-38U RU67 PD* |  | Gas Storage | Natural Gas |  | 38 | 59.1 | 65.3 | 16 | 3 | 4 |  |  |  | 38000 | 0.64 | 173 | 67 |  |  | 75 |  |  |  | 2020-03-23 | 2020-04-22 | United States | ES_1071043_PRO+G40-38U RU67 PD*_03312020163201_815082 | Gas Storage | MEDIUM DRAW | Gas StorageMEDIUM DRAW | 40 | 38 | 232.4722 |  |  | 0.64942
2317440 | Rheem Sales Company, Inc. | Ruud | Power Vent | PROG40-40N RU67 PV |  | Gas Storage | Natural Gas |  | 38 | 59 | 67 | 20 | 2 | 3 |  |  |  | 40000 | 0.69 | 224 | 86 |  |  | 79 | 12 | 26 | 19 | 2010-09-15 | 2018-04-30 | United States | ES_1071043_PROG40-40N RU67 PV_04052018151154_8803638 | Gas Storage | HIGH DRAW | Gas StorageHIGH DRAW | 40 | 40 | 305.2521 |  |  | 0.70014
2323693 | Rheem Sales Company, Inc. | Ruud | Power Vent | PROG40S-36N RU67 PV |  | Gas Storage | Natural Gas |  | 39 | 51 | 62.5 | 22 | 3 | 2 |  |  |  | 36000 | 0.65 | 171 | 66 |  |  | 74 |  |  |  | 2011-04-15 | 2021-04-06 | United States | ES_1071043_PROG40S-36N RU67 PV_08012018010103_5616773 | Gas Storage | MEDIUM DRAW | Gas StorageMEDIUM DRAW | 40 | 36 | 187.6887 |  |  | 0.65957
2358355 | Rheem Sales Company, Inc. | Ruud | PRO+G50-38U RU67 PD* | PRO+G50-38U RU67 PD* |  | Gas Storage | Natural Gas |  | 48 | 58.3 | 64.3 | 18 | 3 | 4 |  |  |  | 38000 | 0.68 | 249 | 86 |  |  | 78 |  |  |  | 2020-03-23 | 2020-04-22 | United States | ES_1071043_PRO+G50-38U RU67 PD*_03312020163201_741505 | Gas Storage | HIGH DRAW | Gas StorageHIGH DRAW | 50 | 38 | 311.3595 |  |  | 0.69
2358340 | Rheem Sales Company, Inc. | Ruud | PROG50-38U RU67 PV* | PROG50-38U RU67 PV* |  | Gas Storage | Natural Gas |  | 48 | 58.3 | 70.3 | 18 | 2 | 3 |  |  |  | 38000 | 0.68 | 249 | 86 |  |  | 77 |  |  |  | 2020-03-23 | 2020-04-22 | United States | ES_1071043_PROG50-38U RU67 PV*_03312020163201_155621 | Gas Storage | HIGH DRAW | Gas StorageHIGH DRAW | 50 | 38 | 280.2236 |  |  | 0.69
2317417 | Rheem Sales Company, Inc. | Ruud | Atmospheric | PRO+G50-40N RU67 PD |  | Gas Storage | Natural Gas |  | 48 | 58 | 63 | 22 | 3 | 4 |  |  | 1799 | 40000 | 0.69 | 224 | 79 |  |  | 77 |  | 69 |  | 2010-09-15 | 2018-04-30 | United States | ES_1071043_PRO+G50-40N RU67 PD_04052018151039_2326252 | Gas Storage | HIGH DRAW | Gas StorageHIGH DRAW | 50 | 40 | 244.2017 |  |  | 0.70014
2317408 | Rheem Sales Company, Inc. | Ruud | Power Direct Vent | PROG50-40N RU67 PDV |  | Gas Storage | Natural Gas |  | 47 | 59 | 68 | 22 | 2 | 3 |  |  |  | 40000 | 0.69 | 224 | 82 |  |  | 81 |  |  |  | 2009-10-15 | 2018-04-30 | United States | ES_1071043_PROG50-40N RU67 PDV_04052018145141_5282422 | Gas Storage | HIGH DRAW | Gas StorageHIGH DRAW | 50 | 40 | 366.3025 |  |  | 0.70014
2317573 | Rheem Sales Company, Inc. | Ruud | Power Vent | PROG50-42N RU67 PV |  | Gas Storage | Natural Gas |  | 48 | 58 | 66 | 22 | 2 | 3 |  |  |  | 42000 | 0.68 | 224 | 78 |  |  | 75 |  |  |  | 2010-09-15 | 2018-12-13 | United States | ES_1071043_PROG50-42N RU67 PV_04052018170714_5335575 | Gas Storage | HIGH DRAW | Gas StorageHIGH DRAW | 50 | 42 | 216.264 |  |  | 0.69
2324448 | Rheem Sales Company, Inc. | Rheem | Hybrid Electric Water Heater | PRO H65 T2 RH350BM |  | Hybrid/Electric Heat Pump | Electric |  | 59 | 64 |  | 24.2 |  |  | 5 | 240 | 1341 |  | 3.7 |  | 75 |  |  | 100 |  |  |  | 2018-08-24 | 2018-08-17 | United States | ES_1071043_PRO H65 T2 RH350BM_08172018204238_4573692 | Heat Pump | HIGH DRAW | Heat PumpHIGH DRAW | 60 | 17.06 | -1473.6974 |  |  | 3.7535
2358810 | Rheem Sales Company, Inc. | Rheem | PRO H80 T2 RH310BM | PRO H80 T2 RH310BM |  | Hybrid/Electric Heat Pump | Electric |  | 72 | 57.4 |  | 20 |  |  | 4.5 | 240 |  |  | 3.5 |  | 87 |  |  | 398 |  |  |  | 2020-04-30 | 2021-04-29 | United States | ES_1071043_PRO H80 T2 RH310BM_04082020111834_1151817 | Heat Pump | HIGH DRAW | Heat PumpHIGH DRAW | 75 | 15.354 | 278.5174 |  |  | 3.5506
2366524 | Rheem Sales Company, Inc. | Rheem | Hybrid Electric Water Heater | PRO H80 T2 RH310UM |  | Hybrid/Electric Heat Pump | Electric |  | 72 | 57.4 |  | 20 |  |  | 4.5 | 240 |  |  | 3.5 |  | 87 |  |  | 398 |  |  |  | 2021-01-31 | 2021-04-29 | United States | ES_1071043_PRO H80 T2 RH310UM_08292020030241_1889153 | Heat Pump | HIGH DRAW | Heat PumpHIGH DRAW | 75 | 15.354 | 278.5174 |  |  | 3.5506
2324267 | Rheem Sales Company, Inc. | Rheem | Hybrid Electric Water Heater | PRO H80 T2 RH350BM |  | Hybrid/Electric Heat Pump | Electric |  | 72 | 74 |  | 24.2 |  |  | 5 | 240 | 1341 |  | 3.7 |  | 89 |  |  | 100 |  |  |  | 2018-08-24 | 2020-09-30 | United States | ES_1071043_PRO H80 T2 RH350BM_08102018202946_0363231 | Heat Pump | HIGH DRAW | Heat PumpHIGH DRAW | 75 | 17.06 | -1473.6974 |  |  | 3.7535
2358353 | Rheem Sales Company, Inc. | Rheem | PROPG40-38U RH67 PD* | PROPG40-38U RH67 PD* |  | Gas Storage | Natural Gas |  | 38 | 59.1 | 65.3 | 16 | 3 | 4 |  |  |  | 38000 | 0.64 | 173 | 67 |  |  | 75 |  |  |  | 2020-03-23 | 2020-04-22 | United States | ES_1071043_PROPG40-38U RH67 PD*_03312020163201_914298 | Gas Storage | MEDIUM DRAW | Gas StorageMEDIUM DRAW | 40 | 38 | 232.4722 |  |  | 0.64942
2358361 | Rheem Sales Company, Inc. | Rheem | PROPG50-38U RH67 PD* | PROPG50-38U RH67 PD* |  | Gas Storage | Natural Gas |  | 48 | 58.3 | 64.3 | 18 | 3 | 4 |  |  |  | 38000 | 0.68 | 249 | 86 |  |  | 78 |  |  |  | 2020-03-23 | 2021-04-29 | United States | ES_1071043_PROPG50-38U RH67 PD*_03312020163201_394845 | Gas Storage | HIGH DRAW | Gas StorageHIGH DRAW | 50 | 38 | 311.3595 |  |  | 0.69
2358456 | Rheem Sales Company, Inc. | Rheem | PROPH40 T2 RH375-15 | PROPH40 T2 RH375-15 |  | Hybrid/Electric Heat Pump | Electric |  | 36 | 45 |  | 16 |  |  | 2.3 | 240 |  |  | 3.45 |  | 46 |  |  | 432 |  |  |  | 2020-04-30 | 2021-04-29 | United States | ES_1071043_PROPH40 T2 RH375-15_04082020111838_9975302 | Heat Pump | LOW DRAW | Heat PumpLOW DRAW | 40 | 7.8476 | 230.7871 |  |  | 3.4999
2358405 | Rheem Sales Company, Inc. | Rheem | PROPH40 T2 RH375-30 | PROPH40 T2 RH375-30 |  | Hybrid/Electric Heat Pump | Electric |  | 36 | 45 |  | 16 |  |  | 4.5 | 240 |  |  | 3.75 |  | 60 |  |  | 434 |  |  |  | 2020-04-30 | 2021-04-07 | United States | ES_1071043_PROPH40 T2 RH375-30_04132020155838_9683719 | Heat Pump | MEDIUM DRAW | Heat PumpMEDIUM DRAW | 40 | 15.354 | 206.1803 |  |  | 3.8042
2358408 | Rheem Sales Company, Inc. | Rheem | PROPH40 T2 RH375-SO | PROPH40 T2 RH375-SO |  | Hybrid/Electric Heat Pump | Electric |  | 36 | 45 |  | 16 |  |  | 4.5 | 240 |  |  | 3.75 |  | 60 |  |  | 434 |  |  |  | 2020-04-30 | 2021-04-07 | United States | ES_1071043_PROPH40 T2 RH375-SO_04082020111834_7084615 | Heat Pump | MEDIUM DRAW | Heat PumpMEDIUM DRAW | 40 | 15.354 | 206.1803 |  |  | 3.8042
2317474 | Rheem Sales Company, Inc. | Rheem | PROPH50 T2 RH350 D | PROPH50 T2 RH350 D |  | Hybrid/Electric Heat Pump | Electric |  | 45 | 61 |  | 22 |  |  | 5 | 240 | 14 |  | 3.55 |  | 67 |  |  | 436 |  |  |  | 2017-10-01 | 2020-07-17 | United States | ES_1071043_PROPH50 T2 RH350 D_04052018154725_5087210 | Heat Pump | MEDIUM DRAW | Heat PumpMEDIUM DRAW | 50 | 17.06 | 298.673 |  |  | 3.6013
2317480 | Rheem Sales Company, Inc. | Rheem | PROPH50 T2 RH350 DCB | PROPH50 T2 RH350 DCB |  | Hybrid/Electric Heat Pump | Electric |  | 45 | 61 |  | 22 |  |  | 5 | 240 | 1 |  | 3.55 |  | 67 |  |  | 100 |  |  |  | 2017-10-30 | 2020-07-17 | United States | ES_1071043_PROPH50 T2 RH350 DCB_04052018154738_9506002 | Heat Pump | MEDIUM DRAW | Heat PumpMEDIUM DRAW | 50 | 17.06 | -940.267 |  |  | 3.6013
2358455 | Rheem Sales Company, Inc. | Rheem | PROPH50 T2 RH375-15 | PROPH50 T2 RH375-15 |  | Hybrid/Electric Heat Pump | Electric |  | 45 | 44.8 |  | 18 |  |  | 2.3 | 240 |  |  | 3.75 |  | 52 |  |  | 423 |  |  |  | 2020-04-30 | 2021-04-29 | United States | ES_1071043_PROPH50 T2 RH375-15_04082020111838_8470406 | Heat Pump | MEDIUM DRAW | Heat PumpMEDIUM DRAW | 50 | 7.8476 | 171.4729 |  |  | 3.8042
2358332 | Rheem Sales Company, Inc. | Rheem | PROPH50 T2 RH375-30 | PROPH50 T2 RH375-30 |  | Hybrid/Electric Heat Pump | Electric |  | 45 | 44.8 |  | 18 |  |  | 4.5 | 240 |  |  | 3.75 |  | 67 |  |  | 430 |  |  |  | 2020-04-30 | 2021-04-29 | United States | ES_1071043_PROPH50 T2 RH375-30_04132020155840_3407268 | Heat Pump | MEDIUM DRAW | Heat PumpMEDIUM DRAW | 50 | 15.354 | 192.2019 |  |  | 3.8042
2358336 | Rheem Sales Company, Inc. | Rheem | PROPH50 T2 RH375-SO | PROPH50 T2 RH375-SO |  | Hybrid/Electric Heat Pump | Electric |  | 45 | 44.8 |  | 18 |  |  | 4.5 | 240 |  |  | 3.75 |  | 67 |  |  | 430 |  |  |  | 2020-04-30 | 2021-04-29 | United States | ES_1071043_PROPH50 T2 RH375-SO_04082020104424_5308312 | Heat Pump | MEDIUM DRAW | Heat PumpMEDIUM DRAW | 50 | 15.354 | 192.2019 |  |  | 3.8042
2317491 | Rheem Sales Company, Inc. | Rheem | PROPH65 T2 RH350 D15 | PROPH65 T2 RH350 D15 |  | Hybrid/Electric Heat Pump | Electric |  | 59 | 64 |  | 24 |  |  | 2.3 | 240 |  |  | 3.55 |  | 53 |  |  | 100 |  |  |  | 2017-10-01 | 2020-07-17 | United States | ES_1071043_PROPH65 T2 RH350 D15_04052018154821_4342951 | Heat Pump | MEDIUM DRAW | Heat PumpMEDIUM DRAW | 60 | 7.8476 | -964.7452 |  |  | 3.6013
2317549 | Rheem Sales Company, Inc. | Rheem | Hybrid Electric Water Heater | PROPH65 T2 RH350 DCB |  | Hybrid/Electric Heat Pump | Electric |  | 59 | 64 |  | 24 |  |  | 5 | 240 | 1 |  | 3.7 |  | 75 |  |  | 100 |  |  |  | 2017-10-30 | 2020-09-30 | United States | ES_1071043_PROPH65 T2 RH350 DCB_04052018155720_8771297 | Heat Pump | HIGH DRAW | Heat PumpHIGH DRAW | 60 | 17.06 | -1473.6974 |  |  | 3.7535
2358808 | Rheem Sales Company, Inc. | Rheem | PROPH65 T2 RH375-15 | PROPH65 T2 RH375-15 |  | Hybrid/Electric Heat Pump | Electric |  | 59 | 47.2 |  | 20 |  |  | 2.3 | 240 |  |  | 3.55 |  | 54 |  |  | 407 |  |  |  | 2020-04-30 | 2021-04-29 | United States | ES_1071043_PROPH65 T2 RH375-15_04082020111838_5589839 | Heat Pump | MEDIUM DRAW | Heat PumpMEDIUM DRAW | 60 | 7.8476 | 196.7324 |  |  | 3.6013
2360132 | Rheem Sales Company, Inc. | Rheem | PROPH65 T2 RH375-30 | PROPH65 T2 RH375-30 |  | Hybrid/Electric Heat Pump | Electric |  | 59 | 47.2 |  | 20 |  |  | 4.5 | 240 |  |  | 3.85 |  | 75 |  |  | 457 |  |  |  | 2020-04-30 | 2021-04-29 | United States | ES_1071043_PROPH65 T2 RH375-30_04132020155841_4342273 | Heat Pump | HIGH DRAW | Heat PumpHIGH DRAW | 60 | 15.354 | 378.4961 |  |  | 3.9057
2361453 | Rheem Sales Company, Inc. | Rheem | PROPH65 T2 RH375-SO | PROPH65 T2 RH375-SO |  | Hybrid/Electric Heat Pump | Electric |  | 59 | 47.2 |  | 20 |  |  | 4.5 | 240 |  |  | 3.85 |  | 75 |  |  | 457 |  |  |  | 2020-04-30 | 2021-04-29 | United States | ES_1071043_PROPH65 T2 RH375-SO_04082020104427_5226161 | Heat Pump | HIGH DRAW | Heat PumpHIGH DRAW | 60 | 15.354 | 378.4961 |  |  | 3.9057
2317319 | Rheem Sales Company, Inc. | Rheem | Hybrid Electric Water Heater | PROPH80 T2 RH350 D |  | Hybrid/Electric Heat Pump | Electric |  | 72 | 74 |  | 24 |  |  | 5 | 240 | 1255 |  | 3.7 |  | 89 |  |  | 424 |  |  |  | 2016-11-01 | 2018-04-30 | United States, Canada | ES_1071043_PROPH80 T2 RH350 D_04052018144535_6472899 | Heat Pump | HIGH DRAW | Heat PumpHIGH DRAW | 75 | 17.06 | 294.7395 |  |  | 3.7535
2317252 | Rheem Sales Company, Inc. | Rheem | PROPH80 T2 RH350 D15 | PROPH80 T2 RH350 D15 |  | Hybrid/Electric Heat Pump | Electric |  | 72 | 74 |  | 24 |  |  | 2.3 | 240 | 1 |  | 3.27 |  | 67 |  |  | 421 |  |  |  | 2017-10-01 | 2020-07-17 | United States | ES_1071043_PROPH80 T2 RH350 D15_04052018140955_4225864 | Heat Pump | MEDIUM DRAW | Heat PumpMEDIUM DRAW | 75 | 7.8476 | 387.6836 |  |  | 3.3173
2317325 | Rheem Sales Company, Inc. | Rheem | Hybrid Electric Water Heater | PROPH80 T2 RH350 DCB |  | Hybrid/Electric Heat Pump | Electric |  | 72 | 74 |  | 24 |  |  | 5 | 240 |  |  | 3.7 |  | 89 |  |  | 100 |  |  |  | 2017-10-30 | 2020-09-30 | United States | ES_1071043_PROPH80 T2 RH350 DCB_04052018144550_1316803 | Heat Pump | HIGH DRAW | Heat PumpHIGH DRAW | 75 | 17.06 | -1473.6974 |  |  | 3.7535
2358751 | Rheem Sales Company, Inc. | Rheem | PROPH80 T2 RH375-15 | PROPH80 T2 RH375-15 |  | Hybrid/Electric Heat Pump | Electric |  | 72 | 57.4 |  | 20 |  |  | 2.3 | 240 |  |  | 3.7 |  | 67 |  |  | 445 |  |  |  | 2020-04-30 | 2021-04-07 | United States | ES_1071043_PROPH80 T2 RH375-15_04082020111839_3515124 | Heat Pump | MEDIUM DRAW | Heat PumpMEDIUM DRAW | 75 | 7.8476 | 271.7142 |  |  | 3.7535
2358805 | Rheem Sales Company, Inc. | Rheem | PROPH80 T2 RH375-30 | PROPH80 T2 RH375-30 |  | Hybrid/Electric Heat Pump | Electric |  | 72 | 47.2 |  | 20 |  |  | 4.5 | 240 |  |  | 4 |  | 87 |  |  | 447 |  |  |  | 2020-04-30 | 2021-04-07 | United States | ES_1071043_PROPH80 T2 RH375-30_04132020155844_1075581 | Heat Pump | HIGH DRAW | Heat PumpHIGH DRAW | 75 | 15.354 | 237.5036 |  |  | 4.0578
2358809 | Rheem Sales Company, Inc. | Rheem | PROPH80 T2 RH375-SO | PROPH80 T2 RH375-SO |  | Hybrid/Electric Heat Pump | Electric |  | 72 | 47.2 |  | 20 |  |  | 4.5 | 240 |  |  | 4 |  | 87 |  |  | 447 |  |  |  | 2020-04-30 | 2021-04-07 | United States | ES_1071043_PROPH80 T2 RH375-SO_04082020111838_703261 | Heat Pump | HIGH DRAW | Heat PumpHIGH DRAW | 75 | 15.354 | 237.5036 |  |  | 4.0578
2317584 | Rheem Sales Company, Inc. | Rheem | Rheem | RHE40S |  | Gas Storage | Natural Gas |  | 37 | 51 | 62 | 22 | 2 | 3 |  |  | 1516 | 40000 | 0.83 | 187 | 87 |  |  | 92 |  | 63 |  | 2013-01-01 | 2018-04-30 | United States | ES_1071043_RHE40S_04052018170947_9687354 | Gas Storage | HIGH DRAW | Gas StorageHIGH DRAW | 40 | 40 | 225.485 |  |  | 0.84216
2317482 | Rheem Sales Company, Inc. | Rheem | Rheem | RHE50 |  | Gas Storage | Natural Gas |  | 46 | 60 | 71 | 22 | 2 | 3 |  |  |  | 40000 | 0.8 | 187 | 87 |  |  | 89 |  |  |  | 2013-01-01 | 2018-04-30 | United States | ES_1071043_RHE50_04052018154744_2516599 | Gas Storage | HIGH DRAW | Gas StorageHIGH DRAW | 50 | 40 | 234.4914 |  |  | 0.81173
2323861 | Rheem Sales Company, Inc. | Rheem | RTGH-120DVL | RTGH-68DVLN-2 |  | Gas Tankless | Natural Gas |  | 0 | 0 | 28.2 | 0 | 2 | 2 |  |  |  | 120000 | 0.91 | 122 |  | 3.5 | 3.5 | 96 | 9.8 | 27.5 | 18.5 | 2018-04-25 | 2020-02-03 | United States | ES_1071043_RTGH-68DVLN-2_08022018002124_1076472 | Gas Instantaneous | MEDIUM DRAW | Gas InstantaneousMEDIUM DRAW | 2 | 120 |  |  |  | 0.92331
2323732 | Rheem Sales Company, Inc. | Rheem | RTGH-120XL | RTGH-68XLN-2 |  | Gas Tankless | Natural Gas |  | 0 | 0 | 28.2 | 0 | 2 | 2 |  |  |  | 120000 | 0.91 | 122 |  | 3.6 | 3.6 | 95 | 9.8 | 27.5 | 18.5 | 2018-04-25 | 2020-02-03 | United States | ES_1071043_RTGH-68XLN-2_08012018013211_8521561 | Gas Instantaneous | MEDIUM DRAW | Gas InstantaneousMEDIUM DRAW | 2 | 120 |  |  |  | 0.92331
2323739 | Rheem Sales Company, Inc. | Rheem | RTGH-160DVL | RTGH-84DVLN-2 |  | Gas Tankless | Natural Gas |  | 0 | 0 | 28.2 | 0 | 2 | 2 |  |  |  | 157000 | 0.93 | 182 |  | 4.6 | 4.6 | 97 | 9.8 | 27.5 | 18.5 | 2018-04-25 | 2020-02-03 | United States | ES_1071043_RTGH-84DVLN-2_08012018013601_0713931 | Gas Instantaneous | HIGH DRAW | Gas InstantaneousHIGH DRAW | 2 | 157 |  |  |  | 0.9436
2323869 | Rheem Sales Company, Inc. | Rheem | RTGH-180DVL | RTGH-90DVLN-2 |  | Gas Tankless | Natural Gas |  | 0 | 0 | 28.2 | 0 | 2 | 2 |  |  |  | 180000 | 0.93 | 182 |  | 5.2 | 5.2 | 97 | 9.8 | 27.5 | 18.5 | 2018-04-25 | 2020-02-03 | United States | ES_1071043_RTGH-90DVLN-2_08022018002738_4783182 | Gas Instantaneous | HIGH DRAW | Gas InstantaneousHIGH DRAW | 2 | 180 |  |  |  | 0.9436
2323896 | Rheem Sales Company, Inc. | Rheem | RTGH-199DVL | RTGH-95DVELN-2 |  | Gas Tankless | Natural Gas | [5 empty] | 2 | 2 |  |  |  | 199000 | 0.93 | 182 |  | 5.7 | 5.7 |  | 9.8 | 27.5 | 18.5 | 2018-04-25 | 2021-04-07 | United States | ES_1071043_RTGH-95DVELN-2_08022018003305_4391921 | Gas Instantaneous | HIGH DRAW | Gas InstantaneousHIGH DRAW | 2 | 199 |  |  |  | 0.9436
2323881 | Rheem Sales Company, Inc. | Rheem | RTGH-199DVL | RTGH-95DVLN-2 |  | Gas Tankless | Natural Gas | [5 empty] | 2 | 2 |  |  |  | 199000 | 0.93 | 182 |  | 5.7 | 5.7 |  | 9.8 | 27.5 | 18.5 | 2018-04-25 | 2020-04-01 | United States | ES_1071043_RTGH-95DVLN-2_08022018003231_8148893 | Gas Instantaneous | HIGH DRAW | Gas InstantaneousHIGH DRAW | 2 | 199 |  |  |  | 0.9436
2336523 | Rheem Sales Company, Inc. | Rheem | Alabama | RTGH-RH10DVLN * |  | Gas Tankless | Natural Gas | [5 empty] | 3 | 3 |  |  |  | 180000 | 0.94 | 181 |  | 5.2 | 5.2 |  | 14.8 | 28.7 | 17.3 | 2019-04-15 | 2021-04-29 | United States, Canada | ES_1071043_RTGH-RH10DVLN *_04092019180028_7532153 | Gas Instantaneous | HIGH DRAW | Gas InstantaneousHIGH DRAW | 2 | 180 |  |  |  | 0.95374
2336513 | Rheem Sales Company, Inc. | Rheem | Alabama | RTGH-RH11DVLN * |  | Gas Tankless | Natural Gas |  | 0 | 0 | 31.2 | 0 | 3 | 3 |  |  |  | 199000 | 0.94 | 181 |  | 6 | 6 | 97 | 14.8 | 28.7 | 17.3 | 2019-04-15 | 2020-02-03 | United States, Canada | ES_1071043_RTGH-RH11DVLN *_04092019175957_3732907 | Gas Instantaneous | HIGH DRAW | Gas InstantaneousHIGH DRAW | 2 | 199 |  |  |  | 0.95374
2336525 | Rheem Sales Company, Inc. | Rheem | Alabama | RUTGH-RH10DVLN * |  | Gas Tankless | Natural Gas |  | 0 | 0 | 31.2 | 0 | 3 | 3 |  |  |  | 180000 | 0.94 | 181 |  | 5.2 | 5.2 | 97 | 14.8 | 28.7 | 17.3 | 2019-04-15 | 2020-02-03 | United States, Canada | ES_1071043_RUTGH-RH10DVLN *_04092019180033_5799239 | Gas Instantaneous | HIGH DRAW | Gas InstantaneousHIGH DRAW | 2 | 180 |  |  |  | 0.95374
2336527 | Rheem Sales Company, Inc. | Rheem | Alabama | RUTGH-RH10DVLP * |  | Gas Tankless | Natural Gas |  | 0 | 0 | 31.2 | 0 | 3 | 3 |  |  |  | 180000 | 0.94 | 181 |  | 5.2 | 5.2 | 97 | 14.8 | 28.7 | 17.3 | 2019-04-15 | 2020-02-03 | United States, Canada | ES_1071043_RUTGH-RH10DVLP *_04092019180036_0543533 | Gas Instantaneous | HIGH DRAW | Gas InstantaneousHIGH DRAW | 2 | 180 |  |  |  | 0.95374
2358454 | Rheem Sales Company, Inc. | Rheem | XE40T10H22U0 | XE40T10H22U0 |  | Hybrid/Electric Heat Pump | Electric |  | 36 | 45 |  | 16 |  |  | 2.3 | 240 |  |  | 3.45 |  | 46 |  |  | 432 |  |  |  | 2020-04-30 | 2021-04-29 | United States | ES_1071043_XE40T10H22U0_04132020155844_4564256 | Heat Pump | LOW DRAW | Heat PumpLOW DRAW | 40 | 7.8476 | 230.7871 |  |  | 3.4999
2358406 | Rheem Sales Company, Inc. | Rheem | XE40T10H45U0 | XE40T10H45U0 |  | Hybrid/Electric Heat Pump | Electric |  | 36 | 45 |  | 16 |  |  | 4.5 | 240 |  |  | 3.75 |  | 60 |  |  | 434 |  |  |  | 2020-04-30 | 2021-04-07 | United States | ES_1071043_XE40T10H45U0_04132020155838_3966427 | Heat Pump | MEDIUM DRAW | Heat PumpMEDIUM DRAW | 40 | 15.354 | 206.1803 |  |  | 3.8042
2358407 | Rheem Sales Company, Inc. | Rheem | XE40T10HS45U0 | XE40T10HS45U0 |  | Hybrid/Electric Heat Pump | Electric |  | 36 | 45 |  | 16 |  |  | 4.5 | 240 |  |  | 3.75 |  | 60 |  |  | 434 |  |  |  | 2020-04-30 | 2021-04-07 | United States | ES_1071043_XE40T10HS45U0_04132020155837_3959436 | Heat Pump | MEDIUM DRAW | Heat PumpMEDIUM DRAW | 40 | 15.354 | 206.1803 |  |  | 3.8042
2358453 | Rheem Sales Company, Inc. | Rheem | XE50T10H22U0 | XE50T10H22U0 |  | Hybrid/Electric Heat Pump | Electric |  | 45 | 44.8 |  | 18 |  |  | 2.3 | 240 |  |  | 3.75 |  | 52 |  |  | 423 |  |  |  | 2020-04-30 | 2021-04-29 | United States | ES_1071043_XE50T10H22U0_04132020155844_1384433 | Heat Pump | MEDIUM DRAW | Heat PumpMEDIUM DRAW | 50 | 7.8476 | 171.4729 |  |  | 3.8042
2358333 | Rheem Sales Company, Inc. | Rheem | XE50T10H45U0 | XE50T10H45U0 |  | Hybrid/Electric Heat Pump | Electric |  | 45 | 44.8 |  | 18 |  |  | 4.5 | 240 |  |  | 3.75 |  | 67 |  |  | 430 |  |  |  | 2020-04-30 | 2021-04-29 | United States | ES_1071043_XE50T10H45U0_04132020155840_5799631 | Heat Pump | MEDIUM DRAW | Heat PumpMEDIUM DRAW | 50 | 15.354 | 192.2019 |  |  | 3.8042
2317260 | Rheem Sales Company, Inc. | Rheem | XE50T10HD22U0 | XE50T10HD22U0 |  | Hybrid/Electric Heat Pump | Electric |  | 45 | 61 |  | 22 |  |  | 2.3 | 240 |  |  | 3.55 |  | 53 |  |  | 100 |  |  |  | 2017-10-01 | 2020-07-17 | United States | ES_1071043_XE50T10HD22U0_04052018143056_5085539 | Heat Pump | MEDIUM DRAW | Heat PumpMEDIUM DRAW | 50 | 7.8476 | -964.7452 |  |  | 3.6013
2317479 | Rheem Sales Company, Inc. | Rheem | XE50T10HD50U1 | XE50T10HD50U1 |  | Hybrid/Electric Heat Pump | Electric |  | 45 | 61 |  | 22 |  |  | 5 | 240 | 1 |  | 3.55 |  | 67 |  |  | 100 |  |  |  | 2017-10-30 | 2020-07-17 | United States | ES_1071043_XE50T10HD50U1_04052018154736_4380026 | Heat Pump | MEDIUM DRAW | Heat PumpMEDIUM DRAW | 50 | 17.06 | -940.267 |  |  | 3.6013
2358334 | Rheem Sales Company, Inc. | Rheem | XE50T10HS45U0 | XE50T10HS45U0 |  | Hybrid/Electric Heat Pump | Electric |  | 45 | 44.8 |  | 18 |  |  | 4.5 | 240 |  |  | 3.75 |  | 67 |  |  | 430 |  |  |  | 2020-04-30 | 2021-04-29 | United States | ES_1071043_XE50T10HS45U0_04132020155839_3427382 | Heat Pump | MEDIUM DRAW | Heat PumpMEDIUM DRAW | 50 | 15.354 | 192.2019 |  |  | 3.8042
2358803 | Rheem Sales Company, Inc. | Rheem | XE65T10H22U0 | XE65T10H22U0 |  | Hybrid/Electric Heat Pump | Electric |  | 59 | 47.2 |  | 20 |  |  | 2.3 | 240 |  |  | 3.55 |  | 54 |  |  | 407 |  |  |  | 2020-04-30 | 2021-04-29 | United States | ES_1071043_XE65T10H22U0_04132020155844_8332026 | Heat Pump | MEDIUM DRAW | Heat PumpMEDIUM DRAW | 60 | 7.8476 | 196.7324 |  |  | 3.6013
2360134 | Rheem Sales Company, Inc. | Rheem | XE65T10H45U0 | XE65T10H45U0 |  | Hybrid/Electric Heat Pump | Electric |  | 59 | 47.2 |  | 20 |  |  | 4.5 | 240 |  |  | 3.85 |  | 75 |  |  | 457 |  |  |  | 2020-04-30 | 2021-04-29 | United States | ES_1071043_XE65T10H45U0_04132020155841_5920838 | Heat Pump | HIGH DRAW | Heat PumpHIGH DRAW | 60 | 15.354 | 378.4961 |  |  | 3.9057
2317490 | Rheem Sales Company, Inc. | Rheem | XE65T10HD22U0 | XE65T10HD22U0 |  | Hybrid/Electric Heat Pump | Electric |  | 59 | 64 |  | 24 |  |  | 2.3 | 240 |  |  | 3.55 |  | 53 |  |  | 100 |  |  |  | 2017-10-01 | 2020-07-17 | United States | ES_1071043_XE65T10HD22U0_04052018154819_3153689 | Heat Pump | MEDIUM DRAW | Heat PumpMEDIUM DRAW | 60 | 7.8476 | -964.7452 |  |  | 3.6013
2317548 | Rheem Sales Company, Inc. | Rheem | Hybrid Electric Water Heater | XE65T10HD50U1 |  | Hybrid/Electric Heat Pump | Electric |  | 65 | 64 |  | 24 |  |  | 5 | 240 |  |  | 3.7 |  | 75 |  |  | 100 |  |  |  | 2017-10-30 | 2020-09-30 | United States | ES_1071043_XE65T10HD50U1_04052018155717_3121933 | Heat Pump | HIGH DRAW | Heat PumpHIGH DRAW | 75 | 17.06 | -1473.6974 |  |  | 3.7535
2360135 | Rheem Sales Company, Inc. | Rheem | XE65T10HS45U0 | XE65T10HS45U0 |  | Hybrid/Electric Heat Pump | Electric |  | 59 | 47.2 |  | 20 |  |  | 4.5 | 240 |  |  | 3.85 |  | 75 |  |  | 457 |  |  |  | 2020-04-30 | 2021-04-29 | United States | ES_1071043_XE65T10HS45U0_04132020155840_7888133 | Heat Pump | HIGH DRAW | Heat PumpHIGH DRAW | 60 | 15.354 | 378.4961 |  |  | 3.9057
2358750 | Rheem Sales Company, Inc. | Rheem | XE80T10H22U0 | XE80T10H22U0 |  | Hybrid/Electric Heat Pump | Electric |  | 72 | 57.4 |  | 20 |  |  | 2.3 | 240 |  |  | 3.7 |  | 67 |  |  | 445 |  |  |  | 2020-04-30 | 2021-04-07 | United States | ES_1071043_XE80T10H22U0_04132020155844_6842226 | Heat Pump | MEDIUM DRAW | Heat PumpMEDIUM DRAW | 75 | 7.8476 | 271.7142 |  |  | 3.7535
2358804 | Rheem Sales Company, Inc. | Rheem | XE80T10H45U0 | XE80T10H45U0 |  | Hybrid/Electric Heat Pump | Electric |  | 72 | 47.2 |  | 20 |  |  | 4.5 | 240 |  |  | 4 |  | 87 |  |  | 447 |  |  |  | 2020-04-30 | 2021-04-07 | United States | ES_1071043_XE80T10H45U0_04132020155844_7966062 | Heat Pump | HIGH DRAW | Heat PumpHIGH DRAW | 75 | 15.354 | 237.5036 |  |  | 4.0578
2317250 | Rheem Sales Company, Inc. | Rheem | XE80T10HD22U0 | XE80T10HD22U0 |  | Hybrid/Electric Heat Pump | Electric |  | 72 | 74 |  | 24 |  |  | 2.3 | 240 |  |  | 3.27 |  | 67 |  |  | 100 |  |  |  | 2017-10-01 | 2020-07-17 | United States | ES_1071043_XE80T10HD22U0_04052018140950_6340461 | Heat Pump | MEDIUM DRAW | Heat PumpMEDIUM DRAW | 75 | 7.8476 | -936.2146 |  |  | 3.3173
2317324 | Rheem Sales Company, Inc. | Rheem | Hybrid Electric Water Heater | XE80T10HD50U1 |  | Hybrid/Electric Heat Pump | Electric |  | 72 | 74 |  | 24 |  |  | 5 | 240 |  |  | 3.7 |  | 89 |  |  | 100 |  |  |  | 2017-10-30 | 2020-09-30 | United States | ES_1071043_XE80T10HD50U1_04052018144548_7860048 | Heat Pump | HIGH DRAW | Heat PumpHIGH DRAW | 75 | 17.06 | -1473.6974 |  |  | 3.7535
2358806 | Rheem Sales Company, Inc. | Rheem | XE80T10HS45U0 | XE80T10HS45U0 |  | Hybrid/Electric Heat Pump | Electric |  | 72 | 47.2 |  | 20 |  |  | 4.5 | 240 |  |  | 4 |  | 87 |  |  | 447 |  |  |  | 2020-04-30 | 2021-04-07 | United States | ES_1071043_XE80T10HS45U0_04132020155842_8107823 | Heat Pump | HIGH DRAW | Heat PumpHIGH DRAW | 75 | 15.354 | 237.5036 |  |  | 4.0578
2374980 | Rheem Sales Company, Inc. | Rheem | Rheem | XG40S06PV36U0 |  | Gas Storage | Natural Gas |  | 39 | 51 | 62.5 | 22 | 2 | 3 |  |  |  | 36000 | 0.65 | 171 | 66 |  |  | 74 |  |  |  | 2019-05-10 | 2021-03-18 | United States | ES_1071043_XG40S06PV36U0_03312020163201_228154 | Gas Storage | MEDIUM DRAW | Gas StorageMEDIUM DRAW | 40 | 36 | 187.6887 |  |  | 0.65957
2317512 | Rheem Sales Company, Inc. | Rheem | Rheem | XG40S12DM40U0 |  | Gas Storage | Natural Gas |  | 39 | 51 | 52 | 22 | 3 |  |  |  |  | 40000 | 0.65 | 224 | 69 |  |  | 75 |  |  |  | 2010-09-15 | 2018-04-30 | United States | ES_1071043_XG40S12DM40U0_04052018155309_1393105 | Gas Storage | MEDIUM DRAW | Gas StorageMEDIUM DRAW | 40 | 40 | 207.3419 |  |  | 0.65957
2374978 | Rheem Sales Company, Inc. | Rheem | Richmond | XG40SPV36C0 |  | Gas Storage | Natural Gas |  | 39 | 51 | 62.5 | 22 | 3 | 2 |  |  |  | 36000 | 0.65 | 171 | 66 |  |  | 74 |  |  |  | 2011-04-15 | 2021-03-18 | United States | ES_1071043_XG40SPV36C0_03312020163201_342059 | Gas Storage | MEDIUM DRAW | Gas StorageMEDIUM DRAW | 40 | 36 | 187.6887 |  |  | 0.65957
2358345 | Rheem Sales Company, Inc. | Rheem | XG40T06PN36U* | XG40T06PN36U* |  | Gas Storage | Natural Gas |  | 39 | 59.1 | 71.3 | 16 | 2 | 3 |  |  |  | 36000 | 0.64 | 173 | 67 |  |  | 74 |  |  |  | 2020-03-23 | 2020-04-22 | United States | ES_1071043_XG40T06PN36U*_03312020163201_118896 | Gas Storage | MEDIUM DRAW | Gas StorageMEDIUM DRAW | 40 | 36 | 211.9934 |  |  | 0.64942
2317442 | Rheem Sales Company, Inc. | Rheem | Rheem | XG40T06PV40U0 |  | Gas Storage | Natural Gas |  | 38 | 59 | 67 | 20 | 2 | 3 |  |  |  | 40000 | 0.69 | 224 | 86 |  |  | 79 | 12 | 26 | 19 | 2010-09-15 | 2018-04-30 | United States | ES_1071043_XG40T06PV40U0_04052018151200_2195919 | Gas Storage | HIGH DRAW | Gas StorageHIGH DRAW | 40 | 40 | 305.2521 |  |  | 0.70014
2317562 | Rheem Sales Company, Inc. | Rheem | Rheem | XG40T12DM40U0 |  | Gas Storage | Natural Gas |  | 37 | 58 | 63 | 20 | 3 | 4 |  |  |  | 40000 | 0.7 | 220 | 85 |  |  | 76 | 11 | 22 | 18 | 2009-10-15 | 2018-12-13 | United States | ES_1071043_XG40T12DM40U0_04052018155826_1430510 | Gas Storage | HIGH DRAW | Gas StorageHIGH DRAW | 40 | 40 | 180.3382 |  |  | 0.71029
2358352 | Rheem Sales Company, Inc. | Rheem | XG40T12DU38U* | XG40T12DU38U* |  | Gas Storage | Natural Gas |  | 38 | 59.1 | 65.3 | 16 | 3 | 4 |  |  |  | 38000 | 0.64 | 173 | 67 |  |  | 75 |  |  |  | 2020-03-23 | 2020-04-22 | United States | ES_1071043_XG40T12DU38U*_03312020163201_948342 | Gas Storage | MEDIUM DRAW | Gas StorageMEDIUM DRAW | 40 | 38 | 232.4722 |  |  | 0.64942
2358351 | Rheem Sales Company, Inc. | Rheem | XG40T12DU38U*W | XG40T12DU38U*W |  | Gas Storage | Natural Gas |  | 38 | 59.1 | 65.3 | 16 | 3 | 4 |  |  |  | 38000 | 0.64 | 173 | 67 |  |  | 75 |  |  |  | 2020-03-23 | 2020-04-22 | United States | ES_1071043_XG40T12DU38U*W_03312020163201_395103 | Gas Storage | MEDIUM DRAW | Gas StorageMEDIUM DRAW | 40 | 38 | 232.4722 |  |  | 0.64942
2338829 | Rheem Sales Company, Inc. | Rheem | Rheem | XG50S06PV36U0 |  | Gas Storage | Natural Gas |  | 48 | 51 | 63 | 24 | 2 | 3 |  |  |  | 36000 | 0.7 | 224 | 78 |  |  | 79 |  |  |  | 2019-05-10 | 2019-07-03 | United States | ES_1071043_XG50S06PV36U0_05242019184119_6113858 | Gas Storage | HIGH DRAW | Gas StorageHIGH DRAW | 50 | 36 | 272.7848 |  |  | 0.71029
2317617 | Rheem Sales Company, Inc. | Rheem | Rheem | XG50S12DM40U0 |  | Gas Storage | Natural Gas |  | 48 | 51 | 52 | 24 | 3 |  |  |  |  | 40000 | 0.66 | 224 | 78 |  |  | 77 |  |  |  | 2010-09-15 | 2018-04-30 | United States | ES_1071043_XG50S12DM40U0_04052018171133_3919420 | Gas Storage | HIGH DRAW | Gas StorageHIGH DRAW | 50 | 40 | 352.2619 |  |  | 0.66971
2358342 | Rheem Sales Company, Inc. | Rheem | XG50T06PN38U* | XG50T06PN38U* |  | Gas Storage | Natural Gas |  | 48 | 58.3 | 70.3 | 18 | 2 | 3 |  |  |  | 38000 | 0.68 | 249 | 86 |  |  | 77 |  |  |  | 2020-03-23 | 2020-04-22 | United States | ES_1071043_XG50T06PN38U*_03312020163201_237835 | Gas Storage | HIGH DRAW | Gas StorageHIGH DRAW | 50 | 38 | 280.2236 |  |  | 0.69
2317575 | Rheem Sales Company, Inc. | Rheem | Rheem | XG50T06PV42U0 |  | Gas Storage | Natural Gas |  | 48 | 58 | 66 | 22 | 2 | 3 |  |  |  | 42000 | 0.68 | 224 | 78 |  |  | 75 |  |  |  | 2010-09-15 | 2018-12-13 | United States | ES_1071043_XG50T06PV42U0_04052018170719_3253997 | Gas Storage | HIGH DRAW | Gas StorageHIGH DRAW | 50 | 42 | 216.264 |  |  | 0.69
2317420 | Rheem Sales Company, Inc. | Rheem | Rheem | XG50T12DM40U0 |  | Gas Storage | Natural Gas |  | 48 | 58 | 63 | 22 | 3 | 4 |  |  |  | 40000 | 0.69 | 224 | 79 |  |  | 77 |  |  |  | 2010-09-15 | 2018-04-30 | United States | ES_1071043_XG50T12DM40U0_04052018151046_8684918 | Gas Storage | HIGH DRAW | Gas StorageHIGH DRAW | 50 | 40 | 244.2017 |  |  | 0.70014
2358360 | Rheem Sales Company, Inc. | Rheem | XG50T12DU38U* | XG50T12DU38U* |  | Gas Storage | Natural Gas |  | 48 | 58.3 | 64.3 | 18 | 3 | 4 |  |  |  | 38000 | 0.68 | 249 | 86 |  |  | 78 |  |  |  | 2020-03-23 | 2020-04-22 | United States | ES_1071043_XG50T12DU38U*_03312020163201_613316 | Gas Storage | HIGH DRAW | Gas StorageHIGH DRAW | 50 | 38 | 311.3595 |  |  | 0.69
2358359 | Rheem Sales Company, Inc. | Rheem | XG50T12DU38U*W | XG50T12DU38U*W |  | Gas Storage | Natural Gas |  | 48 | 58.3 | 64.3 | 18 | 3 | 4 |  |  |  | 38000 | 0.68 | 249 | 86 |  |  | 78 |  |  |  | 2020-03-23 | 2020-04-22 | United States | ES_1071043_XG50T12DU38U*W_03312020163201_575984 | Gas Storage | HIGH DRAW | Gas StorageHIGH DRAW | 50 | 38 | 311.3595 |  |  | 0.69
2317478 | Rheem Sales Company, Inc. | RHEEM/RUUD | HPLD50 | HPLD50 |  | Hybrid/Electric Heat Pump | Electric |  | 50 | 61 |  | 22 |  |  | 5 | 240 | 1 |  | 3.55 |  | 67 |  |  | 100 |  |  |  | 2017-10-01 | 2021-04-29 | United States | ES_1071043_HPLD50_04052018154734_9254048 | Heat Pump | MEDIUM DRAW | Heat PumpMEDIUM DRAW | 50 | 17.06 | -940.267 |  |  | 3.6013
2317547 | Rheem Sales Company, Inc. | RHEEM/RUUD | Hybrid Electric Water Heater | HPLD65 |  | Hybrid/Electric Heat Pump | Electric |  | 59 | 64 |  | 24 |  |  | 5 | 240 | 1 |  | 3.7 |  | 75 |  |  | 100 |  |  |  | 2017-10-01 | 2020-09-30 | United States | ES_1071043_HPLD65_04052018155715_6949181 | Heat Pump | HIGH DRAW | Heat PumpHIGH DRAW | 60 | 17.06 | -1473.6974 |  |  | 3.7535
2317323 | Rheem Sales Company, Inc. | RHEEM/RUUD | Hybrid Electric Water Heater | HPLD80 |  | Hybrid/Electric Heat Pump | Electric |  | 72 | 74 |  | 24 |  |  | 5 | 240 |  |  | 3.7 |  | 89 |  |  | 100 |  |  |  | 2017-10-01 | 2020-09-30 | United States | ES_1071043_HPLD80_04052018144545_9179041 | Heat Pump | HIGH DRAW | Heat PumpHIGH DRAW | 75 | 17.06 | -1473.6974 |  |  | 3.7535
2358452 | Rheem Sales Company, Inc. | Richmond | 10E40-HP515 | 10E40-HP515 |  | Hybrid/Electric Heat Pump | Electric |  | 36 | 45 |  | 16 |  |  | 2.3 | 240 |  |  | 3.45 |  | 46 |  |  | 432 |  |  |  | 2020-04-30 | 2020-07-17 | United States | ES_1071043_10E40-HP515_04132020164353_9548077 | Heat Pump | LOW DRAW | Heat PumpLOW DRAW | 40 | 7.8476 | 230.7871 |  |  | 3.4999
2358402 | Rheem Sales Company, Inc. | Richmond | 10E40-HP530 | 10E40-HP530 |  | Hybrid/Electric Heat Pump | Electric |  | 36 | 47.2 |  | 20 |  |  | 4.5 | 240 |  |  | 3.75 |  | 60 |  |  | 434 |  |  |  | 2020-04-30 | 2020-07-17 | United States | ES_1071043_10E40-HP530_04132020164345_3944596 | Heat Pump | MEDIUM DRAW | Heat PumpMEDIUM DRAW | 40 | 15.354 | 206.1803 |  |  | 3.8042
2358401 | Rheem Sales Company, Inc. | Richmond | 10E40-HP5S30 | 10E40-HP5S30 |  | Hybrid/Electric Heat Pump | Electric |  | 36 | 44.8 |  | 18 |  |  | 4.5 | 240 |  |  | 3.75 |  | 60 |  |  | 434 |  |  |  | 2020-04-30 | 2020-07-17 | United States | ES_1071043_10E40-HP5S30_04132020164345_1806809 | Heat Pump | MEDIUM DRAW | Heat PumpMEDIUM DRAW | 40 | 15.354 | 206.1803 |  |  | 3.8042
2317475 | Rheem Sales Company, Inc. | Richmond | 10E50-HP4D | 10E50-HP4D |  | Hybrid/Electric Heat Pump | Electric |  | 45 | 61 |  | 22 |  |  | 5 | 240 | 1 |  | 3.55 |  | 67 |  |  | 436 |  |  |  | 2017-10-01 | 2020-07-17 | United States | ES_1071043_10E50-HP4D_04052018154727_7356267 | Heat Pump | MEDIUM DRAW | Heat PumpMEDIUM DRAW | 50 | 17.06 | 298.673 |  |  | 3.6013
2358449 | Rheem Sales Company, Inc. | Richmond | 10E50-HP515 | 10E50-HP515 |  | Hybrid/Electric Heat Pump | Electric |  | 45 | 44.8 |  | 18 |  |  | 2.3 | 240 |  |  | 3.75 |  | 52 |  |  | 423 |  |  |  | 2020-04-30 | 2020-07-17 | United States | ES_1071043_10E50-HP515_04132020164355_1761677 | Heat Pump | MEDIUM DRAW | Heat PumpMEDIUM DRAW | 50 | 7.8476 | 171.4729 |  |  | 3.8042
2358329 | Rheem Sales Company, Inc. | Richmond | 10E50-HP530 | 10E50-HP530 |  | Hybrid/Electric Heat Pump | Electric |  | 45 | 44.8 |  | 18 |  |  | 4.5 | 240 |  |  | 3.75 |  | 67 |  |  | 430 |  |  |  | 2020-04-30 | 2020-07-17 | United States | ES_1071043_10E50-HP530_04132020164346_5438829 | Heat Pump | MEDIUM DRAW | Heat PumpMEDIUM DRAW | 50 | 15.354 | 192.2019 |  |  | 3.8042
2358328 | Rheem Sales Company, Inc. | Richmond | 10E50-HP5S30 | 10E50-HP5S30 |  | Hybrid/Electric Heat Pump | Electric |  | 45 | 44.8 |  | 18 |  |  | 4.5 | 240 |  |  | 3.75 |  | 67 |  |  | 430 |  |  |  | 2020-04-30 | 2020-07-17 | United States | ES_1071043_10E50-HP5S30_04132020164347_1340014 | Heat Pump | MEDIUM DRAW | Heat PumpMEDIUM DRAW | 50 | 15.354 | 192.2019 |  |  | 3.8042
2317545 | Rheem Sales Company, Inc. | Richmond | Hybrid Electric Water Heater | 10E65-HP4D |  | Hybrid/Electric Heat Pump | Electric |  | 59 | 64 |  | 24 |  |  | 5 | 240 | 1255 |  | 3.7 |  | 75 |  |  | 420 |  |  |  | 2016-11-01 | 2018-04-30 | United States | ES_1071043_10E65-HP4D_04052018155710_9761889 | Heat Pump | HIGH DRAW | Heat PumpHIGH DRAW | 60 | 17.06 | 272.9069 |  |  | 3.7535
2317492 | Rheem Sales Company, Inc. | Richmond | 10E65-HP4D15 | 10E65-HP4D15 |  | Hybrid/Electric Heat Pump | Electric |  | 59 | 64 |  | 24 |  |  | 2.3 | 240 |  |  | 3.55 |  | 53 |  |  | 100 |  |  |  | 2017-10-01 | 2020-07-17 | United States | ES_1071043_10E65-HP4D15_04052018154823_2500571 | Heat Pump | MEDIUM DRAW | Heat PumpMEDIUM DRAW | 60 | 7.8476 | -964.7452 |  |  | 3.6013
2358797 | Rheem Sales Company, Inc. | Richmond | 10E65-HP515 | 10E65-HP515 |  | Hybrid/Electric Heat Pump | Electric |  | 59 | 47.2 |  | 20 |  |  | 2.3 | 240 |  |  | 3.55 |  | 54 |  |  | 407 |  |  |  | 2020-04-30 | 2020-07-17 | United States | ES_1071043_10E65-HP515_04132020164355_5290262 | Heat Pump | MEDIUM DRAW | Heat PumpMEDIUM DRAW | 60 | 7.8476 | 196.7324 |  |  | 3.6013
2360130 | Rheem Sales Company, Inc. | Richmond | 10E65-HP530 | 10E65-HP530 |  | Hybrid/Electric Heat Pump | Electric |  | 59 | 47.2 |  | 20 |  |  | 4.5 | 240 |  |  | 3.85 |  | 75 |  |  | 457 |  |  |  | 2020-04-30 | 2020-05-20 | United States | ES_1071043_10E65-HP530_04132020164351_994082 | Heat Pump | HIGH DRAW | Heat PumpHIGH DRAW | 60 | 15.354 | 378.4961 |  |  | 3.9057
2360131 | Rheem Sales Company, Inc. | Richmond | 10E65-HP5S30 | 10E65-HP5S30 |  | Hybrid/Electric Heat Pump | Electric |  | 59 | 47.2 |  | 20 |  |  | 4.5 | 240 |  |  | 3.85 |  | 75 |  |  | 457 |  |  |  | 2020-04-30 | 2020-05-20 | United States | ES_1071043_10E65-HP5S30_04132020164351_3873524 | Heat Pump | HIGH DRAW | Heat PumpHIGH DRAW | 60 | 15.354 | 378.4961 |  |  | 3.9057
2317321 | Rheem Sales Company, Inc. | Richmond | Hybrid Electric Water Heater | 10E80-HP4D |  | Hybrid/Electric Heat Pump | Electric |  | 72 | 74 |  | 24 |  |  | 5 | 240 | 1255 |  | 3.7 |  | 89 |  |  | 424 |  |  |  | 2016-11-01 | 2020-09-30 | United States | ES_1071043_10E80-HP4D_04052018144540_6310149 | Heat Pump | HIGH DRAW | Heat PumpHIGH DRAW | 75 | 17.06 | 294.7395 |  |  | 3.7535
2317251 | Rheem Sales Company, Inc. | Richmond | 10E80-HP4D15 | 10E80-HP4D15 |  | Hybrid/Electric Heat Pump | Electric |  | 72 | 74 |  | 24 |  |  | 2.3 | 240 |  |  | 3.27 |  | 65 |  |  | 421 |  |  |  | 2017-10-01 | 2020-07-17 | United States | ES_1071043_10E80-HP4D15_04052018140952_4149417 | Heat Pump | MEDIUM DRAW | Heat PumpMEDIUM DRAW | 75 | 7.8476 | 387.6836 |  |  | 3.3173
2358748 | Rheem Sales Company, Inc. | Richmond | 10E80-HP515 | 10E80-HP515 |  | Hybrid/Electric Heat Pump | Electric |  | 72 | 57.4 |  | 20 |  |  | 2.3 | 240 |  |  | 3.7 |  | 67 |  |  | 445 |  |  |  | 2020-04-30 | 2020-07-17 | United States | ES_1071043_10E80-HP515_04132020164355_8399168 | Heat Pump | MEDIUM DRAW | Heat PumpMEDIUM DRAW | 75 | 7.8476 | 271.7142 |  |  | 3.7535
2358799 | Rheem Sales Company, Inc. | Richmond | 10E80-HP530 | 10E80-HP530 |  | Hybrid/Electric Heat Pump | Electric |  | 72 | 47.2 |  | 20 |  |  | 4.5 | 240 |  |  | 4 |  | 87 |  |  | 447 |  |  |  | 2020-04-30 | 2020-07-17 | United States | ES_1071043_10E80-HP530_04132020164351_694159 | Heat Pump | HIGH DRAW | Heat PumpHIGH DRAW | 75 | 15.354 | 237.5036 |  |  | 4.0578
2358800 | Rheem Sales Company, Inc. | Richmond | 10E80-HP5S30 | 10E80-HP5S30 |  | Hybrid/Electric Heat Pump | Electric |  | 72 | 47.2 |  | 20 |  |  | 4.5 | 240 |  |  | 4 |  | 87 |  |  | 447 |  |  |  | 2020-04-30 | 2020-07-17 | United States | ES_1071043_10E80-HP5S30_04132020164351_661621 | Heat Pump | HIGH DRAW | Heat PumpHIGH DRAW | 75 | 15.354 | 237.5036 |  |  | 4.0578
2317526 | Rheem Sales Company, Inc. | Richmond | Richmond | 12G30-60 |  | Gas Storage | Natural Gas |  | 28 | 59 | 64 | 18 | 3 | 4 |  |  |  | 60000 | 0.71 | 214 | 93 |  |  | 78 |  |  |  | 2011-06-20 | 2018-04-30 | United States | ES_1071043_12G30-60_04052018155500_9936824 | Gas Storage | HIGH DRAW | Gas StorageHIGH DRAW | 30 | 60 | 202.2235 |  |  | 0.72043
2358348 | Rheem Sales Company, Inc. | Richmond | 12G40-38E2FN* | 12G40-38E2FN* |  | Gas Storage | Natural Gas |  | 38 | 59.1 | 65.3 | 16 | 3 | 4 |  |  |  | 38000 | 0.64 | 173 | 67 |  |  | 75 |  |  |  | 2020-03-23 | 2020-04-22 | United States | ES_1071043_12G40-38E2FN*_03312020163201_830959 | Gas Storage | MEDIUM DRAW | Gas StorageMEDIUM DRAW | 40 | 38 | 232.4722 |  |  | 0.64942
2317555 | Rheem Sales Company, Inc. | Richmond | Richmond | 12G40-40E2 |  | Gas Storage | Natural Gas |  | 37 | 58 | 63 | 20 | 3 | 4 |  |  |  | 40000 | 0.7 | 220 | 85 |  |  | 76 | 11 | 22 | 18 | 2009-10-15 | 2018-12-12 | United States | ES_1071043_12G40-40E2_04052018155809_1777057 | Gas Storage | HIGH DRAW | Gas StorageHIGH DRAW | 40 | 40 | 180.3382 |  |  | 0.71029
2317524 | Rheem Sales Company, Inc. | Richmond | Richmond | 12G40S-40E2 |  | Gas Storage | Natural Gas |  | 39 | 51 | 52 | 22 | 3 |  |  |  | 1562 | 40000 | 0.65 | 224 | 69 |  |  | 75 |  | 61 |  | 2010-09-15 | 2018-04-30 | United States | ES_1071043_12G40S-40E2_04052018155304_4587498 | Gas Storage | MEDIUM DRAW | Gas StorageMEDIUM DRAW | 40 | 40 | 207.3419 |  |  | 0.65957
2358356 | Rheem Sales Company, Inc. | Richmond | 12G50-38E2FN* | 12G50-38E2FN* |  | Gas Storage | Natural Gas |  | 48 | 58.3 | 64.3 | 18 | 3 | 4 |  |  |  | 38000 | 0.68 | 249 | 86 |  |  | 78 |  |  |  | 2020-03-23 | 2020-04-22 | United States | ES_1071043_12G50-38E2FN*_03312020163201_568344 | Gas Storage | HIGH DRAW | Gas StorageHIGH DRAW | 50 | 38 | 311.3595 |  |  | 0.69
2323683 | Rheem Sales Company, Inc. | Richmond | Richmond | 12G50-40E2 |  | Gas Storage | Natural Gas |  | 48 | 58 | 63 | 22 | 3 | 4 |  |  | 1591 | 40000 | 0.69 | 224 | 79 |  |  | 79 |  | 69 |  | 2010-09-15 | 2019-09-17 | United States | ES_1071043_12G50-40E2_08012018005026_0476827 | Gas Storage | HIGH DRAW | Gas StorageHIGH DRAW | 50 | 40 | 305.2521 |  |  | 0.70014
2317610 | Rheem Sales Company, Inc. | Richmond | Richmond | 12G50S-40E2 |  | Gas Storage | Natural Gas |  | 48 | 51 | 52 | 24 | 3 |  |  |  |  | 40000 | 0.66 | 224 | 78 |  |  | 77 |  |  |  | 2010-09-15 | 2018-04-30 | United States | ES_1071043_12G50S-40E2_04052018171115_3426151 | Gas Storage | HIGH DRAW | Gas StorageHIGH DRAW | 50 | 40 | 352.2619 |  |  | 0.66971
2317568 | Rheem Sales Company, Inc. | Ruud | Atmospheric | PRO+G50-50N RU67 PD |  | Gas Storage | Natural Gas |  | 48 | 58 | 60 | 22 | 4 |  |  |  |  | 50000 | 0.69 | 224 | 84 |  |  | 79 |  |  |  | 2010-09-15 | 2018-12-13 | United States | ES_1071043_PRO+G50-50N RU67 PD_04052018155852_6665743 | Gas Storage | HIGH DRAW | Gas StorageHIGH DRAW | 50 | 50 | 300.6632 |  |  | 0.70014
2317505 | Rheem Sales Company, Inc. | Ruud | Power Vent | PROG50S-36N RU67 PV |  | Gas Storage | Natural Gas |  | 48 | 51 | 63 | 24 | 2 | 3 |  |  |  | 36000 | 0.7 | 224 | 80 |  |  | 78 |  |  |  | 2011-04-15 | 2019-11-18 | United States | ES_1071043_PROG50S-36N RU67 PV_04052018155204_8682155 | Gas Storage | HIGH DRAW | Gas StorageHIGH DRAW | 50 | 36 | 242.4754 |  |  | 0.71029
2317615 | Rheem Sales Company, Inc. | Ruud | Atmospheric | PRO+G50S-40N RU67 PD |  | Gas Storage | Natural Gas |  | 48 | 51 | 52 | 24 | 3 |  |  |  |  | 40000 | 0.66 | 224 | 78 |  |  | 77 |  |  |  | 2010-09-15 | 2018-04-30 | United States | ES_1071043_PRO+G50S-40N RU67 PD_04052018171128_3525763 | Gas Storage | HIGH DRAW | Gas StorageHIGH DRAW | 50 | 40 | 352.2619 |  |  | 0.66971
2358390 | Rheem Sales Company, Inc. | Ruud | PRO H40 T2 RU310BM | PRO H40 T2 RU310BM |  | Hybrid/Electric Heat Pump | Electric |  | 36 | 45 |  | 16 |  |  | 4.5 | 240 |  |  | 3.5 |  | 60 |  |  | 423 |  |  |  | 2020-04-30 | 2021-04-29 | United States | ES_1071043_PRO H40 T2 RU310BM_04132020155827_65620 | Heat Pump | MEDIUM DRAW | Heat PumpMEDIUM DRAW | 40 | 15.354 | 273.7712 |  |  | 3.5506
2366857 | Rheem Sales Company, Inc. | Ruud | Hybrid Electric Water Heater | PRO H40 T2 RU310UM |  | Hybrid/Electric Heat Pump | Electric |  | 36 | 45 |  | 16 |  |  | 4.5 | 240 |  |  | 3.5 |  | 60 |  |  | 430 |  |  |  | 2021-01-31 | 2021-04-29 | United States | ES_1071043_PRO H40 T2 RU310UM_08292020030239_75576 | Heat Pump | MEDIUM DRAW | Heat PumpMEDIUM DRAW | 40 | 15.354 | 300.0233 |  |  | 3.5506
2358389 | Rheem Sales Company, Inc. | Ruud | PRO H50 T2 RU310BM | PRO H50 T2 RU310BM |  | Hybrid/Electric Heat Pump | Electric |  | 45 | 44.8 |  | 18 |  |  | 4.5 | 240 |  |  | 3.5 |  | 67 |  |  | 400 |  |  |  | 2020-04-30 | 2020-07-17 | United States | ES_1071043_PRO H50 T2 RU310BM_04132020155834_8686826 | Heat Pump | MEDIUM DRAW | Heat PumpMEDIUM DRAW | 50 | 15.354 | 187.5145 |  |  | 3.5506
2366855 | Rheem Sales Company, Inc. | Ruud | Hybrid Electric Water Heater | PRO H50 T2 RU310UM |  | Hybrid/Electric Heat Pump | Electric |  | 45 | 44.8 |  | 18 |  |  | 4.5 | 240 |  |  | 3.5 |  | 67 |  |  | 400 |  |  |  | 2020-11-01 | 2020-10-06 | United States | ES_1071043_PRO H50 T2 RU310UM_08292020030240_4269782 | Heat Pump | MEDIUM DRAW | Heat PumpMEDIUM DRAW | 50 | 15.354 | 187.5145 |  |  | 3.5506
2358335 | Rheem Sales Company, Inc. | Ruud | PRO H65 T2 RU310BM | PRO H65 T2 RU310BM |  | Hybrid/Electric Heat Pump | Electric |  | 59 | 47.2 |  | 20 |  |  | 4.5 | 240 |  |  | 3.5 |  | 75 |  |  | 409 |  |  |  | 2020-04-30 | 2021-04-29 | United States | ES_1071043_PRO H65 T2 RU310BM_04132020155836_2798380 | Heat Pump | HIGH DRAW | Heat PumpHIGH DRAW | 60 | 15.354 | 342.3443 |  |  | 3.5506
2368660 | Rheem Sales Company, Inc. | Ruud | Hybrid Electric Water Heater | PRO H65 T2 RU310UM |  | Hybrid/Electric Heat Pump | Electric |  | 59 | 47.2 |  | 20 |  |  | 4.5 | 240 |  |  | 3.5 |  | 75 |  |  | 409 |  |  |  | 2021-01-31 | 2021-04-29 | United States | ES_1071043_PRO H65 T2 RU310UM_08292020030240_8212446 | Heat Pump | HIGH DRAW | Heat PumpHIGH DRAW | 60 | 15.354 | 342.3443 |  |  | 3.5506
2324450 | Rheem Sales Company, Inc. | Ruud | Hybrid Electric Water Heater | PRO H65 T2 RU350BM |  | Hybrid/Electric Heat Pump | Electric |  | 59 | 64 |  | 24.2 |  |  | 5 | 240 | 1341 |  | 3.7 |  | 75 |  |  | 100 |  |  |  | 2018-08-24 | 2018-08-17 | United States | ES_1071043_PRO H65 T2 RU350BM_08172018204438_7054367 | Heat Pump | HIGH DRAW | Heat PumpHIGH DRAW | 60 | 17.06 | -1473.6974 |  |  | 3.7535
2358807 | Rheem Sales Company, Inc. | Ruud | PRO H80 T2 RU310BM | PRO H80 T2 RU310BM |  | Hybrid/Electric Heat Pump | Electric |  | 72 | 57.4 |  | 20 |  |  | 4.5 | 240 |  |  | 3.5 |  | 87 |  |  | 398 |  |  |  | 2020-04-30 | 2021-04-29 | United States | ES_1071043_PRO H80 T2 RU310BM_04132020155838_5229956 | Heat Pump | HIGH DRAW | Heat PumpHIGH DRAW | 75 | 15.354 | 278.5174 |  |  | 3.5506
2366523 | Rheem Sales Company, Inc. | Ruud | Hybrid Electric Water Heater | PRO H80 T2 RU310UM |  | Hybrid/Electric Heat Pump | Electric |  | 72 | 57.4 |  | 20 |  |  | 4.5 | 240 |  |  | 3.5 |  | 87 |  |  | 398 |  |  |  | 2021-01-31 | 2021-04-29 | United States | ES_1071043_PRO H80 T2 RU310UM_08292020030241_8540299 | Heat Pump | HIGH DRAW | Heat PumpHIGH DRAW | 75 | 15.354 | 278.5174 |  |  | 3.5506
2324451 | Rheem Sales Company, Inc. | Ruud | Hybrid Electric Water Heater | PRO H80 T2 RU350BM |  | Hybrid/Electric Heat Pump | Electric |  | 72 | 74 |  | 24.2 |  |  | 5 | 240 | 1341 |  | 3.7 |  | 89 |  |  | 100 |  |  |  | 2018-08-24 | 2020-09-30 | United States | ES_1071043_PRO H80 T2 RU350BM_08172018204549_2431334 | Heat Pump | HIGH DRAW | Heat PumpHIGH DRAW | 75 | 17.06 | -1473.6974 |  |  | 3.7535
2358354 | Rheem Sales Company, Inc. | Ruud | PROUG50-38U RU67 PD* | PROUG50-38U RU67 PD* |  | Gas Storage | Natural Gas |  | 48 | 58.3 | 64.3 | 18 | 3 | 4 |  |  |  | 38000 | 0.68 | 249 | 86 |  |  | 78 |  |  |  | 2020-03-23 | 2020-04-22 | United States | ES_1071043_PROUG50-38U RU67 PD*_03312020163201_512017 | Gas Storage | HIGH DRAW | Gas StorageHIGH DRAW | 50 | 38 | 311.3595 |  |  | 0.69
2358451 | Rheem Sales Company, Inc. | Ruud | PROUH40 T2 RU375-15 | PROUH40 T2 RU375-15 |  | Hybrid/Electric Heat Pump | Electric |  | 36 | 45 |  | 16 |  |  | 2.3 | 240 |  |  | 3.45 |  | 46 |  |  | 432 |  |  |  | 2020-04-30 | 2021-04-29 | United States | ES_1071043_PROUH40 T2 RU375-15_04132020164353_1370223 | Heat Pump | LOW DRAW | Heat PumpLOW DRAW | 40 | 7.8476 | 230.7871 |  |  | 3.4999
2358403 | Rheem Sales Company, Inc. | Ruud | PROUH40 T2 RU375-30 | PROUH40 T2 RU375-30 |  | Hybrid/Electric Heat Pump | Electric |  | 36 | 45 |  | 16 |  |  | 4.5 | 240 |  |  | 3.75 |  | 60 |  |  | 434 |  |  |  | 2020-04-30 | 2021-04-07 | United States | ES_1071043_PROUH40 T2 RU375-30_04132020164336_811245 | Heat Pump | MEDIUM DRAW | Heat PumpMEDIUM DRAW | 40 | 15.354 | 206.1803 |  |  | 3.8042
2358404 | Rheem Sales Company, Inc. | Ruud | PROUH40 T2 RU375-SO | PROUH40 T2 RU375-SO |  | Hybrid/Electric Heat Pump | Electric |  | 36 | 45 |  | 16 |  |  | 4.5 | 240 |  |  | 3.75 |  | 60 |  |  | 434 |  |  |  | 2020-04-30 | 2021-04-07 | United States | ES_1071043_PROUH40 T2 RU375-SO_04132020164326_9825015 | Heat Pump | MEDIUM DRAW | Heat PumpMEDIUM DRAW | 40 | 15.354 | 206.1803 |  |  | 3.8042
2317476 | Rheem Sales Company, Inc. | Ruud | Hybrid Electric Water Heater | PROUH50 T2 RU350 D |  | Hybrid/Electric Heat Pump | Electric |  | 45 | 61 |  | 22 |  |  | 5 | 240 | 1 |  | 3.55 |  | 67 |  |  | 436 |  |  |  | 2017-10-01 | 2020-09-30 | United States | ES_1071043_PROUH50 T2 RU350 D_04052018154729_1718094 | Heat Pump | MEDIUM DRAW | Heat PumpMEDIUM DRAW | 50 | 17.06 | 298.673 |  |  | 3.6013
2317481 | Rheem Sales Company, Inc. | Ruud | PROUH50 T2 RU350 DCB | PROUH50 T2 RU350 DCB |  | Hybrid/Electric Heat Pump | Electric |  | 45 | 61 |  | 22 |  |  | 5 | 240 | 1 |  | 3.55 |  | 67 |  |  | 100 |  |  |  | 2017-10-30 | 2020-07-17 | United States | ES_1071043_PROUH50 T2 RU350 DCB_04052018154740_6932491 | Heat Pump | MEDIUM DRAW | Heat PumpMEDIUM DRAW | 50 | 17.06 | -940.267 |  |  | 3.6013
2358450 | Rheem Sales Company, Inc. | Ruud | PROUH50 T2 RU375-15 | PROUH50 T2 RU375-15 |  | Hybrid/Electric Heat Pump | Electric |  | 45 | 44.8 |  | 18 |  |  | 2.3 | 240 |  |  | 3.75 |  | 52 |  |  | 423 |  |  |  | 2020-04-30 | 2021-04-29 | United States | ES_1071043_PROUH50 T2 RU375-15_04132020164355_3381749 | Heat Pump | MEDIUM DRAW | Heat PumpMEDIUM DRAW | 50 | 7.8476 | 171.4729 |  |  | 3.8042
2358330 | Rheem Sales Company, Inc. | Ruud | PROUH50 T2 RU375-30 | PROUH50 T2 RU375-30 |  | Hybrid/Electric Heat Pump | Electric |  | 45 | 44.8 |  | 18 |  |  | 4.5 | 240 |  |  | 3.75 |  | 67 |  |  | 430 |  |  |  | 2020-04-30 | 2021-04-29 | United States | ES_1071043_PROUH50 T2 RU375-30_04132020164346_8607034 | Heat Pump | MEDIUM DRAW | Heat PumpMEDIUM DRAW | 50 | 15.354 | 192.2019 |  |  | 3.8042
2358331 | Rheem Sales Company, Inc. | Ruud | PROUH50 T2 RU375-SO | PROUH50 T2 RU375-SO |  | Hybrid/Electric Heat Pump | Electric |  | 45 | 44.8 |  | 18 |  |  | 4.5 | 240 |  |  | 3.75 |  | 67 |  |  | 430 |  |  |  | 2020-04-30 | 2021-04-29 | United States | ES_1071043_PROUH50 T2 RU375-SO_04132020164345_553411 | Heat Pump | MEDIUM DRAW | Heat PumpMEDIUM DRAW | 50 | 15.354 | 192.2019 |  |  | 3.8042
2317546 | Rheem Sales Company, Inc. | Ruud | Hybrid Electric Water Heater | PROUH65 T2 RU350 D |  | Hybrid/Electric Heat Pump | Electric |  | 59 | 64 |  | 24 |  |  | 5 | 240 | 1255 |  | 3.7 |  | 75 |  |  | 420 |  |  |  | 2016-11-01 | 2018-04-30 | United States | ES_1071043_PROUH65 T2 RU350 D_04052018155713_5967662 | Heat Pump | HIGH DRAW | Heat PumpHIGH DRAW | 60 | 17.06 | 272.9069 |  |  | 3.7535
2317493 | Rheem Sales Company, Inc. | Ruud | PROUH65 T2 RU350 D15 | PROUH65 T2 RU350 D15 |  | Hybrid/Electric Heat Pump | Electric |  | 45 | 64 |  | 24 |  |  | 2.3 | 240 | 1 |  | 3.55 |  | 53 |  |  | 100 |  |  |  | 2017-10-01 | 2020-07-17 | United States | ES_1071043_PROUH65 T2 RU350 D15_04052018154826_8988967 | Heat Pump | MEDIUM DRAW | Heat PumpMEDIUM DRAW | 50 | 7.8476 | -964.7452 |  |  | 3.6013
2317550 | Rheem Sales Company, Inc. | Ruud | Hybrid Electric Water Heater | PROUH65 T2 RU350 DCB |  | Hybrid/Electric Heat Pump | Electric |  | 59 | 64 |  | 24 |  |  | 5 | 240 |  |  | 3.7 |  | 75 |  |  | 100 |  |  |  | 2017-10-30 | 2020-09-30 | United States | ES_1071043_PROUH65 T2 RU350 DCB_04052018155722_7800969 | Heat Pump | HIGH DRAW | Heat PumpHIGH DRAW | 60 | 17.06 | -1473.6974 |  |  | 3.7535
2358798 | Rheem Sales Company, Inc. | Ruud | PROUH65 T2 RU375-15 | PROUH65 T2 RU375-15 |  | Hybrid/Electric Heat Pump | Electric |  | 59 | 47.2 |  | 20 |  |  | 2.3 | 240 |  |  | 3.55 |  | 54 |  |  | 407 |  |  |  | 2020-04-30 | 2021-04-29 | United States | ES_1071043_PROUH65 T2 RU375-15_04132020164355_6717625 | Heat Pump | MEDIUM DRAW | Heat PumpMEDIUM DRAW | 60 | 7.8476 | 196.7324 |  |  | 3.6013
2362913 | Rheem Sales Company, Inc. | Ruud | PROUH65 T2 RU375-30 | PROUH65 T2 RU375-30 |  | Hybrid/Electric Heat Pump | Electric |  | 59 | 47.2 |  | 20 |  |  | 4.5 | 240 |  |  | 3.85 |  | 75 |  |  | 457 |  |  |  | 2020-04-30 | 2021-04-29 | United States | ES_1071043_PROUH65 T2 RU375-30_04132020164338_6299146 | Heat Pump | HIGH DRAW | Heat PumpHIGH DRAW | 60 | 15.354 | 378.4961 |  |  | 3.9057
2360133 | Rheem Sales Company, Inc. | Ruud | PROUH65 T2 RU375-SO | PROUH65 T2 RU375-SO |  | Hybrid/Electric Heat Pump | Electric |  | 59 | 47.2 |  | 20 |  |  | 4.5 | 240 |  |  | 3.85 |  | 75 |  |  | 457 |  |  |  | 2020-04-30 | 2021-04-29 | United States | ES_1071043_PROUH65 T2 RU375-SO_04132020164347_7636779 | Heat Pump | HIGH DRAW | Heat PumpHIGH DRAW | 60 | 15.354 | 378.4961 |  |  | 3.9057
2317253 | Rheem Sales Company, Inc. | Ruud | PROUH80 T2 RU350 D15 | PROUH80 T2 RU350 D15 |  | Hybrid/Electric Heat Pump | Electric |  | 72 | 74 |  | 24 |  |  | 2.3 | 240 |  |  | 3.27 |  | 65 |  |  | 421 |  |  |  | 2017-10-01 | 2020-07-17 | United States | ES_1071043_PROUH80 T2 RU350 D15_04052018140957_2383483 | Heat Pump | MEDIUM DRAW | Heat PumpMEDIUM DRAW | 75 | 7.8476 | 387.6836 |  |  | 3.3173
2317326 | Rheem Sales Company, Inc. | Ruud | Hybrid Electric Water Heater | PROUH80 T2 RU350 DCB |  | Hybrid/Electric Heat Pump | Electric |  | 72 | 74 |  | 24 |  |  | 5 | 240 |  |  | 3.7 |  | 89 |  |  | 100 |  |  |  | 2017-10-30 | 2020-09-30 | United States | ES_1071043_PROUH80 T2 RU350 DCB_04052018144553_8045963 | Heat Pump | HIGH DRAW | Heat PumpHIGH DRAW | 75 | 17.06 | -1473.6974 |  |  | 3.7535
2358749 | Rheem Sales Company, Inc. | Ruud | PROUH80 T2 RU375-15 | PROUH80 T2 RU375-15 |  | Hybrid/Electric Heat Pump | Electric |  | 72 | 57.4 |  | 20 |  |  | 2.3 | 240 |  |  | 3.7 |  | 67 |  |  | 445 |  |  |  | 2020-04-30 | 2021-04-07 | United States | ES_1071043_PROUH80 T2 RU375-15_04132020164355_5871036 | Heat Pump | MEDIUM DRAW | Heat PumpMEDIUM DRAW | 75 | 7.8476 | 271.7142 |  |  | 3.7535
2358801 | Rheem Sales Company, Inc. | Ruud | PROUH80 T2 RU375-30 | PROUH80 T2 RU375-30 |  | Hybrid/Electric Heat Pump | Electric |  | 72 | 47.2 |  | 20 |  |  | 4.5 | 240 |  |  | 4 |  | 87 |  |  | 447 |  |  |  | 2020-04-30 | 2021-04-07 | United States | ES_1071043_PROUH80 T2 RU375-30_04132020164351_7377828 | Heat Pump | HIGH DRAW | Heat PumpHIGH DRAW | 75 | 15.354 | 237.5036 |  |  | 4.0578
2358802 | Rheem Sales Company, Inc. | Ruud | PROUH80 T2 RU375-SO | PROUH80 T2 RU375-SO |  | Hybrid/Electric Heat Pump | Electric |  | 72 | 47.2 |  | 20 |  |  | 4.5 | 240 |  |  | 4 |  | 87 |  |  | 447 |  |  |  | 2020-04-30 | 2021-04-07 | United States | ES_1071043_PROUH80 T2 RU375-SO_04132020164350_9066746 | Heat Pump | HIGH DRAW | Heat PumpHIGH DRAW | 75 | 15.354 | 237.5036 |  |  | 4.0578
2323863 | Rheem Sales Company, Inc. | Ruud | RTGH-120DVL | RUTGH-68DVLN-2 |  | Gas Tankless | Natural Gas |  | 0 | 0 | 28.2 | 0 | 2 | 2 |  |  |  | 120000 | 0.91 | 122 |  | 3.5 | 3.5 | 96 | 9.8 | 27.5 | 18.5 | 2018-04-25 | 2020-02-03 | United States | ES_1071043_RUTGH-68DVLN-2_08022018002129_9310538 | Gas Instantaneous | MEDIUM DRAW | Gas InstantaneousMEDIUM DRAW | 2 | 120 |  |  |  | 0.92331
2323734 | Rheem Sales Company, Inc. | Ruud | RTGH-120XL | RUTGH-68XLN-2 |  | Gas Tankless | Natural Gas |  | 0 | 0 | 28.2 | 0 | 2 | 2 |  |  |  | 120000 | 0.91 | 122 |  | 3.6 | 3.6 | 95 | 9.8 | 27.5 | 18.5 | 2018-04-25 | 2020-02-03 | United States | ES_1071043_RUTGH-68XLN-2_08012018013216_1215731 | Gas Instantaneous | MEDIUM DRAW | Gas InstantaneousMEDIUM DRAW | 2 | 120 |  |  |  | 0.92331
2323750 | Rheem Sales Company, Inc. | Ruud | RTGH-160DVL | RUTGH-84DVLN-2 |  | Gas Tankless | Natural Gas |  | 0 | 0 | 28.2 | 0 | 2 | 2 |  |  |  | 157000 | 0.93 | 182 |  | 4.6 | 4.6 | 97 | 9.8 | 27.5 | 18.5 | 2018-04-25 | 2020-02-03 | United States | ES_1071043_RUTGH-84DVLN-2_08012018013625_2232929 | Gas Instantaneous | HIGH DRAW | Gas InstantaneousHIGH DRAW | 2 | 157 |  |  |  | 0.9436
2323874 | Rheem Sales Company, Inc. | Ruud | RTGH-180DVL | RUTGH-90DVLN-2 |  | Gas Tankless | Natural Gas |  | 0 | 0 | 28.2 | 0 | 2 | 2 |  |  |  | 180000 | 0.93 | 182 |  | 5.2 | 5.2 | 97 | 9.8 | 27.5 | 18.5 | 2018-04-25 | 2020-02-03 | United States | ES_1071043_RUTGH-90DVLN-2_08022018002749_7456305 | Gas Instantaneous | HIGH DRAW | Gas InstantaneousHIGH DRAW | 2 | 180 |  |  |  | 0.9436
2323898 | Rheem Sales Company, Inc. | Ruud | RTGH-199DVL | RUTGH-95DVELN-2 |  | Gas Tankless | Natural Gas | [5 empty] | 2 | 2 |  |  |  | 199000 | 0.93 | 182 |  | 5.7 | 5.7 |  | 9.8 | 27.5 | 18.5 | 2018-04-25 | 2020-04-01 | United States | ES_1071043_RUTGH-95DVELN-2_08022018003310_5482907 | Gas Instantaneous | HIGH DRAW | Gas InstantaneousHIGH DRAW | 2 | 199 |  |  |  | 0.9436
2323890 | Rheem Sales Company, Inc. | Ruud | RTGH-199DVL | RUTGH-95DVLN-2 |  | Gas Tankless | Natural Gas | [5 empty] | 2 | 2 |  |  |  | 199000 | 0.93 | 182 |  | 5.7 | 5.7 |  | 9.8 | 27.5 | 18.5 | 2018-04-25 | 2020-04-01 | United States | ES_1071043_RUTGH-95DVLN-2_08022018003252_9973128 | Gas Instantaneous | HIGH DRAW | Gas InstantaneousHIGH DRAW | 2 | 199 |  |  |  | 0.9436
2336519 | Rheem Sales Company, Inc. | Ruud | Alabama | RUTGH-RH11DVLN * |  | Gas Tankless | Natural Gas |  | 0 | 0 | 31.2 | 0 | 3 | 3 |  |  |  | 199000 | 0.94 | 181 |  | 6 | 6 | 97 | 14.8 | 28.7 | 17.3 | 2019-04-15 | 2020-02-03 | United States, Canada | ES_1071043_RUTGH-RH11DVLN *_04092019180018_3605294 | Gas Instantaneous | HIGH DRAW | Gas InstantaneousHIGH DRAW | 2 | 199 |  |  |  | 0.95374
2320159 | Rinnai America Corporation | Rinnai | CU160e (REU-N2530WC-US) | CU160E (REU-N2530WC-US) |  | Gas Tankless | Propane, Natural Gas |  | 0 | 26.4 | 26.4 | 11.5 | 1 |  |  |  |  | 160000 | 0.93 | 187 |  | 4.6 | 4.6 | 97 | 11.5 | 26.4 | 18.5 | 2018-05-03 | 2019-12-13 | United States, Canada | ES_97439_CU160E (REU-N2530WC-US)_05212018155053_5529508 | Gas Instantaneous | HIGH DRAW | Gas InstantaneousHIGH DRAW | 2 | 160 |  |  |  | 0.9436
2320178 | Rinnai America Corporation | Rinnai | CU160i (REU-N2530FFC-US) | CU160I (REU-N2530FFC-US) |  | Gas Tankless | Propane, Natural Gas |  | 0 | 26.4 | 26.4 | 11.5 | 2 |  |  |  |  | 160000 | 0.93 | 183 |  | 4.1 | 4.1 | 97 | 11.5 | 26.4 | 18.5 | 2018-05-03 | 2019-12-13 | United States, Canada | ES_97439_CU160I (REU-N2530FFC-US)_05212018163846_1148831 | Gas Instantaneous | HIGH DRAW | Gas InstantaneousHIGH DRAW | 2 | 160 |  |  |  | 0.9436
2320179 | Rinnai America Corporation | Rinnai | CU199e (REU-N3237WC-US) | CU199E (REU-N3237WC-US) |  | Gas Tankless | Natural Gas,Propane |  | 0 | 26.4 | 26.4 | 11.5 | 1 |  |  |  |  | 199000 | 0.93 | 183 |  | 5.6 | 5.6 | 97 | 11.5 | 26.4 | 18.5 | 2018-05-03 | 2020-01-10 | United States, Canada | ES_97439_CU199E (REU-N3237WC-US)_05212018163959_3928700 | Gas Instantaneous | HIGH DRAW | Gas InstantaneousHIGH DRAW | 2 | 199 |  |  |  | 0.9436
2320160 | Rinnai America Corporation | Rinnai | CU199i (REU-N3237FFC-US) | CU199I (REU-N3237FFC-US) |  | Gas Tankless | Propane, Natural Gas |  | 0 | 26.4 | 26.4 | 11.5 | 2 |  |  |  |  | 199000 | 0.93 | 183 |  | 5.7 | 5.7 | 97 | 11.5 | 26.4 | 18.5 | 2018-05-03 | 2019-12-13 | United States, Canada | ES_97439_CU199I (REU-N3237FFC-US)_05212018155239_7267620 | Gas Instantaneous | HIGH DRAW | Gas InstantaneousHIGH DRAW | 2 | 199 |  |  |  | 0.9436
2317242 | Rinnai America Corporation | Rinnai | RU98e(N P) | REU-KB3237WD-US |  | Gas Tankless | Propane, Natural Gas |  | 1 | 28.4 |  | 18.5 | 0 |  |  |  |  | 199000 | 0.88 | 161 |  | 5.7 | 5.7 | 93 | 11 | 26 | 19 | 2012-04-23 | 2019-10-16 | United States, Canada | ES_97439_REU-KB3237WD-US_04052018140843_9951494 | Gas Instantaneous | HIGH DRAW | Gas InstantaneousHIGH DRAW | 2 | 199 |  |  |  | 0.89288
2320170 | Rinnai America Corporation | Rinnai | (RU130E) REU-N2024W-US | (RU130E) REU-N2024W-US |  | Gas Tankless | Propane, Natural Gas |  | 0 | 26.4 | 26.4 | 11.5 | 1 |  |  |  |  | 130000 | 0.92 |  |  | 3.7 | 3.7 | 96 | 11.5 | 26.4 | 18.5 | 2018-05-03 | 2018-12-11 | United States, Canada | ES_97439_(RU130E) REU-N2024W-US_05212018163317_3816996 | Gas Instantaneous | MEDIUM DRAW | Gas InstantaneousMEDIUM DRAW | 2 | 130 |  |  |  | 0.93346
2320162 | Rinnai America Corporation | Rinnai | (RU130i) REU-N2024FF-US | (RU130I) REU-N2024FF-US |  | Gas Tankless | Propane, Natural Gas |  | 0 | 0 | 31.3 | 0 | 2 |  |  |  |  | 130000 | 0.91 | 121 |  | 3.7 | 3.7 | 96 | 11.5 | 26.4 | 18.5 | 2018-05-01 | 2018-12-11 | United States, Canada | ES_97439_(RU130I) REU-N2024FF-US_05212018155437_0043436 | Gas Instantaneous | MEDIUM DRAW | Gas InstantaneousMEDIUM DRAW | 2 | 130 |  |  |  | 0.92331
2320171 | Rinnai America Corporation | Rinnai | (RU160E) REU-N2530W-US | (RU160E) REU-N2530W-US |  | Gas Tankless | Propane, Natural Gas |  | 0 | 26.4 | 26.4 | 11.5 | 1 |  |  |  |  | 160000 | 0.93 |  |  | 4.6 | 4.6 | 97 | 11.5 | 26.4 | 18.5 | 2018-05-03 | 2018-12-11 | United States, Canada | ES_97439_(RU160E) REU-N2530W-US_05212018163408_1283640 | Gas Instantaneous | HIGH DRAW | Gas InstantaneousHIGH DRAW | 2 | 160 |  |  |  | 0.9436
2320173 | Rinnai America Corporation | Rinnai | (RU160I) REU-N2530FF-US | (RU160I) REU-N2530FF-US |  | Gas Tankless | Propane, Natural Gas |  | 0 | 26.4 | 26.4 | 11.5 | 2 |  |  |  |  | 160000 | 0.93 |  |  | 4.1 | 4.1 | 97 | 11.5 | 26.4 | 18.5 | 2018-05-03 | 2018-12-11 | United States, Canada | ES_97439_(RU160I) REU-N2530FF-US_05212018163513_6483344 | Gas Instantaneous | HIGH DRAW | Gas InstantaneousHIGH DRAW | 2 | 160 |  |  |  | 0.9436
2320175 | Rinnai America Corporation | Rinnai | (RU180E) REU-N2934W-US | (RU180E) REU-N2934W-US |  | Gas Tankless | Propane, Natural Gas |  | 0 | 26.4 | 26.4 | 11.5 | 1 |  |  |  |  | 180000 | 0.93 |  |  | 5.3 | 5.3 | 97 | 11.5 | 26.4 | 18.5 | 2018-05-03 | 2018-12-11 | United States, Canada | ES_97439_(RU180E) REU-N2934W-US_05212018163618_0462332 | Gas Instantaneous | HIGH DRAW | Gas InstantaneousHIGH DRAW | 2 | 180 |  |  |  | 0.9436
2320161 | Rinnai America Corporation | Rinnai | (RU180I) REU-N2934FF-US | (RU180I) REU-N2934FF-US |  | Gas Tankless | Propane, Natural Gas |  | 0 | 26.4 | 26.4 | 11.5 | 2 |  |  |  |  | 180000 | 0.93 |  |  | 5.3 | 5.3 | 96 | 11.5 | 26.4 | 18.5 | 2018-05-03 | 2018-12-11 | United States, Canada | ES_97439_(RU180I) REU-N2934FF-US_05212018155355_1553180 | Gas Instantaneous | HIGH DRAW | Gas InstantaneousHIGH DRAW | 2 | 180 |  |  |  | 0.9436
2320163 | Rinnai America Corporation | Rinnai | (RU199E) REU-N3237W-US | (RU199E) REU-N3237W-US |  | Gas Tankless | Propane, Natural Gas |  | 0 | 26.4 | 26.4 | 11.5 | 1 |  |  |  |  | 199000 | 0.93 |  |  | 5.6 | 5.6 | 97 | 11.5 | 26.4 | 18.5 | 2018-05-03 | 2018-12-11 | United States, Canada | ES_97439_(RU199E) REU-N3237W-US_05212018155643_9843008 | Gas Instantaneous | HIGH DRAW | Gas InstantaneousHIGH DRAW | 2 | 199 |  |  |  | 0.9436
2320176 | Rinnai America Corporation | Rinnai | (RU199I) REU-N3237FF-US | (RU199I) REU-N3237FF-US |  | Gas Tankless | Propane, Natural Gas |  | 0 | 26.4 | 26.4 | 11.5 | 2 |  |  |  |  | 199000 | 0.93 |  |  | 5.7 | 5.7 | 97 | 11.5 | 26.4 | 18.5 | 2018-05-03 | 2018-12-11 | United States, Canada | ES_97439_(RU199I) REU-N3237FF-US_05212018163720_9664006 | Gas Instantaneous | HIGH DRAW | Gas InstantaneousHIGH DRAW | 2 | 199 |  |  |  | 0.9436
2317227 | Rinnai America Corporation | Rinnai | RUCS75i | (RUCS75I) REU-KCM2528FFU-US |  | Gas Tankless | Propane, Natural Gas |  | 1 | 23 | 23 | 14 | 3 |  |  |  |  | 160000 | 0.9 | 161 |  | 4.5 | 4.5 | 92 | 10 | 26 | 18 | 2015-06-01 | 2018-12-11 | United States, Canada | ES_97439_(RUCS75I) REU-KCM2528FFU-US_04052018132955_1857840 | Gas Instantaneous | HIGH DRAW | Gas InstantaneousHIGH DRAW | 2 | 160 |  |  |  | 0.91317
2320172 | Rinnai America Corporation | Rinnai | (RUR160E) REU-NP2530W-US | (RUR160E) REU-NP2530W-US |  | Gas Tankless | Propane, Natural Gas |  | 0 | 26.4 | 26.4 | 11.5 | 1 |  |  |  |  | 160000 | 0.93 |  |  | 4.6 | 4.6 | 97 | 11.5 | 26.4 | 18.5 | 2018-05-03 | 2018-12-11 | United States, Canada | ES_97439_(RUR160E) REU-NP2530W-US_05212018163411_3835322 | Gas Instantaneous | HIGH DRAW | Gas InstantaneousHIGH DRAW | 2 | 160 |  |  |  | 0.9436
2320174 | Rinnai America Corporation | Rinnai | (RUR160I) REU-NP2530FF-US | (RUR160I) REU-NP2530FF-US |  | Gas Tankless | Propane, Natural Gas |  | 0 | 26.4 | 26.4 | 11.5 | 2 |  |  |  |  | 160000 | 0.93 |  |  | 4.1 | 4.1 | 97 | 11.5 | 26.4 | 18.5 | 2018-05-03 | 2018-12-11 | United States, Canada | ES_97439_(RUR160I) REU-NP2530FF-US_05212018163516_0322565 | Gas Instantaneous | HIGH DRAW | Gas InstantaneousHIGH DRAW | 2 | 160 |  |  |  | 0.9436
2320164 | Rinnai America Corporation | Rinnai | (RUR199E) REU-NP3237W-US | (RUR199E) REU-NP3237W-US |  | Gas Tankless | Propane, Natural Gas |  | 0 | 26.4 | 26.4 | 11.5 | 1 |  |  |  |  | 199000 | 0.93 |  |  | 5.6 | 5.6 | 97 | 11.5 | 26.4 | 18.5 | 2018-05-03 | 2018-12-11 | United States, Canada | ES_97439_(RUR199E) REU-NP3237W-US_05212018155645_9047403 | Gas Instantaneous | HIGH DRAW | Gas InstantaneousHIGH DRAW | 2 | 199 |  |  |  | 0.9436
2320177 | Rinnai America Corporation | Rinnai | (RUR199I) REU-NP3237FF-US | (RUR199I) REU-NP3237FF-US |  | Gas Tankless | Propane, Natural Gas |  | 0 | 26.4 | 26.4 | 11.5 | 2 |  |  |  |  | 199000 | 0.93 |  |  | 5.7 | 5.7 | 97 | 11.5 | 26.4 | 18.5 | 2018-05-03 | 2018-12-11 | United States, Canada | ES_97439_(RUR199I) REU-NP3237FF-US_05212018163722_1725321 | Gas Instantaneous | HIGH DRAW | Gas InstantaneousHIGH DRAW | 2 | 199 |  |  |  | 0.9436
2334621 | Rinnai America Corporation | Rinnai | RUS65e | (RUS65E) REU-KCM2025W-US |  | Gas Tankless | Propane, Natural Gas |  | 1 |  |  |  | 0 |  |  |  |  | 130000 | 0.86 | 161 |  | 3.7 | 3.7 | 89 | 10 | 26 | 18 | 2015-06-01 | 2019-03-11 | United States, Canada | ES_97439_(RUS65E) REU-KCM2025W-US_03112019223611_2800518 | Gas Instantaneous | MEDIUM DRAW | Gas InstantaneousMEDIUM DRAW | 2 | 130 |  |  |  | 0.87259
2317228 | Rinnai America Corporation | Rinnai | RUS75e | (RUS75E) REU-KCM2528W-US |  | Gas Tankless | Propane, Natural Gas |  | 1 | 23 | 19 | 14 | 3 |  |  |  |  | 160000 | 0.89 | 161 |  | 4.3 | 4.3 | 92 | 10 | 26 | 18 | 2015-06-01 | 2018-12-11 | United States, Canada | ES_97439_(RUS75E) REU-KCM2528W-US_04052018133006_0037841 | Gas Instantaneous | HIGH DRAW | Gas InstantaneousHIGH DRAW | 2 | 160 |  |  |  | 0.90302
2329155 | Vaughn Thermal Corp. | Hubbell | Hybrid Electric Heat Pump DWH | S-50HPT |  | Hybrid/Electric Heat Pump | Electric |  | 51 | 66 |  | 25 |  |  | 3.8 |  | 1906 |  | 2.37 |  | 57 |  |  | 275 |  |  |  | 2013-11-07 | 2018-12-18 | United States, Canada | ES_1120814_S-50HPT_11052018202722_5982204 | Heat Pump | MEDIUM DRAW | Heat PumpMEDIUM DRAW | 55 | 12.9656 | 214.3805 |  |  | 2.4043
2329157 | Vaughn Thermal Corp. | Hubbell | Hybrid Electric Heat Pump DWH | S-65HPT |  | Hybrid/Electric Heat Pump | Electric |  | 58 | 63 |  | 28 |  |  | 3.8 |  | 1901 |  | 2.35 |  | 70 |  |  | 269 |  |  |  | 2013-11-07 | 2018-12-18 | United States, Canada | ES_1120814_S-65HPT_11052018204137_8296046 | Heat Pump | MEDIUM DRAW | Heat PumpMEDIUM DRAW | 60 | 12.9656 | 193.5183 |  |  | 2.3841
2329156 | Vaughn Thermal Corp. | Hubbell | Hybrid Electric Heat Pump DWH | S-80HPT |  | Hybrid/Electric Heat Pump | Electric |  | 73 | 74 |  | 28 |  |  | 3.8 |  | 1901 |  | 2.3 |  | 88 |  |  | 250 |  |  |  | 2013-11-07 | 2018-12-18 | United States, Canada | ES_1120814_S-80HPT_11052018203517_7304398 | Heat Pump | HIGH DRAW | Heat PumpHIGH DRAW | 75 | 12.9656 | 182.1162 |  |  | 2.3333
2287267 | Vesta.DS., Inc. | Vesta | VRP | VRP-150 |  | Gas Tankless | Natural Gas,Propane | Power Direct Vent |  |  |  |  | 2 |  | 135 |  |  | 150000 | 0.91 | 187 |  | 4.2 |  |  | 11.6 | 27.6 | 18.1 | 2016-12-22 | 2016-12-28 | United States | ES_1137991_VRP-150_12282016035620_1024105 | Gas Instantaneous | HIGH DRAW | Gas InstantaneousHIGH DRAW | 2 | 150 |  |  |  | 0.92331
2287256 | Vesta.DS., Inc. | Vesta | VRS | VRS-150 |  | Gas Tankless | Natural Gas,Propane | Power Direct Vent |  |  |  |  | 2 |  | 75 |  |  | 150000 | 0.92 | 186 |  | 4.2 |  |  | 11.6 | 27.6 | 18.1 | 2016-12-22 | 2016-12-28 | United States | ES_1137991_VRS-150_12282016035620_1024105 | Gas Instantaneous | HIGH DRAW | Gas InstantaneousHIGH DRAW | 2 | 150 |  |  |  | 0.93346
2287257 | Vesta.DS., Inc. | Vesta | VRS | VRS-199 |  | Gas Tankless | Natural Gas,Propane | Power Direct Vent |  |  |  |  | 2 |  | 105 |  |  | 199000 | 0.92 | 186 |  | 5.5 |  |  | 11.6 | 27.6 | 18.1 | 2016-12-22 | 2016-12-28 | United States | ES_1137991_VRS-199_12282016040220_1024105 | Gas Instantaneous | HIGH DRAW | Gas InstantaneousHIGH DRAW | 2 | 199 |  |  |  | 0.93346
2297565 | Vesta.DS., Inc. | Vesta. DS, Inc. | VH-150 | VH-150 |  | Gas Tankless | Natural Gas,Propane | Power Direct Vent |  |  |  |  | 2 |  | 0.6 | 120 |  | 150000 | 0.91 | 190 |  | 4.1 | 0.1 |  | 13.6 | 27.6 | 18.1 | 2016-09-13 | 2017-06-14 | United States | ES_1137991_VH-150_06142017110221_1024160 | Gas Instantaneous | HIGH DRAW | Gas InstantaneousHIGH DRAW | 2 | 150 |  |  |  | 0.92331
2297566 | Vesta.DS., Inc. | Vesta. DS, Inc. | VH-199 | VH-199 |  | Gas Tankless | Natural Gas,Propane | Power Direct Vent |  |  |  |  | 2 |  | 0.6 | 120 |  | 199000 | 0.91 | 190 |  | 5.4 | 0.1 |  | 13.6 | 27.6 | 18.1 | 2016-09-13 | 2017-06-14 | United States | ES_1137991_VH-199_06142017111111_1024160 | Gas Instantaneous | HIGH DRAW | Gas InstantaneousHIGH DRAW | 2 | 199 |  |  |  | 0.92331
2
2
2
2
2
2
2
2
2
2
2
2
2
2
2
2
2
2
2
2
2
2
2
2
2
2
2
2
2
2
2
2
2
2
2
2
2
2
2
2
2
2
2
2
2
Note on AO1: Williams, Christopher: Currently only calculates for Consumer gas-fired water heaters non condensing standard or low-NOX

## LOOKUPS
[24 empty] | MEASURE "ENERGYSTAR UEF" QUALIFIED (Y/N). SEE AHRI tab, column AR. MUST BE >= VALUE SHOWN AND <= VALUE SHOWN *(1+THRESHOLD TABLE VALUE ON SUMMARY TAB) |  |  |  |  | CODE MINIMUM EFFICIENCY (UEF) as given in Title 10 → Chapter II → Subchapter D → Part 430 → Subpart C → §430.32 | [8 empty] | Maximum Standby Loss (%/hr for elec, Btu/hr for gas) as given by Title 10 → Chapter II → Part 431 → Subpart C → §431.110 |  |  |  |  | Minimum thermal efficiency as given by Title 10 → Chapter II → Part 431 → Subpart C → §431.110 |  |  |  | Instantaneous INPUT range
DRAW PATTERN CRITERIA |  |  | CODE MINIMUM EFFICIENCY (UEF) | [6 empty] | VOLUME BIN | COEFFICIENTS FOR THE ANALYTICAL UEF CONVERSION FACTOR | [18 empty] | Min Rated Volume | Max Rated Volume | Draw Pattern | c0 | c1 | equation form: c0 - (c1 x V_r) |  |  |  | Size | c0 | c1 | equation form |  | Size | TE |  | INPUT BIN range | kBTUH | Input Bin Name
http://www.energy.ca.gov/title24/2016standards/documents/2016_water_heater_efficiency_guide.pdf |  |  | http://www.energy.ca.gov/title24/2016standards/documents/2016_water_heater_efficiency_guide.pdf |  |  | 0 <= FHR < 18 | 18 <= FHR < 51 | 51 <= FHR < 75 | FHR >= 75 |  | https://energy.gov/sites/prod/files/2016/12/f34/WH_Conversion_Final%20Rule.pdf, Table III.7 |  | https://energy.gov/sites/prod/files/2016/12/f34/WH_Conversion_Final%20Rule.pdf, Table III.7 |  | https://energy.gov/sites/prod/files/2016/12/f34/WH_Conversion_Final%20Rule.pdf, Table III.5 |  |  |  |  | https://energy.gov/sites/prod/files/2016/12/f34/WH_Conversion_Final%20Rule.pdf, Table III.9 |  |  |  |  | 55 |  |  |  | Gas Storage | 20 | 55 | VERY SMALL DRAW | 0.3456 | 0.002 | >=20 gal <= 55 gal |  |  | Elec Storage | All | 0.3 | 27 | c0 + c1/Vm (for electric); c0*Q + c1*Vr^0.5 (gas) | Elec Storage | All | N/A |  | < 76 | 1 | Small
GPM | FHR | DRAW PATTERN | IDX | TYPE | VOLUME (GAL) | VERY SMALL DRAW | LOW DRAW | MEDIUM DRAW | HIGH DRAW | VOLUME BIN | GAS INSTANTANEOUS | A | ELEC INSTANTANEOUS | A | STORAGE | A | B | C | D | RESIDENTIAL DUTY | F | G | Tier | TYPE LOOKUP | <= 55 | >55 | N/A | Note | Gas Storage | 20 | 55 | LOW DRAW | 0.5982 | 0.0019 | >=20 gal <= 55 gal | 0.5412 |  | Gas Storage<=155 | <=155 | 0.00125 | 110 | <= 155 MBH | Gas Storage | 155 | 0.8 | <= 155 MBH | 76 - 200 | 76 | Medium
0 | 0 | VERY SMALL DRAW | Gas Instantaneous-2 | Gas Instantaneous | 2 | 0.8 | 0.81 | 0.81 | 0.81 | 2 | VERY SMALL DRAW | 0.026915 | VERY SMALL DRAW | 0.003819 | VERY SMALL DRAW | 0.25027 | 57.5 | 0.039864 | 67.5 | VERY SMALL DRAW | 0.82143 | 0.004352 | 1 | GAS STORAGEVERY SMALL DRAW1 | N/A | N/A | N/A | ES/CEE Tier 1 | Gas Storage | 20 | 55 | MEDIUM DRAW | 0.6483 | 0.0017 | >=20 gal <= 55 gal | 0.5633 |  | Gas Storage>155 | >155 | 0.00125 | 110 | > 155 MBH | Gas Storage | 155 | 0.8 | > 155 MBH | 201 - 2000 | 201 | Large
1.7 | 18 | LOW DRAW | Gas Storage-30 | Gas Storage | 30 | 0.2856 | 0.5412 | 0.5973 | 0.653 | 30 | LOW DRAW | 0.010917 | LOW DRAW | 0.001549 | LOW DRAW | 0.06586 | 57.5 | 0.039864 | 67.5 | LOW DRAW | 0.82143 | 0.001145 | 1 | GAS STORAGELOW DRAW1 | N/A | N/A | N/A | ES/CEE Tier 1 | Gas Storage | 20 | 55 | HIGH DRAW | 0.692 | 0.0013 | >=20 gal <= 55 gal | 0.653 |  | Gas Instantaneous<10 | <10 | 0.00125 | 110 | < 10 gal | Gas Instantaneous | 10 | 0.8 | < 10 gal | > 2000 | 2001 | Very Large
2.8 | 51 | MEDIUM DRAW | Gas Storage-40 | Gas Storage | 40 | 0.2656 | 0.5222 | 0.5803 | 0.64 | 40 | MEDIUM DRAW | 0.008362 | MEDIUM DRAW | 0.001186 | MEDIUM DRAW | 0.045503 | 57.5 | 0.039864 | 67.5 | MEDIUM DRAW | 0.82143 | 0.0007914 | 1 | GAS STORAGEMEDIUM DRAW1 | 0.64 | 0.78 | N/A | ES/CEE Tier 1 | Gas Storage | 55 | 100 | VERY SMALL DRAW | 0.647 | 0.0006 | > 55 gal <=100 gal |  |  | Gas Instantaneous>=10 | >=10 | 0.00125 | 110 | >= 10 gal | Gas Instantaneous | 10 | 0.8 | >= 10 gal
4 | 75 | HIGH DRAW | Gas Storage-50 | Gas Storage | 50 | 0.2456 | 0.5032 | 0.5633 | 0.627 | 50 | HIGH DRAW | 0.005534 | HIGH DRAW | 0.000785 | HIGH DRAW | 0.029794 | 57.5 | 0.039864 | 67.5 | HIGH DRAW | 0.82143 | 0.0005181 | 1 | GAS STORAGEHIGH DRAW1 | 0.68 | 0.8 | N/A | ES/CEE Tier 1 | Gas Storage | 55 | 100 | LOW DRAW | 0.7689 | 0.0005 | > 55 gal <=100 gal
|  |  | Gas Storage-55 | Gas Storage | 55 | 0.2356 | 0.4937 | 0.5548 | 0.6205 | 55 | [12 empty] | 1 | GAS INSTANTANEOUS1 | N/A | N/A | 0.87 | ES/CEE Tier 1 | Gas Storage | 55 | 100 | MEDIUM DRAW | 0.7897 | 0.0004 | > 55 gal <=100 gal
|  |  | Gas Storage-60 | Gas Storage | 60 | 0.611 | 0.7389 | 0.7657 | 0.7892 | 60 | [12 empty] | 1 | GAS INSTANTANEOUSVERY SMALL DRAW1 | N/A | N/A | 0.87 | ES/CEE Tier 1 | Gas Storage | 55 | 100 | HIGH DRAW | 0.8072 | 0.0003 | > 55 gal <=100 gal
|  |  | Gas Storage-75 | Gas Storage | 75 | 0.602 | 0.7314 | 0.7597 | 0.7847 | 75 | [12 empty] | 1 | GAS INSTANTANEOUSLOW DRAW1 | N/A | N/A | 0.87 | ES/CEE Tier 1 | Elec Storage | 20 | 55 | VERY SMALL DRAW | 0.8808 | 0.0008 | >= 20 gal <= 55 gal
|  |  | Gas Storage-80 | Gas Storage | 80 | 0.599 | 0.7289 | 0.7577 | 0.7832 | 80 | [12 empty] | 1 | GAS INSTANTANEOUSMEDIUM DRAW1 | N/A | N/A | 0.87 | ES/CEE Tier 1 | Elec Storage | 20 | 55 | LOW DRAW | 0.9254 | 0.0003 | >= 20 gal <= 55 gal
|  |  | Gas Storage-100 | Gas Storage | 100 | 0.587 | 0.7189 | 0.7497 | 0.7772 | 100 | [12 empty] | 1 | GAS INSTANTANEOUSHIGH DRAW1 | N/A | N/A | 0.87 | ES/CEE Tier 1 | Elec Storage | 20 | 55 | MEDIUM DRAW | 0.9307 | 0.0002 | >= 20 gal <= 55 gal
|  |  | Residential-Duty Gas Storage-30 | Residential-Duty Gas Storage | 30 | 0.2404 | 0.5002 | 0.5672 | 0.6327 | 120 | [12 empty] | 1 | RESIDENTIAL-DUTY GAS STORAGE1 | N/A | N/A | 0.8 | ES v.4.0 - Tier 1 | Elec Storage | 20 | 55 | HIGH DRAW | 0.9349 | 0.0001 | >= 20 gal <= 55 gal
|  |  | Residential-Duty Gas Storage-40 | Residential-Duty Gas Storage | 40 | 0.2314 | 0.4882 | 0.5562 | 0.6237 | [13 empty] | 1 | RESIDENTIAL-DUTY GAS STORAGEVERY SMALL DRAW1 | N/A | N/A | 0.8 | ES v.4.0 - Tier 1 | Elec Storage | 55 | 100 | VERY SMALL DRAW | 1.9236 | 0.0011 | > 55 gal <= 100 gal |  |  | UEF 24-hour draw volume
|  |  | Residential-Duty Gas Storage-50 | Residential-Duty Gas Storage | 50 | 0.2224 | 0.4762 | 0.5452 | 0.6147 | [13 empty] | 1 | RESIDENTIAL-DUTY GAS STORAGELOW DRAW1 | N/A | N/A | 0.8 | ES v.4.0 - Tier 1 | Elec Storage | 55 | 100 | LOW DRAW | 2.044 | 0.0011 | > 55 gal <= 100 gal |  |  | https://energy.gov/sites/prod/files/2016/12/f34/WH_Conversion_Final%20Rule.pdf, Pg 103, Para (C)
|  |  | Residential-Duty Gas Storage-55 | Residential-Duty Gas Storage | 55 | 0.2179 | 0.4702 | 0.5397 | 0.6102 | [13 empty] | 1 | RESIDENTIAL-DUTY GAS STORAGEMEDIUM DRAW1 | N/A | N/A | 0.8 | ES v.4.0 - Tier 1 | Elec Storage | 55 | 100 | MEDIUM DRAW | 2.1171 | 0.0011 | > 55 gal <= 100 gal |  |  | DRAW PATTERN | Daily Volume | Daily Btu
|  |  | Residential-Duty Gas Storage-60 | Residential-Duty Gas Storage | 60 | 0.2134 | 0.4642 | 0.5342 | 0.6057 | [13 empty] | 1 | RESIDENTIAL-DUTY GAS STORAGEHIGH DRAW1 | N/A | N/A | 0.8 | ES v.4.0 - Tier 1 | Elec Storage | 55 | 100 | HIGH DRAW | 2.2418 | 0.0011 | > 55 gal <= 100 gal |  |  | VERY SMALL DRAW | 10 | 5591.15
|  |  | Residential-Duty Gas Storage-75 | Residential-Duty Gas Storage | 75 | 0.1999 | 0.4462 | 0.5177 | 0.5922 | [13 empty] | 1 | ELEC STORAGE1 | N/A | N/A | N/A |  | Gas Instantaneous |  | 2 | VERY SMALL DRAW | 0.8 | 0 | < 2 gal and > 50,000 Btuh |  |  | LOW DRAW | 38 | 21246.37
|  |  | Residential-Duty Gas Storage-80 | Residential-Duty Gas Storage | 80 | 0.1954 | 0.4402 | 0.5122 | 0.5877 | [13 empty] | 1 | ELEC STORAGEVERY SMALL DRAW1 | N/A | N/A | N/A |  | Gas Instantaneous |  | 2 | LOW DRAW | 0.81 | 0 | < 2 gal and > 50,000 Btuh |  |  | MEDIUM DRAW | 55 | 30751.325
|  |  | Residential-Duty Gas Storage-100 | Residential-Duty Gas Storage | 100 | 0.1774 | 0.4162 | 0.4902 | 0.5697 | [13 empty] | 1 | ELEC STORAGELOW DRAW1 | N/A | N/A | N/A |  | Gas Instantaneous |  | 2 | MEDIUM DRAW | 0.81 | 0 | < 2 gal and > 50,000 Btuh |  |  | HIGH DRAW | 84 | 46965.66
|  |  | Residential-Duty Gas Storage-120 | Residential-Duty Gas Storage | 120 | 0.1594 | 0.3922 | 0.4682 | 0.5517 | [13 empty] | 1 | ELEC STORAGEMEDIUM DRAW1 | N/A | N/A | N/A |  | Gas Instantaneous |  | 2 | HIGH DRAW | 0.81 | 0 | < 2 gal and > 50,000 Btuh
|  |  | Elec Instantaneous-2 | Elec Instantaneous | 2 | 0.91 | 0.91 | 0.91 | 0.92 | [13 empty] | 1 | ELEC STORAGEHIGH DRAW1 | N/A | N/A | N/A |  | Elec Instantaneous |  | 2 | VERY SMALL DRAW | 0.91 | 0 | < 2 gal
|  |  | Residential-Duty Elec Instantaneous-2 | Residential-Duty Elec Instantaneous | 2 | 0.8 | 0.8 | 0.8 | 0.8 | [13 empty] | 1 | ELEC INSTANTANEOUSVERY SMALL DRAW1 | N/A | N/A | N/A |  | Elec Instantaneous |  | 2 | LOW DRAW | 0.91 | 0 | < 2 gal |  |  | UEF test conditions (https://www.law.cornell.edu/cfr/text/10/appendix-E_to_subpart_B_of_part_430)
|  |  | Elec Storage-30 | Elec Storage | 30 | 0.86 | 0.92 | 0.92 | 0.93 | [13 empty] | 1 | ELEC INSTANTANEOUSLOW DRAW1 | N/A | N/A | N/A |  | Elec Instantaneous |  | 2 | MEDIUM DRAW | 0.91 | 0 | < 2 gal |  |  | Median ambient temperature | 67.5 | F
|  |  | Elec Storage-40 | Elec Storage | 40 | 0.85 | 0.91 | 0.92 | 0.93 | [13 empty] | 1 | ELEC INSTANTANEOUSMEDIUM DRAW1 | N/A | N/A | N/A |  | Elec Instantaneous |  | 2 | HIGH DRAW | 0.92 | 0 | < 2 gal |  |  | Set point / outlet temperature | 125 | F
|  |  | Elec Storage-50 | Elec Storage | 50 | 0.84 | 0.91 | 0.92 | 0.93 | [13 empty] | 1 | ELEC INSTANTANEOUSHIGH DRAW1 | N/A | N/A | N/A |  | Residential-Duty Elec Instantaneous |  | 2 | VERY SMALL DRAW | 0.8 | 0 | <= 2gal; > 12 kW and <= 58.6 kW |  |  | Supply water temperature | 58 | F
|  |  | Elec Storage-55 | Elec Storage | 55 | 0.84 | 0.91 | 0.92 | 0.93 | [13 empty] | 1 | RESIDENTIAL-DUTY ELEC INSTANTANEOUSVERY SMALL DRAW1 | N/A | N/A | N/A |  | Residential-Duty Elec Instantaneous |  | 2 | LOW DRAW | 0.8 | 0 | <= 2gal; > 12 kW and <= 58.6 kW
|  |  | Elec Storage-60 | Elec Storage | 60 | 1.86 | 1.98 | 2.05 | 2.18 | [13 empty] | 1 | RESIDENTIAL-DUTY ELEC INSTANTANEOUSLOW DRAW1 | N/A | N/A | N/A |  | Residential-Duty Elec Instantaneous |  | 2 | MEDIUM DRAW | 0.8 | 0 | <= 2gal; > 12 kW and <= 58.6 kW
|  |  | Elec Storage-75 | Elec Storage | 75 | 1.84 | 1.96 | 2.03 | 2.16 | [13 empty] | 1 | RESIDENTIAL-DUTY ELEC INSTANTANEOUSMEDIUM DRAW1 | N/A | N/A | N/A |  | Residential-Duty Elec Instantaneous |  | 2 | HIGH DRAW | 0.8 | 0 | <= 2gal; > 12 kW and <= 58.6 kW
|  |  | Elec Storage-80 | Elec Storage | 80 | 1.84 | 1.96 | 2.03 | 2.15 | [13 empty] | 1 | RESIDENTIAL-DUTY ELEC INSTANTANEOUSHIGH DRAW1 | N/A | N/A | N/A |  | Residential-Duty Gas Storage |  | 120 | VERY SMALL DRAW | 0.2674 | 0.0009 | > 75 kBtuh and <= 105 kBtuh; <= 120 gal
|  |  | Elec Storage-100 | Elec Storage | 100 | 1.8136 | 1.934 | 2.0071 | 2.1318 | [13 empty] | 1 | HEAT PUMP1 | 3.3 | 3.3 | N/A | ES v.4.0 - Tier 1 | Residential-Duty Gas Storage |  | 120 | LOW DRAW | 0.5362 | 0.0012 | > 75 kBtuh and <= 105 kBtuh; <= 120 gal
|  |  | Elec Storage-120 | Elec Storage | 120 | 1.7916 | 1.912 | 1.9851 | 2.1098 | [13 empty] | 1 | HEAT PUMPVERY SMALL DRAW1 | 3.3 | 3.3 | N/A | ES v.4.0 - Tier 1 | Residential-Duty Gas Storage |  | 120 | MEDIUM DRAW | 0.6002 | 0.0011 | > 75 kBtuh and <= 105 kBtuh; <= 120 gal
|  |  | Heat Pump-40 | Heat Pump | 40 | 3 | 3 | 3 | 3 | [13 empty] | 1 | HEAT PUMPLOW DRAW1 | 3.3 | 3.3 | N/A | ES v.4.0 - Tier 1 | Residential-Duty Gas Storage |  | 120 | HIGH DRAW | 0.6597 | 0.0009 | > 75 kBtuh and <= 105 kBtuh; <= 120 gal
|  |  | Heat Pump-50 | Heat Pump | 50 | 3 | 3 | 3 | 3 | [13 empty] | 1 | HEAT PUMPMEDIUM DRAW1 | 3.3 | 3.3 | N/A | ES v.4.0 - Tier 1
|  |  | Heat Pump-75 | Heat Pump | 75 | 3 | 3 | 3 | 3 | [13 empty] | 1 | HEAT PUMPHIGH DRAW1 | 3.3 | 3.3 | N/A | ES v.4.0 - Tier 1 | [8 empty] | Res.Duty Commercial Water Heaters
|  |  | Heat Pump-80 | Heat Pump | 80 | 3 | 3 | 3 | 3 | [13 empty] | 2 | GAS INSTANTANEOUS2 | N/A | N/A | 0.92 | CEE Tier 2
|  |  | Heat Pump-100 | Heat Pump | 100 | 3 | 3 | 3 | 3 | [13 empty] | 2 | GAS INSTANTANEOUSVERY SMALL DRAW2 | N/A | N/A | 0.92 | CEE Tier 2
|  |  | Heat Pump-120 | Heat Pump | 120 | 3 | 3 | 3 | 3 | [13 empty] | 2 | GAS INSTANTANEOUSLOW DRAW2 | N/A | N/A | 0.92 | CEE Tier 2
[23 empty] | 2 | GAS INSTANTANEOUSMEDIUM DRAW2 | N/A | N/A | 0.92 | CEE Tier 2
[23 empty] | 2 | GAS INSTANTANEOUSHIGH DRAW2 | N/A | N/A | 0.92 | CEE Tier 2
[23 empty] | 3 | GAS INSTANTANEOUS3 | N/A | N/A | 0.96 | DEER Tier 3
[23 empty] | 3 | GAS INSTANTANEOUSVERY SMALL DRAW3 | N/A | N/A | 0.96 | DEER Tier 3
[23 empty] | 3 | GAS INSTANTANEOUSLOW DRAW3 | N/A | N/A | 0.96 | DEER Tier 3
[23 empty] | 3 | GAS INSTANTANEOUSMEDIUM DRAW3 | N/A | N/A | 0.96 | DEER Tier 3
[23 empty] | 3 | GAS INSTANTANEOUSHIGH DRAW3 | N/A | N/A | 0.96 | DEER Tier 3
[23 empty] | 2 | HEAT PUMP2 | 3.5 | 3.5 | N/A | DEER Tier 2
[23 empty] | 2 | HEAT PUMPVERY SMALL DRAW2 | 3.5 | 3.5 | N/A | DEER Tier 2
[23 empty] | 2 | HEAT PUMPLOW DRAW2 | 3.5 | 3.5 | N/A | DEER Tier 2
[23 empty] | 2 | HEAT PUMPMEDIUM DRAW2 | 3.5 | 3.5 | N/A | DEER Tier 2
[23 empty] | 2 | HEAT PUMPHIGH DRAW2 | 3.5 | 3.5 | N/A | DEER Tier 2
[23 empty] | 3 | HEAT PUMP3 | 3.75 | 3.75 | N/A | CEE Tier Advanced
[23 empty] | 3 | HEAT PUMPVERY SMALL DRAW3 | 3.75 | 3.75 | N/A | CEE Tier Advanced
[23 empty] | 3 | HEAT PUMPLOW DRAW3 | 3.75 | 3.75 | N/A | CEE Tier Advanced
[23 empty] | 3 | HEAT PUMPMEDIUM DRAW3 | 3.75 | 3.75 | N/A | CEE Tier Advanced
[23 empty] | 3 | HEAT PUMPHIGH DRAW3 | 3.75 | 3.75 | N/A | CEE Tier Advanced
[23 empty] | 2 | GAS STORAGE2 | N/A | N/A | N/A | CEE Tier 2
[23 empty] | 2 | GAS STORAGEVERY SMALL DRAW2 | N/A | N/A | N/A | CEE Tier 2
[23 empty] | 2 | GAS STORAGELOW DRAW2 | N/A | N/A | N/A | CEE Tier 2
[23 empty] | 2 | GAS STORAGEMEDIUM DRAW2 | N/A | N/A | N/A | CEE Tier 2
[23 empty] | 2 | GAS STORAGEHIGH DRAW2 | 0.78 | N/A | N/A | CEE Tier 2
[23 empty] | 2 | RESIDENTIAL-DUTY GAS STORAGE2 | N/A | N/A | N/A | DEER Tier 2
[23 empty] | 2 | RESIDENTIAL-DUTY GAS STORAGEVERY SMALL DRAW2 | N/A | N/A | N/A | DEER Tier 2
[23 empty] | 2 | RESIDENTIAL-DUTY GAS STORAGELOW DRAW2 | N/A | N/A | N/A | DEER Tier 2
[23 empty] | 2 | RESIDENTIAL-DUTY GAS STORAGEMEDIUM DRAW2 | N/A | N/A | N/A | DEER Tier 2
[23 empty] | 2 | RESIDENTIAL-DUTY GAS STORAGEHIGH DRAW2 | N/A | N/A | N/A | DEER Tier 2
CFR Title 10 431.110
GAS STORAGE
GAS STORAGEVERY SMALL DRAW
GAS STORAGELOW DRAW
GAS STORAGEMEDIUM DRAW
GAS STORAGEHIGH DRAW
GAS INSTANTANEOUS
GAS INSTANTANEOUSVERY SMALL DRAW
GAS INSTANTANEOUSLOW DRAW
GAS INSTANTANEOUSMEDIUM DRAW
GAS INSTANTANEOUSHIGH DRAW
RESIDENTIAL-DUTY GAS STORAGE
RESIDENTIAL-DUTY GAS STORAGEVERY SMALL DRAW
RESIDENTIAL-DUTY GAS STORAGELOW DRAW
RESIDENTIAL-DUTY GAS STORAGEMEDIUM DRAW
RESIDENTIAL-DUTY GAS STORAGEHIGH DRAW
ELEC STORAGE
ELEC STORAGEVERY SMALL DRAW
ELEC STORAGELOW DRAW
ELEC STORAGEMEDIUM DRAW
ELEC STORAGEHIGH DRAW
ELEC INSTANTANEOUSVERY SMALL DRAW
ELEC INSTANTANEOUSLOW DRAW
ELEC INSTANTANEOUSMEDIUM DRAW
ELEC INSTANTANEOUSHIGH DRAW
RESIDENTIAL-DUTY ELEC INSTANTANEOUSVERY SMALL DRAW
RESIDENTIAL-DUTY ELEC INSTANTANEOUSLOW DRAW
RESIDENTIAL-DUTY ELEC INSTANTANEOUSMEDIUM DRAW
RESIDENTIAL-DUTY ELEC INSTANTANEOUSHIGH DRAW
HEAT PUMP
HEAT PUMPVERY SMALL DRAW
HEAT PUMPLOW DRAW
HEAT PUMPMEDIUM DRAW
HEAT PUMPHIGH DRAW
Note on I35: Williams, Christopher: Arbitrary as there is no code min for HPs. 3.30 is ES minimum
Note on BH15: Williams, Christopher: Added in order to convert UEF to EF to COP

## ES Criteria
https://www.energystar.gov/products/water_heaters/residential_water_heaters_key_product_criteria |  |  |  |  | https://www.energystar.gov/products/water_heaters/commercial_water_heaters/key_product_criteria
effective date: 4/16/2015 |  |  |  |  | effective date 10/1/2018 | [5 empty] | v.4.0 - Res
v.3.2 |  |  |  |  | v.2 | [5 empty] | Storage definition
Meets EF, standby loss and/or TE OR UEF criteria |  |  |  |  | Meets TE, standby loss or COP | [5 empty] | input = 75 kBtuh or less
> 1 gallon per 4 kBtuh input
HP max = 24A @ 250V
Storage Water Heaters <= 75,000 Btu/h and containing > 1 gal per 4,000 Btu/h input |  |  |  |  | Gas-fired storage > 75,000 Btu/h and < 4,000 Btu/h per gallon of stored water
Heat Pump Water Heaters with storage max current of 24A @ 250V or less |  |  | 6 | kW | Gas-fired instantaneous > 200,000 Btu/h and >= 4,000 Btu/h per gallon of stored water | [5 empty] | Instantaneous definition
Instantaneous Water Heaters contain <= 1 gal per 4,000 Btu/h and less than 200,000 Btu/h |  |  |  |  | Gas-fired storage -type instantaneous storage volume >= 10 gallons | [5 empty] | <=1 gallon per 4 kBtuh input
High Capacity Storage Water Heaters > 75,000 Btu/h <= 105,000 Btu/h |  |  |  |  | Electric Heat Pump > 12 kW rated electric input | [5 empty] | input <= 200 kBtuh
Gas Storage res-duty definition
Deliver <= 180 degF water and storage <= 120 gallons
Electric Storage Water Heaters |  |  |  |  | Gas-fired Storage Water Heaters and Gas-Fired Storage Typ Instantaneous | [5 empty] | input > 75 kBtuh and < = 105 kBtuh
| <= 55 gal | > 55 gal | [8 empty] | > 1 gallon per 4 kBtuh
EF >= | 2 | 2.2 |  |  | TE >= | 0.94
FHR >= | 50 | 50 |  |  | SL <= | 0.84 x [(Input rate / 800) + 110 x (Volume)^0.5] | 0.84 | 0.00125 | 110 | 0.5
-----------OR-----------
UEF >= | 2 | 2.2
FHR >= | 45 | 45
Gas Storage Water Heaters |  |  |  |  | Gas-fired instantaneous
| <= 55 gal | > 55 gal
EF >= | 0.67 | 0.77 |  |  | TE >= | 0.94
FHR >= | 67 | 67
------------OR------------
MEDIUM DRAW UEF>= | 0.64 | 0.78
HIGH DRAW UEF >= | 0.68 | 0.8 |  |  | Electric Heat Pump
FHR >= | 67 | 67
[5 empty] | COP >= | 3
Gas Instantaneous Water Heaters
EF >= | 0.9
GPM >= | 2.5
-------------OR------------
UEF >= | 0.87
Max GPM >= | 2.9
High Capacity Storage Gas WH
TE >= | 0.9
Standby loss Btu/h<= | 1889*(TE-0.73)
---------------OR--------------
UEF >= | 0.8